## Summary Tables
Fixture Type | Technology | Technology | Lamp Wattage (W) | Weighting (%) | Lamp Efficacy (Lm/W) | Bare Lamp Lumens (2 lamps) | Fixture Efficiency (%) | Fixture Lumens | Weighted Fixture Lumens | Percent Difference from T8 | In Situ Lamp Wattage | Weighted Lamp Wattage
Troffer | Linear Fluorescent (T8) | Linear Fluorescent (T8) | 28 | 42% | 90 | 4386 | 72.93% | 3198.786 | 3515.193 | N/A | 24.64 | 26.6816
|  | Linear Fluorescent (T8) | 32 | 58% | 89 | 5134 | 72.93% | 3744.3153 | 0 | N/A | 28.16 | 0
| TLED | TLED | 14 | 42% | 145 | 4060 | 82.05% | 3331.3368 | 3469.3494 | -1.304% | 14 | 14.58
| LED | TLED | 15 | 58% | 145 | 4350 | 82.05% | 3569.2895 |  |  | 15
Parking | Linear Fluorescent (T8) | Linear Fluorescent (T8) | 28 | 42% | 90 | 4386 | 64.21% | 2816.1942 | 3094.7573 | N/A | 24.64 | 26.6816
Parking | Linear Fluorescent (T8) | Linear Fluorescent (T8) | 32 | 58% | 89 | 5134 | 64.21% | 3296.4754 |  |  | 28.16
Parking | TLED | TLED | 14.25 | 42% | 145 | 4132.5 | 73.33% | 3030.3461 | 3061.1812 | -1.085% | 14.25 | 14.395
Parking | LED | TLED | 14.5 | 58% | 145 | 4205 | 73.33% | 3083.5101 |  |  | 14.5
Measure | Baseline kW | Measure kW | Delta kW
Non-Res, Dwelling, Common | 0.026682 | 0.01458 | 0.012102
Parking | 0.026682 | 0.014395 | 0.012287

## Troffer Calculations
[13 empty] | Troffer | Troffer
From SCE Programs Base Case |  |  |  | From Caliper |  | From SCE Measure Case LED | [5 empty] | From Caliper Data
RatedWBase | %RatedBase | NormalizedWBase |  | Lamp Lumens | Bare Lamp Efficacy | NormalizedWBase | WeightedAvgMeasure | DELTA | WeightedAvgMeasure | DELTA |  |  | Average | Average | Efficiency Difference | [9 empty] | Deprec. Lumens
25 | 0.3639% | [10 empty] | Troffer | 82.05% | 72.93% | 9.121% | [6 empty] | Lumen Dep (%/yr) | Est. Years | Est Depreciated Performanc | Wtd Avg | Average w/o HE
28 | 41.69% | 24.64 | FL (BK13-30) | 2193 | 90 | 24.64 | 17.4027 | 7.2373 | 14.9432 | 9.6968 |  | Avg Lumenaire Efficency | LED | LF | [7 empty] | N/A | 3 | 0.9 | 0 | 0
30 | 0.1796% | [10 empty] | K12 Lens | 83.5% | 73.5%
32 | 57.77% | 28.16 | F32T8/841 | 2567 | 89 | 28.16 | 15.566 | 12.594 | 12.8122 | 15.3478 |  | Parabolic | 81.71% | 67%
| Total Weighted Average | [10 empty] | Volumetric | 80.33% | 72.15%
[12 empty] | High Performance | 81.67% | 86%
Baseline Wtd W | New Measure Wtd | New Delta Watts |  | DLC List | Over 140 LPW
26.6816 | 14.58 | 12.1016 |  | Avg Watt | 14.3071 | [19 empty] | Deprec. Lumens
|  |  |  | Avg Efficacy | 147.5187 | [5 empty] | Based on Caliper | Fluorescent Performance | [9 empty] | Lumen Dep (%/yr) | Est. Years | Est Depreciated Performanc | Wtd Avg | Average w/o HE
|  |  |  | Avg Lumen | 2106.9063 | [5 empty] | Normalized Watts | RatedWBase | Weighting | Lamp Qty | Efficacy | Lamp Lumens | Total Bare Lumens | Fixture Efficacy | Fixture Lumens | Wtd Average lumens |  | 2.5% | 3 | 0.92686 | 0 | 0
[11 empty] | 24.64 | 28 | 42% | 2 | 90 | 2193 | 4386 | 72.93% | 3198.786 | 3515.193 |  |  |  |  | #DIV/0! | #DIV/0!
[11 empty] | 28.16 | 32 | 58% | 2 | 89 | 2567 | 5134 | 72.93% | 3744.3153
New Measure Case Comparison
[12 empty] | LED Performance | [12 empty] | Deprec. Lumens
[12 empty] | RatedWBase | Weighting | Lamp Qty | Efficacy | Lamp Lumens | Total Bare Lumens | Fixture Efficacy | Fixture Lumens | Wtd Average lumens | % Difference | Lumen Dep (%/yr) | Est. Years | Est Depreciated Performanc | Wtd Avg | Average w/o HE
[12 empty] | 14 | 42% | 2 | 145 | 2030 | 4060 | 82.05% | 3331.3368 | 3469.3494 | -1.304% | 2.5% | 3 | 0.92686 | 0 | 0
[12 empty] | 15 | 58% | 2 | 145 | 2175 | 4350 | 82.05% | 3569.2895 | [5 empty] | #DIV/0! | #DIV/0!
[25 empty] | Est TLED EUL | 12
[25 empty] | RUL | 3
[25 empty] | LF Lumen Depr (%/yr) | 8%
[25 empty] | LED Lumen Depr (%/yr) | 2.5%
[25 empty] | LF Lamp L70 Hrs | 20000 | https://www.lrc.rpi.edu/programs/nlpip/lightinganswers/t8/05-t8-lamp-life.asp
[25 empty] | LED Lamp L70 Hrs | 50000 | Based on DLC
[25 empty] | Est hrs per year | 4000
Old Measure Case Comparison
LED Performance
[12 empty] | RatedWBase | Weighting | Lamp Qty | Efficacy | Lamp Lumens | Total Bare Lumens | Fixture Efficacy | Fixture Lumens | Wtd Average lumens | % Difference
[12 empty] | 17.4027 | 42% | 2 | 123.3 | 2145.7573 | 4291.5146 | 82.05% | 3521.3007 | 3329.4473 | -5.284%
[12 empty] | 15.566 | 58% | 2 | 124.9 | 1944.1906 | 3888.3812 | 82.05% | 3190.5191
Baseline Wtd W | Old Measure Wtd | Old Delta Watts
26.6816 | 16.3374 | 10.3442
Not used in analysis
Fixture | LPW
| 74.0167 | 65.6417
Avg Lumenaire Efficay | LED | LF
K12 Lens | 74.1 | 65.1
Parabolic | 74.2 | 62.8
Volumetric | 73.2667 | 62.2667
High Performance | 74.5 | 72.4
Lamp | LPW
| 90.7009 | 86.205
Avg Lamp Efficay | LED | LF
K12 Lens | 90.7223 | 86.5089
Parabolic | 90.4937 | 85.3307
Volumetric | 90.8653 | 88.4715
High Performance | 90.7223 | 84.5087
Notes:
- only 28W and 32W lamps are used in analysis as they make up >99% of sample size.
-Weighting and wattage are based on SCE program data.
- Fluorescent lamp efficacy and lumen output is based on Caliper data.
-LED lamp efficacy is based on DLC (est 145 LPW), can be adjusted.
- Caliper data for fixture efficacy (lumens per fixiture/total lamp lumens) for 4 different troffer types is used for both LED and Fluorescent.
-LED generally had higher fixture efficacy, except for High Performance Fixtures.
- Recessed Indirect fixtures were removed from analysis, because they showed poor performance for all lamps.
- New measure case wattage was selected to get meausre case lumens (performance) within 1% of base

## Parking Calculations
[13 empty] | Average | Average | Efficiency Difference
From SCE |  |  |  | From Caliper | Bare Lamp | From SCE LEDs | [6 empty] | 73.33% | 64.21% | 9.121%
RatedWBase | %RatedBase | NormalizedWBase |  | Lumens | Efficacy | NormalizedWBase | WeightedAvgMeasure | DELTA | WeightedAvgMeasure | DELTA |  | Avg Lumenaire Efficency | LED | LF | [10 empty] | Deprec. Lumens
25 | 0.3639% | [10 empty] | Linear Pendant | N/A | 66.62% | [7 empty] | Lumen Dep (%/yr) | Est. Years | Est Depreciated Performanc | Wtd Avg | Average w/o HE
28 | 41.69% | 24.64 | FL (BK13-30) | 2193 | 90 | 24.64 | 17.4027 | 7.2373 | 14.9432 | 9.6968 |  | Linear Parking Garage | N/A | 61.8% | [7 empty] | N/A | 3 | 0.9 | 0 | #REF!
30 | 0.1796%
32 | 57.77% | 28.16 | F32T8/841 | 2567 | 89 | 28.16 | 15.566 | 12.594 | 12.8122 | 15.3478
Total Weighted Average
Baseline Wtd W | New Measure Wtd | New Savings |  | DLC List | Over 140 LPW
26.6816 | 14.395 | 12.2866 |  | Avg Watt | 14.3071 | [19 empty] | Deprec. Lumens
|  |  |  | Avg Efficacy | 147.5187 | [5 empty] | Based on Caliper | Fluorescent Performance | [9 empty] | Lumen Dep (%/yr) | Est. Years | Est Depreciated Performanc | Wtd Avg | Average w/o HE
|  |  |  | Avg Lumen | 2106.9063 | [5 empty] | Normalized Watts | RatedWBase | Weighting | Lamp Qty | Efficacy | Lamp Lumens | Total Bare Lumens | Fixture Efficacy | Fixture Lumens | Wtd Average lumens |  | 2.5% | 3 | 0.92686 | 0 | #REF!
|  |  |  | Zonal Lumen 0-60 (DLC Avg %) | #DIV/0! | [5 empty] | 24.64 | 28 | 42% | 2 | 90 | 2193 | 4386 | 64.21% | 2816.1942 | 3094.7573 |  |  |  |  | #DIV/0! | #REF!
[11 empty] | 28.16 | 32 | 58% | 2 | 89 | 2567 | 5134 | 64.21% | 3296.4754
Measure Case Comparison
[12 empty] | LED Performance | [12 empty] | Deprec. Lumens
[12 empty] | RatedWBase | Weighting | Lamp Qty | Efficacy | Lamp Lumens | Total Bare Lumens | Fixture Efficacy | Fixture Lumens | Wtd Average lumens | % Difference | Lumen Dep (%/yr) | Est. Years | Est Depreciated Performanc | Wtd Avg | Average w/o HE
[12 empty] | 14.25 | 42% | 2 | 145 | 2066.25 | 4132.5 | 73.33% | 3030.3461 | 3061.1812 | -1.085% | 2.5% | 3 | 0.92686 | 0 | #REF!
[12 empty] | 14.5 | 58% | 2 | 145 | 2102.5 | 4205 | 73.33% | 3083.5101 | [5 empty] | #DIV/0! | #REF!
[25 empty] | Est TLED EUL | 12
[25 empty] | RUL | 3
[25 empty] | LF Lumen Depr (%/yr) | 8%
[25 empty] | LED Lumen Depr (%/yr) | 2.5%
[25 empty] | LF Lamp L70 Hrs | 20000 | https://www.lrc.rpi.edu/programs/nlpip/lightinganswers/t8/05-t8-lamp-life.asp
[25 empty] | LED Lamp L70 Hrs | 50000 | Based on DLC
[25 empty] | Est hrs per year | 4000
Old Measure Case Comparison
LED Performance
[12 empty] | RatedWBase | Weighting | Lamp Qty | Efficacy | Lamp Lumens | Total Bare Lumens | Fixture Efficacy | Fixture Lumens | Wtd Average lumens | % Difference
[12 empty] | 17.4027 | 42% | 2 | 123.3 | 2145.7573 | 4291.5146 | 73.33% | 3146.9509 | 2975.4936 | -3.854%
[12 empty] | 15.566 | 58% | 2 | 124.9 | 1944.1906 | 3888.3812 | 73.33% | 2851.3348
Baseline Wtd W | Old Measure Wtd | Old Savings
26.6816 | 16.3374 | 10.3442
Analysis only used for LF fixtures
Caliper Detailed Report BK09-108
Lumen Angle breakdown
LF
|  |  | Lumens | % Fixture | % ot total Lamp Lumens | If 55% of total lamp is in downward direction, then 100% of downlight is usable.
|  | Downward Street side | 2585 | 44.5% | 27.61%
|  | Downward House Side | 2585 | 44.5% | 27.61%
|  | Downward Total | 5169 | 89.1% | 55.2%
|  | Upward Street Side | 317 | 5.5% | 3.385%
|  | Upward House Side | 317 | 5.5% | 3.385%
|  | Upward Total | 635 | 10.9% | 6.781%
|  | Total | 5804 | 100% | 61.98%
|  | Efficacy | 55.7
[7 empty] | Caliper Detailed Report 11-79 | Shows that 100% of light is emmitted withing the 60 deg zone
Notes:
- only 28W and 32W lamps are used in analysis as they make up >99% of sample size.
-Weighting and wattage are based on SCE program data.
- Fluorescent lamp efficacy and lumen output is based on Caliper data.
-LED lamp efficacy is based on DLC (est 145 LPW)
- Caliper data for fixture efficacy (lumens per fixiture/total lamp lumens) for 2 different linear/parking garage types is used for Fluorescent lamps. --No "In-situ" TLED tests could be found for these fixtures.
- Based on CPUC email comments (6/11/2019), same difference in fixture efficiency from troffers for LF and TLEDs (~9%) is used for parking garage fixtures.
Note on R2: Author: Based on CPUC email comments (6/11/2019), same difference in fixture efficiency from troffers for LF and TLEDs is used for parking garage fixtures.

## SCE Prog Data
Manufacturer | ModelNumber | SKU | SolutionCode | SolutionDescription | RegularPrice | Quantity | NumFixtures | NumSampled | LampsPerFixture | BallastsPerFixture | TotalBallasts | BallastManufacturer | BallastModel | TotalLamps | LampWattages | DLCWattage | TotalLampW | TubeDisposition | Lumens | LPW | Watt | 145 | Tube LPW | Updated LampW
GE | LED15ET8/G/4/840 | LED15ET8/G/4/840 | LT-11950 | LED Tube | 10.5 | 110 | 55 | 10 | 2 | 1 | 55 | Advance | VEL-2P32-RH-TP | 110 | 32 | 18 | 1980 | Recycled | 2200 | 122.2 | 18 | 15.1724 |  | 1668.9655
GE | LED15ET8/G/4/840 | LED15ET8/G/4/840 | LT-11950 | LED Tube | 10.5 | 957 | 319 | 70 | 3 | 2 | 638 | Advance | VEL-2P32-RH-TP | 957 | 32 | 18 | 17226 | Recycled | 2200 | 122.2 | 18 | 15.1724 |  | 14520
GE | LED15ET8/G/4/840 | LED15ET8/G/4/840 | LT-11950 | LED Tube | 10.5 | 408 | 102 | 25 | 4 | 2 | 204 | Advance | (2) VEL-2P32-RH-TP | 408 | 32 | 18 | 7344 | Recycled | 2200 | 122.2 | 18 | 15.1724 |  | 6190.3448
GE | LED15ET8/G/4/840 | LED15ET8/G/4/840 | LT-11950 | LED Tube | 10.5 | 202 | 101 | 15 | 2 | 1 | 101 | Advance | VEL-2P32-RH-TP | 202 | 32 | 18 | 3636 | Recycled | 2200 | 122.2 | 18 | 15.1724 |  | 3064.8276
GE | LED15ET8/G/4/840 | LED15ET8/G/4/840 | LT-11950 | LED Tube | 10.5 | 76 | 38 | 4 | 2 | 1 | 38 | Advance | VEL-2P32-RH-TP | 76 | 32 | 18 | 1368 | Recycled | 2200 | 122.2 | 18 | 15.1724 |  | 1153.1034
GE | LED15ET8/G/4/840 | LED15ET8/G/4/840 | LT-11950 | LED Tube | 10.5 | 16 | 4 | 2 | 4 | 2 | 8 | Advance | VEL-2P32-RH-TP | 16 | 32 | 18 | 288 | Recycled | 2200 | 122.2 | 18 | 15.1724 |  | 242.7586
Eco-star | LB18T8-PNP/840 | LB18T8-PNP/840 | LT-11950 | LED Tube | 10.89 | 380 | 190 | 50 | 2 | 2 | 380 | Advance | ICN-2P32-N | 380 | 32 | 18 | 6840 | recycled | 1900 | 105.5556 | 18 | 13.1034 |  | 4979.3103
Eco-Star | LB18T8-PNP/850 | LB18T8-PNP/850 | LT-11950 | LED Tube | 10.89 | 242 | 121 | 14 | 2 | 2 | 242 | General Electric | GE232MAX | 242 | 32 | 18 | 4356 | recycled | 1900 | 105.5556 | 18 | 13.1034 |  | 3171.0345
Espen Technology | L48T8/835/12G-EB | L48T8/835/12G-EB | LT-11950 | LED Tube | 10 | 4159 | 281 | 30 | 1 | 1 | 281 | Philips Advance | ICN-4P32-SC | 281 | 32 | 15 | 62385 | Recycled | 1800 | 124.1379 | 14.5 | 12.4138 | Different than DLC | 51628.9655
Espen Technology | L48T8/835/12G-EB | L48T8/835/12G-EB | LT-11950 | LED Tube | 10 | 4159 | 1939 | 220 | 2 | 1 | 1939 | Universal | B232IUNVHE-A | 3878 | 32 | 15 | 62385 | Recycled | 1800 | 124.1379 | 14.5 | 12.4138 | Different than DLC | 51628.9655
Sylvania | LED12T8/L48/F/841/SUB/G5 | LED12T8 | LT-11950 | LED Tube | 15.5 | 300 | 150 | 25 | 2 | 2 | 300 | Sylvania | QTP2X32T8UNVPSXTC | 300 | 30 | 14.5 | 4350 | recycled | 1600 | 133.3333 | 12 | 11.0345 | Different than DLC | 3310.3448
Sylvania | LED15T8/L48/DIM/841/SUB/G6 | 75288 | LT-11950 | LED Tube | 12 | 120 | 40 | 4 | 3 | 1 | 40 | GE | GE-232-MAX-L/Ultra | 120 | 32 | 18 | 2160 | recycled | 2200 | 122 | 18 | 15.1724 |  | 1820.6897
Sylvania | LED15T8/L48/DIM/841/SUB/G6 | 75288 | LT-11950 | LED Tube | 12 | 164 | 82 | 9 | 2 | 1 | 82 | GE | GE-232-MAX-L/Ultra | 164 | 32 | 18 | 2952 | recycled | 2200 | 122 | 18 | 15.1724 |  | 2488.2759
SYLVANIA | LED15T8/L48/DIM/835/SUB/G6 | 75287 | LT-11950 | LED Tube | 13.2 | 10 | 5 | 5 | 2 | 1 | 5 | Sylvania | QHE2X32T8/UNV ISN-SC | 10 | 28 | 18 | 180 | Recycled | 2200 | 122 | 18 | 15.1724 |  | 151.7241
SYLVANIA | LED15T8/L48/DIM/835/SUB/G6 | 75287 | LT-11950 | LED Tube | 13.2 | 879 | 341 | 341 | 3 | 1 | 341 | Sylvania | QHE2X32T8/UNV ISN-SC/QHE4X32T8/UNV ISN-SC in master satellite relationship | 1023 | 28 | 18 | 15822 | Recycled | 2200 | 122 | 18 | 15.1724 |  | 13336.5517
SYLVANIA | LED15T8/L48/DIM/835/SUB/G6 | 75287 | LT-11950 | LED Tube | 13.2 | 512 | 128 | 128 | 4 | 1 | 128 | Sylvania | QHE4X32T8/UNV ISN-SC | 512 | 28 | 18 | 9216 | Recycled | 2200 | 122 | 18 | 15.1724 |  | 7768.2759
James Industry Group (China) Co., Ltd | ZY-T8-20W1200 BIXX (4000K FROSTED LENS) | ZY-T8-20W1200 BIXX (4000K FROSTED LENS) | LT-11950 | LED Tube | 10 | 75 | 25 | 5 | 6 | 1 | 25 | Sylvania | UltramaxGE132T8 | 75 | 25 | 20.08 | 1506 | recylcled | 2700 | 135 | 20 | 18.6207 | Different than DLC | 1396.5517
James Industry Group (China) Co., Ltd | ZY-T8-20W1200 BIXX (4000K FROSTED LENS) | ZY-T8-20W1200 BIXX (4000K FROSTED LENS) | LT-11950 | LED Tube | 10 | 75 | 25 | 5 | 6 | 1 | 25 | Philips | UltramaxGE232T8 | 75 | 25 | 20.08 | 1506 | recylcled | 2700 | 135 | 20 | 18.6207 | Different than DLC | 1396.5517
James Industry Group (China) Co., Ltd | BT814W4FT (Frosted Lens) (4000K) | BT814W4FT (Frosted Lens) (4000K) | LT-11950 | LED Tube | 9.45 | 13 | 13 | 3 | 1 | 1 | 13 | GE | UltramaxGE132T8 | 13 | 25 | 16.03 | 208.39 | recycled | 1860 | 132.8571 | 14 | 12.8276 | Different than DLC | 166.7586
James Industry Group (China) Co., Ltd | BT814W4FT (Frosted Lens) (4000K) | BT814W4FT (Frosted Lens) (4000K) | LT-11950 | LED Tube | 9.45 | 418 | 209 | 25 | 2 | 1 | 209 | GE | UltramaxGE232T8 | 418 | 25 | 16.03 | 6700.54 | recycled | 1860 | 132.8571 | 14 | 12.8276 | Different than DLC | 5361.931
James Industry Group (China) Co., Ltd | BT814W4FT (Frosted Lens) (4000K) | BT814W4FT (Frosted Lens) (4000K) | LT-11950 | LED Tube | 9.45 | 27 | 9 | 9 | 3 | 1 | 9 | GE | GE323Max-N | 27 | 25 | 16.03 | 432.81 | recycled | 1860 | 132.8571 | 14 | 12.8276 | Different than DLC | 346.3448
Sylvania | LED15T8/L48/DIM/835/SUB/G6 | 75287 | LT-11950 | LED Tube | 13.2 | 10 | 5 | 5 | 2 | 1 | 5 | Osram Sylvania | QHE2X32T8/UNV ISN-SC | 10 | 28 | 18 | 180 | Recycled | 2200 | 122 | 18 | 15.1724 |  | 151.7241
Sylvania | LED15T8/L48/DIM/835/SUB/G6 | 75287 | LT-11950 | LED Tube | 13.2 | 966 | 324 | 324 | 3 | 1 | 322 | Osram Sylvania | QHE2X32T8/UNV ISN-SC/ QHE4X32T8/UNV ISN-SC in a master satellite relationship | 966 | 28 | 18 | 17388 | Recycled | 2200 | 122 | 18 | 15.1724 |  | 14656.5517
Sylvania | LED15T8/L48/DIM/835/SUB/G6 | 75287 | LT-11950 | LED Tube | 13.2 | 488 | 120 | 120 | 4 | 1 | 122 | Osram Sylvania | QHE4X32T8/UNV ISN-SC | 488 | 28 | 18 | 8784 | Recycled | 2200 | 122 | 18 | 15.1724 |  | 7404.1379
James Industries | BT812W4FT(3500K) | BT812W4FT(3500K) | LT-11950 | LED Tube | 9.9 | 550 | 275 | 50 | 2 | 1 | 275 | Philips | ICN-2932-N | 550 | 32 | 16.03 | 8816.5 | Recycled | 1720 | 143.3333 | 12 | 11.8621 | Different than DLC | 6524.1379
James Industries | ZY-T8-15W1200 BIXX(3500K) | ZY-T8-15W1200 BIXX(3500K) | LT-11950 | LED Tube | 11.8 | 21838 | 10919 | 3600 | 2 | 1 | 10919 | Osram | QTP-2x32T8/UNV-INS | 21838 | 28 | 16.13 | 352246.94 | recycled | 2100 | 140 | 15 | 14.4828 | Different than DLC | 316274.4828
Sylvania | LED15T8/L48/DIM/841/SUB/G6 | 75288 | LT-11950 | LED Tube | 12 | 388 | 194 | 194 | 2 | 1 | 194 | Advance Centium | ICN-2P32-N | 388 | 32 | 18 | 6984 | Recycled | 2200 | 122 | 18 | 15.1724 |  | 5886.8966
Sylvania | LED15T8/L48/DIM/841/SUB/G6 | 75288 | LT-11950 | LED Tube | 12 | 32 | 16 | 16 | 2 | 1 | 16 | Howard | EP3/32IS/MV/MC/HE | 32 | 32 | 18 | 576 | Recycled | 2200 | 122 | 18 | 15.1724 |  | 485.5172
Sylvania | LED15T8/L48/DIM/841/SUB/G6 | 75288 | LT-11950 | LED Tube | 12 | 200 | 100 | 100 | 2 | 1 | 100 | Osram Sylvania | QHE2x32T8/UNV ISL-SC | 200 | 32 | 18 | 3600 | Recycled | 2200 | 122 | 18 | 15.1724 |  | 3034.4828
Sylvania | LED15T8/L48/DIM/841/SUB/G6 | 75288 | LT-11950 | LED Tube | 12 | 20 | 10 | 10 | 2 | 1 | 10 | Osram Sylvania | QTP3x32T8/UNV ISN-SC | 20 | 32 | 18 | 360 | Recycled | 2200 | 122 | 18 | 15.1724 |  | 303.4483
Sylvania | LED15T8/L48/DIM/841/SUB/G6 | 75288 | LT-11950 | LED Tube | 12 | 1530 | 510 | 510 | 3 | 1 | 510 | Osram Sylvania | QTP3x32T8/UNV ISN-SC | 1530 | 32 | 18 | 27540 | Recycled | 2200 | 122 | 18 | 15.1724 |  | 23213.7931
Sylvania | LED15T8/L48/DIM/841/SUB/G6 | 75288 | LT-11950 | LED Tube | 12 | 102 | 34 | 4 | 3 | 1 | 34 | Sylvania | QHE3X32T8/UNVISN-SC | 102 | 32 | 18 | 1836 | Recycled | 2200 | 122 | 18 | 15.1724 |  | 1547.5862
Sylvania | LED15T8/L48/DIM/841/SUB/G6 | 75288 | LT-11950 | LED Tube | 12 | 128 | 64 | 7 | 2 | 1 | 64 | Sylvania | QHE2X32T8/UNVISL-SC | 128 | 32 | 18 | 2304 | Recycled | 2200 | 122 | 18 | 15.1724 |  | 1942.069
Sylvania | LED15T8/L48/DIM/841/SUB/G6 | 75288 | LT-11950 | LED Tube | 12 | 344 | 86 | 25 | 4 | 1 | 86 | Sylvania | QHE4X32T8/UNVISL-SC | 344 | 32 | 18 | 6192 | Recycled | 2200 | 122 | 18 | 15.1724 |  | 5219.3103
Sylvania | LED15T8/L48/DIM/841/SUB/G6 | 75288 | LT-11950 | LED Tube | 12 | 6 | 1 | 25 | 6 | 2 | 2 | Sylvania | QHE4X32T8/UNVISL-SC | 6 | 32 | 18 | 108 | Recycled | 2200 | 122 | 18 | 15.1724 |  | 91.0345
Sylvania | LED15T8/L48/DIM/841/SUB/G6 | 75288 | LT-11950 | LED Tube | 12 | 1716 | 858 | 86 | 2 | 1 | 858 | Sylvania | QHE2X32T8/UNVISL-SC | 1716 | 32 | 18 | 30888 | Recycled | 2200 | 122 | 18 | 15.1724 |  | 26035.8621
Sylvania | LED15T8/L48/DIM/841/SUB/G6 | 75288 | LT-11950 | LED Tube | 12 | 52 | 52 | 6 | 1 | 1 | 52 | Sylvania | QHE2X32T8/UNVISL-SC | 52 | 32 | 18 | 936 | Recycled | 2200 | 122 | 18 | 15.1724 |  | 788.9655
Sylvania | LED15T8/L48/DIM/841/SUB/G6 | 75288 | LT-11950 | LED Tube | 12 | 510 | 170 | 17 | 3 | 1 | 170 | Sylvania | QHE3X32T8/UNVISN-SC | 510 | 32 | 18 | 9180 | Recycled | 2200 | 122 | 18 | 15.1724 |  | 7737.931
Sylvania | LED15T8/L48/DIM/841/SUB/G6 | 75288 | LT-11950 | LED Tube | 12 | 896 | 224 | 25 | 4 | 1 | 224 | Sylvania | QHE4X32T8/UNVISL-SC | 896 | 32 | 18 | 16128 | Recycled | 2200 | 122 | 18 | 15.1724 |  | 13594.4828
Sylvania | LED15T8/L48/DIM/841/SUB/G6 | 75288 | LT-11950 | LED Tube | 12 | 432 | 108 | 11 | 4 | 1 | 40 | Sylvania | QHE4X32T8/UNVISL-SC | 432 | 32 | 18 | 7776 | Recycled | 2200 | 122 | 18 | 15.1724 |  | 6554.4828
Sylvania | LED15T8/L48/DIM/841/SUB/G6 | 75288 | LT-11950 | LED Tube | 12 | 1242 | 621 | 63 | 2 | 1 | 621 | Sylvania | QHE2X32T8/UNVISL-SC | 1242 | 32 | 18 | 22356 | Recycled | 2200 | 122 | 18 | 15.1724 |  | 18844.1379
Sylvania | LED15T8/L48/DIM/841/SUB/G6 | 75288 | LT-11950 | LED Tube | 11 | 1992 | 498 | 50 | 4 | 1 | 498 | Sylvania | QHE4X32T8/UNVISL-SC | 1992 | 32 | 18 | 35856 | Recycled | 2200 | 122 | 18 | 15.1724 |  | 30223.4483
Sylvania | LED15T8/L48/DIM/841/SUB/G6 | 75288 | LT-11950 | LED Tube | 11 | 478 | 239 | 25 | 2 | 1 | 239 | Sylvania | QHE2X32T8/UNVISL-SC | 478 | 32 | 18 | 8604 | Recycled | 2200 | 122 | 18 | 15.1724 |  | 7252.4138
Sylvania | LED15T8/L48/DIM/841/SUB/G6 | 75288 | LT-11950 | LED Tube | 11 | 165 | 55 | 6 | 3 | 1 | 55 | Sylvania | QHE3X32T8/UNVISN-SC | 165 | 32 | 18 | 2970 | Recycled | 2200 | 122 | 18 | 15.1724 |  | 2503.4483
Sylvania | LED15T8/L48/DIM/841/SUB/G6 | 75288 | LT-11950 | LED Tube | 11 | 338 | 169 | 17 | 2 | 1 | 169 | Sylvania | QHE2X32T8/UNVISL-SC | 338 | 32 | 18 | 6084 | Recycled | 2200 | 122 | 18 | 15.1724 |  | 5128.2759
Sylvania | LED15T8/L48/DIM/841/SUB/G6 | 75288 | LT-11950 | LED Tube | 11 | 1388 | 347 | 35 | 4 | 1 | 347 | Sylvania | QHE4X32T8/UNVISL-SC | 1388 | 32 | 18 | 24984 | Recycled | 2200 | 122 | 18 | 15.1724 |  | 21059.3103
Sylvania | LED15T8/L48/DIM/841/SUB/G6 | 75288 | LT-11950 | LED Tube | 11 | 534 | 267 | 27 | 2 | 1 | 267 | Sylvania | QHE2X32T8/UNVISL-SC | 534 | 32 | 18 | 9612 | Recycled | 2200 | 122 | 18 | 15.1724 |  | 8102.069
Sylvania | LED15T8/L48/DIM/841/SUB/G6 | 75288 | LT-11950 | LED Tube | 11 | 47 | 47 | 5 | 1 | 1 | 47 | Sylvania | QHE2X32T8/UNVISL-SC | 47 | 32 | 18 | 846 | Recycled | 2200 | 122 | 18 | 15.1724 |  | 713.1034
Sylvania | LED15T8/L48/DIM/841/SUB/G6 | 75288 | LT-11950 | LED Tube | 11 | 456 | 114 | 46 | 4 | 1 | 114 | Sylvania | QHE4X32T8/UNVISL-SC | 456 | 32 | 18 | 8208 | Recycled | 2200 | 122 | 18 | 15.1724 |  | 6918.6207
Sylvania | LED15T8/L48/DIM/841/SUB/G6 | 75288 | LT-11950 | LED Tube | 11 | 284 | 142 | 13 | 2 | 1 | 142 | Sylvania | QHE2X32T8UNVISNSC | 284 | 32 | 18 | 5112 | Recycled | 2200 | 122 | 18 | 15.1724 |  | 4308.9655
Philips | 9290011241 | 9290011241 | LT-11950 | LED Tube | 11 | 144 | 72 | 8 | 2 | 1 | 73 | GE | GE-232-MAX-L-Ultra | 144 | 32 | 14.5 | 2088 | Recycled | 1600 | 140.8 | 11.3636 | 11.0345 | Different than DLC | 1588.9655
Lunera | HN-T8-D-48-14W-850-G1 | HN-T8-D-48-14W-850-G1 | LT-11950 | LED Tube | 11 | 1972 | 986 | 102 | 2 | 1 | 986 | Sylvania | QTP2X32/T8/UNVISNSC [49943] | 1972 | 32 | 17 | 33524 | Recycled | 1800 | 113.1429 | 15.9091 | 12.4138 | Different than DLC | 24480
Lunera | HN-T8-D-48-14W-850-G1 | HN-T8-D-48-14W-850-G1 | LT-11950 | LED Tube | 11 | 1 | 1 | 1 | 1 | 1 | 1 | Sylvania | QTP2X32/T8/UNVISNSC [49943] | 1 | 32 | 17 | 17 | Recycled | 1800 | 113.1429 | 15.9091 | 12.4138 | Different than DLC | 12.4138
Lunera | HN-T8-D-48-14W-850-G1 | HN-T8-D-48-14W-850-G1 | LT-11950 | LED Tube | 7.8 | 1 | 1 | 1 | 1 | 1 | 1 | Sylvania | QTP2X32/T8/UNVISNSC [49943] | 1 | 32 | 17 | 17 | Recycled | 1800 | 113.1429 | 15.9091 | 12.4138 | Different than DLC | 12.4138
Lunera | HN-T8-D-48-14W-850-G1 | HN-T8-D-48-14W-850-G1 | LT-11950 | LED Tube | 7.8 | 3378 | 1889 | 3 | 2 | 1 | 1889 | Sylvania | QTP2X32/T8/UNVISNSC [49943] | 3378 | 32 | 17 | 57426 | Recycled | 1800 | 113.1429 | 15.9091 | 12.4138 | Different than DLC | 41933.7931
Lunera | HN-T8-D-48-14W-850-G1 | HN-T8-D-48-14W-850-G1 | LT-11950 | LED Tube | 7.8 | 2014 | 1007 | 118 | 2 | 1 | 1007 | Sylvania | QTP2X32/T8/UNVISNSC [49943] | 2014 | 32 | 17 | 34238 | Recycled | 1800 | 113.1429 | 15.9091 | 12.4138 | Different than DLC | 25001.3793
SYLVANIA | LED15T8/L48/DIM/835/SUB/G6 | 75287 | LT-11950 | LED Tube | 13.2 | 8 | 4 | 4 | 2 | 1 | 4 | Sylvania | QHE2X32T8/UNV ISN-SC | 8 | 28 | 18 | 144 | Recycled | 2200 | 122 | 18 | 15.1724 |  | 121.3793
SYLVANIA | LED15T8/L48/DIM/835/SUB/G6 | 75287 | LT-11950 | LED Tube | 13.2 | 876 | 292 | 292 | 3 | 1 | 292 | Sylvania | QHE2X32T8/UNV ISN-SC/QHE4X32T8/UNV ISN-SC in master satellite relationship | 876 | 28 | 18 | 15768 | Recycled | 2200 | 122 | 18 | 15.1724 |  | 13291.0345
SYLVANIA | LED15T8/L48/DIM/835/SUB/G6 | 75287 | LT-11950 | LED Tube | 13.2 | 444 | 111 | 111 | 4 | 1 | 111 | Sylvania | QHE4X32T8/UNV ISN-SC | 444 | 28 | 18 | 7992 | Recycled | 2200 | 122 | 18 | 15.1724 |  | 6736.5517
SYLVANIA | LED15T8/L48/DIM/835/SUB/G6 | 75287 | LT-11950 | LED Tube | 13.2 | 6 | 3 | 3 | 2 | 1 | 3 | Sylvania | QHE2X32T8/UNV ISN-SC | 6 | 28 | 18 | 108 | Recycled | 2200 | 122 | 18 | 15.1724 |  | 91.0345
SYLVANIA | LED15T8/L48/DIM/835/SUB/G6 | 75287 | LT-11950 | LED Tube | 13.2 | 765 | 255 | 255 | 3 | 1 | 255 | Sylvania | QHE2X32T8/UNV ISN-SC/QHE4X32T8/UNV ISN-SC in master satellite relationship | 765 | 28 | 18 | 13770 | Recycled | 2200 | 122 | 18 | 15.1724 |  | 11606.8966
SYLVANIA | LED15T8/L48/DIM/835/SUB/G6 | 75287 | LT-11950 | LED Tube | 13.2 | 380 | 95 | 95 | 4 | 1 | 95 | Sylvania | QHE4X32T8/UNV ISN-SC | 380 | 28 | 18 | 6840 | Recycled | 2200 | 122 | 18 | 15.1724 |  | 5765.5172
Sylvania | LED15T8/L48/DIM/835/SUB/G6 | 75287 | LT-11950 | LED Tube | 13.2 | 8 | 4 | 4 | 2 | 1 | 4 | Osram Sylvania | QHE2X32T8/UNV ISN-SC | 8 | 28 | 18 | 144 | Recycled | 2200 | 122 | 18 | 15.1724 |  | 121.3793
Sylvania | LED15T8/L48/DIM/835/SUB/G6 | 75287 | LT-11950 | LED Tube | 13.2 | 717 | 239 | 239 | 3 | 1 | 239 | Osram Sylvania | QHE2X32T8/UNV ISN-SC/ QHE4X32T8/UNV ISN-SC in a master satellite relationship | 717 | 28 | 18 | 12906 | Recycled | 2200 | 122 | 18 | 15.1724 |  | 10878.6207
Sylvania | LED15T8/L48/DIM/835/SUB/G6 | 75287 | LT-11950 | LED Tube | 13.2 | 360 | 90 | 90 | 4 | 1 | 90 | Osram Sylvania | QHE4X32T8/UNV ISN-SC | 360 | 28 | 18 | 6480 | Recycled | 2200 | 122 | 18 | 15.1724 |  | 5462.069
SYLVANIA | LED15T8/L48/DIM/835/SUB/G6 | 75287 | LT-11950 | LED Tube | 13.2 | 12 | 6 | 6 | 2 | 1 | 6 | Sylvania | QHE2X32T8/UNV ISN-SC | 12 | 28 | 18 | 216 | Recycled | 2200 | 122 | 18 | 15.1724 |  | 182.069
SYLVANIA | LED15T8/L48/DIM/835/SUB/G6 | 75287 | LT-11950 | LED Tube | 13.2 | 1026 | 342 | 342 | 3 | 1 | 342 | Sylvania | QHE2X32T8/UNV ISN-SC/QHE4X32T8/UNV ISN-SC in master satellite relationship | 1026 | 28 | 18 | 18468 | Recycled | 2200 | 122 | 18 | 15.1724 |  | 15566.8966
SYLVANIA | LED15T8/L48/DIM/835/SUB/G6 | 75287 | LT-11950 | LED Tube | 13.2 | 516 | 129 | 129 | 4 | 1 | 129 | Sylvania | QHE4X32T8/UNV ISN-SC | 516 | 28 | 18 | 9288 | Recycled | 2200 | 122 | 18 | 15.1724 |  | 7828.9655
Sylvania | LED15T8/L48/DIM/835/SUB/G6 | 75287 | LT-11950 | LED Tube | 13.2 | 10 | 5 | 5 | 2 | 1 | 5 | Osram Sylvania | QHE2X32T8/UNV ISN-SC | 10 | 28 | 18 | 180 | Recycled | 2200 | 122 | 18 | 15.1724 |  | 151.7241
Sylvania | LED15T8/L48/DIM/835/SUB/G6 | 75287 | LT-11950 | LED Tube | 13.2 | 1317 | 439 | 439 | 3 | 1 | 439 | Osram Sylvania | QHE2X32T8/UNV ISN-SC/ QHE4X32T8/UNV ISN-SC in a master satellite relationship | 1317 | 28 | 18 | 23706 | Recycled | 2200 | 122 | 18 | 15.1724 |  | 19982.069
Sylvania | LED15T8/L48/DIM/835/SUB/G6 | 75287 | LT-11950 | LED Tube | 13.2 | 660 | 165 | 165 | 4 | 1 | 165 | Osram Sylvania | QHE4X32T8/UNV ISN-SC | 660 | 28 | 18 | 11880 | Recycled | 2200 | 122 | 18 | 15.1724 |  | 10013.7931
Sylvania | LED15T8/L48/DIM/835/SUB/G6 | 75287 | LT-11950 | LED Tube | 13.2 | 10 | 5 | 5 | 2 | 1 | 5 | Osram Sylvania | QHE2X32T8/UNV ISN-SC | 10 | 28 | 18 | 180 | Recycled | 2200 | 122 | 18 | 15.1724 |  | 151.7241
Sylvania | LED15T8/L48/DIM/835/SUB/G6 | 75287 | LT-11950 | LED Tube | 13.2 | 1098 | 366 | 366 | 3 | 1 | 366 | Osram Sylvania | QHE2X32T8/UNV ISN-SC/ QHE4X32T8/UNV ISN-SC in a master satellite relationship | 1098 | 28 | 18 | 19764 | Recycled | 2200 | 122 | 18 | 15.1724 |  | 16659.3103
Sylvania | LED15T8/L48/DIM/835/SUB/G6 | 75287 | LT-11950 | LED Tube | 13.2 | 556 | 139 | 139 | 4 | 1 | 139 | Osram Sylvania | QHE4X32T8/UNV ISN-SC | 556 | 28 | 18 | 10008 | Recycled | 2200 | 122 | 18 | 15.1724 |  | 8435.8621
Sylvania | LED15T8/L48/DIM/835/SUB/G6 | 75287 | LT-11950 | LED Tube | 13.2 | 8 | 4 | 4 | 2 | 1 | 4 | Osram Sylvania | QHE2X32T8/UNV ISN-SC | 8 | 28 | 18 | 144 | Recycled | 2200 | 122 | 18 | 15.1724 |  | 121.3793
Sylvania | LED15T8/L48/DIM/835/SUB/G6 | 75287 | LT-11950 | LED Tube | 13.2 | 885 | 295 | 295 | 3 | 1 | 295 | Osram Sylvania | QHE2X32T8/UNV ISN-SC/ QHE4X32T8/UNV ISN-SC in a master satellite relationship | 885 | 28 | 18 | 15930 | Recycled | 2200 | 122 | 18 | 15.1724 |  | 13427.5862
Sylvania | LED15T8/L48/DIM/835/SUB/G6 | 75287 | LT-11950 | LED Tube | 13.2 | 440 | 110 | 110 | 4 | 1 | 110 | Osram Sylvania | QHE4X32T8/UNV ISN-SC | 440 | 28 | 18 | 7920 | Recycled | 2200 | 122 | 18 | 15.1724 |  | 6675.8621
Sylvania | LED15T8/L48/DIM/835/SUB/G6 | 75287 | LT-11950 | LED Tube | 13.2 | 10 | 5 | 5 | 2 | 1 | 5 | Osram Sylvania | QHE2X32T8/UNV ISN-SC | 10 | 28 | 18 | 180 | Recycled | 2200 | 122 | 18 | 15.1724 |  | 151.7241
Sylvania | LED15T8/L48/DIM/835/SUB/G6 | 75287 | LT-11950 | LED Tube | 13.2 | 909 | 909 | 909 | 3 | 1 | 909 | Osram Sylvania | QHE2X32T8/UNV ISN-SC/ QHE4X32T8/UNV ISN-SC in a master satellite relationship | 909 | 28 | 18 | 16362 | Recycled | 2200 | 122 | 18 | 15.1724 |  | 13791.7241
Sylvania | LED15T8/L48/DIM/835/SUB/G6 | 75287 | LT-11950 | LED Tube | 13.2 | 456 | 114 | 114 | 4 | 1 | 114 | Osram Sylvania | QHE4X32T8/UNV ISN-SC | 456 | 28 | 18 | 8208 | Recycled | 2200 | 122 | 18 | 15.1724 |  | 6918.6207
Sylvania | LED15T8/L48/DIM/835/SUB/G6 | 75287 | LT-11950 | LED Tube | 13.2 | 6 | 3 | 3 | 2 | 1 | 3 | Osram Sylvania | QHE2X32T8/UNV ISN-SC | 6 | 28 | 18 | 108 | Recycled | 2200 | 122 | 18 | 15.1724 |  | 91.0345
Sylvania | LED15T8/L48/DIM/835/SUB/G6 | 75287 | LT-11950 | LED Tube | 13.2 | 759 | 253 | 253 | 3 | 1 | 253 | Osram Sylvania | QHE2X32T8/UNV ISN-SC/ QHE4X32T8/UNV ISN-SC in a master satellite relationship | 759 | 28 | 18 | 13662 | Recycled | 2200 | 122 | 18 | 15.1724 |  | 11515.8621
Sylvania | LED15T8/L48/DIM/835/SUB/G6 | 75287 | LT-11950 | LED Tube | 13.2 | 384 | 96 | 96 | 4 | 1 | 96 | Osram Sylvania | QHE4X32T8/UNV ISN-SC | 384 | 28 | 18 | 6912 | Recycled | 2200 | 122 | 18 | 15.1724 |  | 5826.2069
Sylvania | LED15T8/L48/DIM/835/SUB/G6 | 75287 | LT-11950 | LED Tube | 13.2 | 12 | 6 | 6 | 2 | 1 | 6 | Osram Sylvania | QHE2X32T8/UNV ISN-SC | 12 | 28 | 18 | 216 | Recycled | 2200 | 122 | 18 | 15.1724 |  | 182.069
Sylvania | LED15T8/L48/DIM/835/SUB/G6 | 75287 | LT-11950 | LED Tube | 13.2 | 1068 | 356 | 356 | 3 | 1 | 356 | Osram Sylvania | QHE2X32T8/UNV ISN-SC/ QHE4X32T8/UNV ISN-SC in a master satellite relationship | 1068 | 28 | 18 | 19224 | Recycled | 2200 | 122 | 18 | 15.1724 |  | 16204.1379
Sylvania | LED15T8/L48/DIM/835/SUB/G6 | 75287 | LT-11950 | LED Tube | 13.2 | 532 | 134 | 134 | 4 | 1 | 134 | Osram Sylvania | QHE4X32T8/UNV ISN-SC | 532 | 28 | 18 | 9576 | Recycled | 2200 | 122 | 18 | 15.1724 |  | 8071.7241
Sylvania | LED15T8/L48/DIM/835/SUB/G6 | 75287 | LT-11950 | LED Tube | 13.2 | 8 | 4 | 4 | 2 | 1 | 4 | Osram Sylvania | QHE2X32T8/UNV ISN-SC | 8 | 28 | 18 | 144 | Recycled | 2200 | 122 | 18 | 15.1724 |  | 121.3793
Sylvania | LED15T8/L48/DIM/835/SUB/G6 | 75287 | LT-11950 | LED Tube | 13.2 | 966 | 322 | 322 | 3 | 1 | 322 | Osram Sylvania | QHE2X32T8/UNV ISN-SC/ QHE4X32T8/UNV ISN-SC in a master satellite relationship | 966 | 28 | 18 | 17388 | Recycled | 2200 | 122 | 18 | 15.1724 |  | 14656.5517
Sylvania | LED15T8/L48/DIM/835/SUB/G6 | 75287 | LT-11950 | LED Tube | 13.2 | 484 | 121 | 121 | 4 | 1 | 121 | Osram Sylvania | QHE4X32T8/UNV ISN-SC | 484 | 28 | 18 | 8712 | Recycled | 2200 | 122 | 18 | 15.1724 |  | 7343.4483
Sylvania | LED15T8/L48/DIM/835/SUB/G6 | 75287 | LT-11950 | LED Tube | 13.2 | 10 | 5 | 5 | 2 | 1 | 5 | Osram Sylvania | QHE2X32T8/UNV ISN-SC | 10 | 28 | 18 | 180 | Recycled | 2200 | 122 | 18 | 15.1724 |  | 151.7241
Sylvania | LED15T8/L48/DIM/835/SUB/G6 | 75287 | LT-11950 | LED Tube | 13.2 | 1059 | 353 | 353 | 3 | 1 | 353 | Osram Sylvania | QHE2X32T8/UNV ISN-SC/ QHE4X32T8/UNV ISN-SC in a master satellite relationship | 1059 | 28 | 18 | 19062 | Recycled | 2200 | 122 | 18 | 15.1724 |  | 16067.5862
Sylvania | LED15T8/L48/DIM/835/SUB/G6 | 75287 | LT-11950 | LED Tube | 13.2 | 532 | 133 | 133 | 4 | 1 | 133 | Osram Sylvania | QHE4X32T8/UNV ISN-SC | 532 | 28 | 18 | 9576 | Recycled | 2200 | 122 | 18 | 15.1724 |  | 8071.7241
Sylvania | LED15T8/L48/DIM/835/SUB/G6 | 75287 | LT-11950 | LED Tube | 13.2 | 10 | 5 | 5 | 2 | 1 | 5 | Osram Sylvania | QHE2X32T8/UNV ISN-SC | 10 | 28 | 18 | 180 | Recycled | 2200 | 122 | 18 | 15.1724 |  | 151.7241
Sylvania | LED15T8/L48/DIM/835/SUB/G6 | 75287 | LT-11950 | LED Tube | 13.2 | 1098 | 366 | 366 | 3 | 1 | 366 | Osram Sylvania | QHE2X32T8/UNV ISN-SC/ QHE4X32T8/UNV ISN-SC in a master satellite relationship | 1098 | 28 | 18 | 19764 | Recycled | 2200 | 122 | 18 | 15.1724 |  | 16659.3103
Sylvania | LED15T8/L48/DIM/835/SUB/G6 | 75287 | LT-11950 | LED Tube | 13.2 | 548 | 137 | 137 | 4 | 1 | 137 | Osram Sylvania | QHE4X32T8/UNV ISN-SC | 548 | 28 | 18 | 9864 | Recycled | 2200 | 122 | 18 | 15.1724 |  | 8314.4828
Sylvania | LED15T8/L48/DIM/835/SUB/G6 | 75287 | LT-11950 | LED Tube | 13.2 | 362 | 181 | 181 | 2 | 1 | 181 | Osram Sylvania | QHE2X32T8/UNV ISN-SC | 362 | 28 | 18 | 6516 | Recycled | 2200 | 122 | 18 | 15.1724 |  | 5492.4138
Sylvania | LED15T8/L48/DIM/835/SUB/G6 | 75287 | LT-11950 | LED Tube | 13.2 | 1233 | 411 | 411 | 3 | 1 | 411 | Osram Sylvania | QHE2X32T8/UNV ISN-SC/ QHE4X32T8/UNV ISN-SC in a master satellite relationship | 1233 | 28 | 18 | 22194 | Recycled | 2200 | 122 | 18 | 15.1724 |  | 18707.5862
Sylvania | LED15T8/L48/DIM/835/SUB/G6 | 75287 | LT-11950 | LED Tube | 13.2 | 8 | 4 | 4 | 2 | 1 | 4 | Osram Sylvania | QHE2X32T8/UNV ISN-SC | 8 | 28 | 18 | 144 | Recycled | 2200 | 122 | 18 | 15.1724 |  | 121.3793
Sylvania | LED15T8/L48/DIM/835/SUB/G6 | 75287 | LT-11950 | LED Tube | 13.2 | 981 | 327 | 327 | 3 | 1 | 327 | Osram Sylvania | QHE2X32T8/UNV ISN-SC/ QHE4X32T8/UNV ISN-SC in a master satellite relationship | 981 | 28 | 18 | 17658 | Recycled | 2200 | 122 | 18 | 15.1724 |  | 14884.1379
Sylvania | LED15T8/L48/DIM/835/SUB/G6 | 75287 | LT-11950 | LED Tube | 13.2 | 488 | 122 | 122 | 4 | 1 | 122 | Osram Sylvania | QHE4X32T8/UNV ISN-SC | 488 | 28 | 18 | 8784 | Recycled | 2200 | 122 | 18 | 15.1724 |  | 7404.1379
Sylvania | LED15T8/L48/DIM/835/SUB/G6 | 75287 | LT-11950 | LED Tube | 13.2 | 10 | 5 | 5 | 2 | 1 | 5 | Osram Sylvania | QHE2X32T8/UNV ISN-SC | 10 | 28 | 18 | 180 | Recycled | 2200 | 122 | 18 | 15.1724 |  | 151.7241
Sylvania | LED15T8/L48/DIM/835/SUB/G6 | 75287 | LT-11950 | LED Tube | 13.2 | 1152 | 384 | 384 | 3 | 1 | 384 | Osram Sylvania | QHE2X32T8/UNV ISN-SC/ QHE4X32T8/UNV ISN-SC in a master satellite relationship | 1152 | 28 | 18 | 20736 | Recycled | 2200 | 122 | 18 | 15.1724 |  | 17478.6207
Sylvania | LED15T8/L48/DIM/835/SUB/G6 | 75287 | LT-11950 | LED Tube | 13.2 | 576 | 144 | 144 | 4 | 1 | 144 | Osram Sylvania | QHE4X32T8/UNV ISN-SC | 576 | 28 | 18 | 10368 | Recycled | 2200 | 122 | 18 | 15.1724 |  | 8739.3103
Sylvania | LED15T8/L48/DIM/835/SUB/G6 | 75287 | LT-11950 | LED Tube | 13.2 | 10 | 5 | 5 | 2 | 1 | 5 | Osram Sylvania | QHE2X32T8/UNV ISN-SC | 10 | 28 | 18 | 180 | Recycled | 2200 | 122 | 18 | 15.1724 |  | 151.7241
Sylvania | LED15T8/L48/DIM/835/SUB/G6 | 75287 | LT-11950 | LED Tube | 13.2 | 1191 | 397 | 397 | 3 | 1 | 397 | Osram Sylvania | QHE2X32T8/UNV ISN-SC/ QHE4X32T8/UNV ISN-SC in a master satellite relationship | 1191 | 28 | 18 | 21438 | Recycled | 2200 | 122 | 18 | 15.1724 |  | 18070.3448
Sylvania | LED15T8/L48/DIM/835/SUB/G6 | 75287 | LT-11950 | LED Tube | 13.2 | 596 | 149 | 149 | 4 | 1 | 149 | Osram Sylvania | QHE4X32T8/UNV ISN-SC | 596 | 28 | 18 | 10728 | Recycled | 2200 | 122 | 18 | 15.1724 |  | 9042.7586
Sylvania | LED15T8/L48/DIM/835/SUB/G6 | 75287 | LT-11950 | LED Tube | 13.2 | 6 | 3 | 3 | 2 | 1 | 3 | Osram Sylvania | QHE2X32T8/UNV ISN-SC | 6 | 28 | 18 | 108 | Recycled | 2200 | 122 | 18 | 15.1724 |  | 91.0345
Sylvania | LED15T8/L48/DIM/835/SUB/G6 | 75287 | LT-11950 | LED Tube | 13.2 | 783 | 261 | 261 | 3 | 1 | 261 | Osram Sylvania | QHE2X32T8/UNV ISN-SC/ QHE4X32T8/UNV ISN-SC in a master satellite relationship | 783 | 28 | 18 | 14094 | Recycled | 2200 | 122 | 18 | 15.1724 |  | 11880
Sylvania | LED15T8/L48/DIM/835/SUB/G6 | 75287 | LT-11950 | LED Tube | 13.2 | 392 | 98 | 98 | 4 | 1 | 98 | Osram Sylvania | QHE4X32T8/UNV ISN-SC | 392 | 28 | 18 | 7056 | Recycled | 2200 | 122 | 18 | 15.1724 |  | 5947.5862
SYLVANIA | LED15T8/L48/DIM/835/SUB/G6 | 75287 | LT-11950 | LED Tube | 13.2 | 8 | 4 | 4 | 2 | 1 | 4 | Sylvania | QHE2X32T8/UNV ISN-SC | 8 | 28 | 18 | 144 | Recycled | 2200 | 122 | 18 | 15.1724 |  | 121.3793
SYLVANIA | LED15T8/L48/DIM/835/SUB/G6 | 75287 | LT-11950 | LED Tube | 13.2 | 879 | 293 | 293 | 3 | 1 | 293 | Sylvania | QHE2X32T8/UNV ISN-SC/QHE4X32T8/UNV ISN-SC in master satellite relationship | 879 | 28 | 18 | 15822 | Recycled | 2200 | 122 | 18 | 15.1724 |  | 13336.5517
SYLVANIA | LED15T8/L48/DIM/835/SUB/G6 | 75287 | LT-11950 | LED Tube | 13.2 | 436 | 109 | 109 | 4 | 1 | 109 | Sylvania | QHE4X32T8/UNV ISN-SC | 436 | 28 | 18 | 7848 | Recycled | 2200 | 122 | 18 | 15.1724 |  | 6615.1724
SYLVANIA | LED15T8/L48/DIM/835/SUB/G6 | 75287 | LT-11950 | LED Tube | 13.2 | 380 | 190 | 190 | 2 | 1 | 190 | Sylvania | QHE2X32T8/UNV ISN-SC | 380 | 28 | 18 | 6840 | Recycled | 2200 | 122 | 18 | 15.1724 |  | 5765.5172
SYLVANIA | LED15T8/L48/DIM/835/SUB/G6 | 75287 | LT-11950 | LED Tube | 13.2 | 1263 | 421 | 421 | 3 | 1 | 421 | Sylvania | QHE2X32T8/UNV ISN-SC/QHE4X32T8/UNV ISN-SC in master satellite relationship | 1263 | 28 | 18 | 22734 | Recycled | 2200 | 122 | 18 | 15.1724 |  | 19162.7586
SYLVANIA | LED15T8/L48/DIM/835/SUB/G6 | 75287 | LT-11950 | LED Tube | 13.2 | 12 | 6 | 6 | 2 | 1 | 6 | Sylvania | QHE2X32T8/UNV ISN-SC | 12 | 28 | 18 | 216 | Recycled | 2200 | 122 | 18 | 15.1724 |  | 182.069
SYLVANIA | LED15T8/L48/DIM/835/SUB/G6 | 75287 | LT-11950 | LED Tube | 13.2 | 1095 | 365 | 365 | 3 | 1 | 365 | Sylvania | QHE2X32T8/UNV ISN-SC/QHE4X32T8/UNV ISN-SC in master satellite relationship | 1095 | 28 | 18 | 19710 | Recycled | 2200 | 122 | 18 | 15.1724 |  | 16613.7931
SYLVANIA | LED15T8/L48/DIM/835/SUB/G6 | 75287 | LT-11950 | LED Tube | 13.2 | 548 | 137 | 137 | 4 | 1 | 137 | Sylvania | QHE4X32T8/UNV ISN-SC | 548 | 28 | 18 | 9864 | Recycled | 2200 | 122 | 18 | 15.1724 |  | 8314.4828
SYLVANIA | LED15T8/L48/DIM/835/SUB/G6 | 75287 | LT-11950 | LED Tube | 13.2 | 1046 | 523 | 523 | 2 | 1 | 523 | Sylvania | QHE2X32T8/UNV ISN-SC | 1046 | 28 | 18 | 18828 | Recycled | 2200 | 122 | 18 | 15.1724 |  | 15870.3448
SYLVANIA | LED15T8/L48/DIM/835/SUB/G6 | 75287 | LT-11950 | LED Tube | 13.2 | 138 | 46 | 46 | 3 | 1 | 46 | Sylvania | QHE2X32T8/UNV ISN-SC/QHE4X32T8/UNV ISN-SC in master satellite relationship | 138 | 28 | 18 | 2484 | Recycled | 2200 | 122 | 18 | 15.1724 |  | 2093.7931
SYLVANIA | LED15T8/L48/DIM/835/SUB/G6 | 75287 | LT-11950 | LED Tube | 13.2 | 536 | 268 | 268 | 2 | 1 | 268 | Sylvania | QHE2X32T8/UNV ISN-SC | 536 | 28 | 18 | 9648 | Recycled | 2200 | 122 | 18 | 15.1724 |  | 8132.4138
SYLVANIA | LED15T8/L48/DIM/835/SUB/G6 | 75287 | LT-11950 | LED Tube | 13.2 | 63 | 21 | 21 | 3 | 1 | 21 | Sylvania | QHE2X32T8/UNV ISN-SC/QHE4X32T8/UNV ISN-SC in master satellite relationship | 63 | 28 | 18 | 1134 | Recycled | 2200 | 122 | 18 | 15.1724 |  | 955.8621
SYLVANIA | LED15T8/L48/DIM/835/SUB/G6 | 75287 | LT-11950 | LED Tube | 13.2 | 598 | 299 | 299 | 2 | 1 | 299 | Sylvania | QHE2X32T8/UNV ISN-SC | 598 | 28 | 18 | 10764 | Recycled | 2200 | 122 | 18 | 15.1724 |  | 9073.1034
SYLVANIA | LED15T8/L48/DIM/835/SUB/G6 | 75287 | LT-11950 | LED Tube | 13.2 | 93 | 31 | 31 | 3 | 1 | 31 | Sylvania | QHE2X32T8/UNV ISN-SC/QHE4X32T8/UNV ISN-SC in master satellite relationship | 93 | 28 | 18 | 1674 | Recycled | 2200 | 122 | 18 | 15.1724 |  | 1411.0345
SYLVANIA | LED15T8/L48/DIM/835/SUB/G6 | 75287 | LT-11950 | LED Tube | 13.2 | 990 | 495 | 495 | 2 | 1 | 495 | Sylvania | QHE2X32T8/UNV ISN-SC | 990 | 28 | 18 | 17820 | Recycled | 2200 | 122 | 18 | 15.1724 |  | 15020.6897
SYLVANIA | LED15T8/L48/DIM/835/SUB/G6 | 75287 | LT-11950 | LED Tube | 13.2 | 135 | 45 | 45 | 3 | 1 | 45 | Sylvania | QHE2X32T8/UNV ISN-SC/QHE4X32T8/UNV ISN-SC in master satellite relationship | 135 | 28 | 18 | 2430 | Recycled | 2200 | 122 | 18 | 15.1724 |  | 2048.2759
SYLVANIA | LED15T8/L48/DIM/835/SUB/G6 | 75287 | LT-11950 | LED Tube | 13.2 | 970 | 485 | 485 | 2 | 1 | 485 | Sylvania | QHE2X32T8/UNV ISN-SC | 970 | 28 | 18 | 17460 | Recycled | 2200 | 122 | 18 | 15.1724 |  | 14717.2414
SYLVANIA | LED15T8/L48/DIM/835/SUB/G6 | 75287 | LT-11950 | LED Tube | 13.2 | 120 | 40 | 40 | 3 | 1 | 40 | Sylvania | QHE2X32T8/UNV ISN-SC/QHE4X32T8/UNV ISN-SC in master satellite relationship | 120 | 28 | 18 | 2160 | Recycled | 2200 | 122 | 18 | 15.1724 |  | 1820.6897
Sylvania | LED15T8/L48/DIM/835/SUB/G6 | 75287 | LT-11950 | LED Tube | 10.75 | 3 | 3 | 1 | 1 | 1 | 3 | Sylvania QTP1X32 | 49941 | 3 | 32 | 18 | 54 | Recycled | 2200 | 122 | 18 | 15.1724 |  | 45.5172
Sylvania | LED15T8/L48/DIM/850/SUB/G6 | 75297 | LT-11950 | LED Tube | 10.75 | 268 | 268 | 27 | 1 | 1 | 268 | Sylvania QTP1X32 | 49941 | 268 | 32 | 18 | 4824 | Recycled | 2200 | 122 | 18 | 15.1724 |  | 4066.2069
Sylvania | LED15T8/L48/DIM/835/SUB/G6 | 75287 | LT-11950 | LED Tube | 10.75 | 110 | 55 | 10 | 2 | 1 | 55 | Sylvania QTP2X32 | 49943 | 110 | 32 | 18 | 1980 | Recycled | 2200 | 122 | 18 | 15.1724 |  | 1668.9655
Sylvania | LED15T8/L48/DIM/841/SUB/G6 | 75288 | LT-11950 | LED Tube | 10.75 | 120 | 60 | 15 | 2 | 1 | 60 | Sylvania QTP2X32 | 49943 | 120 | 32 | 18 | 2160 | Recycled | 2200 | 122 | 18 | 15.1724 |  | 1820.6897
Sylvania | LED15T8/L48/DIM/830/SUB/G6 | 75286 | LT-11950 | LED Tube | 10.75 | 84 | 28 | 10 | 3 | 1 | 28 | Sylvania QTP3x32 | 49945 | 84 | 32 | 17.82 | 1496.88 | Recycled | 2200 | 122 | 18 | 15.1724 |  | 1274.4828
Sylvania | LED15T8/L48/DIM/835/SUB/G6 | 75287 | LT-11950 | LED Tube | 10.75 | 210 | 70 | 10 | 3 | 1 | 70 | Sylvania QTP3x32 | 49945 | 210 | 32 | 18 | 3780 | Recycled | 2200 | 122 | 18 | 15.1724 |  | 3186.2069
Sylvania | LED15T8/L48/DIM/841/SUB/G6 | 75288 | LT-11950 | LED Tube | 10.75 | 531 | 177 | 10 | 3 | 1 | 177 | Sylvania QTP3x32 | 49945 | 531 | 32 | 18 | 9558 | Recycled | 2200 | 122 | 18 | 15.1724 |  | 8056.5517
SYLVANIA | LED15T8/L48/DIM/835/SUB/G6 | 75287 | LT-11950 | LED Tube | 13.2 | 874 | 437 | 437 | 2 | 1 | 437 | Sylvania | QHE2X32T8/UNV ISN-SC | 874 | 28 | 18 | 15732 | Recycled | 2200 | 122 | 18 | 15.1724 |  | 13260.6897
SYLVANIA | LED15T8/L48/DIM/835/SUB/G6 | 75287 | LT-11950 | LED Tube | 13.2 | 111 | 37 | 37 | 3 | 1 | 37 | Sylvania | QHE2X32T8/UNV ISN-SC/QHE4X32T8/UNV ISN-SC in master satellite relationship | 111 | 28 | 18 | 1998 | Recycled | 2200 | 122 | 18 | 15.1724 |  | 1684.1379
Sylvania | LED15T8/L48/DIM/835/SUB/G6 | 75287 | LT-11950 | LED Tube | 13.2 | 8 | 4 | 4 | 2 | 1 | 4 | Osram Sylvania | QHE2X32T8/UNV ISN-SC | 8 | 28 | 18 | 144 | Recycled | 2200 | 122 | 18 | 15.1724 |  | 121.3793
Sylvania | LED15T8/L48/DIM/835/SUB/G6 | 75287 | LT-11950 | LED Tube | 13.2 | 1005 | 335 | 335 | 3 | 1 | 335 | Osram Sylvania | QHE2X32T8/UNV ISN-SC/ QHE4X32T8/UNV ISN-SC in a master satellite relationship | 1005 | 28 | 18 | 18090 | Recycled | 2200 | 122 | 18 | 15.1724 |  | 15248.2759
Sylvania | LED15T8/L48/DIM/835/SUB/G6 | 75287 | LT-11950 | LED Tube | 13.2 | 500 | 125 | 125 | 4 | 1 | 125 | Osram Sylvania | QHE4X32T8/UNV ISN-SC | 500 | 28 | 18 | 9000 | Recycled | 2200 | 122 | 18 | 15.1724 |  | 7586.2069
Sylvania | LED15T8/L48/DIM/835/SUB/G6 | 75287 | LT-11950 | LED Tube | 13.2 | 8 | 4 | 4 | 2 | 1 | 4 | Osram Sylvania | QHE2X32T8/UNV ISN-SC | 8 | 28 | 18 | 144 | Recycled | 2200 | 122 | 18 | 15.1724 |  | 121.3793
Sylvania | LED15T8/L48/DIM/835/SUB/G6 | 75287 | LT-11950 | LED Tube | 13.2 | 813 | 271 | 271 | 3 | 1 | 271 | Osram Sylvania | QHE2X32T8/UNV ISN-SC/ QHE4X32T8/UNV ISN-SC in a master satellite relationship | 813 | 28 | 18 | 14634 | Recycled | 2200 | 122 | 18 | 15.1724 |  | 12335.1724
Sylvania | LED15T8/L48/DIM/835/SUB/G6 | 75287 | LT-11950 | LED Tube | 13.2 | 408 | 102 | 102 | 4 | 1 | 102 | Osram Sylvania | QHE4X32T8/UNV ISN-SC | 408 | 28 | 18 | 7344 | Recycled | 2200 | 122 | 18 | 15.1724 |  | 6190.3448
Sylvania | LED15T8/L48/DIM/835/SUB/G6 | 75287 | LT-11950 | LED Tube | 13.2 | 10 | 5 | 5 | 2 | 1 | 5 | Osram Sylvania | QHE2X32T8/UNV ISN-SC | 10 | 28 | 18 | 180 | Recycled | 2200 | 122 | 18 | 15.1724 |  | 151.7241
Sylvania | LED15T8/L48/DIM/835/SUB/G6 | 75287 | LT-11950 | LED Tube | 13.2 | 1149 | 383 | 383 | 3 | 1 | 383 | Osram Sylvania | QHE2X32T8/UNV ISN-SC/ QHE4X32T8/UNV ISN-SC in a master satellite relationship | 1149 | 28 | 18 | 20682 | Recycled | 2200 | 122 | 18 | 15.1724 |  | 17433.1034
Sylvania | LED15T8/L48/DIM/835/SUB/G6 | 75287 | LT-11950 | LED Tube | 13.2 | 572 | 143 | 143 | 4 | 1 | 143 | Osram Sylvania | QHE4X32T8/UNV ISN-SC | 572 | 28 | 18 | 10296 | Recycled | 2200 | 122 | 18 | 15.1724 |  | 8678.6207
Sylvania | LED15T8/L48/DIM/835/SUB/G6 | 75287 | LT-11950 | LED Tube | 13.2 | 10 | 5 | 5 | 2 | 1 | 5 | Osram Sylvania | QHE2X32T8/UNV ISN-SC | 10 | 28 | 18 | 180 | Recycled | 2200 | 122 | 18 | 15.1724 |  | 151.7241
Sylvania | LED15T8/L48/DIM/835/SUB/G6 | 75287 | LT-11950 | LED Tube | 13.2 | 1089 | 363 | 363 | 3 | 1 | 363 | Osram Sylvania | QHE2X32T8/UNV ISN-SC/ QHE4X32T8/UNV ISN-SC in a master satellite relationship | 1089 | 28 | 18 | 19602 | Recycled | 2200 | 122 | 18 | 15.1724 |  | 16522.7586
Sylvania | LED15T8/L48/DIM/835/SUB/G6 | 75287 | LT-11950 | LED Tube | 13.2 | 548 | 137 | 137 | 4 | 1 | 137 | Osram Sylvania | QHE4X32T8/UNV ISN-SC | 548 | 28 | 18 | 9864 | Recycled | 2200 | 122 | 18 | 15.1724 |  | 8314.4828
Sylvania | LED15T8/L48/DIM/835/SUB/G6 | 75287 | LT-11950 | LED Tube | 13.2 | 10 | 5 | 5 | 2 | 1 | 5 | Osram Sylvania | QHE2X32T8/UNV ISN-SC | 10 | 28 | 18 | 180 | Recycled | 2200 | 122 | 18 | 15.1724 |  | 151.7241
Sylvania | LED15T8/L48/DIM/835/SUB/G6 | 75287 | LT-11950 | LED Tube | 13.2 | 1044 | 348 | 348 | 3 | 1 | 348 | Osram Sylvania | QHE2X32T8/UNV ISN-SC/ QHE4X32T8/UNV ISN-SC in a master satellite relationship | 1044 | 28 | 18 | 18792 | Recycled | 2200 | 122 | 18 | 15.1724 |  | 15840
Sylvania | LED15T8/L48/DIM/835/SUB/G6 | 75287 | LT-11950 | LED Tube | 13.2 | 520 | 130 | 130 | 4 | 1 | 130 | Osram Sylvania | QHE4X32T8/UNV ISN-SC | 520 | 28 | 18 | 9360 | Recycled | 2200 | 122 | 18 | 15.1724 |  | 7889.6552
GE | LED12ET8/G/4/840 | 25835370 | LT-11950 | LED Tube | 8.99 | 18835 | 5925 | 606 | 2,3 & 4 | 1 | 8291 | Advance | ICN-*P32-N | 18835 | 32 | 12 | 226020 | Recycled | 1750 | 145.8333 | 12 | 12.069 |  | 227318.9655
Eiko Global, LLC | LED18T8F/48/850-GZDR | 25857520 | LT-11950 | LED Tube | 7.05 | 140 | 70 | 7 | 2 | 1 | 70 | GE | GE232MAXNULTRA | 140 | 32 | 15.5 | 2170 | Recycled | 1800 | 116.129 | 15.5 | 12.4138 |  | 1737.931
GE | LED15ET8/G/4/850 | 25807386 | LT-11950 | LED Tube | 8.99 | 72 | 18 | 3 | 4 | 1 | 18 | Universal lighting Co | B432iunvel-a | 72 | 32 | 18 | 1296 | Recycled | 2300 | 127.8 | 18 | 15.8621 |  | 1142.069
Sylvania | LED15T8/L48/DIM/841/SUB/G6 | 75288 | LT-11950 | LED Tube | 10.75 | 4 | 4 | 2 | 1 | 1 | 4 | Sylvania QTP1X32 | 49941 | 4 | 32 | 18 | 72 | Recycled | 2200 | 122 | 18 | 15.1724 |  | 60.6897
Sylvania | LED15T8/L48/DIM/850/SUB/G6 | 75297 | LT-11950 | LED Tube | 10.75 | 249 | 249 | 26 | 1 | 1 | 249 | Sylvania QTP1X32 | 49941 | 249 | 32 | 18 | 4482 | Recycled | 2200 | 122 | 18 | 15.1724 |  | 3777.931
Sylvania | LED15T8/L48/DIM/841/SUB/G6 | 75288 | LT-11950 | LED Tube | 10.75 | 742 | 371 | 38 | 2 | 1 | 371 | Sylvania QTP2X32 | 49943 | 742 | 32 | 18 | 13356 | Recycled | 2200 | 122 | 18 | 15.1724 |  | 11257.931
Sylvania | LED15T8/L48/DIM/841/SUB/G6 | 75288 | LT-11950 | LED Tube | 10.75 | 60 | 20 | 3 | 3 | 1 | 20 | Sylvania QTP3x32 | 49945 | 60 | 32 | 18 | 1080 | Recycled | 2200 | 122 | 18 | 15.1724 |  | 910.3448
Lunera | HN-T8-D-48-14W-840-G1 | HN-T8-D-48-14W-840-G1 | LT-11950 | LED Tube | 9.5 | 146 | 73 | 7 | 2 | 1 | 73 | Triad | B232IUNVHP-N | 146 | 32 | 17 | 2482 | Recycled | 1800 | 128.5714 | 14 | 12.4138 | Different than DLC | 1812.4138
Lunera | HN-T8-D-48-14W-840-G1 | HN-T8-D-48-14W-840-G1 | LT-11950 | LED Tube | 9.5 | 279 | 93 | 10 | 3 | 1 | 93 | Triad | B332IUNVHP-N | 279 | 32 | 17 | 4743 | Recycled | 1800 | 128.5714 | 14 | 12.4138 | Different than DLC | 3463.4483
Lunera | HN-T8-D-48-14W-840-G1 | HN-T8-D-48-14W-840-G1 | LT-11950 | LED Tube | 9.5 | 236 | 118 | 13 | 2 | 1 | 118 | Sylvania | QTP2X32/T8UNVISNSC [49943] | 236 | 32 | 17 | 4012 | Recycled | 1800 | 128.5714 | 14 | 12.4138 | Different than DLC | 2929.6552
Lunera | HN-T8-D-48-14W-840-G1 | HN-T8-D-48-14W-840-G1 | LT-11950 | LED Tube | 9.5 | 438 | 219 | 23 | 2 | 1 | 219 | Sylvania | QHE2X32T8UNVISLSC [49863] | 438 | 32 | 17 | 7446 | Recycled | 1800 | 128.5714 | 14 | 12.4138 | Different than DLC | 5437.2414
Lunera | HN-T8-D-48-14W-840-G1 | HN-T8-D-48-14W-840-G1 | LT-11950 | LED Tube | 9.5 | 162 | 81 | 9 | 2 | 1 | 81 | Sylvania | QHE2X32T8UNVISNSC [49853] | 162 | 32 | 17 | 2754 | Recycled | 1800 | 128.5714 | 14 | 12.4138 | Different than DLC | 2011.0345
Lunera | HN-T8-D-48-14W-840-G1 | HN-T8-D-48-14W-840-G1 | LT-11950 | LED Tube | 9.5 | 392 | 196 | 20 | 2 | 1 | 196 | Sylvania | QHE4X32T8UNVISLSC [49867] | 392 | 32 | 17 | 6664 | Recycled | 1800 | 128.5714 | 14 | 12.4138 | Different than DLC | 4866.2069
Lunera | HN-T8-D-48-14W-840-G1 | HN-T8-D-48-14W-840-G1 | LT-11950 | LED Tube | 9.5 | 324 | 108 | 12 | 3 | 1 | 108 | Sylvania | QTP3X32/T8UNVISLSC [49835] | 324 | 32 | 17 | 5508 | Recycled | 1800 | 128.5714 | 14 | 12.4138 | Different than DLC | 4022.069
Lunera | HN-T8-D-48-14W-840-G1 | HN-T8-D-48-14W-840-G1 | LT-11950 | LED Tube | 9.5 | 141 | 47 | 5 | 3 | 1 | 47 | Sylvania | QHE3X32T8UNVISNSC [49855] | 141 | 32 | 17 | 2397 | Recycled | 1800 | 128.5714 | 14 | 12.4138 | Different than DLC | 1750.3448
Lunera | HN-T8-D-48-14W-840-G1 | HN-T8-D-48-14W-840-G1 | LT-11950 | LED Tube | 9.5 | 200 | 50 | 5 | 4 | 1 | 50 | Sylvania | QHE4X32T8UNVISLSC [49867] | 200 | 32 | 17 | 3400 | Recycled | 1800 | 128.5714 | 14 | 12.4138 | Different than DLC | 2482.7586
Philips | 9290011241 | 9290011241 12T8/48-4000 IF 10/1 | LT-11950 | LED Tube | 11.5 | 8 | 4 | 1 | 2 | 1 | 4 | Universal Tech | B232IUNVHE-A | 8 | 28 | 14.5 | 116 | Recycled | 1600 | 140.8 | 11.3636 | 11.0345 | Different than DLC | 88.2759
Philips | 9290011241 | 9290011241 12T8/48-4000 IF 10/1 | LT-11950 | LED Tube | 11.5 | 48 | 12 | 2 | 4 | 2 | 24 | Universal Tech | B232IUNVHE-A | 48 | 28 | 14.5 | 696 | Recycled | 1600 | 140.8 | 11.3636 | 11.0345 | Different than DLC | 529.6552
Philips | 9290011241 | 9290011241 12T8/48-4000 IF 10/1 | LT-11950 | LED Tube | 11.5 | 96 | 32 | 4 | 3 | 2 | 64 | Universal Tech | B232IUNVHE-A | 96 | 28 | 14.5 | 1392 | Recycled | 1600 | 140.8 | 11.3636 | 11.0345 | Different than DLC | 1059.3103
Philips | 9290011241 | 9290011241 12T8/48-4000 IF 10/1 | LT-11950 | LED Tube | 11.5 | 1384 | 692 | 70 | 2 | 1 | 692 | Advance Centium | VCN-4P32 | 1384 | 32 | 14.5 | 20068 | Recycled | 1600 | 140.8 | 11.3636 | 11.0345 | Different than DLC | 15271.7241
Philips | 9290011241 | 9290011241 12T8/48-4000 IF 10/1 | LT-11950 | LED Tube | 11.5 | 12 | 12 | 2 | 1 | 1 | 12 | Universal Tech | B232IUNVHE-A | 12 | 28 | 14.5 | 174 | Recycled | 1600 | 140.8 | 11.3636 | 11.0345 | Different than DLC | 132.4138
Philips | 9290011241 | 9290011241 12T8/48-4000 IF 10/1 | LT-11950 | LED Tube | 11.5 | 24 | 12 | 2 | 2 | 1 | 12 | Universal Tech | B232IUNVHE-A | 24 | 28 | 14.5 | 348 | Recycled | 1600 | 140.8 | 11.3636 | 11.0345 | Different than DLC | 264.8276
Philips | 9290011241 | 9290011241 12T8/48-4000 IF 10/1 | LT-11950 | LED Tube | 11.5 | 30 | 10 | 1 | 3 | 2 | 20 | Universal Tech | B232IUNVHE-A | 30 | 28 | 14.5 | 435 | Recycled | 1600 | 140.8 | 11.3636 | 11.0345 | Different than DLC | 331.0345
Philips | 9290011241 | 9290011241 12T8/48-4000 IF 10/1 | LT-11950 | LED Tube | 11.5 | 80 | 20 | 2 | 4 | 2 | 40 | Sylvania | QTP2X32T8/UNVISN-CE | 80 | 32 | 14.5 | 1160 | Recycled | 1600 | 140.8 | 11.3636 | 11.0345 | Different than DLC | 882.7586
Philips | 9290011241 | 9290011241 12T8/48-4000 IF 10/1 | LT-11950 | LED Tube | 11.5 | 15 | 15 | 2 | 1 | 1 | 15 | Phillips Advance Standard | REL-2P32-SC | 15 | 32 | 14.5 | 217.5 | Recycled | 1600 | 140.8 | 11.3636 | 11.0345 | Different than DLC | 165.5172
Philips | 9290011241 | 9290011241 12T8/48-4000 IF 10/1 | LT-11950 | LED Tube | 11.5 | 10 | 5 | 1 | 2 | 1 | 5 | Phillips Advance Standard | REL-2S40-RH-TP | 10 | 32 | 14.5 | 145 | Recycled | 1600 | 140.8 | 11.3636 | 11.0345 | Different than DLC | 110.3448
Philips | 9290011241 | 9290011241 12T8/48-4000 IF 10/1 | LT-11950 | LED Tube | 11.5 | 42 | 14 | 2 | 3 | 2 | 28 | Phillips Advance Standard | RCN-2P32-SC | 42 | 32 | 14.5 | 609 | Recycled | 1600 | 140.8 | 11.3636 | 11.0345 | Different than DLC | 463.4483
Philips | 9290011241 | 9290011241 12T8/48-4000 IF 10/1 | LT-11950 | LED Tube | 11.5 | 400 | 100 | 10 | 4 | 2 | 200 | Sylvania Quicktronic | QT2X32/120 IS | 400 | 32 | 14.5 | 5800 | Recycled | 1600 | 140.8 | 11.3636 | 11.0345 | Different than DLC | 4413.7931
Philips | 9290011241 | 9290011241 12T8/48-4000 IF 10/1 | LT-11950 | LED Tube | 11.5 | 29 | 29 | 3 | 1 | 1 | 29 | Quicktronic | QT1X32/277 | 29 | 32 | 14.5 | 420.5 | Recycled | 1600 | 140.8 | 11.3636 | 11.0345 | Different than DLC | 320
Philips | 9290011241 | 9290011241 12T8/48-4000 IF 10/1 | LT-11950 | LED Tube | 11.5 | 498 | 249 | 25 | 2 | 1 | 249 | Phillips Advance | ICN-2P32-N | 498 | 32 | 14.5 | 7221 | Recycled | 1600 | 140.8 | 11.3636 | 11.0345 | Different than DLC | 5495.1724
Philips | 9290011241 | 9290011241 12T8/48-4000 IF 10/1 | LT-11950 | LED Tube | 11.5 | 507 | 169 | 17 | 3 | 2 | 338 | Triad | B232IUNVHP-N | 507 | 32 | 14.5 | 7351.5 | Recycled | 1600 | 140.8 | 11.3636 | 11.0345 | Different than DLC | 5594.4828
Espen Technology | L48T8/840/12G-EB-AC | L48T8/840/12G-EB-AC Product Code PNYDJNAJ | LT-11950 | LED Tube | 9.5 | 4806 | 2403 | 241 | 2 | 1 | 2403 | Advance (48) & Espen (193) | REL-2P32-RH-TP & VE2P32MVHIPE | 4806 | 32 | 16 | 76896 | recycle | 1800 | 124.1379 | 14.5 | 12.4138 | Different than DLC | 59660.6897
Espen Technology | L48T8/840/12G-EB-AC | L48T8/840/12G-EB-AC Product Code PNYDJNAJ | LT-11950 | LED Tube | 9.5 | 10362 | 3454 | 316 | 3 | 1 | 3454 | Advance (64) & Espen (252) | ICN-3P32-SC & VE3P32MVHIPE | 10362 | 32 | 16 | 165792 | recycle | 1800 | 124.1379 | 14.5 | 12.4138 | Different than DLC | 128631.7241
Espen Technology | L48T8/840/12G-EB-AC | L48T8/840/12G-EB-AC Product Code PNYDJNAJ | LT-11950 | LED Tube | 9.5 | 1144 | 572 | 58 | 2 | 1 | 572 | Espen | VE2P32MVHIPE | 1144 | 32 | 16 | 18304 | recycle | 1800 | 124.1379 | 14.5 | 12.4138 | Different than DLC | 14201.3793
Espen Technology | L48T8/840/12G-EB-AC | L48T8/840/12G-EB-AC Product Code PNYDJNAJ | LT-11950 | LED Tube | 9.5 | 21160 | 5290 | 530 | 4 | 1 | 5290 | Advance (85) & Triad (26) & Espen (419) | ICN-4P32-SC & B432IUNVHP-A &VE4P32MVHIPE | 21160 | 32 | 16 | 338560 | recycle | 1800 | 124.1379 | 14.5 | 12.4138 | Different than DLC | 262675.8621
[6 empty] | 167075 | [7 empty] | 163060 |  |  | 2729187.56 | [6 empty] | 2289376.069
|  |  |  | Average Cost | 10 | #ofLamps | [7 empty] | CHECK | RatedWBase | %RatedBase |  |  |  | NormalizedWBase | WeightedAvgMeasure | DELTA | WeightedAvgMeasure | DELTA | Old LPW
[6 empty] | 608 | [7 empty] | 608 | 25 | 0.3639% |  | 0.090977 |  | 22 | 17.0292 | 4.9708 | 14.2568 | 7.7432 | 133.7143
[6 empty] | 69651 | [7 empty] | 69651 | 28 | 41.69% |  | 11.6728 |  | 24.64 | 17.4027 | 7.2373 | 14.9432 | 9.6968 | 123.295
[6 empty] | 300 | [7 empty] | 300 | 30 | 0.1796% |  | 0.053868 |  | 26.4 | 14.5 | 11.9 | 11.0345 | 15.3655 | 133.3333
[6 empty] | 96516 | [7 empty] | 96516 | 32 | 57.77% |  | 18.4858 |  | 28.16 | 15.566 | 12.594 | 12.8122 | 15.3478 | 124.8999
[17 empty] | Total Weighted Average | 30.3034 |  | 26.667 | 16.3351 | 10.3319 | 13.7027 | 12.9643
[14 empty] | 167075 | [5 empty] | OLD DATA |  |  | NEW EST. Delta w/ 145 LPW Tubes

## Caliper Data
Caliper Detailed Report
1
|  |  | Source | Fixture Type | Lamp | Lamp type | Beam Angle | Input Power | Lamp Output | Luminaire output | Luminaire Efficiency | Luminaire Efficacy | Lamp LPW | Calc Lum Eff | Notes | Type
|  |  | Caliper 21-2 | Bare Lamp | LED Narrow (13-03) | LED | 105 | 18.3 | 1607 | - | - | 87.8 | 87.8142 | #VALUE! |  | Troffer
|  |  | Caliper 21-2 | Bare Lamp | LED Medium (13-27) | LED | 133 | 22.5 | 1844 | - | - | 82 | 81.9556 | #VALUE! |  | Troffer
|  |  | Caliper 21-2 | Bare Lamp | LED Wide (13-20) | LED | 160 | 19.6 | 1973 | - | - | 100.7 | 100.6633 | #VALUE! |  | Troffer
|  |  | Caliper 21-2 | Bare Lamp | FL (BK13-30) | LF | N/A | 24.4 | 2193 | - | - | 89.9 | 89.877 | #VALUE! |  | Troffer
|  |  | Caliper 21-2 | K12 Lens | LED Narrow (13-03) | LED | 92 | 36.4 | 3214 | 2701 | 84% | 74.2 | 88.2967 | 74.1692 |  | Troffer
|  |  | Caliper 21-2 | K12 Lens | LED Medium (13-27) | LED | 101 | 44.6 | 3688 | 2928 | 79% | 65.7 | 82.6906 | 65.3256 |  | Troffer
|  |  | Caliper 21-2 | K12 Lens | LED Wide (13-20) | LED | 103 | 39 | 3946 | 3212 | 81% | 82.4 | 101.1795 | 81.9554 |  | Troffer
|  |  | Caliper 21-2 | K12 Lens | FL (BK13-30) | LF | 107 | 50.7 | 4386 | 3299 | 75% | 65.1 | 86.5089 | 64.8817 |  | Troffer
|  |  | Caliper 21-2 | Recesed Indirect | LED Narrow (13-03) | LED | 133 | 36.4 | 3214 | 1817 | 57% | 49.9 | 88.2967 | 50.3291 |  | Indirect
|  |  | Caliper 21-2 | Recesed Indirect | LED Medium (13-27) | LED | 126 | 44.5 | 3688 | 2073 | 56% | 46.6 | 82.8764 | 46.4108 |  | Indirect
|  |  | Caliper 21-2 | Recesed Indirect | LED Wide (13-20) | LED | 124 | 38.9 | 3946 | 2527 | 64% | 65 | 101.4396 | 64.9213 |  | Indirect
|  |  | Caliper 21-2 | Recesed Indirect | FL (BK13-30) | LF | 123 | 51.8 | 4386 | 2988 | 68% | 57.7 | 84.6718 | 57.5768 |  | Indirect
|  |  | Caliper 21-2 | Parabolic | LED Narrow (13-03) | LED | 0 | 36.5 | 3214 | 2729 | 85% | 74.8 | 88.0548 | 74.8466 |  | Troffer
|  |  | Caliper 21-2 | Parabolic | LED Medium (13-27) | LED | 0 | 44.7 | 3688 | 2943 | 80% | 65.8 | 82.5056 | 66.0045 |  | Troffer
|  |  | Caliper 21-2 | Parabolic | LED Wide (13-20) | LED | 0 | 39.1 | 3946 | 3206 | 81% | 82 | 100.9207 | 81.7458 |  | Troffer
Caliper 21-2 |  |  | Caliper 21-2 | Parabolic | FL (BK13-30) | LF | 0 | 51.4 | 4386 | 3229 | 74% | 62.8 | 85.3307 | 63.1447 |  | Troffer
|  |  | Caliper 21-2 | Volumetric | LED Narrow (13-03) | LED | 126 | 36.3 | 3214 | 2598 | 81% | 71.6 | 88.5399 | 71.7174 |  | Troffer
|  |  | Caliper 21-2 | Volumetric | LED Medium (13-27) | LED | 130 | 44.5 | 3688 | 2895 | 78% | 65.1 | 82.8764 | 64.6436 |  | Troffer
|  |  | Caliper 21-2 | Volumetric | LED Wide (13-20) | LED | 129 | 39 | 3946 | 3239 | 82% | 83.1 | 101.1795 | 82.9672 |  | Troffer
| Caliper 21 |  | Caliper 21-2 | Volumetric | FL (BK13-30) | LF | 132 | 51.4 | 4386 | 3544 | 81% | 68.9 | 85.3307 | 69.1179 |  | Troffer
|  |  | Caliper 21-2 | High Performance | LED Narrow (13-03) | LED | 108 | 36.4 | 3214 | 2641 | 82% | 72.6 | 88.2967 | 72.4033 |  | Troffer
|  |  | Caliper 21-2 | High Performance | LED Medium (13-27) | LED | 115 | 44.6 | 3688 | 2926 | 79% | 65.6 | 82.6906 | 65.3256 |  | Troffer
|  |  | Caliper 21-2 | High Performance | LED Wide (13-20) | LED | 114 | 39 | 3946 | 3327 | 84% | 85.3 | 101.1795 | 84.9908 |  | Troffer
|  |  | Caliper 21-2 | High Performance | FL (BK13-30) | LF | 117 | 51.9 | 4386 | 3755 | 86% | 72.4 | 84.5087 | 72.6775 |  | Troffer
|  |  | From Caliper Benchmark | K12 Lens |  | LED |  |  |  |  | 85% |  |  |  | Lensed 2x4 | Troffer
|  |  | From Caliper Benchmark | K12 Lens |  | LED |  |  |  |  | 89% |  |  |  | Lensed 2x4 | Troffer
|  |  | From Caliper Benchmark | K12 Lens |  | LED |  |  |  |  | 83% |  |  |  | Lensed 2x4 | Troffer
|  |  | From Caliper Benchmark | K12 Lens |  | LF |  |  |  |  | 72% |  |  |  | Lensed 2x4 | Troffer
|  |  | From Caliper Benchmark | Parabolic |  | LED |  |  |  |  | 74% |  |  |  | Parabolic 2x4 | Troffer
|  |  | From Caliper Benchmark | Parabolic |  | LED |  |  |  |  | 82% |  |  |  | Parabolic 2x4 | Troffer
|  |  | From Caliper Benchmark | Parabolic |  | LED |  |  |  |  | 86% |  |  |  | Parabolic 2x4 | Troffer
|  |  | From Caliper Benchmark | Parabolic |  | LED |  |  |  |  | 84% |  |  |  | Parabolic 2x4 | Troffer
|  |  | From Caliper Benchmark | Parabolic |  | LF |  |  |  |  | 60% |  |  |  | Parabolic 2x4 | Troffer
|  |  | Caliper Detailed Report 11-79 | Linear Pendant |  | LF |  | 33.7 | 2708 | 1804 | 66.62% | 53.6 | 79.3 | 52.8276 | See Polar Plot below | Parking
|  |  | Caliper Detailed Report BK09-108 | Linear Parking Garage |  | LF |  | 54 | 9364.0777 | 5787 | 61.8% | 56.2 | 93 | 57.474 |  | Parking
|  |  | Caliper Detailed Report 06-67 | Volumetric |  | LF |  | 69.1 | 6493 | 4767 | 73.42% | 69 | 101.4 | 74.4454 |  | Troffer
|  |  | Caliper Detailed Report 09-73 | Volumetric | 2x2 fixture | LF |  | 34.95 | 2750 | 1706 | 62.04% | 48.9 | 78.6838 | 48.8126 |  | Troffer
0
2009
Caliper Benchmark Report
https://www.pnnl.gov/main/publications/external/technical_reports/PNNL-18076.pdf
Notes:
Assume 2 types of fixtures:
Strip/parking garage ~180 deg beam angle/only downlight useful
Other: Troffers - 3-4 different types
look at diffferences, if close , just assume one.
need to compare TLEDs vs FLuorescent
Caliper
https://www1.eere.energy.gov/buildings/ssl/caliper/default.aspx
Old studies, would need to find a way to do it for newer efficiency products. Can use for base case fixtures, possibly, but not a lot of 2x4s only 2x2.
Use Caliper Report:
Removed direct indirect fixtures as they show poor performance for all

## DLC List
Product Id | Manufacturer | Brand Name | Model No. | Category | General Application | Primary Use | (Retrofit Kits only) Luminaire Specific / General Purpose | Classification | Is Parent? | Date De-Listed | Tested Light Output | Tested Efficacy (AC) | Tested Wattage | Tested Total Harmonic Distortion | Tested Power Factor | Tested CCT | Tested CRI | Warranty | Lifetime | Date Qualified | Dimming Status | Dimming Type | Has Integral Controls | Notes | Family Name | Zonal Lumens: 0-90ï¿½ï¿½ | Zonal Lumens: 80-90ï¿½ï¿½ | Zonal Lumens: 90-110ï¿½ï¿½ | Zonal Lumens: >110ï¿½ï¿½ | Zonal Lumens: 20-40ï¿½ï¿½ | Zonal Lumens: 60-70ï¿½ï¿½ | Zonal Lumens: 70-80ï¿½ï¿½ | Zonal Lumens: 60-80ï¿½ï¿½ | Zonal Lumens: 0-40ï¿½ï¿½ | Zonal Lumens: 40-70ï¿½ï¿½ | Zonal Lumens: 10-90ï¿½ï¿½ | Zonal Lumens: 0-80ï¿½ï¿½ | Zonal Lumens: 20-50ï¿½ï¿½ | Zonal Lumens: 0-20ï¿½ï¿½ | Zonal Lumens: 30-60ï¿½ï¿½ | Zonal Lumens: 0-60ï¿½ï¿½ | Zonal Lumens: 90-150ï¿½ï¿½ | Spacing Criteria: 0-180ï¿½ï¿½ | Spacing Criteria: 90-270ï¿½ï¿½ | Spacing Criteria: 0-180ï¿½ï¿½ Troffer #1 | Spacing Criteria: 90-270ï¿½ï¿½ Troffer #1 | Spacing Criteria: 0-180ï¿½ï¿½ Troffer #2 | Spacing Criteria: 90-270ï¿½ï¿½ Troffer #2 | NEMA Beam Type: 0-180ï¿½ï¿½ | NEMA Beam Type: 90-270ï¿½ï¿½ | Technical Requirements Version Number | Reported Light Output | Reported Efficacy (AC) | Reported Wattage | Reported Total Harmonic Distortion | Reported Power Factor | Reported CCT | Reported CRI | Rf | Rg | Luminaire Length | CCT 3% Allowance | CCT 5% Allowance | CRI 5% Allowance | Previous Version History Date | Previous Version History Version Number | Previous Version History Date Delisted | Previous Version History Classification | Upcoming Version History Date | Upcoming Version History Version Number | Upcoming Version History Date Delisted | Upcoming Version History Classification | Current Version Effective Date | Field-Adjustable Light Output | White-Tunable | Warm-Dimming | Max. Wattage | Min. Light Output | Max. Light Output | Max. Tested Wattage | Min. CCT | Max. CCT | System Type | Reported Min. Input Voltage | Reported Max. Input Voltage | Test Voltage | Tested Efficacy (DC) | Default Light Output | Default Wattage | Reported Efficacy (DC) | Field Adjustable Light Distribution | Light Distribution Setting | PoE Type/Class | PoE Connection
PLXSKBXLRZ2H | Huntington Lighting LLC | Huntington | HLAT8414W35N | Linear Replacement Lamp | T8 Four-Foot | Replacement Lamps (plug and play) (UL Type A) |  | standard | NO | [10 empty] | 2019-02-14 | Not Dimmable | Not Dimmable | NO |  | IIIMYB | [25 empty] | 4.4 | 2150 | 155 | 14 | 20 | 0.9 | 3500 | 80 |  |  |  | NO | NO | NO | [8 empty] | 2019-02-14 | NO | NO | NO | [6 empty] | AC | [7 empty] | NO
PLXBTED5TDYX | Huntington Lighting LLC | Huntington | HLAT8416W30N | Linear Replacement Lamp | T8 Four-Foot | Replacement Lamps (plug and play) (UL Type A) |  | standard | YES |  | 2419 | 134.02 | 18.05 | 8.939 | 0.972 | 3060 | 82.8 | 5 | 50000 | 2019-02-14 | Not Dimmable | Not Dimmable | NO |  | IIIMYC | [15 empty] | 84.8 |  | 1.24 | 1.18 | [6 empty] | 4.4 | 2590 | 152 | 17 | 20 | 0.9 | 3000 | 80 |  |  |  | NO | NO | NO | [8 empty] | 2019-02-14 | NO | NO | NO | [6 empty] | AC | [7 empty] | NO
PLJVEAJMUYRD | Huntington Lighting LLC | Huntington | HLAT8412W35N | Linear Replacement Lamp | T8 Four-Foot | Replacement Lamps (plug and play) (UL Type A) |  | standard | NO | [10 empty] | 2019-02-14 | Not Dimmable | Not Dimmable | NO |  | IIIMYA | [25 empty] | 4.4 | 1850 | 155 | 12 | 20 | 0.9 | 3500 | 80 |  |  |  | NO | NO | NO | [8 empty] | 2019-02-14 | NO | NO | NO | [6 empty] | AC | [7 empty] | NO
PL0JSYDJ33FS | Huntington Lighting LLC | Huntington | HLAT8412W40N | Linear Replacement Lamp | T8 Four-Foot | Replacement Lamps (plug and play) (UL Type A) |  | standard | NO | [10 empty] | 2019-02-14 | Not Dimmable | Not Dimmable | NO |  | IIIMYA | [25 empty] | 4.4 | 1850 | 155 | 12 | 20 | 0.9 | 4000 | 80 |  |  |  | NO | NO | NO | [8 empty] | 2019-02-14 | NO | NO | NO | [6 empty] | AC | [7 empty] | NO
PL3K7LRREWZU | Huntington Lighting LLC | Huntington | HLAT8412W50N | Linear Replacement Lamp | T8 Four-Foot | Replacement Lamps (plug and play) (UL Type A) |  | standard | NO | [10 empty] | 2019-02-14 | Not Dimmable | Not Dimmable | NO |  | IIIMYA | [25 empty] | 4.4 | 1850 | 155 | 12 | 20 | 0.9 | 5000 | 80 |  |  |  | NO | NO | NO | [8 empty] | 2019-02-14 | NO | NO | NO | [6 empty] | AC | [7 empty] | NO
PLARWSZ2GDPS | Huntington Lighting LLC | Huntington | HLAT8414W40N | Linear Replacement Lamp | T8 Four-Foot | Replacement Lamps (plug and play) (UL Type A) |  | standard | NO | [10 empty] | 2019-02-14 | Not Dimmable | Not Dimmable | NO |  | IIIMYB | [25 empty] | 4.4 | 2150 | 155 | 14 | 20 | 0.9 | 4000 | 80 |  |  |  | NO | NO | NO | [8 empty] | 2019-02-14 | NO | NO | NO | [6 empty] | AC | [7 empty] | NO
PLCLTYRKVXIV | Huntington Lighting LLC | Huntington | HLAT8414W50N | Linear Replacement Lamp | T8 Four-Foot | Replacement Lamps (plug and play) (UL Type A) |  | standard | NO | [10 empty] | 2019-02-14 | Not Dimmable | Not Dimmable | NO |  | IIIMYB | [25 empty] | 4.4 | 2150 | 155 | 14 | 20 | 0.9 | 5000 | 80 |  |  |  | NO | NO | NO | [8 empty] | 2019-02-14 | NO | NO | NO | [6 empty] | AC | [7 empty] | NO
PL4FXJCYUR4D | Huntington Lighting LLC | Huntington | HLAT8416W50N | Linear Replacement Lamp | T8 Four-Foot | Replacement Lamps (plug and play) (UL Type A) |  | standard | NO | [10 empty] | 2019-02-14 | Not Dimmable | Not Dimmable | NO |  | IIIMYC | [25 empty] | 4.4 | 2590 | 152 | 17 | 20 | 0.9 | 5000 | 80 |  |  |  | NO | NO | NO | [8 empty] | 2019-02-14 | NO | NO | NO | [6 empty] | AC | [7 empty] | NO
PLBCUK3MKA3W | Huntington Lighting LLC | Huntington | HLAT8412W30N | Linear Replacement Lamp | T8 Four-Foot | Replacement Lamps (plug and play) (UL Type A) |  | standard | YES |  | 1798 | 130.2 | 13.81 | 8.82 | 0.971 | 3046 | 82.7 | 5 | 50000 | 2019-02-14 | Not Dimmable | Not Dimmable | NO |  | IIIMYA | [15 empty] | 85.1 |  | 1.3 | 1.18 | [6 empty] | 4.4 | 1850 | 155 | 12 | 20 | 0.9 | 3000 | 80 |  |  |  | NO | NO | NO | [8 empty] | 2019-02-14 | NO | NO | NO | [6 empty] | AC | [7 empty] | NO
PLWW02F1CAYK | Huntington Lighting LLC | Huntington | HLAT8416W35N | Linear Replacement Lamp | T8 Four-Foot | Replacement Lamps (plug and play) (UL Type A) |  | standard | NO | [10 empty] | 2019-02-14 | Not Dimmable | Not Dimmable | NO |  | IIIMYC | [25 empty] | 4.4 | 2590 | 152 | 17 | 20 | 0.9 | 3500 | 80 |  |  |  | NO | NO | NO | [8 empty] | 2019-02-14 | NO | NO | NO | [6 empty] | AC | [7 empty] | NO
PL0ATOIHP0IZ | Huntington Lighting LLC | Huntington | HLAT8416W40N | Linear Replacement Lamp | T8 Four-Foot | Replacement Lamps (plug and play) (UL Type A) |  | standard | NO | [10 empty] | 2019-02-14 | Not Dimmable | Not Dimmable | NO |  | IIIMYC | [25 empty] | 4.4 | 2590 | 152 | 17 | 20 | 0.9 | 4000 | 80 |  |  |  | NO | NO | NO | [8 empty] | 2019-02-14 | NO | NO | NO | [6 empty] | AC | [7 empty] | NO
PLJYR72G82YQ | Huntington Lighting LLC | Huntington | HLAT8414W30N | Linear Replacement Lamp | T8 Four-Foot | Replacement Lamps (plug and play) (UL Type A) |  | standard | YES |  | 2071.9 | 131.88 | 15.71 | 6.59 | 0.9781 | 3062 | 82.8 | 5 | 50000 | 2019-02-14 | Not Dimmable | Not Dimmable | NO |  | IIIMYB | [15 empty] | 85.1 |  | 1.28 | 1.18 | [6 empty] | 4.4 | 2150 | 155 | 14 | 20 | 0.9 | 3000 | 80 |  |  |  | NO | NO | NO | [8 empty] | 2019-02-14 | NO | NO | NO | [6 empty] | AC | [7 empty] | NO
PYGT14K8 | WING (SHANGHAI) INTERNATIONAL TRADE CO LTD | TPS | L48T8-835-11P-G6R-EB | Linear Replacement Lamp | T8 Four-Foot | Replacement Lamps (plug and play) (UL Type A) |  | standard | NO | [10 empty] | 2019-02-13 | Dimmable | Continuous Above 10 | NO |  | RRRVCY | [25 empty] | 4.4 | 1600 | 124 | 13 | 20 | 0.9 | 3500 | 82 |  |  |  | NO | NO | NO | [8 empty] | 2019-02-13 | NO | NO | NO | [6 empty] | AC |  |  |  |  | 1600 | 13 |  | NO
P9C7NWFG | WING (SHANGHAI) INTERNATIONAL TRADE CO LTD | TPS | L48T8-850-11P-G6R-EB | Linear Replacement Lamp | T8 Four-Foot | Replacement Lamps (plug and play) (UL Type A) |  | standard | NO | [10 empty] | 2019-02-13 | Dimmable | Continuous Above 10 | NO |  | RRRVCY | [25 empty] | 4.4 | 1700 | 131 | 13 | 20 | 0.9 | 5000 | 82 |  |  |  | NO | NO | NO | [8 empty] | 2019-02-13 | NO | NO | NO | [6 empty] | AC |  |  |  |  | 1700 | 13 |  | NO
PIKT2FT4 | WING (SHANGHAI) INTERNATIONAL TRADE CO LTD | TPS | L48T8-830-11P-G6R-EB | Linear Replacement Lamp | T8 Four-Foot | Replacement Lamps (plug and play) (UL Type A) |  | standard | YES |  | 1614 | 117.3 | 13.76 | 13.08 | 0.9377 | 2963 | 82 | 5 | 50000 | 2019-02-13 | Dimmable | Continuous Above 10 | NO |  | RRRVCY | [15 empty] | 80.9 |  | 1.28 | 1.38 | [6 empty] | 4.4 | 1600 | 124 | 13 | 20 | 0.9 | 3000 | 82 |  |  |  | NO | NO | NO | [8 empty] | 2019-02-13 | NO | NO | NO | [6 empty] | AC |  |  | 277 |  | 1600 | 13 |  | NO
PKXPX3I5 | WING (SHANGHAI) INTERNATIONAL TRADE CO LTD | TPS | L48T8-840-11P-G6R-EB | Linear Replacement Lamp | T8 Four-Foot | Replacement Lamps (plug and play) (UL Type A) |  | standard | NO | [10 empty] | 2019-02-13 | Dimmable | Continuous Above 10 | NO |  | RRRVCY | [25 empty] | 4.4 | 1700 | 131 | 13 | 20 | 0.9 | 4000 | 82 |  |  |  | NO | NO | NO | [8 empty] | 2019-02-13 | NO | NO | NO | [6 empty] | AC |  |  |  |  | 1700 | 13 |  | NO
PLQPUAR5T8NB | Fidelux Lighting | FTG8 | FTG84-15W-M-AB-50 | Linear Replacement Lamp | T8 Four-Foot | Dual Mode Internal Driver (UL Type A and Type B) |  | standard | NO | [10 empty] | 2019-02-12 | Not Dimmable | Not Dimmable | NO |  | NANPVS | [25 empty] | 4.4 | 2186 | 124.35 | 17.58 | 7.58 | 0.9 | 5000 | 84 |  |  |  | NO | NO | NO | [8 empty] | 2019-02-12 | NO | NO | NO | [6 empty] | AC | [7 empty] | NO
PLJ27NOAXS74 | Fidelux Lighting | FTG8 | FTG84-15W-M-AB-35 | Linear Replacement Lamp | T8 Four-Foot | Dual Mode Internal Driver (UL Type A and Type B) |  | standard | NO | [10 empty] | 2019-02-12 | Not Dimmable | Not Dimmable | NO |  | NANPVS | [25 empty] | 4.4 | 2131 | 122.2 | 17.44 | 7.21 | 0.9 | 3500 | 83 |  |  |  | NO | NO | NO | [8 empty] | 2019-02-12 | NO | NO | NO | [6 empty] | AC | [7 empty] | NO
PLDLU8XE7MY0 | Fidelux Lighting | FTG8 | FTG84-15W-M-AB-40 | Linear Replacement Lamp | T8 Four-Foot | Dual Mode Internal Driver (UL Type A and Type B) |  | standard | NO | [10 empty] | 2019-02-12 | Not Dimmable | Not Dimmable | NO |  | NANPVS | [25 empty] | 4.4 | 2149 | 123.26 | 17.44 | 7.21 | 0.9 | 4000 | 83 |  |  |  | NO | NO | NO | [8 empty] | 2019-02-12 | NO | NO | NO | [6 empty] | AC | [7 empty] | NO
PLZWB82NHM62 | Fidelux Lighting | FTG8 | FTG84-15W-M-AB-30 | Linear Replacement Lamp | T8 Four-Foot | Dual Mode Internal Driver (UL Type A and Type B) |  | standard | YES |  | 2112 | 122.15 | 17.29 | 7.21 | 0.8964 | 2914 | 83 | 5 | 50000 | 2019-02-12 | Not Dimmable | Not Dimmable | NO |  | NANPVS | [15 empty] | 84.4 |  | 1.24 | 1.3 | [6 empty] | 4.4 | 2112 | 122.15 | 17.29 | 7.21 | 0.9 | 3000 | 83 |  |  |  | NO | NO | NO | [8 empty] | 2019-02-12 | NO | NO | NO | [6 empty] | AC | [7 empty] | NO
PLRJBO2W4O09 | Fidelux Lighting | FTG8 | FTG84-12W-M-AB-35 | Linear Replacement Lamp | T8 Four-Foot | Dual Mode Internal Driver (UL Type A and Type B) |  | standard | NO | [10 empty] | 2019-02-12 | Not Dimmable | Not Dimmable | NO |  | NANPVR | [25 empty] | 4.4 | 1650 | 126.9 | 13 | 15 | 0.9 | 3500 | 80 |  |  |  | NO | NO | NO | [8 empty] | 2019-02-12 | NO | NO | NO | [6 empty] | AC | [7 empty] | NO
PLXBMTQNNB7W | Fidelux Lighting | FTG8 | FTG84-12W-M-AB-40 | Linear Replacement Lamp | T8 Four-Foot | Dual Mode Internal Driver (UL Type A and Type B) |  | standard | NO | [10 empty] | 2019-02-12 | Not Dimmable | Not Dimmable | NO |  | NANPVR | [25 empty] | 4.4 | 1650 | 126.9 | 13 | 15 | 0.9 | 4000 | 80 |  |  |  | NO | NO | NO | [8 empty] | 2019-02-12 | NO | NO | NO | [6 empty] | AC | [7 empty] | NO
PLOT5THGM0KD | Fidelux Lighting | FTG8 | FTG84-12W-M-AB-50 | Linear Replacement Lamp | T8 Four-Foot | Dual Mode Internal Driver (UL Type A and Type B) |  | standard | NO | [10 empty] | 2019-02-12 | Not Dimmable | Not Dimmable | NO |  | NANPVR | [25 empty] | 4.4 | 1680 | 129.2 | 13 | 15 | 0.9 | 4877 | 80 |  |  |  | NO | NO | NO | [8 empty] | 2019-02-12 | NO | NO | NO | [6 empty] | AC | [7 empty] | NO
PLOS5SOKGB6S | Fidelux Lighting | FTG8 | FTG84-12W-M-AB-30 | Linear Replacement Lamp | T8 Four-Foot | Dual Mode Internal Driver (UL Type A and Type B) |  | standard | YES |  | 1635.85 | 116.1 | 14.09 | 13.9 | 0.932 | 2891 | 82.6 | 5 | 50000 | 2019-02-12 | Not Dimmable | Not Dimmable | NO |  | NANPVR | [15 empty] | 77.7 |  | 1.22 | 1.26 | [6 empty] | 4.4 | 1650 | 126.9 | 13 | 15 | 0.9 | 2891 | 80 |  |  |  | NO | NO | NO | [8 empty] | 2019-02-12 | NO | NO | NO | [6 empty] | AC | [7 empty] | NO
P13XB7SN | WING (SHANGHAI) INTERNATIONAL TRADE CO LTD | TPS | L48T8-840-11P-G1A-EB | Linear Replacement Lamp | T8 Four-Foot | Replacement Lamps (plug and play) (UL Type A) |  | standard | NO | [10 empty] | 2019-02-11 | Dimmable | Continuous Above 10 | NO |  | RRRVCU | [25 empty] | 4.4 | 1650 | 127 | 13 | 20 | 0.9 | 4000 | 82 |  |  |  | NO | NO | NO | [8 empty] | 2019-02-11 | NO | NO | NO | [6 empty] | AC |  |  |  |  | 1650 | 13 |  | NO
PJB98MRL | WING (SHANGHAI) INTERNATIONAL TRADE CO LTD | TPS | L48T8-830-11P-G1A-EB | Linear Replacement Lamp | T8 Four-Foot | Replacement Lamps (plug and play) (UL Type A) |  | standard | YES |  | 1614 | 117 | 13.8 | 13.3 | 0.9376 | 2986 | 82 | 5 | 50000 | 2019-02-11 | Dimmable | Continuous Above 10 | NO |  | RRRVCU | [15 empty] | 81.2 |  | 1.26 | 1.34 | [6 empty] | 4.4 | 1600 | 124 | 13 | 20 | 0.9 | 3000 | 82 |  |  |  | NO | NO | NO | [8 empty] | 2019-02-11 | NO | NO | NO | [6 empty] | AC |  |  | 277 |  | 1600 | 13 |  | NO
P6G1I2C5 | WING (SHANGHAI) INTERNATIONAL TRADE CO LTD | TPS | L48T8-835-11P-G1A-EB | Linear Replacement Lamp | T8 Four-Foot | Replacement Lamps (plug and play) (UL Type A) |  | standard | NO | [10 empty] | 2019-02-11 | Dimmable | Continuous Above 10 | NO |  | RRRVCU | [25 empty] | 4.4 | 1600 | 124 | 13 | 20 | 0.9 | 3500 | 82 |  |  |  | NO | NO | NO | [8 empty] | 2019-02-11 | NO | NO | NO | [6 empty] | AC |  |  |  |  | 1600 | 13 |  | NO
P6CCFTZH | WING (SHANGHAI) INTERNATIONAL TRADE CO LTD | TPS | L48T8-850-11P-G1A-EB | Linear Replacement Lamp | T8 Four-Foot | Replacement Lamps (plug and play) (UL Type A) |  | standard | NO | [10 empty] | 2019-02-11 | Dimmable | Continuous Above 10 | NO |  | RRRVCU | [25 empty] | 4.4 | 1650 | 127 | 13 | 20 | 0.9 | 5000 | 82 |  |  |  | NO | NO | NO | [8 empty] | 2019-02-11 | NO | NO | NO | [6 empty] | AC |  |  |  |  | 1650 | 13 |  | NO
PLMQC4O9BD7I | AM Conservation Group, Inc | Simply Conserve | L12T8G50A | Linear Replacement Lamp | T8 Four-Foot | Replacement Lamps (plug and play) (UL Type A) |  | standard | NO | [10 empty] | 2019-02-06 | Not Dimmable | Not Dimmable | NO |  | IIIMXK | [25 empty] | 4.4 | 1800 | 120 | 15 | 20 | 0.9 | 5000 | 82 |  |  |  | NO | NO | NO | [8 empty] | 2019-02-06 | NO | NO | NO | [6 empty] | AC | [7 empty] | NO
PLXN710TT3MU | Elec-Tech International Co., Ltd | ETI | 64101441 | Linear Replacement Lamp | T8 Four-Foot | Replacement Lamps (plug and play) (UL Type A) |  | standard | NO | [10 empty] | 2019-02-06 | Not Dimmable | Not Dimmable | NO |  | IIIMXN | [25 empty] | 4.4 | 2200 | 122.2 | 18 | 20 | 0.9 | 4000 | 82 |  |  |  | NO | NO | NO | [8 empty] | 2019-02-06 | NO | NO | NO | [6 empty] | AC | [7 empty] | NO
PLRI4L3XSFN5 | Elec-Tech International Co., Ltd | ETI | 64101461 | Linear Replacement Lamp | T8 Four-Foot | Replacement Lamps (plug and play) (UL Type A) |  | standard | NO | [10 empty] | 2019-02-06 | Not Dimmable | Not Dimmable | NO |  | IIIMXN | [25 empty] | 4.4 | 2200 | 122.2 | 18 | 20 | 0.9 | 5000 | 82 |  |  |  | NO | NO | NO | [8 empty] | 2019-02-06 | NO | NO | NO | [6 empty] | AC | [7 empty] | NO
PLWLKRV056E1 | AM Conservation Group, Inc | Simply Conserve | L12T8G40A | Linear Replacement Lamp | T8 Four-Foot | Replacement Lamps (plug and play) (UL Type A) |  | standard | NO | [10 empty] | 2019-02-06 | Not Dimmable | Not Dimmable | NO |  | IIIMXK | [25 empty] | 4.4 | 1800 | 120 | 15 | 20 | 0.9 | 4000 | 82 |  |  |  | NO | NO | NO | [8 empty] | 2019-02-06 | NO | NO | NO | [6 empty] | AC | [7 empty] | NO
PR7XO5OY | JIAXING SUPER LIGHTING ELECTRIC APPLIANCE CO.,LTD | Super | T8L-IDBH13-1800-4ft-ECA-21 | Linear Replacement Lamp | T8 Four-Foot | Dual Mode Internal Driver (UL Type A and Type B) |  | standard | NO | [10 empty] | 2019-02-05 | Not Dimmable | Not Dimmable | NO |  | CCCGLX | [25 empty] | 4.4 | 1800 | 120 | 15 | 20 | 0.9 | 5000 | 82 |  |  |  | NO | NO | NO | [8 empty] | 2019-02-05 | NO | NO | NO | [6 empty] | AC | 120 | 277 | [5 empty] | NO
P4INJ278 | JIAXING SUPER LIGHTING ELECTRIC APPLIANCE CO.,LTD | Super | T8L-IDBH13-1800-4ft-CBA-21 | Linear Replacement Lamp | T8 Four-Foot | Dual Mode Internal Driver (UL Type A and Type B) |  | standard | NO | [10 empty] | 2019-02-05 | Not Dimmable | Not Dimmable | NO |  | CCCGLW | [25 empty] | 4.4 | 1800 | 120 | 15 | 20 | 0.9 | 4000 | 82 |  |  |  | NO | NO | NO | [8 empty] | 2019-02-05 | NO | NO | NO | [6 empty] | AC | 120 | 277 | [5 empty] | NO
PA4V9J7N | JIAXING SUPER LIGHTING ELECTRIC APPLIANCE CO.,LTD | Super | T8L-IDBH13-1800-4ft-CCA-21 | Linear Replacement Lamp | T8 Four-Foot | Dual Mode Internal Driver (UL Type A and Type B) |  | standard | NO | [10 empty] | 2019-02-05 | Not Dimmable | Not Dimmable | NO |  | CCCGLX | [25 empty] | 4.4 | 1800 | 120 | 15 | 20 | 0.9 | 4000 | 82 |  |  |  | NO | NO | NO | [8 empty] | 2019-02-05 | NO | NO | NO | [6 empty] | AC | 120 | 277 | [5 empty] | NO
PDB2Y4SP | JIAXING SUPER LIGHTING ELECTRIC APPLIANCE CO.,LTD | Super | T8L-IDBH13-2200-4ft-CBA-21 | Linear Replacement Lamp | T8 Four-Foot | Dual Mode Internal Driver (UL Type A and Type B) |  | standard | NO | [10 empty] | 2019-02-05 | Not Dimmable | Not Dimmable | NO |  | CCCGLY | [25 empty] | 4.4 | 2200 | 122.222 | 18 | 20 | 0.9 | 4000 | 82 |  |  |  | NO | NO | NO | [8 empty] | 2019-02-05 | NO | NO | NO | [6 empty] | AC | 120 | 277 | [5 empty] | NO
P10PL7UC | JIAXING SUPER LIGHTING ELECTRIC APPLIANCE CO.,LTD | Super | T8L-IDBH13-2200-4ft-CCA-21 | Linear Replacement Lamp | T8 Four-Foot | Dual Mode Internal Driver (UL Type A and Type B) |  | standard | NO | [10 empty] | 2019-02-05 | Not Dimmable | Not Dimmable | NO |  | CCCGLZ | [25 empty] | 4.4 | 2200 | 122.222 | 18 | 20 | 0.9 | 4000 | 82 |  |  |  | NO | NO | NO | [8 empty] | 2019-02-05 | NO | NO | NO | [6 empty] | AC | 120 | 277 | [5 empty] | NO
PUJ8L31Z | JIAXING SUPER LIGHTING ELECTRIC APPLIANCE CO.,LTD | Super | T8L-IDBH13-2200-4ft-ECA-21 | Linear Replacement Lamp | T8 Four-Foot | Dual Mode Internal Driver (UL Type A and Type B) |  | standard | NO | [10 empty] | 2019-02-05 | Not Dimmable | Not Dimmable | NO |  | CCCGLZ | [25 empty] | 4.4 | 2200 | 122.222 | 18 | 20 | 0.9 | 5000 | 82 |  |  |  | NO | NO | NO | [8 empty] | 2019-02-05 | NO | NO | NO | [6 empty] | AC | 120 | 277 | [5 empty] | NO
PWJVUM1B | JIAXING SUPER LIGHTING ELECTRIC APPLIANCE CO.,LTD | Super | T8L-IDBH13-1800-4ft-EBA-21 | Linear Replacement Lamp | T8 Four-Foot | Dual Mode Internal Driver (UL Type A and Type B) |  | standard | NO | [10 empty] | 2019-02-05 | Not Dimmable | Not Dimmable | NO |  | CCCGLW | [25 empty] | 4.4 | 1800 | 120 | 15 | 20 | 0.9 | 5000 | 82 |  |  |  | NO | NO | NO | [8 empty] | 2019-02-05 | NO | NO | NO | [6 empty] | AC | 120 | 277 | [5 empty] | NO
PAM7JJM8 | JIAXING SUPER LIGHTING ELECTRIC APPLIANCE CO.,LTD | Super | T8L-IDBH13-2200-4ft-EBA-21 | Linear Replacement Lamp | T8 Four-Foot | Dual Mode Internal Driver (UL Type A and Type B) |  | standard | NO | [10 empty] | 2019-02-05 | Not Dimmable | Not Dimmable | NO |  | CCCGLY | [25 empty] | 4.4 | 2200 | 122.222 | 18 | 20 | 0.9 | 5000 | 82 |  |  |  | NO | NO | NO | [8 empty] | 2019-02-05 | NO | NO | NO | [6 empty] | AC | 120 | 277 | [5 empty] | NO
PBQ21204 | Torshare Ltd | TORSHARE | TS-APT8-4F16W-AB-S40K | Linear Replacement Lamp | T8 Four-Foot | Dual Mode Internal Driver (UL Type A and Type B) |  | standard | NO | [10 empty] | 2019-01-31 | Not Dimmable | Not Dimmable | NO |  | VVVXUE | [25 empty] | 4.4 | 1888 | 132.31 | 14.27 | 13.91 | 0.9579 | 4000 | 81 |  |  |  | NO | NO | NO | [8 empty] | 2019-01-31 | NO | NO | NO | [6 empty] | AC | 100 | 277 | [5 empty] | NO
PGVG75TG | Torshare Ltd | TORSHARE | TS-APT8-4F16W-AB-S30K | Linear Replacement Lamp | T8 Four-Foot | Dual Mode Internal Driver (UL Type A and Type B) |  | standard | YES |  | 1833 | 128.72 | 14.24 | 13.91 | 0.9579 | 3000 | 81 | 5 |  | 2019-01-31 | Not Dimmable | Not Dimmable | NO |  | VVVXUE | [15 empty] | 84.6 |  | 1.2 | 1.3 | [6 empty] | 4.4 | 1833 | 128.72 | 14.24 | 13.91 | 0.9579 | 3000 | 81 |  |  |  | NO | NO | NO | [8 empty] | 2019-01-31 | NO | NO | NO | [6 empty] | AC | 100 | 277 | 120 |  |  |  |  | NO
P9PN42IH | Torshare Ltd | TORSHARE | TS-APT8-4F16W-AB-S50K | Linear Replacement Lamp | T8 Four-Foot | Dual Mode Internal Driver (UL Type A and Type B) |  | standard | NO | [10 empty] | 2019-01-31 | Not Dimmable | Not Dimmable | NO |  | VVVXUE | [25 empty] | 4.4 | 1943 | 135.89 | 14.3 | 14.51 | 0.9593 | 5000 | 80 |  |  |  | NO | NO | NO | [8 empty] | 2019-01-31 | NO | NO | NO | [6 empty] | AC | 100 | 277 | [5 empty] | NO
PE9O9D2Q | Torshare Ltd | TORSHARE | TS-APT8-4F16W-AB-S35K | Linear Replacement Lamp | T8 Four-Foot | Dual Mode Internal Driver (UL Type A and Type B) |  | standard | NO | [10 empty] | 2019-01-31 | Not Dimmable | Not Dimmable | NO |  | VVVXUE | [25 empty] | 4.4 | 1861 | 130.41 | 14.27 | 13.91 | 0.9579 | 3500 | 81 |  |  |  | NO | NO | NO | [8 empty] | 2019-01-31 | NO | NO | NO | [6 empty] | AC | 100 | 277 | [5 empty] | NO
P1H67WV4 | Hengdian Group Tospo Lighting Co.,Ltd | TOSPO | G7 TP120-277-12/T8 G13 DR-IS GLASS VE 3500K | Linear Replacement Lamp | T8 Four-Foot | Replacement Lamps (plug and play) (UL Type A) |  | standard | YES |  | 1717 | 133.4 | 12.87 | 16.28 | 0.9478 | 3431 | 82.5 | 5 | 50000 | 2019-01-29 | Not Dimmable | Not Dimmable | NO |  | BBBEIG | [15 empty] | 81.1 |  | 1.28 | 1.34 | [6 empty] | 4.4 | 1600 | 133 | 12 | 20 | 0.9 | 3500 | 80 |  |  |  | NO | NO | NO | [8 empty] | 2019-01-29 | NO | NO | NO | [6 empty] | AC |  |  | 277 |  |  |  |  | NO
P3GGDLJJ | JS LED | JS LED | SZ-TLT8-4F15W-AB(4500K) | Linear Replacement Lamp | T8 Four-Foot | Dual Mode Internal Driver (UL Type A and Type B) |  | standard | NO | [10 empty] | 2019-01-28 | Not Dimmable | Not Dimmable | NO |  | PPPSSL | [25 empty] | 4.4 | 2129.7 | 140.3 | 15.1 | 14.8 | 0.902 | 4500 | 82.3 |  |  |  | NO | NO | NO | [8 empty] | 2019-01-28 | NO | NO | NO | [6 empty] | AC | 100 | 277 | [5 empty] | NO
PM3F2UME | JS LED | JS LED | SZ-TLT8-4F15W-AB(3500K) | Linear Replacement Lamp | T8 Four-Foot | Dual Mode Internal Driver (UL Type A and Type B) |  | standard | NO | [10 empty] | 2019-01-28 | Not Dimmable | Not Dimmable | NO |  | PPPSSL | [25 empty] | 4.4 | 2041.8 | 134.6 | 15.1 | 14.8 | 0.902 | 3500 | 81.5 |  |  |  | NO | NO | NO | [8 empty] | 2019-01-28 | NO | NO | NO | [6 empty] | AC | 100 | 277 | [5 empty] | NO
P8L3XQUH | JS LED | JS LED | SZ-TLT8-4F15W-AB(5000K) | Linear Replacement Lamp | T8 Four-Foot | Dual Mode Internal Driver (UL Type A and Type B) |  | standard | NO | [10 empty] | 2019-01-28 | Not Dimmable | Not Dimmable | NO |  | PPPSSL | [25 empty] | 4.4 | 2162.8 | 142.2 | 15.2 | 14.8 | 0.902 | 4973 | 81.6 |  |  |  | NO | NO | NO | [8 empty] | 2019-01-28 | NO | NO | NO | [6 empty] | AC | 100 | 277 | [5 empty] | NO
PARY3MMH | JS LED | JS LED | SZ-TLT8-4F15W-AB(4000K) | Linear Replacement Lamp | T8 Four-Foot | Dual Mode Internal Driver (UL Type A and Type B) |  | standard | NO | [10 empty] | 2019-01-28 | Not Dimmable | Not Dimmable | NO |  | PPPSSL | [25 empty] | 4.4 | 2129.7 | 140.3 | 15.1 | 14.8 | 0.902 | 3920 | 82.3 |  |  |  | NO | NO | NO | [8 empty] | 2019-01-28 | NO | NO | NO | [6 empty] | AC | 100 | 277 | [5 empty] | NO
P2W7IMZU | JS LED | JS LED | SZ-TLT8-4F15W-AB(3000K) | Linear Replacement Lamp | T8 Four-Foot | Dual Mode Internal Driver (UL Type A and Type B) |  | standard | YES |  | 2041.88 | 134.6 | 15.17 | 14.8 | 0.902 | 2978 | 81.5 | 5 | 50000 | 2019-01-28 | Not Dimmable | Not Dimmable | NO |  | PPPSSL | [15 empty] | 79.8 |  | 1.16 | 1.22 | [6 empty] | 4.4 | 2041.8 | 134.6 | 15.1 | 14.8 | 0.902 | 2978 | 81.5 |  |  |  | NO | NO | NO | [8 empty] | 2019-01-28 | NO | NO | NO | [6 empty] | AC | 100 | 277 | 120 |  |  |  |  | NO
PLOB8Q1G6CE5 | ENVISION LED LIGHTING, INC. | Envision LED | LED-T8DF-GLF6-4FT-18W-50K | Linear Replacement Lamp | T8 Four-Foot | Replacement Lamps (plug and play) (UL Type A) |  | standard | NO | [10 empty] | 2019-01-24 | Not Dimmable | Not Dimmable | NO |  | IIIMVL | [25 empty] | 4.4 | 2200 | 122.222 | 18 | 11.89 | 0.9736 | 5000 | 83.9 |  |  |  | NO | NO | NO | [8 empty] | 2019-01-24 | NO | NO | NO | [6 empty] | AC | [7 empty] | NO
PLEGDGH3000L | Reno LED Lighting Inc. | RENO | WLL-LEDT8BC15/850-ECO | Linear Replacement Lamp | T8 Four-Foot | Replacement Lamps (plug and play) (UL Type A) |  | standard | NO | [10 empty] | 2019-01-23 | Not Dimmable | Not Dimmable | NO |  | NANPTQ | [25 empty] | 4.4 | 2200 | 122.2 | 18 | 20 | 0.9 | 5000 | 82 |  |  |  | NO | NO | NO | [8 empty] | 2019-01-23 | NO | NO | NO | [6 empty] | AC | [7 empty] | NO
PL4QPJNSKG82 | Reno LED Lighting Inc. | RENO | WLL-LEDT8BC15/840-ECO | Linear Replacement Lamp | T8 Four-Foot | Replacement Lamps (plug and play) (UL Type A) |  | standard | NO | [10 empty] | 2019-01-23 | Not Dimmable | Not Dimmable | NO |  | NANPTQ | [25 empty] | 4.4 | 2200 | 122.2 | 18 | 20 | 0.9 | 4000 | 82 |  |  |  | NO | NO | NO | [8 empty] | 2019-01-23 | NO | NO | NO | [6 empty] | AC | [7 empty] | NO
PLG0TAKXRCMC | Conglom Inc | Luminus | PLT44A | Linear Replacement Lamp | T8 Four-Foot | Replacement Lamps (plug and play) (UL Type A) |  | standard | NO | [10 empty] | 2019-01-22 | Not Dimmable | Not Dimmable | NO |  | XXXCVI | [25 empty] | 4.4 | 2200 | 129 | 17 | 20 | 0.9 | 4000 | 80 |  |  |  | NO | NO | NO | [8 empty] | 2019-01-22 | NO | NO | NO | [6 empty] | AC | [7 empty] | NO
PLY6Y4WPE0OF | Conglom Inc | Luminus | PLT45A | Linear Replacement Lamp | T8 Four-Foot | Replacement Lamps (plug and play) (UL Type A) |  | standard | NO | [10 empty] | 2019-01-22 | Not Dimmable | Not Dimmable | NO |  | XXXCVI | [25 empty] | 4.4 | 2200 | 129 | 17 | 20 | 0.9 | 5000 | 80 |  |  |  | NO | NO | NO | [8 empty] | 2019-01-22 | NO | NO | NO | [6 empty] | AC | [7 empty] | NO
PLDYDN29ERGP | Conglom Inc | Luminus | PLT435A | Linear Replacement Lamp | T8 Four-Foot | Replacement Lamps (plug and play) (UL Type A) |  | standard | YES |  | 2275 | 130.9 | 17.39 | 10.14 | 0.9691 | 3515 | 81.9 | 5 | 50000 | 2019-01-22 | Not Dimmable | Not Dimmable | NO |  | XXXCVI | [15 empty] | 81.4 |  | 1.26 | 1.3 | [6 empty] | 4.4 | 2200 | 129 | 17 | 20 | 0.9 | 3500 | 80 |  |  |  | NO | NO | NO | [8 empty] | 2019-01-22 | NO | NO | NO | [6 empty] | AC | [7 empty] | NO
PLWNEGF86YO8 | Eiko Global, LLC | EiKO | LED15WT8/48/850-G8DR | Linear Replacement Lamp | T8 Four-Foot | Replacement Lamps (plug and play) (UL Type A) |  | standard | NO | [10 empty] | 2017-12-14 | Not Dimmable | Not Dimmable | NO |  | TTTUVH | [25 empty] | 4.4 | 2200 | 122.22 | 18 | 20 | 0.9 | 5000 | 80 |  |  |  | NO | NO | NO | [8 empty] | 2018-11-02 | NO | NO | NO | [6 empty] | AC | [7 empty] | NO
PLGAC79ZE1ID | Eiko Global, LLC | EiKO | LED15WT8/48/840-G8DR | Linear Replacement Lamp | T8 Four-Foot | Replacement Lamps (plug and play) (UL Type A) |  | standard | NO | [10 empty] | 2017-12-14 | Not Dimmable | Not Dimmable | NO |  | TTTUVH | [25 empty] | 4.4 | 2200 | 122.22 | 18 | 20 | 0.9 | 4000 | 80 |  |  |  | NO | NO | NO | [8 empty] | 2018-11-02 | NO | NO | NO | [6 empty] | AC | [7 empty] | NO
PMH33MCY | Eiko Global, LLC | EiKO | LED11.5WT8/48/840-PET-G7DR | Linear Replacement Lamp | T8 Four-Foot | Replacement Lamps (plug and play) (UL Type A) |  | standard | NO | [10 empty] | 2017-04-11 | Not Dimmable | Not Dimmable | NO |  | IIIKGL | [25 empty] | 4.4 | 1800 | 125 | 14.5 | 20 | 0.9 | 4000 | 82 |  |  |  | NO | NO | NO | 2018-05-02 | 4.3 |  | standard |  |  |  |  | 2018-11-02 | NO | NO | NO | [6 empty] | AC | [7 empty] | NO
PBY5A3DU | Eiko Global, LLC | EiKO | LED11.5WT8/48/850-PET-G7DR | Linear Replacement Lamp | T8 Four-Foot | Replacement Lamps (plug and play) (UL Type A) |  | standard | NO | [10 empty] | 2017-04-11 | Not Dimmable | Not Dimmable | NO |  | IIIKGL | [25 empty] | 4.4 | 1800 | 125 | 14.5 | 20 | 0.9 | 5000 | 82 |  |  |  | NO | NO | NO | 2018-05-02 | 4.3 |  | standard |  |  |  |  | 2018-11-02 | NO | NO | NO | [6 empty] | AC | [7 empty] | NO
P7AX9U0U | Longhorn Intelligent Tech Co., Ltd | Longhorn | LH-L8V1222Q01 | Linear Replacement Lamp | T8 Four-Foot | Replacement Lamps (plug and play) (UL Type A) |  | standard | YES |  | 1826 | 126.1 | 14.48 | 10.69 | 0.9358 | 3011 | 82 | 5 | 50000 | 2019-01-11 | Not Dimmable | Not Dimmable | NO |  | TTTVGA | [15 empty] | 84.4 |  | 1.2 | 1.28 | [6 empty] | 4.4 | 1820 | 126.92 | 14.34 | 10.69 | 0.9358 | 3000 | 82 |  |  |  | NO | NO | NO | [8 empty] | 2019-01-11 | NO | NO | NO | [6 empty] | AC |  |  | 277 |  |  |  |  | NO
PJ4JTFUV | Longhorn Intelligent Tech Co., Ltd | Longhorn | LH-L8U1707Q01 | Linear Replacement Lamp | T8 Four-Foot | Replacement Lamps (plug and play) (UL Type A) |  | standard | NO | [10 empty] | 2019-01-11 | Not Dimmable | Not Dimmable | NO |  | TTTVFZ | [25 empty] | 4.4 | 2343 | 124.36 | 18.84 | 8.9 | 0.9596 | 3500 | 82 |  |  |  | NO | NO | NO | [8 empty] | 2019-01-11 | NO | NO | NO | [6 empty] | AC | [7 empty] | NO
P5Y8KKOX | Longhorn Intelligent Tech Co., Ltd | Longhorn | LH-L8N1707Q01 | Linear Replacement Lamp | T8 Four-Foot | Replacement Lamps (plug and play) (UL Type A) |  | standard | NO | [10 empty] | 2019-01-11 | Not Dimmable | Not Dimmable | NO |  | TTTVFZ | [25 empty] | 4.4 | 2357 | 125.11 | 18.84 | 8.9 | 0.9596 | 4000 | 82 |  |  |  | NO | NO | NO | [8 empty] | 2019-01-11 | NO | NO | NO | [6 empty] | AC | [7 empty] | NO
PJ2YU6OX | Longhorn Intelligent Tech Co., Ltd | Longhorn | LH-L8V1707Q01 | Linear Replacement Lamp | T8 Four-Foot | Replacement Lamps (plug and play) (UL Type A) |  | standard | YES |  | 2330 | 124.2 | 18.76 | 8.9 | 0.9596 | 3004 | 82 | 5 | 50000 | 2019-01-11 | Not Dimmable | Not Dimmable | NO |  | TTTVFZ | [15 empty] | 84.4 |  | 1.2 | 1.3 | [6 empty] | 4.4 | 2330 | 124.2 | 18.76 | 8.9 | 0.9596 | 3000 | 82 |  |  |  | NO | NO | NO | [8 empty] | 2019-01-11 | NO | NO | NO | [6 empty] | AC |  |  | 120 |  |  |  |  | NO
PDRGXGUM | Longhorn Intelligent Tech Co., Ltd | Longhorn | LH-L8U1414Q01 | Linear Replacement Lamp | T8 Four-Foot | Replacement Lamps (plug and play) (UL Type A) |  | standard | NO | [10 empty] | 2019-01-11 | Not Dimmable | Not Dimmable | NO |  | TTTVFY | [25 empty] | 4.4 | 2083 | 128.03 | 16.27 | 9.61 | 0.95 | 3500 | 81.9 |  |  |  | NO | NO | NO | [8 empty] | 2019-01-11 | NO | NO | NO | [6 empty] | AC | [7 empty] | NO
PBZU2ZAX | Longhorn Intelligent Tech Co., Ltd | Longhorn | LH-L8R1414Q01 | Linear Replacement Lamp | T8 Four-Foot | Replacement Lamps (plug and play) (UL Type A) |  | standard | NO | [10 empty] | 2019-01-11 | Not Dimmable | Not Dimmable | NO |  | TTTVFY | [25 empty] | 4.4 | 2119 | 129.84 | 16.32 | 9.41 | 0.9538 | 5000 | 82.4 |  |  |  | NO | NO | NO | [8 empty] | 2019-01-11 | NO | NO | NO | [6 empty] | AC | [7 empty] | NO
P5IOQRNK | Longhorn Intelligent Tech Co., Ltd | Longhorn | LH-L8R1707Q01 | Linear Replacement Lamp | T8 Four-Foot | Replacement Lamps (plug and play) (UL Type A) |  | standard | NO | [10 empty] | 2019-01-11 | Not Dimmable | Not Dimmable | NO |  | TTTVFZ | [25 empty] | 4.4 | 2383 | 126.02 | 18.91 | 8.71 | 0.9608 | 5000 | 82.6 |  |  |  | NO | NO | NO | [8 empty] | 2019-01-11 | NO | NO | NO | [6 empty] | AC | [7 empty] | NO
PACSHTAZ | Longhorn Intelligent Tech Co., Ltd | Longhorn | LH-L8R1222Q01 | Linear Replacement Lamp | T8 Four-Foot | Replacement Lamps (plug and play) (UL Type A) |  | standard | NO | [10 empty] | 2019-01-11 | Not Dimmable | Not Dimmable | NO |  | TTTVGA | [25 empty] | 4.4 | 1833 | 128.36 | 14.28 | 10.33 | 0.9369 | 5000 | 82.5 |  |  |  | NO | NO | NO | [8 empty] | 2019-01-11 | NO | NO | NO | [6 empty] | AC | [7 empty] | NO
PGY7LQMC | Longhorn Intelligent Tech Co., Ltd | Longhorn | LH-L8U1222Q01 | Linear Replacement Lamp | T8 Four-Foot | Replacement Lamps (plug and play) (UL Type A) |  | standard | NO | [10 empty] | 2019-01-11 | Not Dimmable | Not Dimmable | NO |  | TTTVGA | [25 empty] | 4.4 | 1823 | 127.39 | 14.31 | 10.69 | 0.9358 | 3500 | 82 |  |  |  | NO | NO | NO | [8 empty] | 2019-01-11 | NO | NO | NO | [6 empty] | AC | [7 empty] | NO
P31LOKJL | Longhorn Intelligent Tech Co., Ltd | Longhorn | LH-L8N1222Q01 | Linear Replacement Lamp | T8 Four-Foot | Replacement Lamps (plug and play) (UL Type A) |  | standard | NO | [10 empty] | 2019-01-11 | Not Dimmable | Not Dimmable | NO |  | TTTVGA | [25 empty] | 4.4 | 1827 | 127.67 | 14.31 | 10.69 | 0.9358 | 4000 | 82 |  |  |  | NO | NO | NO | [8 empty] | 2019-01-11 | NO | NO | NO | [6 empty] | AC | [7 empty] | NO
P705TVMH | Longhorn Intelligent Tech Co., Ltd | Longhorn | LH-L8N1414Q01 | Linear Replacement Lamp | T8 Four-Foot | Replacement Lamps (plug and play) (UL Type A) |  | standard | NO | [10 empty] | 2019-01-11 | Not Dimmable | Not Dimmable | NO |  | TTTVFY | [25 empty] | 4.4 | 2095 | 128.76 | 16.27 | 9.61 | 0.95 | 4000 | 81.9 |  |  |  | NO | NO | NO | [8 empty] | 2019-01-11 | NO | NO | NO | [6 empty] | AC | [7 empty] | NO
PA84UJYN | Longhorn Intelligent Tech Co., Ltd | Longhorn | LH-L8V1414Q01 | Linear Replacement Lamp | T8 Four-Foot | Replacement Lamps (plug and play) (UL Type A) |  | standard | YES |  | 2071 | 127.76 | 16.21 | 9.61 | 0.95 | 3007 | 81.9 | 5 | 50000 | 2019-01-11 | Not Dimmable | Not Dimmable | NO |  | TTTVFY | [15 empty] | 84.5 |  | 1.2 | 1.3 | [6 empty] | 4.4 | 2071 | 127.76 | 16.21 | 9.61 | 0.95 | 3000 | 81.9 |  |  |  | NO | NO | NO | [8 empty] | 2019-01-11 | NO | NO | NO | [6 empty] | AC |  |  | 120 |  |  |  |  | NO
PLFL4RFVODZS | EarthTronics Inc. | EarthTronics | LT812840TA | Linear Replacement Lamp | T8 Four-Foot | Replacement Lamps (plug and play) (UL Type A) |  | standard | YES |  | 1730 | 130.9 | 13.22 | 15.51 | 0.9503 | 3974 | 81.7 | 5 | 50000 | 2019-01-08 | Not Dimmable | Not Dimmable | NO |  | CCCGJH | [15 empty] | 81.5 |  | 1.28 | 1.32 | [6 empty] | 4.4 | 1600 | 133 | 12 | 20 | 0.9 | 4000 | 80 |  |  |  | NO | NO | NO | [8 empty] | 2019-01-08 | NO | NO | NO | [6 empty] | AC | [7 empty] | NO
PS0DFSLW | Longhorn Intelligent Tech Co., Ltd | Longhorn | LH-L8U1015Q01 | Linear Replacement Lamp | T8 Four-Foot | Replacement Lamps (plug and play) (UL Type A) |  | standard | NO | [10 empty] | 2019-01-08 | Not Dimmable | Not Dimmable | NO |  | KKLAML | [25 empty] | 4.4 | 1676 | 125.54 | 13.35 | 10.76 | 0.9304 | 3500 | 81.9 |  |  |  | NO | NO | NO | [8 empty] | 2019-01-08 | NO | NO | NO | [6 empty] | AC | [7 empty] | NO
PTVP369S | Longhorn Intelligent Tech Co., Ltd | Longhorn | LH-L8R1015Q01 | Linear Replacement Lamp | T8 Four-Foot | Replacement Lamps (plug and play) (UL Type A) |  | standard | NO | [10 empty] | 2019-01-08 | Not Dimmable | Not Dimmable | NO |  | KKLAML | [25 empty] | 4.4 | 1695 | 126.97 | 13.35 | 10.49 | 0.9318 | 5000 | 82.5 |  |  |  | NO | NO | NO | [8 empty] | 2019-01-08 | NO | NO | NO | [6 empty] | AC | [7 empty] | NO
PL10MOMBLL3M | EarthTronics Inc. | EarthTronics | LT812850TA | Linear Replacement Lamp | T8 Four-Foot | Replacement Lamps (plug and play) (UL Type A) |  | standard | NO | [10 empty] | 2019-01-08 | Not Dimmable | Not Dimmable | NO |  | CCCGJH | [25 empty] | 4.4 | 1600 | 133 | 12 | 20 | 0.9 | 5000 | 80 |  |  |  | NO | NO | NO | [8 empty] | 2019-01-08 | NO | NO | NO | [6 empty] | AC | [7 empty] | NO
PT9J5ZZS | Longhorn Intelligent Tech Co., Ltd | Longhorn | LH-L8N1015Q01 | Linear Replacement Lamp | T8 Four-Foot | Replacement Lamps (plug and play) (UL Type A) |  | standard | NO | [10 empty] | 2019-01-08 | Not Dimmable | Not Dimmable | NO |  | KKLAML | [25 empty] | 4.4 | 1683 | 126.07 | 13.35 | 10.76 | 0.9304 | 4000 | 81.9 |  |  |  | NO | NO | NO | [8 empty] | 2019-01-08 | NO | NO | NO | [6 empty] | AC | [7 empty] | NO
P0ZQ8JJ0 | Longhorn Intelligent Tech Co., Ltd | Longhorn | LH-L8V1015Q01 | Linear Replacement Lamp | T8 Four-Foot | Replacement Lamps (plug and play) (UL Type A) |  | standard | YES |  | 1673 | 123.93 | 13.5 | 10.76 | 0.9304 | 3005 | 81.9 | 5 |  | 2019-01-08 | Not Dimmable | Not Dimmable | NO |  | KKLAML | [15 empty] | 84.5 |  | 1.27 | 1.18 | [6 empty] | 4.4 | 1670 | 125.19 | 13.34 | 10.76 | 0.9304 | 3000 | 81.9 |  |  |  | NO | NO | NO | [8 empty] | 2019-01-08 | NO | NO | NO | [6 empty] | AC |  |  | 277 |  |  |  |  | NO
PLJBPRI6WCCP | AM Conservation Group, Inc | Simply Conserve | L14T8N45A | Linear Replacement Lamp | T8 Four-Foot | Replacement Lamps (plug and play) (UL Type A) |  | standard | NO | [10 empty] | 2019-01-07 | Not Dimmable | Not Dimmable | NO |  | XXXCUV | [25 empty] | 4.4 | 1849.8 | 126.96 | 14.57 | 16.11 | 0.9594 | 4500 | 81.7 |  |  |  | NO | NO | NO | [8 empty] | 2019-01-07 | NO | NO | NO | [6 empty] | AC | [7 empty] | NO
PL3Y5H4O2PHU | AM Conservation Group, Inc | Simply Conserve | L14T8N30A | Linear Replacement Lamp | T8 Four-Foot | Replacement Lamps (plug and play) (UL Type A) |  | standard | YES |  | 1849.8 | 126.96 | 14.57 | 16.11 | 0.9594 | 2990 | 81.7 | 5 | 50000 | 2019-01-07 | Not Dimmable | Not Dimmable | NO |  | XXXCUV | [15 empty] | 78.7 |  | 1.16 | 1.24 | [6 empty] | 4.4 | 1849.8 | 126.96 | 14.57 | 16.11 | 0.9594 | 3000 | 81.7 |  |  |  | NO | NO | NO | [8 empty] | 2019-01-07 | NO | NO | NO | [6 empty] | AC |  |  | 120 |  |  |  |  | NO
PL3399RNSIWB | AM Conservation Group, Inc | Simply Conserve | L14T8N35A | Linear Replacement Lamp | T8 Four-Foot | Replacement Lamps (plug and play) (UL Type A) |  | standard | NO | [10 empty] | 2019-01-07 | Not Dimmable | Not Dimmable | NO |  | XXXCUV | [25 empty] | 4.4 | 1849.8 | 126.96 | 14.57 | 16.11 | 0.9594 | 3500 | 81.7 |  |  |  | NO | NO | NO | [8 empty] | 2019-01-07 | NO | NO | NO | [6 empty] | AC | [7 empty] | NO
PLZM69IOK9BA | AM Conservation Group, Inc | Simply Conserve | L14T8N50A | Linear Replacement Lamp | T8 Four-Foot | Replacement Lamps (plug and play) (UL Type A) |  | standard | NO | [10 empty] | 2019-01-07 | Not Dimmable | Not Dimmable | NO |  | XXXCUV | [25 empty] | 4.4 | 1943.6 | 133.86 | 14.52 | 16.11 | 0.9594 | 5000 | 81.2 |  |  |  | NO | NO | NO | [8 empty] | 2019-01-07 | NO | NO | NO | [6 empty] | AC | [7 empty] | NO
PLPB5G7HPOU2 | AM Conservation Group, Inc | Simply Conserve | L14T8N40A | Linear Replacement Lamp | T8 Four-Foot | Replacement Lamps (plug and play) (UL Type A) |  | standard | NO | [10 empty] | 2019-01-07 | Not Dimmable | Not Dimmable | NO |  | XXXCUV | [25 empty] | 4.4 | 1849.8 | 126.96 | 14.57 | 16.11 | 0.9594 | 4000 | 81.7 |  |  |  | NO | NO | NO | [8 empty] | 2019-01-07 | NO | NO | NO | [6 empty] | AC | [7 empty] | NO
PLBQ2XZR7HAN | Tooper Pro LED Lighting Inc. | ECT-STAR | ECT-T803-50K | Linear Replacement Lamp | T8 Four-Foot | Replacement Lamps (plug and play) (UL Type A) |  | standard | NO | [10 empty] | 2019-01-02 | Not Dimmable | Not Dimmable | NO |  | VVVXOY | [25 empty] | 4.4 | 2300 | 128 | 18 | 7 | 0.9 | 5000 | 80 |  |  |  | NO | NO | NO | [8 empty] | 2019-01-02 | NO | NO | NO | [6 empty] | AC | [7 empty] | NO
PLMNV6M5ENB4 | Tooper Pro LED Lighting Inc. | ECT-STAR | ECT-T801-50K | Linear Replacement Lamp | T8 Four-Foot | Replacement Lamps (plug and play) (UL Type A) |  | standard | NO | [10 empty] | 2019-01-02 | Not Dimmable | Not Dimmable | NO |  | VVVXOX | [25 empty] | 4.4 | 2200 | 122.222 | 18 | 11.89 | 0.9736 | 5000 | 83.9 |  |  |  | NO | NO | NO | [8 empty] | 2019-01-02 | NO | NO | NO | [6 empty] | AC | [7 empty] | NO
PLPMOMY2V8FA | Tooper Pro LED Lighting Inc. | ECT-STAR | ECT-T803-30K | Linear Replacement Lamp | T8 Four-Foot | Replacement Lamps (plug and play) (UL Type A) |  | standard | YES |  | 2267.8 | 118.93 | 19.07 | 6.71 | 0.9773 | 2931 | 82.3 | 5 | 50000 | 2019-01-02 | Not Dimmable | Not Dimmable | NO |  | VVVXOY | [15 empty] | 89.9 |  | 1.3 | 1.4 | [6 empty] | 4.4 | 2200 | 122 | 18 | 7 | 0.9 | 3000 | 80 |  |  |  | NO | NO | NO | [8 empty] | 2019-01-02 | NO | NO | NO | [6 empty] | AC | [7 empty] | NO
PRH6DVIU | JIAXING SUPER LIGHTING ELECTRIC APPLIANCE CO.,LTD | Super | T8L-IDDM13-1800-4ft-CBA-A3 | Linear Replacement Lamp | T8 Four-Foot | Replacement Lamps (plug and play) (UL Type A) |  | standard | NO | [10 empty] | 2018-12-26 | Not Dimmable | Not Dimmable | NO |  | RRRVBJ | [25 empty] | 4.4 | 1800 | 120 | 15 | 20 | 0.9 | 4000 | 82 |  |  |  | NO | NO | NO | [8 empty] | 2018-12-26 | NO | NO | NO | [6 empty] | AC | [7 empty] | NO
PLCK1P3T | JIAXING SUPER LIGHTING ELECTRIC APPLIANCE CO.,LTD | Super | T8L-IDDM13-1800-4ft-DBA-A3 | Linear Replacement Lamp | T8 Four-Foot | Replacement Lamps (plug and play) (UL Type A) |  | standard | NO | [10 empty] | 2018-12-26 | Not Dimmable | Not Dimmable | NO |  | RRRVBJ | [25 empty] | 4.4 | 1800 | 120 | 15 | 20 | 0.9 | 4500 | 82 |  |  |  | NO | NO | NO | [8 empty] | 2018-12-26 | NO | NO | NO | [6 empty] | AC | [7 empty] | NO
P8WA296N | JIAXING SUPER LIGHTING ELECTRIC APPLIANCE CO.,LTD | Super | T8L-IDDM13-1800-4ft-EBA-A3 | Linear Replacement Lamp | T8 Four-Foot | Replacement Lamps (plug and play) (UL Type A) |  | standard | NO | [10 empty] | 2018-12-26 | Not Dimmable | Not Dimmable | NO |  | RRRVBJ | [25 empty] | 4.4 | 1800 | 120 | 15 | 20 | 0.9 | 5000 | 82 |  |  |  | NO | NO | NO | [8 empty] | 2018-12-26 | NO | NO | NO | [6 empty] | AC | [7 empty] | NO
P1WS0G2I | ARKSMART INC | ARKSMART | ARK/UC/14K12(501301) | Linear Replacement Lamp | T8 Four-Foot | Replacement Lamps (plug and play) (UL Type A) |  | standard | NO | [10 empty] | 2018-12-20 | Not Dimmable | Not Dimmable | NO |  | DDDKCC | [25 empty] | 4.4 | 1943.6 | 133.86 | 14.52 | 16.11 | 0.9594 | 5000 | 81.2 |  |  |  | NO | NO | NO | [8 empty] | 2018-12-20 | NO | NO | NO | [6 empty] | AC | [7 empty] | NO
PLM3Z15IIR16 | Commercial Lighting Services | Commercial Lighting Services | CLS-4FT-18WAB-50K | Linear Replacement Lamp | T8 Four-Foot | Dual Mode Internal Driver (UL Type A and Type B) |  | standard | NO | [10 empty] | 2018-12-20 | Not Dimmable | Not Dimmable | NO |  | VVVXNU | [25 empty] | 4.4 | 2298.7 | 120.1 | 19.1 | 13.3 | 0.925 | 4970 | 83.3 |  |  |  | NO | NO | NO | [8 empty] | 2018-12-20 | NO | NO | NO | [6 empty] | AC | [7 empty] | NO
PT72E6LN | ARKSMART INC | ARKSMART | ARK/UC/14K12(351301) | Linear Replacement Lamp | T8 Four-Foot | Replacement Lamps (plug and play) (UL Type A) |  | standard | NO | [10 empty] | 2018-12-20 | Not Dimmable | Not Dimmable | NO |  | DDDKCC | [25 empty] | 4.4 | 1849.8 | 126.96 | 14.57 | 16.11 | 0.9594 | 3500 | 81.7 |  |  |  | NO | NO | NO | [8 empty] | 2018-12-20 | NO | NO | NO | [6 empty] | AC | [7 empty] | NO
PHEFKU78 | ARKSMART INC | ARKSMART | ARK/UC/14K12(401301) | Linear Replacement Lamp | T8 Four-Foot | Replacement Lamps (plug and play) (UL Type A) |  | standard | NO | [10 empty] | 2018-12-20 | Not Dimmable | Not Dimmable | NO |  | DDDKCC | [25 empty] | 4.4 | 1849.8 | 126.96 | 14.57 | 16.11 | 0.9594 | 4000 | 81.7 |  |  |  | NO | NO | NO | [8 empty] | 2018-12-20 | NO | NO | NO | [6 empty] | AC | [7 empty] | NO
PFIL8JS3 | ARKSMART INC | ARKSMART | ARK/UC/14K12(451301) | Linear Replacement Lamp | T8 Four-Foot | Replacement Lamps (plug and play) (UL Type A) |  | standard | NO | [10 empty] | 2018-12-20 | Not Dimmable | Not Dimmable | NO |  | DDDKCC | [25 empty] | 4.4 | 1849.8 | 126.96 | 14.57 | 16.11 | 0.9594 | 4500 | 81.7 |  |  |  | NO | NO | NO | [8 empty] | 2018-12-20 | NO | NO | NO | [6 empty] | AC | [7 empty] | NO
PRNDJPFZ | ARKSMART INC | ARKSMART | ARK/UC/14K12(301301) | Linear Replacement Lamp | T8 Four-Foot | Replacement Lamps (plug and play) (UL Type A) |  | standard | YES |  | 1849.8 | 126.96 | 14.57 | 16.11 | 0.9594 | 2990 | 81.7 | 5 | 50000 | 2018-12-20 | Not Dimmable | Not Dimmable | NO |  | DDDKCC | [15 empty] | 78.7 |  | 1.16 | 1.24 | [6 empty] | 4.4 | 1849.8 | 126.96 | 14.57 | 16.11 | 0.9594 | 3000 | 81.7 |  |  |  | NO | NO | NO | [8 empty] | 2018-12-20 | NO | NO | NO | [6 empty] | AC |  |  | 120 |  |  |  |  | NO
PL3U304EIM2Z | Online Stores LLC. | LumeGen | LG-4T8AL-15WU-40K | Linear Replacement Lamp | T8 Four-Foot | Dual Mode Internal Driver (UL Type A and Type B) |  | standard | NO | [10 empty] | 2018-12-18 | Not Dimmable | Not Dimmable | NO |  | FFFJFF | [25 empty] | 4.3 | 2145 | 122 | 17.5 | 20 | 0.9 | 4000 | 80 |  |  |  | NO | NO | NO | [8 empty] | 2018-12-18 | NO | NO | NO | [6 empty] | AC | [7 empty] | NO
PLJNAZMKMOPT | Online Stores LLC. | LumeGen | LG-4T8AL-15WU-45K | Linear Replacement Lamp | T8 Four-Foot | Dual Mode Internal Driver (UL Type A and Type B) |  | standard | NO | [10 empty] | 2018-12-18 | Not Dimmable | Not Dimmable | NO |  | FFFJFF | [25 empty] | 4.3 | 2145 | 122 | 17.5 | 20 | 0.9 | 4500 | 80 |  |  |  | NO | NO | NO | [8 empty] | 2018-12-18 | NO | NO | NO | [6 empty] | AC | [7 empty] | NO
PLA9OHAW8M2A | Online Stores LLC. | LumeGen | LG-4T8AL-12WU-45K | Linear Replacement Lamp | T8 Four-Foot | Dual Mode Internal Driver (UL Type A and Type B) |  | standard | NO | [10 empty] | 2018-12-18 | Not Dimmable | Not Dimmable | NO |  | FFFJFE | [25 empty] | 4.3 | 1650 | 126.9 | 13 | 15 | 0.9 | 4500 | 80 |  |  |  | NO | NO | NO | [8 empty] | 2018-12-18 | NO | NO | NO | [6 empty] | AC | [7 empty] | NO
PLVRGZ6527SQ | Online Stores LLC. | LumeGen | LG-4T8AL2-12WU-45K | Linear Replacement Lamp | T8 Four-Foot | Dual Mode Internal Driver (UL Type A and Type B) |  | standard | NO | [10 empty] | 2018-12-18 | Not Dimmable | Not Dimmable | NO |  | FFFJFD | [25 empty] | 4.3 | 1800 | 150 | 12 | 20 | 0.9 | 4500 | 80 |  |  |  | NO | NO | NO | [8 empty] | 2018-12-18 | NO | NO | NO | [6 empty] | AC | [7 empty] | NO
PL4FF6MOF3FJ | Online Stores LLC. | LumeGen | LG-4T8AL2-12WU-50K | Linear Replacement Lamp | T8 Four-Foot | Dual Mode Internal Driver (UL Type A and Type B) |  | standard | NO | [10 empty] | 2018-12-18 | Not Dimmable | Not Dimmable | NO |  | FFFJFD | [25 empty] | 4.3 | 1800 | 150 | 12 | 20 | 0.9 | 5000 | 80 |  |  |  | NO | NO | NO | [8 empty] | 2018-12-18 | NO | NO | NO | [6 empty] | AC | [7 empty] | NO
PLTWJFBF9Y2R | Online Stores LLC. | LumeGen | LG-4T8AL-18WU-30K | Linear Replacement Lamp | T8 Four-Foot | Dual Mode Internal Driver (UL Type A and Type B) |  | standard | YES |  | 2430.4 | 121.96 | 19.93 | 19.29 | 0.882 | 2930 | 83.1 | 5 | 50000 | 2018-12-18 | Not Dimmable | Not Dimmable | NO |  | FFFJFG | [15 empty] | 83.9 |  | 1.24 | 1.24 | [6 empty] | 4.3 | 2400 | 120 | 20 | 20 | 0.9 | 3000 | 80 |  |  |  | NO | NO | NO | [8 empty] | 2018-12-18 | NO | NO | NO | [6 empty] | AC | [7 empty] | NO
PLS7AUNYL12O | Online Stores LLC. | LumeGen | LG-4T8AL-15WU-30K | Linear Replacement Lamp | T8 Four-Foot | Dual Mode Internal Driver (UL Type A and Type B) |  | standard | YES |  | 2108.1 | 122.04 | 17.27 | 21.63 | 0.895 | 2941 | 83.2 | 5 | 50000 | 2018-12-18 | Not Dimmable | Not Dimmable | NO |  | FFFJFF | [15 empty] | 84.1 |  | 1.24 | 1.28 | [6 empty] | 4.3 | 2100 | 120 | 17.5 | 20 | 0.9 | 3000 | 80 |  |  |  | NO | NO | NO | [8 empty] | 2018-12-18 | NO | NO | NO | [6 empty] | AC | [7 empty] | NO
PLHDZ8Y8DY1O | Online Stores LLC. | LumeGen | LG-4T8AL-18WU-35K | Linear Replacement Lamp | T8 Four-Foot | Dual Mode Internal Driver (UL Type A and Type B) |  | standard | NO | [10 empty] | 2018-12-18 | Not Dimmable | Not Dimmable | NO |  | FFFJFG | [25 empty] | 4.3 | 2400 | 120 | 20 | 20 | 0.9 | 3500 | 80 |  |  |  | NO | NO | NO | [8 empty] | 2018-12-18 | NO | NO | NO | [6 empty] | AC | [7 empty] | NO
PLV8GCOLMPTO | Online Stores LLC. | LumeGen | LG-4T8AL-15WU-50K | Linear Replacement Lamp | T8 Four-Foot | Dual Mode Internal Driver (UL Type A and Type B) |  | standard | NO | [10 empty] | 2018-12-18 | Not Dimmable | Not Dimmable | NO |  | FFFJFF | [25 empty] | 4.3 | 2145 | 122 | 17.5 | 20 | 0.9 | 5000 | 80 |  |  |  | NO | NO | NO | [8 empty] | 2018-12-18 | NO | NO | NO | [6 empty] | AC | [7 empty] | NO
PL29N54FFKQL | Online Stores LLC. | LumeGen | LG-4T8AL-18WU-40K | Linear Replacement Lamp | T8 Four-Foot | Dual Mode Internal Driver (UL Type A and Type B) |  | standard | NO | [10 empty] | 2018-12-18 | Not Dimmable | Not Dimmable | NO |  | FFFJFG | [25 empty] | 4.3 | 2450 | 122 | 20 | 20 | 0.9 | 4000 | 80 |  |  |  | NO | NO | NO | [8 empty] | 2018-12-18 | NO | NO | NO | [6 empty] | AC | [7 empty] | NO
PLG3AJIHGJXF | Online Stores LLC. | LumeGen | LG-4T8AL-18WU-50K | Linear Replacement Lamp | T8 Four-Foot | Dual Mode Internal Driver (UL Type A and Type B) |  | standard | NO | [10 empty] | 2018-12-18 | Not Dimmable | Not Dimmable | NO |  | FFFJFG | [25 empty] | 4.3 | 2450 | 122 | 20 | 20 | 0.9 | 5000 | 80 |  |  |  | NO | NO | NO | [8 empty] | 2018-12-18 | NO | NO | NO | [6 empty] | AC | [7 empty] | NO
PL6OTIAQ9EVM | Online Stores LLC. | LumeGen | LG-4T8AL-12WU-40K | Linear Replacement Lamp | T8 Four-Foot | Dual Mode Internal Driver (UL Type A and Type B) |  | standard | NO | [10 empty] | 2018-12-18 | Not Dimmable | Not Dimmable | NO |  | FFFJFE | [25 empty] | 4.3 | 1650 | 126.9 | 13 | 15 | 0.9 | 4000 | 80 |  |  |  | NO | NO | NO | [8 empty] | 2018-12-18 | NO | NO | NO | [6 empty] | AC | [7 empty] | NO
PLPBLPNJWRBZ | Online Stores LLC. | LumeGen | LG-4T8AL2-12WU-35K | Linear Replacement Lamp | T8 Four-Foot | Dual Mode Internal Driver (UL Type A and Type B) |  | standard | NO | [10 empty] | 2018-12-18 | Not Dimmable | Not Dimmable | NO |  | FFFJFD | [25 empty] | 4.3 | 1752 | 146 | 12 | 20 | 0.9 | 3500 | 80 |  |  |  | NO | NO | NO | [8 empty] | 2018-12-18 | NO | NO | NO | [6 empty] | AC | [7 empty] | NO
PLCRCFWSNIKK | Online Stores LLC. | LumeGen | LG-4T8AL2-12WU-30K | Linear Replacement Lamp | T8 Four-Foot | Dual Mode Internal Driver (UL Type A and Type B) |  | standard | YES |  | 1760 | 123.02 | 14.31 | 19.95 | 0.909 | 2935 | 83.2 | 5 | 50000 | 2018-12-18 | Not Dimmable | Not Dimmable | NO |  | FFFJFD | [15 empty] | 84.2 |  | 1.24 | 1.28 | [6 empty] | 4.3 | 1752 | 146 | 12 | 20 | 0.9 | 3000 | 80 |  |  |  | NO | NO | NO | [8 empty] | 2018-12-18 | NO | NO | NO | [6 empty] | AC | [7 empty] | NO
PLUWU3G9HALE | Online Stores LLC. | LumeGen | LG-4T8AL-12WU-30K | Linear Replacement Lamp | T8 Four-Foot | Dual Mode Internal Driver (UL Type A and Type B) |  | standard | YES |  | 1649.38 | 115.1 | 14.33 | 14.5 | 0.939 | 2906 | 83.4 | 5 | 50000 | 2018-12-18 | Not Dimmable | Not Dimmable | NO |  | FFFJFE | [15 empty] | 78.7 |  | 1.12 | 1.24 | [6 empty] | 4.3 | 1650 | 126.9 | 13 | 15 | 0.9 | 2906 | 80 |  |  |  | NO | NO | NO | [8 empty] | 2018-12-18 | NO | NO | NO | [6 empty] | AC | [7 empty] | NO
PL704I5472GO | Online Stores LLC. | LumeGen | LG-4T8AL-15WU-35K | Linear Replacement Lamp | T8 Four-Foot | Dual Mode Internal Driver (UL Type A and Type B) |  | standard | NO | [10 empty] | 2018-12-18 | Not Dimmable | Not Dimmable | NO |  | FFFJFF | [25 empty] | 4.3 | 2100 | 120 | 17.5 | 20 | 0.9 | 3500 | 80 |  |  |  | NO | NO | NO | [8 empty] | 2018-12-18 | NO | NO | NO | [6 empty] | AC | [7 empty] | NO
PLIZ6ZFLTOVM | Online Stores LLC. | LumeGen | LG-4T8AL-12WU-35K | Linear Replacement Lamp | T8 Four-Foot | Dual Mode Internal Driver (UL Type A and Type B) |  | standard | NO | [10 empty] | 2018-12-18 | Not Dimmable | Not Dimmable | NO |  | FFFJFE | [25 empty] | 4.3 | 1650 | 126.9 | 13 | 15 | 0.9 | 3500 | 80 |  |  |  | NO | NO | NO | [8 empty] | 2018-12-18 | NO | NO | NO | [6 empty] | AC | [7 empty] | NO
PLU4SQDLMRAV | Online Stores LLC. | LumeGen | LG-4T8AL-12WU-50K | Linear Replacement Lamp | T8 Four-Foot | Dual Mode Internal Driver (UL Type A and Type B) |  | standard | NO | [10 empty] | 2018-12-18 | Not Dimmable | Not Dimmable | NO |  | FFFJFE | [25 empty] | 4.3 | 1680 | 129.2 | 13 | 15 | 0.9 | 4835 | 80 |  |  |  | NO | NO | NO | [8 empty] | 2018-12-18 | NO | NO | NO | [6 empty] | AC | [7 empty] | NO
PLSD3L8E4BFL | Online Stores LLC. | LumeGen | LG-4T8AL-18WU-45K | Linear Replacement Lamp | T8 Four-Foot | Dual Mode Internal Driver (UL Type A and Type B) |  | standard | NO | [10 empty] | 2018-12-18 | Not Dimmable | Not Dimmable | NO |  | FFFJFG | [25 empty] | 4.3 | 2450 | 122 | 20 | 20 | 0.9 | 4500 | 80 |  |  |  | NO | NO | NO | [8 empty] | 2018-12-18 | NO | NO | NO | [6 empty] | AC | [7 empty] | NO
P9XF7PRF | ELB Electronics, Inc. | ELB | LED T8-48-850-G-FHF | Linear Replacement Lamp | T8 Four-Foot | Replacement Lamps (plug and play) (UL Type A) |  | standard | NO | [10 empty] | 2018-12-18 | Not Dimmable | Not Dimmable | NO |  | CCCGIA | [25 empty] | 4.4 | 1800 | 120 | 15 | 20 | 0.9 | 5000 | 80 |  |  |  | NO | NO | NO | [8 empty] | 2018-12-18 | NO | NO | NO | [6 empty] | AC | [7 empty] | NO
PLGKDS2IPEYL | Online Stores LLC. | LumeGen | LG-4T8AL2-12WU-40K | Linear Replacement Lamp | T8 Four-Foot | Dual Mode Internal Driver (UL Type A and Type B) |  | standard | NO | [10 empty] | 2018-12-18 | Not Dimmable | Not Dimmable | NO |  | FFFJFD | [25 empty] | 4.3 | 1800 | 150 | 12 | 20 | 0.9 | 4000 | 80 |  |  |  | NO | NO | NO | [8 empty] | 2018-12-18 | NO | NO | NO | [6 empty] | AC | [7 empty] | NO
P4LNQPOG | Xiamen Mooguang Techenology Co.,Ltd. | MG | MG-T84FT-15W50DF | Linear Replacement Lamp | T8 Four-Foot | Dual Mode Internal Driver (UL Type A and Type B) |  | standard | NO | [10 empty] | 2018-12-07 | Not Dimmable | Not Dimmable | NO |  | EAEFTN | [25 empty] | 4.4 | 2200.05 | 146.67 | 15 | 6.84 | 0.958 | 5000 | 81.7 |  |  |  | NO | NO | NO | [8 empty] | 2018-12-07 | NO | NO | NO | [6 empty] | AC | 120 | 277 | [5 empty] | NO
PJH2LMQG | Xiamen Mooguang Techenology Co.,Ltd. | MG | MG-T84FT-15W45DF | Linear Replacement Lamp | T8 Four-Foot | Dual Mode Internal Driver (UL Type A and Type B) |  | standard | NO | [10 empty] | 2018-12-07 | Not Dimmable | Not Dimmable | NO |  | EAEFTN | [25 empty] | 4.4 | 2200.05 | 146.67 | 15 | 7.19 | 0.9951 | 4500 | 80.8 |  |  |  | NO | NO | NO | [8 empty] | 2018-12-07 | NO | NO | NO | [6 empty] | AC | 120 | 277 | [5 empty] | NO
PXINV0LJ | Xiamen Mooguang Techenology Co.,Ltd. | MG | MG-T84FT-15W40DF | Linear Replacement Lamp | T8 Four-Foot | Dual Mode Internal Driver (UL Type A and Type B) |  | standard | YES |  | 2289 | 142.17 | 16.1 | 8.8 | 0.9579 | 4010 | 80.9 | 5 | 50000 | 2018-12-07 | Not Dimmable | Not Dimmable | NO |  | EAEFTN | [15 empty] | 84.5 |  | 1.26 | 1.34 | [6 empty] | 4.4 | 2200.05 | 146.67 | 15 | 7.19 | 0.9951 | 4000 | 80.8 |  |  |  | NO | NO | NO | [8 empty] | 2018-12-07 | NO | NO | NO | [6 empty] | AC | 120 | 277 | 120 |  |  |  |  | NO
PLOGO0R7XSNC | TGL Inc. | TGL | TGL-Vin-15W-840-7 | Linear Replacement Lamp | T8 Four-Foot | Replacement Lamps (plug and play) (UL Type A) |  | standard | NO | [10 empty] | 2018-12-03 | Dimmable | Continuous Below 10 | NO |  | DDDKAP | [25 empty] | 4.4 | 2200 | 122 | 18 | 5.73 | 0.9768 | 4000 | 83 |  |  |  | NO | NO | NO | [8 empty] | 2018-12-03 | NO | NO | NO | [6 empty] | AC | [7 empty] | NO
PLMJ9PNG04AU | TGL Inc. | TGL | TGL-Vin-15W-850-7 | Linear Replacement Lamp | T8 Four-Foot | Replacement Lamps (plug and play) (UL Type A) |  | standard | NO | [10 empty] | 2018-12-03 | Dimmable | Continuous Below 10 | NO |  | DDDKAP | [25 empty] | 4.4 | 2200 | 122 | 18 | 5.8 | 0.9765 | 5000 | 83 |  |  |  | NO | NO | NO | [8 empty] | 2018-12-03 | NO | NO | NO | [6 empty] | AC | [7 empty] | NO
PRHX5LJG | Luminoso, LLC | Luminoso | LT8 4 15W 35K MF FR | Linear Replacement Lamp | T8 Four-Foot | Dual Mode Internal Driver (UL Type A and Type B) |  | standard | NO | [10 empty] | 2018-11-30 | Not Dimmable | Not Dimmable | NO |  | HAHJGD | [25 empty] | 4.4 | 2131 | 122.2 | 17.44 | 7.21 | 0.9 | 3500 | 83 |  |  |  | NO | NO | NO | [8 empty] | 2018-11-30 | NO | NO | NO | [6 empty] | AC | [7 empty] | NO
P9PMZYE8 | Luminoso, LLC | Luminoso | LT8 4 12W 35K MF FR | Linear Replacement Lamp | T8 Four-Foot | Dual Mode Internal Driver (UL Type A and Type B) |  | standard | NO | [10 empty] | 2018-11-30 | Not Dimmable | Not Dimmable | NO |  | HAHJGC | [25 empty] | 4.4 | 1650 | 126.9 | 13 | 15 | 0.9 | 3500 | 80 |  |  |  | NO | NO | NO | [8 empty] | 2018-11-30 | NO | NO | NO | [6 empty] | AC | [7 empty] | NO
PI0T8A21 | Luminoso, LLC | Luminoso | LT8 4 12W 40K MF FR | Linear Replacement Lamp | T8 Four-Foot | Dual Mode Internal Driver (UL Type A and Type B) |  | standard | NO | [10 empty] | 2018-11-30 | Not Dimmable | Not Dimmable | NO |  | HAHJGC | [25 empty] | 4.4 | 1650 | 126.9 | 13 | 15 | 0.9 | 4000 | 80 |  |  |  | NO | NO | NO | [8 empty] | 2018-11-30 | NO | NO | NO | [6 empty] | AC | [7 empty] | NO
POGZ4RJK | Luminoso, LLC | Luminoso | LT8 4 12W 45K MF FR | Linear Replacement Lamp | T8 Four-Foot | Dual Mode Internal Driver (UL Type A and Type B) |  | standard | NO | [10 empty] | 2018-11-30 | Not Dimmable | Not Dimmable | NO |  | HAHJGC | [25 empty] | 4.4 | 1650 | 126.9 | 13 | 15 | 0.9 | 4500 | 80 |  |  |  | NO | NO | NO | [8 empty] | 2018-11-30 | NO | NO | NO | [6 empty] | AC | [7 empty] | NO
PUI8QDLQ | Luminoso, LLC | Luminoso | LT8 4 15W 30K MF FR | Linear Replacement Lamp | T8 Four-Foot | Dual Mode Internal Driver (UL Type A and Type B) |  | standard | YES |  | 2112 | 122.15 | 17.29 | 7.21 | 0.8964 | 2914 | 83 | 5 | 50000 | 2018-11-30 | Not Dimmable | Not Dimmable | NO |  | HAHJGD | [15 empty] | 84.4 |  | 1.24 | 1.3 | [6 empty] | 4.4 | 2112 | 122.15 | 17.29 | 7.21 | 0.9 | 3000 | 83 |  |  |  | NO | NO | NO | [8 empty] | 2018-11-30 | NO | NO | NO | [6 empty] | AC | [7 empty] | NO
PBAQGRCM | Luminoso, LLC | Luminoso | LT8 4 15W 50K MF FR | Linear Replacement Lamp | T8 Four-Foot | Dual Mode Internal Driver (UL Type A and Type B) |  | standard | NO | [10 empty] | 2018-11-30 | Not Dimmable | Not Dimmable | NO |  | HAHJGD | [25 empty] | 4.4 | 2186 | 124.35 | 17.58 | 7.58 | 0.9 | 5000 | 84 |  |  |  | NO | NO | NO | [8 empty] | 2018-11-30 | NO | NO | NO | [6 empty] | AC | [7 empty] | NO
P46AVQN1 | Luminoso, LLC | Luminoso | LT8 4 15W 40K MF FR | Linear Replacement Lamp | T8 Four-Foot | Dual Mode Internal Driver (UL Type A and Type B) |  | standard | NO | [10 empty] | 2018-11-30 | Not Dimmable | Not Dimmable | NO |  | HAHJGD | [25 empty] | 4.4 | 2149 | 123.26 | 17.44 | 7.21 | 0.9 | 4000 | 83 |  |  |  | NO | NO | NO | [8 empty] | 2018-11-30 | NO | NO | NO | [6 empty] | AC | [7 empty] | NO
PYTLIJQ9 | Luminoso, LLC | Luminoso | LT8 4 15W 45K MF FR | Linear Replacement Lamp | T8 Four-Foot | Dual Mode Internal Driver (UL Type A and Type B) |  | standard | NO | [10 empty] | 2018-11-30 | Not Dimmable | Not Dimmable | NO |  | HAHJGD | [25 empty] | 4.4 | 2168 | 124.32 | 17.44 | 7.21 | 0.9 | 4500 | 83 |  |  |  | NO | NO | NO | [8 empty] | 2018-11-30 | NO | NO | NO | [6 empty] | AC | [7 empty] | NO
PPY4G3YG | Luminoso, LLC | Luminoso | LT8 4 12W 30K MF FR | Linear Replacement Lamp | T8 Four-Foot | Dual Mode Internal Driver (UL Type A and Type B) |  | standard | YES |  | 1635.85 | 116.1 | 14.09 | 13.9 | 0.932 | 2891 | 82.6 | 5 | 50000 | 2018-11-30 | Not Dimmable | Not Dimmable | NO |  | HAHJGC | [15 empty] | 77.7 |  | 1.22 | 1.26 | [6 empty] | 4.4 | 1650 | 126.9 | 13 | 15 | 0.9 | 2891 | 80 |  |  |  | NO | NO | NO | [8 empty] | 2018-11-30 | NO | NO | NO | [6 empty] | AC | [7 empty] | NO
P4X4CMAE | Luminoso, LLC | Luminoso | LT8 4 12W 50K MF FR | Linear Replacement Lamp | T8 Four-Foot | Dual Mode Internal Driver (UL Type A and Type B) |  | standard | NO | [10 empty] | 2018-11-30 | Not Dimmable | Not Dimmable | NO |  | HAHJGC | [25 empty] | 4.4 | 1680 | 129.2 | 13 | 15 | 0.9 | 4877 | 80 |  |  |  | NO | NO | NO | [8 empty] | 2018-11-30 | NO | NO | NO | [6 empty] | AC | [7 empty] | NO
PRZYJN5W | Zhenjiang Qiangling Electronic Co.,Ltd. | ZQL | T8043035E | Linear Replacement Lamp | T8 Four-Foot | Replacement Lamps (plug and play) (UL Type A) |  | standard | NO | [10 empty] | 2018-11-28 | Dimmable | Continuous Below 10 | NO |  | JJJNVC | [25 empty] | 4.4 | 1840 | 147 | 12.5 | 15 | 0.9 | 3500 | 80 |  |  |  | NO | NO | NO | [8 empty] | 2018-11-29 | NO | NO | NO | [6 empty] | AC | [7 empty] | NO
PFS2OORJ | Zhenjiang Qiangling Electronic Co.,Ltd. | ZQL | T8043050E | Linear Replacement Lamp | T8 Four-Foot | Replacement Lamps (plug and play) (UL Type A) |  | standard | NO | [10 empty] | 2018-11-28 | Dimmable | Continuous Below 10 | NO |  | JJJNVC | [25 empty] | 4.4 | 1880 | 150 | 12.5 | 15 | 0.9 | 5000 | 80 |  |  |  | NO | NO | NO | [8 empty] | 2018-11-29 | NO | NO | NO | [6 empty] | AC | [7 empty] | NO
PZ3CUL5S | Zhenjiang Qiangling Electronic Co.,Ltd. | ZQL | T8043027E | Linear Replacement Lamp | T8 Four-Foot | Replacement Lamps (plug and play) (UL Type A) |  | standard | YES |  | 1715.8 | 129.26 | 13.27 | 15.16 | 0.9523 | 2720 | 80.8 | 5 | 50000 | 2018-11-28 | Dimmable | Continuous Below 10 | NO |  | JJJNVC | [15 empty] | 84.7 |  | 1.2 | 1.24 | [6 empty] | 4.4 | 1720 | 137 | 12.5 | 15 | 0.9 | 2700 | 80 |  |  |  | NO | NO | NO | [8 empty] | 2018-11-29 | NO | NO | NO | [6 empty] | AC |  |  | 120 |  |  |  |  | NO
P1TL7NAQ | Zhenjiang Qiangling Electronic Co.,Ltd. | ZQL | T8043335E | Linear Replacement Lamp | T8 Four-Foot | Replacement Lamps (plug and play) (UL Type A) |  | standard | NO | [10 empty] | 2018-11-28 | Dimmable | Continuous Below 10 | NO |  | JJJNVD | [25 empty] | 4.4 | 2350 | 130 | 18 | 10 | 0.9 | 3500 | 80 |  |  |  | NO | NO | NO | [8 empty] | 2018-11-29 | NO | NO | NO | [6 empty] | AC | [7 empty] | NO
PH77XIM3 | Zhenjiang Qiangling Electronic Co.,Ltd. | ZQL | T8043350E | Linear Replacement Lamp | T8 Four-Foot | Replacement Lamps (plug and play) (UL Type A) |  | standard | NO | [10 empty] | 2018-11-28 | Dimmable | Continuous Below 10 | NO |  | JJJNVD | [25 empty] | 4.4 | 2400 | 133 | 18 | 10 | 0.9 | 5000 | 80 |  |  |  | NO | NO | NO | [8 empty] | 2018-11-29 | NO | NO | NO | [6 empty] | AC | [7 empty] | NO
PDKZDUQF | Zhenjiang Qiangling Electronic Co.,Ltd. | ZQL | T8043030E | Linear Replacement Lamp | T8 Four-Foot | Replacement Lamps (plug and play) (UL Type A) |  | standard | NO | [10 empty] | 2018-11-28 | Dimmable | Continuous Below 10 | NO |  | JJJNVC | [25 empty] | 4.4 | 1720 | 137 | 12.5 | 15 | 0.9 | 3000 | 80 |  |  |  | NO | NO | NO | [8 empty] | 2018-11-29 | NO | NO | NO | [6 empty] | AC | [7 empty] | NO
PLVNDTY0KFJH | Topaz Lighting Corp. | TOPAZ | L4T8D/850/12/F-70 | Linear Replacement Lamp | T8 Four-Foot | Dual Mode Internal Driver (UL Type A and Type B) |  | standard | NO | [10 empty] | 2018-11-28 | Dimmable | Continuous Below 10 | NO |  | VVVXKK | [25 empty] | 4.4 | 1800 | 124 | 14.5 | 20 | 0.9 | 5000 | 83 |  |  |  | NO | NO | NO | [8 empty] | 2018-11-28 | NO | NO | NO | [6 empty] | AC | [7 empty] | NO
PB1669K1 | Zhenjiang Qiangling Electronic Co.,Ltd. | ZQL | T8043040E | Linear Replacement Lamp | T8 Four-Foot | Replacement Lamps (plug and play) (UL Type A) |  | standard | NO | [10 empty] | 2018-11-28 | Dimmable | Continuous Below 10 | NO |  | JJJNVC | [25 empty] | 4.4 | 1875 | 150 | 12.5 | 15 | 0.9 | 4000 | 80 |  |  |  | NO | NO | NO | [8 empty] | 2018-11-29 | NO | NO | NO | [6 empty] | AC | [7 empty] | NO
PL601WE0YH17 | Topaz Lighting Corp. | TOPAZ | L4T8D/840/12/F-70 | Linear Replacement Lamp | T8 Four-Foot | Dual Mode Internal Driver (UL Type A and Type B) |  | standard | NO | [10 empty] | 2018-11-28 | Dimmable | Continuous Below 10 | NO |  | VVVXKK | [25 empty] | 4.4 | 1750 | 120 | 14.5 | 20 | 0.9 | 4000 | 83 |  |  |  | NO | NO | NO | [8 empty] | 2018-11-28 | NO | NO | NO | [6 empty] | AC | [7 empty] | NO
PFDJBJTV | Zhenjiang Qiangling Electronic Co.,Ltd. | ZQL | T8043340E | Linear Replacement Lamp | T8 Four-Foot | Replacement Lamps (plug and play) (UL Type A) |  | standard | NO | [10 empty] | 2018-11-28 | Dimmable | Continuous Below 10 | NO |  | JJJNVD | [25 empty] | 4.4 | 2370 | 131 | 18 | 10 | 0.9 | 4000 | 80 |  |  |  | NO | NO | NO | [8 empty] | 2018-11-29 | NO | NO | NO | [6 empty] | AC | [7 empty] | NO
PE6MS9NV | JIANGXI JINGKE ELECTRONICS CO.,LTD | Beitong | JKZNT8-1.2M-14W-1(4500K) | Linear Replacement Lamp | T8 Four-Foot | Dual Mode Internal Driver (UL Type A and Type B) |  | standard | NO | [10 empty] | 2018-11-21 | Not Dimmable | Not Dimmable | NO |  | OOOATZ | [25 empty] | 4.4 | 1800 | 128.57 | 14 | 20 | 0.9 | 4500 | 80 |  |  |  | NO | NO | NO | [8 empty] | 2018-11-21 | NO | NO | NO | [6 empty] | AC | [7 empty] | NO
P651RRIX | JIANGXI JINGKE ELECTRONICS CO.,LTD | Beitong | JKZNT8-1.2M-12W-1(4000K) | Linear Replacement Lamp | T8 Four-Foot | Dual Mode Internal Driver (UL Type A and Type B) |  | standard | NO | [10 empty] | 2018-11-21 | Not Dimmable | Not Dimmable | NO |  | OOOATY | [25 empty] | 4.4 | 1800 | 150 | 12 | 20 | 0.9 | 4000 | 80 |  |  |  | NO | NO | NO | [8 empty] | 2018-11-21 | NO | NO | NO | [6 empty] | AC | [7 empty] | NO
PQQRYA9C | JIANGXI JINGKE ELECTRONICS CO.,LTD | Beitong | JKT8A-1.2M-12W-1(3500K) | Linear Replacement Lamp | T8 Four-Foot | Replacement Lamps (plug and play) (UL Type A) |  | standard | NO | [10 empty] | 2018-11-21 | Not Dimmable | Not Dimmable | NO |  | OOOAUB | [25 empty] | 4.4 | 1800 | 150 | 12 | 20 | 0.9 | 3500 | 80 |  |  |  | NO | NO | NO | [8 empty] | 2018-11-21 | NO | NO | NO | [6 empty] | AC | [7 empty] | NO
PEYCIOF4 | JIANGXI JINGKE ELECTRONICS CO.,LTD | Beitong | JKT8A-1.2M-12W-1(3000K) | Linear Replacement Lamp | T8 Four-Foot | Replacement Lamps (plug and play) (UL Type A) |  | standard | YES |  | 1780.8 | 136.04 | 13.09 | 7.84 | 0.97 | 2971 | 80 | 5 |  | 2018-11-21 | Not Dimmable | Not Dimmable | NO |  | OOOAUB | [15 empty] | 82.3 |  | 1.16 | 1.26 | [6 empty] | 4.4 | 1800 | 150 | 12 | 20 | 0.9 | 3000 | 80 |  |  |  | NO | NO | NO | [8 empty] | 2018-11-21 | NO | NO | NO | [6 empty] | AC | [7 empty] | NO
PGL9FMV9 | JIANGXI JINGKE ELECTRONICS CO.,LTD | Beitong | JKZNT8-1.2M-14W-1(3500K) | Linear Replacement Lamp | T8 Four-Foot | Dual Mode Internal Driver (UL Type A and Type B) |  | standard | NO | [10 empty] | 2018-11-21 | Not Dimmable | Not Dimmable | NO |  | OOOATZ | [25 empty] | 4.4 | 1800 | 128.57 | 14 | 20 | 0.9 | 3500 | 80 |  |  |  | NO | NO | NO | [8 empty] | 2018-11-21 | NO | NO | NO | [6 empty] | AC | [7 empty] | NO
P4Z06FWD | JIANGXI JINGKE ELECTRONICS CO.,LTD | Beitong | JKZNT8-1.2M-14W-1(4000K) | Linear Replacement Lamp | T8 Four-Foot | Dual Mode Internal Driver (UL Type A and Type B) |  | standard | NO | [10 empty] | 2018-11-21 | Not Dimmable | Not Dimmable | NO |  | OOOATZ | [25 empty] | 4.4 | 1800 | 128.57 | 14 | 20 | 0.9 | 4000 | 80 |  |  |  | NO | NO | NO | [8 empty] | 2018-11-21 | NO | NO | NO | [6 empty] | AC | [7 empty] | NO
PQ1FK0S6 | JIANGXI JINGKE ELECTRONICS CO.,LTD | Beitong | JKZNT8-1.2M-12W-1(3500K) | Linear Replacement Lamp | T8 Four-Foot | Dual Mode Internal Driver (UL Type A and Type B) |  | standard | NO | [10 empty] | 2018-11-21 | Not Dimmable | Not Dimmable | NO |  | OOOATY | [25 empty] | 4.4 | 1800 | 150 | 12 | 20 | 0.9 | 3500 | 80 |  |  |  | NO | NO | NO | [8 empty] | 2018-11-21 | NO | NO | NO | [6 empty] | AC | [7 empty] | NO
PHYXDYR5 | Eiko Global, LLC | EiKO | LED15WT8/48/840-PET-G7DR | Linear Replacement Lamp | T8 Four-Foot | Replacement Lamps (plug and play) (UL Type A) |  | standard | NO | [10 empty] | 2017-04-11 | Not Dimmable | Not Dimmable | NO |  | IIIKGK | [25 empty] | 4.4 | 2200 | 125 | 18 | 20 | 0.9 | 4000 | 82 |  |  |  | NO | NO | NO | 2018-05-02 | 4.3 |  | standard |  |  |  |  | 2018-11-02 | NO | NO | NO | [6 empty] | AC | [7 empty] | NO
PG9QVNTZ | JIANGXI JINGKE ELECTRONICS CO.,LTD | Beitong | JKT8A-1.2M-12W-1(4000K) | Linear Replacement Lamp | T8 Four-Foot | Replacement Lamps (plug and play) (UL Type A) |  | standard | NO | [10 empty] | 2018-11-21 | Not Dimmable | Not Dimmable | NO |  | OOOAUB | [25 empty] | 4.4 | 1800 | 150 | 12 | 20 | 0.9 | 4000 | 80 |  |  |  | NO | NO | NO | [8 empty] | 2018-11-21 | NO | NO | NO | [6 empty] | AC | [7 empty] | NO
PMDS26SW | JIANGXI JINGKE ELECTRONICS CO.,LTD | Beitong | JKT8A-1.2M-12W-1(4500K) | Linear Replacement Lamp | T8 Four-Foot | Replacement Lamps (plug and play) (UL Type A) |  | standard | NO | [10 empty] | 2018-11-21 | Not Dimmable | Not Dimmable | NO |  | OOOAUB | [25 empty] | 4.4 | 1800 | 150 | 12 | 20 | 0.9 | 4500 | 80 |  |  |  | NO | NO | NO | [8 empty] | 2018-11-21 | NO | NO | NO | [6 empty] | AC | [7 empty] | NO
PHR6UD0C | JIANGXI JINGKE ELECTRONICS CO.,LTD | Beitong | JKT8A-1.2M-12W-1(5000K) | Linear Replacement Lamp | T8 Four-Foot | Replacement Lamps (plug and play) (UL Type A) |  | standard | NO | [10 empty] | 2018-11-21 | Not Dimmable | Not Dimmable | NO |  | OOOAUB | [25 empty] | 4.4 | 1800 | 150 | 12 | 20 | 0.9 | 5000 | 80 |  |  |  | NO | NO | NO | [8 empty] | 2018-11-21 | NO | NO | NO | [6 empty] | AC | [7 empty] | NO
PN7HYR2E | JIANGXI JINGKE ELECTRONICS CO.,LTD | Beitong | JKZNT8-1.2M-14W-1(5000K) | Linear Replacement Lamp | T8 Four-Foot | Dual Mode Internal Driver (UL Type A and Type B) |  | standard | NO | [10 empty] | 2018-11-21 | Not Dimmable | Not Dimmable | NO |  | OOOATZ | [25 empty] | 4.4 | 1800 | 128.57 | 14 | 20 | 0.9 | 5000 | 80 |  |  |  | NO | NO | NO | [8 empty] | 2018-11-21 | NO | NO | NO | [6 empty] | AC | [7 empty] | NO
P7896TJH | Eiko Global, LLC | EiKO | LED15WT8/48/850-PET-G7DR | Linear Replacement Lamp | T8 Four-Foot | Replacement Lamps (plug and play) (UL Type A) |  | standard | NO | [10 empty] | 2017-04-11 | Not Dimmable | Not Dimmable | NO |  | IIIKGK | [25 empty] | 4.4 | 2200 | 125 | 18 | 20 | 0.9 | 5000 | 82 |  |  |  | NO | NO | NO | 2018-05-02 | 4.3 |  | standard |  |  |  |  | 2018-11-02 | NO | NO | NO | [6 empty] | AC | [7 empty] | NO
P1QBTQBS | Eiko Global, LLC | EiKO | LED11.5WT8/48/840-G7DR | Linear Replacement Lamp | T8 Four-Foot | Replacement Lamps (plug and play) (UL Type A) |  | standard | NO | [10 empty] | 2017-01-30 | Not Dimmable | Not Dimmable | NO |  | DDDIVA | [25 empty] | 4.4 | 1800 | 124 | 14.5 | 13.61 | 0.95 | 4000 | 82 |  |  |  | NO | NO | NO | 2018-05-02 | 4.3 |  | standard |  |  |  |  | 2018-11-02 | NO | NO | NO | [6 empty] | AC | [7 empty] | NO
P6PQWDPL | JIANGXI JINGKE ELECTRONICS CO.,LTD | Beitong | JKZNT8-1.2M-12W-1(5000K) | Linear Replacement Lamp | T8 Four-Foot | Dual Mode Internal Driver (UL Type A and Type B) |  | standard | NO | [10 empty] | 2018-11-21 | Not Dimmable | Not Dimmable | NO |  | OOOATY | [25 empty] | 4.4 | 1800 | 150 | 12 | 20 | 0.9 | 5000 | 80 |  |  |  | NO | NO | NO | [8 empty] | 2018-11-21 | NO | NO | NO | [6 empty] | AC | [7 empty] | NO
PAAT4H9C | JIANGXI JINGKE ELECTRONICS CO.,LTD | Beitong | JKZNT8-1.2M-12W-1(3000K) | Linear Replacement Lamp | T8 Four-Foot | Dual Mode Internal Driver (UL Type A and Type B) |  | standard | YES |  | 1714.8 | 130.9 | 13.1 | 8.12 | 0.97 | 2952 | 79.8 | 5 |  | 2018-11-21 | Not Dimmable | Not Dimmable | NO |  | OOOATY | [15 empty] | 82.7 |  | 1.18 | 1.26 | [6 empty] | 4.4 | 1800 | 150 | 12 | 20 | 0.9 | 3000 | 80 |  |  |  | NO | NO | NO | [8 empty] | 2018-11-21 | NO | NO | NO | [6 empty] | AC | [7 empty] | NO
PYJKDCFC | Eiko Global, LLC | EiKO | LED11.5WT8/48/850-G7DR | Linear Replacement Lamp | T8 Four-Foot | Replacement Lamps (plug and play) (UL Type A) |  | standard | NO | [10 empty] | 2017-01-30 | Not Dimmable | Not Dimmable | NO |  | DDDIVA | [25 empty] | 4.4 | 1800 | 124 | 14.5 | 14.44 | 0.96 | 5000 | 82 |  |  |  | NO | NO | NO | 2018-05-02 | 4.3 |  | standard |  |  |  |  | 2018-11-02 | NO | NO | NO | [6 empty] | AC | [7 empty] | NO
PNF3IN8B | JIANGXI JINGKE ELECTRONICS CO.,LTD | Beitong | JKZNT8-1.2M-14W-1(3000K) | Linear Replacement Lamp | T8 Four-Foot | Dual Mode Internal Driver (UL Type A and Type B) |  | standard | YES |  | 1736.6 | 131.66 | 13.19 | 8.12 | 0.97 | 2947 | 79.9 | 5 |  | 2018-11-21 | Not Dimmable | Not Dimmable | NO |  | OOOATZ | [15 empty] | 82.7 |  | 1.16 | 1.24 | [6 empty] | 4.4 | 1800 | 128.57 | 14 | 20 | 0.9 | 3000 | 80 |  |  |  | NO | NO | NO | [8 empty] | 2018-11-21 | NO | NO | NO | [6 empty] | AC | [7 empty] | NO
PB9ZAZL8 | JIANGXI JINGKE ELECTRONICS CO.,LTD | Beitong | JKZNT8-1.2M-12W-1(4500K) | Linear Replacement Lamp | T8 Four-Foot | Dual Mode Internal Driver (UL Type A and Type B) |  | standard | NO | [10 empty] | 2018-11-21 | Not Dimmable | Not Dimmable | NO |  | OOOATY | [25 empty] | 4.4 | 1800 | 150 | 12 | 20 | 0.9 | 4500 | 80 |  |  |  | NO | NO | NO | [8 empty] | 2018-11-21 | NO | NO | NO | [6 empty] | AC | [7 empty] | NO
P2CYPPAB | Xiamen Mooguang Techenology Co.,Ltd. | MG | MG-T84FT-18W50DC | Linear Replacement Lamp | T8 Four-Foot | Dual Mode Internal Driver (UL Type A and Type B) |  | standard | NO | [10 empty] | 2018-11-20 | Not Dimmable | Not Dimmable | NO |  | XXXCSS | [25 empty] | 4.4 | 2300.04 | 127.78 | 18 | 6.84 | 0.958 | 5000 | 81.9 |  |  |  | NO | NO | NO | [8 empty] | 2018-11-20 | NO | NO | NO | [6 empty] | AC | 120 | 277 | [5 empty] | NO
PVFDCW5V | Xiamen Mooguang Techenology Co.,Ltd. | MG | MG-T84FT-18W45DF | Linear Replacement Lamp | T8 Four-Foot | Dual Mode Internal Driver (UL Type A and Type B) |  | standard | NO | [10 empty] | 2018-11-20 | Not Dimmable | Not Dimmable | NO |  | XXXCST | [25 empty] | 4.4 | 2200.14 | 122.23 | 18 | 8.02 | 0.971 | 4500 | 80.9 |  |  |  | NO | NO | NO | [8 empty] | 2018-11-20 | NO | NO | NO | [6 empty] | AC | 120 | 277 | [5 empty] | NO
P7UTW8YD | Xiamen Mooguang Techenology Co.,Ltd. | MG | MG-T84FT-18W45DC | Linear Replacement Lamp | T8 Four-Foot | Dual Mode Internal Driver (UL Type A and Type B) |  | standard | NO | [10 empty] | 2018-11-20 | Not Dimmable | Not Dimmable | NO |  | XXXCSS | [25 empty] | 4.4 | 2300.04 | 127.78 | 18 | 6.66 | 0.9704 | 4500 | 80.7 |  |  |  | NO | NO | NO | [8 empty] | 2018-11-20 | NO | NO | NO | [6 empty] | AC | 120 | 277 | [5 empty] | NO
P0T2UN3J | Xiamen Mooguang Techenology Co.,Ltd. | MG | MG-T84FT-18W40DC | Linear Replacement Lamp | T8 Four-Foot | Dual Mode Internal Driver (UL Type A and Type B) |  | standard | YES |  | 2677 | 129.26 | 20.71 | 6.66 | 0.9706 | 4014 | 80.7 | 5 | 50000 | 2018-11-20 | Not Dimmable | Not Dimmable | NO |  | XXXCSS | [15 empty] | 85.5 |  | 1.28 | 1.3 | [6 empty] | 4.4 | 2300.04 | 127.78 | 18 | 6.66 | 0.9704 | 4000 | 80.7 |  |  |  | NO | NO | NO | [8 empty] | 2018-11-20 | NO | NO | NO | [6 empty] | AC | 120 | 277 | 277 |  |  |  |  | NO
P172WGNP | Xiamen Mooguang Techenology Co.,Ltd. | MG | MG-T84FT-18W50DF | Linear Replacement Lamp | T8 Four-Foot | Dual Mode Internal Driver (UL Type A and Type B) |  | standard | NO | [10 empty] | 2018-11-20 | Not Dimmable | Not Dimmable | NO |  | XXXCST | [25 empty] | 4.4 | 2200.14 | 122.23 | 18 | 7.31 | 0.9586 | 5000 | 81.8 |  |  |  | NO | NO | NO | [8 empty] | 2018-11-20 | NO | NO | NO | [6 empty] | AC | 120 | 277 | [5 empty] | NO
PLM36S9L | Xiamen Mooguang Techenology Co.,Ltd. | MG | MG-T84FT-18W40DF | Linear Replacement Lamp | T8 Four-Foot | Dual Mode Internal Driver (UL Type A and Type B) |  | standard | YES |  | 2652 | 127.44 | 20.81 | 8.02 | 0.971 | 4021 | 80.9 | 5 | 50000 | 2018-11-20 | Not Dimmable | Not Dimmable | NO |  | XXXCST | [15 empty] | 84.7 |  | 1.24 | 1.28 | [6 empty] | 4.4 | 2200.14 | 122.23 | 18 | 8.02 | 0.971 | 4000 | 80.9 |  |  |  | NO | NO | NO | [8 empty] | 2018-11-20 | NO | NO | NO | [6 empty] | AC | 120 | 277 | 277 |  |  |  |  | NO
PGWZA9EF | Eiko Global, LLC | EiKO | LED15WT8/48/850-G7DR | Linear Replacement Lamp | T8 Four-Foot | Replacement Lamps (plug and play) (UL Type A) |  | standard | NO | [10 empty] | 2017-01-30 | Not Dimmable | Not Dimmable | NO |  | DDDIVB | [25 empty] | 4.4 | 2200 | 124 | 18 | 10.2 | 0.97 | 5000 | 82 |  |  |  | NO | NO | NO | 2018-05-02 | 4.3 |  | standard |  |  |  |  | 2018-11-02 | NO | NO | NO | [6 empty] | AC | [7 empty] | NO
P56EU9QH | Eiko Global, LLC | EiKO | LED15WT8/48/840-G7DR | Linear Replacement Lamp | T8 Four-Foot | Replacement Lamps (plug and play) (UL Type A) |  | standard | NO | [10 empty] | 2017-01-30 | Not Dimmable | Not Dimmable | NO |  | DDDIVB | [25 empty] | 4.4 | 2200 | 124 | 18 | 9.83 | 0.97 | 4000 | 82 |  |  |  | NO | NO | NO | 2018-05-02 | 4.3 |  | standard |  |  |  |  | 2018-11-02 | NO | NO | NO | [6 empty] | AC | [7 empty] | NO
P111URE6 | Philips Lighting North America Corporation | Philips | 9290020123 | Linear Replacement Lamp | T8 Four-Foot | Replacement Lamps (plug and play) (UL Type A) |  | standard | NO | [10 empty] | 2018-11-12 | Not Dimmable | Not Dimmable | NO |  | KKLALP | [25 empty] | 4.4 | 1800 | 120 | 15 | 15 | 0.9 | 5000 | 82 |  |  |  | NO | NO | NO | [8 empty] | 2018-11-12 | NO | NO | NO | [6 empty] | AC | [7 empty] | NO
PCXR2UFK | Philips Lighting North America Corporation | Philips | 9290020122 | Linear Replacement Lamp | T8 Four-Foot | Replacement Lamps (plug and play) (UL Type A) |  | standard | YES |  | 1766 | 131.1 | 13.47 | 13.82 | 0.9532 | 3963 | 82.6 | 5 | 50000 | 2018-11-12 | Not Dimmable | Not Dimmable | NO |  | KKLALP | [15 empty] | 81.77 |  | 1.22 | 1.28 | [6 empty] | 4.4 | 1800 | 120 | 15 | 15 | 0.9 | 4000 | 82 |  |  |  | NO | NO | NO | [8 empty] | 2018-11-12 | NO | NO | NO | [6 empty] | AC | [7 empty] | NO
PTZ4TDGK | Envirotech Lighting | EnviroTech Lighting | ENV-LT8-T412-5K | Linear Replacement Lamp | T8 Four-Foot | Replacement Lamps (plug and play) (UL Type A) |  | standard | NO | [10 empty] | 2017-07-13 | Not Dimmable | Not Dimmable | NO |  | RRRUHO | [25 empty] | 4.4 | 1600 | 130 | 12.3 | 20 | 0.9 | 5000 | 80 |  |  |  | NO | NO | NO | [8 empty] | 2018-11-02 | NO | NO | NO | [6 empty] | AC | [7 empty] | NO
P6MLWLQ5 | Xiamen Bymea Lighting Co., Ltd | BYMEA | T08J01-50H3 | Linear Replacement Lamp | T8 Four-Foot | Replacement Lamps (plug and play) (UL Type A) |  | standard | NO | [10 empty] | 2018-11-01 | Not Dimmable | Not Dimmable | NO |  | NNNOEI | [25 empty] | 4.4 | 2200 | 122.222 | 18 | 11.89 | 0.9736 | 5000 | 83.9 |  |  |  | NO | NO | NO | [8 empty] | 2018-11-01 | NO | NO | NO | [6 empty] | AC | [7 empty] | NO
P2SK9QZ8 | Technical Consumer Products | TCP | LPT815A50K[Blank, BP] | Linear Replacement Lamp | T8 Four-Foot | Replacement Lamps (plug and play) (UL Type A) |  | standard | NO | [10 empty] | 2018-10-30 | Dimmable | Continuous Below 10 | NO |  | NANPMP | [25 empty] | 4.4 | 1930 | 129 | 15 | 13 | 0.9 | 5000 | 80 |  |  |  | NO | NO | NO | [8 empty] | 2018-11-02 | NO | NO | NO | [6 empty] | AC | [7 empty] | NO
PMWXG5SQ | Technical Consumer Products | TCP | LPT815A35K[Blank, BP] | Linear Replacement Lamp | T8 Four-Foot | Replacement Lamps (plug and play) (UL Type A) |  | standard | NO | [10 empty] | 2018-10-30 | Dimmable | Continuous Below 10 | NO |  | NANPMP | [25 empty] | 4.4 | 1850 | 123 | 15 | 13 | 0.9 | 3500 | 80 |  |  |  | NO | NO | NO | [8 empty] | 2018-11-02 | NO | NO | NO | [6 empty] | AC | [7 empty] | NO
P6LO6G9D | Technical Consumer Products | TCP | LPT815A41K[Blank, BP] | Linear Replacement Lamp | T8 Four-Foot | Replacement Lamps (plug and play) (UL Type A) |  | standard | NO | [10 empty] | 2018-10-30 | Dimmable | Continuous Below 10 | NO |  | NANPMP | [25 empty] | 4.4 | 1930 | 129 | 15 | 13 | 0.9 | 4100 | 80 |  |  |  | NO | NO | NO | [8 empty] | 2018-11-02 | NO | NO | NO | [6 empty] | AC | [7 empty] | NO
PLO7GC01 | Technical Consumer Products | TCP | LPT815A30K[Blank, BP] | Linear Replacement Lamp | T8 Four-Foot | Replacement Lamps (plug and play) (UL Type A) |  | standard | YES |  | 1844.4 | 123.67 | 14.91 | 13.72 | 0.9565 | 3107 | 83.8 | 5 | 50000 | 2018-10-30 | Dimmable | Continuous Below 10 | NO |  | NANPMP | [15 empty] | 84.5 |  | 1.2 | 1.28 | [6 empty] | 4.4 | 1850 | 123 | 15 | 13 | 0.9 | 3000 | 80 |  |  |  | NO | NO | NO | [8 empty] | 2018-11-02 | NO | NO | NO | [6 empty] | AC | [7 empty] | NO
P3SRX183 | Technical Consumer Products | TCP | L12T8D5041K[Blank, BP] | Linear Replacement Lamp | T8 Four-Foot | Replacement Lamps (plug and play) (UL Type A) |  | standard | NO | [10 empty] | 2018-10-29 | Dimmable | Continuous Below 10 | NO |  | NANPMO | [25 empty] | 4.4 | 1965 | 131 | 15 | 13 | 0.9 | 4100 | 80 |  |  |  | NO | NO | NO | [8 empty] | 2018-11-02 | NO | NO | NO | [6 empty] | AC | [7 empty] | NO
P83JY6HQ | Technical Consumer Products | TCP | L12T8D5050K[Blank, BP] | Linear Replacement Lamp | T8 Four-Foot | Replacement Lamps (plug and play) (UL Type A) |  | standard | NO | [10 empty] | 2018-10-29 | Dimmable | Continuous Below 10 | NO |  | NANPMO | [25 empty] | 4.4 | 1965 | 131 | 15 | 13 | 0.9 | 5000 | 80 |  |  |  | NO | NO | NO | [8 empty] | 2018-11-02 | NO | NO | NO | [6 empty] | AC | [7 empty] | NO
PE9RHJO7 | Technical Consumer Products | TCP | L12T8D5030K[Blank, BP] | Linear Replacement Lamp | T8 Four-Foot | Replacement Lamps (plug and play) (UL Type A) |  | standard | YES |  | 1825.4 | 122.36 | 14.92 | 13.7 | 0.9564 | 3160 | 82.2 | 5 | 50000 | 2018-10-29 | Dimmable | Continuous Below 10 | NO |  | NANPMO | [15 empty] | 84.5 |  | 1.22 | 1.26 | [6 empty] | 4.4 | 1825 | 122 | 15 | 13 | 0.9 | 3000 | 80 |  |  |  | NO | NO | NO | [8 empty] | 2018-11-02 | NO | NO | NO | [6 empty] | AC | [7 empty] | NO
PLSDBXV74DHZ | EarthTronics Inc. | EarthTronics | LT814840A | Linear Replacement Lamp | T8 Four-Foot | Replacement Lamps (plug and play) (UL Type A) |  | standard | NO | [10 empty] | 2018-10-29 | Not Dimmable | Not Dimmable | NO |  | IIIMPL | [25 empty] | 4.4 | 1800 | 128 | 14 | 20 | 0.9 | 4000 | 80 |  |  |  | NO | NO | NO | [8 empty] | 2018-11-02 | NO | NO | NO | [6 empty] | AC | [7 empty] | NO
PLZDRKJGS3OK | EarthTronics Inc. | EarthTronics | LT814835A | Linear Replacement Lamp | T8 Four-Foot | Replacement Lamps (plug and play) (UL Type A) |  | standard | YES |  | 1903 | 130.1 | 14.63 | 13.63 | 0.9578 | 3486 | 81.9 | 5 | 50000 | 2018-10-29 | Not Dimmable | Not Dimmable | NO |  | IIIMPL | [15 empty] | 81.4 |  | 1.26 | 1.32 | [6 empty] | 4.4 | 1800 | 128 | 14 | 20 | 0.9 | 3500 | 80 |  |  |  | NO | NO | NO | [8 empty] | 2018-11-02 | NO | NO | NO | [6 empty] | AC | [7 empty] | NO
PE9TZPSN | Technical Consumer Products | TCP | L12T8D5035K[Blank, BP] | Linear Replacement Lamp | T8 Four-Foot | Replacement Lamps (plug and play) (UL Type A) |  | standard | NO | [10 empty] | 2018-10-29 | Dimmable | Continuous Below 10 | NO |  | NANPMO | [25 empty] | 4.4 | 1950 | 130 | 15 | 13 | 0.9 | 3500 | 80 |  |  |  | NO | NO | NO | [8 empty] | 2018-11-02 | NO | NO | NO | [6 empty] | AC | [7 empty] | NO
PLOE1IQ8MWOG | EarthTronics Inc. | EarthTronics | LT814850A | Linear Replacement Lamp | T8 Four-Foot | Replacement Lamps (plug and play) (UL Type A) |  | standard | NO | [10 empty] | 2018-10-29 | Not Dimmable | Not Dimmable | NO |  | IIIMPL | [25 empty] | 4.4 | 1800 | 128 | 14 | 20 | 0.9 | 5000 | 80 |  |  |  | NO | NO | NO | [8 empty] | 2018-11-02 | NO | NO | NO | [6 empty] | AC | [7 empty] | NO
PGZNMOZR | CH Lighting Technology Co.,Ltd. | CH | CH1118-48-10W 841-0 | Linear Replacement Lamp | T8 Four-Foot | Replacement Lamps (plug and play) (UL Type A) |  | standard | NO | [10 empty] | 2018-10-24 | Not Dimmable | Not Dimmable | NO |  | NNNODY | [25 empty] | 4.4 | 1650 | 127 | 13 | 20 | 0.9 | 4100 | 83 |  |  |  | NO | NO | NO | [8 empty] | 2018-11-02 | NO | NO | NO | [6 empty] | AC | [7 empty] | NO
PP5K0EFY | CH Lighting Technology Co.,Ltd. | CH | CH1118-48-10W 850-0 | Linear Replacement Lamp | T8 Four-Foot | Replacement Lamps (plug and play) (UL Type A) |  | standard | NO | [10 empty] | 2018-10-24 | Not Dimmable | Not Dimmable | NO |  | NNNODY | [25 empty] | 4.4 | 1650 | 127 | 13 | 20 | 0.9 | 5000 | 83 |  |  |  | NO | NO | NO | [8 empty] | 2018-11-02 | NO | NO | NO | [6 empty] | AC | [7 empty] | NO
P22ERUL0 | CH Lighting Technology Co.,Ltd. | CH | CH1118-48-10W 830-0 | Linear Replacement Lamp | T8 Four-Foot | Replacement Lamps (plug and play) (UL Type A) |  | standard | YES |  | 1610.3 | 121 | 13.31 | 13.67 | 0.9537 | 3055 | 82.5 | 5 | 50000 | 2018-10-24 | Not Dimmable | Not Dimmable | NO |  | NNNODY | [15 empty] | 81.5 |  | 1.26 | 1.32 | [6 empty] | 4.4 | 1650 | 127 | 13 | 20 | 0.9 | 3000 | 83 |  |  |  | NO | NO | NO | [8 empty] | 2018-11-02 | NO | NO | NO | [6 empty] | AC | [7 empty] | NO
PLH9ZUHXI5QW | Ledtronics Inc. | Ledtronics | LED48T8GD1-18W-XWW-101WF | Linear Replacement Lamp | T8 Four-Foot | Dual Mode Internal Driver (UL Type A and Type B) |  | standard | NO | [10 empty] | 2018-10-24 | Not Dimmable | Not Dimmable | NO |  | IIIMPB | [25 empty] | 4.4 | 2422 | 124.56 | 19.44 | 9.21 | 0.9231 | 4000 | 81.7 |  |  |  | NO | NO | NO | [8 empty] | 2018-11-02 | NO | NO | NO | [6 empty] | AC | [7 empty] | NO
PL4PJSNNM3YU | Ledtronics Inc. | Ledtronics | LED48T8GD1-12W-XWW-101WF | Linear Replacement Lamp | T8 Four-Foot | Dual Mode Internal Driver (UL Type A and Type B) |  | standard | NO | [10 empty] | 2018-10-24 | Not Dimmable | Not Dimmable | NO |  | IIIMOZ | [25 empty] | 4.4 | 1794 | 120.69 | 14.86 | 11.21 | 0.9697 | 4000 | 81.9 |  |  |  | NO | NO | NO | [8 empty] | 2018-11-02 | NO | NO | NO | [6 empty] | AC | [7 empty] | NO
PLVOV2OH5Q75 | Ledtronics Inc. | Ledtronics | LED48T8GD1-15W-XWW-101WF | Linear Replacement Lamp | T8 Four-Foot | Dual Mode Internal Driver (UL Type A and Type B) |  | standard | NO | [10 empty] | 2018-10-24 | Not Dimmable | Not Dimmable | NO |  | IIIMPA | [25 empty] | 4.4 | 2137 | 126.46 | 16.9 | 13.02 | 0.9762 | 4000 | 81.9 |  |  |  | NO | NO | NO | [8 empty] | 2018-11-02 | NO | NO | NO | [6 empty] | AC | [7 empty] | NO
PLVHG36OWTS4 | Ledtronics Inc. | Ledtronics | LED48T8GD1-18W-XPW-101WF | Linear Replacement Lamp | T8 Four-Foot | Dual Mode Internal Driver (UL Type A and Type B) |  | standard | NO | [10 empty] | 2018-10-24 | Not Dimmable | Not Dimmable | NO |  | IIIMPB | [25 empty] | 4.4 | 2455 | 125.77 | 19.52 | 9.31 | 0.9215 | 5000 | 82.4 |  |  |  | NO | NO | NO | [8 empty] | 2018-11-02 | NO | NO | NO | [6 empty] | AC | [7 empty] | NO
PL42CBGT5AC6 | Ledtronics Inc. | Ledtronics | LED48T8GD1-12W-XPW-101WF | Linear Replacement Lamp | T8 Four-Foot | Dual Mode Internal Driver (UL Type A and Type B) |  | standard | NO | [10 empty] | 2018-10-24 | Not Dimmable | Not Dimmable | NO |  | IIIMOZ | [25 empty] | 4.4 | 1820 | 121.66 | 14.96 | 12.52 | 0.9989 | 5000 | 82.4 |  |  |  | NO | NO | NO | [8 empty] | 2018-11-02 | NO | NO | NO | [6 empty] | AC | [7 empty] | NO
PL1IFN1LFJNV | Ledtronics Inc. | Ledtronics | LED48T8GD1-18W-XIW-101WF | Linear Replacement Lamp | T8 Four-Foot | Dual Mode Internal Driver (UL Type A and Type B) |  | standard | YES |  | 2388 | 123.35 | 19.36 | 9.31 | 0.91 | 3013 | 81.7 | 5 | 50000 | 2018-10-24 | Not Dimmable | Not Dimmable | NO |  | IIIMPB | [15 empty] | 85.6 |  | 1.2 | 1.14 | [6 empty] | 4.4 | 2388 | 123.35 | 19.36 | 9.21 | 0.9231 | 3000 | 81.7 |  |  |  | NO | NO | NO | [8 empty] | 2018-11-02 | NO | NO | NO | [6 empty] | AC | [7 empty] | NO
PJ9HYIMK | CH Lighting Technology Co.,Ltd. | CH | CH1118-48-10W 835-0 | Linear Replacement Lamp | T8 Four-Foot | Replacement Lamps (plug and play) (UL Type A) |  | standard | NO | [10 empty] | 2018-10-24 | Not Dimmable | Not Dimmable | NO |  | NNNODY | [25 empty] | 4.4 | 1650 | 127 | 13 | 20 | 0.9 | 3500 | 83 |  |  |  | NO | NO | NO | [8 empty] | 2018-11-02 | NO | NO | NO | [6 empty] | AC | [7 empty] | NO
PLEJQCEZBO1K | Ledtronics Inc. | Ledtronics | LED48T8GD1-15W-XIW-101WF | Linear Replacement Lamp | T8 Four-Foot | Dual Mode Internal Driver (UL Type A and Type B) |  | standard | YES |  | 2087 | 124 | 16.83 | 13.02 | 0.9624 | 3005 | 81.9 | 5 | 50000 | 2018-10-24 | Not Dimmable | Not Dimmable | NO |  | IIIMPA | [15 empty] | 85.6 |  | 1.22 | 1.16 | [6 empty] | 4.4 | 2078 | 124.51 | 16.69 | 13.02 | 0.9762 | 3000 | 81.9 |  |  |  | NO | NO | NO | [8 empty] | 2018-11-02 | NO | NO | NO | [6 empty] | AC | [7 empty] | NO
PB61AO9M | CH Lighting Technology Co.,Ltd. | CH | CH1118-48-13W 835-0 | Linear Replacement Lamp | T8 Four-Foot | Replacement Lamps (plug and play) (UL Type A) |  | standard | NO | [10 empty] | 2018-10-24 | Dimmable | Continuous Below 10 | NO |  | NNNODZ | [25 empty] | 4.4 | 2100 | 124 | 17 | 20 | 0.9 | 3500 | 83 |  |  |  | NO | NO | NO | [8 empty] | 2018-11-02 | NO | NO | NO | [6 empty] | AC | [7 empty] | NO
PJXRU16C | CH Lighting Technology Co.,Ltd. | CH | CH1118-48-13W 841-0 | Linear Replacement Lamp | T8 Four-Foot | Replacement Lamps (plug and play) (UL Type A) |  | standard | NO | [10 empty] | 2018-10-24 | Dimmable | Continuous Below 10 | NO |  | NNNODZ | [25 empty] | 4.4 | 2200 | 129 | 17 | 20 | 0.9 | 4100 | 83 |  |  |  | NO | NO | NO | [8 empty] | 2018-11-02 | NO | NO | NO | [6 empty] | AC | [7 empty] | NO
PKXA6K0K | CH Lighting Technology Co.,Ltd. | CH | CH1118-48-13W 830-0 | Linear Replacement Lamp | T8 Four-Foot | Replacement Lamps (plug and play) (UL Type A) |  | standard | YES |  | 2138.6 | 124.8 | 17.23 | 9.67 | 0.9678 | 3122 | 83.1 | 5 | 50000 | 2018-10-24 | Dimmable | Continuous Below 10 | NO |  | NNNODZ | [15 empty] | 81.5 |  | 1.26 | 1.3 | [6 empty] | 4.4 | 2100 | 124 | 17 | 20 | 0.9 | 3000 | 83 |  |  |  | NO | NO | NO | [8 empty] | 2018-11-02 | NO | NO | NO | [6 empty] | AC | [7 empty] | NO
PY3W242B | CH Lighting Technology Co.,Ltd. | CH | CH1118-48-13W 850-0 | Linear Replacement Lamp | T8 Four-Foot | Replacement Lamps (plug and play) (UL Type A) |  | standard | NO | [10 empty] | 2018-10-24 | Dimmable | Continuous Below 10 | NO |  | NNNODZ | [25 empty] | 4.4 | 2200 | 129 | 17 | 20 | 0.9 | 5000 | 83 |  |  |  | NO | NO | NO | [8 empty] | 2018-11-02 | NO | NO | NO | [6 empty] | AC | [7 empty] | NO
PLWZN87L6VJ9 | Ledtronics Inc. | Ledtronics | LED48T8GD1-15W-XPW-101WF | Linear Replacement Lamp | T8 Four-Foot | Dual Mode Internal Driver (UL Type A and Type B) |  | standard | NO | [10 empty] | 2018-10-24 | Not Dimmable | Not Dimmable | NO |  | IIIMPA | [25 empty] | 4.4 | 2195 | 128.36 | 17.1 | 12.96 | 0.9652 | 5000 | 82.4 |  |  |  | NO | NO | NO | [8 empty] | 2018-11-02 | NO | NO | NO | [6 empty] | AC | [7 empty] | NO
PL8T3228LXPL | CSC LED Corp | CSC LED | CSC-T8-14W-120-GTB-40K | Linear Replacement Lamp | T8 Four-Foot | Dual Mode Internal Driver (UL Type A and Type B) |  | standard | YES |  | 2051 | 153.4 | 13.37 | 21.67 | 0.8939 | 3929 | 82 | 5 | 50000 | 2018-10-23 | Not Dimmable | Not Dimmable | NO |  | EAEFTB | [15 empty] | 84.6 |  | 1.2 | 1.32 | [6 empty] | 4.4 | 2051 | 153.4 | 13.37 | 21.69 | 0.89 | 4000 | 82 |  |  |  | NO | NO | NO | [8 empty] | 2018-11-02 | NO | NO | NO | [6 empty] | AC | [7 empty] | NO
PL3Y4XW8MAD1 | CSC LED Corp | CSC LED | CSC-T8-14W-120-GTB-50K | Linear Replacement Lamp | T8 Four-Foot | Dual Mode Internal Driver (UL Type A and Type B) |  | standard | NO | [10 empty] | 2018-10-23 | Not Dimmable | Not Dimmable | NO |  | EAEFTB | [25 empty] | 4.4 | 2059 | 155.16 | 13.27 | 21.59 | 0.89 | 5000 | 82.7 |  |  |  | NO | NO | NO | [8 empty] | 2018-11-02 | NO | NO | NO | [6 empty] | AC | [7 empty] | NO
PL834WMXMNPP | JD International Lighting, Inc. | Commerial LED | CLT99-17WT8FG-50-AB | Linear Replacement Lamp | T8 Four-Foot | Dual Mode Internal Driver (UL Type A and Type B) |  | standard | NO | [10 empty] | 2018-10-18 | Not Dimmable | Not Dimmable | NO |  | IIIMOL | [25 empty] | 4.4 | 2300 | 136 | 17 | 10 | 0.9 | 5000 | 80 |  |  |  | NO | NO | NO | [8 empty] | 2018-11-02 | NO | NO | NO | [6 empty] | AC | [7 empty] | NO
PL7W46Z5ZWJC | JD International Lighting, Inc. | Commerial LED | CLT99-17WT8FG-40-AB | Linear Replacement Lamp | T8 Four-Foot | Dual Mode Internal Driver (UL Type A and Type B) |  | standard | NO | [10 empty] | 2018-10-18 | Not Dimmable | Not Dimmable | NO |  | IIIMOL | [25 empty] | 4.4 | 2300 | 136 | 17 | 10 | 0.9 | 4000 | 80 |  |  |  | NO | NO | NO | [8 empty] | 2018-11-02 | NO | NO | NO | [6 empty] | AC | [7 empty] | NO
PLGPA2NOZNWN | JD International Lighting, Inc. | Commerial LED | CLT99-17WT8FG-30-AB | Linear Replacement Lamp | T8 Four-Foot | Dual Mode Internal Driver (UL Type A and Type B) |  | standard | YES |  | 2289 | 132.8 | 17.23 | 13.6 | 0.91 | 3066 | 82.8 | 5 | 50000 | 2018-10-18 | Not Dimmable | Not Dimmable | NO |  | IIIMOL | [15 empty] | 84.5 |  | 1.28 | 1.26 | [6 empty] | 4.4 | 2150 | 127 | 17 | 10 | 0.9 | 3000 | 80 |  |  |  | NO | NO | NO | [8 empty] | 2018-11-02 | NO | NO | NO | [6 empty] | AC | [7 empty] | NO
PQNGD3WC | Envirotech Lighting | EnviroTech Lighting | ENV-LT8-T412-4K | Linear Replacement Lamp | T8 Four-Foot | Replacement Lamps (plug and play) (UL Type A) |  | standard | YES |  | 1669 | 129.4 | 12.9 | 15.11 | 0.9518 | 4051 | 82.3 | 5 | 50000 | 2017-07-13 | Not Dimmable | Not Dimmable | NO |  | RRRUHO | [15 empty] | 82.6 |  | 1.28 | 1.34 | [6 empty] | 4.4 | 1600 | 130 | 12.3 | 20 | 0.9 | 4000 | 80 |  |  |  | NO | NO | NO | [8 empty] | 2018-11-02 | NO | NO | NO | [6 empty] | AC | [7 empty] | NO
P7DYQXZB | Envirotech Lighting |  | ENV-T08PNP-PNP12W-5K | Linear Replacement Lamp | T8 Four-Foot | Replacement Lamps (plug and play) (UL Type A) |  | standard | NO | [10 empty] | 2017-04-19 | Not Dimmable | Not Dimmable | NO |  | EEEEYB | [25 empty] | 4.4 | 1800 | 150 | 12 | 11 | 1 | 5000 | 80 |  |  |  | NO | NO | NO | 2018-05-02 | 4.3 |  | standard |  |  |  |  | 2018-11-02 | NO | NO | NO | [6 empty] | AC | [7 empty] | NO
P3XB8FV2 | Envirotech Lighting |  | ENV-T08PNP-PNP12W-4.5K | Linear Replacement Lamp | T8 Four-Foot | Replacement Lamps (plug and play) (UL Type A) |  | standard | NO | [10 empty] | 2017-04-19 | Not Dimmable | Not Dimmable | NO |  | EEEEYB | [25 empty] | 4.4 | 1800 | 150 | 12 | 11 | 1 | 4500 | 80 |  |  |  | NO | NO | NO | 2018-05-02 | 4.3 |  | standard |  |  |  |  | 2018-11-02 | NO | NO | NO | [6 empty] | AC | [7 empty] | NO
P5WBMQRM | Envirotech Lighting |  | ENV-T08PNP-PNP12W-4K | Linear Replacement Lamp | T8 Four-Foot | Replacement Lamps (plug and play) (UL Type A) |  | standard | YES |  | 2016.2 | 139.76 | 14.43 | 11.04 | 0.9604 | 3885 | 84.6 | 5 | 50000 | 2017-04-19 | Not Dimmable | Not Dimmable | NO |  | EEEEYB | [15 empty] | 88.1 |  | 1.26 | 1.42 | [6 empty] | 4.4 | 1800 | 150 | 12 | 11 | 1 | 4000 | 80 |  |  |  | NO | NO | NO | 2018-05-02 | 4.3 |  | standard |  |  |  |  | 2018-11-02 | NO | NO | NO | [6 empty] | AC | [7 empty] | NO
PLZVTIRQG9NP | Espen Technology | Espen | L48T8/840/10G-EB | Linear Replacement Lamp | T8 Four-Foot | Replacement Lamps (plug and play) (UL Type A) |  | standard | NO | [10 empty] | 2017-09-25 | Not Dimmable | Not Dimmable | NO |  | ZAZZGL | [25 empty] | 4.4 | 1650 | 127 | 13 | 8 | 0.9 | 4000 | 80 |  |  |  | NO | NO | NO | [8 empty] | 2018-11-02 | NO | NO | NO | [6 empty] | AC | [7 empty] | NO
PL80UNJ32DTT | Espen Technology | Espen | L48T8/835/14G-EB | Linear Replacement Lamp | T8 Four-Foot | Replacement Lamps (plug and play) (UL Type A) |  | standard | NO | [10 empty] | 2017-09-25 | Not Dimmable | Not Dimmable | NO |  | ZAZZGM | [25 empty] | 4.4 | 2100 | 131 | 16 | 8 | 0.9 | 3500 | 80 |  |  |  | NO | NO | NO | [8 empty] | 2018-11-02 | NO | NO | NO | [6 empty] | AC | [7 empty] | NO
PLRTE6GRVX6I | Espen Technology | Espen | L48T8/850/10G-EB | Linear Replacement Lamp | T8 Four-Foot | Replacement Lamps (plug and play) (UL Type A) |  | standard | NO | [10 empty] | 2017-09-25 | Not Dimmable | Not Dimmable | NO |  | ZAZZGL | [25 empty] | 4.4 | 1650 | 127 | 13 | 8 | 0.9 | 5000 | 80 |  |  |  | NO | NO | NO | [8 empty] | 2018-11-02 | NO | NO | NO | [6 empty] | AC | [7 empty] | NO
PLHDSACY6LL3 | Espen Technology | Espen | L48T8/850/14G-EB | Linear Replacement Lamp | T8 Four-Foot | Replacement Lamps (plug and play) (UL Type A) |  | standard | NO | [10 empty] | 2017-09-25 | Not Dimmable | Not Dimmable | NO |  | ZAZZGM | [25 empty] | 4.4 | 2100 | 131 | 16 | 8 | 0.9 | 5000 | 80 |  |  |  | NO | NO | NO | [8 empty] | 2018-11-02 | NO | NO | NO | [6 empty] | AC | [7 empty] | NO
PLMOBUROYF74 | Espen Technology | Espen | L48T8/835/10G-EB | Linear Replacement Lamp | T8 Four-Foot | Replacement Lamps (plug and play) (UL Type A) |  | standard | NO | [10 empty] | 2017-09-25 | Not Dimmable | Not Dimmable | NO |  | ZAZZGL | [25 empty] | 4.4 | 1650 | 127 | 13 | 8 | 0.9 | 3500 | 80 |  |  |  | NO | NO | NO | [8 empty] | 2018-11-02 | NO | NO | NO | [6 empty] | AC | [7 empty] | NO
PLO5G02NLYMO | Espen Technology | Espen | L48T8/830/10G-EB | Linear Replacement Lamp | T8 Four-Foot | Replacement Lamps (plug and play) (UL Type A) |  | standard | YES |  | 1602 | 118.99 | 13.46 | 5.19 | 0.9502 | 2962 | 83.8 | 5 | 50000 | 2017-09-25 | Not Dimmable | Not Dimmable | NO |  | ZAZZGL | [15 empty] | 82.2 |  | 1.28 | 1.32 | [6 empty] | 4.4 | 1650 | 127 | 13 | 8 | 0.9 | 3000 | 80 |  |  |  | NO | NO | NO | [8 empty] | 2018-11-02 | NO | NO | NO | [6 empty] | AC | [7 empty] | NO
PLQVYZTKS8MO | Espen Technology | Espen | L48T8/830/14G-EB | Linear Replacement Lamp | T8 Four-Foot | Replacement Lamps (plug and play) (UL Type A) |  | standard | YES |  | 1979.2 | 122.96 | 16.1 | 4.68 | 0.9628 | 2955 | 83.7 | 5 | 50000 | 2017-09-25 | Not Dimmable | Not Dimmable | NO |  | ZAZZGM | [15 empty] | 82.5 |  | 1.28 | 1.32 | [6 empty] | 4.4 | 2100 | 131 | 16 | 8 | 0.9 | 3000 | 80 |  |  |  | NO | NO | NO | [8 empty] | 2018-11-02 | NO | NO | NO | [6 empty] | AC | [7 empty] | NO
PL53IPEUZNXK | Espen Technology | Espen | L48T8/840/14G-EB | Linear Replacement Lamp | T8 Four-Foot | Replacement Lamps (plug and play) (UL Type A) |  | standard | NO | [10 empty] | 2017-09-25 | Not Dimmable | Not Dimmable | NO |  | ZAZZGM | [25 empty] | 4.4 | 2100 | 131 | 16 | 8 | 0.9 | 4000 | 80 |  |  |  | NO | NO | NO | [8 empty] | 2018-11-02 | NO | NO | NO | [6 empty] | AC | [7 empty] | NO
P4048GOR | Espen Technology | Espen | L48T8/850/10P-EB | Linear Replacement Lamp | T8 Four-Foot | Replacement Lamps (plug and play) (UL Type A) |  | standard | NO | [10 empty] | 2017-08-01 | Not Dimmable | Not Dimmable | NO |  | MMMPMC | [25 empty] | 4.4 | 1726 | 123.55 | 13.97 | 6.51 | 1 | 5105 | 84.2 |  |  |  | NO | NO | NO | [8 empty] | 2018-11-02 | NO | NO | NO | [6 empty] | AC | [7 empty] | NO
PAUZEB1T | Espen Technology | Espen | L48T8/840/10P-EB | Linear Replacement Lamp | T8 Four-Foot | Replacement Lamps (plug and play) (UL Type A) |  | standard | NO | [10 empty] | 2017-08-01 | Not Dimmable | Not Dimmable | NO |  | MMMPMC | [25 empty] | 4.4 | 1806 | 130.3 | 13.86 | 6.48 | 1 | 3942 | 84.2 |  |  |  | NO | NO | NO | [8 empty] | 2018-11-02 | NO | NO | NO | [6 empty] | AC | [7 empty] | NO
P5DS2ZKY | Espen Technology | Espen | L48T8/830/10P-EB | Linear Replacement Lamp | T8 Four-Foot | Replacement Lamps (plug and play) (UL Type A) |  | standard | YES |  | 1695 | 133.57 | 12.69 | 14.75 | 0.9541 | 3044 | 82.7 | 5 | 50000 | 2017-08-01 | Not Dimmable | Not Dimmable | NO |  | MMMPMC | [15 empty] | 84.7 |  | 1.22 | 1.32 | [6 empty] | 4.4 | 1722 | 122.56 | 14.05 | 6.47 | 1 | 3038 | 82.9 |  |  |  | NO | NO | NO | [8 empty] | 2018-11-02 | NO | NO | NO | [6 empty] | AC | [7 empty] | NO
PVQ3IFM7 | Espen Technology | Espen | L48T8/835/10P-EB | Linear Replacement Lamp | T8 Four-Foot | Replacement Lamps (plug and play) (UL Type A) |  | standard | NO | [10 empty] | 2017-08-01 | Not Dimmable | Not Dimmable | NO |  | MMMPMC | [25 empty] | 4.4 | 1691 | 122.09 | 13.85 | 6.41 | 1 | 3401 | 82.6 |  |  |  | NO | NO | NO | [8 empty] | 2018-11-02 | NO | NO | NO | [6 empty] | AC | [7 empty] | NO
PLH7Z2P5ORKT | Emergence Technologies, LLC. | Emergence | ETA-T8-18-04-2450-DR-3500 | Linear Replacement Lamp | T8 Four-Foot | Replacement Lamps (plug and play) (UL Type A) |  | standard | NO | [10 empty] | 2018-10-11 | Not Dimmable | Not Dimmable | NO |  | XXXCQY | [25 empty] | 4.4 | 2450 | 120 | 21 | 20 | 0.9 | 3500 | 82 |  |  |  | NO | NO | NO | [8 empty] | 2018-11-02 | NO | NO | NO | [6 empty] | AC | [7 empty] | NO
PL2AKN895FPH | Emergence Technologies, LLC. | Emergence | ETA-T8-18-04-2600-DR-5000 | Linear Replacement Lamp | T8 Four-Foot | Replacement Lamps (plug and play) (UL Type A) |  | standard | NO | [10 empty] | 2018-10-11 | Not Dimmable | Not Dimmable | NO |  | XXXCQY | [25 empty] | 4.4 | 2600 | 125 | 21 | 20 | 0.9 | 5000 | 82 |  |  |  | NO | NO | NO | [8 empty] | 2018-11-02 | NO | NO | NO | [6 empty] | AC | [7 empty] | NO
PL76QIPVQSNQ | Emergence Technologies, LLC. | Emergence | ETA-T8-18-04-2600-DR-4000 | Linear Replacement Lamp | T8 Four-Foot | Replacement Lamps (plug and play) (UL Type A) |  | standard | NO | [10 empty] | 2018-10-11 | Not Dimmable | Not Dimmable | NO |  | XXXCQY | [25 empty] | 4.4 | 2600 | 125 | 21 | 20 | 0.9 | 4000 | 82 |  |  |  | NO | NO | NO | [8 empty] | 2018-11-02 | NO | NO | NO | [6 empty] | AC | [7 empty] | NO
PETR5AMS | Espen Technology | Espen | L48T8/850/12P-EB | Linear Replacement Lamp | T8 Four-Foot | Replacement Lamps (plug and play) (UL Type A) |  | standard | NO | [10 empty] | 2017-04-26 | Not Dimmable | Not Dimmable | NO |  | DDDJBY | [25 empty] | 4.4 | 1850 | 155 | 12 | 20 | 0.9 | 5000 | 80 |  |  |  | NO | NO | NO | 2018-05-02 | 4.3 |  | standard |  |  |  |  | 2018-11-02 | NO | NO | NO | [6 empty] | AC | [7 empty] | NO
PLDL5MP5AMCA | Emergence Technologies, LLC. | Emergence | ETA-T8-18-04-2450-DR-3000 | Linear Replacement Lamp | T8 Four-Foot | Replacement Lamps (plug and play) (UL Type A) |  | standard | YES |  | 2555 | 123.7 | 20.65 | 7.48 | 0.9861 | 3092 | 84.6 | 5 | 50000 | 2018-10-11 | Not Dimmable | Not Dimmable | NO |  | XXXCQY | [15 empty] | 82.9 |  | 1.28 | 1.38 | [6 empty] | 4.4 | 2450 | 120 | 21 | 20 | 0.9 | 3000 | 82 |  |  |  | NO | NO | NO | [8 empty] | 2018-11-02 | NO | NO | NO | [6 empty] | AC | [7 empty] | NO
PPPUY3V6 | Espen Technology | Espen | L48T8/850/14P-EB | Linear Replacement Lamp | T8 Four-Foot | Replacement Lamps (plug and play) (UL Type A) |  | standard | NO | [10 empty] | 2017-04-26 | Not Dimmable | Not Dimmable | NO |  | DDDJBZ | [25 empty] | 4.4 | 2150 | 155 | 14 | 20 | 0.9 | 5000 | 80 |  |  |  | NO | NO | NO | 2018-05-02 | 4.3 |  | standard |  |  |  |  | 2018-11-02 | NO | NO | NO | [6 empty] | AC | [7 empty] | NO
PRAVYD32 | Espen Technology | Espen | L48T8/850/17P-EB | Linear Replacement Lamp | T8 Four-Foot | Replacement Lamps (plug and play) (UL Type A) |  | standard | NO | [10 empty] | 2017-04-26 | Not Dimmable | Not Dimmable | NO |  | DDDJCA | [25 empty] | 4.4 | 2590 | 152 | 17 | 20 | 0.9 | 5000 | 80 |  |  |  | NO | NO | NO | 2018-05-02 | 4.3 |  | standard |  |  |  |  | 2018-11-02 | NO | NO | NO | [6 empty] | AC | [7 empty] | NO
PL6QZ0KCTN9G | Plusrite USA | NaturaLED | LED13T8/FR16/835/IF | Linear Replacement Lamp | T8 Four-Foot | Replacement Lamps (plug and play) (UL Type A) |  | standard | NO | [10 empty] | 2018-10-08 | Not Dimmable | Not Dimmable | NO |  | VVVXDV | [25 empty] | 4.4 | 1600 | 123 | 13 | 20 | 0.9 | 3500 | 82 |  |  |  | NO | NO | NO | [8 empty] | 2018-11-02 | NO | NO | NO | [6 empty] | AC | [7 empty] | NO
PLJKRU6E346T | Plusrite USA | NaturaLED | LED13T8/FR16/840/IF | Linear Replacement Lamp | T8 Four-Foot | Replacement Lamps (plug and play) (UL Type A) |  | standard | NO | [10 empty] | 2018-10-08 | Not Dimmable | Not Dimmable | NO |  | VVVXDV | [25 empty] | 4.4 | 1650 | 127 | 13 | 20 | 0.9 | 4000 | 82 |  |  |  | NO | NO | NO | [8 empty] | 2018-11-02 | NO | NO | NO | [6 empty] | AC | [7 empty] | NO
PLXGBM5YXO12 | Plusrite USA | NaturaLED | LED13T8/FR16/830/IF | Linear Replacement Lamp | T8 Four-Foot | Replacement Lamps (plug and play) (UL Type A) |  | standard | YES |  | 1643 | 126.3 | 13.02 | 15.72 | 0.9492 | 3060 | 83 | 5 | 50000 | 2018-10-08 | Not Dimmable | Not Dimmable | NO |  | VVVXDV | [15 empty] | 81.5 |  | 1.24 | 1.32 | [6 empty] | 4.4 | 1600 | 123 | 13 | 20 | 0.9 | 3000 | 82 |  |  |  | NO | NO | NO | [8 empty] | 2018-11-02 | NO | NO | NO | [6 empty] | AC | [7 empty] | NO
PLH7IMX6AI3J | Plusrite USA | NaturaLED | LED13T8/FR16/850/IF | Linear Replacement Lamp | T8 Four-Foot | Replacement Lamps (plug and play) (UL Type A) |  | standard | NO | [10 empty] | 2018-10-08 | Not Dimmable | Not Dimmable | NO |  | VVVXDV | [25 empty] | 4.4 | 1650 | 127 | 13 | 20 | 0.9 | 5000 | 82 |  |  |  | NO | NO | NO | [8 empty] | 2018-11-02 | NO | NO | NO | [6 empty] | AC | [7 empty] | NO
PL4BJAUG | ZHEJIANG HONGYAO LIGHTING ELECTRICAL CO.,LTD | ZHEJIANG HONGYAO LIGHTING ELECTRICAL CO.,LTD | HY-T8-15P4FT-A+B4500K | Linear Replacement Lamp | T8 Four-Foot | Dual Mode Internal Driver (UL Type A and Type B) |  | standard | NO | [10 empty] | 2018-10-03 | Not Dimmable | Not Dimmable | NO |  | WWWCBQ | [25 empty] | 4.4 | 2199 | 127.7 | 17.22 | 15 | 0.9 | 4500 | 80 |  |  |  | NO | NO | NO | [8 empty] | 2018-11-02 | NO | NO | NO | [6 empty] | AC | [7 empty] | NO
PP2ASBHN | ZHEJIANG HONGYAO LIGHTING ELECTRICAL CO.,LTD | ZHEJIANG HONGYAO LIGHTING ELECTRICAL CO.,LTD | HY-T8-15P4FT-A+B5000K | Linear Replacement Lamp | T8 Four-Foot | Dual Mode Internal Driver (UL Type A and Type B) |  | standard | NO | [10 empty] | 2018-10-03 | Not Dimmable | Not Dimmable | NO |  | WWWCBQ | [25 empty] | 4.4 | 2203.15 | 128.99 | 17.08 | 15 | 0.9 | 5000 | 80 |  |  |  | NO | NO | NO | [8 empty] | 2018-11-02 | NO | NO | NO | [6 empty] | AC | [7 empty] | NO
PBH1KJAX | ZHEJIANG HONGYAO LIGHTING ELECTRICAL CO.,LTD | ZHEJIANG HONGYAO LIGHTING ELECTRICAL CO.,LTD | HY-T8-15P4FT-A+B3500K | Linear Replacement Lamp | T8 Four-Foot | Dual Mode Internal Driver (UL Type A and Type B) |  | standard | YES |  | 2190.32 | 126.24 | 17.35 | 10.63 | 0.968 | 3511 | 81.3 | 5 | 50000 | 2018-10-03 | Not Dimmable | Not Dimmable | NO |  | WWWCBQ | [15 empty] | 89.4 |  | 1.18 | 1.56 | [6 empty] | 4.4 | 2190.32 | 126.24 | 17.35 | 15 | 0.9 | 3500 | 80 |  |  |  | NO | NO | NO | [8 empty] | 2018-11-02 | NO | NO | NO | [6 empty] | AC | [7 empty] | NO
P6X86RF1 | ZHEJIANG HONGYAO LIGHTING ELECTRICAL CO.,LTD | ZHEJIANG HONGYAO LIGHTING ELECTRICAL CO.,LTD | HY-T8-15P4FT-A+B4000K | Linear Replacement Lamp | T8 Four-Foot | Dual Mode Internal Driver (UL Type A and Type B) |  | standard | NO | [10 empty] | 2018-10-03 | Not Dimmable | Not Dimmable | NO |  | WWWCBQ | [25 empty] | 4.4 | 2195 | 127.47 | 17.22 | 15 | 0.9 | 4000 | 80 |  |  |  | NO | NO | NO | [8 empty] | 2018-11-02 | NO | NO | NO | [6 empty] | AC | [7 empty] | NO
PMQ2UFW2 | Longhorn Intelligent Tech Co., Ltd | Longhorn | LH-L8N1806Q03 | Linear Replacement Lamp | T8 Four-Foot | Replacement Lamps (plug and play) (UL Type A) |  | standard | YES |  | 2191 | 135.92 | 16.12 | 8.48 | 0.9692 | 3947 | 82.1 | 5 |  | 2018-10-02 | Dimmable | Continuous Above 10 | NO |  | IIIMNX | [15 empty] | 87.4 |  | 1.22 | 1.46 | [6 empty] | 4.4 | 2200 | 141.94 | 15.5 | 20 | 0.9 | 4000 | 80 |  |  |  | NO | NO | NO | [8 empty] | 2018-11-02 | NO | NO | NO | [6 empty] | AC | [7 empty] | NO
PJ3F1QDV | Longhorn Intelligent Tech Co., Ltd | Longhorn | LH-L8R1806Q03 | Linear Replacement Lamp | T8 Four-Foot | Replacement Lamps (plug and play) (UL Type A) |  | standard | NO | [10 empty] | 2018-10-02 | Dimmable | Continuous Above 10 | NO |  | IIIMNX | [25 empty] | 4.4 | 2200 | 141.94 | 15.5 | 20 | 0.9 | 5000 | 80 |  |  |  | NO | NO | NO | [8 empty] | 2018-11-02 | NO | NO | NO | [6 empty] | AC | [7 empty] | NO
PLUKQ405ZAH0 | Ascent Battery Supply,LLC | WERKER | LED12478B | Linear Replacement Lamp | T8 Four-Foot | Replacement Lamps (plug and play) (UL Type A) |  | standard | YES |  | 1903 | 130.1 | 14.63 | 13.63 | 0.9578 | 3486 | 81.9 | 5 | 50000 | 2018-09-25 | Not Dimmable | Not Dimmable | NO |  | HAHIWG | [15 empty] | 81.4 |  | 1.26 | 1.32 | [6 empty] | 4.4 | 1800 | 128 | 14 | 20 | 0.9 | 3500 | 80 |  |  |  | NO | NO | NO | [8 empty] | 2018-11-02 | NO | NO | NO | [6 empty] | AC | [7 empty] | NO
PL43YB52CEXQ | Ascent Battery Supply,LLC | WERKER | LED11663C | Linear Replacement Lamp | T8 Four-Foot | Replacement Lamps (plug and play) (UL Type A) |  | standard | NO | [10 empty] | 2018-09-25 | Not Dimmable | Not Dimmable | NO |  | HAHIWG | [25 empty] | 4.4 | 1800 | 128 | 14 | 20 | 0.9 | 5000 | 80 |  |  |  | NO | NO | NO | [8 empty] | 2018-11-02 | NO | NO | NO | [6 empty] | AC | [7 empty] | NO
PLA4OWWLFZJX | Ascent Battery Supply,LLC | WERKER | LED11662C | Linear Replacement Lamp | T8 Four-Foot | Replacement Lamps (plug and play) (UL Type A) |  | standard | NO | [10 empty] | 2018-09-25 | Not Dimmable | Not Dimmable | NO |  | HAHIWG | [25 empty] | 4.4 | 1800 | 128 | 14 | 20 | 0.9 | 4000 | 80 |  |  |  | NO | NO | NO | [8 empty] | 2018-11-02 | NO | NO | NO | [6 empty] | AC | [7 empty] | NO
PNAFW8PJ | Elec-Tech International Co., Ltd | ETI | 542172##-B(##=41-50) | Linear Replacement Lamp | T8 Four-Foot | Replacement Lamps (plug and play) (UL Type A) |  | standard | YES |  | 2089.7 | 140.34 | 14.89 | 8.59 | 0.9648 | 4179 | 81.2 | 5 |  | 2018-09-25 | Not Dimmable | Not Dimmable | NO |  | NNNOBV | [15 empty] | 77.1 |  | 1.26 | 1.26 | [6 empty] | 4.4 | 2100 | 140 | 15 | 15 | 0.9 | 4000 | 80 |  |  |  | NO | NO | NO | [8 empty] | 2018-11-02 | NO | NO | NO | [6 empty] | AC | [7 empty] | NO
PS066Y56 | Zhenjiang Qiangling Electronic Co.,Ltd. | ZQL | T8041440E | Linear Replacement Lamp | T8 Four-Foot | Dual Mode Internal Driver (UL Type A and Type B) |  | standard | NO | [10 empty] | 2018-09-21 | Not Dimmable | Not Dimmable | NO |  | NANPJU | [25 empty] | 4.4 | 1800 | 120 | 15 | 12 | 0.9 | 4000 | 80 |  |  |  | NO | NO | NO | [8 empty] | 2018-11-02 | NO | NO | NO | [6 empty] | AC | [7 empty] | NO
P4GVP1KP | Zhenjiang Qiangling Electronic Co.,Ltd. | ZQL | T8041435E | Linear Replacement Lamp | T8 Four-Foot | Dual Mode Internal Driver (UL Type A and Type B) |  | standard | YES |  | 1815.9 | 119.39 | 15.21 | 12.51 | 0.9612 | 3409 | 82.2 | 5 | 50000 | 2018-09-21 | Not Dimmable | Not Dimmable | NO |  | NANPJU | [15 empty] | 84.9 |  | 1.24 | 1.34 | [6 empty] | 4.4 | 1800 | 120 | 15 | 12 | 0.9 | 3500 | 80 |  |  |  | NO | NO | NO | [8 empty] | 2018-11-02 | NO | NO | NO | [6 empty] | AC | [7 empty] | NO
PBO2KL24 | ARKSMART INC | ARKSMART | ARK/UE/9K (3500K) | Linear Replacement Lamp | T8 Four-Foot | Dual Mode Internal Driver (UL Type A and Type B) |  | standard | NO | [10 empty] | 2018-09-21 | Not Dimmable | Not Dimmable | NO |  | PPPSNC | [25 empty] | 4.4 | 1670 | 144.59 | 11.55 | 17.51 | 0.9391 | 3500 | 81.8 |  |  |  | NO | NO | NO | [8 empty] | 2018-11-02 | NO | NO | NO | [6 empty] | AC | [7 empty] | NO
PTGIASNF | ARKSMART INC | ARKSMART | ARK/UE/9K (5000K) | Linear Replacement Lamp | T8 Four-Foot | Dual Mode Internal Driver (UL Type A and Type B) |  | standard | NO | [10 empty] | 2018-09-21 | Not Dimmable | Not Dimmable | NO |  | PPPSNC | [25 empty] | 4.4 | 1812.7 | 153.1 | 11.84 | 17.51 | 0.9391 | 5000 | 81.4 |  |  |  | NO | NO | NO | [8 empty] | 2018-11-02 | NO | NO | NO | [6 empty] | AC | [7 empty] | NO
PQQ8ZLYV | ARKSMART INC | ARKSMART | ARK/UE/9K (4000K) | Linear Replacement Lamp | T8 Four-Foot | Dual Mode Internal Driver (UL Type A and Type B) |  | standard | NO | [10 empty] | 2018-09-21 | Not Dimmable | Not Dimmable | NO |  | PPPSNC | [25 empty] | 4.4 | 1670 | 144.59 | 11.55 | 17.51 | 0.9391 | 4000 | 81.8 |  |  |  | NO | NO | NO | [8 empty] | 2018-11-02 | NO | NO | NO | [6 empty] | AC | [7 empty] | NO
P6RMAXUI | Zhenjiang Qiangling Electronic Co.,Ltd. | ZQL | T8041450E | Linear Replacement Lamp | T8 Four-Foot | Dual Mode Internal Driver (UL Type A and Type B) |  | standard | NO | [10 empty] | 2018-09-21 | Not Dimmable | Not Dimmable | NO |  | NANPJU | [25 empty] | 4.4 | 1800 | 120 | 15 | 12 | 0.9 | 5000 | 80 |  |  |  | NO | NO | NO | [8 empty] | 2018-11-02 | NO | NO | NO | [6 empty] | AC | [7 empty] | NO
PKK014D7 | ARKSMART INC | ARKSMART | ARK/UE/9K (4500K) | Linear Replacement Lamp | T8 Four-Foot | Dual Mode Internal Driver (UL Type A and Type B) |  | standard | NO | [10 empty] | 2018-09-21 | Not Dimmable | Not Dimmable | NO |  | PPPSNC | [25 empty] | 4.4 | 1670 | 144.59 | 11.55 | 17.51 | 0.9391 | 4500 | 81.8 |  |  |  | NO | NO | NO | [8 empty] | 2018-11-02 | NO | NO | NO | [6 empty] | AC | [7 empty] | NO
PKZT306Y | ARKSMART INC | ARKSMART | ARK/UE/9K (3000K) | Linear Replacement Lamp | T8 Four-Foot | Dual Mode Internal Driver (UL Type A and Type B) |  | standard | YES |  | 1670 | 144.59 | 11.55 | 23.75 | 0.902 | 2968 | 81.8 | 5 | 50000 | 2018-09-21 | Not Dimmable | Not Dimmable | NO |  | PPPSNC | [15 empty] | 78.6 |  | 1.14 | 1.26 | [6 empty] | 4.4 | 1670 | 144.59 | 11.55 | 17.51 | 0.9391 | 3000 | 81.8 |  |  |  | NO | NO | NO | [8 empty] | 2018-11-02 | NO | NO | NO | [6 empty] | AC | [7 empty] | NO
PLL13R3CWNTF | EarthTronics Inc. | EarthTronics | LT817835A | Linear Replacement Lamp | T8 Four-Foot | Replacement Lamps (plug and play) (UL Type A) |  | standard | YES |  | 2275 | 130.9 | 17.39 | 10.14 | 0.9691 | 3515 | 81.9 | 5 | 50000 | 2018-09-20 | Not Dimmable | Not Dimmable | NO |  | NANPJR | [15 empty] | 81.4 |  | 1.26 | 1.3 | [6 empty] | 4.4 | 2200 | 129 | 17 | 20 | 0.9 | 3500 | 80 |  |  |  | NO | NO | NO | [8 empty] | 2018-11-02 | NO | NO | NO | [6 empty] | AC | [7 empty] | NO
PLKFH2TC1QL4 | EarthTronics Inc. | EarthTronics | LT817840A | Linear Replacement Lamp | T8 Four-Foot | Replacement Lamps (plug and play) (UL Type A) |  | standard | NO | [10 empty] | 2018-09-20 | Not Dimmable | Not Dimmable | NO |  | NANPJR | [25 empty] | 4.4 | 2200 | 129 | 17 | 20 | 0.9 | 4000 | 80 |  |  |  | NO | NO | NO | [8 empty] | 2018-11-02 | NO | NO | NO | [6 empty] | AC | [7 empty] | NO
PLUGSJUWHBIW | EarthTronics Inc. | EarthTronics | LT817850A | Linear Replacement Lamp | T8 Four-Foot | Replacement Lamps (plug and play) (UL Type A) |  | standard | NO | [10 empty] | 2018-09-20 | Not Dimmable | Not Dimmable | NO |  | NANPJR | [25 empty] | 4.4 | 2200 | 129 | 17 | 20 | 0.9 | 5000 | 80 |  |  |  | NO | NO | NO | [8 empty] | 2018-11-02 | NO | NO | NO | [6 empty] | AC | [7 empty] | NO
PLC8STPL8Q2O | Conglom Inc | Luminus | PLT034T2 | Linear Replacement Lamp | T8 Four-Foot | Replacement Lamps (plug and play) (UL Type A) |  | standard | YES |  | 2245 | 134.8 | 16.65 | 10.99 | 0.9663 | 3973 | 82 | 5 | 50000 | 2018-09-20 | Not Dimmable | Not Dimmable | NO |  | HAHIVX | [15 empty] | 82 |  | 1.24 | 1.28 | [6 empty] | 4.4 | 2200 | 129 | 17 | 20 | 0.9 | 4000 | 80 |  |  |  | NO | NO | NO | [8 empty] | 2018-11-02 | NO | NO | NO | [6 empty] | AC | [7 empty] | NO
PCQT3K5I | ARKSMART INC | ARKSMART | ARK/UA/9K (5000K) | Linear Replacement Lamp | T8 Four-Foot | Replacement Lamps (plug and play) (UL Type A) |  | standard | NO | [10 empty] | 2018-09-19 | Not Dimmable | Not Dimmable | NO |  | PPPSMX | [25 empty] | 4.4 | 1799.4 | 154.19 | 11.67 | 17.36 | 0.9392 | 5000 | 81.3 |  |  |  | NO | NO | NO | [8 empty] | 2018-11-02 | NO | NO | NO | [6 empty] | AC | [7 empty] | NO
PNLDC7DX | ARKSMART INC | ARKSMART | ARK/UA/9K (4000K) | Linear Replacement Lamp | T8 Four-Foot | Replacement Lamps (plug and play) (UL Type A) |  | standard | NO | [10 empty] | 2018-09-19 | Not Dimmable | Not Dimmable | NO |  | PPPSMX | [25 empty] | 4.4 | 1688.6 | 146.33 | 11.54 | 17.36 | 0.9392 | 4000 | 81.8 |  |  |  | NO | NO | NO | [8 empty] | 2018-11-02 | NO | NO | NO | [6 empty] | AC | [7 empty] | NO
PX40RKER | ARKSMART INC | ARKSMART | ARK/UA/9K (3000K) | Linear Replacement Lamp | T8 Four-Foot | Replacement Lamps (plug and play) (UL Type A) |  | standard | YES |  | 1688.6 | 146.33 | 11.54 | 17.36 | 0.9392 | 2970 | 81.8 | 5 | 50000 | 2018-09-19 | Not Dimmable | Not Dimmable | NO |  | PPPSMX | [15 empty] | 78.9 |  | 1.16 | 1.24 | [6 empty] | 4.4 | 1688.6 | 146.33 | 11.54 | 17.36 | 0.9392 | 3000 | 81.8 |  |  |  | NO | NO | NO | [8 empty] | 2018-11-02 | NO | NO | NO | [6 empty] | AC | [7 empty] | NO
PCH34LXV | ARKSMART INC | ARKSMART | ARK/UA/9K (3500K) | Linear Replacement Lamp | T8 Four-Foot | Replacement Lamps (plug and play) (UL Type A) |  | standard | NO | [10 empty] | 2018-09-19 | Not Dimmable | Not Dimmable | NO |  | PPPSMX | [25 empty] | 4.4 | 1688.6 | 146.33 | 11.54 | 17.36 | 0.9392 | 3500 | 81.8 |  |  |  | NO | NO | NO | [8 empty] | 2018-11-02 | NO | NO | NO | [6 empty] | AC | [7 empty] | NO
PWJTD1FV | ARKSMART INC | ARKSMART | ARK/UA/9K (4500K) | Linear Replacement Lamp | T8 Four-Foot | Replacement Lamps (plug and play) (UL Type A) |  | standard | NO | [10 empty] | 2018-09-19 | Not Dimmable | Not Dimmable | NO |  | PPPSMX | [25 empty] | 4.4 | 1688.6 | 146.33 | 11.54 | 17.36 | 0.9392 | 4500 | 81.8 |  |  |  | NO | NO | NO | [8 empty] | 2018-11-02 | NO | NO | NO | [6 empty] | AC | [7 empty] | NO
PAQPB0IG | EDI ELECTRONICS LIMITED | EDI | EDI-APT8-4F15-AB(3500K) | Linear Replacement Lamp | T8 Four-Foot | Dual Mode Internal Driver (UL Type A and Type B) |  | standard | NO | [10 empty] | 2018-09-18 | Not Dimmable | Not Dimmable | NO |  | CCCGAR | [25 empty] | 4.4 | 2041.88 | 134.6 | 15.17 | 14.8 | 0.902 | 3500 | 81.5 |  |  |  | NO | NO | NO | [8 empty] | 2018-11-02 | NO | NO | NO | [6 empty] | AC | [7 empty] | NO
PZ6ZMBL1 | EDI ELECTRONICS LIMITED | EDI | EDI-APT8-4F15-AB(5000K) | Linear Replacement Lamp | T8 Four-Foot | Dual Mode Internal Driver (UL Type A and Type B) |  | standard | NO | [10 empty] | 2018-09-18 | Not Dimmable | Not Dimmable | NO |  | CCCGAR | [25 empty] | 4.4 | 2162.86 | 142.2 | 15.21 | 14.8 | 0.902 | 4973 | 81.6 |  |  |  | NO | NO | NO | [8 empty] | 2018-11-02 | NO | NO | NO | [6 empty] | AC | [7 empty] | NO
PZG6SGTF | EDI ELECTRONICS LIMITED | EDI | EDI-APT8-4F15-AB(4000K) | Linear Replacement Lamp | T8 Four-Foot | Dual Mode Internal Driver (UL Type A and Type B) |  | standard | NO | [10 empty] | 2018-09-18 | Not Dimmable | Not Dimmable | NO |  | CCCGAR | [25 empty] | 4.4 | 2129.75 | 140.3 | 15.18 | 14.8 | 0.902 | 3920 | 82.3 |  |  |  | NO | NO | NO | [8 empty] | 2018-11-02 | NO | NO | NO | [6 empty] | AC | [7 empty] | NO
PZ1JTRXW | EDI ELECTRONICS LIMITED | EDI | EDI-APT8-4F15-AB(4500K) | Linear Replacement Lamp | T8 Four-Foot | Dual Mode Internal Driver (UL Type A and Type B) |  | standard | NO | [10 empty] | 2018-09-18 | Not Dimmable | Not Dimmable | NO |  | CCCGAR | [25 empty] | 4.4 | 2129.75 | 140.3 | 15.18 | 14.8 | 0.902 | 4500 | 82.3 |  |  |  | NO | NO | NO | [8 empty] | 2018-11-02 | NO | NO | NO | [6 empty] | AC | [7 empty] | NO
PACASTWU | Espen Technology | Espen | L48T8/830/12P-EB | Linear Replacement Lamp | T8 Four-Foot | Replacement Lamps (plug and play) (UL Type A) |  | standard | YES |  | 1798 | 130.2 | 13.81 | 8.82 | 0.971 | 3046 | 82.7 | 5 | 50000 | 2017-04-26 | Not Dimmable | Not Dimmable | NO |  | DDDJBY | [15 empty] | 85.1 |  | 1.3 | 1.18 | [6 empty] | 4.4 | 1850 | 155 | 12 | 20 | 0.9 | 3000 | 80 |  |  |  | NO | NO | NO | 2018-05-02 | 4.3 |  | standard |  |  |  |  | 2018-11-02 | NO | NO | NO | [6 empty] | AC | [7 empty] | NO
PRN26OX4 | EDI ELECTRONICS LIMITED | EDI | EDI-APT8-4F15-AB(3000K) | Linear Replacement Lamp | T8 Four-Foot | Dual Mode Internal Driver (UL Type A and Type B) |  | standard | YES |  | 2041.88 | 134.6 | 15.17 | 15.17 | 0.902 | 2978 | 81.5 | 5 | 50000 | 2018-09-18 | Not Dimmable | Not Dimmable | NO |  | CCCGAR | [15 empty] | 79.8 |  | 1.16 | 1.22 | [6 empty] | 4.4 | 2041.88 | 134.6 | 15.17 | 14.8 | 0.902 | 2978 | 81.5 |  |  |  | NO | NO | NO | [8 empty] | 2018-11-02 | NO | NO | NO | [6 empty] | AC | [7 empty] | NO
PUUXSKCV | Espen Technology | Espen | L48T8/830/17P-EB | Linear Replacement Lamp | T8 Four-Foot | Replacement Lamps (plug and play) (UL Type A) |  | standard | YES |  | 2419 | 134.02 | 18.05 | 8.939 | 0.972 | 3060 | 82.8 | 5 | 50000 | 2017-04-26 | Not Dimmable | Not Dimmable | NO |  | DDDJCA | [15 empty] | 84.8 |  | 1.24 | 1.18 | [6 empty] | 4.4 | 2590 | 152 | 17 | 20 | 0.9 | 3000 | 80 |  |  |  | NO | NO | NO | 2018-05-02 | 4.3 |  | standard |  |  |  |  | 2018-11-02 | NO | NO | NO | [6 empty] | AC | [7 empty] | NO
PL39LQNSO1U6 | Etherium lighting.LLC | Etherium Lighting | ETH-T8-4F-18(4500K) | Linear Replacement Lamp | T8 Four-Foot | Dual Mode Internal Driver (UL Type A and Type B) |  | standard | NO | [10 empty] | 2018-09-12 | Not Dimmable | Not Dimmable | NO |  | HAHIVD | [25 empty] | 4.4 | 2790 | 155 | 18 | 15 | 0.9 | 4500 | 80 |  |  |  | NO | NO | NO | [8 empty] | 2018-11-02 | NO | NO | NO | [6 empty] | AC | [7 empty] | NO
PLLIG08LRRNQ | Etherium lighting.LLC | Etherium Lighting | ETH-T8-4F-12(3500K) | Linear Replacement Lamp | T8 Four-Foot | Dual Mode Internal Driver (UL Type A and Type B) |  | standard | NO | [10 empty] | 2018-09-12 | Not Dimmable | Not Dimmable | NO |  | HAHIVB | [25 empty] | 4.4 | 1860 | 155 | 12 | 15 | 0.9 | 3500 | 80 |  |  |  | NO | NO | NO | [8 empty] | 2018-11-02 | NO | NO | NO | [6 empty] | AC | [7 empty] | NO
PLVH8IOK8LEB | Etherium lighting.LLC | Etherium Lighting | ETH-T8-4F-15(4000K) | Linear Replacement Lamp | T8 Four-Foot | Dual Mode Internal Driver (UL Type A and Type B) |  | standard | NO | [10 empty] | 2018-09-12 | Not Dimmable | Not Dimmable | NO |  | HAHIVC | [25 empty] | 4.4 | 2325 | 155 | 15 | 15 | 0.9 | 4000 | 80 |  |  |  | NO | NO | NO | [8 empty] | 2018-11-02 | NO | NO | NO | [6 empty] | AC | [7 empty] | NO
P09ZNHPN | EDI ELECTRONICS LIMITED | EDI | EDI-APT8-4F16-AB(5000K) | Linear Replacement Lamp | T8 Four-Foot | Dual Mode Internal Driver (UL Type A and Type B) |  | standard | NO | [10 empty] | 2018-09-12 | Not Dimmable | Not Dimmable | NO |  | HHHCZE | [25 empty] | 4.4 | 2673.93 | 147 | 18.13 | 13.6 | 0.917 | 5094 | 82.3 |  |  |  | NO | NO | NO | [8 empty] | 2018-11-02 | NO | NO | NO | [6 empty] | AC | [7 empty] | NO
PBGPSUY1 | EDI ELECTRONICS LIMITED | EDI | EDI-APT8-4F14-AB(4000K) | Linear Replacement Lamp | T8 Four-Foot | Dual Mode Internal Driver (UL Type A and Type B) |  | standard | NO | [10 empty] | 2018-09-12 | Not Dimmable | Not Dimmable | NO |  | HHHCZF | [25 empty] | 4.4 | 2031.94 | 143.6 | 14.15 | 12.1 | 0.911 | 3915 | 82.4 |  |  |  | NO | NO | NO | [8 empty] | 2018-11-02 | NO | NO | NO | [6 empty] | AC | [7 empty] | NO
PVU5QL55 | EDI ELECTRONICS LIMITED | EDI | EDI-APT8-4F14-AB(3500K) | Linear Replacement Lamp | T8 Four-Foot | Dual Mode Internal Driver (UL Type A and Type B) |  | standard | NO | [10 empty] | 2018-09-12 | Not Dimmable | Not Dimmable | NO |  | HHHCZF | [25 empty] | 4.4 | 1916.14 | 135.8 | 14.11 | 12.1 | 0.911 | 3500 | 82.6 |  |  |  | NO | NO | NO | [8 empty] | 2018-11-02 | NO | NO | NO | [6 empty] | AC | [7 empty] | NO
PL3BDTSKY531 | Etherium lighting.LLC | Etherium Lighting | ETH-T8-4F-12(4000K) | Linear Replacement Lamp | T8 Four-Foot | Dual Mode Internal Driver (UL Type A and Type B) |  | standard | NO | [10 empty] | 2018-09-12 | Not Dimmable | Not Dimmable | NO |  | HAHIVB | [25 empty] | 4.4 | 1860 | 155 | 12 | 15 | 0.9 | 4000 | 80 |  |  |  | NO | NO | NO | [8 empty] | 2018-11-02 | NO | NO | NO | [6 empty] | AC | [7 empty] | NO
PLV8M51WQ6YS | Etherium lighting.LLC | Etherium Lighting | ETH-T8-4F-18(5000K) | Linear Replacement Lamp | T8 Four-Foot | Dual Mode Internal Driver (UL Type A and Type B) |  | standard | NO | [10 empty] | 2018-09-12 | Not Dimmable | Not Dimmable | NO |  | HAHIVD | [25 empty] | 4.4 | 2790 | 155 | 18 | 15 | 0.9 | 5000 | 80 |  |  |  | NO | NO | NO | [8 empty] | 2018-11-02 | NO | NO | NO | [6 empty] | AC | [7 empty] | NO
PLZPFE7FUFIZ | Etherium lighting.LLC | Etherium Lighting | ETH-T8-4F-15(3000K) | Linear Replacement Lamp | T8 Four-Foot | Dual Mode Internal Driver (UL Type A and Type B) |  | standard | YES |  | 2322.6 | 150.72 | 15.41 | 14.06 | 0.918 | 2988 | 81.9 | 5 | 50000 | 2018-09-12 | Not Dimmable | Not Dimmable | NO |  | HAHIVC | [15 empty] | 88.5 |  | 1.18 | 1.28 | [6 empty] | 4.4 | 2325 | 155 | 15 | 15 | 0.9 | 3000 | 80 |  |  |  | NO | NO | NO | [8 empty] | 2018-11-02 | NO | NO | NO | [6 empty] | AC | [7 empty] | NO
PWI888UW | EDI ELECTRONICS LIMITED | EDI | EDI-APT8-4F16-AB(3500K) | Linear Replacement Lamp | T8 Four-Foot | Dual Mode Internal Driver (UL Type A and Type B) |  | standard | NO | [10 empty] | 2018-09-12 | Not Dimmable | Not Dimmable | NO |  | HHHCZE | [25 empty] | 4.4 | 2452.98 | 135.3 | 18.13 | 13.6 | 0.917 | 3500 | 82.6 |  |  |  | NO | NO | NO | [8 empty] | 2018-11-02 | NO | NO | NO | [6 empty] | AC | [7 empty] | NO
PLVEM7J30ZWH | Etherium lighting.LLC | Etherium Lighting | ETH-T8-4F-15(3500K) | Linear Replacement Lamp | T8 Four-Foot | Dual Mode Internal Driver (UL Type A and Type B) |  | standard | NO | [10 empty] | 2018-09-12 | Not Dimmable | Not Dimmable | NO |  | HAHIVC | [25 empty] | 4.4 | 2325 | 155 | 15 | 15 | 0.9 | 3500 | 80 |  |  |  | NO | NO | NO | [8 empty] | 2018-11-02 | NO | NO | NO | [6 empty] | AC | [7 empty] | NO
PLIEBQ50 | EDI ELECTRONICS LIMITED | EDI | EDI-APT8-4F16-AB(3000K) | Linear Replacement Lamp | T8 Four-Foot | Dual Mode Internal Driver (UL Type A and Type B) |  | standard | YES |  | 2452.98 | 135.3 | 18.13 | 13.6 | 0.917 | 3073 | 82.6 | 5 | 50000 | 2018-09-12 | Not Dimmable | Not Dimmable | NO |  | HHHCZE | [15 empty] | 80 |  | 1.14 | 1.2 | [6 empty] | 4.4 | 2452.98 | 135.3 | 18.13 | 13.6 | 0.917 | 3073 | 82.6 |  |  |  | NO | NO | NO | [8 empty] | 2018-11-02 | NO | NO | NO | [6 empty] | AC | [7 empty] | NO
P7QQ613G | EDI ELECTRONICS LIMITED | EDI | EDI-APT8-4F14-AB(4500K) | Linear Replacement Lamp | T8 Four-Foot | Dual Mode Internal Driver (UL Type A and Type B) |  | standard | NO | [10 empty] | 2018-09-12 | Not Dimmable | Not Dimmable | NO |  | HHHCZF | [25 empty] | 4.4 | 2031.94 | 143.6 | 14.15 | 12.1 | 0.911 | 4500 | 82.4 |  |  |  | NO | NO | NO | [8 empty] | 2018-11-02 | NO | NO | NO | [6 empty] | AC | [7 empty] | NO
PG5SUVTY | EDI ELECTRONICS LIMITED | EDI | EDI-APT8-4F14-AB(5000K) | Linear Replacement Lamp | T8 Four-Foot | Dual Mode Internal Driver (UL Type A and Type B) |  | standard | NO | [10 empty] | 2018-09-12 | Not Dimmable | Not Dimmable | NO |  | HHHCZF | [25 empty] | 4.4 | 2085.65 | 147.5 | 14.14 | 12.1 | 0.911 | 5098 | 83.1 |  |  |  | NO | NO | NO | [8 empty] | 2018-11-02 | NO | NO | NO | [6 empty] | AC | [7 empty] | NO
PLLZ6CQG4G3H | Etherium lighting.LLC | Etherium Lighting | ETH-T8-4F-12(4500K) | Linear Replacement Lamp | T8 Four-Foot | Dual Mode Internal Driver (UL Type A and Type B) |  | standard | NO | [10 empty] | 2018-09-12 | Not Dimmable | Not Dimmable | NO |  | HAHIVB | [25 empty] | 4.4 | 1860 | 155 | 12 | 15 | 0.9 | 4500 | 80 |  |  |  | NO | NO | NO | [8 empty] | 2018-11-02 | NO | NO | NO | [6 empty] | AC | [7 empty] | NO
PL5QUNITURBR | Etherium lighting.LLC | Etherium Lighting | ETH-T8-4F-12(5000K) | Linear Replacement Lamp | T8 Four-Foot | Dual Mode Internal Driver (UL Type A and Type B) |  | standard | NO | [10 empty] | 2018-09-12 | Not Dimmable | Not Dimmable | NO |  | HAHIVB | [25 empty] | 4.4 | 1860 | 155 | 12 | 15 | 0.9 | 5000 | 80 |  |  |  | NO | NO | NO | [8 empty] | 2018-11-02 | NO | NO | NO | [6 empty] | AC | [7 empty] | NO
PLFV3XA2Z8PK | Etherium lighting.LLC | Etherium Lighting | ETH-T8-4F-15(4500K) | Linear Replacement Lamp | T8 Four-Foot | Dual Mode Internal Driver (UL Type A and Type B) |  | standard | NO | [10 empty] | 2018-09-12 | Not Dimmable | Not Dimmable | NO |  | HAHIVC | [25 empty] | 4.4 | 2325 | 155 | 15 | 15 | 0.9 | 4500 | 80 |  |  |  | NO | NO | NO | [8 empty] | 2018-11-02 | NO | NO | NO | [6 empty] | AC | [7 empty] | NO
PL3J05ONJ09S | Etherium lighting.LLC | Etherium Lighting | ETH-T8-4F-15(5000K) | Linear Replacement Lamp | T8 Four-Foot | Dual Mode Internal Driver (UL Type A and Type B) |  | standard | NO | [10 empty] | 2018-09-12 | Not Dimmable | Not Dimmable | NO |  | HAHIVC | [25 empty] | 4.4 | 2325 | 155 | 15 | 15 | 0.9 | 5000 | 80 |  |  |  | NO | NO | NO | [8 empty] | 2018-11-02 | NO | NO | NO | [6 empty] | AC | [7 empty] | NO
PLKNP1RDXLUZ | Etherium lighting.LLC | Etherium Lighting | ETH-T8-4F-18(3500K) | Linear Replacement Lamp | T8 Four-Foot | Dual Mode Internal Driver (UL Type A and Type B) |  | standard | NO | [10 empty] | 2018-09-12 | Not Dimmable | Not Dimmable | NO |  | HAHIVD | [25 empty] | 4.4 | 2790 | 155 | 18 | 15 | 0.9 | 3500 | 80 |  |  |  | NO | NO | NO | [8 empty] | 2018-11-02 | NO | NO | NO | [6 empty] | AC | [7 empty] | NO
PLNJD3VCR2XH | Etherium lighting.LLC | Etherium Lighting | ETH-T8-4F-18(4000K) | Linear Replacement Lamp | T8 Four-Foot | Dual Mode Internal Driver (UL Type A and Type B) |  | standard | NO | [10 empty] | 2018-09-12 | Not Dimmable | Not Dimmable | NO |  | HAHIVD | [25 empty] | 4.4 | 2790 | 155 | 18 | 15 | 0.9 | 4000 | 80 |  |  |  | NO | NO | NO | [8 empty] | 2018-11-02 | NO | NO | NO | [6 empty] | AC | [7 empty] | NO
PLCNGP4K4WE1 | Etherium lighting.LLC | Etherium Lighting | ETH-T8-4F-18(3000K) | Linear Replacement Lamp | T8 Four-Foot | Dual Mode Internal Driver (UL Type A and Type B) |  | standard | YES |  | 2774.6 | 150.96 | 18.38 | 14.24 | 0.912 | 2952 | 81.9 | 5 | 50000 | 2018-09-12 | Not Dimmable | Not Dimmable | NO |  | HAHIVD | [15 empty] | 88.5 |  | 1.18 | 1.26 | [6 empty] | 4.4 | 2790 | 155 | 18 | 15 | 0.9 | 3000 | 80 |  |  |  | NO | NO | NO | [8 empty] | 2018-11-02 | NO | NO | NO | [6 empty] | AC | [7 empty] | NO
PL76CXW65FTM | Etherium lighting.LLC | Etherium Lighting | ETH-T8-4F-12(3000K) | Linear Replacement Lamp | T8 Four-Foot | Dual Mode Internal Driver (UL Type A and Type B) |  | standard | YES |  | 1874.8 | 151.19 | 12.4 | 13.29 | 0.913 | 3001 | 82.1 | 5 | 50000 | 2018-09-12 | Not Dimmable | Not Dimmable | NO |  | HAHIVB | [25 empty] | 4.4 | 1860 | 155 | 12 | 15 | 0.9 | 3000 | 80 |  |  |  | NO | NO | NO | [8 empty] | 2018-11-02 | NO | NO | NO | [6 empty] | AC | [7 empty] | NO
P9ZR14EX | EDI ELECTRONICS LIMITED | EDI | EDI-APT8-4F16-AB(4000K) | Linear Replacement Lamp | T8 Four-Foot | Dual Mode Internal Driver (UL Type A and Type B) |  | standard | NO | [10 empty] | 2018-09-12 | Not Dimmable | Not Dimmable | NO |  | HHHCZE | [25 empty] | 4.4 | 2590.01 | 142.7 | 18.13 | 13.6 | 0.917 | 3909 | 82.3 |  |  |  | NO | NO | NO | [8 empty] | 2018-11-02 | NO | NO | NO | [6 empty] | AC | [7 empty] | NO
PUUCPSOW | EDI ELECTRONICS LIMITED | EDI | EDI-APT8-4F16-AB(4500K) | Linear Replacement Lamp | T8 Four-Foot | Dual Mode Internal Driver (UL Type A and Type B) |  | standard | NO | [10 empty] | 2018-09-12 | Not Dimmable | Not Dimmable | NO |  | HHHCZE | [25 empty] | 4.4 | 2590.01 | 142.7 | 18.13 | 13.6 | 0.917 | 4500 | 82.3 |  |  |  | NO | NO | NO | [8 empty] | 2018-11-02 | NO | NO | NO | [6 empty] | AC | [7 empty] | NO
PY48IEL8 | EDI ELECTRONICS LIMITED | EDI | EDI-APT8-4F14-AB(3000K) | Linear Replacement Lamp | T8 Four-Foot | Dual Mode Internal Driver (UL Type A and Type B) |  | standard | YES |  | 1916.14 | 135.8 | 14.11 | 12.1 | 0.911 | 3072 | 82.6 | 5 | 50000 | 2018-09-12 | Not Dimmable | Not Dimmable | NO |  | HHHCZF | [15 empty] | 80 |  | 1.14 | 1.2 | [6 empty] | 4.4 | 1916.14 | 135.8 | 14.11 | 12.1 | 0.911 | 3072 | 82.6 |  |  |  | NO | NO | NO | [8 empty] | 2018-11-02 | NO | NO | NO | [6 empty] | AC | [7 empty] | NO
PRHU97XA | Hengdian Group Tospo Lighting Co.,Ltd | TOSPO | G8 TP120-277-17/T8 G13 DR GLASS VE 5000K | Linear Replacement Lamp | T8 Four-Foot | Replacement Lamps (plug and play) (UL Type A) |  | standard | NO | [10 empty] | 2018-09-07 | Not Dimmable | Not Dimmable | NO |  | UUUBMW | [25 empty] | 4.4 | 2200 | 129 | 17 | 20 | 0.9 | 5000 | 80 |  |  |  | NO | NO | NO | [8 empty] | 2018-11-02 | NO | NO | NO | [6 empty] | AC | [7 empty] | NO
P5MNESC9 | Hengdian Group Tospo Lighting Co.,Ltd | TOSPO | G8 TP120-277-17/T8 G13 DR GLASS VE 4000K | Linear Replacement Lamp | T8 Four-Foot | Replacement Lamps (plug and play) (UL Type A) |  | standard | NO | [10 empty] | 2018-09-07 | Not Dimmable | Not Dimmable | NO |  | UUUBMW | [25 empty] | 4.4 | 2200 | 129 | 17 | 20 | 0.9 | 4000 | 80 |  |  |  | NO | NO | NO | [8 empty] | 2018-11-02 | NO | NO | NO | [6 empty] | AC | [7 empty] | NO
PAT8Q4AI | Hengdian Group Tospo Lighting Co.,Ltd | TOSPO | G8 TP120-277-17/T8 G13 DR GLASS VE 3500K | Linear Replacement Lamp | T8 Four-Foot | Replacement Lamps (plug and play) (UL Type A) |  | standard | YES |  | 2275 | 130.9 | 17.39 | 10.14 | 0.9691 | 3515 | 81.9 | 5 | 50000 | 2018-09-07 | Not Dimmable | Not Dimmable | NO |  | UUUBMW | [15 empty] | 81.4 |  | 1.26 | 1.3 | [6 empty] | 4.4 | 2200 | 129 | 17 | 20 | 0.9 | 3500 | 80 |  |  |  | NO | NO | NO | [8 empty] | 2018-11-02 | NO | NO | NO | [6 empty] | AC | [7 empty] | NO
PSADTIAZ | DONG GUAN WALSTAR OPTOELECTRONICS TECHNOLOGY CO., LTD | WALSTAR | WL-T8A-22W1200 DIAB-30-H1 | Linear Replacement Lamp | T8 Four-Foot | Dual Mode Internal Driver (UL Type A and Type B) |  | standard | YES |  | 3334 | 147.39 | 22.62 | 21.4 | 0.94 | 3032 | 81.4 | 5 | 50000 | 2018-09-06 | Not Dimmable | Not Dimmable | NO |  | RRRUWX | [15 empty] | 89.5 |  | 1.16 | 1.34 | [6 empty] | 4.4 | 3361 | 147.87 | 22.73 | 15 | 0.9 | 3000 | 81.4 |  |  |  | NO | NO | NO | [8 empty] | 2018-11-02 | NO | NO | NO | [6 empty] | AC | [7 empty] | NO
P0S556OS | Emium Lighting LLC | Emium Lighting | EL-WS-T8A-15W1200 DIAB-30 | Linear Replacement Lamp | T8 Four-Foot | Dual Mode Internal Driver (UL Type A and Type B) |  | standard | YES |  | 2019 | 130.96 | 15.31 | 8.62 | 0.9742 | 2933 | 81.4 | 5 | 50000 | 2018-09-06 | Not Dimmable | Not Dimmable | NO |  | XXXCOD | [15 empty] | 90.5 |  | 1.18 | 1.36 | [6 empty] | 4.4 | 2025 | 132.28 | 15.31 | 15 | 0.9 | 3000 | 80 |  |  |  | NO | NO | NO | [8 empty] | 2018-11-02 | NO | NO | NO | [6 empty] | AC | [7 empty] | NO
PSC7F5FP | Emium Lighting LLC | Emium Lighting | EL-WS-T8N-12W1200 DIAB-30 | Linear Replacement Lamp | T8 Four-Foot | Dual Mode Internal Driver (UL Type A and Type B) |  | standard | YES |  | 1861 | 131.24 | 14.18 | 8.92 | 0.9528 | 2953 | 81.6 | 5 | 50000 | 2018-09-06 | Not Dimmable | Not Dimmable | NO |  | XXXCNZ | [15 empty] | 85.3 |  | 1.18 | 1.26 | [6 empty] | 4.4 | 1861 | 131.24 | 14.18 | 15 | 0.9 | 3000 | 80 |  |  |  | NO | NO | NO | [8 empty] | 2018-11-02 | NO | NO | NO | [6 empty] | AC | [7 empty] | NO
PQEBRT3M | Emium Lighting LLC | Emium Lighting | EL-WS-T8A-12W1200 DIAB-30 | Linear Replacement Lamp | T8 Four-Foot | Dual Mode Internal Driver (UL Type A and Type B) |  | standard | YES |  | 1720 | 132.21 | 13.01 | 10.14 | 0.9029 | 2880 | 83 | 5 | 50000 | 2018-09-06 | Not Dimmable | Not Dimmable | NO |  | XXXCOC | [15 empty] | 90.6 |  | 1.16 | 1.36 | [6 empty] | 4.4 | 1738 | 133.86 | 12.98 | 15 | 0.9 | 3000 | 80 |  |  |  | NO | NO | NO | [8 empty] | 2018-11-02 | NO | NO | NO | [6 empty] | AC | [7 empty] | NO
PP2KXK9K | DONG GUAN WALSTAR OPTOELECTRONICS TECHNOLOGY CO., LTD | WALSTAR | WL-T8A-15W1200 DIAB-35-H1 | Linear Replacement Lamp | T8 Four-Foot | Dual Mode Internal Driver (UL Type A and Type B) |  | standard | NO | [10 empty] | 2018-09-06 | Not Dimmable | Not Dimmable | NO |  | RRRUWW | [25 empty] | 4.4 | 2626 | 150.06 | 17.5 | 15 | 0.9 | 3500 | 81.3 |  |  |  | NO | NO | NO | [8 empty] | 2018-11-02 | NO | NO | NO | [6 empty] | AC | [7 empty] | NO
PEC1QEDA | DONG GUAN WALSTAR OPTOELECTRONICS TECHNOLOGY CO., LTD | WALSTAR | WL-T8A-15W1200 DIAB-40-H1 | Linear Replacement Lamp | T8 Four-Foot | Dual Mode Internal Driver (UL Type A and Type B) |  | standard | NO | [10 empty] | 2018-09-06 | Not Dimmable | Not Dimmable | NO |  | RRRUWW | [25 empty] | 4.4 | 2660 | 152 | 17.5 | 15 | 0.9 | 4000 | 81.3 |  |  |  | NO | NO | NO | [8 empty] | 2018-11-02 | NO | NO | NO | [6 empty] | AC | [7 empty] | NO
PL8CEEF3XAD9 | Universal Lighting Technologies | Everline | T8LDR4F10/835C | Linear Replacement Lamp | T8 Four-Foot | Replacement Lamps (plug and play) (UL Type A) |  | standard | NO | [10 empty] | 2018-09-06 | Not Dimmable | Not Dimmable | NO |  | FFFJHS | [25 empty] | 4.4 | 1600 | 123 | 13 | 20 | 0.9 | 3500 | 82 |  |  |  | NO | NO | NO | [8 empty] | 2018-11-02 | NO | NO | NO | [6 empty] | AC | [7 empty] | NO
PTM21WUN | Emium Lighting LLC | Emium Lighting | EL-WS-T8A-18W1200 DIAB-30 | Linear Replacement Lamp | T8 Four-Foot | Dual Mode Internal Driver (UL Type A and Type B) |  | standard | YES |  | 2501 | 140.12 | 17.85 | 24.08 | 0.9141 | 2888 | 82.6 | 5 | 50000 | 2018-09-06 | Not Dimmable | Not Dimmable | NO |  | XXXCOE | [15 empty] | 90.5 |  | 1.18 | 1.34 | [6 empty] | 4.4 | 2490 | 140.37 | 17.74 | 24.08 | 0.91 | 3000 | 82.6 |  |  |  | NO | NO | NO | [8 empty] | 2018-11-02 | NO | NO | NO | [6 empty] | AC | [7 empty] | NO
P9597G7B | Emium Lighting LLC | Emium Lighting | EL-WS-T8A-22W1200 DIAB-30 | Linear Replacement Lamp | T8 Four-Foot | Dual Mode Internal Driver (UL Type A and Type B) |  | standard | YES |  | 2943 | 135.37 | 21.74 | 21.02 | 0.9328 | 2907 | 82.5 | 5 | 50000 | 2018-09-06 | Not Dimmable | Not Dimmable | NO |  | XXXCOF | [15 empty] | 90.7 |  | 1.18 | 1.36 | [6 empty] | 4.4 | 2943 | 135.37 | 21.74 | 21.02 | 0.93 | 3000 | 82.5 |  |  |  | NO | NO | NO | [8 empty] | 2018-11-02 | NO | NO | NO | [6 empty] | AC | [7 empty] | NO
P11Q2X6V | Emium Lighting LLC | Emium Lighting | EL-WS-T8A-22W1200 DIAB-35 | Linear Replacement Lamp | T8 Four-Foot | Dual Mode Internal Driver (UL Type A and Type B) |  | standard | NO | [10 empty] | 2018-09-06 | Not Dimmable | Not Dimmable | NO |  | XXXCOF | [25 empty] | 4.4 | 2965 | 136.01 | 21.8 | 21.02 | 0.93 | 3500 | 82.5 |  |  |  | NO | NO | NO | [8 empty] | 2018-11-02 | NO | NO | NO | [6 empty] | AC | [7 empty] | NO
PQVSXFIY | Emium Lighting LLC | Emium Lighting | EL-WS-T8N-12W1200 DIAB-35 | Linear Replacement Lamp | T8 Four-Foot | Dual Mode Internal Driver (UL Type A and Type B) |  | standard | NO | [10 empty] | 2018-09-06 | Not Dimmable | Not Dimmable | NO |  | XXXCNZ | [25 empty] | 4.4 | 1878 | 131.7 | 14.26 | 15 | 0.9 | 3500 | 80 |  |  |  | NO | NO | NO | [8 empty] | 2018-11-02 | NO | NO | NO | [6 empty] | AC | [7 empty] | NO
PS8VIDUK | Emium Lighting LLC | Emium Lighting | EL-WS-T8N-10W1200 DIAB-35 | Linear Replacement Lamp | T8 Four-Foot | Dual Mode Internal Driver (UL Type A and Type B) |  | standard | YES |  | 1715 | 132.66 | 12.93 | 10.9 | 0.9609 | 3536 | 84.5 | 5 | 50000 | 2018-09-06 | Not Dimmable | Not Dimmable | NO |  | XXXCNY | [15 empty] | 85.3 |  | 1.16 | 1.18 | [6 empty] | 4.4 | 1715 | 132.66 | 12.93 | 15 | 0.9 | 3500 | 80 |  |  |  | NO | NO | NO | [8 empty] | 2018-11-02 | NO | NO | NO | [6 empty] | AC | [7 empty] | NO
P7CMBB3H | Emium Lighting LLC | Emium Lighting | EL-WS-T8A-15W1200 DIAB-35 | Linear Replacement Lamp | T8 Four-Foot | Dual Mode Internal Driver (UL Type A and Type B) |  | standard | NO | [10 empty] | 2018-09-06 | Not Dimmable | Not Dimmable | NO |  | XXXCOD | [25 empty] | 4.4 | 2040 | 132.81 | 15.36 | 15 | 0.9 | 3500 | 80 |  |  |  | NO | NO | NO | [8 empty] | 2018-11-02 | NO | NO | NO | [6 empty] | AC | [7 empty] | NO
PVZRXJDN | Emium Lighting LLC | Emium Lighting | EL-WS-T8N-10W1200 DIAB-40 | Linear Replacement Lamp | T8 Four-Foot | Dual Mode Internal Driver (UL Type A and Type B) |  | standard | NO | [10 empty] | 2018-09-06 | Not Dimmable | Not Dimmable | NO |  | XXXCNY | [25 empty] | 4.4 | 1723 | 133.67 | 12.89 | 15 | 0.9 | 4000 | 80 |  |  |  | NO | NO | NO | [8 empty] | 2018-11-02 | NO | NO | NO | [6 empty] | AC | [7 empty] | NO
P7FG5OJ0 | Emium Lighting LLC | Emium Lighting | EL-WS-T8A-12W1200 DIAB-35 | Linear Replacement Lamp | T8 Four-Foot | Dual Mode Internal Driver (UL Type A and Type B) |  | standard | NO | [10 empty] | 2018-09-06 | Not Dimmable | Not Dimmable | NO |  | XXXCOC | [25 empty] | 4.4 | 1747 | 134.8 | 12.96 | 15 | 0.9 | 3500 | 80 |  |  |  | NO | NO | NO | [8 empty] | 2018-11-02 | NO | NO | NO | [6 empty] | AC | [7 empty] | NO
PBPUY5ER | Emium Lighting LLC | Emium Lighting | EL-WS-T8N-15W1200 DIAB-30 | Linear Replacement Lamp | T8 Four-Foot | Dual Mode Internal Driver (UL Type A and Type B) |  | standard | YES |  | 2004 | 131.77 | 15.21 | 9.21 | 0.9536 | 2926 | 81.8 | 5 | 50000 | 2018-09-06 | Not Dimmable | Not Dimmable | NO |  | XXXCOA | [15 empty] | 85.2 |  | 1.18 | 1.22 | [6 empty] | 4.4 | 2004 | 131.77 | 15.21 | 15 | 0.9 | 3000 | 80 |  |  |  | NO | NO | NO | [8 empty] | 2018-11-02 | NO | NO | NO | [6 empty] | AC | [7 empty] | NO
PZ2LA5K8 | Emium Lighting LLC | Emium Lighting | EL-WS-T8N-12W1200 DIAB-40 | Linear Replacement Lamp | T8 Four-Foot | Dual Mode Internal Driver (UL Type A and Type B) |  | standard | NO | [10 empty] | 2018-09-06 | Not Dimmable | Not Dimmable | NO |  | XXXCNZ | [25 empty] | 4.4 | 1895 | 132.89 | 14.26 | 15 | 0.9 | 4000 | 80 |  |  |  | NO | NO | NO | [8 empty] | 2018-11-02 | NO | NO | NO | [6 empty] | AC | [7 empty] | NO
P0U52TC7 | Emium Lighting LLC | Emium Lighting | EL-WS-T8A-15W1200 DIAB-40 | Linear Replacement Lamp | T8 Four-Foot | Dual Mode Internal Driver (UL Type A and Type B) |  | standard | NO | [10 empty] | 2018-09-06 | Not Dimmable | Not Dimmable | NO |  | XXXCOD | [25 empty] | 4.4 | 2055 | 133.79 | 15.36 | 15 | 0.9 | 4000 | 80 |  |  |  | NO | NO | NO | [8 empty] | 2018-11-02 | NO | NO | NO | [6 empty] | AC | [7 empty] | NO
PXC3FJB8 | Emium Lighting LLC | Emium Lighting | EL-WS-T8A-12W1200 DIAB-40 | Linear Replacement Lamp | T8 Four-Foot | Dual Mode Internal Driver (UL Type A and Type B) |  | standard | NO | [10 empty] | 2018-09-06 | Not Dimmable | Not Dimmable | NO |  | XXXCOC | [25 empty] | 4.4 | 1757 | 135.57 | 12.96 | 15 | 0.9 | 4000 | 80 |  |  |  | NO | NO | NO | [8 empty] | 2018-11-02 | NO | NO | NO | [6 empty] | AC | [7 empty] | NO
PUQPVFZC | Emium Lighting LLC | Emium Lighting | EL-WS-T8A-22W1200 DIAB-40 | Linear Replacement Lamp | T8 Four-Foot | Dual Mode Internal Driver (UL Type A and Type B) |  | standard | NO | [10 empty] | 2018-09-06 | Not Dimmable | Not Dimmable | NO |  | XXXCOF | [25 empty] | 4.4 | 2988 | 137.06 | 21.8 | 21.02 | 0.93 | 4000 | 82.5 |  |  |  | NO | NO | NO | [8 empty] | 2018-11-02 | NO | NO | NO | [6 empty] | AC | [7 empty] | NO
PMVRZDMC | DONG GUAN WALSTAR OPTOELECTRONICS TECHNOLOGY CO., LTD | WALSTAR | WL-T8A-12W1200 DIAB-30-H1 | Linear Replacement Lamp | T8 Four-Foot | Dual Mode Internal Driver (UL Type A and Type B) |  | standard | YES |  | 2149 | 147.09 | 14.61 | 24.31 | 0.917 | 3016 | 81.4 | 5 | 50000 | 2018-09-06 | Not Dimmable | Not Dimmable | NO |  | RRRUWU | [15 empty] | 89.6 |  | 1.18 | 1.36 | [6 empty] | 4.4 | 2154 | 147.23 | 14.63 | 15 | 0.9 | 3000 | 81.4 |  |  |  | NO | NO | NO | [8 empty] | 2018-11-02 | NO | NO | NO | [6 empty] | AC | [7 empty] | NO
PCKRME9I | DONG GUAN WALSTAR OPTOELECTRONICS TECHNOLOGY CO., LTD | WALSTAR | WL-T8A-10W1200 DIAB-35-H1 | Linear Replacement Lamp | T8 Four-Foot | Dual Mode Internal Driver (UL Type A and Type B) |  | standard | NO | [10 empty] | 2018-09-06 | Not Dimmable | Not Dimmable | NO |  | RRRUWV | [25 empty] | 4.4 | 1948 | 151.01 | 12.9 | 15 | 0.9 | 3500 | 81.5 |  |  |  | NO | NO | NO | [8 empty] | 2018-11-02 | NO | NO | NO | [6 empty] | AC | [7 empty] | NO
PXEFRVHK | DONG GUAN WALSTAR OPTOELECTRONICS TECHNOLOGY CO., LTD | WALSTAR | WL-T8A-18W1200 DIAB-35-H1 | Linear Replacement Lamp | T8 Four-Foot | Dual Mode Internal Driver (UL Type A and Type B) |  | standard | NO | [10 empty] | 2018-09-06 | Not Dimmable | Not Dimmable | NO |  | RRRUWT | [25 empty] | 4.4 | 3107 | 150.46 | 20.65 | 15 | 0.9 | 3500 | 81.4 |  |  |  | NO | NO | NO | [8 empty] | 2018-11-02 | NO | NO | NO | [6 empty] | AC | [7 empty] | NO
PBEZGI8P | DONG GUAN WALSTAR OPTOELECTRONICS TECHNOLOGY CO., LTD | WALSTAR | WL-T8A-18W1200 DIAB-45-H1 | Linear Replacement Lamp | T8 Four-Foot | Dual Mode Internal Driver (UL Type A and Type B) |  | standard | NO | [10 empty] | 2018-09-06 | Not Dimmable | Not Dimmable | NO |  | RRRUWT | [25 empty] | 4.4 | 3159 | 152.98 | 20.65 | 15 | 0.9 | 4500 | 81.4 |  |  |  | NO | NO | NO | [8 empty] | 2018-11-02 | NO | NO | NO | [6 empty] | AC | [7 empty] | NO
PIBK7M1G | DONG GUAN WALSTAR OPTOELECTRONICS TECHNOLOGY CO., LTD | WALSTAR | WL-T8A-15W1200 DIAB-30-H1 | Linear Replacement Lamp | T8 Four-Foot | Dual Mode Internal Driver (UL Type A and Type B) |  | standard | YES |  | 2549 | 147.09 | 17.33 | 23.02 | 0.9452 | 3040 | 81.3 | 5 | 50000 | 2018-09-06 | Not Dimmable | Not Dimmable | NO |  | RRRUWW | [15 empty] | 89.7 |  | 1.18 | 1.34 | [6 empty] | 4.4 | 2592 | 148.28 | 17.48 | 15 | 0.9 | 3000 | 81.3 |  |  |  | NO | NO | NO | [8 empty] | 2018-11-02 | NO | NO | NO | [6 empty] | AC | [7 empty] | NO
PQDZL6EY | Emium Lighting LLC | Emium Lighting | EL-WS-T8N-12W1200 DIAB-45 | Linear Replacement Lamp | T8 Four-Foot | Dual Mode Internal Driver (UL Type A and Type B) |  | standard | NO | [10 empty] | 2018-09-06 | Not Dimmable | Not Dimmable | NO |  | XXXCNZ | [25 empty] | 4.4 | 1911 | 134.01 | 14.26 | 15 | 0.9 | 4500 | 80 |  |  |  | NO | NO | NO | [8 empty] | 2018-11-02 | NO | NO | NO | [6 empty] | AC | [7 empty] | NO
PUIQI8VV | Emium Lighting LLC | Emium Lighting | EL-WS-T8A-10W1200 DIAB-35 | Linear Replacement Lamp | T8 Four-Foot | Dual Mode Internal Driver (UL Type A and Type B) |  | standard | YES |  | 1728 | 132.12 | 13.08 | 10.28 | 0.9618 | 3521 | 84.2 | 5 | 50000 | 2018-09-06 | Not Dimmable | Not Dimmable | NO |  | XXXCOB | [15 empty] | 90.3 |  | 1.18 | 1.36 | [6 empty] | 4.4 | 1728 | 132.12 | 13.08 | 15 | 0.9 | 3500 | 80 |  |  |  | NO | NO | NO | [8 empty] | 2018-11-02 | NO | NO | NO | [6 empty] | AC | [7 empty] | NO
PH0XK6HY | Emium Lighting LLC | Emium Lighting | EL-WS-T8A-12W1200 DIAB-45 | Linear Replacement Lamp | T8 Four-Foot | Dual Mode Internal Driver (UL Type A and Type B) |  | standard | NO | [10 empty] | 2018-09-06 | Not Dimmable | Not Dimmable | NO |  | XXXCOC | [25 empty] | 4.4 | 1766 | 136.27 | 12.96 | 15 | 0.9 | 4500 | 80 |  |  |  | NO | NO | NO | [8 empty] | 2018-11-02 | NO | NO | NO | [6 empty] | AC | [7 empty] | NO
PN5CF8QV | Emium Lighting LLC | Emium Lighting | EL-WS-T8N-15W1200 DIAB-35 | Linear Replacement Lamp | T8 Four-Foot | Dual Mode Internal Driver (UL Type A and Type B) |  | standard | NO | [10 empty] | 2018-09-06 | Not Dimmable | Not Dimmable | NO |  | XXXCOA | [25 empty] | 4.4 | 2021 | 132.18 | 15.29 | 15 | 0.9 | 3500 | 80 |  |  |  | NO | NO | NO | [8 empty] | 2018-11-02 | NO | NO | NO | [6 empty] | AC | [7 empty] | NO
POOKK1I7 | Emium Lighting LLC | Emium Lighting | EL-WS-T8A-18W1200 DIAB-35 | Linear Replacement Lamp | T8 Four-Foot | Dual Mode Internal Driver (UL Type A and Type B) |  | standard | NO | [10 empty] | 2018-09-06 | Not Dimmable | Not Dimmable | NO |  | XXXCOE | [25 empty] | 4.4 | 2510 | 141.01 | 17.8 | 24.08 | 0.91 | 3500 | 82.6 |  |  |  | NO | NO | NO | [8 empty] | 2018-11-02 | NO | NO | NO | [6 empty] | AC | [7 empty] | NO
PUF4L5H4 | DONG GUAN WALSTAR OPTOELECTRONICS TECHNOLOGY CO., LTD | WALSTAR | WL-T8A-18W1200 DIAB-40-H1 | Linear Replacement Lamp | T8 Four-Foot | Dual Mode Internal Driver (UL Type A and Type B) |  | standard | NO | [10 empty] | 2018-09-06 | Not Dimmable | Not Dimmable | NO |  | RRRUWT | [25 empty] | 4.4 | 3133 | 151.72 | 20.65 | 15 | 0.9 | 4000 | 81.4 |  |  |  | NO | NO | NO | [8 empty] | 2018-11-02 | NO | NO | NO | [6 empty] | AC | [7 empty] | NO
P52NH5ZX | DONG GUAN WALSTAR OPTOELECTRONICS TECHNOLOGY CO., LTD | WALSTAR | WL-T8A-22W1200 DIAB-50-H1 | Linear Replacement Lamp | T8 Four-Foot | Dual Mode Internal Driver (UL Type A and Type B) |  | standard | NO | [10 empty] | 2018-09-06 | Not Dimmable | Not Dimmable | NO |  | RRRUWX | [25 empty] | 4.4 | 3558 | 157.29 | 22.62 | 15 | 0.9 | 5000 | 84 |  |  |  | NO | NO | NO | [8 empty] | 2018-11-02 | NO | NO | NO | [6 empty] | AC | [7 empty] | NO
PM5XI9DD | DONG GUAN WALSTAR OPTOELECTRONICS TECHNOLOGY CO., LTD | WALSTAR | WL-T8A-12W1200 DIAB-35-H1 | Linear Replacement Lamp | T8 Four-Foot | Dual Mode Internal Driver (UL Type A and Type B) |  | standard | NO | [10 empty] | 2018-09-06 | Not Dimmable | Not Dimmable | NO |  | RRRUWU | [25 empty] | 4.4 | 2189 | 149.32 | 14.66 | 15 | 0.9 | 3500 | 81.4 |  |  |  | NO | NO | NO | [8 empty] | 2018-11-02 | NO | NO | NO | [6 empty] | AC | [7 empty] | NO
PQ4FSSYZ | DONG GUAN WALSTAR OPTOELECTRONICS TECHNOLOGY CO., LTD | WALSTAR | WL-T8A-18W1200 DIAB-50-H1 | Linear Replacement Lamp | T8 Four-Foot | Dual Mode Internal Driver (UL Type A and Type B) |  | standard | NO | [10 empty] | 2018-09-06 | Not Dimmable | Not Dimmable | NO |  | RRRUWT | [25 empty] | 4.4 | 3185 | 155.29 | 20.51 | 15 | 0.9 | 5000 | 84.1 |  |  |  | NO | NO | NO | [8 empty] | 2018-11-02 | NO | NO | NO | [6 empty] | AC | [7 empty] | NO
P925SGL6 | DONG GUAN WALSTAR OPTOELECTRONICS TECHNOLOGY CO., LTD | WALSTAR | WL-T8A-18W1200 DIAB-30-H1 | Linear Replacement Lamp | T8 Four-Foot | Dual Mode Internal Driver (UL Type A and Type B) |  | standard | YES |  | 2955 | 145.14 | 20.36 | 16.79 | 0.9469 | 3009 | 81.4 | 5 | 50000 | 2018-09-06 | Not Dimmable | Not Dimmable | NO |  | RRRUWT | [15 empty] | 89.5 |  | 1.18 | 1.34 | [6 empty] | 4.4 | 3081 | 148.2 | 20.79 | 15 | 0.9 | 3000 | 81.4 |  |  |  | NO | NO | NO | [8 empty] | 2018-11-02 | NO | NO | NO | [6 empty] | AC | [7 empty] | NO
PL1C8Z02C82S | Universal Lighting Technologies | Everline | T8LDR4F10/840C | Linear Replacement Lamp | T8 Four-Foot | Replacement Lamps (plug and play) (UL Type A) |  | standard | NO | [10 empty] | 2018-09-06 | Not Dimmable | Not Dimmable | NO |  | FFFJHS | [25 empty] | 4.4 | 1650 | 127 | 13 | 20 | 0.9 | 4000 | 82 |  |  |  | NO | NO | NO | [8 empty] | 2018-11-02 | NO | NO | NO | [6 empty] | AC | [7 empty] | NO
P06UARUM | Emium Lighting LLC | Emium Lighting | EL-WS-T8A-12W1200 DIAB-50 | Linear Replacement Lamp | T8 Four-Foot | Dual Mode Internal Driver (UL Type A and Type B) |  | standard | NO | [10 empty] | 2018-09-06 | Not Dimmable | Not Dimmable | NO |  | XXXCOC | [25 empty] | 4.4 | 1775 | 137.27 | 12.93 | 15 | 0.9 | 5000 | 80 |  |  |  | NO | NO | NO | [8 empty] | 2018-11-02 | NO | NO | NO | [6 empty] | AC | [7 empty] | NO
PJ4J0HZ1 | Emium Lighting LLC | Emium Lighting | EL-WS-T8N-10W1200 DIAB-45 | Linear Replacement Lamp | T8 Four-Foot | Dual Mode Internal Driver (UL Type A and Type B) |  | standard | NO | [10 empty] | 2018-09-06 | Not Dimmable | Not Dimmable | NO |  | XXXCNY | [25 empty] | 4.4 | 1731 | 134.29 | 12.89 | 15 | 0.9 | 4500 | 80 |  |  |  | NO | NO | NO | [8 empty] | 2018-11-02 | NO | NO | NO | [6 empty] | AC | [7 empty] | NO
PAQAATUR | Emium Lighting LLC | Emium Lighting | EL-WS-T8A-10W1200 DIAB-45 | Linear Replacement Lamp | T8 Four-Foot | Dual Mode Internal Driver (UL Type A and Type B) |  | standard | NO | [10 empty] | 2018-09-06 | Not Dimmable | Not Dimmable | NO |  | XXXCOB | [25 empty] | 4.4 | 1769 | 134.32 | 13.17 | 15 | 0.9 | 4500 | 80 |  |  |  | NO | NO | NO | [8 empty] | 2018-11-02 | NO | NO | NO | [6 empty] | AC | [7 empty] | NO
PEM2FX9X | Emium Lighting LLC | Emium Lighting | EL-WS-T8A-18W1200 DIAB-40 | Linear Replacement Lamp | T8 Four-Foot | Dual Mode Internal Driver (UL Type A and Type B) |  | standard | NO | [10 empty] | 2018-09-06 | Not Dimmable | Not Dimmable | NO |  | XXXCOE | [25 empty] | 4.4 | 2530 | 142.13 | 17.8 | 24.08 | 0.91 | 4000 | 82.6 |  |  |  | NO | NO | NO | [8 empty] | 2018-11-02 | NO | NO | NO | [6 empty] | AC | [7 empty] | NO
PCQEQHG3 | Emium Lighting LLC | Emium Lighting | EL-WS-T8A-18W1200 DIAB-45 | Linear Replacement Lamp | T8 Four-Foot | Dual Mode Internal Driver (UL Type A and Type B) |  | standard | NO | [10 empty] | 2018-09-06 | Not Dimmable | Not Dimmable | NO |  | XXXCOE | [25 empty] | 4.4 | 2550 | 143.26 | 17.8 | 24.08 | 0.91 | 4500 | 82.6 |  |  |  | NO | NO | NO | [8 empty] | 2018-11-02 | NO | NO | NO | [6 empty] | AC | [7 empty] | NO
PDU7DJFV | Emium Lighting LLC | Emium Lighting | EL-WS-T8N-15W1200 DIAB-45 | Linear Replacement Lamp | T8 Four-Foot | Dual Mode Internal Driver (UL Type A and Type B) |  | standard | NO | [10 empty] | 2018-09-06 | Not Dimmable | Not Dimmable | NO |  | XXXCOA | [25 empty] | 4.4 | 2055 | 134.4 | 15.29 | 15 | 0.9 | 4500 | 80 |  |  |  | NO | NO | NO | [8 empty] | 2018-11-02 | NO | NO | NO | [6 empty] | AC | [7 empty] | NO
PU9DMSG8 | DONG GUAN WALSTAR OPTOELECTRONICS TECHNOLOGY CO., LTD | WALSTAR | WL-T8A-10W1200 DIAB-40-H1 | Linear Replacement Lamp | T8 Four-Foot | Dual Mode Internal Driver (UL Type A and Type B) |  | standard | NO | [10 empty] | 2018-09-06 | Not Dimmable | Not Dimmable | NO |  | RRRUWV | [25 empty] | 4.4 | 1951 | 151.24 | 12.9 | 15 | 0.9 | 4000 | 81.5 |  |  |  | NO | NO | NO | [8 empty] | 2018-11-02 | NO | NO | NO | [6 empty] | AC | [7 empty] | NO
PVEYLW8Q | DONG GUAN WALSTAR OPTOELECTRONICS TECHNOLOGY CO., LTD | WALSTAR | WL-T8A-10W1200 DIAB-30-H1 | Linear Replacement Lamp | T8 Four-Foot | Dual Mode Internal Driver (UL Type A and Type B) |  | standard | YES |  | 1945 | 147.35 | 13.2 | 24.7 | 0.893 | 3039 | 81.5 | 5 | 50000 | 2018-09-06 | Not Dimmable | Not Dimmable | NO |  | RRRUWV | [15 empty] | 89.6 |  | 1.16 | 1.38 | [6 empty] | 4.4 | 1945 | 147.35 | 13.2 | 15 | 0.9 | 3000 | 81.5 |  |  |  | NO | NO | NO | [8 empty] | 2018-11-02 | NO | NO | NO | [6 empty] | AC | [7 empty] | NO
PYDJ7UO2 | DONG GUAN WALSTAR OPTOELECTRONICS TECHNOLOGY CO., LTD | WALSTAR | WL-T8A-15W1200 DIAB-50-H1 | Linear Replacement Lamp | T8 Four-Foot | Dual Mode Internal Driver (UL Type A and Type B) |  | standard | NO | [10 empty] | 2018-09-06 | Not Dimmable | Not Dimmable | NO |  | RRRUWW | [25 empty] | 4.4 | 2728 | 155.71 | 17.52 | 15 | 0.9 | 5000 | 83.6 |  |  |  | NO | NO | NO | [8 empty] | 2018-11-02 | NO | NO | NO | [6 empty] | AC | [7 empty] | NO
P2UQ52EK | Emium Lighting LLC | Emium Lighting | EL-WS-T8A-22W1200 DIAB-45 | Linear Replacement Lamp | T8 Four-Foot | Dual Mode Internal Driver (UL Type A and Type B) |  | standard | NO | [10 empty] | 2018-09-06 | Not Dimmable | Not Dimmable | NO |  | XXXCOF | [25 empty] | 4.4 | 3010 | 138.07 | 21.8 | 21.02 | 0.93 | 4500 | 82.5 |  |  |  | NO | NO | NO | [8 empty] | 2018-11-02 | NO | NO | NO | [6 empty] | AC | [7 empty] | NO
PT4JBPDQ | Emium Lighting LLC | Emium Lighting | EL-WS-T8N-12W1200 DIAB-50 | Linear Replacement Lamp | T8 Four-Foot | Dual Mode Internal Driver (UL Type A and Type B) |  | standard | NO | [10 empty] | 2018-09-06 | Not Dimmable | Not Dimmable | NO |  | XXXCNZ | [25 empty] | 4.4 | 1928 | 134.45 | 14.34 | 15 | 0.9 | 5000 | 80 |  |  |  | NO | NO | NO | [8 empty] | 2018-11-02 | NO | NO | NO | [6 empty] | AC | [7 empty] | NO
PDLCR6T7 | Emium Lighting LLC | Emium Lighting | EL-WS-T8N-15W1200 DIAB-40 | Linear Replacement Lamp | T8 Four-Foot | Dual Mode Internal Driver (UL Type A and Type B) |  | standard | NO | [10 empty] | 2018-09-06 | Not Dimmable | Not Dimmable | NO |  | XXXCOA | [25 empty] | 4.4 | 2038 | 133.29 | 15.29 | 15 | 0.9 | 4000 | 80 |  |  |  | NO | NO | NO | [8 empty] | 2018-11-02 | NO | NO | NO | [6 empty] | AC | [7 empty] | NO
PWI3R68P | Emium Lighting LLC | Emium Lighting | EL-WS-T8A-10W1200 DIAB-40 | Linear Replacement Lamp | T8 Four-Foot | Dual Mode Internal Driver (UL Type A and Type B) |  | standard | NO | [10 empty] | 2018-09-06 | Not Dimmable | Not Dimmable | NO |  | XXXCOB | [25 empty] | 4.4 | 1749 | 132.8 | 13.17 | 15 | 0.9 | 4000 | 80 |  |  |  | NO | NO | NO | [8 empty] | 2018-11-02 | NO | NO | NO | [6 empty] | AC | [7 empty] | NO
PZIA140I | DONG GUAN WALSTAR OPTOELECTRONICS TECHNOLOGY CO., LTD | WALSTAR | WL-T8A-22W1200 DIAB-45-H1 | Linear Replacement Lamp | T8 Four-Foot | Dual Mode Internal Driver (UL Type A and Type B) |  | standard | NO | [10 empty] | 2018-09-06 | Not Dimmable | Not Dimmable | NO |  | RRRUWX | [25 empty] | 4.4 | 3509 | 154.72 | 22.68 | 15 | 0.9 | 4500 | 81.4 |  |  |  | NO | NO | NO | [8 empty] | 2018-11-02 | NO | NO | NO | [6 empty] | AC | [7 empty] | NO
PGWSDKKC | DONG GUAN WALSTAR OPTOELECTRONICS TECHNOLOGY CO., LTD | WALSTAR | WL-T8A-12W1200 DIAB-45-H1 | Linear Replacement Lamp | T8 Four-Foot | Dual Mode Internal Driver (UL Type A and Type B) |  | standard | NO | [10 empty] | 2018-09-06 | Not Dimmable | Not Dimmable | NO |  | RRRUWU | [25 empty] | 4.4 | 2258 | 154.02 | 14.66 | 15 | 0.9 | 4500 | 81.4 |  |  |  | NO | NO | NO | [8 empty] | 2018-11-02 | NO | NO | NO | [6 empty] | AC | [7 empty] | NO
P7EKCTOI | DONG GUAN WALSTAR OPTOELECTRONICS TECHNOLOGY CO., LTD | WALSTAR | WL-T8A-15W1200 DIAB-45-H1 | Linear Replacement Lamp | T8 Four-Foot | Dual Mode Internal Driver (UL Type A and Type B) |  | standard | NO | [10 empty] | 2018-09-06 | Not Dimmable | Not Dimmable | NO |  | RRRUWW | [25 empty] | 4.4 | 2694 | 153.94 | 17.5 | 15 | 0.9 | 4500 | 81.3 |  |  |  | NO | NO | NO | [8 empty] | 2018-11-02 | NO | NO | NO | [6 empty] | AC | [7 empty] | NO
PGNECMZG | DONG GUAN WALSTAR OPTOELECTRONICS TECHNOLOGY CO., LTD | WALSTAR | WL-T8A-22W1200 DIAB-35-H1 | Linear Replacement Lamp | T8 Four-Foot | Dual Mode Internal Driver (UL Type A and Type B) |  | standard | NO | [10 empty] | 2018-09-06 | Not Dimmable | Not Dimmable | NO |  | RRRUWX | [25 empty] | 4.4 | 3410 | 150.35 | 22.68 | 15 | 0.9 | 3500 | 81.4 |  |  |  | NO | NO | NO | [8 empty] | 2018-11-02 | NO | NO | NO | [6 empty] | AC | [7 empty] | NO
PFNGSVDW | DONG GUAN WALSTAR OPTOELECTRONICS TECHNOLOGY CO., LTD | WALSTAR | WL-T8A-22W1200 DIAB-40-H1 | Linear Replacement Lamp | T8 Four-Foot | Dual Mode Internal Driver (UL Type A and Type B) |  | standard | NO | [10 empty] | 2018-09-06 | Not Dimmable | Not Dimmable | NO |  | RRRUWX | [25 empty] | 4.4 | 3460 | 152.56 | 22.68 | 15 | 0.9 | 4000 | 81.4 |  |  |  | NO | NO | NO | [8 empty] | 2018-11-02 | NO | NO | NO | [6 empty] | AC | [7 empty] | NO
PGTOMTG2 | DONG GUAN WALSTAR OPTOELECTRONICS TECHNOLOGY CO., LTD | WALSTAR | WL-T8A-12W1200 DIAB-40-H1 | Linear Replacement Lamp | T8 Four-Foot | Dual Mode Internal Driver (UL Type A and Type B) |  | standard | NO | [10 empty] | 2018-09-06 | Not Dimmable | Not Dimmable | NO |  | RRRUWU | [25 empty] | 4.4 | 2224 | 151.71 | 14.66 | 15 | 0.9 | 4000 | 81.4 |  |  |  | NO | NO | NO | [8 empty] | 2018-11-02 | NO | NO | NO | [6 empty] | AC | [7 empty] | NO
PDJOIIMW | DONG GUAN WALSTAR OPTOELECTRONICS TECHNOLOGY CO., LTD | WALSTAR | WL-T8A-12W1200 DIAB-50-H1 | Linear Replacement Lamp | T8 Four-Foot | Dual Mode Internal Driver (UL Type A and Type B) |  | standard | NO | [10 empty] | 2018-09-06 | Not Dimmable | Not Dimmable | NO |  | RRRUWU | [25 empty] | 4.4 | 2293 | 156.2 | 14.68 | 15 | 0.9 | 5000 | 83.7 |  |  |  | NO | NO | NO | [8 empty] | 2018-11-02 | NO | NO | NO | [6 empty] | AC | [7 empty] | NO
PM1WHYQR | DONG GUAN WALSTAR OPTOELECTRONICS TECHNOLOGY CO., LTD | WALSTAR | WL-T8A-10W1200 DIAB-45-H1 | Linear Replacement Lamp | T8 Four-Foot | Dual Mode Internal Driver (UL Type A and Type B) |  | standard | NO | [10 empty] | 2018-09-06 | Not Dimmable | Not Dimmable | NO |  | RRRUWV | [25 empty] | 4.4 | 1953 | 151.4 | 12.9 | 15 | 0.9 | 4500 | 81.5 |  |  |  | NO | NO | NO | [8 empty] | 2018-11-02 | NO | NO | NO | [6 empty] | AC | [7 empty] | NO
P5L9J1E7 | DONG GUAN WALSTAR OPTOELECTRONICS TECHNOLOGY CO., LTD | WALSTAR | WL-T8A-10W1200 DIAB-50-H1 | Linear Replacement Lamp | T8 Four-Foot | Dual Mode Internal Driver (UL Type A and Type B) |  | standard | NO | [10 empty] | 2018-09-06 | Not Dimmable | Not Dimmable | NO |  | RRRUWV | [25 empty] | 4.4 | 1956 | 155.36 | 12.59 | 15 | 0.9 | 5000 | 83.9 |  |  |  | NO | NO | NO | [8 empty] | 2018-11-02 | NO | NO | NO | [6 empty] | AC | [7 empty] | NO
POYV239Y | Emium Lighting LLC | Emium Lighting | EL-WS-T8N-15W1200 DIAB-50 | Linear Replacement Lamp | T8 Four-Foot | Dual Mode Internal Driver (UL Type A and Type B) |  | standard | NO | [10 empty] | 2018-09-06 | Not Dimmable | Not Dimmable | NO |  | XXXCOA | [25 empty] | 4.4 | 2072 | 134.92 | 15.36 | 15 | 0.9 | 5000 | 80 |  |  |  | NO | NO | NO | [8 empty] | 2018-11-02 | NO | NO | NO | [6 empty] | AC | [7 empty] | NO
PODMMC2B | Emium Lighting LLC | Emium Lighting | EL-WS-T8A-22W1200 DIAB-50 | Linear Replacement Lamp | T8 Four-Foot | Dual Mode Internal Driver (UL Type A and Type B) |  | standard | NO | [10 empty] | 2018-09-06 | Not Dimmable | Not Dimmable | NO |  | XXXCOF | [25 empty] | 4.4 | 3032 | 138.7 | 21.86 | 21.6 | 0.93 | 5000 | 81.6 |  |  |  | NO | NO | NO | [8 empty] | 2018-11-02 | NO | NO | NO | [6 empty] | AC | [7 empty] | NO
P45TV0OK | Emium Lighting LLC | Emium Lighting | EL-WS-T8A-18W1200 DIAB-50 | Linear Replacement Lamp | T8 Four-Foot | Dual Mode Internal Driver (UL Type A and Type B) |  | standard | NO | [10 empty] | 2018-09-06 | Not Dimmable | Not Dimmable | NO |  | XXXCOE | [25 empty] | 4.4 | 2570 | 143.92 | 17.86 | 24.34 | 0.91 | 5000 | 82.1 |  |  |  | NO | NO | NO | [8 empty] | 2018-11-02 | NO | NO | NO | [6 empty] | AC | [7 empty] | NO
PHVAGDLY | Emium Lighting LLC | Emium Lighting | EL-WS-T8N-10W1200 DIAB-50 | Linear Replacement Lamp | T8 Four-Foot | Dual Mode Internal Driver (UL Type A and Type B) |  | standard | NO | [10 empty] | 2018-09-06 | Not Dimmable | Not Dimmable | NO |  | XXXCNY | [25 empty] | 4.4 | 1739 | 135.43 | 12.84 | 15 | 0.9 | 5000 | 80 |  |  |  | NO | NO | NO | [8 empty] | 2018-11-02 | NO | NO | NO | [6 empty] | AC | [7 empty] | NO
PTP9PY8V | Emium Lighting LLC | Emium Lighting | EL-WS-T8A-10W1200 DIAB-50 | Linear Replacement Lamp | T8 Four-Foot | Dual Mode Internal Driver (UL Type A and Type B) |  | standard | NO | [10 empty] | 2018-09-06 | Not Dimmable | Not Dimmable | NO |  | XXXCOB | [25 empty] | 4.4 | 1790 | 135.01 | 13.26 | 15 | 0.9 | 5000 | 80 |  |  |  | NO | NO | NO | [8 empty] | 2018-11-02 | NO | NO | NO | [6 empty] | AC | [7 empty] | NO
P9MTWEIN | Emium Lighting LLC | Emium Lighting | EL-WS-T8A-15W1200 DIAB-50 | Linear Replacement Lamp | T8 Four-Foot | Dual Mode Internal Driver (UL Type A and Type B) |  | standard | NO | [10 empty] | 2018-09-06 | Not Dimmable | Not Dimmable | NO |  | XXXCOD | [25 empty] | 4.4 | 2085 | 135.39 | 15.4 | 15 | 0.9 | 5000 | 80 |  |  |  | NO | NO | NO | [8 empty] | 2018-11-02 | NO | NO | NO | [6 empty] | AC | [7 empty] | NO
P2S3KDAD | Emium Lighting LLC | Emium Lighting | EL-WS-T8A-15W1200 DIAB-45 | Linear Replacement Lamp | T8 Four-Foot | Dual Mode Internal Driver (UL Type A and Type B) |  | standard | NO | [10 empty] | 2018-09-06 | Not Dimmable | Not Dimmable | NO |  | XXXCOD | [25 empty] | 4.4 | 2070 | 134.77 | 15.36 | 15 | 0.9 | 4500 | 80 |  |  |  | NO | NO | NO | [8 empty] | 2018-11-02 | NO | NO | NO | [6 empty] | AC | [7 empty] | NO
PLCQJXTGCK4B | Universal Lighting Technologies | Everline | T8LDR4F10/850C | Linear Replacement Lamp | T8 Four-Foot | Replacement Lamps (plug and play) (UL Type A) |  | standard | NO | [10 empty] | 2018-09-06 | Not Dimmable | Not Dimmable | NO |  | FFFJHS | [25 empty] | 4.4 | 1650 | 127 | 13 | 20 | 0.9 | 5000 | 82 |  |  |  | NO | NO | NO | [8 empty] | 2018-11-02 | NO | NO | NO | [6 empty] | AC | [7 empty] | NO
PL9U5K4O1JYI | Universal Lighting Technologies | Everline | T8LDR4F10/830C | Linear Replacement Lamp | T8 Four-Foot | Replacement Lamps (plug and play) (UL Type A) |  | standard | YES |  | 1672 | 128.7 | 13 | 15.68 | 0.9503 | 3059 | 82.9 | 5 | 50000 | 2018-09-06 | Not Dimmable | Not Dimmable | NO |  | FFFJHS | [15 empty] | 81.6 |  | 1.26 | 1.3 | [6 empty] | 4.4 | 1600 | 123 | 13 | 20 | 0.9 | 3000 | 82 |  |  |  | NO | NO | NO | [8 empty] | 2018-11-02 | NO | NO | NO | [6 empty] | AC | [7 empty] | NO
PLLES6WVL31F | AM Conservation Group, Inc | Simply Conserve | L14T8PC45A | Linear Replacement Lamp | T8 Four-Foot | Replacement Lamps (plug and play) (UL Type A) |  | standard | NO | [10 empty] | 2018-08-31 | Not Dimmable | Not Dimmable | NO |  | NANPHW | [25 empty] | 4.4 | 1835 | 125.71 | 14.6 | 14.69 | 0.9037 | 4500 | 83 |  |  |  | NO | NO | NO | [8 empty] | 2018-11-02 | NO | NO | NO | [6 empty] | AC | [7 empty] | NO
PL92MKK0AA4Q | Turolight Inc. | TUROLIGHT | VIV-T8DFSP/N/15W/40/F | Linear Replacement Lamp | T8 Four-Foot | Replacement Lamps (plug and play) (UL Type A) |  | standard | NO | [10 empty] | 2018-08-31 | Not Dimmable | Not Dimmable | NO |  | ZZZCCI | [25 empty] | 4.4 | 2200 | 123 | 18 | 20 | 0.9 | 4000 | 83 |  |  |  | NO | NO | NO | [8 empty] | 2018-11-02 | NO | NO | NO | [6 empty] | AC | [7 empty] | NO
PLFKUTQQNUY6 | AM Conservation Group, Inc | Simply Conserve | L14T8PC50A | Linear Replacement Lamp | T8 Four-Foot | Replacement Lamps (plug and play) (UL Type A) |  | standard | NO | [10 empty] | 2018-08-31 | Not Dimmable | Not Dimmable | NO |  | NANPHW | [25 empty] | 4.4 | 1861 | 127.38 | 14.61 | 14.72 | 0.9015 | 5000 | 82 |  |  |  | NO | NO | NO | [8 empty] | 2018-11-02 | NO | NO | NO | [6 empty] | AC | [7 empty] | NO
P994N211 | EDI ELECTRONICS LIMITED | EDI | EDI-APT8-4F12-AB(3500K) | Linear Replacement Lamp | T8 Four-Foot | Dual Mode Internal Driver (UL Type A and Type B) |  | standard | NO | [10 empty] | 2018-08-31 | Not Dimmable | Not Dimmable | NO |  | CCCFYY | [25 empty] | 4.4 | 1683.28 | 138.2 | 12.18 | 12.4 | 0.913 | 3500 | 82.7 |  |  |  | NO | NO | NO | [8 empty] | 2018-11-02 | NO | NO | NO | [6 empty] | AC | [7 empty] | NO
PYW4IB3R | EDI ELECTRONICS LIMITED | EDI | EDI-APT8-4F12-AB(4000K) | Linear Replacement Lamp | T8 Four-Foot | Dual Mode Internal Driver (UL Type A and Type B) |  | standard | NO | [10 empty] | 2018-08-31 | Not Dimmable | Not Dimmable | NO |  | CCCFYY | [25 empty] | 4.4 | 1895.08 | 151.6 | 12.5 | 12.4 | 0.913 | 4002 | 82.9 |  |  |  | NO | NO | NO | [8 empty] | 2018-11-02 | NO | NO | NO | [6 empty] | AC | [7 empty] | NO
PLMOOZUYSA57 | AM Conservation Group, Inc | Simply Conserve | L14T8PC35A | Linear Replacement Lamp | T8 Four-Foot | Replacement Lamps (plug and play) (UL Type A) |  | standard | NO | [10 empty] | 2018-08-31 | Not Dimmable | Not Dimmable | NO |  | NANPHW | [25 empty] | 4.4 | 1782 | 122.11 | 14.6 | 14.69 | 0.9037 | 3500 | 83 |  |  |  | NO | NO | NO | [8 empty] | 2018-11-02 | NO | NO | NO | [6 empty] | AC | [7 empty] | NO
PLBTGUB1IBPH | AM Conservation Group, Inc | Simply Conserve | L14T8PC30A | Linear Replacement Lamp | T8 Four-Foot | Replacement Lamps (plug and play) (UL Type A) |  | standard | YES |  | 1745 | 118.79 | 14.69 | 14.69 | 0.9037 | 2943 | 83 | 5 | 50000 | 2018-08-31 | Not Dimmable | Not Dimmable | NO |  | NANPHW | [15 empty] | 85.2 |  | 1.22 | 1.3 | [6 empty] | 4.4 | 1756 | 120.44 | 14.58 | 14.69 | 0.9037 | 3000 | 83 |  |  |  | NO | NO | NO | [8 empty] | 2018-11-02 | NO | NO | NO | [6 empty] | AC | [7 empty] | NO
PLZBX28GM1J8 | AM Conservation Group, Inc | Simply Conserve | L14T8PC40A | Linear Replacement Lamp | T8 Four-Foot | Replacement Lamps (plug and play) (UL Type A) |  | standard | NO | [10 empty] | 2018-08-31 | Not Dimmable | Not Dimmable | NO |  | NANPHW | [25 empty] | 4.4 | 1809 | 123.91 | 14.6 | 14.69 | 0.9037 | 4000 | 83 |  |  |  | NO | NO | NO | [8 empty] | 2018-11-02 | NO | NO | NO | [6 empty] | AC | [7 empty] | NO
PSKZZZPM | EDI ELECTRONICS LIMITED | EDI | EDI-APT8-4F12-AB(3000K) | Linear Replacement Lamp | T8 Four-Foot | Dual Mode Internal Driver (UL Type A and Type B) |  | standard | YES |  | 1683.28 | 138.2 | 12.18 | 12.4 | 0.913 | 3064 | 82.7 | 5 | 50000 | 2018-08-31 | Not Dimmable | Not Dimmable | NO |  | CCCFYY | [15 empty] | 80 |  | 1.14 | 1.2 | [6 empty] | 4.4 | 1683.28 | 138.2 | 12.18 | 12.4 | 0.913 | 3064 | 82.7 |  |  |  | NO | NO | NO | [8 empty] | 2018-11-02 | NO | NO | NO | [6 empty] | AC | [7 empty] | NO
PL9JE6028DBS | Turolight Inc. | TUROLIGHT | VIV-T8DFSP/N/15W/50/F | Linear Replacement Lamp | T8 Four-Foot | Replacement Lamps (plug and play) (UL Type A) |  | standard | NO | [10 empty] | 2018-08-31 | Not Dimmable | Not Dimmable | NO |  | ZZZCCI | [25 empty] | 4.4 | 2200 | 123 | 18 | 20 | 0.9 | 5000 | 83 |  |  |  | NO | NO | NO | [8 empty] | 2018-11-02 | NO | NO | NO | [6 empty] | AC | [7 empty] | NO
P6S0UKVH | EDI ELECTRONICS LIMITED | EDI | EDI-APT8-4F12-AB(4500K) | Linear Replacement Lamp | T8 Four-Foot | Dual Mode Internal Driver (UL Type A and Type B) |  | standard | NO | [10 empty] | 2018-08-31 | Not Dimmable | Not Dimmable | NO |  | CCCFYY | [25 empty] | 4.4 | 1895.08 | 151.6 | 12.5 | 12.4 | 0.913 | 4500 | 82.9 |  |  |  | NO | NO | NO | [8 empty] | 2018-11-02 | NO | NO | NO | [6 empty] | AC | [7 empty] | NO
POLA153Z | EDI ELECTRONICS LIMITED | EDI | EDI-APT8-4F12-AB(5000K) | Linear Replacement Lamp | T8 Four-Foot | Dual Mode Internal Driver (UL Type A and Type B) |  | standard | NO | [10 empty] | 2018-08-31 | Not Dimmable | Not Dimmable | NO |  | CCCFYY | [25 empty] | 4.4 | 1977.61 | 162.9 | 12.14 | 12.4 | 0.913 | 5090 | 83.2 |  |  |  | NO | NO | NO | [8 empty] | 2018-11-02 | NO | NO | NO | [6 empty] | AC | [7 empty] | NO
PLQL5I84SH1H | Eco-fitt Corporation | Eco-brilliant | ET8124KG13DR | Linear Replacement Lamp | T8 Four-Foot | Replacement Lamps (plug and play) (UL Type A) |  | standard | NO | [10 empty] | 2018-08-28 | Not Dimmable | Not Dimmable | NO |  | HAHIUL | [25 empty] | 4.4 | 1600 | 133 | 12 | 20 | 0.9 | 4000 | 80 |  |  |  | NO | NO | NO | [8 empty] | 2018-11-02 | NO | NO | NO | [6 empty] | AC | [7 empty] | NO
PLM05438HH7X | Eco-fitt Corporation | Eco-brilliant | ET8123KG13DR | Linear Replacement Lamp | T8 Four-Foot | Replacement Lamps (plug and play) (UL Type A) |  | standard | YES |  | 1790.55 | 137.19 | 13.0515 | 15.97 | 0.9466 | 3475 | 82.59 | 5 | 50000 | 2018-08-28 | Not Dimmable | Not Dimmable | NO |  | HAHIUL | [15 empty] | 84.7 |  | 1.22 | 1.3 | [6 empty] | 4.4 | 1600 | 133 | 12 | 20 | 0.9 | 3500 | 80 |  |  |  | NO | NO | NO | [8 empty] | 2018-11-02 | NO | NO | NO | [6 empty] | AC | [7 empty] | NO
P1VY9857 | Zhenjiang Qiangling Electronic Co.,Ltd. | ZQL | T8040735E | Linear Replacement Lamp | T8 Four-Foot | Dual Mode Internal Driver (UL Type A and Type B) |  | standard | NO | [10 empty] | 2018-08-28 | Not Dimmable | Not Dimmable | NO |  | NANPHK | [25 empty] | 4.4 | 1800 | 120 | 15 | 8 | 0.9 | 3500 | 80 |  |  |  | NO | NO | NO | [8 empty] | 2018-11-02 | NO | NO | NO | [6 empty] | AC | [7 empty] | NO
PLVDJH761HOM | Eco-fitt Corporation | Eco-brilliant | ET8125KG13DR | Linear Replacement Lamp | T8 Four-Foot | Replacement Lamps (plug and play) (UL Type A) |  | standard | NO | [10 empty] | 2018-08-28 | Not Dimmable | Not Dimmable | NO |  | HAHIUL | [25 empty] | 4.4 | 1600 | 133 | 12 | 20 | 0.9 | 5000 | 80 |  |  |  | NO | NO | NO | [8 empty] | 2018-11-02 | NO | NO | NO | [6 empty] | AC | [7 empty] | NO
P4BV10PN | Zhenjiang Qiangling Electronic Co.,Ltd. | ZQL | T8040750E | Linear Replacement Lamp | T8 Four-Foot | Dual Mode Internal Driver (UL Type A and Type B) |  | standard | NO | [10 empty] | 2018-08-28 | Not Dimmable | Not Dimmable | NO |  | NANPHK | [25 empty] | 4.4 | 1800 | 120 | 15 | 8 | 0.9 | 5000 | 80 |  |  |  | NO | NO | NO | [8 empty] | 2018-11-02 | NO | NO | NO | [6 empty] | AC | [7 empty] | NO
PTUJMIFD | Zhenjiang Qiangling Electronic Co.,Ltd. | ZQL | T8040740E | Linear Replacement Lamp | T8 Four-Foot | Dual Mode Internal Driver (UL Type A and Type B) |  | standard | NO | [10 empty] | 2018-08-28 | Not Dimmable | Not Dimmable | NO |  | NANPHK | [25 empty] | 4.4 | 1800 | 120 | 15 | 8 | 0.9 | 4000 | 80 |  |  |  | NO | NO | NO | [8 empty] | 2018-11-02 | NO | NO | NO | [6 empty] | AC | [7 empty] | NO
PHZTRUXD | Zhenjiang Qiangling Electronic Co.,Ltd. | ZQL | T8040730E | Linear Replacement Lamp | T8 Four-Foot | Dual Mode Internal Driver (UL Type A and Type B) |  | standard | YES |  | 1789.1 | 117.32 | 15.25 | 8.95 | 0.9662 | 3046 | 83.1 | 5 | 50000 | 2018-08-28 | Not Dimmable | Not Dimmable | NO |  | NANPHK | [15 empty] | 85.3 |  | 1.22 | 1.3 | [6 empty] | 4.4 | 1800 | 120 | 15 | 8 | 0.9 | 3000 | 80 |  |  |  | NO | NO | NO | [8 empty] | 2018-11-02 | NO | NO | NO | [6 empty] | AC | [7 empty] | NO
PL3QD0Z2R6F9 | Espen Technology | Espen | L48T8/840/12G-AB | Linear Replacement Lamp | T8 Four-Foot | Dual Mode Internal Driver (UL Type A and Type B) |  | standard | NO | [10 empty] | 2018-08-28 | Dimmable | Continuous Below 10 | NO |  | IIIMNJ | [25 empty] | 4.4 | 1750 | 120 | 14.5 | 20 | 0.9 | 4000 | 83 |  |  |  | NO | NO | NO | [8 empty] | 2018-11-02 | NO | NO | NO | [6 empty] | AC | [7 empty] | NO
PLZSVNF2EQVX | Espen Technology | Espen | L48T8/850/12G-AB | Linear Replacement Lamp | T8 Four-Foot | Dual Mode Internal Driver (UL Type A and Type B) |  | standard | NO | [10 empty] | 2018-08-28 | Dimmable | Continuous Below 10 | NO |  | IIIMNJ | [25 empty] | 4.4 | 1800 | 124 | 14.5 | 20 | 0.9 | 5000 | 83 |  |  |  | NO | NO | NO | [8 empty] | 2018-11-02 | NO | NO | NO | [6 empty] | AC | [7 empty] | NO
PZXM3Y8A | Zhenjiang Qiangling Electronic Co.,Ltd. | ZQL | T8041430E | Linear Replacement Lamp | T8 Four-Foot | Dual Mode Internal Driver (UL Type A and Type B) |  | standard | YES |  | 1755.1 | 115.77 | 15.16 | 12.44 | 0.9612 | 2912 | 82.6 | 5 | 50000 | 2018-08-27 | Not Dimmable | Not Dimmable | NO |  | NANPHL | [15 empty] | 84.3 |  | 1.22 | 1.32 | [6 empty] | 4.4 | 1800 | 120 | 15 | 12 | 0.9 | 3000 | 80 |  |  |  | YES | NO | NO | [8 empty] | 2018-11-02 | NO | NO | NO | [6 empty] | AC | [7 empty] | NO
P8YY2WD5 | Espen Technology | Espen | L48T8/840/12P-EB | Linear Replacement Lamp | T8 Four-Foot | Replacement Lamps (plug and play) (UL Type A) |  | standard | NO | [10 empty] | 2017-04-26 | Not Dimmable | Not Dimmable | NO |  | DDDJBY | [25 empty] | 4.4 | 1850 | 155 | 12 | 20 | 0.9 | 4000 | 80 |  |  |  | NO | NO | NO | 2018-05-02 | 4.3 |  | standard |  |  |  |  | 2018-11-02 | NO | NO | NO | [6 empty] | AC | [7 empty] | NO
PLANSAF2JVLE | Parmida LLC | PARMIDA | PLED-T818W5KV2-AB-F | Linear Replacement Lamp | T8 Four-Foot | Dual Mode Internal Driver (UL Type A and Type B) |  | standard | NO | [10 empty] | 2018-08-23 | Not Dimmable | Not Dimmable | NO |  | MMMRKC | [25 empty] | 4.4 | 2298.7 | 120.1 | 19.1 | 13.3 | 0.925 | 4970 | 83.3 |  |  |  | NO | NO | NO | [8 empty] | 2018-11-02 | NO | NO | NO | [6 empty] | AC | [7 empty] | NO
PWCRJNGY | Espen Technology | Espen | L48T8/840/14P-EB | Linear Replacement Lamp | T8 Four-Foot | Replacement Lamps (plug and play) (UL Type A) |  | standard | NO | [10 empty] | 2017-04-26 | Not Dimmable | Not Dimmable | NO |  | DDDJBZ | [25 empty] | 4.4 | 2150 | 155 | 14 | 20 | 0.9 | 4000 | 80 |  |  |  | NO | NO | NO | 2018-05-02 | 4.3 |  | standard |  |  |  |  | 2018-11-02 | NO | NO | NO | [6 empty] | AC | [7 empty] | NO
PLUHJWD9ILEM | P.Q.L. Inc. | Superior Life | 91047 | Linear Replacement Lamp | T8 Four-Foot | Replacement Lamps (plug and play) (UL Type A) |  | standard | NO | [10 empty] | 2018-08-20 | Not Dimmable | Not Dimmable | NO |  | CCCFYF | [25 empty] | 4.4 | 2200 | 122.2 | 18 | 20 | 0.9 | 4000 | 82 |  |  |  | NO | NO | NO | [8 empty] | 2018-11-02 | NO | NO | NO | [6 empty] | AC | [7 empty] | NO
PL39CP8R8CR3 | P.Q.L. Inc. | Superior Life | 91048 | Linear Replacement Lamp | T8 Four-Foot | Replacement Lamps (plug and play) (UL Type A) |  | standard | NO | [10 empty] | 2018-08-20 | Not Dimmable | Not Dimmable | NO |  | CCCFYF | [25 empty] | 4.4 | 2200 | 122.2 | 18 | 20 | 0.9 | 5000 | 82 |  |  |  | NO | NO | NO | [8 empty] | 2018-11-02 | NO | NO | NO | [6 empty] | AC | [7 empty] | NO
PL5HJR3BOK9Z | Voltech International Inc. | Technilight | TLT8U4P18P | Linear Replacement Lamp | T8 Four-Foot | Dual Mode Internal Driver (UL Type A and Type B) |  | standard | NO | [10 empty] | 2018-08-17 | Not Dimmable | Not Dimmable | NO |  | HAHITN | [25 empty] | 4.4 | 2682 | 151.95 | 17.65 | 20.6 | 0.9238 | 5000 | 82.2 |  |  |  | NO | NO | NO | [8 empty] | 2018-11-02 | NO | NO | NO | [6 empty] | AC | [7 empty] | NO
PLBPWTUN5K7Z | Voltech International Inc. | Technilight | TLT8U4P18N | Linear Replacement Lamp | T8 Four-Foot | Dual Mode Internal Driver (UL Type A and Type B) |  | standard | YES |  | 2660 | 150.59 | 17.69 | 20.98 | 0.9268 | 3935 | 82.1 | 5 | 50000 | 2018-08-17 | Not Dimmable | Not Dimmable | NO |  | HAHITN | [15 empty] | 84.5 |  | 1.2 | 1.34 | [6 empty] | 4.4 | 2664 | 150.59 | 17.69 | 20.98 | 0.9254 | 4000 | 82.1 |  |  |  | NO | NO | NO | [8 empty] | 2018-11-02 | NO | NO | NO | [6 empty] | AC | [7 empty] | NO
PWESVJB9 | ARKSMART INC | ARKSMART | ARK/UE/15K (3000K) | Linear Replacement Lamp | T8 Four-Foot | Dual Mode Internal Driver (UL Type A and Type B) |  | standard | YES |  | 2148.6 | 131.57 | 16.33 | 15.91 | 0.9596 | 3042 | 82.2 | 5 | 50000 | 2018-08-17 | Not Dimmable | Not Dimmable | NO |  | EAEFRE | [15 empty] | 78.5 |  | 1.16 | 1.26 | [6 empty] | 4.4 | 2148.6 | 131.57 | 16.33 | 15.91 | 0.9596 | 3000 | 82.2 |  |  |  | NO | NO | NO | [8 empty] | 2018-11-02 | NO | NO | NO | [6 empty] | AC | [7 empty] | NO
PMBY5PZ0 | ARKSMART INC | ARKSMART | ARK/UE/15K (4000K) | Linear Replacement Lamp | T8 Four-Foot | Dual Mode Internal Driver (UL Type A and Type B) |  | standard | NO | [10 empty] | 2018-08-17 | Not Dimmable | Not Dimmable | NO |  | EAEFRE | [25 empty] | 4.4 | 2148.6 | 131.57 | 16.33 | 15.91 | 0.9596 | 4000 | 82.2 |  |  |  | NO | NO | NO | [8 empty] | 2018-11-02 | NO | NO | NO | [6 empty] | AC | [7 empty] | NO
PF9BGOT3 | ARKSMART INC | ARKSMART | ARK/UE/15K (5000K) | Linear Replacement Lamp | T8 Four-Foot | Dual Mode Internal Driver (UL Type A and Type B) |  | standard | NO | [10 empty] | 2018-08-17 | Not Dimmable | Not Dimmable | NO |  | EAEFRE | [25 empty] | 4.4 | 2345.8 | 143.83 | 16.31 | 15.91 | 0.9596 | 5000 | 82.5 |  |  |  | NO | NO | NO | [8 empty] | 2018-11-02 | NO | NO | NO | [6 empty] | AC | [7 empty] | NO
PLL093WR | ARKSMART INC | ARKSMART | ARK/UE/15K (3500K) | Linear Replacement Lamp | T8 Four-Foot | Dual Mode Internal Driver (UL Type A and Type B) |  | standard | NO | [10 empty] | 2018-08-17 | Not Dimmable | Not Dimmable | NO |  | EAEFRE | [25 empty] | 4.4 | 2148.6 | 131.57 | 16.33 | 15.91 | 0.9596 | 3500 | 82.2 |  |  |  | NO | NO | NO | [8 empty] | 2018-11-02 | NO | NO | NO | [6 empty] | AC | [7 empty] | NO
P3QK7NT9 | ARKSMART INC | ARKSMART | ARK/UE/15K (4500K) | Linear Replacement Lamp | T8 Four-Foot | Dual Mode Internal Driver (UL Type A and Type B) |  | standard | NO | [10 empty] | 2018-08-17 | Not Dimmable | Not Dimmable | NO |  | EAEFRE | [25 empty] | 4.4 | 2148.6 | 131.57 | 16.33 | 15.91 | 0.9596 | 4500 | 82.2 |  |  |  | NO | NO | NO | [8 empty] | 2018-11-02 | NO | NO | NO | [6 empty] | AC | [7 empty] | NO
POUV914I | JIAXING SUPER LIGHTING ELECTRIC APPLIANCE CO.,LTD | Super | T8L-IDDM13-1650-4ft-BBA-D0 | Linear Replacement Lamp | T8 Four-Foot | Replacement Lamps (plug and play) (UL Type A) |  | standard | NO | [10 empty] | 2018-08-15 | Not Dimmable | Not Dimmable | NO | Updated on 08/21/2018 | OOOASF | [25 empty] | 4.4 | 1600 | 123 | 13 | 20 | 0.9 | 3500 | 82 |  |  |  | NO | NO | NO | [8 empty] | 2018-11-02 | NO | NO | NO | [6 empty] | AC | [7 empty] | NO
P4R9AJWS | JIAXING SUPER LIGHTING ELECTRIC APPLIANCE CO.,LTD | Super | T8L-IDDM13-2000-4ft-EBA-C0 | Linear Replacement Lamp | T8 Four-Foot | Replacement Lamps (plug and play) (UL Type A) |  | standard | NO | [10 empty] | 2018-08-15 | Not Dimmable | Not Dimmable | NO | Updated on 08/21/2018 | OOOASG | [25 empty] | 4.4 | 2000 | 125 | 16 | 20 | 0.9 | 5000 | 82 |  |  |  | NO | NO | NO | [8 empty] | 2018-11-02 | NO | NO | NO | [6 empty] | AC | [7 empty] | NO
P81WMN4A | JIAXING SUPER LIGHTING ELECTRIC APPLIANCE CO.,LTD | Super | T8L-IDDM13-2000-4ft-CBA-D0 | Linear Replacement Lamp | T8 Four-Foot | Replacement Lamps (plug and play) (UL Type A) |  | standard | NO | [10 empty] | 2018-08-15 | Not Dimmable | Not Dimmable | NO | Updated on 08/21/2018 | OOOASH | [25 empty] | 4.4 | 2000 | 125 | 16 | 20 | 0.9 | 4000 | 82 |  |  |  | NO | NO | NO | [8 empty] | 2018-11-02 | NO | NO | NO | [6 empty] | AC | [7 empty] | NO
PWQOYWAY | JIAXING SUPER LIGHTING ELECTRIC APPLIANCE CO.,LTD | Super | T8L-IDDM13-2000-4ft-EBA-D0 | Linear Replacement Lamp | T8 Four-Foot | Replacement Lamps (plug and play) (UL Type A) |  | standard | NO | [10 empty] | 2018-08-15 | Not Dimmable | Not Dimmable | NO | Updated on 08/21/2018 | OOOASH | [25 empty] | 4.4 | 2000 | 125 | 16 | 20 | 0.9 | 5000 | 82 |  |  |  | NO | NO | NO | [8 empty] | 2018-11-02 | NO | NO | NO | [6 empty] | AC | [7 empty] | NO
PERSBRRU | JIAXING SUPER LIGHTING ELECTRIC APPLIANCE CO.,LTD | Super | T8L-IDDM13-1650-4ft-ABA-D0 | Linear Replacement Lamp | T8 Four-Foot | Replacement Lamps (plug and play) (UL Type A) |  | standard | YES |  | 1643 | 126.3 | 13.02 | 15.72 | 0.9492 | 3060 | 83 | 5 | 50000 | 2018-08-15 | Not Dimmable | Not Dimmable | NO | Updated on 08/21/2018 | OOOASF | [15 empty] | 81.5 |  | 1.24 | 1.32 | [6 empty] | 4.4 | 1600 | 123 | 13 | 20 | 0.9 | 3000 | 82 |  |  |  | NO | NO | NO | [8 empty] | 2018-11-02 | NO | NO | NO | [6 empty] | AC | [7 empty] | NO
PLNLHPLO | JIAXING SUPER LIGHTING ELECTRIC APPLIANCE CO.,LTD | Super | T8L-IDDM13-1650-4ft-DBA-D0 | Linear Replacement Lamp | T8 Four-Foot | Replacement Lamps (plug and play) (UL Type A) |  | standard | NO | [10 empty] | 2018-08-15 | Not Dimmable | Not Dimmable | NO | Updated on 08/21/2018 | OOOASF | [25 empty] | 4.4 | 1650 | 127 | 13 | 20 | 0.9 | 4500 | 82 |  |  |  | NO | NO | NO | [8 empty] | 2018-11-02 | NO | NO | NO | [6 empty] | AC | [7 empty] | NO
PIX190NB | JIAXING SUPER LIGHTING ELECTRIC APPLIANCE CO.,LTD | Super | T8L-IDDM13-2000-4ft-DBA-C0 | Linear Replacement Lamp | T8 Four-Foot | Replacement Lamps (plug and play) (UL Type A) |  | standard | NO | [10 empty] | 2018-08-15 | Not Dimmable | Not Dimmable | NO | Updated on 08/21/2018 | OOOASG | [25 empty] | 4.4 | 2000 | 125 | 16 | 20 | 0.9 | 4500 | 82 |  |  |  | NO | NO | NO | [8 empty] | 2018-11-02 | NO | NO | NO | [6 empty] | AC | [7 empty] | NO
PYO6Y9KD | JIAXING SUPER LIGHTING ELECTRIC APPLIANCE CO.,LTD | Super | T8L-IDDM13-1650-4ft-CBA-D0 | Linear Replacement Lamp | T8 Four-Foot | Replacement Lamps (plug and play) (UL Type A) |  | standard | NO | [10 empty] | 2018-08-15 | Not Dimmable | Not Dimmable | NO | Updated on 08/21/2018 | OOOASF | [25 empty] | 4.4 | 1650 | 127 | 13 | 20 | 0.9 | 4000 | 82 |  |  |  | NO | NO | NO | [8 empty] | 2018-11-02 | NO | NO | NO | [6 empty] | AC | [7 empty] | NO
PCDJLE5S | JIAXING SUPER LIGHTING ELECTRIC APPLIANCE CO.,LTD | Super | T8L-IDDM13-2000-4ft-DBA-D0 | Linear Replacement Lamp | T8 Four-Foot | Replacement Lamps (plug and play) (UL Type A) |  | standard | NO | [10 empty] | 2018-08-15 | Not Dimmable | Not Dimmable | NO | Updated on 08/21/2018 | OOOASH | [25 empty] | 4.4 | 2000 | 125 | 16 | 20 | 0.9 | 4500 | 82 |  |  |  | NO | NO | NO | [8 empty] | 2018-11-02 | NO | NO | NO | [6 empty] | AC | [7 empty] | NO
PJGFC3SJ | JIAXING SUPER LIGHTING ELECTRIC APPLIANCE CO.,LTD | Super | T8L-IDDM13-1650-4ft-EBA-D0 | Linear Replacement Lamp | T8 Four-Foot | Replacement Lamps (plug and play) (UL Type A) |  | standard | NO | [10 empty] | 2018-08-15 | Not Dimmable | Not Dimmable | NO | Updated on 08/21/2018 | OOOASF | [25 empty] | 4.4 | 1650 | 127 | 13 | 20 | 0.9 | 5000 | 82 |  |  |  | NO | NO | NO | [8 empty] | 2018-11-02 | NO | NO | NO | [6 empty] | AC | [7 empty] | NO
PXQO32J0 | JIAXING SUPER LIGHTING ELECTRIC APPLIANCE CO.,LTD | Super | T8L-IDDM13-2000-4ft-CBA-C0 | Linear Replacement Lamp | T8 Four-Foot | Replacement Lamps (plug and play) (UL Type A) |  | standard | NO | [10 empty] | 2018-08-15 | Not Dimmable | Not Dimmable | NO | Updated on 08/21/2018 | OOOASG | [25 empty] | 4.4 | 2000 | 125 | 16 | 20 | 0.9 | 4000 | 82 |  |  |  | NO | NO | NO | [8 empty] | 2018-11-02 | NO | NO | NO | [6 empty] | AC | [7 empty] | NO
PG9KWCWV | JIAXING SUPER LIGHTING ELECTRIC APPLIANCE CO.,LTD | Super | T8L-IDDM13-1650-4ft-BBA-C0 | Linear Replacement Lamp | T8 Four-Foot | Replacement Lamps (plug and play) (UL Type A) |  | standard | NO | [10 empty] | 2018-08-14 | Not Dimmable | Not Dimmable | NO | Updated on 08/21/2018 | OOOASE | [25 empty] | 4.4 | 1600 | 123 | 13 | 20 | 0.9 | 3500 | 82 |  |  |  | NO | NO | NO | [8 empty] | 2018-11-02 | NO | NO | NO | [6 empty] | AC | [7 empty] | NO
P9VF3FWJ | JIAXING SUPER LIGHTING ELECTRIC APPLIANCE CO.,LTD | Super | T8L-IDDM13-1650-4ft-DBA-C0 | Linear Replacement Lamp | T8 Four-Foot | Replacement Lamps (plug and play) (UL Type A) |  | standard | NO | [10 empty] | 2018-08-14 | Not Dimmable | Not Dimmable | NO | Updated on 08/21/2018 | OOOASE | [25 empty] | 4.4 | 1650 | 127 | 13 | 20 | 0.9 | 4500 | 82 |  |  |  | NO | NO | NO | [8 empty] | 2018-11-02 | NO | NO | NO | [6 empty] | AC | [7 empty] | NO
P0JYCM7Z | JIAXING SUPER LIGHTING ELECTRIC APPLIANCE CO.,LTD | Super | T8L-IDDM13-1650-4ft-ABA-C0 | Linear Replacement Lamp | T8 Four-Foot | Replacement Lamps (plug and play) (UL Type A) |  | standard | YES |  | 1672 | 128.7 | 13 | 15.68 | 0.9503 | 3059 | 82.9 | 5 | 50000 | 2018-08-14 | Not Dimmable | Not Dimmable | NO | Updated on 08/21/2018 | OOOASE | [15 empty] | 81.6 |  | 1.26 | 1.3 | [6 empty] | 4.4 | 1600 | 123 | 13 | 20 | 0.9 | 3000 | 82 |  |  |  | NO | NO | NO | [8 empty] | 2018-11-02 | NO | NO | NO | [6 empty] | AC | [7 empty] | NO
PZBNAS6B | JIAXING SUPER LIGHTING ELECTRIC APPLIANCE CO.,LTD | Super | T8L-IDDM13-1650-4ft-CBA-C0 | Linear Replacement Lamp | T8 Four-Foot | Replacement Lamps (plug and play) (UL Type A) |  | standard | NO | [10 empty] | 2018-08-14 | Not Dimmable | Not Dimmable | NO | Updated on 08/21/2018 | OOOASE | [25 empty] | 4.4 | 1650 | 127 | 13 | 20 | 0.9 | 4000 | 82 |  |  |  | NO | NO | NO | [8 empty] | 2018-11-02 | NO | NO | NO | [6 empty] | AC | [7 empty] | NO
PGP2AYTD | JIAXING SUPER LIGHTING ELECTRIC APPLIANCE CO.,LTD | Super | T8L-IDDM13-1650-4ft-EBA-C0 | Linear Replacement Lamp | T8 Four-Foot | Replacement Lamps (plug and play) (UL Type A) |  | standard | NO | [10 empty] | 2018-08-14 | Not Dimmable | Not Dimmable | NO | Updated on 08/21/2018 | OOOASE | [25 empty] | 4.4 | 1650 | 127 | 13 | 20 | 0.9 | 5000 | 82 |  |  |  | NO | NO | NO | [8 empty] | 2018-11-02 | NO | NO | NO | [6 empty] | AC | [7 empty] | NO
PL25HL91R11T | Rocket Lite Inc. | Rocket Lite | RLI-T818WNA-5000K | Linear Replacement Lamp | T8 Four-Foot | Replacement Lamps (plug and play) (UL Type A) |  | standard | NO | [10 empty] | 2018-08-10 | Not Dimmable | Not Dimmable | NO |  | XXXCME | [25 empty] | 4.4 | 2404.16 | 136.6 | 17.6 | 20.25 | 0.967 | 5000 | 83.6 |  |  |  | NO | NO | NO | [8 empty] | 2018-11-02 | NO | NO | NO | [6 empty] | AC | [7 empty] | NO
PL389L5YUYUS | Rocket Lite Inc. | Rocket Lite | RLI-T818WNA-4000K | Linear Replacement Lamp | T8 Four-Foot | Replacement Lamps (plug and play) (UL Type A) |  | standard | NO | [10 empty] | 2018-08-10 | Not Dimmable | Not Dimmable | NO |  | XXXCME | [25 empty] | 4.4 | 2353.75 | 134.5 | 17.5 | 20.25 | 0.967 | 4000 | 82.9 |  |  |  | NO | NO | NO | [8 empty] | 2018-11-02 | NO | NO | NO | [6 empty] | AC | [7 empty] | NO
PLHK696YIYRT | Rocket Lite Inc. | Rocket Lite | RLI-T818WNA-4500K | Linear Replacement Lamp | T8 Four-Foot | Replacement Lamps (plug and play) (UL Type A) |  | standard | NO | [10 empty] | 2018-08-10 | Not Dimmable | Not Dimmable | NO |  | XXXCME | [25 empty] | 4.4 | 2371.25 | 135.5 | 17.5 | 20.25 | 0.967 | 4500 | 83.2 |  |  |  | NO | NO | NO | [8 empty] | 2018-11-02 | NO | NO | NO | [6 empty] | AC | [7 empty] | NO
PLSBEWBEQUOH | Rocket Lite Inc. | Rocket Lite | RLI-T818WNA-3000K | Linear Replacement Lamp | T8 Four-Foot | Replacement Lamps (plug and play) (UL Type A) |  | standard | YES |  | 2309.4 | 132.3 | 17.45 | 19.83 | 0.8896 | 3003 | 82.2 | 5 | 50000 | 2018-08-10 | Not Dimmable | Not Dimmable | NO |  | XXXCME | [15 empty] | 83.8 |  | 1.22 | 1.3 | [6 empty] | 4.4 | 2317.01 | 132.4 | 17.5 | 20.25 | 0.967 | 3000 | 82.2 |  |  |  | NO | NO | NO | [8 empty] | 2018-11-02 | NO | NO | NO | [6 empty] | AC | [7 empty] | NO
PLTBST6O09RO | Rocket Lite Inc. | Rocket Lite | RLI-T818WNA-3500K | Linear Replacement Lamp | T8 Four-Foot | Replacement Lamps (plug and play) (UL Type A) |  | standard | NO | [10 empty] | 2018-08-10 | Not Dimmable | Not Dimmable | NO |  | XXXCME | [25 empty] | 4.4 | 2334.5 | 133.4 | 17.5 | 20.25 | 0.967 | 3500 | 82.5 |  |  |  | NO | NO | NO | [8 empty] | 2018-11-02 | NO | NO | NO | [6 empty] | AC | [7 empty] | NO
PLTZCXR2GTZI | Archipelago Lighting, Inc. | LIFEBULB | LBU8F2141A | Linear Replacement Lamp | T8 Four-Foot | Dual Mode Internal Driver (UL Type A and Type B) |  | standard | NO | [10 empty] | 2018-08-08 | Dimmable | Continuous Below 10 | NO |  | JJJNPI | [25 empty] | 4.4 | 2100 | 120 | 17.5 | 12.61 | 0.96 | 4000 | 83 |  |  |  | NO | NO | NO | [8 empty] | 2018-11-02 | NO | NO | NO | [6 empty] | AC | [7 empty] | NO
PMPJS76E | Shenzhen Syhdee Co.,Ltd. | SYHDEE | SYHU-T8LABUL1212M-50-C | Linear Replacement Lamp | T8 Four-Foot | Dual Mode Internal Driver (UL Type A and Type B) |  | standard | NO | [10 empty] | 2018-08-08 | Not Dimmable | Not Dimmable | NO |  | RRRUVW | [25 empty] | 4.4 | 1755.57 | 129.85 | 13.52 | 15 | 0.9 | 5000 | 90 |  |  |  | NO | NO | NO | [8 empty] | 2018-11-02 | NO | NO | NO | [6 empty] | AC | [7 empty] | NO
PRXWW2V2 | Shenzhen Syhdee Co.,Ltd. | SYHDEE | SYHU-T8LABUL1212M-35-C | Linear Replacement Lamp | T8 Four-Foot | Dual Mode Internal Driver (UL Type A and Type B) |  | standard | NO | [10 empty] | 2018-08-08 | Not Dimmable | Not Dimmable | NO |  | RRRUVW | [25 empty] | 4.4 | 1718.94 | 127.23 | 13.51 | 15 | 0.9 | 3500 | 90 |  |  |  | NO | NO | NO | [8 empty] | 2018-11-02 | NO | NO | NO | [6 empty] | AC | [7 empty] | NO
PLQ4DM7Y7UXY | Archipelago Lighting, Inc. | LIFEBULB | LBU8F1850A | Linear Replacement Lamp | T8 Four-Foot | Dual Mode Internal Driver (UL Type A and Type B) |  | standard | NO | [10 empty] | 2018-08-08 | Dimmable | Continuous Below 10 | NO |  | JJJNPH | [25 empty] | 4.4 | 1900 | 123 | 15.5 | 14.2 | 0.96 | 5000 | 83 |  |  |  | NO | NO | NO | [8 empty] | 2018-11-02 | NO | NO | NO | [6 empty] | AC | [7 empty] | NO
PLIDJ2ENJPYC | Archipelago Lighting, Inc. | LIFEBULB | LBU8F1841A | Linear Replacement Lamp | T8 Four-Foot | Dual Mode Internal Driver (UL Type A and Type B) |  | standard | NO | [10 empty] | 2018-08-08 | Dimmable | Continuous Below 10 | NO |  | JJJNPH | [25 empty] | 4.4 | 1900 | 123 | 15.5 | 14.39 | 0.96 | 4000 | 83 |  |  |  | NO | NO | NO | [8 empty] | 2018-11-02 | NO | NO | NO | [6 empty] | AC | [7 empty] | NO
PDS3XVV4 | Shenzhen Syhdee Co.,Ltd. | SYHDEE | SYHU-T8LABUL1212M-40-C | Linear Replacement Lamp | T8 Four-Foot | Dual Mode Internal Driver (UL Type A and Type B) |  | standard | NO | [10 empty] | 2018-08-08 | Not Dimmable | Not Dimmable | NO |  | RRRUVW | [25 empty] | 4.4 | 1728.1 | 127.91 | 13.51 | 15 | 0.9 | 4000 | 90 |  |  |  | NO | NO | NO | [8 empty] | 2018-11-02 | NO | NO | NO | [6 empty] | AC | [7 empty] | NO
PLOWZWUALQZ2 | Archipelago Lighting, Inc. | LIFEBULB | LBU8F2150A | Linear Replacement Lamp | T8 Four-Foot | Dual Mode Internal Driver (UL Type A and Type B) |  | standard | NO | [10 empty] | 2018-08-08 | Dimmable | Continuous Below 10 | NO |  | JJJNPI | [25 empty] | 4.4 | 2200 | 126 | 17.5 | 12.51 | 0.96 | 5000 | 83 |  |  |  | NO | NO | NO | [8 empty] | 2018-11-02 | NO | NO | NO | [6 empty] | AC | [7 empty] | NO
PK4LDR7Y | Shenzhen Syhdee Co.,Ltd. | SYHDEE | SYHU-T8LABUL1212M-45-C | Linear Replacement Lamp | T8 Four-Foot | Dual Mode Internal Driver (UL Type A and Type B) |  | standard | NO | [10 empty] | 2018-08-08 | Not Dimmable | Not Dimmable | NO |  | RRRUVW | [25 empty] | 4.4 | 1737.26 | 128.59 | 13.51 | 15 | 0.9 | 4500 | 90 |  |  |  | NO | NO | NO | [8 empty] | 2018-11-02 | NO | NO | NO | [6 empty] | AC | [7 empty] | NO
PSYUFXJ5 | Shenzhen Syhdee Co.,Ltd. | SYHDEE | SYHU-T8LABUL1212M-30-C | Linear Replacement Lamp | T8 Four-Foot | Dual Mode Internal Driver (UL Type A and Type B) |  | standard | YES |  | 1727.87 | 126.03 | 13.71 | 19.65 | 0.948 | 2908 | 91.5 | 5 | 50000 | 2018-08-08 | Not Dimmable | Not Dimmable | NO |  | RRRUVW | [15 empty] | 90.4 |  | 1.28 | 1.24 | [6 empty] | 4.4 | 1709.78 | 126.65 | 13.5 | 15 | 0.9 | 3000 | 90 |  |  |  | NO | NO | NO | [8 empty] | 2018-11-02 | NO | NO | NO | [6 empty] | AC | [7 empty] | NO
P61Q9FTQ | Shenzhen Syhdee Co.,Ltd. | SYHDEE | SYHU-T8GABUL1212M-30-D | Linear Replacement Lamp | T8 Four-Foot | Dual Mode Internal Driver (UL Type A and Type B) |  | standard | YES |  | 1653.29 | 123.38 | 13.4 | 22.79 | 0.9024 | 2926 | 91.1 | 5 | 50000 | 2018-08-07 | Not Dimmable | Not Dimmable | NO |  | RRRUVU | [15 empty] | 83.9 |  | 1.2 | 1.3 | [6 empty] | 4.4 | 1646.62 | 123.62 | 13.32 | 15 | 0.9 | 3000 | 90 |  |  |  | NO | NO | NO | [8 empty] | 2018-11-02 | NO | NO | NO | [6 empty] | AC | [7 empty] | NO
PTAP2S50 | Shenzhen Syhdee Co.,Ltd. | SYHDEE | SYHU-T8GABUL1212M-40-D | Linear Replacement Lamp | T8 Four-Foot | Dual Mode Internal Driver (UL Type A and Type B) |  | standard | NO | [10 empty] | 2018-08-07 | Not Dimmable | Not Dimmable | NO |  | RRRUVU | [25 empty] | 4.4 | 1668.17 | 125.43 | 13.3 | 15 | 0.9 | 4000 | 90 |  |  |  | NO | NO | NO | [8 empty] | 2018-11-02 | NO | NO | NO | [6 empty] | AC | [7 empty] | NO
P5PX1IMV | Shenzhen Syhdee Co.,Ltd. | SYHDEE | SYHU-T8GABUL1212M-45-D | Linear Replacement Lamp | T8 Four-Foot | Dual Mode Internal Driver (UL Type A and Type B) |  | standard | NO | [10 empty] | 2018-08-07 | Not Dimmable | Not Dimmable | NO |  | RRRUVU | [25 empty] | 4.4 | 1678.95 | 126.24 | 13.3 | 15 | 0.9 | 4500 | 90 |  |  |  | NO | NO | NO | [8 empty] | 2018-11-02 | NO | NO | NO | [6 empty] | AC | [7 empty] | NO
PEER5KSO | Shenzhen Syhdee Co.,Ltd. | SYHDEE | SYHU-T8GABUL1212M-35-D | Linear Replacement Lamp | T8 Four-Foot | Dual Mode Internal Driver (UL Type A and Type B) |  | standard | NO | [10 empty] | 2018-08-07 | Not Dimmable | Not Dimmable | NO |  | RRRUVU | [25 empty] | 4.4 | 1657.4 | 124.62 | 13.3 | 15 | 0.9 | 3500 | 90 |  |  |  | NO | NO | NO | [8 empty] | 2018-11-02 | NO | NO | NO | [6 empty] | AC | [7 empty] | NO
PXHILYD3 | Shenzhen Syhdee Co.,Ltd. | SYHDEE | SYHU-T8GABUL1212M-50-D | Linear Replacement Lamp | T8 Four-Foot | Dual Mode Internal Driver (UL Type A and Type B) |  | standard | NO | [10 empty] | 2018-08-07 | Not Dimmable | Not Dimmable | NO |  | RRRUVU | [25 empty] | 4.4 | 1700.5 | 128.05 | 13.28 | 15 | 0.9 | 5000 | 90 |  |  |  | NO | NO | NO | [8 empty] | 2018-11-02 | NO | NO | NO | [6 empty] | AC | [7 empty] | NO
PW37F6T1 | Hengdian Group Tospo Lighting Co.,Ltd | TOSPO | G7 TP120-277-17/T8 G13 DR-IS/RS PC VE 4000K | Linear Replacement Lamp | T8 Four-Foot | Replacement Lamps (plug and play) (UL Type A) |  | standard | YES |  | 2245 | 134.8 | 16.65 | 10.99 | 0.9663 | 3973 | 82 | 5 | 50000 | 2018-08-06 | Not Dimmable | Not Dimmable | NO |  | BBBEID | [15 empty] | 82 |  | 1.24 | 1.28 | [6 empty] | 4.4 | 2200 | 129 | 17 | 20 | 0.9 | 4000 | 80 |  |  |  | NO | NO | NO | [8 empty] | 2018-11-02 | NO | NO | NO | [6 empty] | AC | [7 empty] | NO
PL7H5YMLF21B | ENVISION LED LIGHTING, INC. | Envision LED | LED-T8DF-GLF5-4FT-18W-50K | Linear Replacement Lamp | T8 Four-Foot | Replacement Lamps (plug and play) (UL Type A) |  | standard | NO | [10 empty] | 2018-08-06 | Not Dimmable | Not Dimmable | NO |  | ZZZCAU | [25 empty] | 4.4 | 2200 | 122.22 | 18 | 11.89 | 0.97 | 5000 | 83.9 |  |  |  | NO | NO | NO | [8 empty] | 2018-11-02 | NO | NO | NO | [6 empty] | AC | [7 empty] | NO
PX7RCCD0 | Hengdian Group Tospo Lighting Co.,Ltd | TOSPO | G8 TP120-277-14/T8 G13 DR GLASS VE 5000K | Linear Replacement Lamp | T8 Four-Foot | Replacement Lamps (plug and play) (UL Type A) |  | standard | NO | [10 empty] | 2018-08-06 | Not Dimmable | Not Dimmable | NO |  | BBBEIE | [25 empty] | 4.4 | 1800 | 128 | 14 | 20 | 0.9 | 5000 | 80 |  |  |  | NO | NO | NO | [8 empty] | 2018-11-02 | NO | NO | NO | [6 empty] | AC | [7 empty] | NO
P1SVX3WZ | Hengdian Group Tospo Lighting Co.,Ltd | TOSPO | G8 TP120-277-14/T8 G13 DR GLASS VE 3500K | Linear Replacement Lamp | T8 Four-Foot | Replacement Lamps (plug and play) (UL Type A) |  | standard | YES |  | 1903 | 130.1 | 14.63 | 13.63 | 0.9578 | 3486 | 81.9 | 5 | 50000 | 2018-08-06 | Not Dimmable | Not Dimmable | NO |  | BBBEIE | [15 empty] | 81.4 |  | 1.26 | 1.32 | [6 empty] | 4.4 | 1800 | 128 | 14 | 20 | 0.9 | 3500 | 80 |  |  |  | NO | NO | NO | [8 empty] | 2018-11-02 | NO | NO | NO | [6 empty] | AC | [7 empty] | NO
PQQ918GE | Hengdian Group Tospo Lighting Co.,Ltd | TOSPO | G7 TP120-277-17/T8 G13 DR PC VE 5000K | Linear Replacement Lamp | T8 Four-Foot | Replacement Lamps (plug and play) (UL Type A) |  | standard | NO | [10 empty] | 2018-08-06 | Not Dimmable | Not Dimmable | NO |  | BBBEIF | [25 empty] | 4.4 | 2200 | 129 | 17 | 20 | 0.9 | 5000 | 80 |  |  |  | NO | NO | NO | [8 empty] | 2018-11-02 | NO | NO | NO | [6 empty] | AC | [7 empty] | NO
P5WXAFLH | Hengdian Group Tospo Lighting Co.,Ltd | TOSPO | G8 TP120-277-14/T8 G13 DR GLASS VE 4000K | Linear Replacement Lamp | T8 Four-Foot | Replacement Lamps (plug and play) (UL Type A) |  | standard | NO | [10 empty] | 2018-08-06 | Not Dimmable | Not Dimmable | NO |  | BBBEIE | [25 empty] | 4.4 | 1800 | 128 | 14 | 20 | 0.9 | 4000 | 80 |  |  |  | NO | NO | NO | [8 empty] | 2018-11-02 | NO | NO | NO | [6 empty] | AC | [7 empty] | NO
P6ZQW5WT | Hengdian Group Tospo Lighting Co.,Ltd | TOSPO | G7 TP120-277-17/T8 G13 DR PC VE 4000K | Linear Replacement Lamp | T8 Four-Foot | Replacement Lamps (plug and play) (UL Type A) |  | standard | YES |  | 2244 | 133.8 | 16.77 | 10.88 | 0.9668 | 3988 | 81.7 | 5 | 50000 | 2018-08-06 | Not Dimmable | Not Dimmable | NO |  | BBBEIF | [15 empty] | 81.9 |  | 1.24 | 1.28 | [6 empty] | 4.4 | 2200 | 129 | 17 | 20 | 0.9 | 4000 | 80 |  |  |  | NO | NO | NO | [8 empty] | 2018-11-02 | NO | NO | NO | [6 empty] | AC | [7 empty] | NO
P0I4OVFY | Hengdian Group Tospo Lighting Co.,Ltd | TOSPO | G7 TP120-277-12/T8 G13 DR-IS GLASS VE 4000K | Linear Replacement Lamp | T8 Four-Foot | Replacement Lamps (plug and play) (UL Type A) |  | standard | YES |  | 1730 | 130.9 | 13.22 | 15.51 | 0.9503 | 3974 | 81.7 | 5 | 50000 | 2018-08-06 | Not Dimmable | Not Dimmable | NO |  | BBBEIG | [15 empty] | 81.5 |  | 1.28 | 1.32 | [6 empty] | 4.4 | 1600 | 133 | 12 | 20 | 0.9 | 4000 | 80 |  |  |  | NO | NO | NO | [8 empty] | 2018-11-02 | NO | NO | NO | [6 empty] | AC | [7 empty] | NO
PAOS15E8 | Hengdian Group Tospo Lighting Co.,Ltd | TOSPO | G7 TP120-277-14/T8 G13 DR PC VE 4000K | Linear Replacement Lamp | T8 Four-Foot | Replacement Lamps (plug and play) (UL Type A) |  | standard | NO | [10 empty] | 2018-08-06 | Not Dimmable | Not Dimmable | NO |  | BBBEIO | [25 empty] | 4.4 | 1800 | 128 | 14 | 20 | 0.9 | 4000 | 80 |  |  |  | NO | NO | NO | [8 empty] | 2018-11-02 | NO | NO | NO | [6 empty] | AC | [7 empty] | NO
PNU3X6Y5 | Hengdian Group Tospo Lighting Co.,Ltd | TOSPO | G7 TP120-277-14/T8 G13 DR PC VE 3500K | Linear Replacement Lamp | T8 Four-Foot | Replacement Lamps (plug and play) (UL Type A) |  | standard | YES |  | 1749 | 121.8 | 14.36 | 13.65 | 0.9562 | 3432 | 84.4 | 5 | 50000 | 2018-08-06 | Not Dimmable | Not Dimmable | NO |  | BBBEIO | [15 empty] | 81.7 |  | 1.2 | 1.3 | [6 empty] | 4.4 | 1800 | 128 | 14 | 20 | 0.9 | 3500 | 80 |  |  |  | NO | NO | NO | [8 empty] | 2018-11-02 | NO | NO | NO | [6 empty] | AC | [7 empty] | NO
P8ZKQ9TK | Hengdian Group Tospo Lighting Co.,Ltd | TOSPO | G7 TP120-277-14/T8 G13 DR PC VE 5000K | Linear Replacement Lamp | T8 Four-Foot | Replacement Lamps (plug and play) (UL Type A) |  | standard | NO | [10 empty] | 2018-08-06 | Not Dimmable | Not Dimmable | NO |  | BBBEIO | [25 empty] | 4.4 | 1800 | 128 | 14 | 20 | 0.9 | 5000 | 80 |  |  |  | NO | NO | NO | [8 empty] | 2018-11-02 | NO | NO | NO | [6 empty] | AC | [7 empty] | NO
PSJLYAL3 | Hengdian Group Tospo Lighting Co.,Ltd | TOSPO | G7 TP120-277-12/T8 G13 DR-IS GLASS VE 5000K | Linear Replacement Lamp | T8 Four-Foot | Replacement Lamps (plug and play) (UL Type A) |  | standard | NO | [10 empty] | 2018-08-06 | Not Dimmable | Not Dimmable | NO |  | BBBEIG | [25 empty] | 4.4 | 1600 | 133 | 12 | 20 | 0.9 | 5000 | 80 |  |  |  | NO | NO | NO | [8 empty] | 2018-11-02 | NO | NO | NO | [6 empty] | AC | [7 empty] | NO
PYPKK78I | ESL Vision | ESL VISION | ESL-T8-GDT-15W-F135 | Linear Replacement Lamp | T8 Four-Foot | Dual Mode Internal Driver (UL Type A and Type B) |  | standard | NO | [10 empty] | 2018-08-03 | Not Dimmable | Not Dimmable | NO |  | WWWCAG | [25 empty] | 4.4 | 2118 | 121.01 | 17.5 | 15 | 0.8956 | 3500 | 80 |  |  |  | NO | NO | NO | [8 empty] | 2018-11-02 | NO | NO | NO | [6 empty] | AC | [7 empty] | NO
PWWMJRS6 | ARKSMART INC | ARKSMART | ARK/UA/15K (4500K) | Linear Replacement Lamp | T8 Four-Foot | Replacement Lamps (plug and play) (UL Type A) |  | standard | NO | [10 empty] | 2018-08-03 | Not Dimmable | Not Dimmable | NO |  | EAEFRA | [25 empty] | 4.4 | 2203 | 127.64 | 17.26 | 16.11 | 0.9594 | 4500 | 82.3 |  |  |  | NO | NO | NO | [8 empty] | 2018-11-02 | NO | NO | NO | [6 empty] | AC | [7 empty] | NO
PS7NTHZG | ARKSMART INC | ARKSMART | ARK/UA/15K (3000K) | Linear Replacement Lamp | T8 Four-Foot | Replacement Lamps (plug and play) (UL Type A) |  | standard | YES |  | 2203 | 127.64 | 17.26 | 16.11 | 0.9594 | 3049 | 82.3 | 5 | 50000 | 2018-08-03 | Not Dimmable | Not Dimmable | NO |  | EAEFRA | [15 empty] | 78.7 |  | 1.16 | 1.26 | [6 empty] | 4.4 | 2203 | 127.64 | 17.26 | 16.11 | 0.9594 | 3000 | 82.3 |  |  |  | NO | NO | NO | [8 empty] | 2018-11-02 | NO | NO | NO | [6 empty] | AC | [7 empty] | NO
PW70JAU3 | ARKSMART INC | ARKSMART | ARK/UA/15K (3500K) | Linear Replacement Lamp | T8 Four-Foot | Replacement Lamps (plug and play) (UL Type A) |  | standard | NO | [10 empty] | 2018-08-03 | Not Dimmable | Not Dimmable | NO |  | EAEFRA | [25 empty] | 4.4 | 2203 | 127.64 | 17.26 | 16.11 | 0.9594 | 3500 | 82.3 |  |  |  | NO | NO | NO | [8 empty] | 2018-11-02 | NO | NO | NO | [6 empty] | AC | [7 empty] | NO
PQBJ6ASE | ARKSMART INC | ARKSMART | ARK/UA/15K (4000K) | Linear Replacement Lamp | T8 Four-Foot | Replacement Lamps (plug and play) (UL Type A) |  | standard | NO | [10 empty] | 2018-08-03 | Not Dimmable | Not Dimmable | NO |  | EAEFRA | [25 empty] | 4.4 | 2203 | 127.64 | 17.26 | 16.11 | 0.9594 | 4000 | 82.3 |  |  |  | NO | NO | NO | [8 empty] | 2018-11-02 | NO | NO | NO | [6 empty] | AC | [7 empty] | NO
PFXOT5AE | ARKSMART INC | ARKSMART | ARK/UA/15K (5000K) | Linear Replacement Lamp | T8 Four-Foot | Replacement Lamps (plug and play) (UL Type A) |  | standard | NO | [10 empty] | 2018-08-03 | Not Dimmable | Not Dimmable | NO |  | EAEFRA | [25 empty] | 4.4 | 2375.8 | 137.57 | 17.27 | 16.11 | 0.9594 | 5000 | 82.6 |  |  |  | NO | NO | NO | [8 empty] | 2018-11-02 | NO | NO | NO | [6 empty] | AC | [7 empty] | NO
PAVEWD6P | ESL Vision | ESL VISION | ESL-T8-GDT-15W-F140 | Linear Replacement Lamp | T8 Four-Foot | Dual Mode Internal Driver (UL Type A and Type B) |  | standard | NO | [10 empty] | 2018-08-03 | Not Dimmable | Not Dimmable | NO |  | WWWCAG | [25 empty] | 4.4 | 2137 | 122.09 | 17.5 | 15 | 0.8956 | 4000 | 80 |  |  |  | NO | NO | NO | [8 empty] | 2018-11-02 | NO | NO | NO | [6 empty] | AC | [7 empty] | NO
P7VLCKLN | ESL Vision | ESL VISION | ESL-T8-GDT-15W-F150 | Linear Replacement Lamp | T8 Four-Foot | Dual Mode Internal Driver (UL Type A and Type B) |  | standard | NO | [10 empty] | 2018-08-03 | Not Dimmable | Not Dimmable | NO |  | WWWCAG | [25 empty] | 4.4 | 2174 | 125.23 | 17.36 | 15 | 0.8813 | 5000 | 80 |  |  |  | NO | NO | NO | [8 empty] | 2018-11-02 | NO | NO | NO | [6 empty] | AC | [7 empty] | NO
PL26W9JJIH9J | Universal Lighting Technologies | Everline | T8LDR4F12/840C | Linear Replacement Lamp | T8 Four-Foot | Replacement Lamps (plug and play) (UL Type A) |  | standard | NO | [10 empty] | 2018-08-01 | Dimmable | Continuous Below 10 | NO |  | IIIMKQ | [25 empty] | 4.4 | 1800 | 120 | 15 | 20 | 0.9 | 4000 | 82 |  |  |  | NO | NO | NO | [8 empty] | 2018-11-02 | NO | NO | NO | [6 empty] | AC | [7 empty] | NO
PLMYNOYNM17S | Universal Lighting Technologies | Everline | T8LDR4F15/840C | Linear Replacement Lamp | T8 Four-Foot | Replacement Lamps (plug and play) (UL Type A) |  | standard | NO | [10 empty] | 2018-08-01 | Dimmable | Continuous Below 10 | NO |  | IIIMKR | [25 empty] | 4.4 | 2200 | 122.2 | 18 | 20 | 0.9 | 4000 | 82 |  |  |  | NO | NO | NO | [8 empty] | 2018-11-02 | NO | NO | NO | [6 empty] | AC | [7 empty] | NO
PLJVSUJRZ32E | Universal Lighting Technologies | Everline | T8LDR4F12/850C | Linear Replacement Lamp | T8 Four-Foot | Replacement Lamps (plug and play) (UL Type A) |  | standard | NO | [10 empty] | 2018-08-01 | Dimmable | Continuous Below 10 | NO |  | IIIMKQ | [25 empty] | 4.4 | 1800 | 120 | 15 | 20 | 0.9 | 5000 | 82 |  |  |  | NO | NO | NO | [8 empty] | 2018-11-02 | NO | NO | NO | [6 empty] | AC | [7 empty] | NO
PL9GZQVPW36J | Universal Lighting Technologies | Everline | T8LDR4F15/850C | Linear Replacement Lamp | T8 Four-Foot | Replacement Lamps (plug and play) (UL Type A) |  | standard | NO | [10 empty] | 2018-08-01 | Dimmable | Continuous Below 10 | NO |  | IIIMKR | [25 empty] | 4.4 | 2200 | 122.2 | 18 | 20 | 0.9 | 5000 | 82 |  |  |  | NO | NO | NO | [8 empty] | 2018-11-02 | NO | NO | NO | [6 empty] | AC | [7 empty] | NO
PLMA031827XR | Feit Electric Co., Inc. | FEIT | T4815850/A/LED/MP/12 | Linear Replacement Lamp | T8 Four-Foot | Replacement Lamps (plug and play) (UL Type A) |  | standard | NO | [10 empty] | 2018-07-31 | Not Dimmable | Not Dimmable | NO |  | JJJNPA | [25 empty] | 4.4 | 1923.3 | 128.66 | 14.95 | 8.54 | 0.961 | 5000 | 82 |  |  |  | NO | NO | NO | [8 empty] | 2018-11-02 | NO | NO | NO | [6 empty] | AC | [7 empty] | NO
PLS7UY58PN7R | Light Efficient Design | Light Efficient Design | LED-6204-4-35K-G2 | Linear Replacement Lamp | T8 Four-Foot | Replacement Lamps (plug and play) (UL Type A) |  | standard | YES |  | 2171 | 130.1 | 16.69 | 11.37 | 0.9661 | 3465 | 83.4 | 5 | 50000 | 2018-07-31 | Not Dimmable | Not Dimmable | NO |  | NANPEW | [15 empty] | 81.3 |  | 1.28 | 1.28 | [6 empty] | 4.4 | 2200 | 129 | 17 | 20 | 0.9 | 3500 | 80 |  |  |  | NO | NO | NO | [8 empty] | 2018-11-02 | NO | NO | NO | [6 empty] | AC | [7 empty] | NO
PL8N9F94Q3F6 | Feit Electric Co., Inc. | FEIT | T4815840/A/LED/MP/12 | Linear Replacement Lamp | T8 Four-Foot | Replacement Lamps (plug and play) (UL Type A) |  | standard | NO | [10 empty] | 2018-07-31 | Not Dimmable | Not Dimmable | NO |  | JJJNPA | [25 empty] | 4.4 | 1919.7 | 128.16 | 14.98 | 8.54 | 0.961 | 4000 | 82 |  |  |  | NO | NO | NO | [8 empty] | 2018-11-02 | NO | NO | NO | [6 empty] | AC | [7 empty] | NO
PLNP909FWTRU | Feit Electric Co., Inc. | FEIT | T4815850/AB/LED/MP/12 | Linear Replacement Lamp | T8 Four-Foot | Dual Mode Internal Driver (UL Type A and Type B) |  | standard | YES |  | 2330.7 | 138.81 | 16.79 | 12.62 | 0.9613 | 4959 | 79.8 | 5 | 50000 | 2018-07-31 | Not Dimmable | Not Dimmable | NO |  | JJJNPD | [15 empty] | 84.2 |  | 1.38 | 1.2 | [6 empty] | 4.4 | 2330.7 | 138.81 | 16.79 | 12.62 | 0.96 | 5000 | 80 |  |  |  | NO | NO | NO | [8 empty] | 2018-11-02 | NO | NO | NO | [6 empty] | AC | [7 empty] | NO
PL8RXHF8MNUO | Light Efficient Design | Light Efficient Design | LED-6204-4-40K-G2 | Linear Replacement Lamp | T8 Four-Foot | Replacement Lamps (plug and play) (UL Type A) |  | standard | NO | [10 empty] | 2018-07-31 | Not Dimmable | Not Dimmable | NO |  | NANPEW | [25 empty] | 4.4 | 2200 | 129 | 17 | 20 | 0.9 | 4000 | 80 |  |  |  | NO | NO | NO | [8 empty] | 2018-11-02 | NO | NO | NO | [6 empty] | AC | [7 empty] | NO
PLCHU17L7SUD | Light Efficient Design | Light Efficient Design | LED-6204-4-50K-G2 | Linear Replacement Lamp | T8 Four-Foot | Replacement Lamps (plug and play) (UL Type A) |  | standard | NO | [10 empty] | 2018-07-31 | Not Dimmable | Not Dimmable | NO |  | NANPEW | [25 empty] | 4.4 | 2200 | 129 | 17 | 20 | 0.9 | 5000 | 80 |  |  |  | NO | NO | NO | [8 empty] | 2018-11-02 | NO | NO | NO | [6 empty] | AC | [7 empty] | NO
PL6PCWMTN3CW | Feit Electric Co., Inc. | FEIT | T4815840/AB/LED/MP/12 | Linear Replacement Lamp | T8 Four-Foot | Dual Mode Internal Driver (UL Type A and Type B) |  | standard | YES |  | 2278.6 | 130.35 | 17.48 | 11.98 | 0.966 | 3989 | 80.4 | 5 | 50000 | 2018-07-31 | Not Dimmable | Not Dimmable | NO |  | JJJNPC | [15 empty] | 84.9 |  | 1.3 | 1.18 | [6 empty] | 4.4 | 2278.6 | 130.35 | 17.48 | 11.98 | 0.97 | 4000 | 80 |  |  |  | NO | NO | NO | [8 empty] | 2018-11-02 | NO | NO | NO | [6 empty] | AC | [7 empty] | NO
PLQMW1MNZFYX | Light Efficient Design | Light Efficient Design | LED-6005-4-40K-G2 | Linear Replacement Lamp | T8 Four-Foot | Replacement Lamps (plug and play) (UL Type A) |  | standard | NO | [10 empty] | 2018-07-31 | Not Dimmable | Not Dimmable | NO |  | NANPEX | [25 empty] | 4.4 | 1800 | 128 | 14 | 20 | 0.9 | 4000 | 80 |  |  |  | NO | NO | NO | [8 empty] | 2018-11-02 | NO | NO | NO | [6 empty] | AC | [7 empty] | NO
PL3MANPR19EN | Light Efficient Design | Light Efficient Design | LED-6005-4-35K-G2 | Linear Replacement Lamp | T8 Four-Foot | Replacement Lamps (plug and play) (UL Type A) |  | standard | YES |  | 1830 | 130.2 | 14.06 | 14.39 | 0.9546 | 3465 | 83.5 | 5 | 50000 | 2018-07-31 | Not Dimmable | Not Dimmable | NO |  | NANPEX | [15 empty] | 81.3 |  | 1.24 | 1.24 | [6 empty] | 4.4 | 1800 | 128 | 14 | 20 | 0.9 | 3500 | 80 |  |  |  | NO | NO | NO | [8 empty] | 2018-11-02 | NO | NO | NO | [6 empty] | AC | [7 empty] | NO
PLO07LU4SO5X | Feit Electric Co., Inc. | FEIT | T4815835/AB/LED/MP/12 | Linear Replacement Lamp | T8 Four-Foot | Dual Mode Internal Driver (UL Type A and Type B) |  | standard | YES |  | 2264.2 | 128.72 | 17.59 | 11.635 | 0.968 | 3434 | 78.9 | 5 | 50000 | 2018-07-31 | Not Dimmable | Not Dimmable | NO |  | JJJNPB | [15 empty] | 84.45 |  | 1.4 | 1.18 | [6 empty] | 4.4 | 2264.2 | 128.72 | 17.59 | 11.63 | 0.97 | 3500 | 80 |  |  |  | NO | NO | NO | [8 empty] | 2018-11-02 | NO | NO | NO | [6 empty] | AC | [7 empty] | NO
PLVO676SB3N7 | Feit Electric Co., Inc. | FEIT | T4815835/A/LED/MP/12 | Linear Replacement Lamp | T8 Four-Foot | Replacement Lamps (plug and play) (UL Type A) |  | standard | YES |  | 1919.7 | 128.16 | 14.98 | 8.54 | 0.961 | 3705 | 82.5 | 5 | 50000 | 2018-07-31 | Not Dimmable | Not Dimmable | NO |  | JJJNPA | [15 empty] | 83.3 |  | 1.24 | 1.22 | [6 empty] | 4.4 | 1919.7 | 128.16 | 14.98 | 8.54 | 0.961 | 3500 | 82 |  |  |  | NO | NO | NO | [8 empty] | 2018-11-02 | NO | NO | NO | [6 empty] | AC | [7 empty] | NO
P4BP3972 | CH Lighting Technology Co.,Ltd. | CH | CH1157SD-48-11W 840-9 | Linear Replacement Lamp | T8 Four-Foot | Dual Mode Internal Driver (UL Type A and Type B) |  | standard | NO | [10 empty] | 2018-07-26 | Dimmable | Continuous Below 10 | NO |  | PPPSKK | [25 empty] | 4.4 | 1750 | 120 | 14.5 | 20 | 0.9 | 4000 | 83 |  |  |  | NO | NO | NO | [8 empty] | 2018-11-02 | NO | NO | NO | [6 empty] | AC | [7 empty] | NO
P8N7RR7G | CH Lighting Technology Co.,Ltd. | CH | CH1157SD-48-11W 850-9 | Linear Replacement Lamp | T8 Four-Foot | Dual Mode Internal Driver (UL Type A and Type B) |  | standard | NO | [10 empty] | 2018-07-26 | Dimmable | Continuous Below 10 | NO |  | PPPSKK | [25 empty] | 4.4 | 1800 | 124 | 14.5 | 20 | 0.9 | 5000 | 83 |  |  |  | NO | NO | NO | [8 empty] | 2018-11-02 | NO | NO | NO | [6 empty] | AC | [7 empty] | NO
P11779M1 | CH Lighting Technology Co.,Ltd. | CH | CH1157SD-48-12W 840-9 | Linear Replacement Lamp | T8 Four-Foot | Dual Mode Internal Driver (UL Type A and Type B) |  | standard | NO | [10 empty] | 2018-07-26 | Dimmable | Continuous Below 10 | NO |  | PPPSKL | [25 empty] | 4.4 | 1900 | 123 | 15.5 | 20 | 0.9 | 4000 | 83 |  |  |  | NO | NO | NO | [8 empty] | 2018-11-02 | NO | NO | NO | [6 empty] | AC | [7 empty] | NO
PWOMDKAV | CH Lighting Technology Co.,Ltd. | CH | CH1157SD-48-12W 850-9 | Linear Replacement Lamp | T8 Four-Foot | Dual Mode Internal Driver (UL Type A and Type B) |  | standard | NO | [10 empty] | 2018-07-26 | Dimmable | Continuous Below 10 | NO |  | PPPSKL | [25 empty] | 4.4 | 1900 | 123 | 15.5 | 20 | 0.9 | 5000 | 83 |  |  |  | NO | NO | NO | [8 empty] | 2018-11-02 | NO | NO | NO | [6 empty] | AC | [7 empty] | NO
PL4XTJ6VN7KF | US Green Lighting, Inc. | US Green Lighting | BT812W4FT(CLEAR LENS) (3000K) | Linear Replacement Lamp | T8 Four-Foot | Replacement Lamps (plug and play) (UL Type A) |  | standard | NO | [10 empty] | 2018-07-24 | Not Dimmable | Not Dimmable | NotYetVerified |  | CCCFVY | [25 empty] | 4.4 | 1900 | 141.8 | 13.35 | 10.6 | 0.9063 | 3000 | 81.6 |  |  |  | NO | NO | NO | [8 empty] | 2018-11-02 | NO | NO | NO | [6 empty] | AC | [7 empty] | NO
PLGHF2MGHXPY | US Green Lighting, Inc. | US Green Lighting | BT814W4FT(CLEAR LENS)(3500K) | Linear Replacement Lamp | T8 Four-Foot | Replacement Lamps (plug and play) (UL Type A) |  | standard | NO | [10 empty] | 2018-07-24 | Not Dimmable | Not Dimmable | NotYetVerified |  | CCCFVZ | [25 empty] | 4.4 | 2050 | 142.4 | 14.4 | 12.37 | 0.9056 | 3500 | 81.7 |  |  |  | NO | NO | NO | [8 empty] | 2018-11-02 | NO | NO | NO | [6 empty] | AC | [7 empty] | NO
PLR1C6X2FJCI | US Green Lighting, Inc. | US Green Lighting | BT814W4FT(FROSTED LENS)(4000K) | Linear Replacement Lamp | T8 Four-Foot | Replacement Lamps (plug and play) (UL Type A) |  | standard | NO | [10 empty] | 2018-07-24 | Not Dimmable | Not Dimmable | NotYetVerified |  | CCCFVZ | [25 empty] | 4.4 | 1920 | 133.33 | 14.4 | 20 | 0.9 | 4000 | 81.8 |  |  |  | NO | NO | NO | [8 empty] | 2018-11-02 | NO | NO | NO | [6 empty] | AC | [7 empty] | NO
PLX45SX9T6G4 | US Green Lighting, Inc. | US Green Lighting | BT814W4FT(CLEAR LENS)(5000K) | Linear Replacement Lamp | T8 Four-Foot | Replacement Lamps (plug and play) (UL Type A) |  | standard | NO | [10 empty] | 2018-07-24 | Not Dimmable | Not Dimmable | NotYetVerified |  | CCCFVZ | [25 empty] | 4.4 | 2050 | 142.4 | 14.4 | 12.07 | 0.9043 | 5000 | 81.1 |  |  |  | NO | NO | NO | [8 empty] | 2018-11-02 | NO | NO | NO | [6 empty] | AC | [7 empty] | NO
PLY9R8FZWPCJ | US Green Lighting, Inc. | US Green Lighting | BT812W4FT(CLEAR LENS) (5000K) | Linear Replacement Lamp | T8 Four-Foot | Replacement Lamps (plug and play) (UL Type A) |  | standard | NO | [10 empty] | 2018-07-24 | Not Dimmable | Not Dimmable | NotYetVerified |  | CCCFVY | [25 empty] | 4.4 | 1900 | 141.8 | 13.35 | 14.63 | 0.9031 | 5000 | 81.6 |  |  |  | NO | NO | NO | [8 empty] | 2018-11-02 | NO | NO | NO | [6 empty] | AC | [7 empty] | NO
PL44O93ZJRAF | US Green Lighting, Inc. | US Green Lighting | BT812W4FT(CLEAR LENS) (4000K) | Linear Replacement Lamp | T8 Four-Foot | Replacement Lamps (plug and play) (UL Type A) |  | standard | NO | [10 empty] | 2018-07-24 | Not Dimmable | Not Dimmable | NotYetVerified |  | CCCFVY | [25 empty] | 4.4 | 1900 | 141.8 | 13.35 | 10.6 | 0.9063 | 4000 | 81.6 |  |  |  | NO | NO | NO | [8 empty] | 2018-11-02 | NO | NO | NO | [6 empty] | AC | [7 empty] | NO
PLKVF62RMEYT | US Green Lighting, Inc. | US Green Lighting | BT816W4FT(FROSTED LENS)(4500K) | Linear Replacement Lamp | T8 Four-Foot | Replacement Lamps (plug and play) (UL Type A) |  | standard | NO | [10 empty] | 2018-07-24 | Not Dimmable | Not Dimmable | NotYetVerified |  | CCCFWA | [25 empty] | 4.4 | 2112 | 130.77 | 16.15 | 20 | 0.9 | 4500 | 81.8 |  |  |  | NO | NO | NO | [8 empty] | 2018-11-02 | NO | NO | NO | [6 empty] | AC | [7 empty] | NO
PLKNGBIL2LW3 | US Green Lighting, Inc. | US Green Lighting | BT812W4FT(FROSTED LENS)(4500K) | Linear Replacement Lamp | T8 Four-Foot | Replacement Lamps (plug and play) (UL Type A) |  | standard | NO | [10 empty] | 2018-07-24 | Not Dimmable | Not Dimmable | NotYetVerified |  | CCCFVY | [25 empty] | 4.4 | 1769 | 132.51 | 13.35 | 20 | 0.9 | 4500 | 81.8 |  |  |  | NO | NO | NO | [8 empty] | 2018-11-02 | NO | NO | NO | [6 empty] | AC | [7 empty] | NO
PLBJWRES5EFX | US Green Lighting, Inc. | US Green Lighting | BT812W4FT(CLEAR LENS) (3500K) | Linear Replacement Lamp | T8 Four-Foot | Replacement Lamps (plug and play) (UL Type A) |  | standard | NO | [10 empty] | 2018-07-24 | Not Dimmable | Not Dimmable | NotYetVerified |  | CCCFVY | [25 empty] | 4.4 | 1900 | 141.8 | 13.35 | 10.6 | 0.9063 | 3500 | 81.6 |  |  |  | NO | NO | NO | [8 empty] | 2018-11-02 | NO | NO | NO | [6 empty] | AC | [7 empty] | NO
PLKJZWKT62FH | US Green Lighting, Inc. | US Green Lighting | BT812W4FT(CLEAR LENS) (4500K) | Linear Replacement Lamp | T8 Four-Foot | Replacement Lamps (plug and play) (UL Type A) |  | standard | NO | [10 empty] | 2018-07-24 | Not Dimmable | Not Dimmable | NotYetVerified |  | CCCFVY | [25 empty] | 4.4 | 1900 | 141.8 | 13.35 | 10.6 | 0.9063 | 4500 | 81.6 |  |  |  | NO | NO | NO | [8 empty] | 2018-11-02 | NO | NO | NO | [6 empty] | AC | [7 empty] | NO
PLLVOPU4DZPK | US Green Lighting, Inc. | US Green Lighting | BT814W4FT(FROSTED LENS)(3000K) | Linear Replacement Lamp | T8 Four-Foot | Replacement Lamps (plug and play) (UL Type A) |  | standard | YES |  | 1920 | 133.33 | 14.4 | 9.66 | 0.9019 | 3025 | 81.9 | 5 | 50000 | 2018-07-24 | Not Dimmable | Not Dimmable | NotYetVerified |  | CCCFVZ | [15 empty] | 84.6 |  | 1.38 | 1.22 | [6 empty] | 4.4 | 1920 | 133.33 | 14.4 | 20 | 0.9 | 3000 | 81.8 |  |  |  | NO | NO | NO | [8 empty] | 2018-11-02 | NO | NO | NO | [6 empty] | AC | [7 empty] | NO
PLDHDJ4PIRPT | US Green Lighting, Inc. | US Green Lighting | BT816W4FT(FROSTED LENS)(3000K) | Linear Replacement Lamp | T8 Four-Foot | Replacement Lamps (plug and play) (UL Type A) |  | standard | YES |  | 2112 | 130.77 | 16.15 | 7.36 | 0.9551 | 2982 | 81.2 | 5 | 50000 | 2018-07-24 | Not Dimmable | Not Dimmable | NotYetVerified |  | CCCFWA | [15 empty] | 84.5 |  | 1.25 | 1.21 | [6 empty] | 4.4 | 2112 | 130.77 | 16.15 | 20 | 0.9 | 3000 | 81.8 |  |  |  | NO | NO | NO | [8 empty] | 2018-11-02 | NO | NO | NO | [6 empty] | AC | [7 empty] | NO
PLD9HUYAO3E9 | US Green Lighting, Inc. | US Green Lighting | BT816W4FT(FROSTED LENS)(3500K) | Linear Replacement Lamp | T8 Four-Foot | Replacement Lamps (plug and play) (UL Type A) |  | standard | NO | [10 empty] | 2018-07-24 | Not Dimmable | Not Dimmable | NotYetVerified |  | CCCFWA | [25 empty] | 4.4 | 2112 | 130.77 | 16.15 | 20 | 0.9 | 3500 | 81.8 |  |  |  | NO | NO | NO | [8 empty] | 2018-11-02 | NO | NO | NO | [6 empty] | AC | [7 empty] | NO
PLCVWT6EU40L | US Green Lighting, Inc. | US Green Lighting | BT814W4FT(FROSTED LENS)(4500K) | Linear Replacement Lamp | T8 Four-Foot | Replacement Lamps (plug and play) (UL Type A) |  | standard | NO | [10 empty] | 2018-07-24 | Not Dimmable | Not Dimmable | NotYetVerified |  | CCCFVZ | [25 empty] | 4.4 | 1920 | 133.33 | 14.4 | 20 | 0.9 | 4500 | 81.8 |  |  |  | NO | NO | NO | [8 empty] | 2018-11-02 | NO | NO | NO | [6 empty] | AC | [7 empty] | NO
PL8JCUHX30ZO | US Green Lighting, Inc. | US Green Lighting | BT814W4FT(CLEAR LENS)(4000K) | Linear Replacement Lamp | T8 Four-Foot | Replacement Lamps (plug and play) (UL Type A) |  | standard | NO | [10 empty] | 2018-07-24 | Not Dimmable | Not Dimmable | NotYetVerified |  | CCCFVZ | [25 empty] | 4.4 | 2050 | 142.4 | 14.4 | 12.37 | 0.9056 | 4000 | 81.7 |  |  |  | NO | NO | NO | [8 empty] | 2018-11-02 | NO | NO | NO | [6 empty] | AC | [7 empty] | NO
PLHOBYT9WSG8 | US Green Lighting, Inc. | US Green Lighting | BT812W4FT(FROSTED LENS)(3500K) | Linear Replacement Lamp | T8 Four-Foot | Replacement Lamps (plug and play) (UL Type A) |  | standard | NO | [10 empty] | 2018-07-24 | Not Dimmable | Not Dimmable | NotYetVerified |  | CCCFVY | [25 empty] | 4.4 | 1769 | 132.51 | 13.35 | 20 | 0.9 | 3500 | 81.8 |  |  |  | NO | NO | NO | [8 empty] | 2018-11-02 | NO | NO | NO | [6 empty] | AC | [7 empty] | NO
PLZMO9LT63KS | US Green Lighting, Inc. | US Green Lighting | BT814W4FT(FROSTED LENS)(3500K) | Linear Replacement Lamp | T8 Four-Foot | Replacement Lamps (plug and play) (UL Type A) |  | standard | NO | [10 empty] | 2018-07-24 | Not Dimmable | Not Dimmable | NotYetVerified |  | CCCFVZ | [25 empty] | 4.4 | 1920 | 133.33 | 14.4 | 20 | 0.9 | 3500 | 81.8 |  |  |  | NO | NO | NO | [8 empty] | 2018-11-02 | NO | NO | NO | [6 empty] | AC | [7 empty] | NO
PL6B2M7CPXZ2 | US Green Lighting, Inc. | US Green Lighting | BT812W4FT(FROSTED LENS)(5000K) | Linear Replacement Lamp | T8 Four-Foot | Replacement Lamps (plug and play) (UL Type A) |  | standard | NO | [10 empty] | 2018-07-24 | Not Dimmable | Not Dimmable | NotYetVerified |  | CCCFVY | [25 empty] | 4.4 | 1769 | 132.51 | 13.35 | 20 | 0.9 | 5000 | 80.7 |  |  |  | NO | NO | NO | [8 empty] | 2018-11-02 | NO | NO | NO | [6 empty] | AC | [7 empty] | NO
PLO5AO40EFLH | US Green Lighting, Inc. | US Green Lighting | BT814W4FT(FROSTED LENS)(5000K) | Linear Replacement Lamp | T8 Four-Foot | Replacement Lamps (plug and play) (UL Type A) |  | standard | NO | [10 empty] | 2018-07-24 | Not Dimmable | Not Dimmable | NotYetVerified |  | CCCFVZ | [25 empty] | 4.4 | 1920 | 133.33 | 14.4 | 20 | 0.9 | 5000 | 80.7 |  |  |  | NO | NO | NO | [8 empty] | 2018-11-02 | NO | NO | NO | [6 empty] | AC | [7 empty] | NO
PL6JMLMVVJIW | US Green Lighting, Inc. | US Green Lighting | BT812W4FT(FROSTED LENS)(3000K) | Linear Replacement Lamp | T8 Four-Foot | Replacement Lamps (plug and play) (UL Type A) |  | standard | YES |  | 1769 | 132.51 | 13.35 | 10 | 0.9021 | 2953 | 80.4 | 5 | 50000 | 2018-07-24 | Not Dimmable | Not Dimmable | NotYetVerified |  | CCCFVY | [15 empty] | 84.5 |  | 1.33 | 1.23 | [6 empty] | 4.4 | 1769 | 132.51 | 13.35 | 20 | 0.9 | 3000 | 81.8 |  |  |  | NO | NO | NO | [8 empty] | 2018-11-02 | NO | NO | NO | [6 empty] | AC | [7 empty] | NO
PLPQUZTRAUDN | US Green Lighting, Inc. | US Green Lighting | BT816W4FT(FROSTED LENS)(5000K) | Linear Replacement Lamp | T8 Four-Foot | Replacement Lamps (plug and play) (UL Type A) |  | standard | NO | [10 empty] | 2018-07-24 | Not Dimmable | Not Dimmable | NotYetVerified |  | CCCFWA | [25 empty] | 4.4 | 2112 | 130.77 | 16.15 | 20 | 0.9 | 5000 | 80.7 |  |  |  | NO | NO | NO | [8 empty] | 2018-11-02 | NO | NO | NO | [6 empty] | AC | [7 empty] | NO
PLTF3EIYUP2A | US Green Lighting, Inc. | US Green Lighting | BT814W4FT(CLEAR LENS)(3000K) | Linear Replacement Lamp | T8 Four-Foot | Replacement Lamps (plug and play) (UL Type A) |  | standard | NO | [10 empty] | 2018-07-24 | Not Dimmable | Not Dimmable | NotYetVerified |  | CCCFVZ | [25 empty] | 4.4 | 2050 | 142.4 | 14.4 | 12.37 | 0.9056 | 3000 | 81.7 |  |  |  | NO | NO | NO | [8 empty] | 2018-11-02 | NO | NO | NO | [6 empty] | AC | [7 empty] | NO
PLWB8CEDQ8HR | US Green Lighting, Inc. | US Green Lighting | BT814W4FT(CLEAR LENS)(4500K) | Linear Replacement Lamp | T8 Four-Foot | Replacement Lamps (plug and play) (UL Type A) |  | standard | NO | [10 empty] | 2018-07-24 | Not Dimmable | Not Dimmable | NotYetVerified |  | CCCFVZ | [25 empty] | 4.4 | 2050 | 142.4 | 14.4 | 12.37 | 0.9056 | 4500 | 81.7 |  |  |  | NO | NO | NO | [8 empty] | 2018-11-02 | NO | NO | NO | [6 empty] | AC | [7 empty] | NO
PLZ7KV1TWX2K | US Green Lighting, Inc. | US Green Lighting | BT816W4FT(FROSTED LENS)(4000K) | Linear Replacement Lamp | T8 Four-Foot | Replacement Lamps (plug and play) (UL Type A) |  | standard | NO | [10 empty] | 2018-07-24 | Not Dimmable | Not Dimmable | NotYetVerified |  | CCCFWA | [25 empty] | 4.4 | 2112 | 130.77 | 16.15 | 20 | 0.9 | 4000 | 81.8 |  |  |  | NO | NO | NO | [8 empty] | 2018-11-02 | NO | NO | NO | [6 empty] | AC | [7 empty] | NO
PLD1SVRY2MDR | US Green Lighting, Inc. | US Green Lighting | BT812W4FT(FROSTED LENS)(4000K) | Linear Replacement Lamp | T8 Four-Foot | Replacement Lamps (plug and play) (UL Type A) |  | standard | NO | [10 empty] | 2018-07-24 | Not Dimmable | Not Dimmable | NotYetVerified |  | CCCFVY | [25 empty] | 4.4 | 1769 | 132.51 | 13.35 | 20 | 0.9 | 4000 | 81.8 |  |  |  | NO | NO | NO | [8 empty] | 2018-11-02 | NO | NO | NO | [6 empty] | AC | [7 empty] | NO
PLCAFKB9RG6D | TGL Inc. | TGL Smart 360 | TGLSM360-T84FT-9W- 400K | Linear Replacement Lamp | T8 Four-Foot | Replacement Lamps (plug and play) (UL Type A) |  | standard | NO | [10 empty] | 2018-07-19 | Not Dimmable | Not Dimmable | NO |  | HAHIOS | [25 empty] | 4.4 | 1758.6 | 167.81 | 10.48 | 7.78 | 0.922 | 4000 | 79.3 |  |  |  | NO | NO | NO | [8 empty] | 2018-11-02 | NO | NO | NO | [6 empty] | AC | [7 empty] | NO
PLLN08YPZXC5 | TGL Inc. | TGL Smart 360 | TGLSM360-T84FT-9W- 500K | Linear Replacement Lamp | T8 Four-Foot | Replacement Lamps (plug and play) (UL Type A) |  | standard | NO | [10 empty] | 2018-07-19 | Not Dimmable | Not Dimmable | NO |  | HAHIOS | [25 empty] | 4.4 | 1931.8 | 183.46 | 10.53 | 7.78 | 0.922 | 5000 | 78.4 |  |  |  | NO | NO | NO | [8 empty] | 2018-11-02 | NO | NO | NO | [6 empty] | AC | [7 empty] | NO
PLL0EUGV7W2J | TGL Inc. | TGL Smart 360 | TGLSM360-T84FT-9W- 300K | Linear Replacement Lamp | T8 Four-Foot | Replacement Lamps (plug and play) (UL Type A) |  | standard | YES |  | 1758.6 | 167.81 | 10.48 | 7.78 | 0.9215 | 3008 | 79.3 | 5 | 50000 | 2018-07-19 | Not Dimmable | Not Dimmable | NO |  | HAHIOS | [15 empty] | 80.3 |  | 1.2 | 1.16 | [6 empty] | 4.4 | 1758.6 | 167.81 | 10.48 | 7.78 | 0.922 | 3000 | 79.3 |  |  |  | NO | NO | NO | [8 empty] | 2018-11-02 | NO | NO | NO | [6 empty] | AC | [7 empty] | NO
PLTEGKOZ5EFJ | Keystone Technologies | KEYSTONE | KT-LED12T8-48G-850-S /G2 | Linear Replacement Lamp | T8 Four-Foot | Replacement Lamps (plug and play) (UL Type A) |  | standard | NO | [10 empty] | 2018-07-18 | Not Dimmable | Not Dimmable | NO |  | VAVWZA | [25 empty] | 4.4 | 1800 | 120 | 15 | 20 | 0.9 | 5000 | 82 |  |  |  | NO | NO | NO | [8 empty] | 2018-11-02 | NO | NO | NO | [6 empty] | AC | [7 empty] | NO
PLMBSY31GIBK | Keystone Technologies | KEYSTONE | KT-LED15T8-48G-840-S /G2 | Linear Replacement Lamp | T8 Four-Foot | Replacement Lamps (plug and play) (UL Type A) |  | standard | NO | [10 empty] | 2018-07-18 | Not Dimmable | Not Dimmable | NO |  | YYYDAW | [25 empty] | 4.4 | 2200 | 122.2 | 18 | 20 | 0.9 | 4000 | 82 |  |  |  | NO | NO | NO | [8 empty] | 2018-11-02 | NO | NO | NO | [6 empty] | AC | [7 empty] | NO
PLOGLHR5VNIB | Keystone Technologies | KEYSTONE | KT-LED12T8-48G-840-S /G2 | Linear Replacement Lamp | T8 Four-Foot | Replacement Lamps (plug and play) (UL Type A) |  | standard | NO | [10 empty] | 2018-07-18 | Not Dimmable | Not Dimmable | NO |  | VAVWZA | [25 empty] | 4.4 | 1800 | 120 | 15 | 20 | 0.9 | 4000 | 82 |  |  |  | NO | NO | NO | [8 empty] | 2018-11-02 | NO | NO | NO | [6 empty] | AC | [7 empty] | NO
PL9YWY3QXZ12 | Keystone Technologies | KEYSTONE | KT-LED15T8-48G-850-S /G2 | Linear Replacement Lamp | T8 Four-Foot | Replacement Lamps (plug and play) (UL Type A) |  | standard | NO | [10 empty] | 2018-07-18 | Not Dimmable | Not Dimmable | NO |  | YYYDAW | [25 empty] | 4.4 | 2200 | 122.2 | 18 | 20 | 0.9 | 5000 | 82 |  |  |  | NO | NO | NO | [8 empty] | 2018-11-02 | NO | NO | NO | [6 empty] | AC | [7 empty] | NO
P70B0YHM | WING (SHANGHAI) INTERNATIONAL TRADE CO LTD | TOPSTAR | L48T8-850-14P-G8-EB | Linear Replacement Lamp | T8 Four-Foot | Replacement Lamps (plug and play) (UL Type A) |  | standard | NO | [10 empty] | 2018-07-13 | Not Dimmable | Not Dimmable | NO |  | TTTVCI | [25 empty] | 4.4 | 2050 | 124 | 16.5 | 14 | 0.9 | 5000 | 80 |  |  |  | NO | NO | NO | [8 empty] | 2018-11-02 | NO | NO | NO | [6 empty] | AC | [7 empty] | NO
PLLBHTKRQPDQ | Premise LED Inc. | PREMISE | T84-4185PA | Linear Replacement Lamp | T8 Four-Foot | Replacement Lamps (plug and play) (UL Type A) |  | standard | NO | [10 empty] | 2018-07-13 | Not Dimmable | Not Dimmable | NO |  | LLLBON | [25 empty] | 4.4 | 2200 | 122.22 | 18 | 7 | 0.98 | 5000 | 80 |  |  |  | NO | NO | NO | [8 empty] | 2018-11-02 | NO | NO | NO | [6 empty] | AC | [7 empty] | NO
PBKCQAZU | WING (SHANGHAI) INTERNATIONAL TRADE CO LTD | TOPSTAR | L48T8-840-14P-G8-EB | Linear Replacement Lamp | T8 Four-Foot | Replacement Lamps (plug and play) (UL Type A) |  | standard | YES |  | 1964 | 129.9 | 15.24 | 12.94 | 0.953 | 4035 | 80.9 | 5 | 50000 | 2018-07-13 | Not Dimmable | Not Dimmable | NO |  | TTTVCI | [15 empty] | 79 |  | 1.32 | 1.34 | [6 empty] | 4.4 | 2050 | 124 | 16.5 | 14 | 0.9 | 4000 | 80 |  |  |  | NO | NO | NO | [8 empty] | 2018-11-02 | NO | NO | NO | [6 empty] | AC | [7 empty] | NO
PLJ2G2I6MMIG | Super Bright LEDs | superbrightleds.com | T8AB-35K15S-GF | Linear Replacement Lamp | T8 Four-Foot | Dual Mode Internal Driver (UL Type A and Type B) |  | standard | NO | [10 empty] | 2018-07-12 | Not Dimmable | Not Dimmable | NO |  | CCCFVF | [25 empty] | 4.4 | 2131 | 122.2 | 17.44 | 7.21 | 0.9 | 3500 | 83 |  |  |  | NO | NO | NO | [8 empty] | 2018-11-02 | NO | NO | NO | [6 empty] | AC | [7 empty] | NO
PLI6OFHMHQZR | Super Bright LEDs | superbrightleds.com | T8AB-45K15S-GF | Linear Replacement Lamp | T8 Four-Foot | Dual Mode Internal Driver (UL Type A and Type B) |  | standard | NO | [10 empty] | 2018-07-12 | Not Dimmable | Not Dimmable | NO |  | CCCFVF | [25 empty] | 4.4 | 2168 | 124.32 | 17.44 | 7.21 | 0.9 | 4500 | 83 |  |  |  | NO | NO | NO | [8 empty] | 2018-11-02 | NO | NO | NO | [6 empty] | AC | [7 empty] | NO
PLSJEB80AZ4N | LEDseed Inc. | LEDSeed | T84-18-40-5-3 | Linear Replacement Lamp | T8 Four-Foot | Replacement Lamps (plug and play) (UL Type A) |  | standard | YES |  | 2303 | 123.42 | 18.66 | 5.94 | 0.9714 | 4119 | 82.2 | 5 | 50000 | 2018-07-12 | Not Dimmable | Not Dimmable | NO |  | EAEFQR | [15 empty] | 84.7 |  | 1.18 | 1.28 | [6 empty] | 4.4 | 2303 | 123.42 | 18.66 | 6.13 | 0.95 | 4000 | 82.2 |  |  |  | NO | NO | NO | [8 empty] | 2018-11-02 | NO | NO | NO | [6 empty] | AC | [7 empty] | NO
PL3W8QF9U7MN | Super Bright LEDs | superbrightleds.com | T8AB-40K15S-GF | Linear Replacement Lamp | T8 Four-Foot | Dual Mode Internal Driver (UL Type A and Type B) |  | standard | NO | [10 empty] | 2018-07-12 | Not Dimmable | Not Dimmable | NO |  | CCCFVF | [25 empty] | 4.4 | 2149 | 123.26 | 17.44 | 7.21 | 0.9 | 4000 | 83 |  |  |  | NO | NO | NO | [8 empty] | 2018-11-02 | NO | NO | NO | [6 empty] | AC | [7 empty] | NO
PL0DHACRCA93 | Premise LED Inc. | PREMISE | T84-4184PA | Linear Replacement Lamp | T8 Four-Foot | Replacement Lamps (plug and play) (UL Type A) |  | standard | YES |  | 2344.3 | 125.03 | 18.75 | 7 | 0.983 | 4107 | 84.9 | 5 | 50000 | 2018-07-12 | Not Dimmable | Not Dimmable | NO |  | LLLBON | [15 empty] | 84.4 |  | 1.32 | 1.24 | [6 empty] | 4.4 | 2200 | 122.22 | 18 | 7 | 0.98 | 4000 | 80 |  |  |  | NO | NO | NO | [8 empty] | 2018-11-02 | NO | NO | NO | [6 empty] | AC | [7 empty] | NO
PLA7C994U5FP | LEDseed Inc. | LEDSeed | T84-18-50-5-3 | Linear Replacement Lamp | T8 Four-Foot | Replacement Lamps (plug and play) (UL Type A) |  | standard | NO | [10 empty] | 2018-07-12 | Not Dimmable | Not Dimmable | NO |  | EAEFQR | [25 empty] | 4.4 | 2351 | 124.99 | 18.81 | 6.71 | 0.95 | 5000 | 83 |  |  |  | NO | NO | NO | [8 empty] | 2018-11-02 | NO | NO | NO | [6 empty] | AC | [7 empty] | NO
PLREWTOVDH1C | Super Bright LEDs | superbrightleds.com | T8AB-50K15S-GF | Linear Replacement Lamp | T8 Four-Foot | Dual Mode Internal Driver (UL Type A and Type B) |  | standard | NO | [10 empty] | 2018-07-12 | Not Dimmable | Not Dimmable | NO |  | CCCFVF | [25 empty] | 4.4 | 2186 | 124.35 | 17.58 | 7.58 | 0.9 | 5000 | 84 |  |  |  | NO | NO | NO | [8 empty] | 2018-11-02 | NO | NO | NO | [6 empty] | AC | [7 empty] | NO
PLWV9IVYD8PQ | Super Bright LEDs | superbrightleds.com | T8AB-30K15S-GF | Linear Replacement Lamp | T8 Four-Foot | Dual Mode Internal Driver (UL Type A and Type B) |  | standard | YES |  | 2112 | 122.15 | 17.29 | 7.21 | 0.8964 | 2914 | 83 | 5 | 50000 | 2018-07-12 | Not Dimmable | Not Dimmable | NO |  | CCCFVF | [15 empty] | 84.4 |  | 1.24 | 1.3 | [6 empty] | 4.4 | 2112 | 122.15 | 17.29 | 7.21 | 0.9 | 3000 | 83 |  |  |  | NO | NO | NO | [8 empty] | 2018-11-02 | NO | NO | NO | [6 empty] | AC | [7 empty] | NO
P6TWO1DE | Gielight Co., Ltd. | Gielight | GL-T8LO-12-22(4500K) | Linear Replacement Lamp | T8 Four-Foot | Dual Mode Internal Driver (UL Type A and Type B) |  | standard | NO | [10 empty] | 2018-07-11 | Not Dimmable | Not Dimmable | NO |  | RRRUUU | [25 empty] | 4.4 | 2860 | 130 | 22 | 20 | 0.9 | 4500 | 80 |  |  |  | NO | NO | NO | [8 empty] | 2018-11-02 | NO | NO | NO | [6 empty] | AC | [7 empty] | NO
PH9XJVBG | Gielight Co., Ltd. | Gielight | GL-T8LO-12-22(5000K) | Linear Replacement Lamp | T8 Four-Foot | Dual Mode Internal Driver (UL Type A and Type B) |  | standard | NO | [10 empty] | 2018-07-11 | Not Dimmable | Not Dimmable | NO |  | RRRUUU | [25 empty] | 4.4 | 2860 | 130 | 22 | 20 | 0.9 | 5000 | 80 |  |  |  | NO | NO | NO | [8 empty] | 2018-11-02 | NO | NO | NO | [6 empty] | AC | [7 empty] | NO
P70JVMJ5 | Gielight Co., Ltd. | Gielight | GL-T8LO-12-22(3500K) | Linear Replacement Lamp | T8 Four-Foot | Dual Mode Internal Driver (UL Type A and Type B) |  | standard | NO | [10 empty] | 2018-07-11 | Not Dimmable | Not Dimmable | NO |  | RRRUUU | [25 empty] | 4.4 | 2860 | 130 | 22 | 20 | 0.9 | 4000 | 80 |  |  |  | NO | NO | NO | [8 empty] | 2018-11-02 | NO | NO | NO | [6 empty] | AC | [7 empty] | NO
PITSB3Y2 | Gielight Co., Ltd. | Gielight | GL-T8LO-12-22(4000K) | Linear Replacement Lamp | T8 Four-Foot | Dual Mode Internal Driver (UL Type A and Type B) |  | standard | NO | [10 empty] | 2018-07-11 | Not Dimmable | Not Dimmable | NO |  | RRRUUU | [25 empty] | 4.4 | 2860 | 130 | 22 | 20 | 0.9 | 4000 | 80 |  |  |  | NO | NO | NO | [8 empty] | 2018-11-02 | NO | NO | NO | [6 empty] | AC | [7 empty] | NO
P1Y3XPWA | Gielight Co., Ltd. | Gielight | GL-T8LO-12-22(3000K) | Linear Replacement Lamp | T8 Four-Foot | Dual Mode Internal Driver (UL Type A and Type B) |  | standard | YES |  | 2798.1 | 113 | 24.71 | 4.33 | 0.991 | 3028 | 81.9 | 5 | 50000 | 2018-07-11 | Not Dimmable | Not Dimmable | NO |  | RRRUUU | [15 empty] | 84.2 |  | 1.22 | 1.28 | [6 empty] | 4.4 | 2860 | 130 | 22 | 20 | 0.9 | 4000 | 80 |  |  |  | NO | NO | NO | [8 empty] | 2018-11-02 | NO | NO | NO | [6 empty] | AC | [7 empty] | NO
PLAFXDEF2NN4 | Turolight Inc. | TUROLIGHT | VIV-T8DF4/10.5W/35/F | Linear Replacement Lamp | T8 Four-Foot | Replacement Lamps (plug and play) (UL Type A) |  | standard | NO | [10 empty] | 2018-07-10 | Dimmable | Continuous Above 10 | NO |  | ZBAAJX | [25 empty] | 4.4 | 1708 | 122 | 14 | 10 | 0.9 | 3500 | 83 |  |  |  | NO | NO | NO | [8 empty] | 2018-11-02 | NO | NO | NO | [6 empty] | AC | [7 empty] | NO
PLVFLJ57QQLO | Turolight Inc. | TUROLIGHT | VIV-T8DF4/10.5W/50/F | Linear Replacement Lamp | T8 Four-Foot | Replacement Lamps (plug and play) (UL Type A) |  | standard | NO | [10 empty] | 2018-07-10 | Dimmable | Continuous Above 10 | NO |  | ZBAAJX | [25 empty] | 4.4 | 1806 | 129 | 14 | 10 | 0.9 | 5000 | 83 |  |  |  | NO | NO | NO | [8 empty] | 2018-11-02 | NO | NO | NO | [6 empty] | AC | [7 empty] | NO
PLUQUNC32G72 | Turolight Inc. | TUROLIGHT | VIV-T8DF4/10.5W/40/F | Linear Replacement Lamp | T8 Four-Foot | Replacement Lamps (plug and play) (UL Type A) |  | standard | NO | [10 empty] | 2018-07-10 | Dimmable | Continuous Above 10 | NO |  | ZBAAJX | [25 empty] | 4.4 | 1750 | 125 | 14 | 10 | 0.9 | 4000 | 83 |  |  |  | NO | NO | NO | [8 empty] | 2018-11-02 | NO | NO | NO | [6 empty] | AC | [7 empty] | NO
PLE0OBDWP7LK | Ledsion Lighting Technology CO.,LTD | LEDSION | LST815WABV1-45K | Linear Replacement Lamp | T8 Four-Foot | Dual Mode Internal Driver (UL Type A and Type B) |  | standard | NO | [10 empty] | 2018-07-09 | Not Dimmable | Not Dimmable | NO |  | ZZZBZO | [25 empty] | 4.4 | 2066 | 140.35 | 14.72 | 18.75 | 0.9 | 4500 | 80.8 |  |  |  | NO | NO | NO | [8 empty] | 2018-11-02 | NO | NO | NO | [6 empty] | AC | [7 empty] | NO
PL7NVPG4IHM8 | Ledsion Lighting Technology CO.,LTD | LEDSION | LST812WABV1-50K | Linear Replacement Lamp | T8 Four-Foot | Dual Mode Internal Driver (UL Type A and Type B) |  | standard | NO | [10 empty] | 2018-07-09 | Not Dimmable | Not Dimmable | NO |  | ZZZBZN | [25 empty] | 4.4 | 2180 | 164.78 | 13.23 | 17.53 | 0.9 | 5000 | 80.2 |  |  |  | NO | NO | NO | [8 empty] | 2018-11-02 | NO | NO | NO | [6 empty] | AC | [7 empty] | NO
PL1N4EL6WZNZ | Ledsion Lighting Technology CO.,LTD | LEDSION | LST812WABV1-40K | Linear Replacement Lamp | T8 Four-Foot | Dual Mode Internal Driver (UL Type A and Type B) |  | standard | YES |  | 2124 | 160.79 | 13.21 | 19.05 | 0.9004 | 4058 | 80.8 | 5 | 50000 | 2018-07-09 | Not Dimmable | Not Dimmable | NO |  | ZZZBZM | [15 empty] | 85.7 |  | 1.22 | 1.22 | [6 empty] | 4.4 | 2124 | 160.91 | 13.2 | 17.78 | 0.9 | 4000 | 80.8 |  |  |  | NO | NO | NO | [8 empty] | 2018-11-02 | NO | NO | NO | [6 empty] | AC | [7 empty] | NO
PLR9RX39XNPE | Ledsion Lighting Technology CO.,LTD | LEDSION | LST815WABV1-50K | Linear Replacement Lamp | T8 Four-Foot | Dual Mode Internal Driver (UL Type A and Type B) |  | standard | NO | [10 empty] | 2018-07-09 | Not Dimmable | Not Dimmable | NO |  | ZZZBZM | [25 empty] | 4.4 | 2164 | 145.14 | 14.91 | 18.48 | 0.9 | 5000 | 80.2 |  |  |  | NO | NO | NO | [8 empty] | 2018-11-02 | NO | NO | NO | [6 empty] | AC | [7 empty] | NO
PL2J3NW6RAEM | Ledsion Lighting Technology CO.,LTD | LEDSION | LST812WABV1-45K | Linear Replacement Lamp | T8 Four-Foot | Dual Mode Internal Driver (UL Type A and Type B) |  | standard | NO | [10 empty] | 2018-07-09 | Not Dimmable | Not Dimmable | NO |  | ZZZBZN | [25 empty] | 4.4 | 2124 | 160.91 | 13.2 | 17.78 | 0.9 | 4500 | 80.8 |  |  |  | NO | NO | NO | [8 empty] | 2018-11-02 | NO | NO | NO | [6 empty] | AC | [7 empty] | NO
PLB64ROJOV2O | Ledsion Lighting Technology CO.,LTD | LEDSION | LST815WABV1-40K | Linear Replacement Lamp | T8 Four-Foot | Dual Mode Internal Driver (UL Type A and Type B) |  | standard | YES |  | 2066 | 140.35 | 14.72 | 18.75 | 0.9015 | 3943 | 80.8 | 5 | 50000 | 2018-07-09 | Not Dimmable | Not Dimmable | NO |  | ZZZBZN | [15 empty] | 84.8 |  | 1.2 | 1.34 | [6 empty] | 4.4 | 2066 | 140.35 | 14.72 | 18.75 | 0.9 | 4000 | 80.8 |  |  |  | NO | NO | NO | [8 empty] | 2018-11-02 | NO | NO | NO | [6 empty] | AC | [7 empty] | NO
PLHPZAXNH1OB | IKIO LED LIGHTING (DONGGUAN) CO.,LTD | ikio | IK-T804-NANO-0012-50A&B-J | Linear Replacement Lamp | T8 Four-Foot | Dual Mode Internal Driver (UL Type A and Type B) |  | standard | NO | [10 empty] | 2018-07-05 | Not Dimmable | Not Dimmable | NotYetVerified |  | IIIMGY | [25 empty] | 4.4 | 1664 | 132.1 | 12.6 | 20 | 0.9 | 5000 | 82 |  |  |  | NO | NO | NO | [8 empty] | 2018-11-02 | NO | NO | NO | [6 empty] | AC | [7 empty] | NO
PLDEGX45LI4H | IKIO LED LIGHTING (DONGGUAN) CO.,LTD | ikio | IK-T804-NANO-0015-40A&B-J | Linear Replacement Lamp | T8 Four-Foot | Dual Mode Internal Driver (UL Type A and Type B) |  | standard | NO | [10 empty] | 2018-07-05 | Not Dimmable | Not Dimmable | NotYetVerified |  | KKLAFG | [25 empty] | 4.4 | 2160 | 135 | 16 | 20 | 0.9 | 4000 | 83 |  |  |  | NO | NO | NO | [8 empty] | 2018-11-02 | NO | NO | NO | [6 empty] | AC | [7 empty] | NO
PLLVQB8X35V6 | IKIO LED LIGHTING (DONGGUAN) CO.,LTD | ikio | IK-T804-NANO-0015-30A&B-J | Linear Replacement Lamp | T8 Four-Foot | Dual Mode Internal Driver (UL Type A and Type B) |  | standard | NO | [10 empty] | 2018-07-05 | Not Dimmable | Not Dimmable | NotYetVerified |  | KKLAFG | [25 empty] | 4.4 | 2160 | 135 | 16 | 20 | 0.9 | 3000 | 83 |  |  |  | NO | NO | NO | [8 empty] | 2018-11-02 | NO | NO | NO | [6 empty] | AC | [7 empty] | NO
PLX7PCY5NFFX | IKIO LED LIGHTING (DONGGUAN) CO.,LTD | ikio | IK-T804-NANO-0015-35A&B-J | Linear Replacement Lamp | T8 Four-Foot | Dual Mode Internal Driver (UL Type A and Type B) |  | standard | NO | [10 empty] | 2018-07-05 | Not Dimmable | Not Dimmable | NotYetVerified |  | KKLAFG | [25 empty] | 4.4 | 2160 | 135 | 16 | 20 | 0.9 | 3500 | 83 |  |  |  | NO | NO | NO | [8 empty] | 2018-11-02 | NO | NO | NO | [6 empty] | AC | [7 empty] | NO
PL2H58AADFMR | P.Q.L. Inc. | Superior Life | 91045 | Linear Replacement Lamp | T8 Four-Foot | Replacement Lamps (plug and play) (UL Type A) |  | standard | NO | [10 empty] | 2018-07-05 | Not Dimmable | Not Dimmable | NO |  | NANPBS | [25 empty] | 4.4 | 1800 | 120 | 15 | 20 | 0.9 | 5000 | 82 |  |  |  | NO | NO | NO | [8 empty] | 2018-11-02 | NO | NO | NO | [6 empty] | AC | [7 empty] | NO
PL25PK7QXMBP | IKIO LED LIGHTING (DONGGUAN) CO.,LTD | ikio | IK-T804-NANO-0012-35A&B-J | Linear Replacement Lamp | T8 Four-Foot | Dual Mode Internal Driver (UL Type A and Type B) |  | standard | NO | [10 empty] | 2018-07-05 | Not Dimmable | Not Dimmable | NotYetVerified |  | IIIMGY | [25 empty] | 4.4 | 1664 | 132.1 | 12.6 | 20 | 0.9 | 3500 | 82 |  |  |  | NO | NO | NO | [8 empty] | 2018-11-02 | NO | NO | NO | [6 empty] | AC | [7 empty] | NO
PLWM0Z493QV8 | IKIO LED LIGHTING (DONGGUAN) CO.,LTD | ikio | IK-T804-NANO-0012-40A&B-J | Linear Replacement Lamp | T8 Four-Foot | Dual Mode Internal Driver (UL Type A and Type B) |  | standard | NO | [10 empty] | 2018-07-05 | Not Dimmable | Not Dimmable | NotYetVerified |  | IIIMGY | [25 empty] | 4.4 | 1664 | 132.1 | 12.6 | 20 | 0.9 | 4000 | 82 |  |  |  | NO | NO | NO | [8 empty] | 2018-11-02 | NO | NO | NO | [6 empty] | AC | [7 empty] | NO
PLM4NENOTUHF | IKIO LED LIGHTING (DONGGUAN) CO.,LTD | ikio | IK-T804-NANO-0015-50A&B-J | Linear Replacement Lamp | T8 Four-Foot | Dual Mode Internal Driver (UL Type A and Type B) |  | standard | NO | [10 empty] | 2018-07-05 | Not Dimmable | Not Dimmable | NotYetVerified |  | KKLAFG | [25 empty] | 4.4 | 2160 | 135 | 16 | 20 | 0.9 | 5000 | 83 |  |  |  | NO | NO | NO | [8 empty] | 2018-11-02 | NO | NO | NO | [6 empty] | AC | [7 empty] | NO
PLTORF0QB4MQ | IKIO LED LIGHTING (DONGGUAN) CO.,LTD | ikio | IK-T804-NANO-0012-30A&B-J | Linear Replacement Lamp | T8 Four-Foot | Dual Mode Internal Driver (UL Type A and Type B) |  | standard | YES |  | 1664 | 132.1 | 12.6 | 9.04 | 0.9017 | 3001 | 82.2 | 5 | 50000 | 2018-07-05 | Not Dimmable | Not Dimmable | NotYetVerified |  | IIIMGY | [15 empty] | 90 |  | 1.42 | 1.15 | [6 empty] | 4.4 | 1664 | 132.1 | 12.6 | 20 | 0.9 | 3000 | 82 |  |  |  | NO | NO | NO | [8 empty] | 2018-11-02 | NO | NO | NO | [6 empty] | AC | [7 empty] | NO
PL5ST4KM5O2Q | P.Q.L. Inc. | Superior Life | 91044 | Linear Replacement Lamp | T8 Four-Foot | Replacement Lamps (plug and play) (UL Type A) |  | standard | NO | [10 empty] | 2018-07-05 | Not Dimmable | Not Dimmable | NO |  | NANPBS | [25 empty] | 4.4 | 1800 | 120 | 15 | 20 | 0.9 | 4000 | 82 |  |  |  | NO | NO | NO | [8 empty] | 2018-11-02 | NO | NO | NO | [6 empty] | AC | [7 empty] | NO
PL5ZF14FAFOI | IKIO LED LIGHTING (DONGGUAN) CO.,LTD | ikio | IK-T804-UE-0010 -TA&BF-40-A | Linear Replacement Lamp | T8 Four-Foot | Dual Mode Internal Driver (UL Type A and Type B) |  | standard | NO | [10 empty] | 2018-07-02 | Not Dimmable | Not Dimmable | NO |  | IIIMGR | [25 empty] | 4.4 | 1702.9 | 132.52 | 12.85 | 12.7 | 0.9511 | 4000 | 82.4 |  |  |  | NO | NO | NO | [8 empty] | 2018-11-02 | NO | NO | NO | [6 empty] | AC | [7 empty] | NO
PL64O7B4VZ1V | IKIO LED LIGHTING (DONGGUAN) CO.,LTD | ikio | IK-T804-UE-0010 -TA&BF-45-A | Linear Replacement Lamp | T8 Four-Foot | Dual Mode Internal Driver (UL Type A and Type B) |  | standard | NO | [10 empty] | 2018-07-02 | Not Dimmable | Not Dimmable | NO |  | IIIMGR | [25 empty] | 4.4 | 1702.9 | 132.52 | 12.85 | 12.7 | 0.9511 | 4500 | 82.4 |  |  |  | NO | NO | NO | [8 empty] | 2018-11-02 | NO | NO | NO | [6 empty] | AC | [7 empty] | NO
PW1A5EM0 | IRTRONIX INC DBA EURI LIGHTING | Euri Lighting | ET8-1151-13 | Linear Replacement Lamp | T8 Four-Foot | Replacement Lamps (plug and play) (UL Type A) |  | standard | YES |  | 1716.5 | 138.76 | 12.37 | 17.97 | 0.932 | 4908 | 80.4 | 5 | 50000 | 2018-07-02 | Not Dimmable | Not Dimmable | NO |  | MMMRFL | [15 empty] | 84.4 |  | 1.28 | 1.2 | [6 empty] | 4.4 | 1716.5 | 138.76 | 12.37 | 17.98 | 0.93 | 5000 | 80 |  |  |  | NO | NO | NO | [8 empty] | 2018-11-02 | NO | NO | NO | [6 empty] | AC | [7 empty] | NO
P8F3XJK5 | IRTRONIX INC DBA EURI LIGHTING | Euri Lighting | ET8-3150H-13 | Linear Replacement Lamp | T8 Four-Foot | Dual Mode Internal Driver (UL Type A and Type B) |  | standard | YES |  | 2136.4 | 137.56 | 15.53 | 14.017 | 0.951 | 4898 | 80.4 | 5 | 50000 | 2018-07-02 | Not Dimmable | Not Dimmable | NO |  | MMMRFN | [15 empty] | 84.4 |  | 1.34 | 1.18 | [6 empty] | 4.4 | 2136.4 | 137.56 | 15.53 | 14.02 | 0.95 | 5000 | 80 |  |  |  | NO | NO | NO | [8 empty] | 2018-11-02 | NO | NO | NO | [6 empty] | AC | [7 empty] | NO
PUW5RW2A | IRTRONIX INC DBA EURI LIGHTING | Euri Lighting | ET8-1141-13 | Linear Replacement Lamp | T8 Four-Foot | Replacement Lamps (plug and play) (UL Type A) |  | standard | YES |  | 1802.7 | 130.44 | 13.82 | 16.348 | 0.954 | 4156 | 82.5 | 5 | 50000 | 2018-07-02 | Not Dimmable | Not Dimmable | NO |  | MMMRFK | [15 empty] | 84.6 |  | 1.32 | 1.18 | [6 empty] | 4.4 | 1802.7 | 130.44 | 13.82 | 16.35 | 0.95 | 4000 | 80 |  |  |  | NO | NO | NO | [8 empty] | 2018-11-02 | NO | NO | NO | [6 empty] | AC | [7 empty] | NO
PLVC8O82ACSC | IKIO LED LIGHTING (DONGGUAN) CO.,LTD | ikio | IK-T804-UE-0010 -TA&BF-35-A | Linear Replacement Lamp | T8 Four-Foot | Dual Mode Internal Driver (UL Type A and Type B) |  | standard | NO | [10 empty] | 2018-07-02 | Not Dimmable | Not Dimmable | NO |  | IIIMGR | [25 empty] | 4.4 | 1702.9 | 132.52 | 12.85 | 12.7 | 0.9511 | 3500 | 82.4 |  |  |  | NO | NO | NO | [8 empty] | 2018-11-02 | NO | NO | NO | [6 empty] | AC | [7 empty] | NO
PLY0A4Z73PR5 | IKIO LED LIGHTING (DONGGUAN) CO.,LTD | ikio | IK-T804-UE-0010 -TA&BF-30-A | Linear Replacement Lamp | T8 Four-Foot | Dual Mode Internal Driver (UL Type A and Type B) |  | standard | YES |  | 1702.9 | 132.52 | 12.85 | 12.7 | 0.9511 | 3023 | 82.4 | 5 | 50000 | 2018-07-02 | Not Dimmable | Not Dimmable | NO |  | IIIMGR | [15 empty] | 78.6 |  | 1.16 | 1.24 | [6 empty] | 4.4 | 1702.9 | 132.52 | 12.85 | 12.7 | 0.9511 | 3000 | 82.4 |  |  |  | NO | NO | NO | [8 empty] | 2018-11-02 | NO | NO | NO | [6 empty] | AC | [7 empty] | NO
PP3C81P8 | IRTRONIX INC DBA EURI LIGHTING | Euri Lighting | ET8-3140H-13 | Linear Replacement Lamp | T8 Four-Foot | Dual Mode Internal Driver (UL Type A and Type B) |  | standard | YES |  | 1880.6 | 122.83 | 15.31 | 14.265 | 0.957 | 4176 | 82.4 | 5 | 50000 | 2018-07-02 | Not Dimmable | Not Dimmable | NO |  | MMMRFM | [15 empty] | 84.6 |  | 1.32 | 1.18 | [6 empty] | 4.4 | 1880.6 | 122.83 | 15.31 | 14.27 | 0.96 | 4000 | 80 |  |  |  | NO | NO | NO | [8 empty] | 2018-11-02 | NO | NO | NO | [6 empty] | AC | [7 empty] | NO
PLZTN5XEXVQG | IKIO LED LIGHTING (DONGGUAN) CO.,LTD | ikio | IK-T804-UE-0010 -TA&BF-50-A | Linear Replacement Lamp | T8 Four-Foot | Dual Mode Internal Driver (UL Type A and Type B) |  | standard | NO | [10 empty] | 2018-07-02 | Not Dimmable | Not Dimmable | NO |  | IIIMGR | [25 empty] | 4.4 | 1715.7 | 134.78 | 12.73 | 12.7 | 0.9511 | 5000 | 78.8 |  |  |  | NO | NO | NO | [8 empty] | 2018-11-02 | NO | NO | NO | [6 empty] | AC | [7 empty] | NO
PLAS4A2X0Z9L | Premise LED Inc. | PREMISE | T84-4125PA | Linear Replacement Lamp | T8 Four-Foot | Replacement Lamps (plug and play) (UL Type A) |  | standard | NO | [10 empty] | 2018-06-29 | Not Dimmable | Not Dimmable | NO |  | ZBAAKA | [25 empty] | 4.4 | 1600 | 133 | 12 | 20 | 0.9 | 5000 | 80 |  |  |  | NO | NO | NO | [8 empty] | 2018-11-02 | NO | NO | NO | [6 empty] | AC | [7 empty] | NO
PL6XK73UFP2U | Premise LED Inc. | PREMISE | T84-41235PA | Linear Replacement Lamp | T8 Four-Foot | Replacement Lamps (plug and play) (UL Type A) |  | standard | YES |  | 1790.55 | 137.19 | 13.0515 | 15.97 | 0.9466 | 3475 | 82.59 | 5 | 50000 | 2018-06-29 | Not Dimmable | Not Dimmable | NO |  | ZBAAKA | [15 empty] | 84.7 |  | 1.22 | 1.3 | [6 empty] | 4.4 | 1600 | 133 | 12 | 20 | 0.9 | 3500 | 80 |  |  |  | NO | NO | NO | [8 empty] | 2018-11-02 | NO | NO | NO | [6 empty] | AC | [7 empty] | NO
PLB062CQXDT1 | Technical Consumer Products | TCP | L15T8D5035KSC | Linear Replacement Lamp | T8 Four-Foot | Replacement Lamps (plug and play) (UL Type A) |  | standard | NO | [10 empty] | 2018-06-29 | Dimmable | Continuous Below 10 | NO |  | XXXCID | [25 empty] | 4.4 | 2200 | 122 | 18 | 11 | 0.97 | 5000 | 83 |  |  |  | NO | NO | NO | [8 empty] | 2018-11-02 | NO | NO | NO | [6 empty] | AC | [7 empty] | NO
PLVI84ZYT8BC | Premise LED Inc. | PREMISE | T84-4124PA | Linear Replacement Lamp | T8 Four-Foot | Replacement Lamps (plug and play) (UL Type A) |  | standard | NO | [10 empty] | 2018-06-29 | Not Dimmable | Not Dimmable | NO |  | ZBAAKA | [25 empty] | 4.4 | 1600 | 133 | 12 | 20 | 0.9 | 4000 | 80 |  |  |  | NO | NO | NO | [8 empty] | 2018-11-02 | NO | NO | NO | [6 empty] | AC | [7 empty] | NO
PLB0ML271BPC | Beyond Signs Inc. dba Beyond LED Technology | Beyond | BLT-T8-4TYAB-16W-DHCF | Linear Replacement Lamp | T8 Four-Foot | Dual Mode Internal Driver (UL Type A and Type B) |  | standard | NO | [10 empty] | 2018-06-28 | Not Dimmable | Not Dimmable | NotYetVerified |  | MMMREW | [25 empty] | 4.4 | 2340 | 130 | 18 | 7.7 | 0.9 | 4500 | 80 |  |  |  | NO | NO | NO | [8 empty] | 2018-11-02 | NO | NO | NO | [6 empty] | AC | [7 empty] | NO
PLO7CQEUHVLF | Beyond Signs Inc. dba Beyond LED Technology | Beyond | BLT-T8-4TYAB-20W-DBMF | Linear Replacement Lamp | T8 Four-Foot | Dual Mode Internal Driver (UL Type A and Type B) |  | standard | NO | [10 empty] | 2018-06-28 | Not Dimmable | Not Dimmable | NotYetVerified |  | MMMREX | [25 empty] | 4.4 | 2600 | 130 | 20 | 5.79 | 0.9 | 3500 | 80 |  |  |  | NO | NO | NO | [8 empty] | 2018-11-02 | NO | NO | NO | [6 empty] | AC | [7 empty] | NO
PL06BHR1Y3EW | Beyond Signs Inc. dba Beyond LED Technology | Beyond | BLT-T8-4TYAB-16W-DWCF | Linear Replacement Lamp | T8 Four-Foot | Dual Mode Internal Driver (UL Type A and Type B) |  | standard | YES |  | 2195.5 | 123.34 | 17.8 | 7.7 | 0.9727 | 2896 | 81.9 | 5 | 50000 | 2018-06-28 | Not Dimmable | Not Dimmable | NotYetVerified |  | MMMREW | [15 empty] | 89.3 |  | 1.28 | 1.44 | [6 empty] | 4.4 | 2250 | 125 | 18 | 7.7 | 0.9 | 3000 | 80 |  |  |  | NO | NO | NO | [8 empty] | 2018-11-02 | NO | NO | NO | [6 empty] | AC | [7 empty] | NO
PLND9NIDWBJ7 | Beyond Signs Inc. dba Beyond LED Technology | Beyond | BLT-T8-4TYAB-16W-DWMF | Linear Replacement Lamp | T8 Four-Foot | Dual Mode Internal Driver (UL Type A and Type B) |  | standard | YES |  | 2034.7 | 114.76 | 17.73 | 7.63 | 0.9727 | 2884 | 81.9 | 5 | 50000 | 2018-06-28 | Not Dimmable | Not Dimmable | NotYetVerified |  | MMMREV | [15 empty] | 84.2 |  | 1.24 | 1.42 | [6 empty] | 4.4 | 2160 | 120 | 18 | 7.63 | 0.9 | 3000 | 80 |  |  |  | NO | NO | NO | [8 empty] | 2018-11-02 | NO | NO | NO | [6 empty] | AC | [7 empty] | NO
PLF5K3WWO0YJ | Beyond Signs Inc. dba Beyond LED Technology | Beyond | BLT-T8-4TYAB-20W-DWCF | Linear Replacement Lamp | T8 Four-Foot | Dual Mode Internal Driver (UL Type A and Type B) |  | standard | YES |  | 2589.3 | 124.41 | 20.81 | 5.83 | 0.9791 | 2898 | 81.8 | 5 | 50000 | 2018-06-28 | Not Dimmable | Not Dimmable | NotYetVerified |  | MMMREY | [15 empty] | 88.9 |  | 1.26 | 1.42 | [6 empty] | 4.4 | 2600 | 130 | 20 | 20 | 0.9 | 3000 | 80 |  |  |  | NO | NO | NO | [8 empty] | 2018-11-02 | NO | NO | NO | [6 empty] | AC | [7 empty] | NO
PLR5SE8SBX4G | Beyond Signs Inc. dba Beyond LED Technology | Beyond | BLT-T8-4TYAB-16W-DBCF | Linear Replacement Lamp | T8 Four-Foot | Dual Mode Internal Driver (UL Type A and Type B) |  | standard | NO | [10 empty] | 2018-06-28 | Not Dimmable | Not Dimmable | NotYetVerified |  | MMMREW | [25 empty] | 4.4 | 2250 | 125 | 18 | 7.7 | 0.9 | 3500 | 80 |  |  |  | NO | NO | NO | [8 empty] | 2018-11-02 | NO | NO | NO | [6 empty] | AC | [7 empty] | NO
PLYKB8MPJM5P | Beyond Signs Inc. dba Beyond LED Technology | Beyond | BLT-T8-4TYAB-20W-DDMF | Linear Replacement Lamp | T8 Four-Foot | Dual Mode Internal Driver (UL Type A and Type B) |  | standard | NO | [10 empty] | 2018-06-28 | Not Dimmable | Not Dimmable | NotYetVerified |  | MMMREX | [25 empty] | 4.4 | 2600 | 130 | 20 | 5.79 | 0.9 | 5000 | 80 |  |  |  | NO | NO | NO | [8 empty] | 2018-11-02 | NO | NO | NO | [6 empty] | AC | [7 empty] | NO
PLEAWT17IK7M | Beyond Signs Inc. dba Beyond LED Technology | Beyond | BLT-T8-4TYAB-16W-DDMF | Linear Replacement Lamp | T8 Four-Foot | Dual Mode Internal Driver (UL Type A and Type B) |  | standard | NO | [10 empty] | 2018-06-28 | Not Dimmable | Not Dimmable | NotYetVerified |  | MMMREV | [25 empty] | 4.4 | 2160 | 120 | 18 | 7.63 | 0.9 | 5000 | 80 |  |  |  | NO | NO | NO | [8 empty] | 2018-11-02 | NO | NO | NO | [6 empty] | AC | [7 empty] | NO
PLOPTBZ35WRI | Beyond Signs Inc. dba Beyond LED Technology | Beyond | BLT-T8-4TYAB-16W-DNCF | Linear Replacement Lamp | T8 Four-Foot | Dual Mode Internal Driver (UL Type A and Type B) |  | standard | NO | [10 empty] | 2018-06-28 | Not Dimmable | Not Dimmable | NotYetVerified |  | MMMREW | [25 empty] | 4.4 | 2340 | 130 | 18 | 7.7 | 0.9 | 4000 | 80 |  |  |  | NO | NO | NO | [8 empty] | 2018-11-02 | NO | NO | NO | [6 empty] | AC | [7 empty] | NO
PLF8PFZX4MLO | Beyond Signs Inc. dba Beyond LED Technology | Beyond | BLT-T8-4TYAB-16W-DDCF | Linear Replacement Lamp | T8 Four-Foot | Dual Mode Internal Driver (UL Type A and Type B) |  | standard | NO | [10 empty] | 2018-06-28 | Not Dimmable | Not Dimmable | NotYetVerified |  | MMMREW | [25 empty] | 4.4 | 2340 | 130 | 18 | 7.7 | 0.9 | 5000 | 80 |  |  |  | NO | NO | NO | [8 empty] | 2018-11-02 | NO | NO | NO | [6 empty] | AC | [7 empty] | NO
PLNEKKADJLKM | Beyond Signs Inc. dba Beyond LED Technology | Beyond | BLT-T8-4TYAB-20W-DNCF | Linear Replacement Lamp | T8 Four-Foot | Dual Mode Internal Driver (UL Type A and Type B) |  | standard | NO | [10 empty] | 2018-06-28 | Not Dimmable | Not Dimmable | NotYetVerified |  | MMMREY | [25 empty] | 4.4 | 2600 | 130 | 20 | 20 | 0.9 | 4000 | 80 |  |  |  | NO | NO | NO | [8 empty] | 2018-11-02 | NO | NO | NO | [6 empty] | AC | [7 empty] | NO
PLXUZXMI5FOU | Beyond Signs Inc. dba Beyond LED Technology | Beyond | BLT-T8-4TYAB-20W-DHCF | Linear Replacement Lamp | T8 Four-Foot | Dual Mode Internal Driver (UL Type A and Type B) |  | standard | NO | [10 empty] | 2018-06-28 | Not Dimmable | Not Dimmable | NotYetVerified |  | MMMREY | [25 empty] | 4.4 | 2600 | 130 | 20 | 20 | 0.9 | 4500 | 80 |  |  |  | NO | NO | NO | [8 empty] | 2018-11-02 | NO | NO | NO | [6 empty] | AC | [7 empty] | NO
PLLLA6C8U1RV | Beyond Signs Inc. dba Beyond LED Technology | Beyond | BLT-T8-4TYAB-16W-DNMF | Linear Replacement Lamp | T8 Four-Foot | Dual Mode Internal Driver (UL Type A and Type B) |  | standard | NO | [10 empty] | 2018-06-28 | Not Dimmable | Not Dimmable | NotYetVerified |  | MMMREV | [25 empty] | 4.4 | 2160 | 120 | 18 | 7.63 | 0.9 | 4000 | 80 |  |  |  | NO | NO | NO | [8 empty] | 2018-11-02 | NO | NO | NO | [6 empty] | AC | [7 empty] | NO
PLEU0KBH73UD | Beyond Signs Inc. dba Beyond LED Technology | Beyond | BLT-T8-4TYAB-16W-DHMF | Linear Replacement Lamp | T8 Four-Foot | Dual Mode Internal Driver (UL Type A and Type B) |  | standard | NO | [10 empty] | 2018-06-28 | Not Dimmable | Not Dimmable | NotYetVerified |  | MMMREV | [25 empty] | 4.4 | 2160 | 120 | 18 | 7.63 | 0.9 | 4500 | 80 |  |  |  | NO | NO | NO | [8 empty] | 2018-11-02 | NO | NO | NO | [6 empty] | AC | [7 empty] | NO
PLVNTH957BF3 | Beyond Signs Inc. dba Beyond LED Technology | Beyond | BLT-T8-4TYAB-20W-DNMF | Linear Replacement Lamp | T8 Four-Foot | Dual Mode Internal Driver (UL Type A and Type B) |  | standard | NO | [10 empty] | 2018-06-28 | Not Dimmable | Not Dimmable | NotYetVerified |  | MMMREX | [25 empty] | 4.4 | 2600 | 130 | 20 | 5.79 | 0.9 | 4000 | 80 |  |  |  | NO | NO | NO | [8 empty] | 2018-11-02 | NO | NO | NO | [6 empty] | AC | [7 empty] | NO
PLRL3W1N3DZ1 | Beyond Signs Inc. dba Beyond LED Technology | Beyond | BLT-T8-4TYAB-20W-DHMF | Linear Replacement Lamp | T8 Four-Foot | Dual Mode Internal Driver (UL Type A and Type B) |  | standard | NO | [10 empty] | 2018-06-28 | Not Dimmable | Not Dimmable | NotYetVerified |  | MMMREX | [25 empty] | 4.4 | 2600 | 130 | 20 | 5.79 | 0.9 | 4500 | 80 |  |  |  | NO | NO | NO | [8 empty] | 2018-11-02 | NO | NO | NO | [6 empty] | AC | [7 empty] | NO
PL9S3U3ZKHVV | Beyond Signs Inc. dba Beyond LED Technology | Beyond | BLT-T8-4TYAB-20W-DBCF | Linear Replacement Lamp | T8 Four-Foot | Dual Mode Internal Driver (UL Type A and Type B) |  | standard | NO | [10 empty] | 2018-06-28 | Not Dimmable | Not Dimmable | NotYetVerified |  | MMMREY | [25 empty] | 4.4 | 2600 | 130 | 20 | 20 | 0.9 | 3500 | 80 |  |  |  | NO | NO | NO | [8 empty] | 2018-11-02 | NO | NO | NO | [6 empty] | AC | [7 empty] | NO
PL8YD11IHS92 | Beyond Signs Inc. dba Beyond LED Technology | Beyond | BLT-T8-4TYAB-20W-DDCF | Linear Replacement Lamp | T8 Four-Foot | Dual Mode Internal Driver (UL Type A and Type B) |  | standard | NO | [10 empty] | 2018-06-28 | Not Dimmable | Not Dimmable | NotYetVerified |  | MMMREY | [25 empty] | 4.4 | 2600 | 130 | 20 | 20 | 0.9 | 5000 | 80 |  |  |  | NO | NO | NO | [8 empty] | 2018-11-02 | NO | NO | NO | [6 empty] | AC | [7 empty] | NO
PLJIPIDTR8IJ | Beyond Signs Inc. dba Beyond LED Technology | Beyond | BLT-T8-4TYAB-20W-DWMF | Linear Replacement Lamp | T8 Four-Foot | Dual Mode Internal Driver (UL Type A and Type B) |  | standard | YES |  | 2395 | 114.8 | 20.86 | 5.79 | 0.9799 | 2887 | 81.9 | 5 | 50000 | 2018-06-28 | Not Dimmable | Not Dimmable | NotYetVerified |  | MMMREX | [15 empty] | 84.7 |  | 1.22 | 1.38 | [6 empty] | 4.4 | 2600 | 130 | 20 | 5.79 | 0.9 | 3000 | 80 |  |  |  | NO | NO | NO | [8 empty] | 2018-11-02 | NO | NO | NO | [6 empty] | AC | [7 empty] | NO
PLEUQLY6KHBV | Beyond Signs Inc. dba Beyond LED Technology | Beyond | BLT-T8-4TYAB-16W-DBMF | Linear Replacement Lamp | T8 Four-Foot | Dual Mode Internal Driver (UL Type A and Type B) |  | standard | NO | [10 empty] | 2018-06-28 | Not Dimmable | Not Dimmable | NotYetVerified |  | MMMREV | [25 empty] | 4.4 | 2160 | 120 | 18 | 7.63 | 0.9 | 3500 | 80 |  |  |  | NO | NO | NO | [8 empty] | 2018-11-02 | NO | NO | NO | [6 empty] | AC | [7 empty] | NO
PDAZ4632 | Espen Technology | Espen | L48T8/835/14P-EB | Linear Replacement Lamp | T8 Four-Foot | Replacement Lamps (plug and play) (UL Type A) |  | standard | NO | [10 empty] | 2017-04-26 | Not Dimmable | Not Dimmable | NO |  | DDDJBZ | [25 empty] | 4.4 | 2150 | 155 | 14 | 20 | 0.9 | 3500 | 80 |  |  |  | NO | NO | NO | 2018-05-02 | 4.3 |  | standard |  |  |  |  | 2018-11-02 | NO | NO | NO | [6 empty] | AC | [7 empty] | NO
PPNDTU3L | Xiamen Bymea Lighting Co., Ltd | BYMEA | T08J21-ABD-40H | Linear Replacement Lamp | T8 Four-Foot | Dual Mode Internal Driver (UL Type A and Type B) |  | standard | NO | [10 empty] | 2018-06-22 | Not Dimmable | Not Dimmable | NO |  | JJJNNF | [25 empty] | 4.4 | 1794 | 120.69 | 14.86 | 11.21 | 0.9697 | 4000 | 81.9 |  |  |  | NO | NO | NO | [8 empty] | 2018-11-02 | NO | NO | NO | [6 empty] | AC | [7 empty] | NO
PYGWDZG0 | Xiamen Bymea Lighting Co., Ltd | BYMEA | T08J21-ABD-50H | Linear Replacement Lamp | T8 Four-Foot | Dual Mode Internal Driver (UL Type A and Type B) |  | standard | NO | [10 empty] | 2018-06-22 | Not Dimmable | Not Dimmable | NO |  | JJJNNF | [25 empty] | 4.4 | 1820 | 121.66 | 14.96 | 12.52 | 0.9989 | 5000 | 82.4 |  |  |  | NO | NO | NO | [8 empty] | 2018-11-02 | NO | NO | NO | [6 empty] | AC | [7 empty] | NO
P4NJCUS4 | Espen Technology | Espen | L48T8/835/17P-EB | Linear Replacement Lamp | T8 Four-Foot | Replacement Lamps (plug and play) (UL Type A) |  | standard | NO | [10 empty] | 2017-04-26 | Not Dimmable | Not Dimmable | NO |  | DDDJCA | [25 empty] | 4.4 | 2590 | 152 | 17 | 20 | 0.9 | 3500 | 80 |  |  |  | NO | NO | NO | 2018-05-02 | 4.3 |  | standard |  |  |  |  | 2018-11-02 | NO | NO | NO | [6 empty] | AC | [7 empty] | NO
PUB6RDNS | Xiamen Bymea Lighting Co., Ltd | BYMEA | T08J21-ABD-45H | Linear Replacement Lamp | T8 Four-Foot | Dual Mode Internal Driver (UL Type A and Type B) |  | standard | NO | [10 empty] | 2018-06-22 | Not Dimmable | Not Dimmable | NO |  | JJJNNF | [25 empty] | 4.4 | 1807 | 121.58 | 14.86 | 11.21 | 0.9697 | 4500 | 81.9 |  |  |  | NO | NO | NO | [8 empty] | 2018-11-02 | NO | NO | NO | [6 empty] | AC | [7 empty] | NO
PY971MCT | Espen Technology | Espen | L48T8/840/17P-EB | Linear Replacement Lamp | T8 Four-Foot | Replacement Lamps (plug and play) (UL Type A) |  | standard | NO | [10 empty] | 2017-04-26 | Not Dimmable | Not Dimmable | NO |  | DDDJCA | [25 empty] | 4.4 | 2590 | 152 | 17 | 20 | 0.9 | 4000 | 80 |  |  |  | NO | NO | NO | 2018-05-02 | 4.3 |  | standard |  |  |  |  | 2018-11-02 | NO | NO | NO | [6 empty] | AC | [7 empty] | NO
PFRDJ1S5 | Espen Technology | Espen | L48T8/830/14P-EB | Linear Replacement Lamp | T8 Four-Foot | Replacement Lamps (plug and play) (UL Type A) |  | standard | YES |  | 2071.9 | 131.88 | 15.71 | 6.59 | 0.9781 | 3062 | 82.8 | 5 | 50000 | 2017-04-26 | Not Dimmable | Not Dimmable | NO |  | DDDJBZ | [15 empty] | 85.1 |  | 1.28 | 1.18 | [6 empty] | 4.4 | 2150 | 155 | 14 | 20 | 0.9 | 3000 | 80 |  |  |  | NO | NO | NO | 2018-05-02 | 4.3 |  | standard |  |  |  |  | 2018-11-02 | NO | NO | NO | [6 empty] | AC | [7 empty] | NO
PP2TESP6 | Xiamen Bymea Lighting Co., Ltd | BYMEA | T08J01-ABD-45H | Linear Replacement Lamp | T8 Four-Foot | Dual Mode Internal Driver (UL Type A and Type B) |  | standard | NO | [10 empty] | 2018-06-21 | Not Dimmable | Not Dimmable | NO |  | JJJNMY | [25 empty] | 4.4 | 2438 | 125.42 | 19.44 | 9.21 | 0.9231 | 4500 | 81.7 |  |  |  | NO | NO | NO | [8 empty] | 2018-11-02 | NO | NO | NO | [6 empty] | AC | [7 empty] | NO
PYNP5MTL | Xiamen Bymea Lighting Co., Ltd | BYMEA | T08J11-ABD-40H | Linear Replacement Lamp | T8 Four-Foot | Dual Mode Internal Driver (UL Type A and Type B) |  | standard | NO | [10 empty] | 2018-06-21 | Not Dimmable | Not Dimmable | NO |  | JJJNMX | [25 empty] | 4.4 | 2137 | 126.46 | 16.9 | 13.02 | 0.9762 | 4000 | 81.9 |  |  |  | NO | NO | NO | [8 empty] | 2018-11-02 | NO | NO | NO | [6 empty] | AC | [7 empty] | NO
PXNQ9LUR | Xiamen Bymea Lighting Co., Ltd | BYMEA | T08G81-40H | Linear Replacement Lamp | T8 Four-Foot | Dual Mode Internal Driver (UL Type A and Type B) |  | standard | NO | [10 empty] | 2018-06-21 | Not Dimmable | Not Dimmable | NO |  | JJJNMZ | [25 empty] | 4.4 | 2190 | 121.09 | 18.09 | 9.21 | 0.9137 | 4000 | 81.3 |  |  |  | NO | NO | NO | [8 empty] | 2018-11-02 | NO | NO | NO | [6 empty] | AC | [7 empty] | NO
POUL3JF8 | Xiamen Bymea Lighting Co., Ltd | BYMEA | T08J01-ABD-35H | Linear Replacement Lamp | T8 Four-Foot | Dual Mode Internal Driver (UL Type A and Type B) |  | standard | NO | [10 empty] | 2018-06-21 | Not Dimmable | Not Dimmable | NO |  | JJJNMY | [25 empty] | 4.4 | 2405 | 123.7 | 19.44 | 9.21 | 0.9231 | 3500 | 81.7 |  |  |  | NO | NO | NO | [8 empty] | 2018-11-02 | NO | NO | NO | [6 empty] | AC | [7 empty] | NO
PWDMF78C | Xiamen Bymea Lighting Co., Ltd | BYMEA | T08J01-ABD-50H | Linear Replacement Lamp | T8 Four-Foot | Dual Mode Internal Driver (UL Type A and Type B) |  | standard | NO | [10 empty] | 2018-06-21 | Not Dimmable | Not Dimmable | NO |  | JJJNMY | [25 empty] | 4.4 | 2455 | 125.77 | 19.52 | 9.31 | 0.9215 | 5000 | 82.4 |  |  |  | NO | NO | NO | [8 empty] | 2018-11-02 | NO | NO | NO | [6 empty] | AC | [7 empty] | NO
PA314K0B | Xiamen Bymea Lighting Co., Ltd | BYMEA | T08J11-ABD-45H | Linear Replacement Lamp | T8 Four-Foot | Dual Mode Internal Driver (UL Type A and Type B) |  | standard | NO | [10 empty] | 2018-06-21 | Not Dimmable | Not Dimmable | NO |  | JJJNMX | [25 empty] | 4.4 | 2166 | 128.19 | 16.9 | 13.02 | 0.9762 | 4500 | 81.9 |  |  |  | NO | NO | NO | [8 empty] | 2018-11-02 | NO | NO | NO | [6 empty] | AC | [7 empty] | NO
PIZ4GRXP | Xiamen Bymea Lighting Co., Ltd | BYMEA | T08G81-50H | Linear Replacement Lamp | T8 Four-Foot | Dual Mode Internal Driver (UL Type A and Type B) |  | standard | NO | [10 empty] | 2018-06-21 | Not Dimmable | Not Dimmable | NO |  | JJJNMZ | [25 empty] | 4.4 | 2213 | 122.47 | 18.07 | 9.12 | 0.9364 | 5000 | 82.7 |  |  |  | NO | NO | NO | [8 empty] | 2018-11-02 | NO | NO | NO | [6 empty] | AC | [7 empty] | NO
P3K2S9GX | Xiamen Bymea Lighting Co., Ltd | BYMEA | T08J11-ABD-35H | Linear Replacement Lamp | T8 Four-Foot | Dual Mode Internal Driver (UL Type A and Type B) |  | standard | NO | [10 empty] | 2018-06-21 | Not Dimmable | Not Dimmable | NO |  | JJJNMX | [25 empty] | 4.4 | 2107 | 124.73 | 16.9 | 13.02 | 0.9762 | 3500 | 81.9 |  |  |  | NO | NO | NO | [8 empty] | 2018-11-02 | NO | NO | NO | [6 empty] | AC | [7 empty] | NO
PLWQ44QA | Xiamen Bymea Lighting Co., Ltd | BYMEA | T08G81-45H | Linear Replacement Lamp | T8 Four-Foot | Dual Mode Internal Driver (UL Type A and Type B) |  | standard | NO | [10 empty] | 2018-06-21 | Not Dimmable | Not Dimmable | NO |  | JJJNMZ | [25 empty] | 4.4 | 2202 | 121.73 | 18.09 | 9.21 | 0.9137 | 4500 | 81.3 |  |  |  | NO | NO | NO | [8 empty] | 2018-11-02 | NO | NO | NO | [6 empty] | AC | [7 empty] | NO
PAS7XQOR | Xiamen Bymea Lighting Co., Ltd | BYMEA | T08G81-35H | Linear Replacement Lamp | T8 Four-Foot | Dual Mode Internal Driver (UL Type A and Type B) |  | standard | NO | [10 empty] | 2018-06-21 | Not Dimmable | Not Dimmable | NO |  | JJJNMZ | [25 empty] | 4.4 | 2179 | 120.46 | 18.09 | 9.21 | 0.9137 | 3500 | 81.3 |  |  |  | NO | NO | NO | [8 empty] | 2018-11-02 | NO | NO | NO | [6 empty] | AC | [7 empty] | NO
PC64A5OW | Xiamen Bymea Lighting Co., Ltd | BYMEA | T08J01-ABD-40H | Linear Replacement Lamp | T8 Four-Foot | Dual Mode Internal Driver (UL Type A and Type B) |  | standard | NO | [10 empty] | 2018-06-21 | Not Dimmable | Not Dimmable | NO |  | JJJNMY | [25 empty] | 4.4 | 2422 | 124.56 | 19.44 | 9.21 | 0.9231 | 4000 | 81.7 |  |  |  | NO | NO | NO | [8 empty] | 2018-11-02 | NO | NO | NO | [6 empty] | AC | [7 empty] | NO
P1TTPSJ0 | Xiamen Bymea Lighting Co., Ltd | BYMEA | T08J01-ABD-30H | Linear Replacement Lamp | T8 Four-Foot | Dual Mode Internal Driver (UL Type A and Type B) |  | standard | YES |  | 2388 | 123.35 | 19.36 | 9.31 | 0.91 | 3013 | 81.7 | 5 | 50000 | 2018-06-21 | Not Dimmable | Not Dimmable | NO |  | JJJNMY | [15 empty] | 85.6 |  | 1.2 | 1.14 | [6 empty] | 4.4 | 2388 | 123.35 | 19.36 | 9.21 | 0.9231 | 3000 | 81.7 |  |  |  | NO | NO | NO | [8 empty] | 2018-11-02 | NO | NO | NO | [6 empty] | AC | [7 empty] | NO
P6QUVEZN | Xiamen Bymea Lighting Co., Ltd | BYMEA | T08J11-ABD-50H | Linear Replacement Lamp | T8 Four-Foot | Dual Mode Internal Driver (UL Type A and Type B) |  | standard | NO | [10 empty] | 2018-06-21 | Not Dimmable | Not Dimmable | NO |  | JJJNMX | [25 empty] | 4.4 | 2195 | 128.36 | 17.1 | 12.96 | 0.9652 | 5000 | 82.4 |  |  |  | NO | NO | NO | [8 empty] | 2018-11-02 | NO | NO | NO | [6 empty] | AC | [7 empty] | NO
P8LRSIHV | Xiamen Bymea Lighting Co., Ltd | BYMEA | T08J11-ABD-30H | Linear Replacement Lamp | T8 Four-Foot | Dual Mode Internal Driver (UL Type A and Type B) |  | standard | YES |  | 2087 | 124 | 16.83 | 13.02 | 0.9624 | 3005 | 81.9 | 5 | 50000 | 2018-06-21 | Not Dimmable | Not Dimmable | NO |  | JJJNMX | [15 empty] | 85.6 |  | 1.22 | 1.16 | [6 empty] | 4.4 | 2078 | 124.51 | 16.69 | 13.02 | 0.9762 | 3000 | 81.9 |  |  |  | NO | NO | NO | [8 empty] | 2018-11-02 | NO | NO | NO | [6 empty] | AC | [7 empty] | NO
PI0JXRGH | ZHEJIANG HONGYAO LIGHTING ELECTRICAL CO.,LTD | HONGYAO | HY-T8-F120-A+B-13W-120-50K | Linear Replacement Lamp | T8 Four-Foot | Dual Mode Internal Driver (UL Type A and Type B) |  | standard | NO | [10 empty] | 2018-06-20 | Not Dimmable | Not Dimmable | NO |  | DDDJUG | [25 empty] | 4.4 | 1953.3 | 130.22 | 15 | 8.54 | 0.955 | 5000 | 82 |  |  |  | NO | NO | NO | [8 empty] | 2018-11-02 | NO | NO | NO | [6 empty] | AC | [7 empty] | NO
P39CTXHG | ZHEJIANG HONGYAO LIGHTING ELECTRICAL CO.,LTD | HONGYAO | HY-T8-F120-A+B-13W-120-35K | Linear Replacement Lamp | T8 Four-Foot | Dual Mode Internal Driver (UL Type A and Type B) |  | standard | YES |  | 2001.9 | 129.88 | 15.41 | 8.54 | 0.955 | 3528 | 80.2 | 5 | 50000 | 2018-06-20 | Not Dimmable | Not Dimmable | NO |  | DDDJUG | [15 empty] | 82.8 |  | 1.3 | 1.22 | [6 empty] | 4.4 | 2001.9 | 129.88 | 15.41 | 8.54 | 0.955 | 3500 | 80 |  |  |  | NO | NO | NO | [8 empty] | 2018-11-02 | NO | NO | NO | [6 empty] | AC | [7 empty] | NO
PBJPC1ZV | ZHEJIANG HONGYAO LIGHTING ELECTRICAL CO.,LTD | HONGYAO | HY-T8-F120-A+B-13W-120-40K | Linear Replacement Lamp | T8 Four-Foot | Dual Mode Internal Driver (UL Type A and Type B) |  | standard | NO | [10 empty] | 2018-06-20 | Not Dimmable | Not Dimmable | NO |  | DDDJUG | [25 empty] | 4.4 | 2001.9 | 129.88 | 15.41 | 8.54 | 0.955 | 4000 | 80 |  |  |  | NO | NO | NO | [8 empty] | 2018-11-02 | NO | NO | NO | [6 empty] | AC | [7 empty] | NO
PH7RM8LD | ZHEJIANG HONGYAO LIGHTING ELECTRICAL CO.,LTD | HONGYAO | HY-T8-F120-AS-15W-3500K | Linear Replacement Lamp | T8 Four-Foot | Replacement Lamps (plug and play) (UL Type A) |  | standard | YES |  | 1919.7 | 128.16 | 14.98 | 8.54 | 0.961 | 3705 | 82.5 | 5 | 50000 | 2018-06-19 | Not Dimmable | Not Dimmable | NO |  | FFFJCH | [15 empty] | 83.3 |  | 1.24 | 1.22 | [6 empty] | 4.4 | 1919.7 | 128.16 | 14.98 | 8.54 | 0.961 | 3500 | 82 |  |  |  | NO | NO | NO | [8 empty] | 2018-11-02 | NO | NO | NO | [6 empty] | AC | [7 empty] | NO
PL55HC00 | ZHEJIANG HONGYAO LIGHTING ELECTRICAL CO.,LTD | HONGYAO | HY-T8-F120-AS-15W-4000K | Linear Replacement Lamp | T8 Four-Foot | Replacement Lamps (plug and play) (UL Type A) |  | standard | NO | [10 empty] | 2018-06-19 | Not Dimmable | Not Dimmable | NO |  | FFFJCH | [25 empty] | 4.4 | 1919.7 | 128.16 | 14.98 | 8.54 | 0.961 | 4000 | 82 |  |  |  | NO | NO | NO | [8 empty] | 2018-11-02 | NO | NO | NO | [6 empty] | AC | [7 empty] | NO
PDW1OKON | ZHEJIANG HONGYAO LIGHTING ELECTRICAL CO.,LTD | HONGYAO | HY-T8-F120-AS-15W-5000K | Linear Replacement Lamp | T8 Four-Foot | Replacement Lamps (plug and play) (UL Type A) |  | standard | NO | [10 empty] | 2018-06-19 | Not Dimmable | Not Dimmable | NO |  | FFFJCH | [25 empty] | 4.4 | 1923.3 | 128.66 | 14.95 | 8.54 | 0.961 | 5000 | 82 |  |  |  | NO | NO | NO | [8 empty] | 2018-11-02 | NO | NO | NO | [6 empty] | AC | [7 empty] | NO
PLC6CGXMF52Q | Simplify LED | Simplify | SP-T8-18W-4-BQET+(M)-30K-N | Linear Replacement Lamp | T8 Four-Foot | Dual Mode Internal Driver (UL Type A and Type B) |  | standard | YES |  | 2210.16 | 125.577 | 17.6 | 17.1 | 0.926 | 3018 | 83.9 | 5 | 50000 | 2018-06-18 | Not Dimmable | Not Dimmable | NO |  | SSSDCH | [15 empty] | 80.3 |  | 1.04 | 1.24 | [6 empty] | 4.4 | 2210.1 | 125.5 | 17.6 | 17.1 | 0.93 | 3018 | 83.9 |  |  |  | NO | NO | NO | [8 empty] | 2018-11-02 | NO | NO | NO | [6 empty] | AC | [7 empty] | NO
PLY2RB0RCBU9 | Simplify LED | Simplify | SP-T8-18W-4-BQET+(M)-40K-N | Linear Replacement Lamp | T8 Four-Foot | Dual Mode Internal Driver (UL Type A and Type B) |  | standard | NO | [10 empty] | 2018-06-18 | Not Dimmable | Not Dimmable | NO |  | SSSDCH | [25 empty] | 4.4 | 2210.1 | 125.5 | 17.6 | 17.1 | 0.93 | 4000 | 83.9 |  |  |  | NO | NO | NO | [8 empty] | 2018-11-02 | NO | NO | NO | [6 empty] | AC | [7 empty] | NO
PLESQ464BKTV | Simplify LED | Simplify | SP-T8-18W-4-BQET+(M)-50K-N | Linear Replacement Lamp | T8 Four-Foot | Dual Mode Internal Driver (UL Type A and Type B) |  | standard | NO | [10 empty] | 2018-06-18 | Not Dimmable | Not Dimmable | NO |  | SSSDCH | [25 empty] | 4.4 | 2266.3 | 128 | 17.7 | 18.8 | 0.94 | 5128 | 87.1 |  |  |  | NO | NO | NO | [8 empty] | 2018-11-02 | NO | NO | NO | [6 empty] | AC | [7 empty] | NO
PL6IRK28DDQM | THINK Green Solutions | THINK | LED-THINK-TUBE-T8-35K-18W-GL-SP | Linear Replacement Lamp | T8 Four-Foot | Replacement Lamps (plug and play) (UL Type A) |  | standard | NO | [10 empty] | 2018-06-12 | Not Dimmable | Not Dimmable | NO |  | NANOXW | [25 empty] | 4.4 | 2244 | 120.87 | 18.57 | 10 | 0.9 | 3500 | 80 |  |  |  | NO | NO | NO | [8 empty] | 2018-11-02 | NO | NO | NO | [6 empty] | AC | [7 empty] | NO
PLGYMZP70MHA | THINK Green Solutions | THINK | LED-THINK-TUBE-T8-40K-18W-GL-SP | Linear Replacement Lamp | T8 Four-Foot | Replacement Lamps (plug and play) (UL Type A) |  | standard | NO | [10 empty] | 2018-06-12 | Not Dimmable | Not Dimmable | NO |  | NANOXW | [25 empty] | 4.4 | 2299 | 123.84 | 18.57 | 10 | 0.9 | 4000 | 80 |  |  |  | NO | NO | NO | [8 empty] | 2018-11-02 | NO | NO | NO | [6 empty] | AC | [7 empty] | NO
PLI77BITO0JH | Green Logic LED Electrical Supply Inc. | GLL | 33-T8AL-4F-712-850-F-MGC-1 | Linear Replacement Lamp | T8 Four-Foot | Dual Mode Internal Driver (UL Type A and Type B) |  | standard | NO | [10 empty] | 2018-06-12 | Not Dimmable | Not Dimmable | NO |  | NANOXY | [25 empty] | 4.4 | 1800 | 150 | 12 | 20 | 0.9 | 5000 | 80 |  |  |  | NO | NO | NO | [8 empty] | 2018-11-02 | NO | NO | NO | [6 empty] | AC | [7 empty] | NO
PLFXD9EZ4GX1 | Green Logic LED Electrical Supply Inc. | GLL | 33-T8AL-4F-715-840-F-MGC-1 | Linear Replacement Lamp | T8 Four-Foot | Dual Mode Internal Driver (UL Type A and Type B) |  | standard | NO | [10 empty] | 2018-06-12 | Not Dimmable | Not Dimmable | NO |  | NANOYA | [25 empty] | 4.4 | 2145 | 122 | 17.5 | 20 | 0.9 | 4000 | 80 |  |  |  | NO | NO | NO | [8 empty] | 2018-11-02 | NO | NO | NO | [6 empty] | AC | [7 empty] | NO
PL3IGN1Y60NH | Green Logic LED Electrical Supply Inc. | GLL | 33-T8AL-4F-718-830-F-MGC-1 | Linear Replacement Lamp | T8 Four-Foot | Dual Mode Internal Driver (UL Type A and Type B) |  | standard | YES |  | 2430.4 | 121.96 | 19.93 | 19.29 | 0.882 | 2930 | 83.1 | 5 | 50000 | 2018-06-12 | Not Dimmable | Not Dimmable | NO |  | NANOYB | [15 empty] | 83.9 |  | 1.24 | 1.24 | [6 empty] | 4.4 | 2400 | 120 | 20 | 20 | 0.9 | 3000 | 80 |  |  |  | NO | NO | NO | [8 empty] | 2018-11-02 | NO | NO | NO | [6 empty] | AC | [7 empty] | NO
PLCRE6V8D558 | Green Logic LED Electrical Supply Inc. | GLL | 33-T8AL-4F-715-830-F-MGC-1 | Linear Replacement Lamp | T8 Four-Foot | Dual Mode Internal Driver (UL Type A and Type B) |  | standard | YES |  | 2108.1 | 122.04 | 17.27 | 21.63 | 0.895 | 2941 | 83.2 | 5 | 50000 | 2018-06-12 | Not Dimmable | Not Dimmable | NO |  | NANOYA | [15 empty] | 84.1 |  | 1.24 | 1.28 | [6 empty] | 4.4 | 2100 | 120 | 17.5 | 20 | 0.9 | 3000 | 80 |  |  |  | NO | NO | NO | [8 empty] | 2018-11-02 | NO | NO | NO | [6 empty] | AC | [7 empty] | NO
PLXT9NCGTZK3 | Green Logic LED Electrical Supply Inc. | GLL | 33-T8AL-4F-718-840-F-MGC-1 | Linear Replacement Lamp | T8 Four-Foot | Dual Mode Internal Driver (UL Type A and Type B) |  | standard | NO | [10 empty] | 2018-06-12 | Not Dimmable | Not Dimmable | NO |  | NANOYB | [25 empty] | 4.4 | 2450 | 122 | 20 | 20 | 0.9 | 4000 | 80 |  |  |  | NO | NO | NO | [8 empty] | 2018-11-02 | NO | NO | NO | [6 empty] | AC | [7 empty] | NO
PLJI5JTQTNG6 | Green Logic LED Electrical Supply Inc. | GLL | 33-T8AL-4F-712-850-F-MGC-2 | Linear Replacement Lamp | T8 Four-Foot | Dual Mode Internal Driver (UL Type A and Type B) |  | standard | NO | [10 empty] | 2018-06-12 | Not Dimmable | Not Dimmable | NO |  | NANOXZ | [25 empty] | 4.4 | 1680 | 129.2 | 13 | 15 | 0.9 | 4835 | 80 |  |  |  | NO | NO | NO | [8 empty] | 2018-11-02 | NO | NO | NO | [6 empty] | AC | [7 empty] | NO
PLUKMW7B85GU | THINK Green Solutions | THINK | LED-THINK-TUBE-T8-50K-15W-GL-SP | Linear Replacement Lamp | T8 Four-Foot | Replacement Lamps (plug and play) (UL Type A) |  | standard | NO | [10 empty] | 2018-06-12 | Not Dimmable | Not Dimmable | NO |  | NANOXV | [25 empty] | 4.4 | 1840 | 120.3 | 15.3 | 10 | 0.9 | 5000 | 80 |  |  |  | NO | NO | NO | [8 empty] | 2018-11-02 | NO | NO | NO | [6 empty] | AC | [7 empty] | NO
PLKXIVH0WFRF | THINK Green Solutions | THINK | LED-THINK-TUBE-T8-45K-12W-GL-SP | Linear Replacement Lamp | T8 Four-Foot | Replacement Lamps (plug and play) (UL Type A) |  | standard | NO | [10 empty] | 2018-06-12 | Not Dimmable | Not Dimmable | NO |  | NANOXU | [25 empty] | 4.4 | 1805 | 150.4 | 12 | 15 | 0.9 | 4500 | 80 |  |  | 4 | NO | NO | NO | [8 empty] | 2018-11-02 | NO | NO | NO | [6 empty] | AC | [7 empty] | NO
PL4L7GUBN5P0 | THINK Green Solutions | THINK | LED-THINK-TUBE-T8-30K-18W-GL-SP | Linear Replacement Lamp | T8 Four-Foot | Replacement Lamps (plug and play) (UL Type A) |  | standard | YES |  | 2189 | 120.71 | 18.14 | 7.96 | 0.9064 | 2934 | 81.8 | 5 | 50000 | 2018-06-12 | Not Dimmable | Not Dimmable | NO |  | NANOXW | [15 empty] | 84.3 |  | 1.24 | 1.2 | [6 empty] | 4.4 | 2189 | 120.67 | 18.14 | 10 | 0.9 | 3000 | 80 |  |  |  | NO | NO | NO | [8 empty] | 2018-11-02 | NO | NO | NO | [6 empty] | AC | [7 empty] | NO
PLSGWC7UJ2FM | THINK Green Solutions | THINK | LED-THINK-TUBE-T8-30K-12W-GL-SP | Linear Replacement Lamp | T8 Four-Foot | Replacement Lamps (plug and play) (UL Type A) |  | standard | YES |  | 1650 | 122.28 | 13.5 | 9.46 | 0.9115 | 2921 | 82.9 | 5 | 50000 | 2018-06-12 | Not Dimmable | Not Dimmable | NO |  | NANOXU | [15 empty] | 84.5 |  | 1.22 | 1.26 | [6 empty] | 4.4 | 1730 | 144.2 | 12 | 15 | 0.9 | 3000 | 80 |  |  | 4 | NO | NO | NO | [8 empty] | 2018-11-02 | NO | NO | NO | [6 empty] | AC | [7 empty] | NO
PL8KUNZ3TGFW | Green Logic LED Electrical Supply Inc. | GLL | 33-T8AL-4F-718-835-F-MGC-1 | Linear Replacement Lamp | T8 Four-Foot | Dual Mode Internal Driver (UL Type A and Type B) |  | standard | NO | [10 empty] | 2018-06-12 | Not Dimmable | Not Dimmable | NO |  | NANOYB | [25 empty] | 4.4 | 2400 | 120 | 20 | 20 | 0.9 | 3500 | 80 |  |  |  | NO | NO | NO | [8 empty] | 2018-11-02 | NO | NO | NO | [6 empty] | AC | [7 empty] | NO
PL33GDMBIJFK | Builders Pack | Builders Pack | 44-T8-120-12W-50K-GL-D-AB-2 | Linear Replacement Lamp | T8 Four-Foot | Dual Mode Internal Driver (UL Type A and Type B) |  | standard | NO | [10 empty] | 2018-06-12 | Dimmable | Continuous Above 10 | NO | Updated on 07/26/2018 | YYYDBX | [25 empty] | 4.4 | 1650 | 120.09 | 13.74 | 22.49 | 0.9 | 5000 | 80 |  |  |  | NO | NO | NO | [8 empty] | 2018-11-02 | NO | NO | NO | [6 empty] | AC | [7 empty] | NO
PLEL7YLZD2BM | Green Logic LED Electrical Supply Inc. | GLL | 33-T8AL-4F-712-830-F-MGC-1 | Linear Replacement Lamp | T8 Four-Foot | Dual Mode Internal Driver (UL Type A and Type B) |  | standard | YES |  | 1760 | 123.02 | 14.31 | 19.95 | 0.909 | 2935 | 83.2 | 5 | 50000 | 2018-06-12 | Not Dimmable | Not Dimmable | NO |  | NANOXY | [15 empty] | 84.2 |  | 1.24 | 1.28 | [6 empty] | 4.4 | 1752 | 146 | 12 | 20 | 0.9 | 3000 | 80 |  |  |  | NO | NO | NO | [8 empty] | 2018-11-02 | NO | NO | NO | [6 empty] | AC | [7 empty] | NO
PLTIFIHJS3N3 | Green Logic LED Electrical Supply Inc. | GLL | 33-T8AL-4F-712-830-F-MGC-2 | Linear Replacement Lamp | T8 Four-Foot | Dual Mode Internal Driver (UL Type A and Type B) |  | standard | YES |  | 1649.38 | 115.1 | 14.33 | 14.5 | 0.939 | 2906 | 83.4 | 5 | 50000 | 2018-06-12 | Not Dimmable | Not Dimmable | NO |  | NANOXZ | [15 empty] | 78.7 |  | 1.12 | 1.24 | [6 empty] | 4.4 | 1650 | 126.9 | 13 | 15 | 0.9 | 2906 | 80 |  |  |  | NO | NO | NO | [8 empty] | 2018-11-02 | NO | NO | NO | [6 empty] | AC | [7 empty] | NO
PL9LH3Y307DR | Green Logic LED Electrical Supply Inc. | GLL | 33-T8AL-4F-715-850-F-MGC-1 | Linear Replacement Lamp | T8 Four-Foot | Dual Mode Internal Driver (UL Type A and Type B) |  | standard | NO | [10 empty] | 2018-06-12 | Not Dimmable | Not Dimmable | NO |  | NANOYA | [25 empty] | 4.4 | 2145 | 122 | 17.5 | 20 | 0.9 | 5000 | 80 |  |  |  | NO | NO | NO | [8 empty] | 2018-11-02 | NO | NO | NO | [6 empty] | AC | [7 empty] | NO
PLW9C3O1ECDO | Green Logic LED Electrical Supply Inc. | GLL | 33-T8AL-4F-712-840-F-MGC-2 | Linear Replacement Lamp | T8 Four-Foot | Dual Mode Internal Driver (UL Type A and Type B) |  | standard | NO | [10 empty] | 2018-06-12 | Not Dimmable | Not Dimmable | NO |  | NANOXZ | [25 empty] | 4.4 | 1650 | 126.9 | 13 | 15 | 0.9 | 4000 | 80 |  |  |  | NO | NO | NO | [8 empty] | 2018-11-02 | NO | NO | NO | [6 empty] | AC | [7 empty] | NO
PLLTHVQBX1OO | THINK Green Solutions | THINK | LED-THINK-TUBE-T8-50K-18W-GL-SP | Linear Replacement Lamp | T8 Four-Foot | Replacement Lamps (plug and play) (UL Type A) |  | standard | NO | [10 empty] | 2018-06-12 | Not Dimmable | Not Dimmable | NO |  | NANOXW | [25 empty] | 4.4 | 2409 | 126.86 | 18.99 | 10 | 0.9 | 5000 | 80 |  |  |  | NO | NO | NO | [8 empty] | 2018-11-02 | NO | NO | NO | [6 empty] | AC | [7 empty] | NO
P2KSU3AM | Espen Technology | Espen | L48T8/835/12P-EB | Linear Replacement Lamp | T8 Four-Foot | Replacement Lamps (plug and play) (UL Type A) |  | standard | NO | [10 empty] | 2017-04-26 | Not Dimmable | Not Dimmable | NO |  | DDDJBY | [25 empty] | 4.4 | 1850 | 155 | 12 | 20 | 0.9 | 3500 | 80 |  |  |  | NO | NO | NO | 2018-05-02 | 4.3 |  | standard |  |  |  |  | 2018-11-02 | NO | NO | NO | [6 empty] | AC | [7 empty] | NO
PM1UBPJY | Espen Technology | Espen | L48T8/845/15G-EB F | Linear Replacement Lamp | T8 Four-Foot | Replacement Lamps (plug and play) (UL Type A) |  | standard | NO | [10 empty] | 2017-04-06 | Not Dimmable | Not Dimmable | NO |  | XXXASA | [25 empty] | 4.4 | 2200 | 124 | 18 | 9.83 | 0.97 | 4500 | 82 |  |  |  | NO | NO | NO | 2018-05-02 | 4.3 |  | standard |  |  |  |  | 2018-11-02 | NO | NO | NO | [6 empty] | AC | [7 empty] | NO
PLUCQD9VX8GH | THINK Green Solutions | THINK | LED-THINK-TUBE-T8-50K-12W-GL-SP | Linear Replacement Lamp | T8 Four-Foot | Replacement Lamps (plug and play) (UL Type A) |  | standard | NO | [10 empty] | 2018-06-12 | Not Dimmable | Not Dimmable | NO |  | NANOXU | [25 empty] | 4.4 | 1810 | 150.8 | 12 | 15 | 0.9 | 5000 | 80 |  |  | 4 | NO | NO | NO | [8 empty] | 2018-11-02 | NO | NO | NO | [6 empty] | AC | [7 empty] | NO
PLNXGE1XST3W | Green Logic LED Electrical Supply Inc. | GLL | 33-T8AL-4F-715-835-F-MGC-1 | Linear Replacement Lamp | T8 Four-Foot | Dual Mode Internal Driver (UL Type A and Type B) |  | standard | NO | [10 empty] | 2018-06-12 | Not Dimmable | Not Dimmable | NO |  | NANOYA | [25 empty] | 4.4 | 2100 | 120 | 17.5 | 20 | 0.9 | 3500 | 80 |  |  |  | NO | NO | NO | [8 empty] | 2018-11-02 | NO | NO | NO | [6 empty] | AC | [7 empty] | NO
PLWLYKUKJGXG | Green Logic LED Electrical Supply Inc. | GLL | 33-T8AL-4F-715-845-F-MGC-1 | Linear Replacement Lamp | T8 Four-Foot | Dual Mode Internal Driver (UL Type A and Type B) |  | standard | NO | [10 empty] | 2018-06-12 | Not Dimmable | Not Dimmable | NO |  | NANOYA | [25 empty] | 4.4 | 2145 | 122 | 17.5 | 20 | 0.9 | 4500 | 80 |  |  |  | NO | NO | NO | [8 empty] | 2018-11-02 | NO | NO | NO | [6 empty] | AC | [7 empty] | NO
PLP74KUQ3QOV | THINK Green Solutions | THINK | LED-THINK-TUBE-T8-45K-18W-GL-SP | Linear Replacement Lamp | T8 Four-Foot | Replacement Lamps (plug and play) (UL Type A) |  | standard | NO | [10 empty] | 2018-06-12 | Not Dimmable | Not Dimmable | NO |  | NANOXW | [25 empty] | 4.4 | 2354 | 126.8 | 18.57 | 10 | 0.9 | 4500 | 80 |  |  |  | NO | NO | NO | [8 empty] | 2018-11-02 | NO | NO | NO | [6 empty] | AC | [7 empty] | NO
PLLM7RWXV6R4 | THINK Green Solutions | THINK | LED-THINK-TUBE-T8-35K-12W-GL-SP | Linear Replacement Lamp | T8 Four-Foot | Replacement Lamps (plug and play) (UL Type A) |  | standard | NO | [10 empty] | 2018-06-12 | Not Dimmable | Not Dimmable | NO |  | NANOXU | [25 empty] | 4.4 | 1740 | 145 | 12 | 15 | 0.9 | 3500 | 80 |  |  | 4 | NO | NO | NO | [8 empty] | 2018-11-02 | NO | NO | NO | [6 empty] | AC | [7 empty] | NO
PLNFW2OMHPSV | Green Logic LED Electrical Supply Inc. | GLL | 33-T8AL-4F-718-845-F-MGC-1 | Linear Replacement Lamp | T8 Four-Foot | Dual Mode Internal Driver (UL Type A and Type B) |  | standard | NO | [10 empty] | 2018-06-12 | Not Dimmable | Not Dimmable | NO |  | NANOYB | [25 empty] | 4.4 | 2450 | 122 | 20 | 20 | 0.9 | 4500 | 80 |  |  |  | NO | NO | NO | [8 empty] | 2018-11-02 | NO | NO | NO | [6 empty] | AC | [7 empty] | NO
PLWTT88QV3QC | Green Logic LED Electrical Supply Inc. | GLL | 33-T8AL-4F-712-845-F-MGC-2 | Linear Replacement Lamp | T8 Four-Foot | Dual Mode Internal Driver (UL Type A and Type B) |  | standard | NO | [10 empty] | 2018-06-12 | Not Dimmable | Not Dimmable | NO |  | NANOXZ | [25 empty] | 4.4 | 1650 | 126.9 | 13 | 15 | 0.9 | 4500 | 80 |  |  |  | NO | NO | NO | [8 empty] | 2018-11-02 | NO | NO | NO | [6 empty] | AC | [7 empty] | NO
PL43S1UER6YU | Green Logic LED Electrical Supply Inc. | GLL | 33-T8AL-4F-712-840-F-MGC-1 | Linear Replacement Lamp | T8 Four-Foot | Dual Mode Internal Driver (UL Type A and Type B) |  | standard | NO | [10 empty] | 2018-06-12 | Not Dimmable | Not Dimmable | NO |  | NANOXY | [25 empty] | 4.4 | 1800 | 150 | 12 | 20 | 0.9 | 4000 | 80 |  |  |  | NO | NO | NO | [8 empty] | 2018-11-02 | NO | NO | NO | [6 empty] | AC | [7 empty] | NO
PLFY20CKMYYE | Green Logic LED Electrical Supply Inc. | GLL | 33-T8AL-4F-712-845-F-MGC-1 | Linear Replacement Lamp | T8 Four-Foot | Dual Mode Internal Driver (UL Type A and Type B) |  | standard | NO | [10 empty] | 2018-06-12 | Not Dimmable | Not Dimmable | NO |  | NANOXY | [25 empty] | 4.4 | 1800 | 150 | 12 | 20 | 0.9 | 4500 | 80 |  |  |  | NO | NO | NO | [8 empty] | 2018-11-02 | NO | NO | NO | [6 empty] | AC | [7 empty] | NO
PL30A8CG69JA | Builders Pack | Builders Pack | 44-T8-120-12W-45K-GL-D-AB-2 | Linear Replacement Lamp | T8 Four-Foot | Dual Mode Internal Driver (UL Type A and Type B) |  | standard | NO | [10 empty] | 2018-06-12 | Dimmable | Continuous Above 10 | NO | Updated on 07/26/2018 | YYYDBX | [25 empty] | 4.4 | 1648.52 | 120.51 | 13.68 | 22.13 | 0.9 | 4500 | 80 |  |  |  | NO | NO | NO | [8 empty] | 2018-11-02 | NO | NO | NO | [6 empty] | AC | [7 empty] | NO
PLN0VF5HG9AB | Green Logic LED Electrical Supply Inc. | GLL | 33-T8AL-4F-718-850-F-MGC-1 | Linear Replacement Lamp | T8 Four-Foot | Dual Mode Internal Driver (UL Type A and Type B) |  | standard | NO | [10 empty] | 2018-06-12 | Not Dimmable | Not Dimmable | NO |  | NANOYB | [25 empty] | 4.4 | 2450 | 122 | 20 | 20 | 0.9 | 5000 | 80 |  |  |  | NO | NO | NO | [8 empty] | 2018-11-02 | NO | NO | NO | [6 empty] | AC | [7 empty] | NO
PLGLC1HTJF3U | Green Logic LED Electrical Supply Inc. | GLL | 33-T8AL-4F-712-835-F-MGC-2 | Linear Replacement Lamp | T8 Four-Foot | Dual Mode Internal Driver (UL Type A and Type B) |  | standard | NO | [10 empty] | 2018-06-12 | Not Dimmable | Not Dimmable | NO |  | NANOXZ | [25 empty] | 4.4 | 1650 | 126.9 | 13 | 15 | 0.9 | 3500 | 80 |  |  |  | NO | NO | NO | [8 empty] | 2018-11-02 | NO | NO | NO | [6 empty] | AC | [7 empty] | NO
PLWUL7XCSUHR | Green Logic LED Electrical Supply Inc. | GLL | 33-T8AL-4F-712-835-F-MGC-1 | Linear Replacement Lamp | T8 Four-Foot | Dual Mode Internal Driver (UL Type A and Type B) |  | standard | NO | [10 empty] | 2018-06-12 | Not Dimmable | Not Dimmable | NO |  | NANOXY | [25 empty] | 4.4 | 1752 | 146 | 12 | 20 | 0.9 | 3500 | 80 |  |  |  | NO | NO | NO | [8 empty] | 2018-11-02 | NO | NO | NO | [6 empty] | AC | [7 empty] | NO
PL531WSMNOEQ | THINK Green Solutions | THINK | LED-THINK-TUBE-T8-40K-12W-GL-SP | Linear Replacement Lamp | T8 Four-Foot | Replacement Lamps (plug and play) (UL Type A) |  | standard | NO | [10 empty] | 2018-06-12 | Not Dimmable | Not Dimmable | NO |  | NANOXU | [25 empty] | 4.4 | 1800 | 150 | 12 | 15 | 0.9 | 4000 | 80 |  |  | 4 | NO | NO | NO | [8 empty] | 2018-11-02 | NO | NO | NO | [6 empty] | AC | [7 empty] | NO
PQEJ8ATJ | Hengdian Group Tospo Lighting Co.,Ltd | TOSPO | G8 TP120-277-12/T8 G13 PC DR 3500K | Linear Replacement Lamp | T8 Four-Foot | Replacement Lamps (plug and play) (UL Type A) |  | standard | YES |  | 1790.55 | 137.19 | 13.0515 | 15.97 | 0.9466 | 3475 | 82.59 | 5 | 50000 | 2018-06-11 | Not Dimmable | Not Dimmable | NO |  | CCCFSL | [15 empty] | 84.7 |  | 1.22 | 1.3 | [6 empty] | 4.4 | 1600 | 133 | 12 | 20 | 0.9 | 3500 | 80 |  |  |  | NO | NO | NO | [8 empty] | 2018-11-02 | NO | NO | NO | [6 empty] | AC | [7 empty] | NO
PE4MGFFS | ARKSMART INC | ARKSMART | ARK/UR/18K (5000K) | Linear Replacement Lamp | T8 Four-Foot | Dual Mode Internal Driver (UL Type A and Type B) |  | standard | NO | [10 empty] | 2018-06-11 | Not Dimmable | Not Dimmable | NO |  | TTTVBL | [25 empty] | 4.4 | 2378.7 | 123.7 | 19.23 | 10.08 | 0.974 | 5000 | 81.8 |  |  |  | NO | NO | NO | [8 empty] | 2018-11-02 | NO | NO | NO | [6 empty] | AC | [7 empty] | NO
PP8F9UHF | Hengdian Group Tospo Lighting Co.,Ltd | TOSPO | G8 TP120-277-12/T8 G13 PC DR 4000K | Linear Replacement Lamp | T8 Four-Foot | Replacement Lamps (plug and play) (UL Type A) |  | standard | NO | [10 empty] | 2018-06-11 | Not Dimmable | Not Dimmable | NO |  | CCCFSL | [25 empty] | 4.4 | 1600 | 133 | 12 | 20 | 0.9 | 4000 | 80 |  |  |  | NO | NO | NO | [8 empty] | 2018-11-02 | NO | NO | NO | [6 empty] | AC | [7 empty] | NO
PAG1NV0O | Hengdian Group Tospo Lighting Co.,Ltd | TOSPO | G8 TP120-277-12/T8 G13 PC DR 5000K | Linear Replacement Lamp | T8 Four-Foot | Replacement Lamps (plug and play) (UL Type A) |  | standard | NO | [10 empty] | 2018-06-11 | Not Dimmable | Not Dimmable | NO |  | CCCFSL | [25 empty] | 4.4 | 1600 | 133 | 12 | 20 | 0.9 | 5000 | 80 |  |  |  | NO | NO | NO | [8 empty] | 2018-11-02 | NO | NO | NO | [6 empty] | AC | [7 empty] | NO
PLG2ZC52YHXQ | LED LEADER INC. | LED LEADER | L4PA-11T8LEDMVBF40 | Linear Replacement Lamp | T8 Four-Foot | Dual Mode Internal Driver (UL Type A and Type B) |  | standard | NO | [10 empty] | 2018-06-07 | Not Dimmable | Not Dimmable | NO |  | IIIMCB | [25 empty] | 4.4 | 1702.9 | 132.52 | 12.85 | 12.7 | 0.9511 | 4000 | 82.4 |  |  |  | NO | NO | NO | [8 empty] | 2018-11-02 | NO | NO | NO | [6 empty] | AC | [7 empty] | NO
PLOH6ZC1KR6C | LED LEADER INC. | LED LEADER | L4PA-11T8LEDMVBF30 | Linear Replacement Lamp | T8 Four-Foot | Dual Mode Internal Driver (UL Type A and Type B) |  | standard | YES |  | 1702.9 | 132.52 | 12.85 | 12.7 | 0.9511 | 3023 | 82.4 | 5 | 50000 | 2018-06-07 | Not Dimmable | Not Dimmable | NO |  | IIIMCB | [15 empty] | 78.6 |  | 1.16 | 1.24 | [6 empty] | 4.4 | 1702.9 | 132.52 | 12.85 | 12.7 | 0.9511 | 3000 | 82.4 |  |  |  | NO | NO | NO | [8 empty] | 2018-11-02 | NO | NO | NO | [6 empty] | AC | [7 empty] | NO
PLGDK92P78Y3 | LED LEADER INC. | LED LEADER | L4PA-11T8LEDMVBF50 | Linear Replacement Lamp | T8 Four-Foot | Dual Mode Internal Driver (UL Type A and Type B) |  | standard | NO | [10 empty] | 2018-06-07 | Not Dimmable | Not Dimmable | NO |  | IIIMCB | [25 empty] | 4.4 | 1715.7 | 134.78 | 12.73 | 12.7 | 0.9511 | 5000 | 78.8 |  |  |  | NO | NO | NO | [8 empty] | 2018-11-02 | NO | NO | NO | [6 empty] | AC | [7 empty] | NO
PLGW772S8QM0 | LED LEADER INC. | LED LEADER | L4PA-11T8LEDMVBF35 | Linear Replacement Lamp | T8 Four-Foot | Dual Mode Internal Driver (UL Type A and Type B) |  | standard | NO | [10 empty] | 2018-06-07 | Not Dimmable | Not Dimmable | NO |  | IIIMCB | [25 empty] | 4.4 | 1702.9 | 132.52 | 12.85 | 12.7 | 0.9511 | 3500 | 82.4 |  |  |  | NO | NO | NO | [8 empty] | 2018-11-02 | NO | NO | NO | [6 empty] | AC | [7 empty] | NO
PL7L0T3V7U84 | LED LEADER INC. | LED LEADER | L4PA-11T8LEDMVBF45 | Linear Replacement Lamp | T8 Four-Foot | Dual Mode Internal Driver (UL Type A and Type B) |  | standard | NO | [10 empty] | 2018-06-07 | Not Dimmable | Not Dimmable | NO |  | IIIMCB | [25 empty] | 4.4 | 1702.9 | 132.52 | 12.85 | 12.7 | 0.9511 | 4500 | 82.4 |  |  |  | NO | NO | NO | [8 empty] | 2018-11-02 | NO | NO | NO | [6 empty] | AC | [7 empty] | NO
PLA4K7DEWM9C | HX Lighting Inc | EcoHX LED X8 | LX84EB15C | Linear Replacement Lamp | T8 Four-Foot | Replacement Lamps (plug and play) (UL Type A) |  | standard | NO | [10 empty] | 2018-06-05 | Not Dimmable | Not Dimmable | NO |  | IIIMBH | [25 empty] | 4.4 | 2200 | 122 | 18 | 20 | 0.9 | 4000 | 80 |  |  |  | NO | NO | NO | [8 empty] | 2018-11-02 | NO | NO | NO | [6 empty] | AC | [7 empty] | NO
PLM2LHU6TZH1 | HX Lighting Inc | EcoHX LED X8 | LX84EB15O | Linear Replacement Lamp | T8 Four-Foot | Replacement Lamps (plug and play) (UL Type A) |  | standard | NO | [10 empty] | 2018-06-05 | Not Dimmable | Not Dimmable | NO |  | IIIMBH | [25 empty] | 4.4 | 2200 | 122 | 18 | 20 | 0.9 | 5000 | 80 |  |  |  | NO | NO | NO | [8 empty] | 2018-11-02 | NO | NO | NO | [6 empty] | AC | [7 empty] | NO
P41QJA2E | STRONG LUMEN OPTO CO,.LTD | STRONG LUMEN | SL-DGA00-410MT-G8-H [Qualified Pointing Straight Down] | Linear Replacement Lamp | T8 Four-Foot | Dual Mode Internal Driver (UL Type A and Type B) |  | standard | NO | [10 empty] | 2018-06-01 | Not Dimmable | Not Dimmable | NO |  | FFFJBA | [25 empty] | 4.4 | 1683 | 134.86 | 12.48 | 10.75 | 0.9532 | 3500 | 82.9 |  |  |  | NO | NO | NO | [8 empty] | 2018-11-02 | NO | NO | NO | [6 empty] | AC | [7 empty] | NO
PRM0OZV5 | STRONG LUMEN OPTO CO,.LTD | STRONG LUMEN | SL-DGA00-415LT-D8-H | Linear Replacement Lamp | T8 Four-Foot | Dual Mode Internal Driver (UL Type A and Type B) |  | standard | NO | [10 empty] | 2018-06-01 | Not Dimmable | Not Dimmable | NO |  | BBBEER | [25 empty] | 4.4 | 2315 | 133.89 | 17.29 | 9.56 | 0.8985 | 4000 | 82.7 |  |  |  | NO | NO | NO | [8 empty] | 2018-11-02 | NO | NO | NO | [6 empty] | AC | [7 empty] | NO
P1UJMJUF | STRONG LUMEN OPTO CO,.LTD | STRONG LUMEN | SL-DGA00-415KT-D8-H | Linear Replacement Lamp | T8 Four-Foot | Dual Mode Internal Driver (UL Type A and Type B) |  | standard | NO | [10 empty] | 2018-06-01 | Not Dimmable | Not Dimmable | NO |  | BBBEER | [25 empty] | 4.4 | 2324 | 134.41 | 17.29 | 9.56 | 0.8985 | 4500 | 82.7 |  |  |  | NO | NO | NO | [8 empty] | 2018-11-02 | NO | NO | NO | [6 empty] | AC | [7 empty] | NO
PODXD8AJ | STRONG LUMEN OPTO CO,.LTD | STRONG LUMEN | SL-DGA00-410LT-D8-H | Linear Replacement Lamp | T8 Four-Foot | Dual Mode Internal Driver (UL Type A and Type B) |  | standard | NO | [10 empty] | 2018-06-01 | Not Dimmable | Not Dimmable | NO |  | BBBEES | [25 empty] | 4.4 | 1825 | 146.12 | 12.49 | 10.36 | 0.953 | 4000 | 82.9 |  |  |  | NO | NO | NO | [8 empty] | 2018-11-02 | NO | NO | NO | [6 empty] | AC | [7 empty] | NO
POF7ORU1 | STRONG LUMEN OPTO CO,.LTD | STRONG LUMEN | SL-DGA00-410CT-D8-H | Linear Replacement Lamp | T8 Four-Foot | Dual Mode Internal Driver (UL Type A and Type B) |  | standard | NO | [10 empty] | 2018-06-01 | Not Dimmable | Not Dimmable | NO |  | BBBEES | [25 empty] | 4.4 | 1837 | 147.31 | 12.47 | 10.2 | 0.9541 | 5000 | 83.9 |  |  |  | NO | NO | NO | [8 empty] | 2018-11-02 | NO | NO | NO | [6 empty] | AC | [7 empty] | NO
PVBYYHXX | STRONG LUMEN OPTO CO,.LTD | STRONG LUMEN | SL-DGA00-410MT-D8-H | Linear Replacement Lamp | T8 Four-Foot | Dual Mode Internal Driver (UL Type A and Type B) |  | standard | NO | [10 empty] | 2018-06-01 | Not Dimmable | Not Dimmable | NO |  | BBBEES | [25 empty] | 4.4 | 1819 | 145.64 | 12.49 | 10.36 | 0.953 | 3500 | 82.9 |  |  |  | NO | NO | NO | [8 empty] | 2018-11-02 | NO | NO | NO | [6 empty] | AC | [7 empty] | NO
POH7ARLY | STRONG LUMEN OPTO CO,.LTD | STRONG LUMEN | SL-DGA00-418LT-G8-H [Qualified Pointing Straight Down] | Linear Replacement Lamp | T8 Four-Foot | Dual Mode Internal Driver (UL Type A and Type B) |  | standard | NO | [10 empty] | 2018-06-01 | Not Dimmable | Not Dimmable | NO |  | FFFJBC | [25 empty] | 4.4 | 2659 | 128.45 | 20.7 | 7.43 | 0.9231 | 4000 | 82.6 |  |  |  | NO | NO | NO | [8 empty] | 2018-11-02 | NO | NO | NO | [6 empty] | AC | [7 empty] | NO
P14LEL4X | STRONG LUMEN OPTO CO,.LTD | STRONG LUMEN | SL-DGA00-418NT-G8-H [Qualified Pointing Straight Down] | Linear Replacement Lamp | T8 Four-Foot | Dual Mode Internal Driver (UL Type A and Type B) |  | standard | YES |  | 2627 | 127.15 | 20.66 | 7.43 | 0.9231 | 2989 | 82.6 | 5 | 50000 | 2018-06-01 | Not Dimmable | Not Dimmable | NO |  | FFFJBC | [15 empty] | 89.3 |  | 1.18 | 1.38 | [6 empty] | 4.4 | 2627 | 127.15 | 20.66 | 7.43 | 0.9231 | 3000 | 82.6 |  |  |  | NO | NO | NO | [8 empty] | 2018-11-02 | NO | NO | NO | [6 empty] | AC | [7 empty] | NO
PLNSKSSC | STRONG LUMEN OPTO CO,.LTD | STRONG LUMEN | SL-DGA00-415CT-G8-H [Qualified Pointing Straight Down] | Linear Replacement Lamp | T8 Four-Foot | Dual Mode Internal Driver (UL Type A and Type B) |  | standard | NO | [10 empty] | 2018-06-01 | Not Dimmable | Not Dimmable | NO |  | FFFJBB | [25 empty] | 4.4 | 2160 | 125.58 | 17.2 | 9.83 | 0.8994 | 5000 | 83.7 |  |  |  | NO | NO | NO | [8 empty] | 2018-11-02 | NO | NO | NO | [6 empty] | AC | [7 empty] | NO
PV23MQDF | STRONG LUMEN OPTO CO,.LTD | STRONG LUMEN | SL-DGA00-415CT-D8-H | Linear Replacement Lamp | T8 Four-Foot | Dual Mode Internal Driver (UL Type A and Type B) |  | standard | NO | [10 empty] | 2018-06-01 | Not Dimmable | Not Dimmable | NO |  | BBBEER | [25 empty] | 4.4 | 2332 | 135.03 | 17.27 | 9.22 | 0.8991 | 5000 | 83.7 |  |  |  | NO | NO | NO | [8 empty] | 2018-11-02 | NO | NO | NO | [6 empty] | AC | [7 empty] | NO
PJD7OQEJ | STRONG LUMEN OPTO CO,.LTD | STRONG LUMEN | SL-DGA00-410KT-D8-H | Linear Replacement Lamp | T8 Four-Foot | Dual Mode Internal Driver (UL Type A and Type B) |  | standard | NO | [10 empty] | 2018-06-01 | Not Dimmable | Not Dimmable | NO |  | BBBEES | [25 empty] | 4.4 | 1831 | 146.6 | 12.49 | 10.36 | 0.953 | 4500 | 82.9 |  |  |  | NO | NO | NO | [8 empty] | 2018-11-02 | NO | NO | NO | [6 empty] | AC | [7 empty] | NO
PIXFSKIO | STRONG LUMEN OPTO CO,.LTD | STRONG LUMEN | SL-DGA00-418KT-G8-H [Qualified Pointing Straight Down] | Linear Replacement Lamp | T8 Four-Foot | Dual Mode Internal Driver (UL Type A and Type B) |  | standard | NO | [10 empty] | 2018-06-01 | Not Dimmable | Not Dimmable | NO |  | FFFJBC | [25 empty] | 4.4 | 2674 | 129.18 | 20.7 | 7.43 | 0.9231 | 4500 | 82.6 |  |  |  | NO | NO | NO | [8 empty] | 2018-11-02 | NO | NO | NO | [6 empty] | AC | [7 empty] | NO
P8E4498G | STRONG LUMEN OPTO CO,.LTD | STRONG LUMEN | SL-DGA00-418CT-G8-H [Qualified Pointing Straight Down] | Linear Replacement Lamp | T8 Four-Foot | Dual Mode Internal Driver (UL Type A and Type B) |  | standard | NO | [10 empty] | 2018-06-01 | Not Dimmable | Not Dimmable | NO |  | FFFJBC | [25 empty] | 4.4 | 2690 | 129.7 | 20.74 | 7.23 | 0.9245 | 5000 | 83.4 |  |  |  | NO | NO | NO | [8 empty] | 2018-11-02 | NO | NO | NO | [6 empty] | AC | [7 empty] | NO
PE4J62LS | STRONG LUMEN OPTO CO,.LTD | STRONG LUMEN | SL-DGA00-415MT-G8-H [Qualified Pointing Straight Down] | Linear Replacement Lamp | T8 Four-Foot | Dual Mode Internal Driver (UL Type A and Type B) |  | standard | NO | [10 empty] | 2018-06-01 | Not Dimmable | Not Dimmable | NO |  | FFFJBB | [25 empty] | 4.4 | 2140 | 124.13 | 17.24 | 9.61 | 0.8981 | 3500 | 82.7 |  |  |  | NO | NO | NO | [8 empty] | 2018-11-02 | NO | NO | NO | [6 empty] | AC | [7 empty] | NO
PM68TS9F | STRONG LUMEN OPTO CO,.LTD | STRONG LUMEN | SL-DGA00-415KT-G8-H [Qualified Pointing Straight Down] | Linear Replacement Lamp | T8 Four-Foot | Dual Mode Internal Driver (UL Type A and Type B) |  | standard | NO | [10 empty] | 2018-06-01 | Not Dimmable | Not Dimmable | NO |  | FFFJBB | [25 empty] | 4.4 | 2153 | 124.88 | 17.24 | 9.61 | 0.8981 | 4500 | 82.7 |  |  |  | NO | NO | NO | [8 empty] | 2018-11-02 | NO | NO | NO | [6 empty] | AC | [7 empty] | NO
PD647Y4Z | STRONG LUMEN OPTO CO,.LTD | STRONG LUMEN | SL-DGA00-415NT-G8-H [Qualified Pointing Straight Down] | Linear Replacement Lamp | T8 Four-Foot | Dual Mode Internal Driver (UL Type A and Type B) |  | standard | YES |  | 2133 | 123.44 | 17.28 | 9.61 | 0.8981 | 2987 | 82.7 | 5 | 50000 | 2018-06-01 | Not Dimmable | Not Dimmable | NO |  | FFFJBB | [15 empty] | 89.1 |  | 1.18 | 1.44 | [6 empty] | 4.4 | 2133 | 123.44 | 17.28 | 9.61 | 0.8981 | 3000 | 82.7 |  |  |  | NO | NO | NO | [8 empty] | 2018-11-02 | NO | NO | NO | [6 empty] | AC | [7 empty] | NO
P6RWPQ1P | STRONG LUMEN OPTO CO,.LTD | STRONG LUMEN | SL-DGA00-410LT-G8-H [Qualified Pointing Straight Down] | Linear Replacement Lamp | T8 Four-Foot | Dual Mode Internal Driver (UL Type A and Type B) |  | standard | NO | [10 empty] | 2018-06-01 | Not Dimmable | Not Dimmable | NO |  | FFFJBA | [25 empty] | 4.4 | 1685 | 135.02 | 12.48 | 10.75 | 0.9532 | 4000 | 82.9 |  |  |  | NO | NO | NO | [8 empty] | 2018-11-02 | NO | NO | NO | [6 empty] | AC | [7 empty] | NO
POICVY16 | STRONG LUMEN OPTO CO,.LTD | STRONG LUMEN | SL-DGA00-410KT-G8-H [Qualified Pointing Straight Down] | Linear Replacement Lamp | T8 Four-Foot | Dual Mode Internal Driver (UL Type A and Type B) |  | standard | NO | [10 empty] | 2018-06-01 | Not Dimmable | Not Dimmable | NO |  | FFFJBA | [25 empty] | 4.4 | 1686 | 135.1 | 12.48 | 10.75 | 0.9532 | 4500 | 82.9 |  |  |  | NO | NO | NO | [8 empty] | 2018-11-02 | NO | NO | NO | [6 empty] | AC | [7 empty] | NO
PUXIHU7F | STRONG LUMEN OPTO CO,.LTD | STRONG LUMEN | SL-DGA00-410CT-G8-H [Qualified Pointing Straight Down] | Linear Replacement Lamp | T8 Four-Foot | Dual Mode Internal Driver (UL Type A and Type B) |  | standard | NO | [10 empty] | 2018-06-01 | Not Dimmable | Not Dimmable | NO |  | FFFJBA | [25 empty] | 4.4 | 1688 | 136.35 | 12.38 | 10.23 | 0.9528 | 5000 | 83.9 |  |  |  | NO | NO | NO | [8 empty] | 2018-11-02 | NO | NO | NO | [6 empty] | AC | [7 empty] | NO
PEIU4FVU | STRONG LUMEN OPTO CO,.LTD | STRONG LUMEN | SL-DGA00-410NT-G8-H [Qualified Pointing Straight Down] | Linear Replacement Lamp | T8 Four-Foot | Dual Mode Internal Driver (UL Type A and Type B) |  | standard | YES |  | 1678 | 132.23 | 12.69 | 10.75 | 0.9532 | 3045 | 82.9 | 5 | 50000 | 2018-06-01 | Not Dimmable | Not Dimmable | NO |  | FFFJBA | [15 empty] | 88.3 |  | 1.16 | 1.34 | [6 empty] | 4.4 | 1681 | 133.73 | 12.57 | 10.75 | 0.9532 | 3000 | 82.9 |  |  |  | NO | NO | NO | [8 empty] | 2018-11-02 | NO | NO | NO | [6 empty] | AC | [7 empty] | NO
P722VE6D | STRONG LUMEN OPTO CO,.LTD | STRONG LUMEN | SL-DGA00-410NT-D8-H | Linear Replacement Lamp | T8 Four-Foot | Dual Mode Internal Driver (UL Type A and Type B) |  | standard | YES |  | 1812 | 143.24 | 12.65 | 10.36 | 0.953 | 3043 | 82.9 | 5 | 50000 | 2018-06-01 | Not Dimmable | Not Dimmable | NO |  | BBBEES | [15 empty] | 90.8 |  | 1.22 | 1.34 | [6 empty] | 4.4 | 1813 | 144.92 | 12.51 | 10.36 | 0.953 | 3000 | 82.9 |  |  |  | NO | NO | NO | [8 empty] | 2018-11-02 | NO | NO | NO | [6 empty] | AC | [7 empty] | NO
P3ZG7B9Q | STRONG LUMEN OPTO CO,.LTD | STRONG LUMEN | SL-DGA00-415MT-D8-H | Linear Replacement Lamp | T8 Four-Foot | Dual Mode Internal Driver (UL Type A and Type B) |  | standard | NO | [10 empty] | 2018-06-01 | Not Dimmable | Not Dimmable | NO |  | BBBEER | [25 empty] | 4.4 | 2307 | 133.43 | 17.29 | 9.56 | 0.8985 | 3500 | 82.7 |  |  |  | NO | NO | NO | [8 empty] | 2018-11-02 | NO | NO | NO | [6 empty] | AC | [7 empty] | NO
PPCWAHGY | STRONG LUMEN OPTO CO,.LTD | STRONG LUMEN | SL-DGA00-415NT-D8-H | Linear Replacement Lamp | T8 Four-Foot | Dual Mode Internal Driver (UL Type A and Type B) |  | standard | YES |  | 2298 | 132.76 | 17.31 | 9.56 | 0.8985 | 2990 | 82.7 | 5 | 50000 | 2018-06-01 | Not Dimmable | Not Dimmable | NO |  | BBBEER | [15 empty] | 91.7 |  | 1.22 | 1.3 | [6 empty] | 4.4 | 2298 | 132.76 | 17.31 | 9.56 | 0.8985 | 3000 | 82.7 |  |  |  | NO | NO | NO | [8 empty] | 2018-11-02 | NO | NO | NO | [6 empty] | AC | [7 empty] | NO
P484H07D | STRONG LUMEN OPTO CO,.LTD | STRONG LUMEN | SL-DGA00-418MT-G8-H [Qualified Pointing Straight Down] | Linear Replacement Lamp | T8 Four-Foot | Dual Mode Internal Driver (UL Type A and Type B) |  | standard | NO | [10 empty] | 2018-06-01 | Not Dimmable | Not Dimmable | NO |  | FFFJBC | [25 empty] | 4.4 | 2643 | 127.68 | 20.7 | 7.43 | 0.9231 | 3500 | 82.6 |  |  |  | NO | NO | NO | [8 empty] | 2018-11-02 | NO | NO | NO | [6 empty] | AC | [7 empty] | NO
PHZIN488 | STRONG LUMEN OPTO CO,.LTD | STRONG LUMEN | SL-DGA00-415LT-G8-H [Qualified Pointing Straight Down] | Linear Replacement Lamp | T8 Four-Foot | Dual Mode Internal Driver (UL Type A and Type B) |  | standard | NO | [10 empty] | 2018-06-01 | Not Dimmable | Not Dimmable | NO |  | FFFJBB | [25 empty] | 4.4 | 2147 | 124.54 | 17.24 | 9.61 | 0.8981 | 4000 | 82.7 |  |  |  | NO | NO | NO | [8 empty] | 2018-11-02 | NO | NO | NO | [6 empty] | AC | [7 empty] | NO
PBZRI6W4 | STRONG LUMEN OPTO CO,.LTD | STRONG LUMEN | SL-DGA00-418LT-D8-H | Linear Replacement Lamp | T8 Four-Foot | Dual Mode Internal Driver (UL Type A and Type B) |  | standard | NO | [10 empty] | 2018-05-31 | Not Dimmable | Not Dimmable | NO |  | BBBEEI | [25 empty] | 4.4 | 2815 | 138.06 | 20.39 | 8.61 | 0.9227 | 4000 | 82.5 |  |  |  | NO | NO | NO | [8 empty] | 2018-11-02 | NO | NO | NO | [6 empty] | AC | [7 empty] | NO
PBJ9F90W | STRONG LUMEN OPTO CO,.LTD | STRONG LUMEN | SL-DGA00-418KT-D8-H | Linear Replacement Lamp | T8 Four-Foot | Dual Mode Internal Driver (UL Type A and Type B) |  | standard | NO | [10 empty] | 2018-05-31 | Not Dimmable | Not Dimmable | NO |  | BBBEEI | [25 empty] | 4.4 | 2821 | 138.35 | 20.39 | 8.61 | 0.9227 | 4500 | 82.5 |  |  |  | NO | NO | NO | [8 empty] | 2018-11-02 | NO | NO | NO | [6 empty] | AC | [7 empty] | NO
P2SVLCRK | STRONG LUMEN OPTO CO,.LTD | STRONG LUMEN | SL-DGA00-418NT-D8-H | Linear Replacement Lamp | T8 Four-Foot | Dual Mode Internal Driver (UL Type A and Type B) |  | standard | YES |  | 2801 | 136.83 | 20.47 | 8.61 | 0.9227 | 2987 | 82.5 | 5 | 50000 | 2018-05-31 | Not Dimmable | Not Dimmable | NO |  | BBBEEI | [15 empty] | 91.5 |  | 1.24 | 1.38 | [6 empty] | 4.4 | 2801 | 136.83 | 20.47 | 8.61 | 0.9227 | 3000 | 82.5 |  |  |  | NO | NO | NO | [8 empty] | 2018-11-02 | NO | NO | NO | [6 empty] | AC | [7 empty] | NO
PDGFGAR4 | STRONG LUMEN OPTO CO,.LTD | STRONG LUMEN | SL-DGA00-418MT-D8-H | Linear Replacement Lamp | T8 Four-Foot | Dual Mode Internal Driver (UL Type A and Type B) |  | standard | NO | [10 empty] | 2018-05-31 | Not Dimmable | Not Dimmable | NO |  | BBBEEI | [25 empty] | 4.4 | 2808 | 137.71 | 20.39 | 8.61 | 0.9227 | 3500 | 82.5 |  |  |  | NO | NO | NO | [8 empty] | 2018-11-02 | NO | NO | NO | [6 empty] | AC | [7 empty] | NO
PP1MU3QT | STRONG LUMEN OPTO CO,.LTD | STRONG LUMEN | SL-DGA00-418CT-D8-H | Linear Replacement Lamp | T8 Four-Foot | Dual Mode Internal Driver (UL Type A and Type B) |  | standard | NO | [10 empty] | 2018-05-31 | Not Dimmable | Not Dimmable | NO |  | BBBEEI | [25 empty] | 4.4 | 2828 | 139.24 | 20.31 | 8.39 | 0.9388 | 5000 | 83.6 |  |  |  | NO | NO | NO | [8 empty] | 2018-11-02 | NO | NO | NO | [6 empty] | AC | [7 empty] | NO
PLQ0CEHYSH4D | OEO Energy Solutions | OEO | OEO-T8-DR-4-2200-15-840 | Linear Replacement Lamp | T8 Four-Foot | Replacement Lamps (plug and play) (UL Type A) |  | standard | NO | [10 empty] | 2018-05-24 | Not Dimmable | Not Dimmable | NO |  | XXXCDS | [25 empty] | 4.4 | 2200 | 122 | 18 | 20 | 0.9 | 4000 | 80 |  |  |  | NO | NO | NO | [8 empty] | 2018-11-02 | NO | NO | NO | [6 empty] | AC | [7 empty] | NO
PL8YI8362IZQ | OEO Energy Solutions | OEO | OEO-T8-DR-4-2200-15-850 | Linear Replacement Lamp | T8 Four-Foot | Replacement Lamps (plug and play) (UL Type A) |  | standard | NO | [10 empty] | 2018-05-24 | Not Dimmable | Not Dimmable | NO |  | XXXCDS | [25 empty] | 4.4 | 2200 | 122 | 18 | 20 | 0.9 | 5000 | 80 |  |  |  | NO | NO | NO | [8 empty] | 2018-11-02 | NO | NO | NO | [6 empty] | AC | [7 empty] | NO
PL4BD3EDRIZ1 | OEO Energy Solutions | OEO | OEO-T8-DR-4-1800-11.5-840 | Linear Replacement Lamp | T8 Four-Foot | Replacement Lamps (plug and play) (UL Type A) |  | standard | NO | [10 empty] | 2018-05-24 | Not Dimmable | Not Dimmable | NO |  | XXXCDR | [25 empty] | 4.4 | 1800 | 124 | 14.5 | 20 | 0.9 | 4000 | 80 |  |  |  | NO | NO | NO | [8 empty] | 2018-11-02 | NO | NO | NO | [6 empty] | AC | [7 empty] | NO
PL9U2PHWSSWH | OEO Energy Solutions | OEO | OEO-T8-DR-4-1800-11.5-850 | Linear Replacement Lamp | T8 Four-Foot | Replacement Lamps (plug and play) (UL Type A) |  | standard | NO | [10 empty] | 2018-05-24 | Not Dimmable | Not Dimmable | NO |  | XXXCDR | [25 empty] | 4.4 | 1800 | 124 | 14.5 | 20 | 0.9 | 5000 | 80 |  |  |  | NO | NO | NO | [8 empty] | 2018-11-02 | NO | NO | NO | [6 empty] | AC | [7 empty] | NO
PLVC3B6SXDJ0 | P.Q.L. Inc. | Superior Life | 91048 | Linear Replacement Lamp | T8 Four-Foot | Replacement Lamps (plug and play) (UL Type A) |  | standard | NO | [10 empty] | 2018-05-23 | Not Dimmable | Not Dimmable | NO |  | TTTVAZ | [25 empty] | 4.4 | 2200 | 122.22 | 18 | 20 | 0.9 | 5000 | 80 |  |  |  | NO | NO | NO | [8 empty] | 2018-11-02 | NO | NO | NO | [6 empty] | AC | [7 empty] | NO
PXWUD354 | Espen Technology | Espen | L48T8/850/12G-EB F | Linear Replacement Lamp | T8 Four-Foot | Replacement Lamps (plug and play) (UL Type A) |  | standard | NO | [10 empty] | 2017-04-06 | Not Dimmable | Not Dimmable | NO |  | XXXARZ | [25 empty] | 4.4 | 1800 | 124 | 14.5 | 14.44 | 0.96 | 5000 | 82 |  |  |  | NO | NO | NO | 2018-05-02 | 4.3 |  | standard |  |  |  |  | 2018-11-02 | NO | NO | NO | [6 empty] | AC | [7 empty] | NO
P5N6F34W | Espen Technology | Espen | L48T8/840/15G-EB F | Linear Replacement Lamp | T8 Four-Foot | Replacement Lamps (plug and play) (UL Type A) |  | standard | NO | [10 empty] | 2017-04-06 | Not Dimmable | Not Dimmable | NO |  | XXXASA | [25 empty] | 4.4 | 2200 | 124 | 18 | 9.83 | 0.97 | 4000 | 82 |  |  |  | NO | NO | NO | 2018-05-02 | 4.3 |  | standard |  |  |  |  | 2018-11-02 | NO | NO | NO | [6 empty] | AC | [7 empty] | NO
PL1K6FVGRS17 | P.Q.L. Inc. | Superior Life | 91047 | Linear Replacement Lamp | T8 Four-Foot | Replacement Lamps (plug and play) (UL Type A) |  | standard | NO | [10 empty] | 2018-05-23 | Not Dimmable | Not Dimmable | NO |  | TTTVAZ | [25 empty] | 4.4 | 2200 | 122.22 | 18 | 20 | 0.9 | 4000 | 80 |  |  |  | NO | NO | NO | [8 empty] | 2018-11-02 | NO | NO | NO | [6 empty] | AC | [7 empty] | NO
PV7GJDCH | Espen Technology | Espen | L48T8/845/12G-EB F | Linear Replacement Lamp | T8 Four-Foot | Replacement Lamps (plug and play) (UL Type A) |  | standard | NO | [10 empty] | 2017-04-06 | Not Dimmable | Not Dimmable | NO |  | XXXARZ | [25 empty] | 4.4 | 1800 | 124 | 14.5 | 13.61 | 0.95 | 4500 | 82 |  |  |  | NO | NO | NO | 2018-05-02 | 4.3 |  | standard |  |  |  |  | 2018-11-02 | NO | NO | NO | [6 empty] | AC | [7 empty] | NO
PEU6B5CT | WING (SHANGHAI) INTERNATIONAL TRADE CO LTD | TOPSTAR | L48T8-850-11P-G8-EB | Linear Replacement Lamp | T8 Four-Foot | Replacement Lamps (plug and play) (UL Type A) |  | standard | NO | [10 empty] | 2018-05-22 | Dimmable | Continuous Below 10 | NO | Dimming updated on 7/12/2018 | WWWBXV | [25 empty] | 4.4 | 1700 | 130 | 13 | 18 | 0.9 | 5000 | 82 |  |  |  | NO | NO | NO | [8 empty] | 2018-11-02 | NO | NO | NO | [6 empty] | AC | [7 empty] | NO
PAU23075 | WING (SHANGHAI) INTERNATIONAL TRADE CO LTD | TOPSTAR | L48T8-835-11P-G8-EB | Linear Replacement Lamp | T8 Four-Foot | Replacement Lamps (plug and play) (UL Type A) |  | standard | NO | [10 empty] | 2018-05-22 | Dimmable | Continuous Below 10 | NO | Dimming updated on 7/12/2018 | WWWBXV | [25 empty] | 4.4 | 1650 | 126 | 13 | 18 | 0.9 | 3500 | 82 |  |  |  | NO | NO | NO | [8 empty] | 2018-11-02 | NO | NO | NO | [6 empty] | AC | [7 empty] | NO
PMXE9FPF | WING (SHANGHAI) INTERNATIONAL TRADE CO LTD | TOPSTAR | L48T8-840-11P-G8-EB | Linear Replacement Lamp | T8 Four-Foot | Replacement Lamps (plug and play) (UL Type A) |  | standard | NO | [10 empty] | 2018-05-22 | Dimmable | Continuous Below 10 | NO | Dimming updated on 7/12/2018 | WWWBXV | [25 empty] | 4.4 | 1700 | 130 | 13 | 18 | 0.9 | 4000 | 82 |  |  |  | NO | NO | NO | [8 empty] | 2018-11-02 | NO | NO | NO | [6 empty] | AC | [7 empty] | NO
P33567BJ | WING (SHANGHAI) INTERNATIONAL TRADE CO LTD | TOPSTAR | L48T8-830-11P-G8-EB | Linear Replacement Lamp | T8 Four-Foot | Replacement Lamps (plug and play) (UL Type A) |  | standard | YES |  | 1684 | 120.9 | 13.93 | 12.79 | 0.9394 | 2970 | 82.1 | 5 | 50000 | 2018-05-22 | Dimmable | Continuous Below 10 | NO | Dimming updated on 7/12/2018 | WWWBXV | [15 empty] | 81.5 |  | 1.26 | 1.3 | [6 empty] | 4.4 | 1650 | 126 | 13 | 18 | 0.9 | 3000 | 82 |  |  |  | NO | NO | NO | [8 empty] | 2018-11-02 | NO | NO | NO | [6 empty] | AC | [7 empty] | NO
PLQ2FKBEYWWM | Turolight Inc. | TUROLIGHT | VIV-T8DFSP4/15W/40/F | Linear Replacement Lamp | T8 Four-Foot | Replacement Lamps (plug and play) (UL Type A) |  | standard | NO | [10 empty] | 2018-05-21 | Dimmable | Continuous Below 10 | NO |  | ZBAADW | [25 empty] | 4.4 | 2200 | 122 | 18 | 5.72 | 0.9768 | 4000 | 83 |  |  |  | NO | NO | NO | [8 empty] | 2018-11-02 | NO | NO | NO | [6 empty] | AC | [7 empty] | NO
PLH5PA4KGEIP | Turolight Inc. | TUROLIGHT | VIV-T8DFSP4/15W/50/F | Linear Replacement Lamp | T8 Four-Foot | Replacement Lamps (plug and play) (UL Type A) |  | standard | NO | [10 empty] | 2018-05-21 | Dimmable | Continuous Below 10 | NO |  | ZBAADW | [25 empty] | 4.4 | 2200 | 122 | 18 | 5.73 | 0.9765 | 5000 | 83 |  |  |  | NO | NO | NO | [8 empty] | 2018-11-02 | NO | NO | NO | [6 empty] | AC | [7 empty] | NO
PLNUFXN5DXD8 | PORTOR INDUSTRY INC | PORTOR | PT-T84FB18W 4000K | Linear Replacement Lamp | T8 Four-Foot | Dual Mode Internal Driver (UL Type A and Type B) |  | standard | NO | [10 empty] | 2018-05-17 | Not Dimmable | Not Dimmable | NO |  | MMMRAA | [25 empty] | 4.4 | 2541 | 137.95 | 18.42 | 20.48 | 0.9045 | 4000 | 81.8 |  |  |  | NO | NO | NO | [8 empty] | 2018-11-02 | NO | NO | NO | [6 empty] | AC | [7 empty] | NO
PLNLUZT045Y3 | PORTOR INDUSTRY INC | PORTOR | PT-T84FB18W 5000K | Linear Replacement Lamp | T8 Four-Foot | Dual Mode Internal Driver (UL Type A and Type B) |  | standard | NO | [10 empty] | 2018-05-17 | Not Dimmable | Not Dimmable | NO |  | MMMRAA | [25 empty] | 4.4 | 2580 | 139.37 | 18.51 | 21.98 | 0.8951 | 5000 | 82.3 |  |  |  | NO | NO | NO | [8 empty] | 2018-11-02 | NO | NO | NO | [6 empty] | AC | [7 empty] | NO
PLHW3SGU5N8I | PORTOR INDUSTRY INC | PORTOR | PT-T84FB18W 3000K | Linear Replacement Lamp | T8 Four-Foot | Dual Mode Internal Driver (UL Type A and Type B) |  | standard | YES |  | 2502 | 136.59 | 18.32 | 20.67 | 0.9039 | 2985 | 81.8 | 5 | 50000 | 2018-05-17 | Not Dimmable | Not Dimmable | NO |  | MMMRAA | [15 empty] | 89.1 |  | 1.14 | 1.4 | [6 empty] | 4.4 | 2502 | 136.59 | 18.32 | 20.48 | 0.9045 | 3000 | 81.8 |  |  |  | NO | NO | NO | [8 empty] | 2018-11-02 | NO | NO | NO | [6 empty] | AC | [7 empty] | NO
PLKR6Z6YJ7RD | PORTOR INDUSTRY INC | PORTOR | PT-T84FB18W 3500K | Linear Replacement Lamp | T8 Four-Foot | Dual Mode Internal Driver (UL Type A and Type B) |  | standard | NO | [10 empty] | 2018-05-17 | Not Dimmable | Not Dimmable | NO |  | MMMRAA | [25 empty] | 4.4 | 2522 | 136.92 | 18.42 | 20.48 | 0.9045 | 3500 | 81.8 |  |  |  | NO | NO | NO | [8 empty] | 2018-11-02 | NO | NO | NO | [6 empty] | AC | [7 empty] | NO
PLFUW7CMBFG1 | PORTOR INDUSTRY INC | PORTOR | PT-T84FB18W 4500K | Linear Replacement Lamp | T8 Four-Foot | Dual Mode Internal Driver (UL Type A and Type B) |  | standard | NO | [10 empty] | 2018-05-17 | Not Dimmable | Not Dimmable | NO |  | MMMRAA | [25 empty] | 4.4 | 2561 | 139.03 | 18.42 | 20.48 | 0.9045 | 4500 | 81.8 |  |  |  | NO | NO | NO | [8 empty] | 2018-11-02 | NO | NO | NO | [6 empty] | AC | [7 empty] | NO
PLVMOU2U9IEI | iGlo, LLC | IGLO LED | GL18WGLSPCT8GR5000KUDX1.2MF | Linear Replacement Lamp | T8 Four-Foot | Replacement Lamps (plug and play) (UL Type A) |  | standard | NO | [10 empty] | 2018-05-16 | Not Dimmable | Not Dimmable | NO |  | ZBAADX | [25 empty] | 4.4 | 2200 | 122.22 | 18 | 11.89 | 0.97 | 5000 | 83.9 |  |  |  | NO | NO | NO | [8 empty] | 2018-11-02 | NO | NO | NO | [6 empty] | AC | [7 empty] | NO
PL9JTMK4YQ28 | SmartRay Inc. | SmartRay | SR5T8A14W35K | Linear Replacement Lamp | T8 Four-Foot | Replacement Lamps (plug and play) (UL Type A) |  | standard | NO | [10 empty] | 2018-05-15 | Not Dimmable | Not Dimmable | NO |  | SSSCWM | [25 empty] | 4.4 | 2150 | 155 | 14 | 20 | 0.9 | 3500 | 80 |  |  |  | NO | NO | NO | [8 empty] | 2018-11-02 | NO | NO | NO | [6 empty] | AC | [7 empty] | NO
PLIS27E06LZG | JayKal LED Solutions, Inc. | JAYKAL | JLS68101-4-40K-F-12-BC-AL-S | Linear Replacement Lamp | T8 Four-Foot | Dual Mode Internal Driver (UL Type A and Type B) |  | standard | NO | [10 empty] | 2018-05-15 | Not Dimmable | Not Dimmable | NotYetVerified |  | NANOTS | [25 empty] | 4.4 | 1680 | 140 | 12 | 14.16 | 0.9 | 4000 | 80 |  |  |  | NO | NO | NO | [8 empty] | 2018-11-02 | NO | NO | NO | [6 empty] | AC | [7 empty] | NO
PL37AFWHXAJ0 | JayKal LED Solutions, Inc. | JAYKAL | JLS68101-4-35K-F-12-BC-NANO-S | Linear Replacement Lamp | T8 Four-Foot | Replacement Lamps (plug and play) (UL Type A) |  | standard | NO | [10 empty] | 2018-05-15 | Not Dimmable | Not Dimmable | NO |  | NANOTT | [25 empty] | 4.4 | 1617.6 | 134.8 | 12 | 19.23 | 0.963 | 3500 | 82.8 |  |  |  | NO | NO | NO | [8 empty] | 2018-11-02 | NO | NO | NO | [6 empty] | AC | [7 empty] | NO
PLHM550AWHW1 | JayKal LED Solutions, Inc. | JAYKAL | JLS68101-4-30K-F-12-BC-NANO-S | Linear Replacement Lamp | T8 Four-Foot | Replacement Lamps (plug and play) (UL Type A) |  | standard | YES |  | 1574.84 | 133.1 | 11.83 | 19.27 | 0.9231 | 2962 | 81.8 | 5 | 50000 | 2018-05-15 | Not Dimmable | Not Dimmable | NO |  | NANOTT | [15 empty] | 83.9 |  | 1.22 | 1.26 | [6 empty] | 4.4 | 1580.02 | 133.9 | 11.8 | 19.23 | 0.963 | 3000 | 82.5 |  |  |  | NO | NO | NO | [8 empty] | 2018-11-02 | NO | NO | NO | [6 empty] | AC | [7 empty] | NO
PL1KWP9CVZ4T | Universal Lighting Technologies | Everline | T8LDR4F15/840BC | Linear Replacement Lamp | T8 Four-Foot | Replacement Lamps (plug and play) (UL Type A) |  | standard | NO | [10 empty] | 2018-05-15 | Not Dimmable | Not Dimmable | NO |  | NANOUB | [25 empty] | 4.4 | 2200 | 122.2 | 18 | 20 | 0.9 | 4000 | 80 |  |  |  | NO | NO | NO | [8 empty] | 2018-11-02 | NO | NO | NO | [6 empty] | AC | [7 empty] | NO
PL4CQGHHOGUR | Universal Lighting Technologies | Everline | T8LDR4F11/840BC | Linear Replacement Lamp | T8 Four-Foot | Replacement Lamps (plug and play) (UL Type A) |  | standard | NO | [10 empty] | 2018-05-15 | Not Dimmable | Not Dimmable | NO |  | NANOUA | [25 empty] | 4.4 | 1800 | 124.1 | 14.5 | 20 | 0.9 | 4000 | 80 |  |  |  | NO | NO | NO | [8 empty] | 2018-11-02 | NO | NO | NO | [6 empty] | AC | [7 empty] | NO
PLPY37GEVM8F | JayKal LED Solutions, Inc. | JAYKAL | JLS68101-4-50K-F-12-BC-AL-S | Linear Replacement Lamp | T8 Four-Foot | Dual Mode Internal Driver (UL Type A and Type B) |  | standard | NO | [10 empty] | 2018-05-15 | Not Dimmable | Not Dimmable | NotYetVerified |  | NANOTS | [25 empty] | 4.4 | 1680 | 140 | 12 | 14.16 | 0.9 | 5000 | 80 |  |  |  | NO | NO | NO | [8 empty] | 2018-11-02 | NO | NO | NO | [6 empty] | AC | [7 empty] | NO
PL570I2HFICX | Universal Lighting Technologies | Everline | T8LDR4F15/850BC | Linear Replacement Lamp | T8 Four-Foot | Replacement Lamps (plug and play) (UL Type A) |  | standard | NO | [10 empty] | 2018-05-15 | Not Dimmable | Not Dimmable | NO |  | NANOUB | [25 empty] | 4.4 | 2200 | 122.2 | 18 | 20 | 0.9 | 5000 | 80 |  |  |  | NO | NO | NO | [8 empty] | 2018-11-02 | NO | NO | NO | [6 empty] | AC | [7 empty] | NO
PLP2PEA3FFZG | JayKal LED Solutions, Inc. | JAYKAL | JLS68101-4-35K-F-12-BC-AL-S | Linear Replacement Lamp | T8 Four-Foot | Dual Mode Internal Driver (UL Type A and Type B) |  | standard | NO | [10 empty] | 2018-05-15 | Not Dimmable | Not Dimmable | NotYetVerified |  | NANOTS | [25 empty] | 4.4 | 1620 | 135 | 12 | 14.16 | 0.9 | 3500 | 80 |  |  |  | NO | NO | NO | [8 empty] | 2018-11-02 | NO | NO | NO | [6 empty] | AC | [7 empty] | NO
PLRT1HHJRUCM | Universal Lighting Technologies | Everline | T8LDR4F11/850BC | Linear Replacement Lamp | T8 Four-Foot | Replacement Lamps (plug and play) (UL Type A) |  | standard | NO | [10 empty] | 2018-05-15 | Not Dimmable | Not Dimmable | NO |  | NANOUA | [25 empty] | 4.4 | 1800 | 124.1 | 14.5 | 20 | 0.9 | 5000 | 80 |  |  |  | NO | NO | NO | [8 empty] | 2018-11-02 | NO | NO | NO | [6 empty] | AC | [7 empty] | NO
PLBGWSPXUR6A | SmartRay Inc. | SmartRay | SR5T8A17W35K | Linear Replacement Lamp | T8 Four-Foot | Replacement Lamps (plug and play) (UL Type A) |  | standard | NO | [10 empty] | 2018-05-15 | Not Dimmable | Not Dimmable | NO |  | SSSCWN | [25 empty] | 4.4 | 2590 | 152 | 17 | 20 | 0.9 | 3500 | 80 |  |  |  | NO | NO | NO | [8 empty] | 2018-11-02 | NO | NO | NO | [6 empty] | AC | [7 empty] | NO
PL2ZQ79V7WOK | JayKal LED Solutions, Inc. | JAYKAL | JLS68101-4-40K-F-12-BC-NANO-S | Linear Replacement Lamp | T8 Four-Foot | Replacement Lamps (plug and play) (UL Type A) |  | standard | NO | [10 empty] | 2018-05-15 | Not Dimmable | Not Dimmable | NO |  | NANOTT | [25 empty] | 4.4 | 1628.4 | 135.7 | 12 | 19.23 | 0.963 | 4000 | 83.1 |  |  |  | NO | NO | NO | [8 empty] | 2018-11-02 | NO | NO | NO | [6 empty] | AC | [7 empty] | NO
PLJ9OAP06L9T | JayKal LED Solutions, Inc. | JAYKAL | JLS68101-4-30K-F-12-BC-AL-S | Linear Replacement Lamp | T8 Four-Foot | Dual Mode Internal Driver (UL Type A and Type B) |  | standard | YES |  | 1572.9 | 112.36 | 14 | 14.16 | 0.9756 | 2900 | 83.8 | 5 | 50000 | 2018-05-15 | Not Dimmable | Not Dimmable | NotYetVerified |  | NANOTS | [15 empty] | 84.5 |  | 1.24 | 1.42 | [6 empty] | 4.4 | 1620 | 135 | 12 | 14.16 | 0.9 | 3000 | 80 |  |  |  | NO | NO | NO | [8 empty] | 2018-11-02 | NO | NO | NO | [6 empty] | AC | [7 empty] | NO
PLTBPIQPPQH8 | JayKal LED Solutions, Inc. | JAYKAL | JLS68101-4-50K-F-12-BC-NANO-S | Linear Replacement Lamp | T8 Four-Foot | Replacement Lamps (plug and play) (UL Type A) |  | standard | NO | [10 empty] | 2018-05-15 | Not Dimmable | Not Dimmable | NO |  | NANOTT | [25 empty] | 4.4 | 1661.1 | 137.5 | 12.1 | 19.23 | 0.963 | 5000 | 83.6 |  |  |  | NO | NO | NO | [8 empty] | 2018-11-02 | NO | NO | NO | [6 empty] | AC | [7 empty] | NO
PBRJBBNU | ARKSMART INC | ARKSMART | ARK/UE/10K (3000K) | Linear Replacement Lamp | T8 Four-Foot | Dual Mode Internal Driver (UL Type A and Type B) |  | standard | YES |  | 1702.9 | 132.52 | 12.85 | 12.7 | 0.9511 | 3023 | 82.4 | 5 | 50000 | 2018-05-11 | Not Dimmable | Not Dimmable | NO |  | TTTVAT | [15 empty] | 78.6 |  | 1.16 | 1.24 | [6 empty] | 4.4 | 1702.9 | 132.52 | 12.85 | 12.7 | 0.9511 | 3000 | 82.4 |  |  |  | NO | NO | NO | [8 empty] | 2018-11-02 | NO | NO | NO | [6 empty] | AC | [7 empty] | NO
P3EOFFT4 | ARKSMART INC | ARKSMART | ARK/UE/10K (4000K) | Linear Replacement Lamp | T8 Four-Foot | Dual Mode Internal Driver (UL Type A and Type B) |  | standard | NO | [10 empty] | 2018-05-11 | Not Dimmable | Not Dimmable | NO |  | TTTVAT | [25 empty] | 4.4 | 1702.9 | 132.52 | 12.85 | 12.7 | 0.9511 | 4000 | 82.4 |  |  |  | NO | NO | NO | [8 empty] | 2018-11-02 | NO | NO | NO | [6 empty] | AC | [7 empty] | NO
PTX1G1VZ | ARKSMART INC | ARKSMART | ARK/UR/10K (3000K) | Linear Replacement Lamp | T8 Four-Foot | Dual Mode Internal Driver (UL Type A and Type B) |  | standard | YES |  | 1722 | 133.08 | 12.94 | 12.22 | 0.9523 | 3022 | 82.9 | 5 | 50000 | 2018-05-11 | Not Dimmable | Not Dimmable | NO |  | TTTVAS | [15 empty] | 79.1 |  | 1.16 | 1.22 | [6 empty] | 4.4 | 1722 | 133.08 | 12.94 | 12.22 | 0.9523 | 3000 | 82.9 |  |  |  | NO | NO | NO | [8 empty] | 2018-11-02 | NO | NO | NO | [6 empty] | AC | [7 empty] | NO
PJQ7T9LH | ARKSMART INC | ARKSMART | ARK/UR/10K (4000K) | Linear Replacement Lamp | T8 Four-Foot | Dual Mode Internal Driver (UL Type A and Type B) |  | standard | NO | [10 empty] | 2018-05-11 | Not Dimmable | Not Dimmable | NO |  | TTTVAS | [25 empty] | 4.4 | 1722 | 133.08 | 12.94 | 12.22 | 0.9523 | 4000 | 82.9 |  |  |  | NO | NO | NO | [8 empty] | 2018-11-02 | NO | NO | NO | [6 empty] | AC | [7 empty] | NO
P6SRDHBI | ARKSMART INC | ARKSMART | ARK/UR/10K (5000K) | Linear Replacement Lamp | T8 Four-Foot | Dual Mode Internal Driver (UL Type A and Type B) |  | standard | NO | [10 empty] | 2018-05-11 | Not Dimmable | Not Dimmable | NO |  | TTTVAS | [25 empty] | 4.4 | 1770.4 | 137.24 | 12.9 | 12.22 | 0.9523 | 5000 | 83 |  |  |  | NO | NO | NO | [8 empty] | 2018-11-02 | NO | NO | NO | [6 empty] | AC | [7 empty] | NO
P3AJG8RI | ARKSMART INC | ARKSMART | ARK/UE/10K (3500K) | Linear Replacement Lamp | T8 Four-Foot | Dual Mode Internal Driver (UL Type A and Type B) |  | standard | NO | [10 empty] | 2018-05-11 | Not Dimmable | Not Dimmable | NO |  | TTTVAT | [25 empty] | 4.4 | 1702.9 | 132.52 | 12.85 | 12.7 | 0.9511 | 3500 | 82.4 |  |  |  | NO | NO | NO | [8 empty] | 2018-11-02 | NO | NO | NO | [6 empty] | AC | [7 empty] | NO
PLAXFXC4 | ARKSMART INC | ARKSMART | ARK/UE/10K (4500K) | Linear Replacement Lamp | T8 Four-Foot | Dual Mode Internal Driver (UL Type A and Type B) |  | standard | NO | [10 empty] | 2018-05-11 | Not Dimmable | Not Dimmable | NO |  | TTTVAT | [25 empty] | 4.4 | 1702.9 | 132.52 | 12.85 | 12.7 | 0.9511 | 4500 | 82.4 |  |  |  | NO | NO | NO | [8 empty] | 2018-11-02 | NO | NO | NO | [6 empty] | AC | [7 empty] | NO
PI5M9EAP | ARKSMART INC | ARKSMART | ARK/UE/10K (5000K) | Linear Replacement Lamp | T8 Four-Foot | Dual Mode Internal Driver (UL Type A and Type B) |  | standard | NO | [10 empty] | 2018-05-11 | Not Dimmable | Not Dimmable | NO |  | TTTVAT | [25 empty] | 4.4 | 1715.7 | 134.78 | 12.73 | 12.7 | 0.9511 | 5000 | 78.8 |  |  |  | NO | NO | NO | [8 empty] | 2018-11-02 | NO | NO | NO | [6 empty] | AC | [7 empty] | NO
PWRS0RRL | ARKSMART INC | ARKSMART | ARK/UR/10K (3500K) | Linear Replacement Lamp | T8 Four-Foot | Dual Mode Internal Driver (UL Type A and Type B) |  | standard | NO | [10 empty] | 2018-05-11 | Not Dimmable | Not Dimmable | NO |  | TTTVAS | [25 empty] | 4.4 | 1722 | 133.08 | 12.94 | 12.22 | 0.9523 | 3500 | 82.9 |  |  |  | NO | NO | NO | [8 empty] | 2018-11-02 | NO | NO | NO | [6 empty] | AC | [7 empty] | NO
PG9N59RR | ARKSMART INC | ARKSMART | ARK/UR/10K (4500K) | Linear Replacement Lamp | T8 Four-Foot | Dual Mode Internal Driver (UL Type A and Type B) |  | standard | NO | [10 empty] | 2018-05-11 | Not Dimmable | Not Dimmable | NO |  | TTTVAS | [25 empty] | 4.4 | 1722 | 133.08 | 12.94 | 12.22 | 0.9523 | 4500 | 82.9 |  |  |  | NO | NO | NO | [8 empty] | 2018-11-02 | NO | NO | NO | [6 empty] | AC | [7 empty] | NO
PVA0EZL5 | ARKSMART INC | ARKSMART | ARK/UR/14K (3000K) | Linear Replacement Lamp | T8 Four-Foot | Dual Mode Internal Driver (UL Type A and Type B) |  | standard | YES |  | 2118.8 | 126.04 | 16.81 | 10.05 | 0.9638 | 3000 | 80.7 | 5 | 50000 | 2018-05-07 | Not Dimmable | Not Dimmable | NO |  | IIILYE | [15 empty] | 79.4 |  | 1.14 | 1.22 | [6 empty] | 4.4 | 2118.8 | 126.04 | 16.81 | 10.05 | 0.9638 | 3000 | 80.7 |  |  |  | NO | NO | NO | [8 empty] | 2018-11-02 | NO | NO | NO | [6 empty] | AC | [7 empty] | NO
POFANO2W | ARKSMART INC | ARKSMART | ARK/UR/14K (3500K) | Linear Replacement Lamp | T8 Four-Foot | Dual Mode Internal Driver (UL Type A and Type B) |  | standard | NO | [10 empty] | 2018-05-07 | Not Dimmable | Not Dimmable | NO |  | IIILYE | [25 empty] | 4.4 | 2118.8 | 126.04 | 16.81 | 10.05 | 0.9638 | 3500 | 80.7 |  |  |  | NO | NO | NO | [8 empty] | 2018-11-02 | NO | NO | NO | [6 empty] | AC | [7 empty] | NO
POZYDUVU | ARKSMART INC | ARKSMART | ARK/UR/14K (4000K) | Linear Replacement Lamp | T8 Four-Foot | Dual Mode Internal Driver (UL Type A and Type B) |  | standard | NO | [10 empty] | 2018-05-07 | Not Dimmable | Not Dimmable | NO |  | IIILYE | [25 empty] | 4.4 | 2118.8 | 126.04 | 16.81 | 10.05 | 0.9638 | 4000 | 80.7 |  |  |  | NO | NO | NO | [8 empty] | 2018-11-02 | NO | NO | NO | [6 empty] | AC | [7 empty] | NO
PL1Z9P1Y | ARKSMART INC | ARKSMART | ARK/UR/14K (5000K) | Linear Replacement Lamp | T8 Four-Foot | Dual Mode Internal Driver (UL Type A and Type B) |  | standard | NO | [10 empty] | 2018-05-07 | Not Dimmable | Not Dimmable | NO |  | IIILYE | [25 empty] | 4.4 | 2269.3 | 134.76 | 16.84 | 10.05 | 0.9638 | 5000 | 81.8 |  |  |  | NO | NO | NO | [8 empty] | 2018-11-02 | NO | NO | NO | [6 empty] | AC | [7 empty] | NO
PT3A8OEG | ARKSMART INC | ARKSMART | ARK/UR/14K (4500K) | Linear Replacement Lamp | T8 Four-Foot | Dual Mode Internal Driver (UL Type A and Type B) |  | standard | NO | [10 empty] | 2018-05-07 | Not Dimmable | Not Dimmable | NO |  | IIILYE | [25 empty] | 4.4 | 2118.8 | 126.04 | 16.81 | 10.05 | 0.9638 | 4500 | 80.7 |  |  |  | NO | NO | NO | [8 empty] | 2018-11-02 | NO | NO | NO | [6 empty] | AC | [7 empty] | NO
PL5O3M7V9NKI | LEDone Distribution, Inc. | LEDone | LOD-4FT17WC-50KA | Linear Replacement Lamp | T8 Four-Foot | Replacement Lamps (plug and play) (UL Type A) |  | standard | NO | [10 empty] | 2018-05-04 | Dimmable | Stepped | NO |  | NANOST | [25 empty] | 4.4 | 2200 | 125 | 17.5 | 10.2 | 0.992 | 5000 | 81.5 |  |  |  | NO | NO | NO | [8 empty] | 2018-11-02 | NO | NO | NO | [6 empty] | AC | [7 empty] | NO
PLOPL6U7DN5J | LEDone Distribution, Inc. | LEDone | LOD-4FT17WF-30KA | Linear Replacement Lamp | T8 Four-Foot | Replacement Lamps (plug and play) (UL Type A) |  | standard | YES |  | 2108.1 | 122.04 | 17.27 | 9.01 | 0.966 | 2941 | 83.2 | 5 | 50000 | 2018-05-04 | Not Dimmable | Not Dimmable | NO |  | NANOSU | [15 empty] | 84.1 |  | 1.24 | 1.28 | [6 empty] | 4.4 | 2100 | 120 | 17.5 | 20 | 0.9 | 3000 | 80 |  |  |  | NO | NO | NO | [8 empty] | 2018-11-02 | NO | NO | NO | [6 empty] | AC | [7 empty] | NO
PLK84REATLNY | LEDone Distribution, Inc. | LEDone | LOD-4FT17WF-40KA | Linear Replacement Lamp | T8 Four-Foot | Replacement Lamps (plug and play) (UL Type A) |  | standard | NO | [10 empty] | 2018-05-04 | Not Dimmable | Not Dimmable | NO |  | NANOSU | [25 empty] | 4.4 | 2145 | 122 | 17.5 | 20 | 0.9 | 4000 | 80 |  |  |  | NO | NO | NO | [8 empty] | 2018-11-02 | NO | NO | NO | [6 empty] | AC | [7 empty] | NO
PLIU2ULB3HG1 | LEDone Distribution, Inc. | LEDone | LOD-4FT17WC-40KA | Linear Replacement Lamp | T8 Four-Foot | Replacement Lamps (plug and play) (UL Type A) |  | standard | NO | [10 empty] | 2018-05-04 | Dimmable | Stepped | NO |  | NANOST | [25 empty] | 4.4 | 2200 | 125 | 17.5 | 10.2 | 0.992 | 4000 | 81.5 |  |  |  | NO | NO | NO | [8 empty] | 2018-11-02 | NO | NO | NO | [6 empty] | AC | [7 empty] | NO
PLYUAMAZ498F | LEDone Distribution, Inc. | LEDone | LOD-4FT17WC-30KA | Linear Replacement Lamp | T8 Four-Foot | Replacement Lamps (plug and play) (UL Type A) |  | standard | YES |  | 2112.71 | 119.7 | 17.65 | 10.2 | 0.9694 | 2945 | 82.4 | 5 | 50000 | 2018-05-04 | Dimmable | Stepped | NO |  | NANOST | [15 empty] | 85.6 |  | 1.26 | 1.24 | [6 empty] | 4.4 | 2200 | 125 | 17.5 | 10.2 | 0.992 | 3000 | 82.4 |  |  |  | NO | NO | NO | [8 empty] | 2018-11-02 | NO | NO | NO | [6 empty] | AC | [7 empty] | NO
PLSX7XKT1PXL | LEDone Distribution, Inc. | LEDone | LOD-4FT17WF-50KA | Linear Replacement Lamp | T8 Four-Foot | Replacement Lamps (plug and play) (UL Type A) |  | standard | NO | [10 empty] | 2018-05-04 | Not Dimmable | Not Dimmable | NO |  | NANOSU | [25 empty] | 4.4 | 2145 | 122 | 17.5 | 20 | 0.9 | 5000 | 80 |  |  |  | NO | NO | NO | [8 empty] | 2018-11-02 | NO | NO | NO | [6 empty] | AC | [7 empty] | NO
PLGDX2KAIL3U | ARVA LLC DBA HYLITE LED LLC. | HyLite | HL-GT8-4AB-18W-50K | Linear Replacement Lamp | T8 Four-Foot | Dual Mode Internal Driver (UL Type A and Type B) |  | standard | NO | [10 empty] | 2018-05-03 | Not Dimmable | Not Dimmable | NO |  | YYYCZD | [25 empty] | 4.4 | 2298.7 | 120.1 | 19.1 | 13.3 | 0.925 | 4970 | 83.3 |  |  |  | NO | NO | NO | [8 empty] | 2018-11-02 | NO | NO | NO | [6 empty] | AC | [7 empty] | NO
P3541ME8 | ARKSMART INC | ARKSMART | ARK/UR/12K (4000K) | Linear Replacement Lamp | T8 Four-Foot | Dual Mode Internal Driver (UL Type A and Type B) |  | standard | NO | [10 empty] | 2018-05-01 | Not Dimmable | Not Dimmable | NO |  | IIILXQ | [25 empty] | 4.4 | 1974.9 | 129.08 | 15.3 | 9.59 | 0.962 | 4000 | 80.7 |  |  |  | NO | NO | NO | [8 empty] | 2018-11-02 | NO | NO | NO | [6 empty] | AC | [7 empty] | NO
PVNB7GGM | ARKSMART INC | ARKSMART | ARK/UR/12K (3500K) | Linear Replacement Lamp | T8 Four-Foot | Dual Mode Internal Driver (UL Type A and Type B) |  | standard | NO | [10 empty] | 2018-05-01 | Not Dimmable | Not Dimmable | NO |  | IIILXQ | [25 empty] | 4.4 | 1974.9 | 129.08 | 15.3 | 9.59 | 0.962 | 3500 | 80.7 |  |  |  | NO | NO | NO | [8 empty] | 2018-11-02 | NO | NO | NO | [6 empty] | AC | [7 empty] | NO
P2WN5KCY | ARKSMART INC | ARKSMART | ARK/UR/12K (4500K) | Linear Replacement Lamp | T8 Four-Foot | Dual Mode Internal Driver (UL Type A and Type B) |  | standard | NO | [10 empty] | 2018-05-01 | Not Dimmable | Not Dimmable | NO |  | IIILXQ | [25 empty] | 4.4 | 1974.9 | 129.08 | 15.3 | 9.59 | 0.962 | 4500 | 80.7 |  |  |  | NO | NO | NO | [8 empty] | 2018-11-02 | NO | NO | NO | [6 empty] | AC | [7 empty] | NO
P3GIG83Z | ARKSMART INC | ARKSMART | ARK/UR/12K (5000K) | Linear Replacement Lamp | T8 Four-Foot | Dual Mode Internal Driver (UL Type A and Type B) |  | standard | NO | [10 empty] | 2018-05-01 | Not Dimmable | Not Dimmable | NO |  | IIILXQ | [25 empty] | 4.4 | 2067.8 | 135.42 | 15.27 | 9.59 | 0.962 | 5000 | 82.5 |  |  |  | NO | NO | NO | [8 empty] | 2018-11-02 | NO | NO | NO | [6 empty] | AC | [7 empty] | NO
PUZ942P0 | ARKSMART INC | ARKSMART | ARK/UR/12K (3000K) | Linear Replacement Lamp | T8 Four-Foot | Dual Mode Internal Driver (UL Type A and Type B) |  | standard | YES |  | 1974.9 | 129.08 | 15.3 | 9.59 | 0.962 | 2989 | 80.7 | 5 | 50000 | 2018-05-01 | Not Dimmable | Not Dimmable | NO |  | IIILXQ | [15 empty] | 79.5 |  | 1.14 | 1.22 | [6 empty] | 4.4 | 1974.9 | 129.08 | 15.3 | 9.59 | 0.962 | 3000 | 80.7 |  |  |  | NO | NO | NO | [8 empty] | 2018-11-02 | NO | NO | NO | [6 empty] | AC | [7 empty] | NO
P9KMYDD8 | Espen Technology | Espen | L48T8/840/12G-EB F | Linear Replacement Lamp | T8 Four-Foot | Replacement Lamps (plug and play) (UL Type A) |  | standard | NO | [10 empty] | 2017-04-06 | Not Dimmable | Not Dimmable | NO |  | XXXARZ | [25 empty] | 4.4 | 1800 | 124 | 14.5 | 13.61 | 0.95 | 4000 | 82 |  |  |  | NO | NO | NO | 2018-05-02 | 4.3 |  | standard |  |  |  |  | 2018-11-02 | NO | NO | NO | [6 empty] | AC | [7 empty] | NO
PJDV4DZJ | Espen Technology | Espen | L48T8/850/15G-EB F | Linear Replacement Lamp | T8 Four-Foot | Replacement Lamps (plug and play) (UL Type A) |  | standard | NO | [10 empty] | 2017-04-06 | Not Dimmable | Not Dimmable | NO |  | XXXASA | [25 empty] | 4.4 | 2200 | 124 | 18 | 10.2 | 0.97 | 5000 | 82 |  |  |  | NO | NO | NO | 2018-05-02 | 4.3 |  | standard |  |  |  |  | 2018-11-02 | NO | NO | NO | [6 empty] | AC | [7 empty] | NO
PG78RSRN | Espen Technology | Espen | L48T8/850/15G-EB-AC | Linear Replacement Lamp | T8 Four-Foot | Replacement Lamps (plug and play) (UL Type A) |  | standard | NO | [10 empty] | 2016-01-26 | Not Dimmable | Not Dimmable | NO |  | WWWABP | [25 empty] | 4.4 | 2300 | 121.1 | 19 | 20 | 0.9 | 5000 | 83 |  |  |  | NO | NO | NO | 2018-05-02 | 4.3 |  | standard |  |  |  |  | 2018-11-02 | NO | NO | NO | [6 empty] | AC | [7 empty] | NO
PP9DYY0Z | GE Lighting Solutions | GE Lighting | LED15ET8G484/10L | Linear Replacement Lamp | T8 Four-Foot | Replacement Lamps (plug and play) (UL Type A) |  | standard | NO | [10 empty] | 2018-09-18 | Dimmable | Continuous Below 10 | NO |  | XXXAHN | [25 empty] | 4.4 | 2200 | 122.2 | 18 | 20 | 0.9 | 4000 | 80 |  |  |  | NO | NO | NO | [8 empty] | 2018-11-02 | NO | NO | NO | [6 empty] | AC | [7 empty] | NO
PL7BDKR83S1H | Super Bright LEDs | superbrightleds.com | T8A-40K18S-GF | Linear Replacement Lamp | T8 Four-Foot | Replacement Lamps (plug and play) (UL Type A) |  | standard | NO | [10 empty] | 2018-04-27 | Not Dimmable | Not Dimmable | NO |  | NANOQD | [25 empty] | 4.4 | 2299 | 123.84 | 18.57 | 10 | 0.9 | 4000 | 80 |  |  |  | NO | NO | NO | [8 empty] | 2018-11-02 | NO | NO | NO | [6 empty] | AC | [7 empty] | NO
PLAWV1Y92H02 | Super Bright LEDs | superbrightleds.com | T8A-30K18S-GF | Linear Replacement Lamp | T8 Four-Foot | Replacement Lamps (plug and play) (UL Type A) |  | standard | YES |  | 2189 | 120.71 | 18.14 | 7.96 | 0.9064 | 2934 | 81.8 | 5 | 50000 | 2018-04-27 | Not Dimmable | Not Dimmable | NO |  | NANOQD | [15 empty] | 84.3 |  | 1.24 | 1.2 | [6 empty] | 4.4 | 2189 | 120.67 | 18.14 | 10 | 0.9 | 3000 | 80 |  |  |  | NO | NO | NO | [8 empty] | 2018-11-02 | NO | NO | NO | [6 empty] | AC | [7 empty] | NO
PLRDWVX86Q3F | Super Bright LEDs | superbrightleds.com | T8A-35K18S-GF | Linear Replacement Lamp | T8 Four-Foot | Replacement Lamps (plug and play) (UL Type A) |  | standard | NO | [10 empty] | 2018-04-27 | Not Dimmable | Not Dimmable | NO |  | NANOQD | [25 empty] | 4.4 | 2244 | 120.87 | 18.57 | 10 | 0.9 | 3500 | 80 |  |  |  | NO | NO | NO | [8 empty] | 2018-11-02 | NO | NO | NO | [6 empty] | AC | [7 empty] | NO
PLPYSH64YM59 | Super Bright LEDs | superbrightleds.com | T8A-50K18S-GF | Linear Replacement Lamp | T8 Four-Foot | Replacement Lamps (plug and play) (UL Type A) |  | standard | NO | [10 empty] | 2018-04-27 | Not Dimmable | Not Dimmable | NO |  | NANOQD | [25 empty] | 4.4 | 2409 | 126.86 | 18.99 | 10 | 0.9 | 5000 | 80 |  |  |  | NO | NO | NO | [8 empty] | 2018-11-02 | NO | NO | NO | [6 empty] | AC | [7 empty] | NO
PU28E96V | ARKSMART INC | ARKSMART | ARK/UI/12K (4000K) | Linear Replacement Lamp | T8 Four-Foot | Dual Mode Internal Driver (UL Type A and Type B) |  | standard | NO | [10 empty] | 2018-04-26 | Not Dimmable | Not Dimmable | NO |  | IIILWW | [25 empty] | 4.4 | 1763.7 | 154.03 | 11.45 | 9.82 | 0.934 | 4000 | 82.6 |  |  |  | NO | NO | NO | [8 empty] | 2018-11-02 | NO | NO | NO | [6 empty] | AC | [7 empty] | NO
P1LEIJ8C | ARKSMART INC | ARKSMART | ARK/UI/12K (3000K) | Linear Replacement Lamp | T8 Four-Foot | Dual Mode Internal Driver (UL Type A and Type B) |  | standard | YES |  | 1763.7 | 154.03 | 11.45 | 9.82 | 0.934 | 3037 | 82.6 | 5 | 50000 | 2018-04-26 | Not Dimmable | Not Dimmable | NO |  | IIILWW | [15 empty] | 78.6 |  | 1.18 | 1.26 | [6 empty] | 4.4 | 1763.7 | 154.03 | 11.45 | 9.82 | 0.934 | 3000 | 82.6 |  |  |  | NO | NO | NO | [8 empty] | 2018-11-02 | NO | NO | NO | [6 empty] | AC | [7 empty] | NO
PL079C2UYJOY | Ledtronics Inc. | Ledtronics | LED48T8DM-12W-XPW-[001,101]WF | Linear Replacement Lamp | T8 Four-Foot | Replacement Lamps (plug and play) (UL Type A) |  | standard | NO | [10 empty] | 2018-04-26 | Not Dimmable | Not Dimmable | NO |  | YYYCYT | [25 empty] | 4.4 | 1900 | 126 | 15 | 14.6 | 0.9 | 5000 | 83 |  |  |  | NO | NO | NO | [8 empty] | 2018-11-02 | NO | NO | NO | [6 empty] | AC | [7 empty] | NO
PLGLN538IKWD | Ledtronics Inc. | Ledtronics | LED48T8DM-18W-XPW-[001,101]WF | Linear Replacement Lamp | T8 Four-Foot | Replacement Lamps (plug and play) (UL Type A) |  | standard | NO | [10 empty] | 2018-04-26 | Not Dimmable | Not Dimmable | NO |  | YYYCYV | [25 empty] | 4.4 | 2800 | 133 | 21 | 13.7 | 0.9 | 5000 | 83 |  |  |  | NO | NO | NO | [8 empty] | 2018-11-02 | NO | NO | NO | [6 empty] | AC | [7 empty] | NO
PLSX5FA303KB | Ledtronics Inc. | Ledtronics | LED48T8DM-12W-XWW-[001,101]WC | Linear Replacement Lamp | T8 Four-Foot | Replacement Lamps (plug and play) (UL Type A) |  | standard | YES |  | 2185.96 | 148.1 | 14.76 | 14.3 | 0.911 | 4041 | 84.5 | 5 | 50000 | 2018-04-26 | Not Dimmable | Not Dimmable | NO |  | YYYCYS | [15 empty] | 82 |  | 1.14 | 1.24 | [6 empty] | 4.4 | 2000 | 133 | 15 | 14.3 | 0.9 | 4000 | 84 |  |  |  | NO | NO | NO | [8 empty] | 2018-11-02 | NO | NO | NO | [6 empty] | AC | [7 empty] | NO
PKTW1E6U | ARKSMART INC | ARKSMART | ARK/UI/12K (4500K) | Linear Replacement Lamp | T8 Four-Foot | Dual Mode Internal Driver (UL Type A and Type B) |  | standard | NO | [10 empty] | 2018-04-26 | Not Dimmable | Not Dimmable | NO |  | IIILWW | [25 empty] | 4.4 | 1763.7 | 154.03 | 11.45 | 9.82 | 0.934 | 4500 | 82.6 |  |  |  | NO | NO | NO | [8 empty] | 2018-11-02 | NO | NO | NO | [6 empty] | AC | [7 empty] | NO
PL54BZYUIWVM | Ledtronics Inc. | Ledtronics | LED48T8DM-12W-XPW-[001,101]WC | Linear Replacement Lamp | T8 Four-Foot | Replacement Lamps (plug and play) (UL Type A) |  | standard | NO | [10 empty] | 2018-04-26 | Not Dimmable | Not Dimmable | NO |  | YYYCYS | [25 empty] | 4.4 | 2100 | 140 | 15 | 14.3 | 0.9 | 5000 | 82 |  |  |  | NO | NO | NO | [8 empty] | 2018-11-02 | NO | NO | NO | [6 empty] | AC | [7 empty] | NO
PCENPP2W | ARKSMART INC | ARKSMART | ARK/UI/12K (5000K) | Linear Replacement Lamp | T8 Four-Foot | Dual Mode Internal Driver (UL Type A and Type B) |  | standard | NO | [10 empty] | 2018-04-26 | Not Dimmable | Not Dimmable | NO |  | IIILWW | [25 empty] | 4.4 | 1810.8 | 159.12 | 11.38 | 9.82 | 0.934 | 5000 | 78.8 |  |  |  | NO | NO | NO | [8 empty] | 2018-11-02 | NO | NO | NO | [6 empty] | AC | [7 empty] | NO
P2KEYK7C | ARKSMART INC | ARKSMART | ARK/UI/12K (3500K) | Linear Replacement Lamp | T8 Four-Foot | Dual Mode Internal Driver (UL Type A and Type B) |  | standard | NO | [10 empty] | 2018-04-26 | Not Dimmable | Not Dimmable | NO |  | IIILWW | [25 empty] | 4.4 | 1763.7 | 154.03 | 11.45 | 9.82 | 0.934 | 3500 | 82.6 |  |  |  | NO | NO | NO | [8 empty] | 2018-11-02 | NO | NO | NO | [6 empty] | AC | [7 empty] | NO
PLOX8TFHLUTH | Ledtronics Inc. | Ledtronics | LED48T8DM-18W-XPW-[001,101]WC | Linear Replacement Lamp | T8 Four-Foot | Replacement Lamps (plug and play) (UL Type A) |  | standard | NO | [10 empty] | 2018-04-26 | Not Dimmable | Not Dimmable | NO |  | YYYCYU | [25 empty] | 4.4 | 2900 | 138 | 21 | 14.3 | 0.9 | 5000 | 82 |  |  |  | NO | NO | NO | [8 empty] | 2018-11-02 | NO | NO | NO | [6 empty] | AC | [7 empty] | NO
PLS5GWAGJC5G | Ledtronics Inc. | Ledtronics | LED48T8DM-18W-XWW-[001,101]WC | Linear Replacement Lamp | T8 Four-Foot | Replacement Lamps (plug and play) (UL Type A) |  | standard | YES |  | 2947.58 | 141.1 | 20.89 | 14.3 | 0.912 | 4039 | 84.3 | 5 | 50000 | 2018-04-26 | Not Dimmable | Not Dimmable | NO |  | YYYCYU | [15 empty] | 81.6 |  | 1.08 | 1.24 | [6 empty] | 4.4 | 2800 | 133 | 21 | 14.3 | 0.9 | 4000 | 84 |  |  |  | NO | NO | NO | [8 empty] | 2018-11-02 | NO | NO | NO | [6 empty] | AC | [7 empty] | NO
PL0GTRB7A7RE | Ledtronics Inc. | Ledtronics | LED48T8DM-12W-XWW-[001,101]WF | Linear Replacement Lamp | T8 Four-Foot | Replacement Lamps (plug and play) (UL Type A) |  | standard | YES |  | 1984.96 | 135.4 | 14.66 | 14.6 | 0.915 | 4025 | 84.9 | 5 | 50000 | 2018-04-26 | Not Dimmable | Not Dimmable | NO |  | YYYCYT | [15 empty] | 79.4 |  | 1.12 | 1.26 | [6 empty] | 4.4 | 1800 | 120 | 15 | 14.6 | 0.9 | 4000 | 85 |  |  |  | NO | NO | NO | [8 empty] | 2018-11-02 | NO | NO | NO | [6 empty] | AC | [7 empty] | NO
PLWGEWJCHZQY | Ledtronics Inc. | Ledtronics | LED48T8DM-18W-XWW-[001,101]WF | Linear Replacement Lamp | T8 Four-Foot | Replacement Lamps (plug and play) (UL Type A) |  | standard | YES |  | 2810.12 | 130.4 | 21.55 | 13.7 | 0.915 | 4029 | 84.8 | 5 | 50000 | 2018-04-26 | Not Dimmable | Not Dimmable | NO |  | YYYCYV | [15 empty] | 79.4 |  | 1.14 | 1.24 | [6 empty] | 4.4 | 2700 | 128 | 21 | 13.7 | 0.9 | 4000 | 85 |  |  |  | NO | NO | NO | [8 empty] | 2018-11-02 | NO | NO | NO | [6 empty] | AC | [7 empty] | NO
PLXR1IPXHXZM | Turolight Inc. | TUROLIGHT | PRO-T8DF/15W/50/F | Linear Replacement Lamp | T8 Four-Foot | Replacement Lamps (plug and play) (UL Type A) |  | standard | NO | [10 empty] | 2018-04-25 | Not Dimmable | Not Dimmable | NO |  | YYYCYH | [25 empty] | 4.4 | 2031 | 120.82 | 16.86 | 15 | 0.9 | 5000 | 80 |  |  |  | NO | NO | NO | [8 empty] | 2018-11-02 | NO | NO | NO | [6 empty] | AC | [7 empty] | NO
PL1WMMIZ | CH Lighting Technology Co.,Ltd. | CH | CH1128-48-15W 850-7 | Linear Replacement Lamp | T8 Four-Foot | Replacement Lamps (plug and play) (UL Type A) |  | standard | NO | [10 empty] | 2018-04-24 | Dimmable | Continuous Below 10 | NO |  | EAEFOE | [25 empty] | 4.4 | 2200 | 122 | 18 | 5.73 | 0.9765 | 5000 | 83 |  |  |  | NO | NO | NO | [8 empty] | 2018-11-02 | NO | NO | NO | [6 empty] | AC | [7 empty] | NO
PLHONM2I | CH Lighting Technology Co.,Ltd. | CH | CH1128-48-15W 840-7 | Linear Replacement Lamp | T8 Four-Foot | Replacement Lamps (plug and play) (UL Type A) |  | standard | NO | [10 empty] | 2018-04-24 | Dimmable | Continuous Below 10 | NO |  | EAEFOE | [25 empty] | 4.4 | 2200 | 122 | 18 | 5.72 | 0.9768 | 4000 | 83 |  |  |  | NO | NO | NO | [8 empty] | 2018-11-02 | NO | NO | NO | [6 empty] | AC | [7 empty] | NO
PPZ0BTQH | CH Lighting Technology Co.,Ltd. | CH | CH1118-48-15W 850-7 | Linear Replacement Lamp | T8 Four-Foot | Replacement Lamps (plug and play) (UL Type A) |  | standard | NO | [10 empty] | 2018-04-24 | Dimmable | Continuous Below 10 | NO |  | EAEFOD | [25 empty] | 4.4 | 2200 | 122 | 18 | 5.8 | 0.9765 | 5000 | 83 |  |  |  | NO | NO | NO | [8 empty] | 2018-11-02 | NO | NO | NO | [6 empty] | AC | [7 empty] | NO
PIBASAAV | CH Lighting Technology Co.,Ltd. | CH | CH1118-48-15W 840-7 | Linear Replacement Lamp | T8 Four-Foot | Replacement Lamps (plug and play) (UL Type A) |  | standard | NO | [10 empty] | 2018-04-24 | Dimmable | Continuous Below 10 | NO |  | EAEFOD | [25 empty] | 4.4 | 2200 | 122 | 18 | 5.73 | 0.9768 | 4000 | 83 |  |  |  | NO | NO | NO | [8 empty] | 2018-11-02 | NO | NO | NO | [6 empty] | AC | [7 empty] | NO
PL64JCZ6UFOB | MaxLite Inc. | Maxlite | L12T8DF450-GA | Linear Replacement Lamp | T8 Four-Foot | Replacement Lamps (plug and play) (UL Type A) |  | standard | NO | [10 empty] | 2018-04-23 | Not Dimmable | Not Dimmable | NO |  | MMMQVH | [25 empty] | 4.4 | 1800 | 120 | 15 | 14 | 0.9 | 5000 | 80 |  |  |  | NO | NO | NO | [8 empty] | 2018-11-02 | NO | NO | NO | [6 empty] | AC | [7 empty] | NO
PLYKF1UMNL41 | MaxLite Inc. | Maxlite | L12T8DF435-GA | Linear Replacement Lamp | T8 Four-Foot | Replacement Lamps (plug and play) (UL Type A) |  | standard | NO | [10 empty] | 2018-04-23 | Not Dimmable | Not Dimmable | NO |  | MMMQVH | [25 empty] | 4.4 | 1800 | 120 | 15 | 14 | 0.9 | 3500 | 80 |  |  |  | NO | NO | NO | [8 empty] | 2018-11-02 | NO | NO | NO | [6 empty] | AC | [7 empty] | NO
PLP5MH2REHOQ | MaxLite Inc. | Maxlite | L12T8DF440-GA | Linear Replacement Lamp | T8 Four-Foot | Replacement Lamps (plug and play) (UL Type A) |  | standard | NO | [10 empty] | 2018-04-23 | Not Dimmable | Not Dimmable | NO |  | MMMQVH | [25 empty] | 4.4 | 1800 | 120 | 15 | 14 | 0.9 | 4000 | 80 |  |  |  | NO | NO | NO | [8 empty] | 2018-11-02 | NO | NO | NO | [6 empty] | AC | [7 empty] | NO
PL0A81LU1FMT | MaxLite Inc. | Maxlite | L12T8DF430-GA | Linear Replacement Lamp | T8 Four-Foot | Replacement Lamps (plug and play) (UL Type A) |  | standard | YES |  | 1861.4 | 127.08 | 14.65 | 14.25 | 0.9702 | 3017 | 83.9 | 5 | 50000 | 2018-04-23 | Not Dimmable | Not Dimmable | NO |  | MMMQVH | [15 empty] | 82.3 |  | 1.34 | 1.28 | [6 empty] | 4.4 | 1800 | 120 | 15 | 14 | 0.9 | 3000 | 80 |  |  |  | NO | NO | NO | [8 empty] | 2018-11-02 | NO | NO | NO | [6 empty] | AC | [7 empty] | NO
PR53RE74 | WING (SHANGHAI) INTERNATIONAL TRADE CO LTD | TOPSTAR | L48T8-835-12P-G4-EB | Linear Replacement Lamp | T8 Four-Foot | Replacement Lamps (plug and play) (UL Type A) |  | standard | NO | [10 empty] | 2018-04-19 | Not Dimmable | Not Dimmable | NO |  | YYYBOV | [25 empty] | 4.4 | 1800 | 120 | 15 | 14 | 0.9 | 4000 | 80 |  |  |  | NO | NO | NO | [8 empty] | 2018-11-02 | NO | NO | NO | [6 empty] | AC | [7 empty] | NO
PMATBGFJ | Shenzhen Syhdee Co.,Ltd. | SYHDEE | SYHU-T8LAUL1215T-35-A | Linear Replacement Lamp | T8 Four-Foot | Replacement Lamps (plug and play) (UL Type A) |  | standard | NO | [10 empty] | 2018-04-19 | Not Dimmable | Not Dimmable | NO | Updated on 05/30/2018 | CCCFOP | [25 empty] | 4.4 | 2200 | 125 | 17.5 | 10.2 | 0.992 | 3500 | 81.5 |  |  |  | NO | NO | NO | [8 empty] | 2018-11-02 | NO | NO | NO | [6 empty] | AC | [7 empty] | NO
P9MIIDD7 | Shenzhen Syhdee Co.,Ltd. | SYHDEE | SYHU-T8LAUL1215T-30-A | Linear Replacement Lamp | T8 Four-Foot | Replacement Lamps (plug and play) (UL Type A) |  | standard | YES |  | 2112.71 | 119.7 | 17.65 | 10.2 | 0.9694 | 2945 | 82.4 | 5 | 50000 | 2018-04-19 | Not Dimmable | Not Dimmable | NO | Updated on 05/30/2018 | CCCFOP | [15 empty] | 85.6 |  | 1.26 | 1.24 | [6 empty] | 4.4 | 2200 | 125 | 17.5 | 10.2 | 0.992 | 3000 | 82.4 |  |  |  | NO | NO | NO | [8 empty] | 2018-11-02 | NO | NO | NO | [6 empty] | AC | [7 empty] | NO
P7XAXPUK | Shenzhen Syhdee Co.,Ltd. | SYHDEE | SYHU-T8LAUL1215T-45-A | Linear Replacement Lamp | T8 Four-Foot | Replacement Lamps (plug and play) (UL Type A) |  | standard | NO | [10 empty] | 2018-04-19 | Not Dimmable | Not Dimmable | NO | Updated on 05/30/2018 | CCCFOP | [25 empty] | 4.4 | 2200 | 125 | 17.5 | 10.2 | 0.992 | 4500 | 81.5 |  |  |  | NO | NO | NO | [8 empty] | 2018-11-02 | NO | NO | NO | [6 empty] | AC | [7 empty] | NO
P6SENYFG | Shenzhen Syhdee Co.,Ltd. | SYHDEE | SYHU-T8LAUL1215T-50-A | Linear Replacement Lamp | T8 Four-Foot | Replacement Lamps (plug and play) (UL Type A) |  | standard | NO | [10 empty] | 2018-04-19 | Not Dimmable | Not Dimmable | NO | Updated on 05/30/2018 | CCCFOP | [25 empty] | 4.4 | 2200 | 125 | 17.5 | 10.2 | 0.992 | 5000 | 81.5 |  |  |  | NO | NO | NO | [8 empty] | 2018-11-02 | NO | NO | NO | [6 empty] | AC | [7 empty] | NO
P9DGHCV0 | Shenzhen Syhdee Co.,Ltd. | SYHDEE | SYHU-T8LAUL1215T-40-A | Linear Replacement Lamp | T8 Four-Foot | Replacement Lamps (plug and play) (UL Type A) |  | standard | NO | [10 empty] | 2018-04-19 | Not Dimmable | Not Dimmable | NO | Updated on 05/30/2018 | CCCFOP | [25 empty] | 4.4 | 2200 | 125 | 17.5 | 10.2 | 0.992 | 4000 | 81.5 |  |  |  | NO | NO | NO | [8 empty] | 2018-11-02 | NO | NO | NO | [6 empty] | AC | [7 empty] | NO
PL2R7TJJI2H3 | Westinghouse Lighting | WESTINGHOUSE | 43739 | Linear Replacement Lamp | T8 Four-Foot | Replacement Lamps (plug and play) (UL Type A) |  | standard | NO | [10 empty] | 2018-04-17 | Dimmable | Continuous Below 10 | NO |  | HAHIMS | [25 empty] | 4.4 | 1800 | 120 | 15 | 20 | 0.9 | 4000 | 82 |  |  |  | NO | NO | NO | [8 empty] | 2018-11-02 | NO | NO | NO | [6 empty] | AC | [7 empty] | NO
PWMFQNV7 | GE Lighting Solutions | GE Lighting | LED15ET8G4/8510L | Linear Replacement Lamp | T8 Four-Foot | Replacement Lamps (plug and play) (UL Type A) |  | standard | NO | [10 empty] | 2018-09-18 | Dimmable | Continuous Below 10 | NO |  | XXXAHN | [25 empty] | 4.4 | 2300 | 127.8 | 18 | 20 | 0.9 | 5000 | 80 |  |  |  | NO | NO | NO | [8 empty] | 2018-11-02 | NO | NO | NO | [6 empty] | AC | [7 empty] | NO
PLFX8HG906AD | Leif LED | Leif | LEIF-T8-4FT-15W-35K-PCF-301 | Linear Replacement Lamp | T8 Four-Foot | Dual Mode Internal Driver (UL Type A and Type B) |  | standard | NO | [10 empty] | 2018-04-17 | Not Dimmable | Not Dimmable | NotYetVerified |  | IIILVP | [25 empty] | 4.4 | 2160 | 135 | 16 | 20 | 0.9 | 3500 | 83 |  |  |  | NO | NO | NO | [8 empty] | 2018-11-02 | NO | NO | NO | [6 empty] | AC | [7 empty] | NO
PLSET00XBYEP | Leif LED | Leif | LEIF-T8-4FT-15W-45K-PCF-301 | Linear Replacement Lamp | T8 Four-Foot | Dual Mode Internal Driver (UL Type A and Type B) |  | standard | NO | [10 empty] | 2018-04-17 | Not Dimmable | Not Dimmable | NotYetVerified |  | IIILVP | [25 empty] | 4.4 | 2160 | 135 | 16 | 20 | 0.9 | 4500 | 83 |  |  |  | NO | NO | NO | [8 empty] | 2018-11-02 | NO | NO | NO | [6 empty] | AC | [7 empty] | NO
PLSSFQUVN3T9 | Leif LED | Leif | LEIF-T8-4FT-15W-30K-ALF-301 | Linear Replacement Lamp | T8 Four-Foot | Dual Mode Internal Driver (UL Type A and Type B) |  | standard | YES |  | 2172 | 133.25 | 16.3 | 6.91 | 0.9572 | 3012 | 81.8 | 5 | 50000 | 2018-04-17 | Not Yet Verified | Not Yet Verified | NotYetVerified |  | IIILVP | [15 empty] | 90 |  | 1.16 | 1.38 | [6 empty] | 4.4 | 2172 | 133 | 16.3 | 20 | 0.9 | 3000 | 83 |  |  |  | NO | NO | NO | [8 empty] | 2018-11-02 | NO | NO | NO | [6 empty] | AC | [7 empty] | NO
PLY9N1PWHO9Z | Leif LED | Leif | LEIF-T8-4FT-15W-30K-PCF-301 | Linear Replacement Lamp | T8 Four-Foot | Dual Mode Internal Driver (UL Type A and Type B) |  | standard | NO | [10 empty] | 2018-04-17 | Not Dimmable | Not Dimmable | NotYetVerified |  | IIILVP | [25 empty] | 4.4 | 2160 | 135 | 16 | 20 | 0.9 | 3000 | 83 |  |  |  | NO | NO | NO | [8 empty] | 2018-11-02 | NO | NO | NO | [6 empty] | AC | [7 empty] | NO
PL20JG1BLIQA | Leif LED | Leif | LEIF-T8-4FT-12W-30K-PCF-301 | Linear Replacement Lamp | T8 Four-Foot | Dual Mode Internal Driver (UL Type A and Type B) |  | standard | YES |  | 1664 | 132.1 | 12.6 | 9.04 | 0.9017 | 3001 | 82.2 | 5 | 50000 | 2018-04-17 | Not Dimmable | Not Dimmable | NotYetVerified |  | IIILVO | [15 empty] | 90 |  | 1.42 | 1.15 | [6 empty] | 4.4 | 1664 | 132.1 | 12.6 | 20 | 0.9 | 3000 | 82 |  |  |  | NO | NO | NO | [8 empty] | 2018-11-02 | NO | NO | NO | [6 empty] | AC | [7 empty] | NO
PSHRF3RY | GE Lighting Solutions | GE Lighting | LED15ET8/G/4/940 | Linear Replacement Lamp | T8 Four-Foot | Replacement Lamps (plug and play) (UL Type A) |  | standard | NO | [10 empty] | 2018-05-23 | Dimmable | Continuous Below 10 | NO |  | PPPSHU | [25 empty] | 4.4 | 2200 | 125.7 | 17.5 | 20 | 0.9 | 4000 | 90 |  |  |  | NO | NO | NO | [8 empty] | 2018-11-02 | NO | NO | NO | [6 empty] | AC | [7 empty] | NO
PLR94LA0BPBB | Leif LED | Leif | LEIF-T8-4FT-12W-35K-PCF-301 | Linear Replacement Lamp | T8 Four-Foot | Dual Mode Internal Driver (UL Type A and Type B) |  | standard | NO | [10 empty] | 2018-04-17 | Not Dimmable | Not Dimmable | NotYetVerified |  | IIILVO | [25 empty] | 4.4 | 1664 | 132.1 | 12.6 | 20 | 0.9 | 3500 | 82 |  |  |  | NO | NO | NO | [8 empty] | 2018-11-02 | NO | NO | NO | [6 empty] | AC | [7 empty] | NO
PL1RTTAEFZ58 | Leif LED | Leif | LEIF-T8-4FT-12W-50K-PCF-301 | Linear Replacement Lamp | T8 Four-Foot | Dual Mode Internal Driver (UL Type A and Type B) |  | standard | NO | [10 empty] | 2018-04-17 | Not Dimmable | Not Dimmable | NotYetVerified |  | IIILVO | [25 empty] | 4.4 | 1664 | 132.1 | 12.6 | 20 | 0.9 | 5000 | 82 |  |  |  | NO | NO | NO | [8 empty] | 2018-11-02 | NO | NO | NO | [6 empty] | AC | [7 empty] | NO
PL6PJWFXLQCX | Leif LED | Leif | LEIF-T8-4FT-15W-50K-PCF-301 | Linear Replacement Lamp | T8 Four-Foot | Dual Mode Internal Driver (UL Type A and Type B) |  | standard | NO | [10 empty] | 2018-04-17 | Not Dimmable | Not Dimmable | NotYetVerified |  | IIILVP | [25 empty] | 4.4 | 2160 | 135 | 16 | 20 | 0.9 | 5000 | 83 |  |  |  | NO | NO | NO | [8 empty] | 2018-11-02 | NO | NO | NO | [6 empty] | AC | [7 empty] | NO
PLIAC3F4KYF6 | Westinghouse Lighting | WESTINGHOUSE | 43852 | Linear Replacement Lamp | T8 Four-Foot | Replacement Lamps (plug and play) (UL Type A) |  | standard | NO | [10 empty] | 2018-04-17 | Dimmable | Continuous Below 10 | NO |  | HAHIMS | [25 empty] | 4.4 | 1800 | 120 | 15 | 20 | 0.9 | 5000 | 82 |  |  |  | NO | NO | NO | [8 empty] | 2018-11-02 | NO | NO | NO | [6 empty] | AC | [7 empty] | NO
PLR0WYBG0L0E | Leif LED | Leif | LEIF-T8-4FT-12W-45K-PCF-301 | Linear Replacement Lamp | T8 Four-Foot | Dual Mode Internal Driver (UL Type A and Type B) |  | standard | NO | [10 empty] | 2018-04-17 | Not Dimmable | Not Dimmable | NotYetVerified |  | IIILVO | [25 empty] | 4.4 | 1664 | 132.1 | 12.6 | 20 | 0.9 | 4500 | 82 |  |  |  | NO | NO | NO | [8 empty] | 2018-11-02 | NO | NO | NO | [6 empty] | AC | [7 empty] | NO
PLKIWQ3SS1JB | Leif LED | Leif | LEIF-T8-4FT-12W-40K-PCF-301 | Linear Replacement Lamp | T8 Four-Foot | Dual Mode Internal Driver (UL Type A and Type B) |  | standard | NO | [10 empty] | 2018-04-17 | Not Dimmable | Not Dimmable | NotYetVerified |  | IIILVO | [25 empty] | 4.4 | 1664 | 132.1 | 12.6 | 20 | 0.9 | 4000 | 82 |  |  |  | NO | NO | NO | [8 empty] | 2018-11-02 | NO | NO | NO | [6 empty] | AC | [7 empty] | NO
PL1QS80QCVEP | Leif LED | Leif | LEIF-T8-4FT-15W-40K-PCF-301 | Linear Replacement Lamp | T8 Four-Foot | Dual Mode Internal Driver (UL Type A and Type B) |  | standard | NO | [10 empty] | 2018-04-17 | Not Dimmable | Not Dimmable | NotYetVerified |  | IIILVP | [25 empty] | 4.4 | 2160 | 135 | 16 | 20 | 0.9 | 4000 | 83 |  |  |  | NO | NO | NO | [8 empty] | 2018-11-02 | NO | NO | NO | [6 empty] | AC | [7 empty] | NO
PL7Q3JJIWPWJ | iGlo, LLC | IGLO LED | GL18WGLST8BY3000KUDX1.2MC | Linear Replacement Lamp | T8 Four-Foot | Replacement Lamps (plug and play) (UL Type A) |  | standard | YES |  | 2267.8 | 118.93 | 19.07 | 6.71 | 0.9773 | 2931 | 82.3 | 5 | 50000 | 2018-04-16 | Not Dimmable | Not Dimmable | NO |  | ZBAABM | [15 empty] | 89.9 |  | 1.3 | 1.4 | [6 empty] | 4.4 | 2200 | 122 | 18 | 7 | 0.9 | 3000 | 80 |  |  |  | NO | NO | NO | [8 empty] | 2018-11-02 | NO | NO | NO | [6 empty] | AC | [7 empty] | NO
PLH0SM5W7OPQ | iGlo, LLC | IGLO LED | GL18WGLST8BY5000KUDX1.2MC | Linear Replacement Lamp | T8 Four-Foot | Replacement Lamps (plug and play) (UL Type A) |  | standard | NO | [10 empty] | 2018-04-16 | Not Dimmable | Not Dimmable | NO |  | ZBAABM | [25 empty] | 4.4 | 2300 | 128 | 18 | 7 | 0.9 | 5000 | 80 |  |  |  | NO | NO | NO | [8 empty] | 2018-11-02 | NO | NO | NO | [6 empty] | AC | [7 empty] | NO
PLGG808KB2TM | iGlo, LLC | IGLO LED | GL18WGLST8BY3500KUDX1.2MC | Linear Replacement Lamp | T8 Four-Foot | Replacement Lamps (plug and play) (UL Type A) |  | standard | NO | [10 empty] | 2018-04-16 | Not Dimmable | Not Dimmable | NO |  | ZBAABM | [25 empty] | 4.4 | 2200 | 122 | 18 | 7 | 0.9 | 3500 | 80 |  |  |  | NO | NO | NO | [8 empty] | 2018-11-02 | NO | NO | NO | [6 empty] | AC | [7 empty] | NO
PL0EGEPO361W | iGlo, LLC | IGLO LED | GL18WGLST8BY4000KUDX1.2MC | Linear Replacement Lamp | T8 Four-Foot | Replacement Lamps (plug and play) (UL Type A) |  | standard | NO | [10 empty] | 2018-04-16 | Not Dimmable | Not Dimmable | NO |  | ZBAABM | [25 empty] | 4.4 | 2200 | 122 | 18 | 7 | 0.9 | 4000 | 80 |  |  |  | NO | NO | NO | [8 empty] | 2018-11-02 | NO | NO | NO | [6 empty] | AC | [7 empty] | NO
PLYLU77FOGT2 | Eiko Global, LLC | EiKO | LED12WT8/48/840-G8DM | Linear Replacement Lamp | T8 Four-Foot | Dual Mode Internal Driver (UL Type A and Type B) |  | standard | NO | [10 empty] | 2018-04-16 | Dimmable | Continuous Below 10 | NO |  | DDDJRY | [25 empty] | 4.4 | 1900 | 123 | 15.5 | 14.39 | 0.96 | 4000 | 83 |  |  |  | NO | NO | NO | [8 empty] | 2018-11-02 | NO | NO | NO | [6 empty] | AC | [7 empty] | NO
PLFJZZCMO921 | Eiko Global, LLC | EiKO | LED12WT8/48/850-G8DM | Linear Replacement Lamp | T8 Four-Foot | Dual Mode Internal Driver (UL Type A and Type B) |  | standard | NO | [10 empty] | 2018-04-16 | Dimmable | Continuous Below 10 | NO |  | DDDJRY | [25 empty] | 4.4 | 1900 | 123 | 15.5 | 14.2 | 0.96 | 5000 | 83 |  |  |  | NO | NO | NO | [8 empty] | 2018-11-02 | NO | NO | NO | [6 empty] | AC | [7 empty] | NO
PL32V1FLEZ4G | iGlo, LLC | IGLO LED | GL18WGLST8BY4500KUDX1.2MC | Linear Replacement Lamp | T8 Four-Foot | Replacement Lamps (plug and play) (UL Type A) |  | standard | NO | [10 empty] | 2018-04-16 | Not Dimmable | Not Dimmable | NO |  | ZBAABM | [25 empty] | 4.4 | 2200 | 122 | 18 | 7 | 0.9 | 4500 | 80 |  |  |  | NO | NO | NO | [8 empty] | 2018-11-02 | NO | NO | NO | [6 empty] | AC | [7 empty] | NO
PL8QZOBRXERV | Cyber Tech Lighting Inc. | CTL | LB48T8PNP/840 | Linear Replacement Lamp | T8 Four-Foot | Dual Mode Internal Driver (UL Type A and Type B) |  | standard | NO | [10 empty] | 2018-04-12 | Not Dimmable | Not Dimmable | NO |  | YYYCXL | [25 empty] | 4.4 | 2149 | 123.26 | 17.44 | 7.21 | 0.9 | 4000 | 83 |  |  |  | NO | NO | NO | [8 empty] | 2018-11-02 | NO | NO | NO | [6 empty] | AC | [7 empty] | NO
PSVNLXC3 | PLG, LLC. | T8 | PLG-T8-AL-4-A/B-(50)-12 | Linear Replacement Lamp | T8 Four-Foot | Dual Mode Internal Driver (UL Type A and Type B) |  | standard | NO | [10 empty] | 2018-04-12 | Not Dimmable | Not Dimmable | NO |  | CCCFNM | [25 empty] | 4.4 | 1775 | 137.27 | 12.93 | 15 | 0.9 | 5000 | 80 |  |  |  | NO | NO | NO | [8 empty] | 2018-11-02 | NO | NO | NO | [6 empty] | AC | [7 empty] | NO
PK7E7YH9 | PLG, LLC. | T8 | PLG-T8-NA-4-A/B-(50)-15 | Linear Replacement Lamp | T8 Four-Foot | Dual Mode Internal Driver (UL Type A and Type B) |  | standard | NO | [10 empty] | 2018-04-12 | Not Dimmable | Not Dimmable | NO |  | CCCFNW | [25 empty] | 4.4 | 2072 | 134.92 | 15.36 | 15 | 0.9 | 5000 | 80 |  |  |  | NO | NO | NO | [8 empty] | 2018-11-02 | NO | NO | NO | [6 empty] | AC | [7 empty] | NO
P64Q3982 | PLG, LLC. | T8 | PLG-T8-AL-4-A/B-(50)-10 | Linear Replacement Lamp | T8 Four-Foot | Dual Mode Internal Driver (UL Type A and Type B) |  | standard | NO | [10 empty] | 2018-04-12 | Not Dimmable | Not Dimmable | NO |  | CCCFNQ | [25 empty] | 4.4 | 1790 | 135.01 | 13.26 | 15 | 0.9 | 5000 | 80 |  |  |  | NO | NO | NO | [8 empty] | 2018-11-02 | NO | NO | NO | [6 empty] | AC | [7 empty] | NO
PCOYC23Y | PLG, LLC. | T8 | PLG-T8-AL-4-A/B-(40)-22 | Linear Replacement Lamp | T8 Four-Foot | Dual Mode Internal Driver (UL Type A and Type B) |  | standard | NO | [10 empty] | 2018-04-12 | Not Dimmable | Not Dimmable | NO |  | CCCFNP | [25 empty] | 4.4 | 2988 | 137.06 | 21.8 | 21.02 | 0.93 | 4000 | 82.5 |  |  |  | NO | NO | NO | [8 empty] | 2018-11-02 | NO | NO | NO | [6 empty] | AC | [7 empty] | NO
PFTJXID8 | PLG, LLC. | T8 | PLG-T8-AL-4-A/B-(30)-12 | Linear Replacement Lamp | T8 Four-Foot | Dual Mode Internal Driver (UL Type A and Type B) |  | standard | YES |  | 1720 | 132.21 | 13.01 | 10.14 | 0.9029 | 2880 | 83 | 5 | 50000 | 2018-04-12 | Not Dimmable | Not Dimmable | NO |  | CCCFNM | [15 empty] | 90.6 |  | 1.16 | 1.36 | [6 empty] | 4.4 | 1738 | 133.86 | 12.98 | 15 | 0.9 | 3000 | 80 |  |  |  | NO | NO | NO | [8 empty] | 2018-11-02 | NO | NO | NO | [6 empty] | AC | [7 empty] | NO
PQPD1FFB | PLG, LLC. | T8 | PLG-T8-AL-4-A/B-(35)-10 | Linear Replacement Lamp | T8 Four-Foot | Dual Mode Internal Driver (UL Type A and Type B) |  | standard | YES |  | 1728 | 132.12 | 13.08 | 10.28 | 0.9618 | 3521 | 84.2 | 5 | 50000 | 2018-04-12 | Not Dimmable | Not Dimmable | NO |  | CCCFNQ | [15 empty] | 90.3 |  | 1.18 | 1.36 | [6 empty] | 4.4 | 1728 | 132.12 | 13.08 | 15 | 0.9 | 3500 | 80 |  |  |  | NO | NO | NO | [8 empty] | 2018-11-02 | NO | NO | NO | [6 empty] | AC | [7 empty] | NO
P6J5G56Q | PLG, LLC. | T8 | PLG-T8-NA-4-A/B-(50)-12 | Linear Replacement Lamp | T8 Four-Foot | Dual Mode Internal Driver (UL Type A and Type B) |  | standard | NO | [10 empty] | 2018-04-12 | Not Dimmable | Not Dimmable | NO |  | CCCFNV | [25 empty] | 4.4 | 1928 | 134.45 | 14.34 | 15 | 0.9 | 5000 | 80 |  |  |  | NO | NO | NO | [8 empty] | 2018-11-02 | NO | NO | NO | [6 empty] | AC | [7 empty] | NO
PLX0DZ2EIROB | Cyber Tech Lighting Inc. | CTL | LB48T8PNP/850 | Linear Replacement Lamp | T8 Four-Foot | Dual Mode Internal Driver (UL Type A and Type B) |  | standard | NO | [10 empty] | 2018-04-12 | Not Dimmable | Not Dimmable | NO |  | YYYCXL | [25 empty] | 4.4 | 2186 | 124.35 | 17.58 | 7.58 | 0.9 | 5000 | 84 |  |  |  | NO | NO | NO | [8 empty] | 2018-11-02 | NO | NO | NO | [6 empty] | AC | [7 empty] | NO
P12CQI9P | Shenzhen Topband Co., Ltd. | Topband | TPDF4T8X4NLA-12WB(50BC) | Linear Replacement Lamp | T8 Four-Foot | Dual Mode Internal Driver (UL Type A and Type B) |  | standard | NO | [10 empty] | 2018-04-12 | Not Dimmable | Not Dimmable | NO |  | NANOOT | [25 empty] | 4.4 | 1836.4 | 130.85 | 14.04 | 20 | 0.9 | 5000 | 80 |  |  |  | NO | NO | NO | [8 empty] | 2018-11-02 | NO | NO | NO | [6 empty] | AC | [7 empty] | NO
P0TF5YVG | PLG, LLC. | T8 | PLG-T8-AL-4-A/B-(30)-22 | Linear Replacement Lamp | T8 Four-Foot | Dual Mode Internal Driver (UL Type A and Type B) |  | standard | YES |  | 2943 | 135.37 | 21.74 | 21.02 | 0.9328 | 2907 | 82.5 | 5 | 50000 | 2018-04-12 | Not Dimmable | Not Dimmable | NO |  | CCCFNP | [15 empty] | 90.7 |  | 1.18 | 1.36 | [6 empty] | 4.4 | 2943 | 135.37 | 21.74 | 21.02 | 0.93 | 3000 | 82.5 |  |  |  | NO | NO | NO | [8 empty] | 2018-11-02 | NO | NO | NO | [6 empty] | AC | [7 empty] | NO
PPA7J2NX | PLG, LLC. | T8 | PLG-T8-NA-4-A/B-(35)-12 | Linear Replacement Lamp | T8 Four-Foot | Dual Mode Internal Driver (UL Type A and Type B) |  | standard | YES |  | 1861 | 131.24 | 14.18 | 8.92 | 0.9528 | 2953 | 81.6 | 5 | 50000 | 2018-04-12 | Not Dimmable | Not Dimmable | NO |  | CCCFNV | [15 empty] | 85.3 |  | 1.18 | 1.26 | [6 empty] | 4.4 | 1861 | 131.24 | 14.18 | 15 | 0.9 | 3000 | 80 |  |  |  | NO | NO | NO | [8 empty] | 2018-11-02 | NO | NO | NO | [6 empty] | AC | [7 empty] | NO
PIOSPUW8 | PLG, LLC. | T8 | PLG-T8-NA-4-A/B-(35)-10 | Linear Replacement Lamp | T8 Four-Foot | Dual Mode Internal Driver (UL Type A and Type B) |  | standard | YES |  | 1715 | 132.66 | 12.93 | 10.9 | 0.9609 | 3536 | 84.5 | 5 | 50000 | 2018-04-12 | Not Dimmable | Not Dimmable | NO |  | CCCFNU | [15 empty] | 85.3 |  | 1.16 | 1.18 | [6 empty] | 4.4 | 1715 | 132.66 | 12.93 | 15 | 0.9 | 3500 | 80 |  |  |  | NO | NO | NO | [8 empty] | 2018-11-02 | NO | NO | NO | [6 empty] | AC | [7 empty] | NO
P5Z2QLID | PLG, LLC. | T8 | PLG-T8-AL-4-A/B-(50)-22 | Linear Replacement Lamp | T8 Four-Foot | Dual Mode Internal Driver (UL Type A and Type B) |  | standard | NO | [10 empty] | 2018-04-12 | Not Dimmable | Not Dimmable | NO |  | CCCFNP | [25 empty] | 4.4 | 3032 | 138.7 | 21.86 | 21.6 | 0.93 | 5000 | 81.6 |  |  |  | NO | NO | NO | [8 empty] | 2018-11-02 | NO | NO | NO | [6 empty] | AC | [7 empty] | NO
PI330L39 | PLG, LLC. | T8 | PLG-T8-NA-4-A/B-(40)-10 | Linear Replacement Lamp | T8 Four-Foot | Dual Mode Internal Driver (UL Type A and Type B) |  | standard | NO | [10 empty] | 2018-04-12 | Not Dimmable | Not Dimmable | NO |  | CCCFNU | [25 empty] | 4.4 | 1723 | 133.67 | 12.89 | 15 | 0.9 | 4000 | 80 |  |  |  | NO | NO | NO | [8 empty] | 2018-11-02 | NO | NO | NO | [6 empty] | AC | [7 empty] | NO
P3YBYBST | PLG, LLC. | T8 | PLG-T8-NA-4-A/B-(50)-10 | Linear Replacement Lamp | T8 Four-Foot | Dual Mode Internal Driver (UL Type A and Type B) |  | standard | NO | [10 empty] | 2018-04-12 | Not Dimmable | Not Dimmable | NO |  | CCCFNU | [25 empty] | 4.4 | 1739 | 135.43 | 12.84 | 15 | 0.9 | 5000 | 80 |  |  |  | NO | NO | NO | [8 empty] | 2018-11-02 | NO | NO | NO | [6 empty] | AC | [7 empty] | NO
P2QU6A29 | Shenzhen Topband Co., Ltd. | Topband | TPDF4T8X4NLA-12WB(40BC) | Linear Replacement Lamp | T8 Four-Foot | Dual Mode Internal Driver (UL Type A and Type B) |  | standard | NO | [10 empty] | 2018-04-12 | Not Dimmable | Not Dimmable | NO |  | NANOOT | [25 empty] | 4.4 | 1836.4 | 130.85 | 14.04 | 20 | 0.9 | 4000 | 80 |  |  |  | NO | NO | NO | [8 empty] | 2018-11-02 | NO | NO | NO | [6 empty] | AC | [7 empty] | NO
PLLAX3IE288S | Cyber Tech Lighting Inc. | CTL | LB48T8PNP/830 | Linear Replacement Lamp | T8 Four-Foot | Dual Mode Internal Driver (UL Type A and Type B) |  | standard | YES |  | 2112 | 122.15 | 17.29 | 7.21 | 0.8964 | 2914 | 83 | 5 | 50000 | 2018-04-12 | Not Dimmable | Not Dimmable | NO |  | YYYCXL | [15 empty] | 84.4 |  | 1.24 | 1.3 | [6 empty] | 4.4 | 2112 | 122.15 | 17.29 | 7.21 | 0.9 | 3000 | 83 |  |  |  | NO | NO | NO | [8 empty] | 2018-11-02 | NO | NO | NO | [6 empty] | AC | [7 empty] | NO
PNEPZDKY | PLG, LLC. | T8 | PLG-T8-NA-4-A/B-(40)-12 | Linear Replacement Lamp | T8 Four-Foot | Dual Mode Internal Driver (UL Type A and Type B) |  | standard | NO | [10 empty] | 2018-04-12 | Not Dimmable | Not Dimmable | NO |  | CCCFNV | [25 empty] | 4.4 | 1895 | 132.89 | 14.26 | 15 | 0.9 | 4000 | 80 |  |  |  | NO | NO | NO | [8 empty] | 2018-11-02 | NO | NO | NO | [6 empty] | AC | [7 empty] | NO
P9GETOVP | PLG, LLC. | T8 | PLG-T8-AL-4-A/B-(50)-15 | Linear Replacement Lamp | T8 Four-Foot | Dual Mode Internal Driver (UL Type A and Type B) |  | standard | NO | [10 empty] | 2018-04-12 | Not Dimmable | Not Dimmable | NO |  | CCCFNN | [25 empty] | 4.4 | 2085 | 135.39 | 15.4 | 15 | 0.9 | 5000 | 80 |  |  |  | NO | NO | NO | [8 empty] | 2018-11-02 | NO | NO | NO | [6 empty] | AC | [7 empty] | NO
PY51Q5EN | PLG, LLC. | T8 | PLG-T8-NA-4-A/B-(35)-15 | Linear Replacement Lamp | T8 Four-Foot | Dual Mode Internal Driver (UL Type A and Type B) |  | standard | YES |  | 2004 | 131.77 | 15.21 | 9.21 | 0.9536 | 2926 | 81.8 | 5 | 50000 | 2018-04-12 | Not Dimmable | Not Dimmable | NO |  | CCCFNW | [15 empty] | 85.2 |  | 1.18 | 1.22 | [6 empty] | 4.4 | 2004 | 131.77 | 15.21 | 15 | 0.9 | 3000 | 80 |  |  |  | NO | NO | NO | [8 empty] | 2018-11-02 | NO | NO | NO | [6 empty] | AC | [7 empty] | NO
PGEMR76C | PLG, LLC. | T8 | PLG-T8-AL-4-A/B-(30)-15 | Linear Replacement Lamp | T8 Four-Foot | Dual Mode Internal Driver (UL Type A and Type B) |  | standard | YES |  | 2019 | 130.96 | 15.31 | 8.62 | 0.9742 | 2933 | 81.4 | 5 | 50000 | 2018-04-12 | Not Dimmable | Not Dimmable | NO |  | CCCFNN | [15 empty] | 90.5 |  | 1.18 | 1.36 | [6 empty] | 4.4 | 2025 | 132.28 | 15.31 | 15 | 0.9 | 3000 | 80 |  |  |  | NO | NO | NO | [8 empty] | 2018-11-02 | NO | NO | NO | [6 empty] | AC | [7 empty] | NO
P9YS5NVW | PLG, LLC. | T8 | PLG-T8-AL-4-A/B-(40)-18 | Linear Replacement Lamp | T8 Four-Foot | Dual Mode Internal Driver (UL Type A and Type B) |  | standard | NO | [10 empty] | 2018-04-12 | Not Dimmable | Not Dimmable | NO |  | CCCFNO | [25 empty] | 4.4 | 2530 | 142.13 | 17.8 | 24.08 | 0.91 | 4000 | 82.6 |  |  |  | NO | NO | NO | [8 empty] | 2018-11-02 | NO | NO | NO | [6 empty] | AC | [7 empty] | NO
PTQXXS3P | Shenzhen Topband Co., Ltd. | Topband | TPDF4T8X4NLA-12WB(45BC) | Linear Replacement Lamp | T8 Four-Foot | Dual Mode Internal Driver (UL Type A and Type B) |  | standard | NO | [10 empty] | 2018-04-12 | Not Dimmable | Not Dimmable | NO |  | NANOOT | [25 empty] | 4.4 | 1836.4 | 130.85 | 14.04 | 20 | 0.9 | 4500 | 80 |  |  |  | NO | NO | NO | [8 empty] | 2018-11-02 | NO | NO | NO | [6 empty] | AC | [7 empty] | NO
PIUIOQB0 | Shenzhen Topband Co., Ltd. | Topband | TPDF4T8X4NLA-12WB(35BC) | Linear Replacement Lamp | T8 Four-Foot | Dual Mode Internal Driver (UL Type A and Type B) |  | standard | YES |  | 1836.4 | 130.85 | 14.04 | 21.52 | 0.931 | 3435 | 81.9 | 5 | 50000 | 2018-04-12 | Not Dimmable | Not Dimmable | NO |  | NANOOT | [15 empty] | 85.1 |  | 1.24 | 1.24 | [6 empty] | 4.4 | 1836.4 | 130.85 | 14.04 | 20 | 0.9 | 3500 | 80 |  |  |  | NO | NO | NO | [8 empty] | 2018-11-02 | NO | NO | NO | [6 empty] | AC | [7 empty] | NO
PSSJ0028 | PLG, LLC. | T8 | PLG-T8-AL-4-A/B-(30)-18 | Linear Replacement Lamp | T8 Four-Foot | Dual Mode Internal Driver (UL Type A and Type B) |  | standard | YES |  | 2501 | 140.12 | 17.85 | 24.08 | 0.9141 | 2888 | 82.6 | 5 | 50000 | 2018-04-12 | Not Dimmable | Not Dimmable | NO |  | CCCFNO | [15 empty] | 90.5 |  | 1.18 | 1.34 | [6 empty] | 4.4 | 2490 | 140.37 | 17.74 | 24.08 | 0.91 | 3000 | 82.6 |  |  |  | NO | NO | NO | [8 empty] | 2018-11-02 | NO | NO | NO | [6 empty] | AC | [7 empty] | NO
PXJUU1G9 | PLG, LLC. | T8 | PLG-T8-AL-4-A/B-(40)-10 | Linear Replacement Lamp | T8 Four-Foot | Dual Mode Internal Driver (UL Type A and Type B) |  | standard | NO | [10 empty] | 2018-04-12 | Not Dimmable | Not Dimmable | NO |  | CCCFNQ | [25 empty] | 4.4 | 1749 | 132.8 | 13.17 | 15 | 0.9 | 4000 | 80 |  |  |  | NO | NO | NO | [8 empty] | 2018-11-02 | NO | NO | NO | [6 empty] | AC | [7 empty] | NO
PYHP7L80 | PLG, LLC. | T8 | PLG-T8-NA-4-A/B-(40)-15 | Linear Replacement Lamp | T8 Four-Foot | Dual Mode Internal Driver (UL Type A and Type B) |  | standard | NO | [10 empty] | 2018-04-12 | Not Dimmable | Not Dimmable | NO |  | CCCFNW | [25 empty] | 4.4 | 2038 | 133.29 | 15.29 | 15 | 0.9 | 4000 | 80 |  |  |  | NO | NO | NO | [8 empty] | 2018-11-02 | NO | NO | NO | [6 empty] | AC | [7 empty] | NO
PA1MVFBI | PLG, LLC. | T8 | PLG-T8-AL-4-A/B-(40)-15 | Linear Replacement Lamp | T8 Four-Foot | Dual Mode Internal Driver (UL Type A and Type B) |  | standard | NO | [10 empty] | 2018-04-12 | Not Dimmable | Not Dimmable | NO |  | CCCFNN | [25 empty] | 4.4 | 2055 | 133.79 | 15.36 | 15 | 0.9 | 4000 | 80 |  |  |  | NO | NO | NO | [8 empty] | 2018-11-02 | NO | NO | NO | [6 empty] | AC | [7 empty] | NO
PARBQJKZ | PLG, LLC. | T8 | PLG-T8-AL-4-A/B-(40)-12 | Linear Replacement Lamp | T8 Four-Foot | Dual Mode Internal Driver (UL Type A and Type B) |  | standard | NO | [10 empty] | 2018-04-12 | Not Dimmable | Not Dimmable | NO |  | CCCFNM | [25 empty] | 4.4 | 1757 | 135.57 | 12.96 | 15 | 0.9 | 4000 | 80 |  |  |  | NO | NO | NO | [8 empty] | 2018-11-02 | NO | NO | NO | [6 empty] | AC | [7 empty] | NO
P75RS7FR | PLG, LLC. | T8 | PLG-T8-AL-4-A/B-(50)-18 | Linear Replacement Lamp | T8 Four-Foot | Dual Mode Internal Driver (UL Type A and Type B) |  | standard | NO | [10 empty] | 2018-04-12 | Not Dimmable | Not Dimmable | NO |  | CCCFNO | [25 empty] | 4.4 | 2570 | 143.92 | 17.86 | 24.34 | 0.91 | 5000 | 82.1 |  |  |  | NO | NO | NO | [8 empty] | 2018-11-02 | NO | NO | NO | [6 empty] | AC | [7 empty] | NO
PHKPUHHA | Shenzhen Topband Co., Ltd. | Topband | TPDF4T8X4NLA-15WB(35BC) | Linear Replacement Lamp | T8 Four-Foot | Dual Mode Internal Driver (UL Type A and Type B) |  | standard | YES |  | 2285.9 | 125.08 | 18.28 | 22.31 | 0.921 | 3437 | 81.9 | 5 | 50000 | 2018-04-11 | Not Dimmable | Not Dimmable | NO |  | JJJNKU | [15 empty] | 85.5 |  | 1.12 | 1.22 | [6 empty] | 4.4 | 2340 | 130 | 18 | 20 | 0.9 | 3500 | 80 |  |  |  | NO | NO | NO | [8 empty] | 2018-11-02 | NO | NO | NO | [6 empty] | AC | [7 empty] | NO
PT31P81N | Shenzhen Topband Co., Ltd. | Topband | TPDF4T8X4NLA-15WB(40BC) | Linear Replacement Lamp | T8 Four-Foot | Dual Mode Internal Driver (UL Type A and Type B) |  | standard | NO | [10 empty] | 2018-04-11 | Not Dimmable | Not Dimmable | NO |  | JJJNKU | [25 empty] | 4.4 | 2340 | 130 | 18 | 20 | 0.9 | 4000 | 80 |  |  |  | NO | NO | NO | [8 empty] | 2018-11-02 | NO | NO | NO | [6 empty] | AC | [7 empty] | NO
P4VY01XA | Shenzhen Topband Co., Ltd. | Topband | TPDF4T8X4NLA-15WB(45BC) | Linear Replacement Lamp | T8 Four-Foot | Dual Mode Internal Driver (UL Type A and Type B) |  | standard | NO | [10 empty] | 2018-04-11 | Not Dimmable | Not Dimmable | NO |  | JJJNKU | [25 empty] | 4.4 | 2340 | 130 | 18 | 20 | 0.9 | 4500 | 80 |  |  |  | NO | NO | NO | [8 empty] | 2018-11-02 | NO | NO | NO | [6 empty] | AC | [7 empty] | NO
PPJPVLDM | Shenzhen Topband Co., Ltd. | Topband | TPDF4T8X4NLA-15WB(50BC) | Linear Replacement Lamp | T8 Four-Foot | Dual Mode Internal Driver (UL Type A and Type B) |  | standard | NO | [10 empty] | 2018-04-11 | Not Dimmable | Not Dimmable | NO |  | JJJNKU | [25 empty] | 4.4 | 2340 | 130 | 18 | 20 | 0.9 | 5000 | 80 |  |  |  | NO | NO | NO | [8 empty] | 2018-11-02 | NO | NO | NO | [6 empty] | AC | [7 empty] | NO
P0CUNPLQ | Shenzhen Topband Co., Ltd. | Topband | TPDF4T8X4NLA-18WB(45BC) | Linear Replacement Lamp | T8 Four-Foot | Dual Mode Internal Driver (UL Type A and Type B) |  | standard | NO | [10 empty] | 2018-04-11 | Not Dimmable | Not Dimmable | NO |  | JJJNKQ | [25 empty] | 4.4 | 2730 | 130 | 21 | 20 | 0.9 | 4500 | 80 |  |  |  | NO | NO | NO | [8 empty] | 2018-11-02 | NO | NO | NO | [6 empty] | AC | [7 empty] | NO
P3NOO704 | Shenzhen Topband Co., Ltd. | Topband | TPDF4T8X4NLA-18WB(40BC) | Linear Replacement Lamp | T8 Four-Foot | Dual Mode Internal Driver (UL Type A and Type B) |  | standard | NO | [10 empty] | 2018-04-11 | Not Dimmable | Not Dimmable | NO |  | JJJNKQ | [25 empty] | 4.4 | 2730 | 130 | 21 | 20 | 0.9 | 4000 | 80 |  |  |  | NO | NO | NO | [8 empty] | 2018-11-02 | NO | NO | NO | [6 empty] | AC | [7 empty] | NO
P3YSMV94 | Shenzhen Topband Co., Ltd. | Topband | TPDF4T8X4NLA-18WB(35BC) | Linear Replacement Lamp | T8 Four-Foot | Dual Mode Internal Driver (UL Type A and Type B) |  | standard | YES |  | 2751.3 | 130.45 | 21.09 | 19.24 | 0.939 | 3436 | 81 | 5 | 50000 | 2018-04-11 | Not Dimmable | Not Dimmable | NO |  | JJJNKQ | [15 empty] | 85.3 |  | 1.4 | 1.22 | [6 empty] | 4.4 | 2730 | 130 | 21 | 20 | 0.9 | 3500 | 80 |  |  |  | NO | NO | NO | [8 empty] | 2018-11-02 | NO | NO | NO | [6 empty] | AC | [7 empty] | NO
PUZ0CFDK | Shenzhen Topband Co., Ltd. | Topband | TPDF4T8X4NLA-18WB(50BC) | Linear Replacement Lamp | T8 Four-Foot | Dual Mode Internal Driver (UL Type A and Type B) |  | standard | NO | [10 empty] | 2018-04-11 | Not Dimmable | Not Dimmable | NO |  | JJJNKQ | [25 empty] | 4.4 | 2730 | 130 | 21 | 20 | 0.9 | 5000 | 80 |  |  |  | NO | NO | NO | [8 empty] | 2018-11-02 | NO | NO | NO | [6 empty] | AC | [7 empty] | NO
PLOE6J7X47FH | Cresea Technology Limited | cresea | US-T84F12WB-HFOT | Linear Replacement Lamp | T8 Four-Foot | Dual Mode Internal Driver (UL Type A and Type B) |  | standard | NO | [10 empty] | 2018-04-05 | Not Dimmable | Not Dimmable | NotYetVerified |  | TTTUZL | [25 empty] | 4.4 | 1680 | 140 | 12 | 14.16 | 0.9 | 4500 | 80 |  |  |  | NO | NO | NO | [8 empty] | 2018-11-02 | NO | NO | NO | [6 empty] | AC | [7 empty] | NO
PLF5MDC3ELJI | Cresea Technology Limited | cresea | US-T84F16WB-WCOT | Linear Replacement Lamp | T8 Four-Foot | Dual Mode Internal Driver (UL Type A and Type B) |  | standard | YES |  | 2195.5 | 123.34 | 17.8 | 7.7 | 0.9727 | 2896 | 81.9 | 5 | 50000 | 2018-04-05 | Not Dimmable | Not Dimmable | NotYetVerified |  | TTTUZM | [15 empty] | 89.3 |  | 1.28 | 1.44 | [6 empty] | 4.4 | 2250 | 125 | 18 | 7.7 | 0.9 | 3000 | 80 |  |  |  | NO | NO | NO | [8 empty] | 2018-11-02 | NO | NO | NO | [6 empty] | AC | [7 empty] | NO
PLEBBJ0GRSTE | Cresea Technology Limited | cresea | US-T84F16WB-NFOT | Linear Replacement Lamp | T8 Four-Foot | Dual Mode Internal Driver (UL Type A and Type B) |  | standard | NO | [10 empty] | 2018-04-05 | Not Dimmable | Not Dimmable | NotYetVerified |  | TTTUZN | [25 empty] | 4.4 | 2160 | 120 | 18 | 7.63 | 0.9 | 4000 | 80 |  |  |  | NO | NO | NO | [8 empty] | 2018-11-02 | NO | NO | NO | [6 empty] | AC | [7 empty] | NO
PLXD8GTHESGD | Cresea Technology Limited | cresea | US-T84F16WB-DCOT | Linear Replacement Lamp | T8 Four-Foot | Dual Mode Internal Driver (UL Type A and Type B) |  | standard | NO | [10 empty] | 2018-04-05 | Not Dimmable | Not Dimmable | NotYetVerified |  | TTTUZM | [25 empty] | 4.4 | 2340 | 130 | 18 | 7.7 | 0.9 | 5000 | 80 |  |  |  | NO | NO | NO | [8 empty] | 2018-11-02 | NO | NO | NO | [6 empty] | AC | [7 empty] | NO
PL4NTU3GZ6XW | Cresea Technology Limited | cresea | US-T84F20WB-HFOT | Linear Replacement Lamp | T8 Four-Foot | Dual Mode Internal Driver (UL Type A and Type B) |  | standard | NO | [10 empty] | 2018-04-05 | Not Dimmable | Not Dimmable | NotYetVerified |  | TTTUZQ | [25 empty] | 4.4 | 2600 | 130 | 20 | 5.79 | 0.9 | 4500 | 80 |  |  |  | NO | NO | NO | [8 empty] | 2018-11-02 | NO | NO | NO | [6 empty] | AC | [7 empty] | NO
PL1PMH71TSOC | Cresea Technology Limited | cresea | US-T84F20WB-HCOT | Linear Replacement Lamp | T8 Four-Foot | Dual Mode Internal Driver (UL Type A and Type B) |  | standard | NO | [10 empty] | 2018-04-05 | Not Dimmable | Not Dimmable | NotYetVerified |  | TTTUZP | [25 empty] | 4.4 | 2600 | 130 | 20 | 20 | 0.9 | 4500 | 80 |  |  |  | NO | NO | NO | [8 empty] | 2018-11-02 | NO | NO | NO | [6 empty] | AC | [7 empty] | NO
PLX777TG4TL2 | Cresea Technology Limited | cresea | US-T84F12WB-BFOT | Linear Replacement Lamp | T8 Four-Foot | Dual Mode Internal Driver (UL Type A and Type B) |  | standard | NO | [10 empty] | 2018-04-05 | Not Dimmable | Not Dimmable | NotYetVerified |  | TTTUZL | [25 empty] | 4.4 | 1620 | 135 | 12 | 14.16 | 0.9 | 3500 | 80 |  |  |  | NO | NO | NO | [8 empty] | 2018-11-02 | NO | NO | NO | [6 empty] | AC | [7 empty] | NO
PL86TCBMCMCC | Cresea Technology Limited | cresea | US-T84F16WB-BFOT | Linear Replacement Lamp | T8 Four-Foot | Dual Mode Internal Driver (UL Type A and Type B) |  | standard | NO | [10 empty] | 2018-04-05 | Not Dimmable | Not Dimmable | NotYetVerified |  | TTTUZN | [25 empty] | 4.4 | 2160 | 120 | 18 | 7.63 | 0.9 | 3500 | 80 |  |  |  | NO | NO | NO | [8 empty] | 2018-11-02 | NO | NO | NO | [6 empty] | AC | [7 empty] | NO
PLSD9HPNI4JX | Cresea Technology Limited | cresea | US-T84F16WB-DFOT | Linear Replacement Lamp | T8 Four-Foot | Dual Mode Internal Driver (UL Type A and Type B) |  | standard | NO | [10 empty] | 2018-04-05 | Not Dimmable | Not Dimmable | NotYetVerified |  | TTTUZN | [25 empty] | 4.4 | 2160 | 120 | 18 | 7.63 | 0.9 | 5000 | 80 |  |  |  | NO | NO | NO | [8 empty] | 2018-11-02 | NO | NO | NO | [6 empty] | AC | [7 empty] | NO
PLWV0VHJ0VBQ | Cresea Technology Limited | cresea | US-T84F20WB-BFOT | Linear Replacement Lamp | T8 Four-Foot | Dual Mode Internal Driver (UL Type A and Type B) |  | standard | NO | [10 empty] | 2018-04-05 | Not Dimmable | Not Dimmable | NotYetVerified |  | TTTUZQ | [25 empty] | 4.4 | 2600 | 130 | 20 | 5.79 | 0.9 | 3500 | 80 |  |  |  | NO | NO | NO | [8 empty] | 2018-11-02 | NO | NO | NO | [6 empty] | AC | [7 empty] | NO
PL5KBG05GNYD | Cresea Technology Limited | cresea | US-T84F12WB-HCOT | Linear Replacement Lamp | T8 Four-Foot | Dual Mode Internal Driver (UL Type A and Type B) |  | standard | NO | [10 empty] | 2018-04-05 | Not Dimmable | Not Dimmable | NotYetVerified |  | TTTUZK | [25 empty] | 4.4 | 1800 | 150 | 12 | 11.66 | 0.9 | 4500 | 80 |  |  |  | NO | NO | NO | [8 empty] | 2018-11-02 | NO | NO | NO | [6 empty] | AC | [7 empty] | NO
PLO5EA3AB3GA | Cresea Technology Limited | cresea | US-T84F20WB-BCOH | Linear Replacement Lamp | T8 Four-Foot | Dual Mode Internal Driver (UL Type A and Type B) |  | standard | NO | [10 empty] | 2018-04-05 | Not Dimmable | Not Dimmable | NO |  | TTTUZO | [25 empty] | 4.4 | 3029 | 135.5 | 22.35 | 16.08 | 0.9 | 3500 | 85.1 |  |  |  | NO | NO | NO | [8 empty] | 2018-11-02 | NO | NO | NO | [6 empty] | AC | [7 empty] | NO
PL5WWDCD9B08 | Cresea Technology Limited | cresea | US-T84F20WB-DCOH | Linear Replacement Lamp | T8 Four-Foot | Dual Mode Internal Driver (UL Type A and Type B) |  | standard | NO | [10 empty] | 2018-04-05 | Not Dimmable | Not Dimmable | NO |  | TTTUZO | [25 empty] | 4.4 | 3075 | 137.34 | 22.39 | 15.84 | 0.9 | 5000 | 85.3 |  |  |  | NO | NO | NO | [8 empty] | 2018-11-02 | NO | NO | NO | [6 empty] | AC | [7 empty] | NO
PLPXQZHJ4589 | Cresea Technology Limited | cresea | US-T84F12WB-WCOT | Linear Replacement Lamp | T8 Four-Foot | Dual Mode Internal Driver (UL Type A and Type B) |  | standard | YES |  | 1700.7 | 123.07 | 13.82 | 11.66 | 0.9585 | 2877 | 82 | 5 | 50000 | 2018-04-05 | Not Dimmable | Not Dimmable | NotYetVerified |  | TTTUZK | [15 empty] | 88.6 |  | 1.26 | 1.44 | [6 empty] | 4.4 | 1680 | 140 | 12 | 11.66 | 0.9 | 3000 | 80 |  |  |  | NO | NO | NO | [8 empty] | 2018-11-02 | NO | NO | NO | [6 empty] | AC | [7 empty] | NO
PLRC5STJWYG6 | Cresea Technology Limited | cresea | US-T84F12WB-WFOT | Linear Replacement Lamp | T8 Four-Foot | Dual Mode Internal Driver (UL Type A and Type B) |  | standard | YES |  | 1572.9 | 112.36 | 14 | 14.16 | 0.9756 | 2900 | 83.8 | 5 | 50000 | 2018-04-05 | Not Dimmable | Not Dimmable | NotYetVerified |  | TTTUZL | [15 empty] | 84.5 |  | 1.24 | 1.42 | [6 empty] | 4.4 | 1620 | 135 | 12 | 14.16 | 0.9 | 3000 | 80 |  |  |  | NO | NO | NO | [8 empty] | 2018-11-02 | NO | NO | NO | [6 empty] | AC | [7 empty] | NO
PLWBKDYMIJID | Cresea Technology Limited | cresea | US-T84F20WB-WCOT | Linear Replacement Lamp | T8 Four-Foot | Dual Mode Internal Driver (UL Type A and Type B) |  | standard | YES |  | 2589.3 | 124.41 | 20.81 | 5.83 | 0.9791 | 2898 | 81.8 | 5 | 50000 | 2018-04-05 | Not Dimmable | Not Dimmable | NotYetVerified |  | TTTUZP | [15 empty] | 88.9 |  | 1.26 | 1.42 | [6 empty] | 4.4 | 2600 | 130 | 20 | 20 | 0.9 | 3000 | 80 |  |  |  | NO | NO | NO | [8 empty] | 2018-11-02 | NO | NO | NO | [6 empty] | AC | [7 empty] | NO
PL3PH9T4934V | Cresea Technology Limited | cresea | US-T84F20WB-WFOT | Linear Replacement Lamp | T8 Four-Foot | Dual Mode Internal Driver (UL Type A and Type B) |  | standard | YES |  | 2395 | 114.8 | 20.86 | 5.79 | 0.9799 | 2887 | 81.9 | 5 | 50000 | 2018-04-05 | Not Dimmable | Not Dimmable | NotYetVerified |  | TTTUZQ | [15 empty] | 84.7 |  | 1.22 | 1.38 | [6 empty] | 4.4 | 2600 | 130 | 20 | 5.79 | 0.9 | 3000 | 80 |  |  |  | NO | NO | NO | [8 empty] | 2018-11-02 | NO | NO | NO | [6 empty] | AC | [7 empty] | NO
PL7ZXYTQJ4AX | Cresea Technology Limited | cresea | US-T84F20WB-HCOH | Linear Replacement Lamp | T8 Four-Foot | Dual Mode Internal Driver (UL Type A and Type B) |  | standard | NO | [10 empty] | 2018-04-05 | Not Dimmable | Not Dimmable | NO |  | TTTUZO | [25 empty] | 4.4 | 3060 | 136.89 | 22.35 | 16.08 | 0.9 | 4500 | 85.1 |  |  |  | NO | NO | NO | [8 empty] | 2018-11-02 | NO | NO | NO | [6 empty] | AC | [7 empty] | NO
PLVJK99EIP5C | Cresea Technology Limited | cresea | US-T84F16WB-HFOT | Linear Replacement Lamp | T8 Four-Foot | Dual Mode Internal Driver (UL Type A and Type B) |  | standard | NO | [10 empty] | 2018-04-05 | Not Dimmable | Not Dimmable | NotYetVerified |  | TTTUZN | [25 empty] | 4.4 | 2160 | 120 | 18 | 7.63 | 0.9 | 4500 | 80 |  |  |  | NO | NO | NO | [8 empty] | 2018-11-02 | NO | NO | NO | [6 empty] | AC | [7 empty] | NO
PLEQOL4FKGMC | Cresea Technology Limited | cresea | US-T84F16WB-BCOT | Linear Replacement Lamp | T8 Four-Foot | Dual Mode Internal Driver (UL Type A and Type B) |  | standard | NO | [10 empty] | 2018-04-05 | Not Dimmable | Not Dimmable | NotYetVerified |  | TTTUZM | [25 empty] | 4.4 | 2250 | 125 | 18 | 7.7 | 0.9 | 3500 | 80 |  |  |  | NO | NO | NO | [8 empty] | 2018-11-02 | NO | NO | NO | [6 empty] | AC | [7 empty] | NO
PLPH0H347BQI | Cresea Technology Limited | cresea | US-T84F16WB-NCOT | Linear Replacement Lamp | T8 Four-Foot | Dual Mode Internal Driver (UL Type A and Type B) |  | standard | NO | [10 empty] | 2018-04-05 | Not Dimmable | Not Dimmable | NotYetVerified |  | TTTUZM | [25 empty] | 4.4 | 2340 | 130 | 18 | 7.7 | 0.9 | 4000 | 80 |  |  |  | NO | NO | NO | [8 empty] | 2018-11-02 | NO | NO | NO | [6 empty] | AC | [7 empty] | NO
PLGO6C4AEN0Y | Cresea Technology Limited | cresea | US-T84F20WB-NFOT | Linear Replacement Lamp | T8 Four-Foot | Dual Mode Internal Driver (UL Type A and Type B) |  | standard | NO | [10 empty] | 2018-04-05 | Not Dimmable | Not Dimmable | NotYetVerified |  | TTTUZQ | [25 empty] | 4.4 | 2600 | 130 | 20 | 5.79 | 0.9 | 4000 | 80 |  |  |  | NO | NO | NO | [8 empty] | 2018-11-02 | NO | NO | NO | [6 empty] | AC | [7 empty] | NO
PLLWOV9D1JZC | Cresea Technology Limited | cresea | US-T84F20WB-NCOT | Linear Replacement Lamp | T8 Four-Foot | Dual Mode Internal Driver (UL Type A and Type B) |  | standard | NO | [10 empty] | 2018-04-05 | Not Dimmable | Not Dimmable | NotYetVerified |  | TTTUZP | [25 empty] | 4.4 | 2600 | 130 | 20 | 20 | 0.9 | 4000 | 80 |  |  |  | NO | NO | NO | [8 empty] | 2018-11-02 | NO | NO | NO | [6 empty] | AC | [7 empty] | NO
PLU6DBLVLIPY | Cresea Technology Limited | cresea | US-T84F20WB-DCOT | Linear Replacement Lamp | T8 Four-Foot | Dual Mode Internal Driver (UL Type A and Type B) |  | standard | NO | [10 empty] | 2018-04-05 | Not Dimmable | Not Dimmable | NotYetVerified |  | TTTUZP | [25 empty] | 4.4 | 2600 | 130 | 20 | 20 | 0.9 | 5000 | 80 |  |  |  | NO | NO | NO | [8 empty] | 2018-11-02 | NO | NO | NO | [6 empty] | AC | [7 empty] | NO
PLM85P42ESM2 | Cresea Technology Limited | cresea | US-T84F16WB-HCOT | Linear Replacement Lamp | T8 Four-Foot | Dual Mode Internal Driver (UL Type A and Type B) |  | standard | NO | [10 empty] | 2018-04-05 | Not Dimmable | Not Dimmable | NotYetVerified |  | TTTUZM | [25 empty] | 4.4 | 2340 | 130 | 18 | 7.7 | 0.9 | 4500 | 80 |  |  |  | NO | NO | NO | [8 empty] | 2018-11-02 | NO | NO | NO | [6 empty] | AC | [7 empty] | NO
PLTG405WKBI7 | Cresea Technology Limited | cresea | US-T84F20WB-WCOH | Linear Replacement Lamp | T8 Four-Foot | Dual Mode Internal Driver (UL Type A and Type B) |  | standard | YES |  | 3013 | 135.05 | 22.31 | 17.22 | 0.8991 | 3078 | 83.1 | 5 | 50000 | 2018-04-05 | Not Dimmable | Not Dimmable | NO |  | TTTUZO | [15 empty] | 91.1 |  | 1.24 | 1.38 | [6 empty] | 4.4 | 3013 | 135.05 | 22.31 | 16.08 | 0.9 | 3000 | 85.1 |  |  |  | NO | NO | NO | [8 empty] | 2018-11-02 | NO | NO | NO | [6 empty] | AC | [7 empty] | NO
PLAQ6SKT1J24 | Cresea Technology Limited | cresea | US-T84F12WB-BCOT | Linear Replacement Lamp | T8 Four-Foot | Dual Mode Internal Driver (UL Type A and Type B) |  | standard | NO | [10 empty] | 2018-04-05 | Not Dimmable | Not Dimmable | NotYetVerified |  | TTTUZK | [25 empty] | 4.4 | 1680 | 140 | 12 | 11.66 | 0.9 | 3500 | 80 |  |  |  | NO | NO | NO | [8 empty] | 2018-11-02 | NO | NO | NO | [6 empty] | AC | [7 empty] | NO
PLKSY8AFDWHS | Cresea Technology Limited | cresea | US-T84F12WB-NFOT | Linear Replacement Lamp | T8 Four-Foot | Dual Mode Internal Driver (UL Type A and Type B) |  | standard | NO | [10 empty] | 2018-04-05 | Not Dimmable | Not Dimmable | NotYetVerified |  | TTTUZL | [25 empty] | 4.4 | 1680 | 140 | 12 | 14.16 | 0.9 | 4000 | 80 |  |  |  | NO | NO | NO | [8 empty] | 2018-11-02 | NO | NO | NO | [6 empty] | AC | [7 empty] | NO
PL224DFNCSI3 | Cresea Technology Limited | cresea | US-T84F12WB-DFOT | Linear Replacement Lamp | T8 Four-Foot | Dual Mode Internal Driver (UL Type A and Type B) |  | standard | NO | [10 empty] | 2018-04-05 | Not Dimmable | Not Dimmable | NotYetVerified |  | TTTUZL | [25 empty] | 4.4 | 1680 | 140 | 12 | 14.16 | 0.9 | 5000 | 80 |  |  |  | NO | NO | NO | [8 empty] | 2018-11-02 | NO | NO | NO | [6 empty] | AC | [7 empty] | NO
PLBH4KFWUCR5 | Cresea Technology Limited | cresea | US-T84F12WB-NCOT | Linear Replacement Lamp | T8 Four-Foot | Dual Mode Internal Driver (UL Type A and Type B) |  | standard | NO | [10 empty] | 2018-04-05 | Not Dimmable | Not Dimmable | NotYetVerified |  | TTTUZK | [25 empty] | 4.4 | 1800 | 150 | 12 | 11.66 | 0.9 | 4000 | 80 |  |  |  | NO | NO | NO | [8 empty] | 2018-11-02 | NO | NO | NO | [6 empty] | AC | [7 empty] | NO
PLZA4IIAKFTB | Cresea Technology Limited | cresea | US-T84F12WB-DCOT | Linear Replacement Lamp | T8 Four-Foot | Dual Mode Internal Driver (UL Type A and Type B) |  | standard | NO | [10 empty] | 2018-04-05 | Not Dimmable | Not Dimmable | NotYetVerified |  | TTTUZK | [25 empty] | 4.4 | 1800 | 150 | 12 | 11.66 | 0.9 | 5000 | 80 |  |  |  | NO | NO | NO | [8 empty] | 2018-11-02 | NO | NO | NO | [6 empty] | AC | [7 empty] | NO
PLM4OPI8E8TQ | Cresea Technology Limited | cresea | US-T84F20WB-DFOT | Linear Replacement Lamp | T8 Four-Foot | Dual Mode Internal Driver (UL Type A and Type B) |  | standard | NO | [10 empty] | 2018-04-05 | Not Dimmable | Not Dimmable | NotYetVerified |  | TTTUZQ | [25 empty] | 4.4 | 2600 | 130 | 20 | 5.79 | 0.9 | 5000 | 80 |  |  |  | NO | NO | NO | [8 empty] | 2018-11-02 | NO | NO | NO | [6 empty] | AC | [7 empty] | NO
PLV7XXDRO90G | Cresea Technology Limited | cresea | US-T84F20WB-BCOT | Linear Replacement Lamp | T8 Four-Foot | Dual Mode Internal Driver (UL Type A and Type B) |  | standard | NO | [10 empty] | 2018-04-05 | Not Dimmable | Not Dimmable | NotYetVerified |  | TTTUZP | [25 empty] | 4.4 | 2600 | 130 | 20 | 20 | 0.9 | 3500 | 80 |  |  |  | NO | NO | NO | [8 empty] | 2018-11-02 | NO | NO | NO | [6 empty] | AC | [7 empty] | NO
PLDBBHQYEOGI | Cresea Technology Limited | cresea | US-T84F20WB-NCOH | Linear Replacement Lamp | T8 Four-Foot | Dual Mode Internal Driver (UL Type A and Type B) |  | standard | NO | [10 empty] | 2018-04-05 | Not Dimmable | Not Dimmable | NO |  | TTTUZO | [25 empty] | 4.4 | 3044 | 136.2 | 22.35 | 16.08 | 0.9 | 4000 | 85.1 |  |  |  | NO | NO | NO | [8 empty] | 2018-11-02 | NO | NO | NO | [6 empty] | AC | [7 empty] | NO
PLNUDXTSH6T4 | Cresea Technology Limited | cresea | US-T84F16WB-WFOT | Linear Replacement Lamp | T8 Four-Foot | Dual Mode Internal Driver (UL Type A and Type B) |  | standard | YES |  | 2034.7 | 114.76 | 17.73 | 7.63 | 0.9727 | 2884 | 81.9 | 5 | 50000 | 2018-04-05 | Not Dimmable | Not Dimmable | NotYetVerified |  | TTTUZN | [15 empty] | 84.2 |  | 1.24 | 1.42 | [6 empty] | 4.4 | 2160 | 120 | 18 | 7.63 | 0.9 | 3000 | 80 |  |  |  | NO | NO | NO | [8 empty] | 2018-11-02 | NO | NO | NO | [6 empty] | AC | [7 empty] | NO
P1DOJYXG | Shenzhen Syhdee Co.,Ltd. | SYHDEE | SYHU-T8GABUD1212M-45-B | Linear Replacement Lamp | T8 Four-Foot | Dual Mode Internal Driver (UL Type A and Type B) |  | standard | NO | [10 empty] | 2018-04-02 | Dimmable | Stepped | NO | Updated on 10/16/2018 | BBBECI | [25 empty] | 4.4 | 1648.52 | 120.51 | 13.68 | 22.13 | 0.9 | 4500 | 80 |  |  |  | NO | NO | NO | [8 empty] | 2018-11-02 | NO | NO | NO | [6 empty] | AC | [7 empty] | NO
PLJVWQGS | Shenzhen Syhdee Co.,Ltd. | SYHDEE | SYHU-T8GABUD1212M-50-B | Linear Replacement Lamp | T8 Four-Foot | Dual Mode Internal Driver (UL Type A and Type B) |  | standard | NO | [10 empty] | 2018-04-02 | Dimmable | Stepped | NO | Updated on 10/16/2018 | BBBECI | [25 empty] | 4.4 | 1650 | 120.09 | 13.74 | 22.49 | 0.9 | 5000 | 80 |  |  |  | NO | NO | NO | [8 empty] | 2018-11-02 | NO | NO | NO | [6 empty] | AC | [7 empty] | NO
P26ORY82 | Shenzhen MTC Lux Co., Ltd | BMTC | T8-015T096US-24A | Linear Replacement Lamp | T8 Four-Foot | Replacement Lamps (plug and play) (UL Type A) |  | standard | NO | [10 empty] | 2018-03-30 | Not Dimmable | Not Dimmable | NO |  | EAEFNM | [25 empty] | 4.4 | 2200 | 122 | 18 | 14 | 0.9 | 3500 | 80 |  |  |  | NO | NO | NO | [8 empty] | 2018-11-02 | NO | NO | NO | [6 empty] | AC | [7 empty] | NO
PSM53L5I | Shenzhen MTC Lux Co., Ltd | BMTC | T8-015T096UN-24A | Linear Replacement Lamp | T8 Four-Foot | Replacement Lamps (plug and play) (UL Type A) |  | standard | NO | [10 empty] | 2018-03-30 | Not Dimmable | Not Dimmable | NO |  | EAEFNM | [25 empty] | 4.4 | 2200 | 122 | 18 | 14 | 0.9 | 4000 | 80 |  |  |  | NO | NO | NO | [8 empty] | 2018-11-02 | NO | NO | NO | [6 empty] | AC | [7 empty] | NO
P4ZTGR2X | Shenzhen MTC Lux Co., Ltd | BMTC | T8-015T096UD-24A | Linear Replacement Lamp | T8 Four-Foot | Replacement Lamps (plug and play) (UL Type A) |  | standard | NO | [10 empty] | 2018-03-30 | Not Dimmable | Not Dimmable | NO |  | EAEFNM | [25 empty] | 4.4 | 2200 | 122 | 18 | 14 | 0.9 | 5000 | 80 |  |  |  | NO | NO | NO | [8 empty] | 2018-11-02 | NO | NO | NO | [6 empty] | AC | [7 empty] | NO
PHK8TFJF | Shenzhen MTC Lux Co., Ltd | BMTC | T8-015T096UB-24A | Linear Replacement Lamp | T8 Four-Foot | Replacement Lamps (plug and play) (UL Type A) |  | standard | YES |  | 2281.7 | 130.36 | 17.5 | 13.98 | 0.9615 | 3023 | 83.9 | 5 | 50000 | 2018-03-30 | Not Dimmable | Not Dimmable | NO |  | EAEFNM | [15 empty] | 82.2 |  | 1.3 | 1.34 | [6 empty] | 4.4 | 2200 | 122 | 18 | 14 | 0.9 | 3000 | 80 |  |  |  | NO | NO | NO | [8 empty] | 2018-11-02 | NO | NO | NO | [6 empty] | AC | [7 empty] | NO
PLTP15DIOFOF | Parmida LLC | PARMIDA LED Parmida led technology | PLED-NT818W5K-PP-UL-CL | Linear Replacement Lamp | T8 Four-Foot | Dual Mode Internal Driver (UL Type A and Type B) |  | standard | NO | [10 empty] | 2018-03-29 | Not Dimmable | Not Dimmable | NO |  | ZAZZZT | [25 empty] | 4.4 | 2565 | 120.54 | 21.28 | 20 | 0.9 | 5000 | 80 |  |  |  | NO | NO | NO | [8 empty] | 2018-11-02 | NO | NO | NO | [6 empty] | AC | [7 empty] | NO
PLCLOOD6E9ZE | Fotonz Inc. | Fotonz | FTSP48T8DF17W-50-7 [120-277 only] | Linear Replacement Lamp | T8 Four-Foot | Replacement Lamps (plug and play) (UL Type A) |  | standard | NO | [10 empty] | 2018-03-29 | Dimmable | Continuous Below 10 | NO |  | LLLBMX | [25 empty] | 4.4 | 2400 | 120 | 20 | 7.64 | 0.98 | 5000 | 83 |  |  |  | NO | NO | NO | [8 empty] | 2018-11-02 | NO | NO | NO | [6 empty] | AC | [7 empty] | NO
PKOGP00E | GE Lighting Solutions | GE Lighting | LED15ET8/G/4/935 | Linear Replacement Lamp | T8 Four-Foot | Replacement Lamps (plug and play) (UL Type A) |  | standard | YES |  | 2247.3 | 128.05 | 17.55 | 10 | 0.97 | 3493 | 94.2 | 5 | 50000 | 2018-05-23 | Dimmable | Continuous Below 10 | NO |  | PPPSHU | [15 empty] | 82 |  | 1.32 | 1.34 | [6 empty] | 4.4 | 2150 | 122.9 | 17.5 | 20 | 0.9 | 3500 | 90 |  |  |  | NO | NO | NO | [8 empty] | 2018-11-02 | NO | NO | NO | [6 empty] | AC | [7 empty] | NO
PPEK2L6A | GE Lighting Solutions | GE Lighting | LED15ET8/G/4/950 | Linear Replacement Lamp | T8 Four-Foot | Replacement Lamps (plug and play) (UL Type A) |  | standard | NO | [10 empty] | 2018-05-23 | Dimmable | Continuous Below 10 | NO |  | PPPSHU | [25 empty] | 4.4 | 2250 | 128.6 | 17.5 | 20 | 0.9 | 5000 | 90 |  |  |  | NO | NO | NO | [8 empty] | 2018-11-02 | NO | NO | NO | [6 empty] | AC | [7 empty] | NO
PKO4WU91 | GE Lighting Solutions | GE Lighting | LED14ET8/G/4/835 | Linear Replacement Lamp | T8 Four-Foot | Replacement Lamps (plug and play) (UL Type A) |  | standard | NO | [10 empty] | 2018-03-02 | Dimmable | Continuous Below 10 | NO |  | PPPSEL | [25 empty] | 4.4 | 2000 | 121.2 | 16.5 | 20 | 0.9 | 3500 | 80 |  |  |  | NO | NO | NO | [8 empty] | 2018-11-02 | NO | NO | NO | [6 empty] | AC | [7 empty] | NO
PLVH468G | GE Lighting Solutions | GE Lighting | LED14ET8/G/4/840 | Linear Replacement Lamp | T8 Four-Foot | Replacement Lamps (plug and play) (UL Type A) |  | standard | NO | [10 empty] | 2018-03-02 | Dimmable | Continuous Below 10 | NO |  | PPPSEL | [25 empty] | 4.4 | 2000 | 121.2 | 16.5 | 20 | 0.9 | 4000 | 80 |  |  |  | NO | NO | NO | [8 empty] | 2018-11-02 | NO | NO | NO | [6 empty] | AC | [7 empty] | NO
PL1DDLAKE26H | OSRAM | Osram Sylvania | OST8412W50 | Linear Replacement Lamp | T8 Four-Foot | Replacement Lamps (plug and play) (UL Type A) |  | standard | NO | [10 empty] | 2018-03-27 | Not Dimmable | Not Dimmable | NO |  | HAHIKT | [25 empty] | 4.4 | 1850 | 155 | 12 | 20 | 0.9 | 5000 | 80 |  |  |  | NO | NO | NO | [8 empty] | 2018-11-02 | NO | NO | NO | [6 empty] | AC | [7 empty] | NO
PL5AXBK344AI | OSRAM | Osram Sylvania | OST8414W35 | Linear Replacement Lamp | T8 Four-Foot | Replacement Lamps (plug and play) (UL Type A) |  | standard | NO | [10 empty] | 2018-03-27 | Not Dimmable | Not Dimmable | NO |  | HAHIKU | [25 empty] | 4.4 | 2150 | 155 | 14 | 20 | 0.9 | 3500 | 80 |  |  |  | NO | NO | NO | [8 empty] | 2018-11-02 | NO | NO | NO | [6 empty] | AC | [7 empty] | NO
PLS69OX4U220 | OSRAM | Osram Sylvania | OST8414W30 | Linear Replacement Lamp | T8 Four-Foot | Replacement Lamps (plug and play) (UL Type A) |  | standard | YES |  | 2071.9 | 131.88 | 15.71 | 6.59 | 0.9781 | 3062 | 82.8 | 5 | 50000 | 2018-03-27 | Not Dimmable | Not Dimmable | NO |  | HAHIKU | [15 empty] | 85.1 |  | 1.28 | 1.18 | [6 empty] | 4.4 | 2150 | 155 | 14 | 20 | 0.9 | 3000 | 80 |  |  |  | NO | NO | NO | [8 empty] | 2018-11-02 | NO | NO | NO | [6 empty] | AC | [7 empty] | NO
PLQJ3UMX9ULV | OSRAM | Osram Sylvania | OST8416W35 | Linear Replacement Lamp | T8 Four-Foot | Replacement Lamps (plug and play) (UL Type A) |  | standard | NO | [10 empty] | 2018-03-27 | Not Dimmable | Not Dimmable | NO |  | HAHIKV | [25 empty] | 4.4 | 2590 | 152 | 17 | 20 | 0.9 | 3500 | 80 |  |  |  | NO | NO | NO | [8 empty] | 2018-11-02 | NO | NO | NO | [6 empty] | AC | [7 empty] | NO
PLPOF338S9VB | OSRAM | Osram Sylvania | OST8416W30 | Linear Replacement Lamp | T8 Four-Foot | Replacement Lamps (plug and play) (UL Type A) |  | standard | YES |  | 2419 | 134.02 | 18.05 | 8.939 | 0.972 | 3060 | 82.8 | 5 | 50000 | 2018-03-27 | Not Dimmable | Not Dimmable | NO |  | HAHIKV | [15 empty] | 84.8 |  | 1.24 | 1.18 | [6 empty] | 4.4 | 2590 | 152 | 17 | 20 | 0.9 | 3000 | 80 |  |  |  | NO | NO | NO | [8 empty] | 2018-11-02 | NO | NO | NO | [6 empty] | AC | [7 empty] | NO
PLUIMAR8PIX1 | OSRAM | Osram Sylvania | OST8414W50 | Linear Replacement Lamp | T8 Four-Foot | Replacement Lamps (plug and play) (UL Type A) |  | standard | NO | [10 empty] | 2018-03-27 | Not Dimmable | Not Dimmable | NO |  | HAHIKU | [25 empty] | 4.4 | 2150 | 155 | 14 | 20 | 0.9 | 5000 | 80 |  |  |  | NO | NO | NO | [8 empty] | 2018-11-02 | NO | NO | NO | [6 empty] | AC | [7 empty] | NO
PL3I5VCA2HEK | OSRAM | Osram Sylvania | OST8412W30 | Linear Replacement Lamp | T8 Four-Foot | Replacement Lamps (plug and play) (UL Type A) |  | standard | YES |  | 1798 | 130.2 | 13.81 | 8.82 | 0.971 | 3046 | 82.7 | 5 | 50000 | 2018-03-27 | Not Dimmable | Not Dimmable | NO |  | HAHIKT | [15 empty] | 85.1 |  | 1.3 | 1.18 | [6 empty] | 4.4 | 1850 | 155 | 12 | 20 | 0.9 | 3000 | 80 |  |  |  | NO | NO | NO | [8 empty] | 2018-11-02 | NO | NO | NO | [6 empty] | AC | [7 empty] | NO
PLW665Z867RI | OSRAM | Osram Sylvania | OST8416W50 | Linear Replacement Lamp | T8 Four-Foot | Replacement Lamps (plug and play) (UL Type A) |  | standard | NO | [10 empty] | 2018-03-27 | Not Dimmable | Not Dimmable | NO |  | HAHIKV | [25 empty] | 4.4 | 2590 | 152 | 17 | 20 | 0.9 | 5000 | 80 |  |  |  | NO | NO | NO | [8 empty] | 2018-11-02 | NO | NO | NO | [6 empty] | AC | [7 empty] | NO
PL3KSNA5SR1Y | OSRAM | Osram Sylvania | OST8412W40 | Linear Replacement Lamp | T8 Four-Foot | Replacement Lamps (plug and play) (UL Type A) |  | standard | NO | [10 empty] | 2018-03-27 | Not Dimmable | Not Dimmable | NO |  | HAHIKT | [25 empty] | 4.4 | 1850 | 155 | 12 | 20 | 0.9 | 4000 | 80 |  |  |  | NO | NO | NO | [8 empty] | 2018-11-02 | NO | NO | NO | [6 empty] | AC | [7 empty] | NO
PL7LIL0E71TW | OSRAM | Osram Sylvania | OST8414W40 | Linear Replacement Lamp | T8 Four-Foot | Replacement Lamps (plug and play) (UL Type A) |  | standard | NO | [10 empty] | 2018-03-27 | Not Dimmable | Not Dimmable | NO |  | HAHIKU | [25 empty] | 4.4 | 2150 | 155 | 14 | 20 | 0.9 | 4000 | 80 |  |  |  | NO | NO | NO | [8 empty] | 2018-11-02 | NO | NO | NO | [6 empty] | AC | [7 empty] | NO
PL9BUWKX62UQ | OSRAM | Osram Sylvania | OST8416W40 | Linear Replacement Lamp | T8 Four-Foot | Replacement Lamps (plug and play) (UL Type A) |  | standard | NO | [10 empty] | 2018-03-27 | Not Dimmable | Not Dimmable | NO |  | HAHIKV | [25 empty] | 4.4 | 2590 | 152 | 17 | 20 | 0.9 | 4000 | 80 |  |  |  | NO | NO | NO | [8 empty] | 2018-11-02 | NO | NO | NO | [6 empty] | AC | [7 empty] | NO
PL8WJF3OYW2C | OSRAM | Osram Sylvania | OST8412W35 | Linear Replacement Lamp | T8 Four-Foot | Replacement Lamps (plug and play) (UL Type A) |  | standard | NO | [10 empty] | 2018-03-27 | Not Dimmable | Not Dimmable | NO |  | HAHIKT | [25 empty] | 4.4 | 1850 | 155 | 12 | 20 | 0.9 | 3500 | 80 |  |  |  | NO | NO | NO | [8 empty] | 2018-11-02 | NO | NO | NO | [6 empty] | AC | [7 empty] | NO
PL6DP1LUQWWO | Polybrite International/Borealis LED Lighting | PolyBrite, Borealis | T8F-18W-50K-4-1880-2B | Linear Replacement Lamp | T8 Four-Foot | Dual Mode Internal Driver (UL Type A and Type B) |  | standard | NO | [10 empty] | 2018-03-26 | Not Dimmable | Not Dimmable | NotYetVerified |  | IIILTT | [25 empty] | 4.4 | 2567.73 | 138.05 | 18.6 | 20 | 0.9 | 5000 | 82.3 |  |  |  | NO | NO | NO | [8 empty] | 2018-11-02 | NO | NO | NO | [6 empty] | AC | [7 empty] | NO
PLLUVDGB9XN2 | Polybrite International/Borealis LED Lighting | PolyBrite, Borealis | T8C-18W-35K-4-1880-2B | Linear Replacement Lamp | T8 Four-Foot | Dual Mode Internal Driver (UL Type A and Type B) |  | standard | NO | [10 empty] | 2018-03-26 | Not Dimmable | Not Dimmable | NotYetVerified |  | IIILTS | [25 empty] | 4.4 | 2583.78 | 138.17 | 18.7 | 20 | 0.9 | 3500 | 82.3 |  |  |  | NO | NO | NO | [8 empty] | 2018-11-02 | NO | NO | NO | [6 empty] | AC | [7 empty] | NO
PL8EKC17A83P | Polybrite International/Borealis LED Lighting | PolyBrite, Borealis | T8C-15W-27K-4-1880-2B | Linear Replacement Lamp | T8 Four-Foot | Dual Mode Internal Driver (UL Type A and Type B) |  | standard | NO | [10 empty] | 2018-03-26 | Not Yet Verified | Not Yet Verified | NotYetVerified |  | IIILTR | [25 empty] | 4.4 | 2040 | 120 | 17.7 | 20 | 0.9 | 2700 | 83 |  |  |  | NO | NO | NO | [8 empty] | 2018-11-02 | NO | NO | NO | [6 empty] | AC | [7 empty] | NO
PL1UP9SCOMU5 | Polybrite International/Borealis LED Lighting | PolyBrite, Borealis | T8C-15W-35K-4-1880-2B | Linear Replacement Lamp | T8 Four-Foot | Dual Mode Internal Driver (UL Type A and Type B) |  | standard | NO | [10 empty] | 2018-03-26 | Not Yet Verified | Not Yet Verified | NotYetVerified |  | IIILTR | [25 empty] | 4.4 | 2172 | 133 | 16.3 | 20 | 0.9 | 3500 | 83 |  |  |  | NO | NO | NO | [8 empty] | 2018-11-02 | NO | NO | NO | [6 empty] | AC | [7 empty] | NO
PL9F2BDBYH9S | Polybrite International/Borealis LED Lighting | PolyBrite, Borealis | T8C-15W-40K-4-1880-2B | Linear Replacement Lamp | T8 Four-Foot | Dual Mode Internal Driver (UL Type A and Type B) |  | standard | NO | [10 empty] | 2018-03-26 | Not Yet Verified | Not Yet Verified | NotYetVerified |  | IIILTR | [25 empty] | 4.4 | 2172 | 133 | 16.3 | 20 | 0.9 | 4000 | 83 |  |  |  | NO | NO | NO | [8 empty] | 2018-11-02 | NO | NO | NO | [6 empty] | AC | [7 empty] | NO
PLLSJI2VHDFA | Polybrite International/Borealis LED Lighting | PolyBrite, Borealis | T8F-15W-30K-4-1880-2B | Linear Replacement Lamp | T8 Four-Foot | Dual Mode Internal Driver (UL Type A and Type B) |  | standard | YES |  | 2172 | 133.25 | 16.3 | 6.91 | 0.9572 | 3012 | 81.8 | 5 | 50000 | 2018-03-26 | Not Yet Verified | Not Yet Verified | NotYetVerified |  | IIILTR | [15 empty] | 90 |  | 1.16 | 1.38 | [6 empty] | 4.4 | 2172 | 133 | 16.3 | 20 | 0.9 | 3000 | 83 |  |  |  | NO | NO | NO | [8 empty] | 2018-11-02 | NO | NO | NO | [6 empty] | AC | [7 empty] | NO
PLTF06S20N17 | Polybrite International/Borealis LED Lighting | PolyBrite, Borealis | T8F-18W-35K-4-1880-2B | Linear Replacement Lamp | T8 Four-Foot | Dual Mode Internal Driver (UL Type A and Type B) |  | standard | NO | [10 empty] | 2018-03-26 | Not Dimmable | Not Dimmable | NotYetVerified |  | IIILTT | [25 empty] | 4.4 | 2439.98 | 130.62 | 18.68 | 20 | 0.9 | 3500 | 82.3 |  |  |  | NO | NO | NO | [8 empty] | 2018-11-02 | NO | NO | NO | [6 empty] | AC | [7 empty] | NO
PLWVAGSANK37 | Polybrite International/Borealis LED Lighting | PolyBrite, Borealis | T8F-15W-40K-4-1880-2B | Linear Replacement Lamp | T8 Four-Foot | Dual Mode Internal Driver (UL Type A and Type B) |  | standard | NO | [10 empty] | 2018-03-26 | Not Yet Verified | Not Yet Verified | NotYetVerified |  | IIILTR | [25 empty] | 4.4 | 2172 | 133 | 16.3 | 20 | 0.9 | 4000 | 83 |  |  |  | NO | NO | NO | [8 empty] | 2018-11-02 | NO | NO | NO | [6 empty] | AC | [7 empty] | NO
PLCLRY969102 | Polybrite International/Borealis LED Lighting | PolyBrite, Borealis | T8C-15W-50K-4-1880-2B | Linear Replacement Lamp | T8 Four-Foot | Dual Mode Internal Driver (UL Type A and Type B) |  | standard | NO | [10 empty] | 2018-03-26 | Not Yet Verified | Not Yet Verified | NotYetVerified |  | IIILTR | [25 empty] | 4.4 | 2172 | 133 | 16.3 | 20 | 0.9 | 5000 | 83 |  |  |  | NO | NO | NO | [8 empty] | 2018-11-02 | NO | NO | NO | [6 empty] | AC | [7 empty] | NO
PLRY4UBXPLQL | Polybrite International/Borealis LED Lighting | PolyBrite, Borealis | T8C-18W-30K-4-1880-2B | Linear Replacement Lamp | T8 Four-Foot | Dual Mode Internal Driver (UL Type A and Type B) |  | standard | YES |  | 2557 | 140.03 | 18.26 | 12.15 | 0.9408 | 3023 | 82.1 | 5 | 50000 | 2018-03-26 | Not Dimmable | Not Dimmable | NotYetVerified |  | IIILTS | [15 empty] | 88.7 |  | 1.37 | 1.18 | [6 empty] | 4.4 | 2583.78 | 138.17 | 18.7 | 20 | 0.9 | 3000 | 82.3 |  |  |  | NO | NO | NO | [8 empty] | 2018-11-02 | NO | NO | NO | [6 empty] | AC | [7 empty] | NO
PLYT7SXXV1EG | Polybrite International/Borealis LED Lighting | PolyBrite, Borealis | T8F-18W-45K-4-1880-2B | Linear Replacement Lamp | T8 Four-Foot | Dual Mode Internal Driver (UL Type A and Type B) |  | standard | NO | [10 empty] | 2018-03-26 | Not Dimmable | Not Dimmable | NotYetVerified |  | IIILTT | [25 empty] | 4.4 | 2521.55 | 136.3 | 18.5 | 20 | 0.9 | 4500 | 82.3 |  |  |  | NO | NO | NO | [8 empty] | 2018-11-02 | NO | NO | NO | [6 empty] | AC | [7 empty] | NO
PLBMEQ8MFY14 | Polybrite International/Borealis LED Lighting | PolyBrite, Borealis | T8C-18W-45K-4-1880-2B | Linear Replacement Lamp | T8 Four-Foot | Dual Mode Internal Driver (UL Type A and Type B) |  | standard | NO | [10 empty] | 2018-03-26 | Not Dimmable | Not Dimmable | NotYetVerified |  | IIILTS | [25 empty] | 4.4 | 2685.58 | 142.85 | 18.8 | 20 | 0.9 | 4500 | 82.3 |  |  |  | NO | NO | NO | [8 empty] | 2018-11-02 | NO | NO | NO | [6 empty] | AC | [7 empty] | NO
PLRBXB8R5PUV | Polybrite International/Borealis LED Lighting | PolyBrite, Borealis | T8F-15W-35K-4-1880-2B | Linear Replacement Lamp | T8 Four-Foot | Dual Mode Internal Driver (UL Type A and Type B) |  | standard | NO | [10 empty] | 2018-03-26 | Not Yet Verified | Not Yet Verified | NotYetVerified |  | IIILTR | [25 empty] | 4.4 | 2172 | 133 | 16.3 | 20 | 0.9 | 3500 | 83 |  |  |  | NO | NO | NO | [8 empty] | 2018-11-02 | NO | NO | NO | [6 empty] | AC | [7 empty] | NO
PLZEFGRRDIKD | Polybrite International/Borealis LED Lighting | PolyBrite, Borealis | T8F-15W-50K-4-1880-2B | Linear Replacement Lamp | T8 Four-Foot | Dual Mode Internal Driver (UL Type A and Type B) |  | standard | NO | [10 empty] | 2018-03-26 | Not Yet Verified | Not Yet Verified | NotYetVerified |  | IIILTR | [25 empty] | 4.4 | 2172 | 133 | 16.3 | 20 | 0.9 | 5000 | 83 |  |  |  | NO | NO | NO | [8 empty] | 2018-11-02 | NO | NO | NO | [6 empty] | AC | [7 empty] | NO
PLCO5HLQ6P7F | Polybrite International/Borealis LED Lighting | PolyBrite, Borealis | T8F-18W-30K-4-1880-2B | Linear Replacement Lamp | T8 Four-Foot | Dual Mode Internal Driver (UL Type A and Type B) |  | standard | YES |  | 2502 | 132.1 | 18.94 | 11.86 | 0.937 | 3029 | 82.6 | 5 | 50000 | 2018-03-26 | Not Dimmable | Not Dimmable | NotYetVerified |  | IIILTT | [15 empty] | 88.8 |  | 1.34 | 1.19 | [6 empty] | 4.4 | 2439.98 | 130.62 | 18.68 | 20 | 0.9 | 3000 | 82.3 |  |  |  | NO | NO | NO | [8 empty] | 2018-11-02 | NO | NO | NO | [6 empty] | AC | [7 empty] | NO
PLEL3PAI29GP | Polybrite International/Borealis LED Lighting | PolyBrite, Borealis | T8F-18W-40K-4-1880-2B | Linear Replacement Lamp | T8 Four-Foot | Dual Mode Internal Driver (UL Type A and Type B) |  | standard | NO | [10 empty] | 2018-03-26 | Not Dimmable | Not Dimmable | NotYetVerified |  | IIILTT | [25 empty] | 4.4 | 2521.55 | 136.3 | 18.5 | 20 | 0.9 | 4000 | 82.3 |  |  |  | NO | NO | NO | [8 empty] | 2018-11-02 | NO | NO | NO | [6 empty] | AC | [7 empty] | NO
PL197XQS0Z26 | Polybrite International/Borealis LED Lighting | PolyBrite, Borealis | T8C-18W-40K-4-1880-2B | Linear Replacement Lamp | T8 Four-Foot | Dual Mode Internal Driver (UL Type A and Type B) |  | standard | NO | [10 empty] | 2018-03-26 | Not Dimmable | Not Dimmable | NotYetVerified |  | IIILTS | [25 empty] | 4.4 | 2685.58 | 142.85 | 18.8 | 20 | 0.9 | 4000 | 82.3 |  |  |  | NO | NO | NO | [8 empty] | 2018-11-02 | NO | NO | NO | [6 empty] | AC | [7 empty] | NO
PLAP6D5D03BF | Polybrite International/Borealis LED Lighting | PolyBrite, Borealis | T8C-18W-50K-4-1880-2B | Linear Replacement Lamp | T8 Four-Foot | Dual Mode Internal Driver (UL Type A and Type B) |  | standard | NO | [10 empty] | 2018-03-26 | Not Dimmable | Not Dimmable | NotYetVerified |  | IIILTS | [25 empty] | 4.4 | 2705.7 | 143.92 | 18.8 | 20 | 0.9 | 5000 | 82.3 |  |  |  | NO | NO | NO | [8 empty] | 2018-11-02 | NO | NO | NO | [6 empty] | AC | [7 empty] | NO
PLBTTMLZ7YSV | Polybrite International/Borealis LED Lighting | PolyBrite, Borealis | T8F-15W-27K-4-1880-2B | Linear Replacement Lamp | T8 Four-Foot | Dual Mode Internal Driver (UL Type A and Type B) |  | standard | YES |  | 1929 | 109 | 17.7 | 17.9 | 0.9557 | 2655 | 81.6 | 5 | 50000 | 2018-03-26 | Not Yet Verified | Not Yet Verified | NotYetVerified |  | IIILTR | [15 empty] | 84.9 |  | 1.25 | 1.4 | [6 empty] | 4.4 | 2040 | 120 | 17.7 | 20 | 0.9 | 2700 | 83 |  |  |  | NO | NO | NO | [8 empty] | 2018-11-02 | NO | NO | NO | [6 empty] | AC | [7 empty] | NO
PLFEYHB57L45 | Polybrite International/Borealis LED Lighting | PolyBrite, Borealis | T8C-15W-45K-4-1880-2B | Linear Replacement Lamp | T8 Four-Foot | Dual Mode Internal Driver (UL Type A and Type B) |  | standard | NO | [10 empty] | 2018-03-26 | Not Yet Verified | Not Yet Verified | NotYetVerified |  | IIILTR | [25 empty] | 4.4 | 2172 | 133 | 16.3 | 20 | 0.9 | 4500 | 83 |  |  |  | NO | NO | NO | [8 empty] | 2018-11-02 | NO | NO | NO | [6 empty] | AC | [7 empty] | NO
PL1G7JOOTV0A | Polybrite International/Borealis LED Lighting | PolyBrite, Borealis | T8F-15W-45K-4-1880-2B | Linear Replacement Lamp | T8 Four-Foot | Dual Mode Internal Driver (UL Type A and Type B) |  | standard | NO | [10 empty] | 2018-03-26 | Not Yet Verified | Not Yet Verified | NotYetVerified |  | IIILTR | [25 empty] | 4.4 | 2172 | 133 | 16.3 | 20 | 0.9 | 4500 | 83 |  |  |  | NO | NO | NO | [8 empty] | 2018-11-02 | NO | NO | NO | [6 empty] | AC | [7 empty] | NO
PL9Z3GQEXAXF | Polybrite International/Borealis LED Lighting | PolyBrite, Borealis | T8C-15W-30K-4-1880-2B | Linear Replacement Lamp | T8 Four-Foot | Dual Mode Internal Driver (UL Type A and Type B) |  | standard | NO | [10 empty] | 2018-03-26 | Not Yet Verified | Not Yet Verified | NotYetVerified |  | IIILTR | [25 empty] | 4.4 | 2172 | 133 | 16.3 | 20 | 0.9 | 3000 | 83 |  |  |  | NO | NO | NO | [8 empty] | 2018-11-02 | NO | NO | NO | [6 empty] | AC | [7 empty] | NO
PLBT2GVS7CNK | Luminoso, LLC | Luminoso | 4T8 12 15W 40K J MF CL | Linear Replacement Lamp | T8 Four-Foot | Replacement Lamps (plug and play) (UL Type A) |  | standard | NO | [10 empty] | 2018-03-20 | Not Dimmable | Not Dimmable | NO |  | YYYCVB | [25 empty] | 4.4 | 1979.1 | 120.68 | 16.4 | 17.8 | 0.92 | 4000 | 83.1 |  |  |  | NO | NO | NO | [8 empty] | 2018-11-02 | NO | NO | NO | [6 empty] | AC | [7 empty] | NO
PL4U1KHHJAE7 | Luminoso, LLC | Luminoso | 4T8 12 15W 35K J MF CL | Linear Replacement Lamp | T8 Four-Foot | Replacement Lamps (plug and play) (UL Type A) |  | standard | NO | [10 empty] | 2018-03-20 | Not Dimmable | Not Dimmable | NO |  | YYYCVB | [25 empty] | 4.4 | 1979.1 | 120.68 | 16.4 | 17.8 | 0.92 | 3500 | 83.1 |  |  |  | NO | NO | NO | [8 empty] | 2018-11-02 | NO | NO | NO | [6 empty] | AC | [7 empty] | NO
PLM6OKMPFOOU | Luminoso, LLC | Luminoso | 4T8 12 15W 50K J MF CL | Linear Replacement Lamp | T8 Four-Foot | Replacement Lamps (plug and play) (UL Type A) |  | standard | NO | [10 empty] | 2018-03-20 | Not Dimmable | Not Dimmable | NO |  | YYYCVB | [25 empty] | 4.4 | 2021.33 | 123.03 | 16.43 | 18.4 | 0.92 | 5082 | 84.3 |  |  |  | NO | NO | NO | [8 empty] | 2018-11-02 | NO | NO | NO | [6 empty] | AC | [7 empty] | NO
PLKPTA0P0JGO | Luminoso, LLC | Luminoso | 4T8 12 15W 50K J MF FR | Linear Replacement Lamp | T8 Four-Foot | Dual Mode Internal Driver (UL Type A and Type B) |  | standard | NO | [10 empty] | 2018-03-20 | Not Dimmable | Not Dimmable | NO |  | YYYCVA | [25 empty] | 4.4 | 2216 | 122.4 | 18.1 | 18.8 | 0.93 | 5154 | 88.1 |  |  |  | NO | NO | NO | [8 empty] | 2018-11-02 | NO | NO | NO | [6 empty] | AC | [7 empty] | NO
PLIYGHH32IV8 | Luminoso, LLC | Luminoso | 4T8 12 15W 45K J MF CL | Linear Replacement Lamp | T8 Four-Foot | Replacement Lamps (plug and play) (UL Type A) |  | standard | NO | [10 empty] | 2018-03-20 | Not Dimmable | Not Dimmable | NO |  | YYYCVB | [25 empty] | 4.4 | 1979.1 | 120.68 | 16.4 | 17.8 | 0.92 | 4500 | 83.1 |  |  |  | NO | NO | NO | [8 empty] | 2018-11-02 | NO | NO | NO | [6 empty] | AC | [7 empty] | NO
PLTZLI2PDJE5 | Luminoso, LLC | Luminoso | 4T8 12 15W 30K J MF CL | Linear Replacement Lamp | T8 Four-Foot | Replacement Lamps (plug and play) (UL Type A) |  | standard | YES |  | 1979.1 | 120.677 | 16.4 | 17.8 | 0.917 | 3045 | 83.1 | 5 | 50000 | 2018-03-20 | Not Dimmable | Not Dimmable | NO |  | YYYCVB | [15 empty] | 79.8 |  | 1.12 | 1.06 | [6 empty] | 4.4 | 1979.1 | 120.68 | 16.4 | 17.8 | 0.92 | 3045 | 83.1 |  |  |  | NO | NO | NO | [8 empty] | 2018-11-02 | NO | NO | NO | [6 empty] | AC | [7 empty] | NO
PL15NFDLM8V3 | Savegreen Lighting | Savegreen Lighting | LT8ABP48L18W2250L40K | Linear Replacement Lamp | T8 Four-Foot | Dual Mode Internal Driver (UL Type A and Type B) |  | standard | NO | [10 empty] | 2018-03-19 | Not Dimmable | Not Dimmable | NotYetVerified |  | KKLAIG | [25 empty] | 4.4 | 2521.55 | 136.3 | 18.5 | 20 | 0.9 | 4000 | 82.3 |  |  |  | NO | NO | NO | [8 empty] | 2018-11-02 | NO | NO | NO | [6 empty] | AC | [7 empty] | NO
PL62DMO7CTP6 | Savegreen Lighting | Savegreen Lighting | LT8ABP48L13W1625L40K | Linear Replacement Lamp | T8 Four-Foot | Dual Mode Internal Driver (UL Type A and Type B) |  | standard | YES |  | 1850 | 131.2 | 14.1 | 14.45 | 0.9042 | 3995 | 82.6 | 5 | 50000 | 2018-03-19 | Not Dimmable | Not Dimmable | NotYetVerified |  | KKLAIE | [15 empty] | 84.5 |  | 1.33 | 1.23 | [6 empty] | 4.4 | 1850 | 130 | 14.2 | 20 | 0.9 | 4000 | 81 |  |  |  | NO | NO | NO | [8 empty] | 2018-11-02 | NO | NO | NO | [6 empty] | AC | [7 empty] | NO
PL1K14JJS6B4 | Savegreen Lighting | Savegreen Lighting | LT8ABP48L18W2250L35K | Linear Replacement Lamp | T8 Four-Foot | Dual Mode Internal Driver (UL Type A and Type B) |  | standard | NO | [10 empty] | 2018-03-19 | Not Dimmable | Not Dimmable | NotYetVerified |  | KKLAIG | [25 empty] | 4.4 | 2439.98 | 130.62 | 18.68 | 20 | 0.9 | 3500 | 82.3 |  |  |  | NO | NO | NO | [8 empty] | 2018-11-02 | NO | NO | NO | [6 empty] | AC | [7 empty] | NO
PLO9TUEF4UP7 | Savegreen Lighting | Savegreen Lighting | LT8ABP48L15W1875L50K | Linear Replacement Lamp | T8 Four-Foot | Dual Mode Internal Driver (UL Type A and Type B) |  | standard | NO | [10 empty] | 2018-03-19 | Not Yet Verified | Not Yet Verified | NotYetVerified |  | KKLAIF | [25 empty] | 4.4 | 2172 | 133 | 16.3 | 20 | 0.9 | 5000 | 83 |  |  |  | NO | NO | NO | [8 empty] | 2018-11-02 | NO | NO | NO | [6 empty] | AC | [7 empty] | NO
PL0SLD7ZBL59 | Savegreen Lighting | Savegreen Lighting | LT8ABP48L20W2500L35K | Linear Replacement Lamp | T8 Four-Foot | Dual Mode Internal Driver (UL Type A and Type B) |  | standard | NO | [10 empty] | 2018-03-19 | Not Dimmable | Not Dimmable | NotYetVerified |  | KKLAIH | [25 empty] | 4.4 | 2697 | 134.35 | 20.08 | 20 | 0.9 | 3500 | 83 |  |  |  | NO | NO | NO | [8 empty] | 2018-11-02 | NO | NO | NO | [6 empty] | AC | [7 empty] | NO
PLN64PYT395S | Savegreen Lighting | Savegreen Lighting | LT8ABP48L12W1500L35K | Linear Replacement Lamp | T8 Four-Foot | Dual Mode Internal Driver (UL Type A and Type B) |  | standard | NO | [10 empty] | 2018-03-19 | Not Dimmable | Not Dimmable | NO |  | KKLAID | [25 empty] | 4.4 | 1700 | 142 | 12 | 20 | 0.9 | 3500 | 85 |  |  |  | NO | NO | NO | [8 empty] | 2018-11-02 | NO | NO | NO | [6 empty] | AC | [7 empty] | NO
PLH5Z3EFKC80 | Savegreen Lighting | Savegreen Lighting | LT8ABP48L12W1500L40K | Linear Replacement Lamp | T8 Four-Foot | Dual Mode Internal Driver (UL Type A and Type B) |  | standard | NO | [10 empty] | 2018-03-19 | Not Dimmable | Not Dimmable | NO |  | KKLAID | [25 empty] | 4.4 | 1800 | 150 | 12 | 20 | 0.9 | 4000 | 85 |  |  |  | NO | NO | NO | [8 empty] | 2018-11-02 | NO | NO | NO | [6 empty] | AC | [7 empty] | NO
PLJATRNEEUKK | Savegreen Lighting | Savegreen Lighting | LT8ABP48L12W1500L30K | Linear Replacement Lamp | T8 Four-Foot | Dual Mode Internal Driver (UL Type A and Type B) |  | standard | YES |  | 1705 | 141.11 | 12.21 | 14.28 | 0.9019 | 3002 | 83.1 | 5 | 50000 | 2018-03-19 | Not Dimmable | Not Dimmable | NO |  | KKLAID | [15 empty] | 88.5 |  | 1.37 | 1.16 | [6 empty] | 4.4 | 1700 | 142 | 12 | 20 | 0.9 | 3000 | 85 |  |  |  | NO | NO | NO | [8 empty] | 2018-11-02 | NO | NO | NO | [6 empty] | AC | [7 empty] | NO
PLL8BEK1TN1Q | Savegreen Lighting | Savegreen Lighting | LT8ABP48L15W1875L30K | Linear Replacement Lamp | T8 Four-Foot | Dual Mode Internal Driver (UL Type A and Type B) |  | standard | YES |  | 2172 | 133.25 | 16.3 | 6.91 | 0.9572 | 3012 | 81.8 | 5 | 50000 | 2018-03-19 | Not Yet Verified | Not Yet Verified | NotYetVerified |  | KKLAIF | [15 empty] | 90 |  | 1.16 | 1.38 | [6 empty] | 4.4 | 2172 | 133 | 16.3 | 20 | 0.9 | 3000 | 83 |  |  |  | NO | NO | NO | [8 empty] | 2018-11-02 | NO | NO | NO | [6 empty] | AC | [7 empty] | NO
PLGRI09Q9N8D | Savegreen Lighting | Savegreen Lighting | LT8ABP48L20W2500L30K | Linear Replacement Lamp | T8 Four-Foot | Dual Mode Internal Driver (UL Type A and Type B) |  | standard | YES |  | 2697 | 134.35 | 20.08 | 6.38 | 0.9693 | 3017 | 82.2 | 5 | 50000 | 2018-03-19 | Not Dimmable | Not Dimmable | NotYetVerified |  | KKLAIH | [15 empty] | 90.3 |  | 1.16 | 1.36 | [6 empty] | 4.4 | 2697 | 134.35 | 20.08 | 20 | 0.9 | 3000 | 83 |  |  |  | NO | NO | NO | [8 empty] | 2018-11-02 | NO | NO | NO | [6 empty] | AC | [7 empty] | NO
PL2VNV5F47C4 | Savegreen Lighting | Savegreen Lighting | LT8ABP48L13W1625L50K | Linear Replacement Lamp | T8 Four-Foot | Dual Mode Internal Driver (UL Type A and Type B) |  | standard | NO | [10 empty] | 2018-03-19 | Not Dimmable | Not Dimmable | NotYetVerified |  | KKLAIE | [25 empty] | 4.4 | 1850 | 130 | 14.2 | 20 | 0.9 | 4000 | 81 |  |  |  | NO | NO | NO | [8 empty] | 2018-11-02 | NO | NO | NO | [6 empty] | AC | [7 empty] | NO
PL6TIZ0U3XXL | Savegreen Lighting | Savegreen Lighting | LT8ABP48L18W2250L50K | Linear Replacement Lamp | T8 Four-Foot | Dual Mode Internal Driver (UL Type A and Type B) |  | standard | NO | [10 empty] | 2018-03-19 | Not Dimmable | Not Dimmable | NotYetVerified |  | KKLAIG | [25 empty] | 4.4 | 2567.73 | 138.05 | 18.6 | 20 | 0.9 | 5000 | 82.3 |  |  |  | NO | NO | NO | [8 empty] | 2018-11-02 | NO | NO | NO | [6 empty] | AC | [7 empty] | NO
PL8PEXUF9HOH | Savegreen Lighting | Savegreen Lighting | LT8ABP48L15W1875L40K | Linear Replacement Lamp | T8 Four-Foot | Dual Mode Internal Driver (UL Type A and Type B) |  | standard | NO | [10 empty] | 2018-03-19 | Not Yet Verified | Not Yet Verified | NotYetVerified |  | KKLAIF | [25 empty] | 4.4 | 2172 | 133 | 16.3 | 20 | 0.9 | 4000 | 83 |  |  |  | NO | NO | NO | [8 empty] | 2018-11-02 | NO | NO | NO | [6 empty] | AC | [7 empty] | NO
PLJGRF4SXJ7X | Savegreen Lighting | Savegreen Lighting | LT8ABP48L15W1875L35K | Linear Replacement Lamp | T8 Four-Foot | Dual Mode Internal Driver (UL Type A and Type B) |  | standard | NO | [10 empty] | 2018-03-19 | Not Yet Verified | Not Yet Verified | NotYetVerified |  | KKLAIF | [25 empty] | 4.4 | 2172 | 133 | 16.3 | 20 | 0.9 | 3500 | 83 |  |  |  | NO | NO | NO | [8 empty] | 2018-11-02 | NO | NO | NO | [6 empty] | AC | [7 empty] | NO
PLH6OVA2CPI7 | Savegreen Lighting | Savegreen Lighting | LT8ABP48L20W2500L40K | Linear Replacement Lamp | T8 Four-Foot | Dual Mode Internal Driver (UL Type A and Type B) |  | standard | NO | [10 empty] | 2018-03-19 | Not Dimmable | Not Dimmable | NotYetVerified |  | KKLAIH | [25 empty] | 4.4 | 2697 | 134.35 | 20.08 | 20 | 0.9 | 4000 | 83 |  |  |  | NO | NO | NO | [8 empty] | 2018-11-02 | NO | NO | NO | [6 empty] | AC | [7 empty] | NO
PLQFKLGT2O3C | Savegreen Lighting | Savegreen Lighting | LT8ABP48L20W2500L50K | Linear Replacement Lamp | T8 Four-Foot | Dual Mode Internal Driver (UL Type A and Type B) |  | standard | NO | [10 empty] | 2018-03-19 | Not Dimmable | Not Dimmable | NotYetVerified |  | KKLAIH | [25 empty] | 4.4 | 2697 | 134.35 | 20.08 | 20 | 0.9 | 5000 | 83 |  |  |  | NO | NO | NO | [8 empty] | 2018-11-02 | NO | NO | NO | [6 empty] | AC | [7 empty] | NO
PL21J3GHV56U | Savegreen Lighting | Savegreen Lighting | LT8ABP48L12W1500L50K | Linear Replacement Lamp | T8 Four-Foot | Dual Mode Internal Driver (UL Type A and Type B) |  | standard | NO | [10 empty] | 2018-03-19 | Not Dimmable | Not Dimmable | NO |  | KKLAID | [25 empty] | 4.4 | 1800 | 150 | 12 | 20 | 0.9 | 5000 | 85 |  |  |  | NO | NO | NO | [8 empty] | 2018-11-02 | NO | NO | NO | [6 empty] | AC | [7 empty] | NO
PL5VQIA7FBTJ | Savegreen Lighting | Savegreen Lighting | LT8ABP48L18W2250L30K | Linear Replacement Lamp | T8 Four-Foot | Dual Mode Internal Driver (UL Type A and Type B) |  | standard | YES |  | 2502 | 132.1 | 18.94 | 11.86 | 0.937 | 3029 | 82.6 | 5 | 50000 | 2018-03-19 | Not Dimmable | Not Dimmable | NotYetVerified |  | KKLAIG | [15 empty] | 88.8 |  | 1.34 | 1.19 | [6 empty] | 4.4 | 2439.98 | 130.62 | 18.68 | 20 | 0.9 | 3000 | 82.3 |  |  |  | NO | NO | NO | [8 empty] | 2018-11-02 | NO | NO | NO | [6 empty] | AC | [7 empty] | NO
PG4PQSR8 | CH Lighting Technology Co.,Ltd. | CH | CH1117-48-15W 850-7 | Linear Replacement Lamp | T8 Four-Foot | Replacement Lamps (plug and play) (UL Type A) |  | standard | NO | [10 empty] | 2018-03-14 | Not Dimmable | Not Dimmable | NO |  | FFFIXG | [25 empty] | 4.4 | 2200 | 123 | 18 | 20 | 0.9 | 5000 | 83 |  |  |  | NO | NO | NO | [8 empty] | 2018-11-02 | NO | NO | NO | [6 empty] | AC | [7 empty] | NO
PYLUVHXZ | CH Lighting Technology Co.,Ltd. | CH | CH1117-48-15W 840-7 | Linear Replacement Lamp | T8 Four-Foot | Replacement Lamps (plug and play) (UL Type A) |  | standard | NO | [10 empty] | 2018-03-14 | Not Dimmable | Not Dimmable | NO |  | FFFIXG | [25 empty] | 4.4 | 2200 | 123 | 18 | 20 | 0.9 | 4000 | 83 |  |  |  | NO | NO | NO | [8 empty] | 2018-11-02 | NO | NO | NO | [6 empty] | AC | [7 empty] | NO
PENG2DNV | Shenzhen MTC Lux Co., Ltd | BMTC | T8-010T096US-24A | Linear Replacement Lamp | T8 Four-Foot | Replacement Lamps (plug and play) (UL Type A) |  | standard | NO | [10 empty] | 2018-03-12 | Not Dimmable | Not Dimmable | NO | Updated on 3/19/2018 | EAEFMT | [25 empty] | 4.4 | 1600 | 123 | 13 | 16 | 0.9 | 3500 | 80 |  |  |  | NO | NO | NO | [8 empty] | 2018-11-02 | NO | NO | NO | [6 empty] | AC | [7 empty] | NO
PS1S7V98 | Shenzhen MTC Lux Co., Ltd | BMTC | T8-010T096UB-24A | Linear Replacement Lamp | T8 Four-Foot | Replacement Lamps (plug and play) (UL Type A) |  | standard | YES |  | 1644 | 130.42 | 12.61 | 15.79 | 0.9655 | 3033 | 84.4 | 5 | 50000 | 2018-03-12 | Not Dimmable | Not Dimmable | NO | Updated on 3/19/2018 | EAEFMT | [15 empty] | 82.4 |  | 1.32 | 1.28 | [6 empty] | 4.4 | 1600 | 123 | 13 | 16 | 0.9 | 3000 | 80 |  |  |  | NO | NO | NO | [8 empty] | 2018-11-02 | NO | NO | NO | [6 empty] | AC | [7 empty] | NO
PXZTGPX9 | Shenzhen MTC Lux Co., Ltd | BMTC | T8-012T096US-24A | Linear Replacement Lamp | T8 Four-Foot | Replacement Lamps (plug and play) (UL Type A) |  | standard | NO | [10 empty] | 2018-03-12 | Not Dimmable | Not Dimmable | NO | Updated on 3/19/2018 | EAEFMU | [25 empty] | 4.4 | 1800 | 120 | 15 | 14 | 0.9 | 3500 | 80 |  |  |  | NO | NO | NO | [8 empty] | 2018-11-02 | NO | NO | NO | [6 empty] | AC | [7 empty] | NO
PCBVFV6T | Shenzhen MTC Lux Co., Ltd | BMTC | T8-012T096UN-24A | Linear Replacement Lamp | T8 Four-Foot | Replacement Lamps (plug and play) (UL Type A) |  | standard | NO | [10 empty] | 2018-03-12 | Not Dimmable | Not Dimmable | NO | Updated on 3/19/2018 | EAEFMU | [25 empty] | 4.4 | 1800 | 120 | 15 | 14 | 0.9 | 4000 | 80 |  |  |  | NO | NO | NO | [8 empty] | 2018-11-02 | NO | NO | NO | [6 empty] | AC | [7 empty] | NO
PMYE289J | Shenzhen Bonld Electronics Co.,LTD | BONLD | BDT84BVA-18WB-SHRA | Linear Replacement Lamp | T8 Four-Foot | Replacement Lamps (plug and play) (UL Type A) |  | standard | NO | [10 empty] | 2018-03-12 | Not Dimmable | Not Dimmable | NO |  | UUUBIL | [25 empty] | 4.4 | 2321.98 | 132.475 | 17.525 | 22.13 | 0.9113 | 4500 | 81.925 |  |  |  | NO | NO | NO | [8 empty] | 2018-11-02 | NO | NO | NO | [6 empty] | AC | [7 empty] | NO
P1XYY7L6 | GE Lighting Solutions | GE Lighting | LED14ET8/G/4/850 | Linear Replacement Lamp | T8 Four-Foot | Replacement Lamps (plug and play) (UL Type A) |  | standard | NO | [10 empty] | 2018-03-02 | Dimmable | Continuous Below 10 | NO |  | PPPSEL | [25 empty] | 4.4 | 2050 | 124.2 | 16.5 | 20 | 0.9 | 5000 | 80 |  |  |  | NO | NO | NO | [8 empty] | 2018-11-02 | NO | NO | NO | [6 empty] | AC | [7 empty] | NO
PS3P8W5O | Shenzhen MTC Lux Co., Ltd | BMTC | T8-010T096UN-24A | Linear Replacement Lamp | T8 Four-Foot | Replacement Lamps (plug and play) (UL Type A) |  | standard | NO | [10 empty] | 2018-03-12 | Not Dimmable | Not Dimmable | NO | Updated on 3/19/2018 | EAEFMT | [25 empty] | 4.4 | 1600 | 123 | 13 | 16 | 0.9 | 4000 | 80 |  |  |  | NO | NO | NO | [8 empty] | 2018-11-02 | NO | NO | NO | [6 empty] | AC | [7 empty] | NO
PI6CHNZW | Shenzhen MTC Lux Co., Ltd | BMTC | T8-010T096UD-24A | Linear Replacement Lamp | T8 Four-Foot | Replacement Lamps (plug and play) (UL Type A) |  | standard | NO | [10 empty] | 2018-03-12 | Not Dimmable | Not Dimmable | NO | Updated on 3/19/2018 | EAEFMT | [25 empty] | 4.4 | 1600 | 123 | 13 | 16 | 0.9 | 5000 | 80 |  |  |  | NO | NO | NO | [8 empty] | 2018-11-02 | NO | NO | NO | [6 empty] | AC | [7 empty] | NO
P7YZ0A29 | GE Lighting Solutions | GE Lighting | LED10ET8/G/4/840 | Linear Replacement Lamp | T8 Four-Foot | Replacement Lamps (plug and play) (UL Type A) |  | standard | NO | [10 empty] | 2017-10-10 | Dimmable | Continuous Below 10 | NO |  | PPPRZK | [25 empty] | 4.4 | 1600 | 123.1 | 13 | 20 | 0.9 | 4000 | 80 |  |  |  | NO | NO | NO | [8 empty] | 2018-11-02 | NO | NO | NO | [6 empty] | AC | [7 empty] | NO
PQFOJBI4 | Shenzhen Bonld Electronics Co.,LTD | BONLD | BDT84BVA-18WB-SWRA | Linear Replacement Lamp | T8 Four-Foot | Replacement Lamps (plug and play) (UL Type A) |  | standard | YES |  | 2239.07 | 129.4 | 17.3 | 22.13 | 0.9113 | 2976 | 82 | 5 | 50000 | 2018-03-12 | Not Dimmable | Not Dimmable | NO |  | UUUBIL | [15 empty] | 83.9 |  | 1.24 | 1.26 | [6 empty] | 4.4 | 2239.07 | 129.4 | 17.3 | 22.13 | 0.9113 | 2976 | 82 |  |  |  | NO | NO | NO | [8 empty] | 2018-11-02 | NO | NO | NO | [6 empty] | AC | [7 empty] | NO
PDQV42IS | Shenzhen MTC Lux Co., Ltd | BMTC | T8-012T096UD-24A | Linear Replacement Lamp | T8 Four-Foot | Replacement Lamps (plug and play) (UL Type A) |  | standard | NO | [10 empty] | 2018-03-12 | Not Dimmable | Not Dimmable | NO | Updated on 3/19/2018 | EAEFMU | [25 empty] | 4.4 | 1800 | 120 | 15 | 14 | 0.9 | 5000 | 80 |  |  |  | NO | NO | NO | [8 empty] | 2018-11-02 | NO | NO | NO | [6 empty] | AC | [7 empty] | NO
PLDPX2OFW26W | Aecolux Technology Ltd | Aecolux | A45707 | Linear Replacement Lamp | T8 Four-Foot | Replacement Lamps (plug and play) (UL Type A) |  | standard | NO | [10 empty] | 2018-03-12 | Dimmable | Continuous Below 10 | NO |  | ZAZZYR | [25 empty] | 4.4 | 2200 | 122 | 18 | 11 | 0.97 | 5000 | 83 |  |  |  | NO | NO | NO | [8 empty] | 2018-11-02 | NO | NO | NO | [6 empty] | AC | [7 empty] | NO
PSVXE1E0 | GE Lighting Solutions | GE Lighting | LED10ET8/G/4/850 | Linear Replacement Lamp | T8 Four-Foot | Replacement Lamps (plug and play) (UL Type A) |  | standard | NO | [10 empty] | 2017-10-10 | Dimmable | Continuous Below 10 | NO |  | PPPRZK | [25 empty] | 4.4 | 1650 | 126.9 | 13 | 20 | 0.9 | 5000 | 80 |  |  |  | NO | NO | NO | [8 empty] | 2018-11-02 | NO | NO | NO | [6 empty] | AC | [7 empty] | NO
PRHQNZN1 | GE Lighting Solutions | GE Lighting | LED10ET8/G/4/835 | Linear Replacement Lamp | T8 Four-Foot | Replacement Lamps (plug and play) (UL Type A) |  | standard | YES |  | 1672 | 129.965 | 12.865 | 10.95 | 0.95 | 3540 | 82.6 | 5 | 50000 | 2017-10-10 | Dimmable | Continuous Below 10 | NO |  | PPPRZK | [15 empty] | 81.8 |  | 1.32 | 1.34 | [6 empty] | 4.4 | 1600 | 123.1 | 13 | 20 | 0.9 | 3500 | 80 |  |  |  | NO | NO | NO | [8 empty] | 2018-11-02 | NO | NO | NO | [6 empty] | AC | [7 empty] | NO
PRNCX28H | Shenzhen Bonld Electronics Co.,LTD | BONLD | BDT84BVA-18WB-SDRA | Linear Replacement Lamp | T8 Four-Foot | Replacement Lamps (plug and play) (UL Type A) |  | standard | NO | [10 empty] | 2018-03-12 | Not Dimmable | Not Dimmable | NO |  | UUUBIL | [25 empty] | 4.4 | 2349.62 | 133.5 | 17.6 | 22.13 | 0.9113 | 5080 | 81.9 |  |  |  | NO | NO | NO | [8 empty] | 2018-11-02 | NO | NO | NO | [6 empty] | AC | [7 empty] | NO
PTP3DD6G | Shenzhen Bonld Electronics Co.,LTD | BONLD | BDT84BVA-12WB-SDRA | Linear Replacement Lamp | T8 Four-Foot | Replacement Lamps (plug and play) (UL Type A) |  | standard | NO | [10 empty] | 2018-03-12 | Not Dimmable | Not Dimmable | NO |  | UUUBIM | [25 empty] | 4.4 | 1718.21 | 142.1 | 12.1 | 19.54 | 0.9032 | 5196 | 83.3 |  |  |  | NO | NO | NO | [8 empty] | 2018-11-02 | NO | NO | NO | [6 empty] | AC | [7 empty] | NO
PU0IUIHE | Shenzhen Bonld Electronics Co.,LTD | BONLD | BDT84BVA-12WB-SWRA | Linear Replacement Lamp | T8 Four-Foot | Replacement Lamps (plug and play) (UL Type A) |  | standard | YES |  | 1645.99 | 138.6 | 11.9 | 19.54 | 0.9032 | 2963 | 82.1 | 5 | 50000 | 2018-03-12 | Not Dimmable | Not Dimmable | NO |  | UUUBIM | [15 empty] | 83.9 |  | 1.22 | 1.26 | [6 empty] | 4.4 | 1645.99 | 138.6 | 11.9 | 19.54 | 0.9032 | 2963 | 82.1 |  |  |  | NO | NO | NO | [8 empty] | 2018-11-02 | NO | NO | NO | [6 empty] | AC | [7 empty] | NO
P1RGXPLS | GE Lighting Solutions | GE Lighting | LED15ET8/G4/840W | Linear Replacement Lamp | T8 Four-Foot | Replacement Lamps (plug and play) (UL Type A) |  | standard | YES |  | 2366.5 | 162.089 | 14.6 | 8.56 | 0.97 | 4103 | 86.9 | 5 | 50000 | 2017-09-06 | Dimmable | Continuous Below 10 | NO |  | PPPRXI | [15 empty] | 81.7 |  | 1.32 | 1.34 | [6 empty] | 4.4 | 2350 | 156.7 | 15 | 20 | 0.9 | 4000 | 83 |  |  |  | NO | NO | NO | [8 empty] | 2018-11-02 | NO | NO | NO | [6 empty] | AC | [7 empty] | NO
PB245ZDI | GE Lighting Solutions | GE Lighting | LED13ET8G4/830US | Linear Replacement Lamp | T8 Four-Foot | Replacement Lamps (plug and play) (UL Type A) |  | standard | YES |  | 1951.9 | 142.5 | 13.7 | 19.7 | 0.94 | 3091 | 83.1 | 5 | 50000 | 2017-08-25 | Dimmable | Continuous Below 10 | NO |  | PPPRXD | [15 empty] | 78.2 |  | 1.22 | 1.28 | [6 empty] | 4.4 | 1950 | 121.9 | 16 | 20 | 0.9 | 3000 | 80 |  |  |  | NO | NO | NO | [8 empty] | 2018-11-02 | NO | NO | NO | [6 empty] | AC | [7 empty] | NO
PK002ERI | GE Lighting Solutions | GE Lighting | LED13ET8G4/835US | Linear Replacement Lamp | T8 Four-Foot | Replacement Lamps (plug and play) (UL Type A) |  | standard | NO | [10 empty] | 2017-08-25 | Dimmable | Continuous Below 10 | NO |  | PPPRXD | [25 empty] | 4.4 | 2000 | 125 | 16 | 20 | 0.9 | 3500 | 80 |  |  |  | NO | NO | NO | [8 empty] | 2018-11-02 | NO | NO | NO | [6 empty] | AC | [7 empty] | NO
P1WA33WT | GE Lighting Solutions | GE Lighting | LED13ET8G4/840US | Linear Replacement Lamp | T8 Four-Foot | Replacement Lamps (plug and play) (UL Type A) |  | standard | NO | [10 empty] | 2017-08-25 | Dimmable | Continuous Below 10 | NO |  | PPPRXD | [25 empty] | 4.4 | 2000 | 125 | 16 | 20 | 0.9 | 4000 | 80 |  |  |  | NO | NO | NO | [8 empty] | 2018-11-02 | NO | NO | NO | [6 empty] | AC | [7 empty] | NO
PZCB6JX9 | Shenzhen Bonld Electronics Co.,LTD | BONLD | BDT84BVA-18WB-SNRA | Linear Replacement Lamp | T8 Four-Foot | Replacement Lamps (plug and play) (UL Type A) |  | standard | NO | [10 empty] | 2018-03-12 | Not Dimmable | Not Dimmable | NO |  | UUUBIL | [25 empty] | 4.4 | 2294.34 | 131.45 | 17.45 | 22.13 | 0.9113 | 4000 | 81.95 |  |  |  | NO | NO | NO | [8 empty] | 2018-11-02 | NO | NO | NO | [6 empty] | AC | [7 empty] | NO
PBCI3HPF | Shenzhen Bonld Electronics Co.,LTD | BONLD | BDT84BVA-18WB-SBRA | Linear Replacement Lamp | T8 Four-Foot | Replacement Lamps (plug and play) (UL Type A) |  | standard | NO | [10 empty] | 2018-03-12 | Not Dimmable | Not Dimmable | NO |  | UUUBIL | [25 empty] | 4.4 | 2266.71 | 130.425 | 17.375 | 22.13 | 0.9113 | 3500 | 81.975 |  |  |  | NO | NO | NO | [8 empty] | 2018-11-02 | NO | NO | NO | [6 empty] | AC | [7 empty] | NO
P41ZNABQ | Shenzhen Bonld Electronics Co.,LTD | BONLD | BDT84BVA-12WB-SBRA | Linear Replacement Lamp | T8 Four-Foot | Replacement Lamps (plug and play) (UL Type A) |  | standard | NO | [10 empty] | 2018-03-12 | Not Dimmable | Not Dimmable | NO |  | UUUBIM | [25 empty] | 4.4 | 1664.05 | 139.475 | 11.95 | 19.54 | 0.9032 | 3500 | 82.4 |  |  |  | NO | NO | NO | [8 empty] | 2018-11-02 | NO | NO | NO | [6 empty] | AC | [7 empty] | NO
PCTQGKYO | Shenzhen Bonld Electronics Co.,LTD | BONLD | BDT84BVA-12WB-SNRA | Linear Replacement Lamp | T8 Four-Foot | Replacement Lamps (plug and play) (UL Type A) |  | standard | NO | [10 empty] | 2018-03-12 | Not Dimmable | Not Dimmable | NO |  | UUUBIM | [25 empty] | 4.4 | 1682.1 | 140.35 | 12 | 19.54 | 0.9032 | 4000 | 82.7 |  |  |  | NO | NO | NO | [8 empty] | 2018-11-02 | NO | NO | NO | [6 empty] | AC | [7 empty] | NO
PB07LBTR | Shenzhen Bonld Electronics Co.,LTD | BONLD | BDT84BVA-12WB-SHRA | Linear Replacement Lamp | T8 Four-Foot | Replacement Lamps (plug and play) (UL Type A) |  | standard | NO | [10 empty] | 2018-03-12 | Not Dimmable | Not Dimmable | NO |  | UUUBIM | [25 empty] | 4.4 | 1700.16 | 141.225 | 12.05 | 19.54 | 0.9032 | 4500 | 83 |  |  |  | NO | NO | NO | [8 empty] | 2018-11-02 | NO | NO | NO | [6 empty] | AC | [7 empty] | NO
PFLOEOJC | Shenzhen MTC Lux Co., Ltd | BMTC | T8-012T096UB-24A | Linear Replacement Lamp | T8 Four-Foot | Replacement Lamps (plug and play) (UL Type A) |  | standard | YES |  | 1861.4 | 127.08 | 14.65 | 14.25 | 0.9702 | 3017 | 83.9 | 5 | 50000 | 2018-03-12 | Not Dimmable | Not Dimmable | NO | Updated on 3/19/2018 | EAEFMU | [15 empty] | 82.3 |  | 1.34 | 1.28 | [6 empty] | 4.4 | 1800 | 120 | 15 | 14 | 0.9 | 3000 | 80 |  |  |  | NO | NO | NO | [8 empty] | 2018-11-02 | NO | NO | NO | [6 empty] | AC | [7 empty] | NO
PLW54WFCBC4K | ETECH LED |  | FF-T84-A2-18-40-B | Linear Replacement Lamp | T8 Four-Foot | Dual Mode Internal Driver (UL Type A and Type B) |  | standard | NO | [10 empty] | 2018-03-09 | Not Dimmable | Not Dimmable | NotYetVerified |  | IIILQX | [25 empty] | 4.4 | 2521.55 | 136.3 | 18.5 | 20 | 0.9 | 4000 | 82.3 |  |  |  | NO | NO | NO | [8 empty] | 2018-11-02 | NO | NO | NO | [6 empty] | AC | [7 empty] | NO
PL5XER3W9J4J | Aquila Environmental | Aquila | AQ-LED-T8-12W-48IN-3000K | Linear Replacement Lamp | T8 Four-Foot | Dual Mode Internal Driver (UL Type A and Type B) |  | standard | YES |  | 1705 | 141.11 | 12.21 | 14.28 | 0.9019 | 3002 | 83.1 | 5 | 50000 | 2018-03-09 | Not Dimmable | Not Dimmable | NO |  | XXXBYV | [15 empty] | 88.5 |  | 1.37 | 1.16 | [6 empty] | 4.4 | 1700 | 142 | 12 | 20 | 0.9 | 3000 | 85 |  |  |  | NO | NO | NO | [8 empty] | 2018-11-02 | NO | NO | NO | [6 empty] | AC | [7 empty] | NO
PLZYWCA7EXWX | Aquila Environmental | Aquila | AQ-LED-T8-18W-48IN (4000K) | Linear Replacement Lamp | T8 Four-Foot | Dual Mode Internal Driver (UL Type A and Type B) |  | standard | NO | [10 empty] | 2018-03-09 | Not Dimmable | Not Dimmable | NotYetVerified |  | XXXBYW | [25 empty] | 4.4 | 2521.55 | 136.3 | 18.5 | 20 | 0.9 | 4000 | 82.3 |  |  |  | NO | NO | NO | [8 empty] | 2018-11-02 | NO | NO | NO | [6 empty] | AC | [7 empty] | NO
PLX0OTQB5DQF | ETECH LED |  | FF-T84-A2-18-45-B | Linear Replacement Lamp | T8 Four-Foot | Dual Mode Internal Driver (UL Type A and Type B) |  | standard | NO | [10 empty] | 2018-03-09 | Not Dimmable | Not Dimmable | NotYetVerified |  | IIILQX | [25 empty] | 4.4 | 2521.55 | 136.3 | 18.5 | 20 | 0.9 | 4500 | 82.3 |  |  |  | NO | NO | NO | [8 empty] | 2018-11-02 | NO | NO | NO | [6 empty] | AC | [7 empty] | NO
PLGD5ISVAX6K | Aquila Environmental | Aquila | AQ-LED-T8-12W-48IN-4000K | Linear Replacement Lamp | T8 Four-Foot | Dual Mode Internal Driver (UL Type A and Type B) |  | standard | NO | [10 empty] | 2018-03-09 | Not Dimmable | Not Dimmable | NO |  | XXXBYV | [25 empty] | 4.4 | 1800 | 150 | 12 | 20 | 0.9 | 4000 | 85 |  |  |  | NO | NO | NO | [8 empty] | 2018-11-02 | NO | NO | NO | [6 empty] | AC | [7 empty] | NO
PL5IB9DALFLG | Aquila Environmental | Aquila | AQ-LED-T8-18W-48IN (3000K) | Linear Replacement Lamp | T8 Four-Foot | Dual Mode Internal Driver (UL Type A and Type B) |  | standard | YES |  | 2502 | 132.1 | 18.94 | 11.86 | 0.937 | 3029 | 82.6 | 5 | 50000 | 2018-03-09 | Not Dimmable | Not Dimmable | NotYetVerified |  | XXXBYW | [15 empty] | 88.8 |  | 1.34 | 1.19 | [6 empty] | 4.4 | 2439.98 | 130.62 | 18.68 | 20 | 0.9 | 3000 | 82.3 |  |  |  | NO | NO | NO | [8 empty] | 2018-11-02 | NO | NO | NO | [6 empty] | AC | [7 empty] | NO
PLR0MTZJC4VJ | ETECH LED |  | FF-T84-A2-18-35-B | Linear Replacement Lamp | T8 Four-Foot | Dual Mode Internal Driver (UL Type A and Type B) |  | standard | NO | [10 empty] | 2018-03-09 | Not Dimmable | Not Dimmable | NotYetVerified |  | IIILQX | [25 empty] | 4.4 | 2439.98 | 130.62 | 18.68 | 20 | 0.9 | 3500 | 82.3 |  |  |  | NO | NO | NO | [8 empty] | 2018-11-02 | NO | NO | NO | [6 empty] | AC | [7 empty] | NO
PL87A60WX275 | ETECH LED |  | FF-T84-A2-18-50-B | Linear Replacement Lamp | T8 Four-Foot | Dual Mode Internal Driver (UL Type A and Type B) |  | standard | NO | [10 empty] | 2018-03-09 | Not Dimmable | Not Dimmable | NotYetVerified |  | IIILQX | [25 empty] | 4.4 | 2567.73 | 138.05 | 18.6 | 20 | 0.9 | 5000 | 82.3 |  |  |  | NO | NO | NO | [8 empty] | 2018-11-02 | NO | NO | NO | [6 empty] | AC | [7 empty] | NO
PLXL3INA2ZMK | ETECH LED |  | FF-T84-A2-18-30-B | Linear Replacement Lamp | T8 Four-Foot | Dual Mode Internal Driver (UL Type A and Type B) |  | standard | YES |  | 2502 | 132.1 | 18.94 | 11.86 | 0.937 | 3029 | 82.6 | 5 | 50000 | 2018-03-09 | Not Dimmable | Not Dimmable | NotYetVerified |  | IIILQX | [15 empty] | 88.8 |  | 1.34 | 1.19 | [6 empty] | 4.4 | 2439.98 | 130.62 | 18.68 | 20 | 0.9 | 3000 | 82.3 |  |  |  | NO | NO | NO | [8 empty] | 2018-11-02 | NO | NO | NO | [6 empty] | AC | [7 empty] | NO
PL3T3Z2LN1VL | Aquila Environmental | Aquila | AQ-LED-T8-18W-48IN (5000K) | Linear Replacement Lamp | T8 Four-Foot | Dual Mode Internal Driver (UL Type A and Type B) |  | standard | NO | [10 empty] | 2018-03-09 | Not Dimmable | Not Dimmable | NotYetVerified |  | XXXBYW | [25 empty] | 4.4 | 2567.73 | 138.05 | 18.6 | 20 | 0.9 | 5000 | 82.3 |  |  |  | NO | NO | NO | [8 empty] | 2018-11-02 | NO | NO | NO | [6 empty] | AC | [7 empty] | NO
PL018GEI9HZN | Aquila Environmental | Aquila | AQ-LED-T8-12W-48IN-5000K | Linear Replacement Lamp | T8 Four-Foot | Dual Mode Internal Driver (UL Type A and Type B) |  | standard | NO | [10 empty] | 2018-03-09 | Not Dimmable | Not Dimmable | NO |  | XXXBYV | [25 empty] | 4.4 | 1800 | 150 | 12 | 20 | 0.9 | 5000 | 85 |  |  |  | NO | NO | NO | [8 empty] | 2018-11-02 | NO | NO | NO | [6 empty] | AC | [7 empty] | NO
PL77PRBYGTIC | GlobaLux Lighting | GlobaLux | LHT8-12-840-FC | Linear Replacement Lamp | T8 Four-Foot | Dual Mode Internal Driver (UL Type A and Type B) |  | standard | NO | [10 empty] | 2018-03-08 | Not Dimmable | Not Dimmable | NO |  | JJJNJK | [25 empty] | 4.4 | 1900 | 146.154 | 13 | 8.29 | 0.9045 | 4000 | 82.7 |  |  |  | NO | NO | NO | [8 empty] | 2018-11-02 | NO | NO | NO | [6 empty] | AC | [7 empty] | NO
PLYMCVYZ3VI4 | GlobaLux Lighting | GlobaLux | LHT8-15-840-FC | Linear Replacement Lamp | T8 Four-Foot | Dual Mode Internal Driver (UL Type A and Type B) |  | standard | NO | [10 empty] | 2018-03-08 | Not Dimmable | Not Dimmable | NO |  | JJJNJL | [25 empty] | 4.4 | 2149 | 123.26 | 17.44 | 7.21 | 0.9 | 4000 | 83 |  |  |  | NO | NO | NO | [8 empty] | 2018-11-02 | NO | NO | NO | [6 empty] | AC | [7 empty] | NO
PLOZBQGLAU2A | GlobaLux Lighting | GlobaLux | LHT8-15-850-FC | Linear Replacement Lamp | T8 Four-Foot | Dual Mode Internal Driver (UL Type A and Type B) |  | standard | NO | [10 empty] | 2018-03-08 | Not Dimmable | Not Dimmable | NO |  | JJJNJL | [25 empty] | 4.4 | 2186 | 124.35 | 17.58 | 7.58 | 0.9 | 5000 | 84 |  |  |  | NO | NO | NO | [8 empty] | 2018-11-02 | NO | NO | NO | [6 empty] | AC | [7 empty] | NO
PLKB7DX7LC67 | GlobaLux Lighting | GlobaLux | LHT8-12-830-FC | Linear Replacement Lamp | T8 Four-Foot | Dual Mode Internal Driver (UL Type A and Type B) |  | standard | YES |  | 1882 | 119.77 | 15.72 | 8.29 | 0.9045 | 2912 | 82.7 | 5 | 50000 | 2018-03-08 | Not Dimmable | Not Dimmable | NO |  | JJJNJK | [15 empty] | 84.4 |  | 1.24 | 1.3 | [6 empty] | 4.4 | 1900 | 146.154 | 13 | 8.29 | 0.9045 | 3000 | 82.7 |  |  |  | NO | NO | NO | [8 empty] | 2018-11-02 | NO | NO | NO | [6 empty] | AC | [7 empty] | NO
PLHX4WMM53KI | GlobaLux Lighting | GlobaLux | LHT8-15-830-FC | Linear Replacement Lamp | T8 Four-Foot | Dual Mode Internal Driver (UL Type A and Type B) |  | standard | YES |  | 2112 | 122.15 | 17.29 | 7.21 | 0.8964 | 2914 | 83 | 5 | 50000 | 2018-03-08 | Not Dimmable | Not Dimmable | NO |  | JJJNJL | [15 empty] | 84.4 |  | 1.24 | 1.3 | [6 empty] | 4.4 | 2112 | 122.15 | 17.29 | 7.21 | 0.9 | 3000 | 83 |  |  |  | NO | NO | NO | [8 empty] | 2018-11-02 | NO | NO | NO | [6 empty] | AC | [7 empty] | NO
PLF5E42FC7I2 | GlobaLux Lighting | GlobaLux | LHT8-15-845-FC | Linear Replacement Lamp | T8 Four-Foot | Dual Mode Internal Driver (UL Type A and Type B) |  | standard | NO | [10 empty] | 2018-03-08 | Not Dimmable | Not Dimmable | NO |  | JJJNJL | [25 empty] | 4.4 | 2168 | 124.32 | 17.44 | 7.21 | 0.9 | 4500 | 83 |  |  |  | NO | NO | NO | [8 empty] | 2018-11-02 | NO | NO | NO | [6 empty] | AC | [7 empty] | NO
PLX12W4M5AU5 | GlobaLux Lighting | GlobaLux | LHT8-12-835-FC | Linear Replacement Lamp | T8 Four-Foot | Dual Mode Internal Driver (UL Type A and Type B) |  | standard | NO | [10 empty] | 2018-03-08 | Not Dimmable | Not Dimmable | NO |  | JJJNJK | [25 empty] | 4.4 | 1900 | 146.154 | 13 | 8.29 | 0.9045 | 3500 | 82.7 |  |  |  | NO | NO | NO | [8 empty] | 2018-11-02 | NO | NO | NO | [6 empty] | AC | [7 empty] | NO
PLD5RGXA95VH | GlobaLux Lighting | GlobaLux | LHT8-12-845-FC | Linear Replacement Lamp | T8 Four-Foot | Dual Mode Internal Driver (UL Type A and Type B) |  | standard | NO | [10 empty] | 2018-03-08 | Not Dimmable | Not Dimmable | NO |  | JJJNJK | [25 empty] | 4.4 | 1900 | 146.154 | 13 | 8.29 | 0.9045 | 4500 | 82.7 |  |  |  | NO | NO | NO | [8 empty] | 2018-11-02 | NO | NO | NO | [6 empty] | AC | [7 empty] | NO
PLX1GX9K9XJ1 | GlobaLux Lighting | GlobaLux | LHT8-15-835-FC | Linear Replacement Lamp | T8 Four-Foot | Dual Mode Internal Driver (UL Type A and Type B) |  | standard | NO | [10 empty] | 2018-03-08 | Not Dimmable | Not Dimmable | NO |  | JJJNJL | [25 empty] | 4.4 | 2131 | 122.2 | 17.44 | 7.21 | 0.9 | 3500 | 83 |  |  |  | NO | NO | NO | [8 empty] | 2018-11-02 | NO | NO | NO | [6 empty] | AC | [7 empty] | NO
PL564MHBK61O | GlobaLux Lighting | GlobaLux | LHT8-12-850-FC | Linear Replacement Lamp | T8 Four-Foot | Dual Mode Internal Driver (UL Type A and Type B) |  | standard | NO | [10 empty] | 2018-03-08 | Not Dimmable | Not Dimmable | NO |  | JJJNJK | [25 empty] | 4.4 | 1950 | 150 | 13 | 8.98 | 0.9047 | 5000 | 81.8 |  |  |  | NO | NO | NO | [8 empty] | 2018-11-02 | NO | NO | NO | [6 empty] | AC | [7 empty] | NO
PLPD6A04TE4C | Commercial Lighting Services | CLS | CLS-T8AB1218T-50K-B | Linear Replacement Lamp | T8 Four-Foot | Dual Mode Internal Driver (UL Type A and Type B) |  | standard | NO | [10 empty] | 2018-03-05 | Not Dimmable | Not Dimmable | NO |  | IIILQK | [25 empty] | 4.4 | 2565 | 120.54 | 21.28 | 20 | 0.9 | 5000 | 80 |  |  |  | NO | NO | NO | [8 empty] | 2018-11-02 | NO | NO | NO | [6 empty] | AC | [7 empty] | NO
PLOL9NOGXHMI | V-TAC USA CORP. | V-TAC | VT-T8DM15/850/4-S | Linear Replacement Lamp | T8 Four-Foot | Dual Mode Internal Driver (UL Type A and Type B) |  | standard | NO | [10 empty] | 2018-03-05 | Dimmable | Continuous Below 10 | NO |  | ZAZZYZ | [25 empty] | 4.4 | 2200 | 126 | 17.5 | 12.51 | 0.96 | 5000 | 83 |  |  |  | NO | NO | NO | [8 empty] | 2018-11-02 | NO | NO | NO | [6 empty] | AC | [7 empty] | NO
PTETN0W4 | YANKON LIGHTING, INC. | YANKON | YGA05A32-T8-15W-850 | Linear Replacement Lamp | T8 Four-Foot | Replacement Lamps (plug and play) (UL Type A) |  | standard | NO | [10 empty] | 2018-03-05 | Not Dimmable | Not Dimmable | NO |  | NNNMTM | [25 empty] | 4.4 | 2031 | 120.82 | 16.86 | 15 | 0.9 | 5000 | 80 |  |  |  | NO | NO | NO | [8 empty] | 2018-11-02 | NO | NO | NO | [6 empty] | AC | [7 empty] | NO
PLNW1MXFZJ28 | V-TAC USA CORP. | V-TAC | VT-T8DM15/840/4-S | Linear Replacement Lamp | T8 Four-Foot | Dual Mode Internal Driver (UL Type A and Type B) |  | standard | NO | [10 empty] | 2018-03-05 | Dimmable | Continuous Below 10 | NO |  | ZAZZYZ | [25 empty] | 4.4 | 2100 | 120 | 17.5 | 12.61 | 0.96 | 4000 | 83 |  |  |  | NO | NO | NO | [8 empty] | 2018-11-02 | NO | NO | NO | [6 empty] | AC | [7 empty] | NO
P6O45MJA | GE Lighting Solutions | GE Lighting | LED13ET8G4/850US | Linear Replacement Lamp | T8 Four-Foot | Replacement Lamps (plug and play) (UL Type A) |  | standard | NO | [10 empty] | 2017-08-25 | Dimmable | Continuous Below 10 | NO |  | PPPRXD | [25 empty] | 4.4 | 2000 | 125 | 16 | 20 | 0.9 | 5000 | 80 |  |  |  | NO | NO | NO | [8 empty] | 2018-11-02 | NO | NO | NO | [6 empty] | AC | [7 empty] | NO
PBY4VM8S | GE Lighting Solutions | GE Lighting | LED12ET8/G/4/850 | Linear Replacement Lamp | T8 Four-Foot | Replacement Lamps (plug and play) (UL Type A) |  | standard | YES |  | 1953.6 | 129.8 | 15.1 | 11.16 | 0.961 | 5104 | 81.9 | 5 | 50000 | 2016-05-09 | Dimmable | Continuous Below 10 | NO | Updated on 3/2/2017 | XXXAHN | [15 empty] | 84.8 |  | 1.28 | 1.32 | [6 empty] | 4.4 | 1850 | 123.3 | 15 | 20 | 0.9 | 5000 | 80 |  |  |  | NO | NO | NO | 2018-05-02 | 4.3 |  | standard |  |  |  |  | 2018-11-02 | NO | NO | NO | [6 empty] | AC | [7 empty] | NO
PZQFBNJ4 | GE Lighting Solutions | GE Lighting | LED15ET8/4/850 | Linear Replacement Lamp | T8 Four-Foot | Replacement Lamps (plug and play) (UL Type A) |  | standard | NO | [10 empty] | 2016-05-09 | Dimmable | Continuous Below 10 | NO | Internal Driver; operates off fluorescent ballast; Updated on 3/2/2017 | JJJKRE | [25 empty] | 4.4 | 2350 | 130.6 | 18 | 20 | 0.9 | 5000 | 80 |  |  |  | NO | NO | NO | 2018-05-02 | 4.3 |  | standard |  |  |  |  | 2018-11-02 | NO | NO | NO | [6 empty] | AC | [7 empty] | NO
PL5MPOESA0GH | SHANGHAI LITE-WAY | LITE-WAY | L02791-35H | Linear Replacement Lamp | T8 Four-Foot | Dual Mode Internal Driver (UL Type A and Type B) |  | standard | NO | [10 empty] | 2018-02-27 | Not Dimmable | Not Dimmable | NO |  | ZZZBOP | [25 empty] | 4.4 | 2100 | 140 | 15 | 15 | 0.9 | 3500 | 80 |  |  |  | NO | NO | NO | [8 empty] | 2018-11-02 | NO | NO | NO | [6 empty] | AC | [7 empty] | NO
PL3RJQEJWDQA | SHANGHAI LITE-WAY | LITE-WAY | L02791-40H | Linear Replacement Lamp | T8 Four-Foot | Dual Mode Internal Driver (UL Type A and Type B) |  | standard | NO | [10 empty] | 2018-02-27 | Not Dimmable | Not Dimmable | NO |  | ZZZBOP | [25 empty] | 4.4 | 2100 | 140 | 15 | 15 | 0.9 | 4000 | 80 |  |  |  | NO | NO | NO | [8 empty] | 2018-11-02 | NO | NO | NO | [6 empty] | AC | [7 empty] | NO
PLAT5TPGQLOG | SHANGHAI LITE-WAY | LITE-WAY | L02791-50H | Linear Replacement Lamp | T8 Four-Foot | Dual Mode Internal Driver (UL Type A and Type B) |  | standard | NO | [10 empty] | 2018-02-27 | Not Dimmable | Not Dimmable | NO |  | ZZZBOP | [25 empty] | 4.4 | 2100 | 140 | 15 | 15 | 0.9 | 5000 | 80 |  |  |  | NO | NO | NO | [8 empty] | 2018-11-02 | NO | NO | NO | [6 empty] | AC | [7 empty] | NO
PLGHI5A8PXU8 | SHANGHAI LITE-WAY | LITE-WAY | L02791-30H | Linear Replacement Lamp | T8 Four-Foot | Dual Mode Internal Driver (UL Type A and Type B) |  | standard | YES |  | 2209 | 121.53 | 18.18 | 8.87 | 0.9107 | 2957 | 81.6 | 5 | 50000 | 2018-02-27 | Not Dimmable | Not Dimmable | NO |  | ZZZBOP | [15 empty] | 84.9 |  | 1.26 | 1.26 | [6 empty] | 4.4 | 2100 | 140 | 15 | 15 | 0.9 | 3000 | 80 |  |  |  | NO | NO | NO | [8 empty] | 2018-11-02 | NO | NO | NO | [6 empty] | AC | [7 empty] | NO
PL9BA6EG6SW4 | SHANGHAI LITE-WAY | LITE-WAY | L02791-45H | Linear Replacement Lamp | T8 Four-Foot | Dual Mode Internal Driver (UL Type A and Type B) |  | standard | NO | [10 empty] | 2018-02-27 | Not Dimmable | Not Dimmable | NO |  | ZZZBOP | [25 empty] | 4.4 | 2100 | 140 | 15 | 15 | 0.9 | 4500 | 80 |  |  |  | NO | NO | NO | [8 empty] | 2018-11-02 | NO | NO | NO | [6 empty] | AC | [7 empty] | NO
PLGGZIYPEAM0 | P.Q.L. Inc. | Superior Life | 91030 | Linear Replacement Lamp | T8 Four-Foot | Replacement Lamps (plug and play) (UL Type A) |  | standard | NO | [10 empty] | 2018-02-22 | Dimmable | Continuous Above 10 | NO |  | ZAZZYK | [25 empty] | 4.4 | 1708 | 122 | 14 | 10 | 0.9 | 3500 | 83 |  |  |  | NO | NO | NO | [8 empty] | 2018-11-02 | NO | NO | NO | [6 empty] | AC | [7 empty] | NO
PLX91IYY8WM6 | P.Q.L. Inc. | Superior Life | 91031 | Linear Replacement Lamp | T8 Four-Foot | Replacement Lamps (plug and play) (UL Type A) |  | standard | NO | [10 empty] | 2018-02-22 | Dimmable | Continuous Above 10 | NO |  | ZAZZYK | [25 empty] | 4.4 | 1750 | 125 | 14 | 10 | 0.9 | 4000 | 83 |  |  |  | NO | NO | NO | [8 empty] | 2018-11-02 | NO | NO | NO | [6 empty] | AC | [7 empty] | NO
PLZM0INPR21P | Brilliant LED Corp. | Contractor Source LED, CSLED | CSL-T8003-18MN-40KA-B1 | Linear Replacement Lamp | T8 Four-Foot | Replacement Lamps (plug and play) (UL Type A) |  | standard | NO | [10 empty] | 2018-02-22 | Not Dimmable | Not Dimmable | NO |  | NANOJL | [25 empty] | 4.4 | 2353.75 | 134.5 | 17.5 | 20.25 | 0.967 | 4000 | 82.9 |  |  |  | NO | NO | NO | [8 empty] | 2018-11-02 | NO | NO | NO | [6 empty] | AC | [7 empty] | NO
PLOITHLTCJQM | Brilliant LED Corp. | Contractor Source LED, CSLED | CSL-T8003-18MN-50KA-B1 | Linear Replacement Lamp | T8 Four-Foot | Replacement Lamps (plug and play) (UL Type A) |  | standard | NO | [10 empty] | 2018-02-22 | Not Dimmable | Not Dimmable | NO |  | NANOJL | [25 empty] | 4.4 | 2404.16 | 136.6 | 17.6 | 20.25 | 0.967 | 5000 | 83.6 |  |  |  | NO | NO | NO | [8 empty] | 2018-11-02 | NO | NO | NO | [6 empty] | AC | [7 empty] | NO
PLS74O0RYGEP | Brilliant LED Corp. | Contractor Source LED, CSLED | CSL-T8003-18MN-30KA-B1 | Linear Replacement Lamp | T8 Four-Foot | Replacement Lamps (plug and play) (UL Type A) |  | standard | YES |  | 2309.4 | 132.3 | 17.45 | 19.83 | 0.8896 | 3003 | 82.2 | 5 | 50000 | 2018-02-22 | Not Dimmable | Not Dimmable | NO |  | NANOJL | [15 empty] | 83.8 |  | 1.22 | 1.3 | [6 empty] | 4.4 | 2317.01 | 132.4 | 17.5 | 20.25 | 0.967 | 3000 | 82.2 |  |  |  | NO | NO | NO | [8 empty] | 2018-11-02 | NO | NO | NO | [6 empty] | AC | [7 empty] | NO
PLNQORY9M04L | Brilliant LED Corp. | Contractor Source LED, CSLED | CSL-T8003-18MN-35KA-B1 | Linear Replacement Lamp | T8 Four-Foot | Replacement Lamps (plug and play) (UL Type A) |  | standard | NO | [10 empty] | 2018-02-22 | Not Dimmable | Not Dimmable | NO |  | NANOJL | [25 empty] | 4.4 | 2334.5 | 133.4 | 17.5 | 20.25 | 0.967 | 3500 | 82.5 |  |  |  | NO | NO | NO | [8 empty] | 2018-11-02 | NO | NO | NO | [6 empty] | AC | [7 empty] | NO
PLT006SUW610 | P.Q.L. Inc. | Superior Life | 91032 | Linear Replacement Lamp | T8 Four-Foot | Replacement Lamps (plug and play) (UL Type A) |  | standard | NO | [10 empty] | 2018-02-22 | Dimmable | Continuous Above 10 | NO |  | ZAZZYK | [25 empty] | 4.4 | 1806 | 129 | 14 | 10 | 0.9 | 5000 | 83 |  |  |  | NO | NO | NO | [8 empty] | 2018-11-02 | NO | NO | NO | [6 empty] | AC | [7 empty] | NO
PL8VXUPIK91V | Brilliant LED Corp. | Contractor Source LED, CSLED | CSL-T8003-18MN-45KA-B1 | Linear Replacement Lamp | T8 Four-Foot | Replacement Lamps (plug and play) (UL Type A) |  | standard | NO | [10 empty] | 2018-02-22 | Not Dimmable | Not Dimmable | NO |  | NANOJL | [25 empty] | 4.4 | 2371.25 | 135.5 | 17.5 | 20.25 | 0.967 | 4500 | 83.2 |  |  |  | NO | NO | NO | [8 empty] | 2018-11-02 | NO | NO | NO | [6 empty] | AC | [7 empty] | NO
PLBAXWLLYXPI | EcoLight LED Solutions | Ecolight LED Solutions | ELT-T84EDR-12W (CLEAR LENS)(5000K) | Linear Replacement Lamp | T8 Four-Foot | Replacement Lamps (plug and play) (UL Type A) |  | standard | NO | [10 empty] | 2018-02-20 | Not Dimmable | Not Dimmable | NotYetVerified |  | IIILPL | [25 empty] | 4.4 | 2001 | 136.87 | 14.62 | 20 | 0.9 | 5000 | 82.3 |  |  |  | NO | NO | NO | [8 empty] | 2018-11-02 | NO | NO | NO | [6 empty] | AC | [7 empty] | NO
PLQJHCLQKEDV | EcoLight LED Solutions | Ecolight LED Solutions | ELT-T84EDR-12W (FROSTED LENS)(4000K) | Linear Replacement Lamp | T8 Four-Foot | Replacement Lamps (plug and play) (UL Type A) |  | standard | NO | [10 empty] | 2018-02-20 | Not Dimmable | Not Dimmable | NotYetVerified |  | IIILPM | [25 empty] | 4.4 | 1718 | 132.46 | 12.97 | 20 | 0.9 | 4000 | 82 |  |  |  | NO | NO | NO | [8 empty] | 2018-11-02 | NO | NO | NO | [6 empty] | AC | [7 empty] | NO
PLA1F6SIWNJ4 | EcoLight LED Solutions | Ecolight LED Solutions | ELT-T84EDR-12W (FROSTED LENS)(5000K) | Linear Replacement Lamp | T8 Four-Foot | Replacement Lamps (plug and play) (UL Type A) |  | standard | NO | [10 empty] | 2018-02-20 | Not Dimmable | Not Dimmable | NotYetVerified |  | IIILPM | [25 empty] | 4.4 | 1718 | 132.46 | 12.97 | 20 | 0.9 | 5000 | 82 |  |  |  | NO | NO | NO | [8 empty] | 2018-11-02 | NO | NO | NO | [6 empty] | AC | [7 empty] | NO
PL6WFELXQ7H1 | EcoLight LED Solutions | Ecolight LED Solutions | ELT-T84EDR-12W (FROSTED LENS)(3000K) | Linear Replacement Lamp | T8 Four-Foot | Replacement Lamps (plug and play) (UL Type A) |  | standard | YES |  | 1718 | 132.46 | 12.97 | 7.38 | 0.9481 | 2954 | 81.6 | 5 | 50000 | 2018-02-20 | Not Dimmable | Not Dimmable | NotYetVerified |  | IIILPM | [15 empty] | 85.5 |  | 1.12 | 1.16 | [6 empty] | 4.4 | 1718 | 132.46 | 12.97 | 20 | 0.9 | 3000 | 82 |  |  |  | NO | NO | NO | [8 empty] | 2018-11-02 | NO | NO | NO | [6 empty] | AC | [7 empty] | NO
PLBSXMZAV5DN | EcoLight LED Solutions | Ecolight LED Solutions | ELT-T84EDR-12W (CLEAR LENS)(4000K) | Linear Replacement Lamp | T8 Four-Foot | Replacement Lamps (plug and play) (UL Type A) |  | standard | YES |  | 1930 | 135.06 | 14.29 | 14.92 | 0.9034 | 3996 | 82.7 | 5 | 50000 | 2018-02-20 | Not Dimmable | Not Dimmable | NotYetVerified |  | IIILPL | [15 empty] | 89.7 |  | 1.44 | 1.16 | [6 empty] | 4.4 | 1930 | 135.06 | 14.29 | 20 | 0.9 | 4000 | 82.7 |  |  |  | NO | NO | NO | [8 empty] | 2018-11-02 | NO | NO | NO | [6 empty] | AC | [7 empty] | NO
PLC6OOMYUW25 | EcoLight LED Solutions | Ecolight LED Solutions | ELT-T84EDR-12W (FROSTED LENS)(3500K) | Linear Replacement Lamp | T8 Four-Foot | Replacement Lamps (plug and play) (UL Type A) |  | standard | NO | [10 empty] | 2018-02-20 | Not Dimmable | Not Dimmable | NotYetVerified |  | IIILPM | [25 empty] | 4.4 | 1718 | 132.46 | 12.97 | 20 | 0.9 | 3500 | 82 |  |  |  | NO | NO | NO | [8 empty] | 2018-11-02 | NO | NO | NO | [6 empty] | AC | [7 empty] | NO
PP7D1K0O | Shenzhen MTC Lux Co., Ltd | BMTC | T8-010T096US-25A | Linear Replacement Lamp | T8 Four-Foot | Replacement Lamps (plug and play) (UL Type A) |  | standard | NO | [10 empty] | 2018-02-15 | Not Dimmable | Not Dimmable | NO | Updated on 3/19/2018 | TTTUXJ | [25 empty] | 4.4 | 1600 | 123 | 13 | 16 | 0.9 | 3500 | 80 |  |  |  | NO | NO | NO | [8 empty] | 2018-11-02 | NO | NO | NO | [6 empty] | AC | [7 empty] | NO
PLSRHFHZC4E9 | Emium Lighting LLC | Emium | EL-ZY-T8-18W1200 BIXX(3500k,frosted) | Linear Replacement Lamp | T8 Four-Foot | Dual Mode Internal Driver (UL Type A and Type B) |  | standard | NO | [10 empty] | 2018-02-15 | Not Dimmable | Not Dimmable | NotYetVerified |  | MMMQLW | [25 empty] | 4.4 | 2439.98 | 130.62 | 18.68 | 20 | 0.9 | 3500 | 82.3 |  |  |  | NO | NO | NO | [8 empty] | 2018-11-02 | NO | NO | NO | [6 empty] | AC | [7 empty] | NO
PLELIE1DR5WB | MS Electrical Distribution Inc | Diva Light | T8R-22L-50K-DM | Linear Replacement Lamp | T8 Four-Foot | Replacement Lamps (plug and play) (UL Type A) |  | standard | NO | [10 empty] | 2018-02-15 | Not Dimmable | Not Dimmable | NO |  | XXXBXW | [25 empty] | 4.4 | 2200 | 122.22 | 18 | 11.89 | 0.97 | 5000 | 83.9 |  |  |  | NO | NO | NO | [8 empty] | 2018-11-02 | NO | NO | NO | [6 empty] | AC | [7 empty] | NO
PL9N1HBXSQ2G | EnerGreen Technologies | EnerGreen | EGT-ECDRLEDT8-15w-4000K-GL | Linear Replacement Lamp | T8 Four-Foot | Replacement Lamps (plug and play) (UL Type A) |  | standard | NO | [10 empty] | 2018-02-15 | Not Dimmable | Not Dimmable | NO |  | ZAZZXX | [25 empty] | 4.4 | 2200 | 122.22 | 18 | 20 | 0.9 | 4000 | 80 |  |  |  | NO | NO | NO | [8 empty] | 2018-11-02 | NO | NO | NO | [6 empty] | AC | [7 empty] | NO
PLUCFMFHAMIF | EnerGreen Technologies | EnerGreen | EGT-ECDRLEDT8-15w-5000K-GL | Linear Replacement Lamp | T8 Four-Foot | Replacement Lamps (plug and play) (UL Type A) |  | standard | NO | [10 empty] | 2018-02-15 | Not Dimmable | Not Dimmable | NO |  | ZAZZXX | [25 empty] | 4.4 | 2200 | 122.22 | 18 | 20 | 0.9 | 5000 | 80 |  |  |  | NO | NO | NO | [8 empty] | 2018-11-02 | NO | NO | NO | [6 empty] | AC | [7 empty] | NO
P83T40SL | Shenzhen MTC Lux Co., Ltd | BMTC | T8-010T096UD-25A | Linear Replacement Lamp | T8 Four-Foot | Replacement Lamps (plug and play) (UL Type A) |  | standard | NO | [10 empty] | 2018-02-15 | Not Dimmable | Not Dimmable | NO | Updated on 3/19/2018 | TTTUXJ | [25 empty] | 4.4 | 1600 | 123 | 13 | 16 | 0.9 | 5000 | 80 |  |  |  | NO | NO | NO | [8 empty] | 2018-11-02 | NO | NO | NO | [6 empty] | AC | [7 empty] | NO
PLRGO73ZYQ6O | Emium Lighting LLC | Emium | EL-ZY-T8-18W1200 BIXX(4000k,frosted) | Linear Replacement Lamp | T8 Four-Foot | Dual Mode Internal Driver (UL Type A and Type B) |  | standard | NO | [10 empty] | 2018-02-15 | Not Dimmable | Not Dimmable | NotYetVerified |  | MMMQLW | [25 empty] | 4.4 | 2521.55 | 136.3 | 18.5 | 20 | 0.9 | 4000 | 82.3 |  |  |  | NO | NO | NO | [8 empty] | 2018-11-02 | NO | NO | NO | [6 empty] | AC | [7 empty] | NO
PL8GG2OIQ6O6 | Emium Lighting LLC | Emium | EL-ZY-T8-18W1200 BIXX(5000k,frosted) | Linear Replacement Lamp | T8 Four-Foot | Dual Mode Internal Driver (UL Type A and Type B) |  | standard | NO | [10 empty] | 2018-02-15 | Not Dimmable | Not Dimmable | NotYetVerified |  | MMMQLW | [25 empty] | 4.4 | 2567.73 | 138.05 | 18.6 | 20 | 0.9 | 5000 | 82.3 |  |  |  | NO | NO | NO | [8 empty] | 2018-11-02 | NO | NO | NO | [6 empty] | AC | [7 empty] | NO
PFHIL0BP | Shenzhen MTC Lux Co., Ltd | BMTC | T8-010T096UN-25A | Linear Replacement Lamp | T8 Four-Foot | Replacement Lamps (plug and play) (UL Type A) |  | standard | NO | [10 empty] | 2018-02-15 | Not Dimmable | Not Dimmable | NO | Updated on 3/19/2018 | TTTUXJ | [25 empty] | 4.4 | 1600 | 123 | 13 | 16 | 0.9 | 4000 | 80 |  |  |  | NO | NO | NO | [8 empty] | 2018-11-02 | NO | NO | NO | [6 empty] | AC | [7 empty] | NO
PNQWC5IB | Shenzhen MTC Lux Co., Ltd | BMTC | T8-010T096UB-25A | Linear Replacement Lamp | T8 Four-Foot | Replacement Lamps (plug and play) (UL Type A) |  | standard | YES |  | 1645.6 | 130.32 | 12.63 | 15.86 | 0.9389 | 3000 | 84.7 | 5 | 50000 | 2018-02-15 | Not Dimmable | Not Dimmable | NO | Updated on 3/19/2018 | TTTUXJ | [15 empty] | 82.7 |  | 1.3 | 1.28 | [6 empty] | 4.4 | 1600 | 123 | 13 | 16 | 0.9 | 3000 | 80 |  |  |  | NO | NO | NO | [8 empty] | 2018-11-02 | NO | NO | NO | [6 empty] | AC | [7 empty] | NO
PL0XC1999326 | Emium Lighting LLC | EMIUM | EL-ZY-T8-18W1200 BIXX(3000k,frosted) | Linear Replacement Lamp | T8 Four-Foot | Dual Mode Internal Driver (UL Type A and Type B) |  | standard | YES |  | 2502 | 132.1 | 18.94 | 11.86 | 0.937 | 3029 | 82.6 | 5 | 50000 | 2018-02-15 | Not Dimmable | Not Dimmable | NotYetVerified |  | MMMQLW | [15 empty] | 88.8 |  | 1.34 | 1.19 | [6 empty] | 4.4 | 2439.98 | 130.62 | 18.68 | 20 | 0.9 | 3000 | 82.3 |  |  |  | NO | NO | NO | [8 empty] | 2018-11-02 | NO | NO | NO | [6 empty] | AC | [7 empty] | NO
PNI5BF8C | Shenzhen MTC Lux Co., Ltd | BMTC | T8-015T096UD-25A(2200LM) | Linear Replacement Lamp | T8 Four-Foot | Replacement Lamps (plug and play) (UL Type A) |  | standard | NO | [10 empty] | 2018-02-14 | Not Dimmable | Not Dimmable | NO | Updated on 3/19/2018 | QQQUAO | [25 empty] | 4.4 | 2200 | 122 | 18 | 14 | 0.9 | 5000 | 80 |  |  |  | NO | NO | NO | [8 empty] | 2018-11-02 | NO | NO | NO | [6 empty] | AC | [7 empty] | NO
PNLMOCCM | Shenzhen MTC Lux Co., Ltd | BMTC | T8-012T096US-25A | Linear Replacement Lamp | T8 Four-Foot | Replacement Lamps (plug and play) (UL Type A) |  | standard | NO | [10 empty] | 2018-02-14 | Not Dimmable | Not Dimmable | NO | Updated on 3/19/2018 | QQQUAQ | [25 empty] | 4.4 | 1800 | 120 | 15 | 15 | 0.9 | 3500 | 80 |  |  |  | NO | NO | NO | [8 empty] | 2018-11-02 | NO | NO | NO | [6 empty] | AC | [7 empty] | NO
P3NQCJ62 | Shenzhen MTC Lux Co., Ltd | BMTC | T8-015T096UB-25A(2200LM) | Linear Replacement Lamp | T8 Four-Foot | Replacement Lamps (plug and play) (UL Type A) |  | standard | YES |  | 2236.3 | 127.46 | 17.55 | 14.07 | 0.9456 | 3026 | 84.7 | 5 | 50000 | 2018-02-14 | Not Dimmable | Not Dimmable | NO | Updated on 3/19/2018 | QQQUAO | [15 empty] | 82.8 |  | 1.26 | 1.32 | [6 empty] | 4.4 | 2200 | 122 | 18 | 14 | 0.9 | 3000 | 80 |  |  |  | NO | NO | NO | [8 empty] | 2018-11-02 | NO | NO | NO | [6 empty] | AC | [7 empty] | NO
PRDFOYC6 | Shenzhen MTC Lux Co., Ltd | BMTC | T8-015T096US-25A(2200LM) | Linear Replacement Lamp | T8 Four-Foot | Replacement Lamps (plug and play) (UL Type A) |  | standard | NO | [10 empty] | 2018-02-14 | Not Dimmable | Not Dimmable | NO | Updated on 3/19/2018 | QQQUAO | [25 empty] | 4.4 | 2200 | 122 | 18 | 14 | 0.9 | 3500 | 80 |  |  |  | NO | NO | NO | [8 empty] | 2018-11-02 | NO | NO | NO | [6 empty] | AC | [7 empty] | NO
PBBDRHNY | Shenzhen MTC Lux Co., Ltd | BMTC | T8-015T096UN-25A(2200LM) | Linear Replacement Lamp | T8 Four-Foot | Replacement Lamps (plug and play) (UL Type A) |  | standard | NO | [10 empty] | 2018-02-14 | Not Dimmable | Not Dimmable | NO | Updated on 3/19/2018 | QQQUAO | [25 empty] | 4.4 | 2200 | 122 | 18 | 14 | 0.9 | 4000 | 80 |  |  |  | NO | NO | NO | [8 empty] | 2018-11-02 | NO | NO | NO | [6 empty] | AC | [7 empty] | NO
PJB53IIN | Shenzhen MTC Lux Co., Ltd | BMTC | T8-012T096UB-25A | Linear Replacement Lamp | T8 Four-Foot | Replacement Lamps (plug and play) (UL Type A) |  | standard | YES |  | 1868 | 127.66 | 14.63 | 14.65 | 0.9554 | 3026 | 84 | 5 | 50000 | 2018-02-14 | Not Dimmable | Not Dimmable | NO | Updated on 3/19/2018 | QQQUAQ | [15 empty] | 82.8 |  | 1.32 | 1.28 | [6 empty] | 4.4 | 1800 | 120 | 15 | 15 | 0.9 | 3000 | 80 |  |  |  | NO | NO | NO | [8 empty] | 2018-11-02 | NO | NO | NO | [6 empty] | AC | [7 empty] | NO
PQSYHS62 | Shenzhen MTC Lux Co., Ltd | BMTC | T8-012T096UN-25A | Linear Replacement Lamp | T8 Four-Foot | Replacement Lamps (plug and play) (UL Type A) |  | standard | NO | [10 empty] | 2018-02-14 | Not Dimmable | Not Dimmable | NO | Updated on 3/19/2018 | QQQUAQ | [25 empty] | 4.4 | 1800 | 120 | 15 | 15 | 0.9 | 4000 | 80 |  |  |  | NO | NO | NO | [8 empty] | 2018-11-02 | NO | NO | NO | [6 empty] | AC | [7 empty] | NO
PH6PL182 | Shenzhen MTC Lux Co., Ltd | BMTC | T8-012T096UD-25A | Linear Replacement Lamp | T8 Four-Foot | Replacement Lamps (plug and play) (UL Type A) |  | standard | NO | [10 empty] | 2018-02-14 | Not Dimmable | Not Dimmable | NO | Updated on 3/19/2018 | QQQUAQ | [25 empty] | 4.4 | 1800 | 120 | 15 | 15 | 0.9 | 5000 | 80 |  |  |  | NO | NO | NO | [8 empty] | 2018-11-02 | NO | NO | NO | [6 empty] | AC | [7 empty] | NO
PZUGHQL9 | ARKSMART INC | ARKSMART | ARK/UA/9T (4000K) | Linear Replacement Lamp | T8 Four-Foot | Replacement Lamps (plug and play) (UL Type A) |  | standard | NO | [10 empty] | 2018-02-12 | Not Dimmable | Not Dimmable | NO |  | MMMQLV | [25 empty] | 4.4 | 1758.6 | 167.81 | 10.48 | 7.78 | 0.922 | 4000 | 79.3 |  |  |  | NO | NO | NO | [8 empty] | 2018-11-02 | NO | NO | NO | [6 empty] | AC | [7 empty] | NO
PH6P8E83 | GE Lighting Solutions | GE Lighting | LED15ET8/4/835 | Linear Replacement Lamp | T8 Four-Foot | Replacement Lamps (plug and play) (UL Type A) |  | standard | NO | [10 empty] | 2016-05-09 | Dimmable | Continuous Below 10 | NO | Internal Driver; operates off fluorescent ballast; Updated on 3/2/2017 | JJJKRE | [25 empty] | 4.4 | 2250 | 125 | 18 | 20 | 0.9 | 3500 | 80 |  |  |  | NO | NO | NO | 2018-05-02 | 4.3 |  | standard |  |  |  |  | 2018-11-02 | NO | NO | NO | [6 empty] | AC | [7 empty] | NO
PWT1VSOY | ARKSMART INC | ARKSMART | ARK/UA/9T (4500K) | Linear Replacement Lamp | T8 Four-Foot | Replacement Lamps (plug and play) (UL Type A) |  | standard | NO | [10 empty] | 2018-02-12 | Not Dimmable | Not Dimmable | NO |  | MMMQLV | [25 empty] | 4.4 | 1758.6 | 167.81 | 10.48 | 7.78 | 0.922 | 4500 | 79.3 |  |  |  | NO | NO | NO | [8 empty] | 2018-11-02 | NO | NO | NO | [6 empty] | AC | [7 empty] | NO
PSDP6ZG1 | Philips Lighting North America Corporation | Philips | 9290018663 | Linear Replacement Lamp | T8 Four-Foot | Replacement Lamps (plug and play) (UL Type A) |  | standard | NO | [10 empty] | 2018-02-12 | Not Dimmable | Not Dimmable | NO |  | KKLAHR | [25 empty] | 4.4 | 1800 | 120 | 15 | 15 | 0.9 | 5000 | 82 |  |  |  | NO | NO | NO | [8 empty] | 2018-11-02 | NO | NO | NO | [6 empty] | AC | [7 empty] | NO
PPVNAXJM | ARKSMART INC | ARKSMART | ARK/UA/9T (5000K) | Linear Replacement Lamp | T8 Four-Foot | Replacement Lamps (plug and play) (UL Type A) |  | standard | NO | [10 empty] | 2018-02-12 | Not Dimmable | Not Dimmable | NO |  | MMMQLV | [25 empty] | 4.4 | 1931.8 | 183.46 | 10.53 | 7.78 | 0.922 | 5000 | 78.4 |  |  |  | NO | NO | NO | [8 empty] | 2018-11-02 | NO | NO | NO | [6 empty] | AC | [7 empty] | NO
P1C20G1M | ARKSMART INC | ARKSMART | ARK/UA/9T (3500K) | Linear Replacement Lamp | T8 Four-Foot | Replacement Lamps (plug and play) (UL Type A) |  | standard | NO | [10 empty] | 2018-02-12 | Not Dimmable | Not Dimmable | NO |  | MMMQLV | [25 empty] | 4.4 | 1758.6 | 167.81 | 10.48 | 7.78 | 0.922 | 3500 | 79.3 |  |  |  | NO | NO | NO | [8 empty] | 2018-11-02 | NO | NO | NO | [6 empty] | AC | [7 empty] | NO
PY4TA0VN | ARKSMART INC | ARKSMART | ARK/UA/9T (3000K) | Linear Replacement Lamp | T8 Four-Foot | Replacement Lamps (plug and play) (UL Type A) |  | standard | YES |  | 1758.6 | 167.81 | 10.48 | 7.78 | 0.9215 | 3008 | 79.3 | 5 | 50000 | 2018-02-12 | Not Dimmable | Not Dimmable | NO |  | MMMQLV | [15 empty] | 80.3 |  | 1.2 | 1.16 | [6 empty] | 4.4 | 1758.6 | 167.81 | 10.48 | 7.78 | 0.922 | 3000 | 79.3 |  |  |  | NO | NO | NO | [8 empty] | 2018-11-02 | NO | NO | NO | [6 empty] | AC | [7 empty] | NO
PIAVUPWL | Philips Lighting North America Corporation | Philips | 9290018662 | Linear Replacement Lamp | T8 Four-Foot | Replacement Lamps (plug and play) (UL Type A) |  | standard | NO | [10 empty] | 2018-02-12 | Not Dimmable | Not Dimmable | NO |  | KKLAHR | [25 empty] | 4.4 | 1800 | 120 | 15 | 15 | 0.9 | 4000 | 82 |  |  |  | NO | NO | NO | [8 empty] | 2018-11-02 | NO | NO | NO | [6 empty] | AC | [7 empty] | NO
PPPSVB9F | GE Lighting Solutions | GE Lighting | LED12ET8/4/850 | Linear Replacement Lamp | T8 Four-Foot | Replacement Lamps (plug and play) (UL Type A) |  | standard | YES |  | 2019 | 134.2 | 15.1 | 11.14 | 0.961 | 5090 | 82.8 | 5 | 50000 | 2016-05-09 | Dimmable | Continuous Below 10 | NO | Internal Driver; operates off fluorescent ballast; Updated on 3/2/2017 | JJJKRE | [15 empty] | 84.8 |  | 1.28 | 1.34 | [6 empty] | 4.4 | 1900 | 126.7 | 15 | 20 | 0.9 | 5000 | 80 |  |  |  | NO | NO | NO | 2018-05-02 | 4.3 |  | standard |  |  |  |  | 2018-11-02 | NO | NO | NO | [6 empty] | AC | [7 empty] | NO
PPHVUV5R | LED One Distribution, Inc | LED One Distribution | LOD-12WT84FT-50KAB | Linear Replacement Lamp | T8 Four-Foot | Dual Mode Internal Driver (UL Type A and Type B) |  | standard | NO | [10 empty] | 2018-02-08 | Not Dimmable | Not Dimmable | NO |  | MMMQLI | [25 empty] | 4.4 | 1637.2 | 122 | 13.4 | 12.1 | 0.917 | 4968 | 83.4 |  |  |  | NO | NO | NO | [8 empty] | 2018-11-02 | NO | NO | NO | [6 empty] | AC | [7 empty] | NO
PCF6DYYV | Shenzhen Bonld Electronics Co.,LTD | BONLD | BDT84NVA-12WB-SHFA | Linear Replacement Lamp | T8 Four-Foot | Replacement Lamps (plug and play) (UL Type A) |  | standard | NO | [10 empty] | 2018-02-08 | Not Dimmable | Not Dimmable | NO |  | PPPSDL | [25 empty] | 4.4 | 1639.2 | 136.6 | 12 | 19.23 | 0.963 | 4500 | 83.3 |  |  |  | NO | NO | NO | [8 empty] | 2018-11-02 | NO | NO | NO | [6 empty] | AC | [7 empty] | NO
PCU7U6OT | Shenzhen Bonld Electronics Co.,LTD | BONLD | BDT84NVA-12WB-SDFA | Linear Replacement Lamp | T8 Four-Foot | Replacement Lamps (plug and play) (UL Type A) |  | standard | NO | [10 empty] | 2018-02-08 | Not Dimmable | Not Dimmable | NO |  | PPPSDL | [25 empty] | 4.4 | 1661.1 | 137.5 | 12.1 | 19.23 | 0.963 | 5000 | 83.6 |  |  |  | NO | NO | NO | [8 empty] | 2018-11-02 | NO | NO | NO | [6 empty] | AC | [7 empty] | NO
P68L5WPE | Shenzhen Bonld Electronics Co.,LTD | BONLD | BDT84NVA-12WB-SWFA | Linear Replacement Lamp | T8 Four-Foot | Replacement Lamps (plug and play) (UL Type A) |  | standard | YES |  | 1574.84 | 133.1 | 11.83 | 19.27 | 0.9231 | 2962 | 81.8 | 5 | 50000 | 2018-02-08 | Not Dimmable | Not Dimmable | NO |  | PPPSDL | [15 empty] | 83.9 |  | 1.22 | 1.26 | [6 empty] | 4.4 | 1580.02 | 133.9 | 11.8 | 19.23 | 0.963 | 3000 | 82.5 |  |  |  | NO | NO | NO | [8 empty] | 2018-11-02 | NO | NO | NO | [6 empty] | AC | [7 empty] | NO
P8RJ13AZ | Shenzhen Bonld Electronics Co.,LTD | BONLD | BDT84NVA-12WB-SNFA | Linear Replacement Lamp | T8 Four-Foot | Replacement Lamps (plug and play) (UL Type A) |  | standard | NO | [10 empty] | 2018-02-08 | Not Dimmable | Not Dimmable | NO |  | PPPSDL | [25 empty] | 4.4 | 1628.4 | 135.7 | 12 | 19.23 | 0.963 | 4000 | 83.1 |  |  |  | NO | NO | NO | [8 empty] | 2018-11-02 | NO | NO | NO | [6 empty] | AC | [7 empty] | NO
P4L6DP0A | Shenzhen Bonld Electronics Co.,LTD | BONLD | BDT84NVA-12WB-SBFA | Linear Replacement Lamp | T8 Four-Foot | Replacement Lamps (plug and play) (UL Type A) |  | standard | NO | [10 empty] | 2018-02-08 | Not Dimmable | Not Dimmable | NO |  | PPPSDL | [25 empty] | 4.4 | 1617.6 | 134.8 | 12 | 19.23 | 0.963 | 3500 | 82.8 |  |  |  | NO | NO | NO | [8 empty] | 2018-11-02 | NO | NO | NO | [6 empty] | AC | [7 empty] | NO
PUXFOAWC | LED One Distribution, Inc | LED One Distribution | LOD-15WT84FT-50KA | Linear Replacement Lamp | T8 Four-Foot | Replacement Lamps (plug and play) (UL Type A) |  | standard | NO | [10 empty] | 2018-02-08 | Not Dimmable | Not Dimmable | NO |  | MMMQLN | [25 empty] | 4.4 | 1868.99 | 121.6 | 15.37 | 13.9 | 0.937 | 4965 | 83.2 |  |  |  | NO | NO | NO | [8 empty] | 2018-11-02 | NO | NO | NO | [6 empty] | AC | [7 empty] | NO
PU8QXSDW | LED One Distribution, Inc | LED One Distribution | LOD-18WT84FT-50KAB | Linear Replacement Lamp | T8 Four-Foot | Dual Mode Internal Driver (UL Type A and Type B) |  | standard | NO | [10 empty] | 2018-02-08 | Not Dimmable | Not Dimmable | NO |  | MMMQLK | [25 empty] | 4.4 | 2298.7 | 120.1 | 19.1 | 13.3 | 0.925 | 4970 | 83.3 |  |  |  | NO | NO | NO | [8 empty] | 2018-11-02 | NO | NO | NO | [6 empty] | AC | [7 empty] | NO
PIPQFBRD | LED One Distribution, Inc | LED One Distribution | LOD-12WT84FT-50KA | Linear Replacement Lamp | T8 Four-Foot | Replacement Lamps (plug and play) (UL Type A) |  | standard | NO | [10 empty] | 2018-02-08 | Not Dimmable | Not Dimmable | NO |  | MMMQLM | [25 empty] | 4.4 | 1652.9 | 120.3 | 13.7 | 12.9 | 0.936 | 4994 | 83.4 |  |  |  | NO | NO | NO | [8 empty] | 2018-11-02 | NO | NO | NO | [6 empty] | AC | [7 empty] | NO
PH3DIF37 | LED One Distribution, Inc | LED One Distribution | LOD-18WT84FT-50KA | Linear Replacement Lamp | T8 Four-Foot | Replacement Lamps (plug and play) (UL Type A) |  | standard | NO | [10 empty] | 2018-02-08 | Not Dimmable | Not Dimmable | NO |  | MMMQLO | [25 empty] | 4.4 | 2265.62 | 123.4 | 18.36 | 12.6 | 0.948 | 4999 | 83.5 |  |  |  | NO | NO | NO | [8 empty] | 2018-11-02 | NO | NO | NO | [6 empty] | AC | [7 empty] | NO
PFZV6NDY | Shenzhen Bonld Electronics Co.,LTD | BONLD | BDT84NVA-18WB-SHFA | Linear Replacement Lamp | T8 Four-Foot | Replacement Lamps (plug and play) (UL Type A) |  | standard | NO | [10 empty] | 2018-02-06 | Not Dimmable | Not Dimmable | NO |  | PPPSDA | [25 empty] | 4.4 | 2371.25 | 135.5 | 17.5 | 20.25 | 0.967 | 4500 | 83.2 |  |  |  | NO | NO | NO | [8 empty] | 2018-11-02 | NO | NO | NO | [6 empty] | AC | [7 empty] | NO
PSHSPAAY | Shenzhen Bonld Electronics Co.,LTD | BONLD | BDT84NVA-18WB-SNFA | Linear Replacement Lamp | T8 Four-Foot | Replacement Lamps (plug and play) (UL Type A) |  | standard | NO | [10 empty] | 2018-02-06 | Not Dimmable | Not Dimmable | NO |  | PPPSDA | [25 empty] | 4.4 | 2353.75 | 134.5 | 17.5 | 20.25 | 0.967 | 4000 | 82.9 |  |  |  | NO | NO | NO | [8 empty] | 2018-11-02 | NO | NO | NO | [6 empty] | AC | [7 empty] | NO
P95RDJOD | Shenzhen Bonld Electronics Co.,LTD | BONLD | BDT84NVA-18WB-SDFA | Linear Replacement Lamp | T8 Four-Foot | Replacement Lamps (plug and play) (UL Type A) |  | standard | NO | [10 empty] | 2018-02-06 | Not Dimmable | Not Dimmable | NO |  | PPPSDA | [25 empty] | 4.4 | 2404.16 | 136.6 | 17.6 | 20.25 | 0.967 | 5000 | 83.6 |  |  |  | NO | NO | NO | [8 empty] | 2018-11-02 | NO | NO | NO | [6 empty] | AC | [7 empty] | NO
PTI1LI3W | Shenzhen Bonld Electronics Co.,LTD | BONLD | BDT84NVA-18WB-SBFA | Linear Replacement Lamp | T8 Four-Foot | Replacement Lamps (plug and play) (UL Type A) |  | standard | NO | [10 empty] | 2018-02-06 | Not Dimmable | Not Dimmable | NO |  | PPPSDA | [25 empty] | 4.4 | 2334.5 | 133.4 | 17.5 | 20.25 | 0.967 | 3500 | 82.5 |  |  |  | NO | NO | NO | [8 empty] | 2018-11-02 | NO | NO | NO | [6 empty] | AC | [7 empty] | NO
PSKGTVF0 | Shenzhen Bonld Electronics Co.,LTD | BONLD | BDT84NVA-18WB-SWFA | Linear Replacement Lamp | T8 Four-Foot | Replacement Lamps (plug and play) (UL Type A) |  | standard | YES |  | 2309.4 | 132.3 | 17.45 | 19.83 | 0.8896 | 3003 | 82.2 | 5 | 50000 | 2018-02-06 | Not Dimmable | Not Dimmable | NO |  | PPPSDA | [15 empty] | 83.8 |  | 1.22 | 1.3 | [6 empty] | 4.4 | 2317.01 | 132.4 | 17.5 | 20.25 | 0.967 | 3000 | 82.2 |  |  |  | NO | NO | NO | [8 empty] | 2018-11-02 | NO | NO | NO | [6 empty] | AC | [7 empty] | NO
PLB4DLR6EX86 | InLine Electrical Resources | IER | IER-T8-12W HYBRID30 | Linear Replacement Lamp | T8 Four-Foot | Dual Mode Internal Driver (UL Type A and Type B) |  | standard | YES |  | 1954.93 | 141.293 | 13.836 | 15.9 | 0.908 | 2984 | 81.3 | 5 | 50000 | 2018-02-05 | Not Dimmable | Not Dimmable | NO |  | SSSCYN | [15 empty] | 80 |  | 1.14 | 1.22 | [6 empty] | 4.4 | 1954.93 | 141.29 | 13.84 | 15.9 | 0.91 | 2984 | 81.3 |  |  |  | NO | NO | NO | [8 empty] | 2018-11-02 | NO | NO | NO | [6 empty] | AC | [7 empty] | NO
PL8ZDRUTO3H9 | InLine Electrical Resources | IER | IER-T8-12W HYBRID40 | Linear Replacement Lamp | T8 Four-Foot | Dual Mode Internal Driver (UL Type A and Type B) |  | standard | NO | [10 empty] | 2018-02-05 | Not Dimmable | Not Dimmable | NO |  | SSSCYN | [25 empty] | 4.4 | 1954.93 | 141.29 | 13.84 | 15.9 | 0.91 | 4000 | 81.3 |  |  |  | NO | NO | NO | [8 empty] | 2018-11-02 | NO | NO | NO | [6 empty] | AC | [7 empty] | NO
PL3K3XU1NM1W | InLine Electrical Resources | IER | IER-T8-12W HYBRID35 | Linear Replacement Lamp | T8 Four-Foot | Dual Mode Internal Driver (UL Type A and Type B) |  | standard | NO | [10 empty] | 2018-02-05 | Not Dimmable | Not Dimmable | NO |  | SSSCYN | [25 empty] | 4.4 | 1954.93 | 141.29 | 13.84 | 15.9 | 0.91 | 3500 | 81.3 |  |  |  | NO | NO | NO | [8 empty] | 2018-11-02 | NO | NO | NO | [6 empty] | AC | [7 empty] | NO
PL8SMWN42RYQ | InLine Electrical Resources | IER | IER-T8-12W HYBRID45 | Linear Replacement Lamp | T8 Four-Foot | Dual Mode Internal Driver (UL Type A and Type B) |  | standard | NO | [10 empty] | 2018-02-05 | Not Dimmable | Not Dimmable | NO |  | SSSCYN | [25 empty] | 4.4 | 1954.93 | 141.29 | 13.84 | 15.9 | 0.91 | 4500 | 81.3 |  |  |  | NO | NO | NO | [8 empty] | 2018-11-02 | NO | NO | NO | [6 empty] | AC | [7 empty] | NO
PL244WO7W9JG | InLine Electrical Resources | IER | IER-T8-12W HYBRID50 | Linear Replacement Lamp | T8 Four-Foot | Dual Mode Internal Driver (UL Type A and Type B) |  | standard | NO | [10 empty] | 2018-02-05 | Not Dimmable | Not Dimmable | NO |  | SSSCYN | [25 empty] | 4.4 | 2115.32 | 151.84 | 13.93 | 16.6 | 0.92 | 5012 | 83.8 |  |  |  | NO | NO | NO | [8 empty] | 2018-11-02 | NO | NO | NO | [6 empty] | AC | [7 empty] | NO
PUS2QQL5 | Xiamen Bymea Lighting Co., Ltd | BYMEA | T08G01-40Y | Linear Replacement Lamp | T8 Four-Foot | Dual Mode Internal Driver (UL Type A and Type B) |  | standard | NO | [10 empty] | 2018-02-02 | Not Dimmable | Not Dimmable | NO |  | FFFIVQ | [25 empty] | 4.4 | 2100 | 140 | 15 | 15 | 0.9 | 4000 | 80 |  |  |  | NO | NO | NO | [8 empty] | 2018-11-02 | NO | NO | NO | [6 empty] | AC | [7 empty] | NO
PRIB5WCB | Xiamen Bymea Lighting Co., Ltd | BYMEA | T08G01-45Y | Linear Replacement Lamp | T8 Four-Foot | Dual Mode Internal Driver (UL Type A and Type B) |  | standard | NO | [10 empty] | 2018-02-02 | Not Dimmable | Not Dimmable | NO |  | FFFIVQ | [25 empty] | 4.4 | 2100 | 140 | 15 | 15 | 0.9 | 4500 | 80 |  |  |  | NO | NO | NO | [8 empty] | 2018-11-02 | NO | NO | NO | [6 empty] | AC | [7 empty] | NO
PN4432MY | Xiamen Bymea Lighting Co., Ltd | BYMEA | T08G01-30Y | Linear Replacement Lamp | T8 Four-Foot | Dual Mode Internal Driver (UL Type A and Type B) |  | standard | YES |  | 2209 | 121.53 | 18.18 | 8.87 | 0.9107 | 2957 | 81.6 | 5 | 50000 | 2018-02-02 | Not Dimmable | Not Dimmable | NO |  | FFFIVQ | [15 empty] | 84.9 |  | 1.26 | 1.26 | [6 empty] | 4.4 | 2100 | 140 | 15 | 15 | 0.9 | 3000 | 80 |  |  |  | NO | NO | NO | [8 empty] | 2018-11-02 | NO | NO | NO | [6 empty] | AC | [7 empty] | NO
P5LX3GAQ | Xiamen Bymea Lighting Co., Ltd | BYMEA | T08G01-35Y | Linear Replacement Lamp | T8 Four-Foot | Dual Mode Internal Driver (UL Type A and Type B) |  | standard | NO | [10 empty] | 2018-02-02 | Not Dimmable | Not Dimmable | NO |  | FFFIVQ | [25 empty] | 4.4 | 2100 | 140 | 15 | 15 | 0.9 | 3500 | 80 |  |  |  | NO | NO | NO | [8 empty] | 2018-11-02 | NO | NO | NO | [6 empty] | AC | [7 empty] | NO
PX4L2EY5 | Xiamen Bymea Lighting Co., Ltd | BYMEA | T08G01-50Y | Linear Replacement Lamp | T8 Four-Foot | Dual Mode Internal Driver (UL Type A and Type B) |  | standard | NO | [10 empty] | 2018-02-02 | Not Dimmable | Not Dimmable | NO |  | FFFIVQ | [25 empty] | 4.4 | 2100 | 140 | 15 | 15 | 0.9 | 5000 | 80 |  |  |  | NO | NO | NO | [8 empty] | 2018-11-02 | NO | NO | NO | [6 empty] | AC | [7 empty] | NO
PLZF8DLGQXSV | Builders Pack | Builders Pack | 44-T8-120-15W-35K-F-GL-A-1 | Linear Replacement Lamp | T8 Four-Foot | Replacement Lamps (plug and play) (UL Type A) |  | standard | NO | [10 empty] | 2018-01-31 | Not Dimmable | Not Dimmable | NO | Updated on 07/26/2018 | XXXBWQ | [25 empty] | 4.4 | 2080 | 122 | 17 | 20 | 0.9 | 3500 | 80 |  |  |  | NO | NO | NO | [8 empty] | 2018-11-02 | NO | NO | NO | [6 empty] | AC | [7 empty] | NO
PLRTAQ1Z3V48 | Builders Pack | Builders Pack | 44-T8-120-15W-40K-F-GL-A-1 | Linear Replacement Lamp | T8 Four-Foot | Replacement Lamps (plug and play) (UL Type A) |  | standard | NO | [10 empty] | 2018-01-31 | Not Dimmable | Not Dimmable | NO | Updated on 07/26/2018 | XXXBWQ | [25 empty] | 4.4 | 2150 | 126 | 17 | 20 | 0.9 | 4000 | 80 |  |  |  | NO | NO | NO | [8 empty] | 2018-11-02 | NO | NO | NO | [6 empty] | AC | [7 empty] | NO
PL44UONK1Z9V | Builders Pack | Builders Pack | 44-T8-120-15W-45K-F-GL-A-1 | Linear Replacement Lamp | T8 Four-Foot | Replacement Lamps (plug and play) (UL Type A) |  | standard | NO | [10 empty] | 2018-01-31 | Not Dimmable | Not Dimmable | NO | Updated on 07/26/2018 | XXXBWQ | [25 empty] | 4.4 | 2150 | 126 | 17 | 20 | 0.9 | 4500 | 80 |  |  |  | NO | NO | NO | [8 empty] | 2018-11-02 | NO | NO | NO | [6 empty] | AC | [7 empty] | NO
PLV3IOLZPGR6 | Builders Pack | Builders Pack | 44-T8-120-15W-50K-F-GL-A-1 | Linear Replacement Lamp | T8 Four-Foot | Replacement Lamps (plug and play) (UL Type A) |  | standard | NO | [10 empty] | 2018-01-31 | Not Dimmable | Not Dimmable | NO | Updated on 07/26/2018 | XXXBWQ | [25 empty] | 4.4 | 2150 | 126 | 17 | 20 | 0.9 | 5000 | 80 |  |  |  | NO | NO | NO | [8 empty] | 2018-11-02 | NO | NO | NO | [6 empty] | AC | [7 empty] | NO
PLT8ZKRA4ACY | Builders Pack | Builders Pack | 44-T8-120-12W-35K-F-GL-A-1 | Linear Replacement Lamp | T8 Four-Foot | Replacement Lamps (plug and play) (UL Type A) |  | standard | NO | [10 empty] | 2018-01-31 | Not Dimmable | Not Dimmable | NO | Updated on 07/26/2018 | XXXBWP | [25 empty] | 4.4 | 1776 | 148 | 12 | 20 | 0.9 | 3500 | 80 |  |  |  | NO | NO | NO | [8 empty] | 2018-11-02 | NO | NO | NO | [6 empty] | AC | [7 empty] | NO
PLR7TVJJP385 | Builders Pack | Builders Pack | 44-T8-120-12W-40K-F-GL-A-1 | Linear Replacement Lamp | T8 Four-Foot | Replacement Lamps (plug and play) (UL Type A) |  | standard | NO | [10 empty] | 2018-01-31 | Not Dimmable | Not Dimmable | NO | Updated on 07/26/2018 | XXXBWP | [25 empty] | 4.4 | 1800 | 150 | 12 | 20 | 0.9 | 4000 | 80 |  |  |  | NO | NO | NO | [8 empty] | 2018-11-02 | NO | NO | NO | [6 empty] | AC | [7 empty] | NO
PLVOOAR1J80W | Huntington Lighting LLC | Huntington | HLT8A414W35KN | Linear Replacement Lamp | T8 Four-Foot | Replacement Lamps (plug and play) (UL Type A) |  | standard | NO | [10 empty] | 2018-01-31 | Not Dimmable | Not Dimmable | NO |  | MMMQHB | [25 empty] | 4.4 | 2150 | 155 | 14 | 20 | 0.9 | 3500 | 80 |  |  |  | NO | NO | NO | [8 empty] | 2018-11-02 | NO | NO | NO | [6 empty] | AC | [7 empty] | NO
PL5LU4WX6H2N | Huntington Lighting LLC | Huntington | HLT8A414W40KN | Linear Replacement Lamp | T8 Four-Foot | Replacement Lamps (plug and play) (UL Type A) |  | standard | NO | [10 empty] | 2018-01-31 | Not Dimmable | Not Dimmable | NO |  | MMMQHB | [25 empty] | 4.4 | 2150 | 155 | 14 | 20 | 0.9 | 4000 | 80 |  |  |  | NO | NO | NO | [8 empty] | 2018-11-02 | NO | NO | NO | [6 empty] | AC | [7 empty] | NO
PLLN355NIQDZ | Builders Pack | Builders Pack | 44-T8-120-18W-40K-F-GL-A-1 | Linear Replacement Lamp | T8 Four-Foot | Replacement Lamps (plug and play) (UL Type A) |  | standard | NO | [10 empty] | 2018-01-31 | Not Dimmable | Not Dimmable | NO | Updated on 07/26/2018 | XXXBWR | [25 empty] | 4.4 | 2500 | 131.58 | 19 | 20 | 0.9 | 4000 | 80 |  |  |  | NO | NO | NO | [8 empty] | 2018-11-02 | NO | NO | NO | [6 empty] | AC | [7 empty] | NO
PLGSK2MDVINM | Builders Pack | Builders Pack | 44-T8-120-18W-45K-F-GL-A-1 | Linear Replacement Lamp | T8 Four-Foot | Replacement Lamps (plug and play) (UL Type A) |  | standard | NO | [10 empty] | 2018-01-31 | Not Dimmable | Not Dimmable | NO | Updated on 07/26/2018 | XXXBWR | [25 empty] | 4.4 | 2500 | 131.58 | 19 | 20 | 0.9 | 4500 | 80 |  |  |  | NO | NO | NO | [8 empty] | 2018-11-02 | NO | NO | NO | [6 empty] | AC | [7 empty] | NO
PL387LTJC1BH | Huntington Lighting LLC | Huntington | HLT8A414W50KN | Linear Replacement Lamp | T8 Four-Foot | Replacement Lamps (plug and play) (UL Type A) |  | standard | NO | [10 empty] | 2018-01-31 | Not Dimmable | Not Dimmable | NO |  | MMMQHB | [25 empty] | 4.4 | 2150 | 155 | 14 | 20 | 0.9 | 5000 | 80 |  |  |  | NO | NO | NO | [8 empty] | 2018-11-02 | NO | NO | NO | [6 empty] | AC | [7 empty] | NO
PLCM098L3MFI | Builders Pack | Builders Pack | 44-T8-120-12W-50K-F-GL-A-1 | Linear Replacement Lamp | T8 Four-Foot | Replacement Lamps (plug and play) (UL Type A) |  | standard | NO | [10 empty] | 2018-01-31 | Not Dimmable | Not Dimmable | NO | Updated on 07/26/2018 | XXXBWP | [25 empty] | 4.4 | 1800 | 150 | 12 | 20 | 0.9 | 5000 | 80 |  |  |  | NO | NO | NO | [8 empty] | 2018-11-02 | NO | NO | NO | [6 empty] | AC | [7 empty] | NO
PLZCLBET5HQ5 | Builders Pack | Builders Pack | 44-T8-120-12W-45K-F-GL-A-1 | Linear Replacement Lamp | T8 Four-Foot | Replacement Lamps (plug and play) (UL Type A) |  | standard | NO | [10 empty] | 2018-01-31 | Not Dimmable | Not Dimmable | NO | Updated on 07/26/2018 | XXXBWP | [25 empty] | 4.4 | 1800 | 150 | 12 | 20 | 0.9 | 4500 | 80 |  |  |  | NO | NO | NO | [8 empty] | 2018-11-02 | NO | NO | NO | [6 empty] | AC | [7 empty] | NO
PLQ3CGQVQX17 | Builders Pack | Builders Pack | 44-T8-120-18W-35K-F-GL-A-1 | Linear Replacement Lamp | T8 Four-Foot | Replacement Lamps (plug and play) (UL Type A) |  | standard | NO | [10 empty] | 2018-01-31 | Not Dimmable | Not Dimmable | NO | Updated on 07/26/2018 | XXXBWR | [25 empty] | 4.4 | 2400 | 126 | 19 | 20 | 0.9 | 3500 | 80 |  |  |  | NO | NO | NO | [8 empty] | 2018-11-02 | NO | NO | NO | [6 empty] | AC | [7 empty] | NO
PLKLS16V0HKC | Builders Pack | Builders Pack | 44-T8-120-18W-50K-F-GL-A-1 | Linear Replacement Lamp | T8 Four-Foot | Replacement Lamps (plug and play) (UL Type A) |  | standard | NO | [10 empty] | 2018-01-31 | Not Dimmable | Not Dimmable | NO | Updated on 07/26/2018 | XXXBWR | [25 empty] | 4.4 | 2500 | 131.58 | 19 | 20 | 0.9 | 5000 | 80 |  |  |  | NO | NO | NO | [8 empty] | 2018-11-02 | NO | NO | NO | [6 empty] | AC | [7 empty] | NO
PLVXH4QE37U0 | Huntington Lighting LLC | Huntington | HLT8A414W30KN | Linear Replacement Lamp | T8 Four-Foot | Replacement Lamps (plug and play) (UL Type A) |  | standard | YES |  | 2071.9 | 131.88 | 15.71 | 6.59 | 0.9781 | 3062 | 82.8 | 5 | 50000 | 2018-01-31 | Not Dimmable | Not Dimmable | NO |  | MMMQHB | [15 empty] | 85.1 |  | 1.28 | 1.18 | [6 empty] | 4.4 | 2150 | 155 | 14 | 20 | 0.9 | 3000 | 80 |  |  |  | NO | NO | NO | [8 empty] | 2018-11-02 | NO | NO | NO | [6 empty] | AC | [7 empty] | NO
PLXYZ7POZDIZ | Builders Pack | Builders Pack | 44-T8-120-12W-30K-F-GL-A-1 | Linear Replacement Lamp | T8 Four-Foot | Replacement Lamps (plug and play) (UL Type A) |  | standard | YES |  | 1780.6 | 128.74 | 13.83 | 12.51 | 0.953 | 2953 | 82.9 | 5 | 50000 | 2018-01-31 | Not Dimmable | Not Dimmable | NO | Updated on 07/26/2018 | XXXBWP | [15 empty] | 83.6 |  | 1.26 | 1.34 | [6 empty] | 4.4 | 1776 | 148 | 12 | 20 | 0.9 | 3000 | 80 |  |  |  | NO | NO | NO | [8 empty] | 2018-11-02 | NO | NO | NO | [6 empty] | AC | [7 empty] | NO
PL2N6SL500B2 | Builders Pack | Builders Pack | 44-T8-120-15W-30K-F-GL-A-1 | Linear Replacement Lamp | T8 Four-Foot | Replacement Lamps (plug and play) (UL Type A) |  | standard | YES |  | 2087.6 | 122.47 | 17.05 | 9.02 | 0.966 | 2961 | 82.6 | 5 | 50000 | 2018-01-31 | Not Dimmable | Not Dimmable | NO | Updated on 07/26/2018 | XXXBWQ | [15 empty] | 83.9 |  | 1.26 | 1.36 | [6 empty] | 4.4 | 2080 | 122 | 17 | 20 | 0.9 | 3000 | 80 |  |  |  | NO | NO | NO | [8 empty] | 2018-11-02 | NO | NO | NO | [6 empty] | AC | [7 empty] | NO
PLQ0FBL5ZSC4 | Builders Pack | Builders Pack | 44-T8-120-18W-30K-F-GL-A-1 | Linear Replacement Lamp | T8 Four-Foot | Replacement Lamps (plug and play) (UL Type A) |  | standard | YES |  | 2405.6 | 125.87 | 19.11 | 7.34 | 0.972 | 2939 | 82 | 5 | 50000 | 2018-01-31 | Not Dimmable | Not Dimmable | NO | Updated on 07/26/2018 | XXXBWR | [15 empty] | 83.4 |  | 1.28 | 1.36 | [6 empty] | 4.4 | 2400 | 126 | 19 | 20 | 0.9 | 3000 | 80 |  |  |  | NO | NO | NO | [8 empty] | 2018-11-02 | NO | NO | NO | [6 empty] | AC | [7 empty] | NO
PLL00BKLH9TZ | Kian Tech LLC | Kian | 15TPAB850LT50EN | Linear Replacement Lamp | T8 Four-Foot | Dual Mode Internal Driver (UL Type A and Type B) |  | standard | NO | [10 empty] | 2018-01-29 | Not Dimmable | Not Dimmable | NO |  | MMMQJQ | [25 empty] | 4.4 | 2100 | 140 | 15 | 10.35 | 0.96 | 5000 | 83.5 |  |  |  | NO | NO | NO | [8 empty] | 2018-11-02 | NO | NO | NO | [6 empty] | AC | [7 empty] | NO
PL6FYSRJILFR | Kian Tech LLC | Kian | 15TPAB841LT50EN | Linear Replacement Lamp | T8 Four-Foot | Dual Mode Internal Driver (UL Type A and Type B) |  | standard | YES |  | 2054 | 119.62 | 17.17 | 10.15 | 0.9667 | 4014 | 82.7 | 5 | 50000 | 2018-01-29 | Not Dimmable | Not Dimmable | NO |  | MMMQJQ | [15 empty] | 84.8 |  | 1.22 | 1.32 | [6 empty] | 4.4 | 2100 | 140 | 15 | 10.15 | 0.97 | 4000 | 82.7 |  |  |  | NO | NO | NO | [8 empty] | 2018-11-02 | NO | NO | NO | [6 empty] | AC | [7 empty] | NO
PLW6UPQ8XA34 | Kian Tech LLC | Kian | 18TTA850BA180EN | Linear Replacement Lamp | T8 Four-Foot | Replacement Lamps (plug and play) (UL Type A) |  | standard | NO | [10 empty] | 2018-01-29 | Not Dimmable | Not Dimmable | NO |  | MMMQJO | [25 empty] | 4.4 | 2300 | 128 | 18 | 7 | 0.9 | 5000 | 80 |  |  |  | NO | NO | NO | [8 empty] | 2018-11-02 | NO | NO | NO | [6 empty] | AC | [7 empty] | NO
PMDTEIYW | Kian Tech LLC | Kian | 18TTA830BA180EN | Linear Replacement Lamp | T8 Four-Foot | Replacement Lamps (plug and play) (UL Type A) |  | standard | YES |  | 2267.8 | 118.93 | 19.07 | 6.71 | 0.9773 | 2931 | 82.3 | 5 | 50000 | 2018-01-29 | Not Dimmable | Not Dimmable | NO |  | MMMQJO | [15 empty] | 89.9 |  | 1.3 | 1.4 | [6 empty] | 4.4 | 2200 | 122 | 18 | 7 | 0.9 | 3000 | 80 |  |  |  | NO | NO | NO | [8 empty] | 2018-11-02 | NO | NO | NO | [6 empty] | AC | [7 empty] | NO
PLTBA1YX98CO | Kian Tech LLC | Kian | 15TPA841BA180EN | Linear Replacement Lamp | T8 Four-Foot | Replacement Lamps (plug and play) (UL Type A) |  | standard | YES |  | 2275 | 123.52 | 18.42 | 11.27 | 0.9684 | 4105 | 82.7 | 5 | 50000 | 2018-01-29 | Not Dimmable | Not Dimmable | NO |  | MMMQJP | [15 empty] | 84.9 |  | 1.22 | 1.3 | [6 empty] | 4.4 | 1900 | 126.7 | 15 | 11.27 | 0.97 | 4000 | 82.7 |  |  |  | NO | NO | NO | [8 empty] | 2018-11-02 | NO | NO | NO | [6 empty] | AC | [7 empty] | NO
PL84FL0AXPTY | Kian Tech LLC | Kian | 18TTA841BA180EN | Linear Replacement Lamp | T8 Four-Foot | Replacement Lamps (plug and play) (UL Type A) |  | standard | NO | [10 empty] | 2018-01-29 | Not Dimmable | Not Dimmable | NO |  | MMMQJO | [25 empty] | 4.4 | 2200 | 122 | 18 | 7 | 0.9 | 4000 | 80 |  |  |  | NO | NO | NO | [8 empty] | 2018-11-02 | NO | NO | NO | [6 empty] | AC | [7 empty] | NO
PLPGVKL7VZNA | Kian Tech LLC | Kian | 15TPA850BA180EN | Linear Replacement Lamp | T8 Four-Foot | Replacement Lamps (plug and play) (UL Type A) |  | standard | NO | [10 empty] | 2018-01-29 | Not Dimmable | Not Dimmable | NO |  | MMMQJP | [25 empty] | 4.4 | 1900 | 126.7 | 15 | 11.49 | 0.97 | 5000 | 82.6 |  |  |  | NO | NO | NO | [8 empty] | 2018-11-02 | NO | NO | NO | [6 empty] | AC | [7 empty] | NO
P0S7OE9T | CH Lighting Technology Co.,Ltd. | CH | CH1128-48-15W 850-8 | Linear Replacement Lamp | T8 Four-Foot | Replacement Lamps (plug and play) (UL Type A) |  | standard | NO | [10 empty] | 2018-01-26 | Dimmable | Continuous Below 10 | NO |  | FFFIVH | [25 empty] | 4.4 | 2200 | 122 | 18 | 11 | 0.97 | 5000 | 83 |  |  |  | NO | NO | NO | [8 empty] | 2018-11-02 | NO | NO | NO | [6 empty] | AC | [7 empty] | NO
P0WXS5IB | Elec-Tech International Co., Ltd | ETI | 542172XX(XX=61-70) | Linear Replacement Lamp | T8 Four-Foot | Replacement Lamps (plug and play) (UL Type A) |  | standard | NO | [10 empty] | 2018-01-25 | Not Dimmable | Not Dimmable | NO |  | QQQTZW | [25 empty] | 4.4 | 2100 | 140 | 15 | 15 | 0.9 | 5000 | 80 |  |  |  | NO | NO | NO | [8 empty] | 2018-11-02 | NO | NO | NO | [6 empty] | AC | [7 empty] | NO
PFOYUX1F | WING (SHANGHAI) INTERNATIONAL TRADE CO LTD | TOPSTAR | L48T8-840-14P-G6-EB | Linear Replacement Lamp | T8 Four-Foot | Replacement Lamps (plug and play) (UL Type A) |  | standard | YES |  | 2286 | 130 | 17.58 | 12.89 | 0.939 | 4030 | 80.9 | 5 | 50000 | 2018-01-25 | Not Dimmable | Not Dimmable | NO |  | FFFIVG | [15 empty] | 83.9 |  | 1.32 | 1.32 | [6 empty] | 4.4 | 2200 | 133 | 16.5 | 14 | 0.9 | 4000 | 80 |  |  |  | NO | NO | NO | [8 empty] | 2018-11-02 | NO | NO | NO | [6 empty] | AC | [7 empty] | NO
P08DS2WG | WING (SHANGHAI) INTERNATIONAL TRADE CO LTD | TOPSTAR | L48T8-850-14P-G6-EB | Linear Replacement Lamp | T8 Four-Foot | Replacement Lamps (plug and play) (UL Type A) |  | standard | NO | [10 empty] | 2018-01-25 | Not Dimmable | Not Dimmable | NO |  | FFFIVG | [25 empty] | 4.4 | 2200 | 133 | 16.5 | 14 | 0.9 | 5000 | 80 |  |  |  | NO | NO | NO | [8 empty] | 2018-11-02 | NO | NO | NO | [6 empty] | AC | [7 empty] | NO
PH8B422U | Elec-Tech International Co., Ltd | ETI | 542172XX(XX=41-50) | Linear Replacement Lamp | T8 Four-Foot | Replacement Lamps (plug and play) (UL Type A) |  | standard | YES |  | 2153.9 | 147.63 | 14.59 | 7.66 | 0.973 | 3969 | 81.5 | 5 | 50000 | 2018-01-25 | Not Dimmable | Not Dimmable | NO |  | QQQTZW | [15 empty] | 84.1 | [9 empty] | 4.4 | 2100 | 140 | 15 | 15 | 0.9 | 4000 | 80 |  |  |  | NO | NO | NO | [8 empty] | 2018-11-02 | NO | NO | NO | [6 empty] | AC | [7 empty] | NO
PL2BL4GGWIL6 | EarthTronics Inc. | EarthTronics | LT817835TA | Linear Replacement Lamp | T8 Four-Foot | Replacement Lamps (plug and play) (UL Type A) |  | standard | YES |  | 2171 | 130.1 | 16.69 | 11.37 | 0.9661 | 3465 | 83.4 | 5 | 50000 | 2018-01-24 | Not Dimmable | Not Dimmable | NO |  | NANOIK | [15 empty] | 81.3 |  | 1.28 | 1.28 | [6 empty] | 4.4 | 2200 | 129 | 17 | 20 | 0.9 | 3500 | 80 |  |  |  | NO | NO | NO | [8 empty] | 2018-11-02 | NO | NO | NO | [6 empty] | AC | [7 empty] | NO
PLR0F2KYLDXD | Turolight Inc. | TUROLIGHT | VIV-T8HYSP/15W/40/F/SD | Linear Replacement Lamp | T8 Four-Foot | Dual Mode Internal Driver (UL Type A and Type B) |  | standard | NO | [10 empty] | 2018-01-24 | Dimmable | Continuous Below 10 | NO |  | CCCFGI | [25 empty] | 4.4 | 2100 | 120 | 17.5 | 12.61 | 0.96 | 4000 | 83 |  |  |  | NO | NO | NO | [8 empty] | 2018-11-02 | NO | NO | NO | [6 empty] | AC | [7 empty] | NO
PLJ4NU91FR6X | EarthTronics Inc. | EarthTronics | LT817850TA | Linear Replacement Lamp | T8 Four-Foot | Replacement Lamps (plug and play) (UL Type A) |  | standard | NO | [10 empty] | 2018-01-24 | Not Dimmable | Not Dimmable | NO |  | NANOIK | [25 empty] | 4.4 | 2200 | 129 | 17 | 20 | 0.9 | 5000 | 80 |  |  |  | NO | NO | NO | [8 empty] | 2018-11-02 | NO | NO | NO | [6 empty] | AC | [7 empty] | NO
PLENX12BXWGG | Turolight Inc. | TUROLIGHT | VIV-T8HYSP/15W/50/F/SD | Linear Replacement Lamp | T8 Four-Foot | Dual Mode Internal Driver (UL Type A and Type B) |  | standard | NO | [10 empty] | 2018-01-24 | Dimmable | Continuous Below 10 | NO |  | CCCFGI | [25 empty] | 4.4 | 2200 | 126 | 17.5 | 12.51 | 0.96 | 5000 | 83 |  |  |  | NO | NO | NO | [8 empty] | 2018-11-02 | NO | NO | NO | [6 empty] | AC | [7 empty] | NO
PLCQTB0KM3MG | EarthTronics Inc. | EarthTronics | LT817840TA | Linear Replacement Lamp | T8 Four-Foot | Replacement Lamps (plug and play) (UL Type A) |  | standard | NO | [10 empty] | 2018-01-24 | Not Dimmable | Not Dimmable | NO |  | NANOIK | [25 empty] | 4.4 | 2200 | 129 | 17 | 20 | 0.9 | 4000 | 80 |  |  |  | NO | NO | NO | [8 empty] | 2018-11-02 | NO | NO | NO | [6 empty] | AC | [7 empty] | NO
PLMBBPDLCF9J | Online Stores LLC. | LumeGen | LG-4T8-14W-U-50K | Linear Replacement Lamp | T8 Four-Foot | Dual Mode Internal Driver (UL Type A and Type B) |  | standard | NO | [10 empty] | 2018-01-23 | Dimmable | Continuous Below 10 | NO | De-listed on 9/6/2018, re-listed on 10/1/2018 | ZAZZVM | [25 empty] | 4.4 | 2200 | 126 | 17.5 | 12.51 | 0.96 | 5000 | 83 |  |  |  | NO | NO | NO | [8 empty] | 2018-11-02 | NO | NO | NO | [6 empty] | AC | [7 empty] | NO
PL0L8XQVLC28 | V-TAC USA CORP. | V-TAC | VT-T8DM13/850/4 | Linear Replacement Lamp | T8 Four-Foot | Dual Mode Internal Driver (UL Type A and Type B) |  | standard | NO | [10 empty] | 2018-01-23 | Dimmable | Continuous Below 10 | NO |  | ZAZZVQ | [25 empty] | 4.4 | 2000 | 122 | 16 | 8.07 | 0.98 | 5000 | 83 |  |  |  | NO | NO | NO | [8 empty] | 2018-11-02 | NO | NO | NO | [6 empty] | AC | [7 empty] | NO
PL2RR3GI4W40 | V-TAC USA CORP. | V-TAC | VT-T8DM15/850/4 | Linear Replacement Lamp | T8 Four-Foot | Dual Mode Internal Driver (UL Type A and Type B) |  | standard | NO | [10 empty] | 2018-01-23 | Dimmable | Continuous Below 10 | NO |  | ZAZZVR | [25 empty] | 4.4 | 2200 | 122 | 18 | 7.39 | 0.98 | 5000 | 83 |  |  |  | NO | NO | NO | [8 empty] | 2018-11-02 | NO | NO | NO | [6 empty] | AC | [7 empty] | NO
PLY5CIOVC4EN | Online Stores LLC. | LumeGen | LG-4T8-14W-U-40K | Linear Replacement Lamp | T8 Four-Foot | Dual Mode Internal Driver (UL Type A and Type B) |  | standard | NO | [10 empty] | 2018-01-23 | Dimmable | Continuous Below 10 | NO | De-listed on 9/6/2018, re-listed on 10/1/2018 | ZAZZVM | [25 empty] | 4.4 | 2100 | 120 | 17.5 | 12.61 | 0.96 | 4000 | 83 |  |  |  | NO | NO | NO | [8 empty] | 2018-11-02 | NO | NO | NO | [6 empty] | AC | [7 empty] | NO
PLA2QAJJ4FNC | ePower Manufacturing, LLC | ePower | EPM-T8LED-4-18-30-F-BC | Linear Replacement Lamp | T8 Four-Foot | Replacement Lamps (plug and play) (UL Type A) |  | standard | YES |  | 2555 | 123.7 | 20.65 | 7.48 | 0.9861 | 3092 | 84.6 | 5 | 50000 | 2018-01-22 | Not Dimmable | Not Dimmable | NO |  | ZZZBLP | [15 empty] | 82.9 |  | 1.28 | 1.38 | [6 empty] | 4.4 | 2450 | 120 | 21 | 20 | 0.9 | 3000 | 82 |  |  |  | NO | NO | NO | [8 empty] | 2018-11-02 | NO | NO | NO | [6 empty] | AC | [7 empty] | NO
PLDRS338HCR4 | IKIO LED LIGHTING | ikio | IK-T804-UE-0012 -TA&BF-40-A | Linear Replacement Lamp | T8 Four-Foot | Dual Mode Internal Driver (UL Type A and Type B) |  | standard | NO | [10 empty] | 2018-01-22 | Not Dimmable | Not Dimmable | NO |  | IIILNX | [25 empty] | 4.4 | 1879 | 139.81 | 13.44 | 9.78 | 0.94 | 4000 | 83.2 |  |  |  | NO | NO | NO | [8 empty] | 2018-11-02 | NO | NO | NO | [6 empty] | AC | [7 empty] | NO
PLKHDRHDATS9 | IKIO LED LIGHTING | ikio | IK-T804-UE-0012 -TA&BF-30-A | Linear Replacement Lamp | T8 Four-Foot | Dual Mode Internal Driver (UL Type A and Type B) |  | standard | YES |  | 1881 | 138.09 | 13.62 | 9.78 | 0.942 | 2945 | 83.2 | 5 | 50000 | 2018-01-22 | Not Dimmable | Not Dimmable | NO |  | IIILNX | [15 empty] | 84.7 |  | 1.24 | 1.38 | [6 empty] | 4.4 | 1889 | 138.57 | 13.63 | 9.78 | 0.94 | 3000 | 83.2 |  |  |  | NO | NO | NO | [8 empty] | 2018-11-02 | NO | NO | NO | [6 empty] | AC | [7 empty] | NO
PLP0FFX1RLG3 | Keystone Technologies | KEYSTONE | KT-LED14T8-48G-850-X2 | Linear Replacement Lamp | T8 Four-Foot | Dual Mode Internal Driver (UL Type A and Type B) |  | standard | NO | [10 empty] | 2018-01-22 | Not Dimmable | Not Dimmable | NO |  | EAEFLG | [25 empty] | 4.4 | 1932 | 121.74 | 15.87 | 20 | 0.9 | 5000 | 80 |  |  |  | NO | NO | NO | [8 empty] | 2018-11-02 | NO | NO | NO | [6 empty] | AC | [7 empty] | NO
PZJRC27S | GE Lighting Solutions | GE Lighting | LED15ET8/4/840 | Linear Replacement Lamp | T8 Four-Foot | Replacement Lamps (plug and play) (UL Type A) |  | standard | NO | [10 empty] | 2016-05-09 | Dimmable | Continuous Below 10 | NO | Internal Driver; operates off fluorescent ballast; Updated on 3/2/2017 | JJJKRE | [25 empty] | 4.4 | 2250 | 125 | 18 | 20 | 0.9 | 4000 | 80 |  |  |  | NO | NO | NO | 2018-05-02 | 4.3 |  | standard |  |  |  |  | 2018-11-02 | NO | NO | NO | [6 empty] | AC | [7 empty] | NO
PL3NO651HB1U | IKIO LED LIGHTING | ikio | IK-T804-UE-0012 -TA&BF-50-A | Linear Replacement Lamp | T8 Four-Foot | Dual Mode Internal Driver (UL Type A and Type B) |  | standard | NO | [10 empty] | 2018-01-22 | Not Dimmable | Not Dimmable | NO |  | IIILNX | [25 empty] | 4.4 | 1868 | 140.98 | 13.25 | 10.59 | 0.94 | 5000 | 81.3 |  |  |  | NO | NO | NO | [8 empty] | 2018-11-02 | NO | NO | NO | [6 empty] | AC | [7 empty] | NO
PL6VV6ZUFAUQ | ePower Manufacturing, LLC | ePower | EPM-T8LED-4-18-35-F-BC | Linear Replacement Lamp | T8 Four-Foot | Replacement Lamps (plug and play) (UL Type A) |  | standard | NO | [10 empty] | 2018-01-22 | Not Dimmable | Not Dimmable | NO |  | ZZZBLP | [25 empty] | 4.4 | 2450 | 120 | 21 | 20 | 0.9 | 3500 | 82 |  |  |  | NO | NO | NO | [8 empty] | 2018-11-02 | NO | NO | NO | [6 empty] | AC | [7 empty] | NO
PLSXUXQXU7M6 | ePower Manufacturing, LLC | ePower | EPM-T8LED-4-18-50-F-BC | Linear Replacement Lamp | T8 Four-Foot | Replacement Lamps (plug and play) (UL Type A) |  | standard | NO | [10 empty] | 2018-01-22 | Not Dimmable | Not Dimmable | NO |  | ZZZBLP | [25 empty] | 4.4 | 2600 | 125 | 21 | 20 | 0.9 | 5000 | 82 |  |  |  | NO | NO | NO | [8 empty] | 2018-11-02 | NO | NO | NO | [6 empty] | AC | [7 empty] | NO
PL5EGWAWA4OY | ePower Manufacturing, LLC | ePower | EPM-T8LED-4-18-40-F-BC | Linear Replacement Lamp | T8 Four-Foot | Replacement Lamps (plug and play) (UL Type A) |  | standard | NO | [10 empty] | 2018-01-22 | Not Dimmable | Not Dimmable | NO |  | ZZZBLP | [25 empty] | 4.4 | 2600 | 125 | 21 | 20 | 0.9 | 4000 | 82 |  |  |  | NO | NO | NO | [8 empty] | 2018-11-02 | NO | NO | NO | [6 empty] | AC | [7 empty] | NO
PLNH11BH5DZ2 | IKIO LED LIGHTING | ikio | IK-T804-UE-0012 -TA&BF-45-A | Linear Replacement Lamp | T8 Four-Foot | Dual Mode Internal Driver (UL Type A and Type B) |  | standard | NO | [10 empty] | 2018-01-22 | Not Dimmable | Not Dimmable | NO |  | IIILNX | [25 empty] | 4.4 | 1873 | 139.36 | 13.44 | 9.78 | 0.94 | 4500 | 83.2 |  |  |  | NO | NO | NO | [8 empty] | 2018-11-02 | NO | NO | NO | [6 empty] | AC | [7 empty] | NO
PLDZSC7253XC | IKIO LED LIGHTING | ikio | IK-T804-UE-0012 -TA&BF-35-A | Linear Replacement Lamp | T8 Four-Foot | Dual Mode Internal Driver (UL Type A and Type B) |  | standard | NO | [10 empty] | 2018-01-22 | Not Dimmable | Not Dimmable | NO |  | IIILNX | [25 empty] | 4.4 | 1884 | 140.18 | 13.44 | 9.78 | 0.94 | 3500 | 83.2 |  |  |  | NO | NO | NO | [8 empty] | 2018-11-02 | NO | NO | NO | [6 empty] | AC | [7 empty] | NO
PMX3VWIV | Revolution Lighting Technologies, Inc. | Revolution Lighting Technologies | 204622-115 | Linear Replacement Lamp | T8 Four-Foot | Replacement Lamps (plug and play) (UL Type A) |  | standard | NO | [10 empty] | 2018-01-18 | Not Dimmable | Not Dimmable | NO |  | HAHIGT | [25 empty] | 4.4 | 2325 | 142.65 | 16.3 | 8.4 | 0.964 | 5000 | 83.3 |  |  |  | NO | NO | NO | [8 empty] | 2018-11-02 | NO | NO | NO | [6 empty] | AC | [7 empty] | NO
PNWCHMPO | Revolution Lighting Technologies, Inc. | Revolution Lighting Technologies | 204622-112-XXX | Linear Replacement Lamp | T8 Four-Foot | Replacement Lamps (plug and play) (UL Type A) |  | standard | NO | [10 empty] | 2018-01-18 | Not Dimmable | Not Dimmable | NO |  | HAHIGW | [25 empty] | 4.4 | 2265 | 142.9 | 15.85 | 8.47 | 0.965 | 3500 | 82.2 |  |  |  | NO | NO | NO | [8 empty] | 2018-11-02 | NO | NO | NO | [6 empty] | AC | [7 empty] | NO
P2HNSFVK | Revolution Lighting Technologies, Inc. | Revolution Lighting Technologies | 204622-113-XXX | Linear Replacement Lamp | T8 Four-Foot | Replacement Lamps (plug and play) (UL Type A) |  | standard | NO | [10 empty] | 2018-01-18 | Not Dimmable | Not Dimmable | NO |  | HAHIGW | [25 empty] | 4.4 | 2288 | 144.35 | 15.85 | 8.47 | 0.965 | 4000 | 82.2 |  |  |  | NO | NO | NO | [8 empty] | 2018-11-02 | NO | NO | NO | [6 empty] | AC | [7 empty] | NO
PNUWZLUU | Revolution Lighting Technologies, Inc. | Revolution Lighting Technologies | 204620-115-XXX | Linear Replacement Lamp | T8 Four-Foot | Replacement Lamps (plug and play) (UL Type A) |  | standard | NO | [10 empty] | 2018-01-18 | Not Dimmable | Not Dimmable | NO |  | HAHIGU | [25 empty] | 4.4 | 1772 | 144.89 | 12.23 | 12.28 | 0.931 | 5000 | 82.7 |  |  |  | NO | NO | NO | [8 empty] | 2018-11-02 | NO | NO | NO | [6 empty] | AC | [7 empty] | NO
P173FVR8 | Revolution Lighting Technologies, Inc. | Revolution Lighting Technologies | 204621-115-XXX | Linear Replacement Lamp | T8 Four-Foot | Replacement Lamps (plug and play) (UL Type A) |  | standard | NO | [10 empty] | 2018-01-18 | Not Dimmable | Not Dimmable | NO |  | HAHIGV | [25 empty] | 4.4 | 1758 | 129.87 | 13.54 | 13.29 | 0.952 | 5000 | 82.1 |  |  |  | NO | NO | NO | [8 empty] | 2018-11-02 | NO | NO | NO | [6 empty] | AC | [7 empty] | NO
PLDWRLFKIDBW | OTA World LLC | LUCUS LED | LUCUS-T8GABUD1218M-35-A | Linear Replacement Lamp | T8 Four-Foot | Dual Mode Internal Driver (UL Type A and Type B) |  | standard | NO | [10 empty] | 2018-01-18 | Dimmable | Continuous Below 10 | NO |  | IIILNV | [25 empty] | 4.4 | 2400 | 126 | 19 | 20 | 0.9 | 3500 | 80 |  |  |  | NO | NO | NO | [8 empty] | 2018-11-02 | NO | NO | NO | [6 empty] | AC | [7 empty] | NO
PL82G69D69DX | OTA World LLC | LUCUS LED | LUCUS-T8GABUD1218M-45-A | Linear Replacement Lamp | T8 Four-Foot | Dual Mode Internal Driver (UL Type A and Type B) |  | standard | NO | [10 empty] | 2018-01-18 | Dimmable | Continuous Below 10 | NO |  | IIILNV | [25 empty] | 4.4 | 2500 | 131.58 | 19 | 20 | 0.9 | 4500 | 80 |  |  |  | NO | NO | NO | [8 empty] | 2018-11-02 | NO | NO | NO | [6 empty] | AC | [7 empty] | NO
PLNCDGQ92R8G | OTA World LLC | LUCUS LED | LUCUS-T8GA1218M-30-A | Linear Replacement Lamp | T8 Four-Foot | Replacement Lamps (plug and play) (UL Type A) |  | standard | YES |  | 2189 | 120.71 | 18.14 | 7.96 | 0.9064 | 2934 | 81.8 | 5 | 50000 | 2018-01-18 | Not Dimmable | Not Dimmable | NO |  | IIILNU | [15 empty] | 84.3 |  | 1.24 | 1.2 | [6 empty] | 4.4 | 2189 | 120.67 | 18.14 | 10 | 0.9 | 3000 | 80 |  |  |  | NO | NO | NO | [8 empty] | 2018-11-02 | NO | NO | NO | [6 empty] | AC | [7 empty] | NO
P20V93VA | Revolution Lighting Technologies, Inc. | Revolution Lighting Technologies | 204621-115 | Linear Replacement Lamp | T8 Four-Foot | Replacement Lamps (plug and play) (UL Type A) |  | standard | NO | [10 empty] | 2018-01-18 | Not Dimmable | Not Dimmable | NO |  | HAHIGR | [25 empty] | 4.4 | 1782 | 124.78 | 14.36 | 9.52 | 0.954 | 5000 | 82.5 |  |  |  | NO | NO | NO | [8 empty] | 2018-11-02 | NO | NO | NO | [6 empty] | AC | [7 empty] | NO
PL0CNHPNE86S | OTA World LLC | LUCUS LED | LUCUS-T8GA1218M-45-A | Linear Replacement Lamp | T8 Four-Foot | Replacement Lamps (plug and play) (UL Type A) |  | standard | NO | [10 empty] | 2018-01-18 | Not Dimmable | Not Dimmable | NO |  | IIILNU | [25 empty] | 4.4 | 2354 | 126.8 | 18.57 | 10 | 0.9 | 4500 | 80 |  |  |  | NO | NO | NO | [8 empty] | 2018-11-02 | NO | NO | NO | [6 empty] | AC | [7 empty] | NO
PLDMKB79WAKS | OTA World LLC | LUCUS LED | LUCUS-T8GABUD1218M-40-A | Linear Replacement Lamp | T8 Four-Foot | Dual Mode Internal Driver (UL Type A and Type B) |  | standard | NO | [10 empty] | 2018-01-18 | Dimmable | Continuous Below 10 | NO |  | IIILNV | [25 empty] | 4.4 | 2500 | 131.58 | 19 | 20 | 0.9 | 4000 | 80 |  |  |  | NO | NO | NO | [8 empty] | 2018-11-02 | NO | NO | NO | [6 empty] | AC | [7 empty] | NO
PLHEKC9OS4OJ | OTA World LLC | LUCUS LED | LUCUS-T8GABUD1218M-30-A | Linear Replacement Lamp | T8 Four-Foot | Dual Mode Internal Driver (UL Type A and Type B) |  | standard | YES |  | 2405.6 | 125.87 | 19.11 | 17.3 | 0.945 | 2939 | 82 | 5 | 50000 | 2018-01-18 | Dimmable | Continuous Below 10 | NO |  | IIILNV | [15 empty] | 83.4 |  | 1.28 | 1.36 | [6 empty] | 4.4 | 2400 | 126 | 19 | 20 | 0.9 | 3000 | 80 |  |  |  | NO | NO | NO | [8 empty] | 2018-11-02 | NO | NO | NO | [6 empty] | AC | [7 empty] | NO
P1R2D7ZJ | Revolution Lighting Technologies, Inc. | Revolution Lighting Technologies | 204621-112 | Linear Replacement Lamp | T8 Four-Foot | Replacement Lamps (plug and play) (UL Type A) |  | standard | NO | [10 empty] | 2018-01-18 | Not Dimmable | Not Dimmable | NO |  | HAHIGR | [25 empty] | 4.4 | 1741 | 121.58 | 14.32 | 9.29 | 0.956 | 3500 | 82.7 |  |  |  | NO | NO | NO | [8 empty] | 2018-11-02 | NO | NO | NO | [6 empty] | AC | [7 empty] | NO
PMKJTDSQ | Revolution Lighting Technologies, Inc. | Revolution Lighting Technologies | 204620-113 | Linear Replacement Lamp | T8 Four-Foot | Replacement Lamps (plug and play) (UL Type A) |  | standard | NO | [10 empty] | 2018-01-18 | Not Dimmable | Not Dimmable | NO |  | HAHIGS | [25 empty] | 4.4 | 1703 | 138.12 | 12.33 | 11.29 | 0.926 | 4000 | 82.5 |  |  |  | NO | NO | NO | [8 empty] | 2018-11-02 | NO | NO | NO | [6 empty] | AC | [7 empty] | NO
PG0OGDB5 | Revolution Lighting Technologies, Inc. | Revolution Lighting Technologies | 204620-115 | Linear Replacement Lamp | T8 Four-Foot | Replacement Lamps (plug and play) (UL Type A) |  | standard | NO | [10 empty] | 2018-01-18 | Not Dimmable | Not Dimmable | NO |  | HAHIGS | [25 empty] | 4.4 | 1719 | 139.76 | 12.3 | 11.9 | 0.92 | 5000 | 82.6 |  |  |  | NO | NO | NO | [8 empty] | 2018-11-02 | NO | NO | NO | [6 empty] | AC | [7 empty] | NO
PJL4K7WO | Revolution Lighting Technologies, Inc. | Revolution Lighting Technologies | 204622-112 | Linear Replacement Lamp | T8 Four-Foot | Replacement Lamps (plug and play) (UL Type A) |  | standard | NO | [10 empty] | 2018-01-18 | Not Dimmable | Not Dimmable | NO |  | HAHIGT | [25 empty] | 4.4 | 2264 | 139.49 | 16.23 | 8.26 | 0.965 | 3500 | 81.8 |  |  |  | NO | NO | NO | [8 empty] | 2018-11-02 | NO | NO | NO | [6 empty] | AC | [7 empty] | NO
PXFX0IVV | Revolution Lighting Technologies, Inc. | Revolution Lighting Technologies | 204622-115-XXX | Linear Replacement Lamp | T8 Four-Foot | Replacement Lamps (plug and play) (UL Type A) |  | standard | NO | [10 empty] | 2018-01-18 | Not Dimmable | Not Dimmable | NO |  | HAHIGW | [25 empty] | 4.4 | 2333 | 146.19 | 15.96 | 8.65 | 0.963 | 5000 | 85.1 |  |  |  | NO | NO | NO | [8 empty] | 2018-11-02 | NO | NO | NO | [6 empty] | AC | [7 empty] | NO
P75SYN3M | Revolution Lighting Technologies, Inc. | Revolution Lighting Technologies | 204621-112-XXX | Linear Replacement Lamp | T8 Four-Foot | Replacement Lamps (plug and play) (UL Type A) |  | standard | NO | [10 empty] | 2018-01-18 | Not Dimmable | Not Dimmable | NO |  | HAHIGV | [25 empty] | 4.4 | 1695 | 126.4 | 13.41 | 13.02 | 0.955 | 3500 | 82.4 |  |  |  | NO | NO | NO | [8 empty] | 2018-11-02 | NO | NO | NO | [6 empty] | AC | [7 empty] | NO
PANUAMSB | Revolution Lighting Technologies, Inc. | Revolution Lighting Technologies | 204620-111 | Linear Replacement Lamp | T8 Four-Foot | Replacement Lamps (plug and play) (UL Type A) |  | standard | YES |  | 1686 | 136.54 | 12.35 | 11.51 | 0.9232 | 2980 | 82.6 | 5 | 50000 | 2018-01-18 | Not Dimmable | Not Dimmable | NO |  | HAHIGS | [15 empty] | 84.5 |  | 1.27 | 1.18 | [6 empty] | 4.4 | 1686 | 136.54 | 12.35 | 11.29 | 0.926 | 3000 | 82.5 |  |  |  | NO | NO | NO | [8 empty] | 2018-11-02 | NO | NO | NO | [6 empty] | AC | [7 empty] | NO
PLD9ILY86XTJ | OTA World LLC | LUCUS LED | LUCUS-T8GABUD1218M-50-A | Linear Replacement Lamp | T8 Four-Foot | Dual Mode Internal Driver (UL Type A and Type B) |  | standard | NO | [10 empty] | 2018-01-18 | Dimmable | Continuous Below 10 | NO |  | IIILNV | [25 empty] | 4.4 | 2500 | 131.58 | 19 | 20 | 0.9 | 5000 | 80 |  |  |  | NO | NO | NO | [8 empty] | 2018-11-02 | NO | NO | NO | [6 empty] | AC | [7 empty] | NO
P4WSKF81 | Revolution Lighting Technologies, Inc. | Revolution Lighting Technologies | 204622-111 | Linear Replacement Lamp | T8 Four-Foot | Replacement Lamps (plug and play) (UL Type A) |  | standard | YES |  | 2244 | 138.86 | 16.16 | 8.26 | 0.9654 | 2961 | 81.8 | 5 | 50000 | 2018-01-18 | Not Dimmable | Not Dimmable | NO |  | HAHIGT | [15 empty] | 84.3 |  | 1.26 | 1.17 | [6 empty] | 4.4 | 2244 | 138.86 | 16.16 | 8.26 | 0.965 | 3000 | 81.8 |  |  |  | NO | NO | NO | [8 empty] | 2018-11-02 | NO | NO | NO | [6 empty] | AC | [7 empty] | NO
PGLK2WB2 | Revolution Lighting Technologies, Inc. | Revolution Lighting Technologies | 204621-113-XXX | Linear Replacement Lamp | T8 Four-Foot | Replacement Lamps (plug and play) (UL Type A) |  | standard | NO | [10 empty] | 2018-01-18 | Not Dimmable | Not Dimmable | NO |  | HAHIGV | [25 empty] | 4.4 | 1716 | 127.96 | 13.41 | 13.02 | 0.955 | 4000 | 82.4 |  |  |  | NO | NO | NO | [8 empty] | 2018-11-02 | NO | NO | NO | [6 empty] | AC | [7 empty] | NO
PA9XYGTF | Revolution Lighting Technologies, Inc. | Revolution Lighting Technologies | 204620-112-XXX | Linear Replacement Lamp | T8 Four-Foot | Replacement Lamps (plug and play) (UL Type A) |  | standard | NO | [10 empty] | 2018-01-18 | Not Dimmable | Not Dimmable | NO |  | HAHIGU | [25 empty] | 4.4 | 1721 | 141.76 | 12.14 | 12.05 | 0.933 | 3500 | 82.8 |  |  |  | NO | NO | NO | [8 empty] | 2018-11-02 | NO | NO | NO | [6 empty] | AC | [7 empty] | NO
PMON6QW9 | Revolution Lighting Technologies, Inc. | Revolution Lighting Technologies | 204620-111-XXX | Linear Replacement Lamp | T8 Four-Foot | Replacement Lamps (plug and play) (UL Type A) |  | standard | YES |  | 1704 | 141.52 | 12.04 | 12.05 | 0.9325 | 2941 | 82.8 | 5 | 50000 | 2018-01-18 | Not Dimmable | Not Dimmable | NO |  | HAHIGU | [15 empty] | 84.8 |  | 1.24 | 1.17 | [6 empty] | 4.4 | 1704 | 141.52 | 12.04 | 12.05 | 0.933 | 3000 | 82.8 |  |  |  | NO | NO | NO | [8 empty] | 2018-11-02 | NO | NO | NO | [6 empty] | AC | [7 empty] | NO
PL8N0N378QWU | OTA World LLC | LUCUS LED | LUCUS-T8GA1218M-35-A | Linear Replacement Lamp | T8 Four-Foot | Replacement Lamps (plug and play) (UL Type A) |  | standard | NO | [10 empty] | 2018-01-18 | Not Dimmable | Not Dimmable | NO |  | IIILNU | [25 empty] | 4.4 | 2244 | 120.87 | 18.57 | 10 | 0.9 | 3500 | 80 |  |  |  | NO | NO | NO | [8 empty] | 2018-11-02 | NO | NO | NO | [6 empty] | AC | [7 empty] | NO
PL10LTF9EDUI | OTA World LLC | LUCUS LED | LUCUS-T8GA1218M-40-A | Linear Replacement Lamp | T8 Four-Foot | Replacement Lamps (plug and play) (UL Type A) |  | standard | NO | [10 empty] | 2018-01-18 | Not Dimmable | Not Dimmable | NO |  | IIILNU | [25 empty] | 4.4 | 2299 | 123.84 | 18.57 | 10 | 0.9 | 4000 | 80 |  |  |  | NO | NO | NO | [8 empty] | 2018-11-02 | NO | NO | NO | [6 empty] | AC | [7 empty] | NO
PADBX5LR | Revolution Lighting Technologies, Inc. | Revolution Lighting Technologies | 204622-113 | Linear Replacement Lamp | T8 Four-Foot | Replacement Lamps (plug and play) (UL Type A) |  | standard | NO | [10 empty] | 2018-01-18 | Not Dimmable | Not Dimmable | NO |  | HAHIGT | [25 empty] | 4.4 | 2285 | 140.79 | 16.23 | 8.26 | 0.965 | 4000 | 81.8 |  |  |  | NO | NO | NO | [8 empty] | 2018-11-02 | NO | NO | NO | [6 empty] | AC | [7 empty] | NO
PRWVDGXV | Revolution Lighting Technologies, Inc. | Revolution Lighting Technologies | 204620-113-XXX | Linear Replacement Lamp | T8 Four-Foot | Replacement Lamps (plug and play) (UL Type A) |  | standard | NO | [10 empty] | 2018-01-18 | Not Dimmable | Not Dimmable | NO |  | HAHIGU | [25 empty] | 4.4 | 1738 | 143.16 | 12.14 | 12.05 | 0.933 | 4000 | 82.8 |  |  |  | NO | NO | NO | [8 empty] | 2018-11-02 | NO | NO | NO | [6 empty] | AC | [7 empty] | NO
PA2E7MG5 | Revolution Lighting Technologies, Inc. | Revolution Lighting Technologies | 204622-111-XXX | Linear Replacement Lamp | T8 Four-Foot | Replacement Lamps (plug and play) (UL Type A) |  | standard | YES |  | 2242 | 142.42 | 15.74 | 8.47 | 0.9646 | 2997 | 82.2 | 5 | 50000 | 2018-01-18 | Not Dimmable | Not Dimmable | NO |  | HAHIGW | [15 empty] | 84.5 |  | 1.24 | 1.15 | [6 empty] | 4.4 | 2242 | 142.42 | 15.74 | 8.47 | 0.965 | 3000 | 82.2 |  |  |  | NO | NO | NO | [8 empty] | 2018-11-02 | NO | NO | NO | [6 empty] | AC | [7 empty] | NO
P6OI0TP0 | Revolution Lighting Technologies, Inc. | Revolution Lighting Technologies | 204621-111-XXX | Linear Replacement Lamp | T8 Four-Foot | Replacement Lamps (plug and play) (UL Type A) |  | standard | YES |  | 1674 | 126.18 | 13.27 | 13.02 | 0.9546 | 2986 | 82.4 | 5 | 50000 | 2018-01-18 | Not Dimmable | Not Dimmable | NO |  | HAHIGV | [15 empty] | 84.3 |  | 1.2 | 1.28 | [6 empty] | 4.4 | 1674 | 126.18 | 13.27 | 13.02 | 0.955 | 3000 | 82.4 |  |  |  | NO | NO | NO | [8 empty] | 2018-11-02 | NO | NO | NO | [6 empty] | AC | [7 empty] | NO
PGSYVK1N | Revolution Lighting Technologies, Inc. | Revolution Lighting Technologies | 204621-113 | Linear Replacement Lamp | T8 Four-Foot | Replacement Lamps (plug and play) (UL Type A) |  | standard | NO | [10 empty] | 2018-01-18 | Not Dimmable | Not Dimmable | NO |  | HAHIGR | [25 empty] | 4.4 | 1755 | 122.56 | 14.32 | 9.29 | 0.956 | 4000 | 82.7 |  |  |  | NO | NO | NO | [8 empty] | 2018-11-02 | NO | NO | NO | [6 empty] | AC | [7 empty] | NO
PJN91RSB | Revolution Lighting Technologies, Inc. | Revolution Lighting Technologies | 204621-111 | Linear Replacement Lamp | T8 Four-Foot | Replacement Lamps (plug and play) (UL Type A) |  | standard | YES |  | 1727 | 120.97 | 14.28 | 9.29 | 0.9558 | 2916 | 82.7 | 5 | 50000 | 2018-01-18 | Not Dimmable | Not Dimmable | NO |  | HAHIGR | [15 empty] | 84.3 |  | 1.24 | 1.17 | [6 empty] | 4.4 | 1727 | 120.97 | 14.28 | 9.29 | 0.956 | 3000 | 82.7 |  |  |  | NO | NO | NO | [8 empty] | 2018-11-02 | NO | NO | NO | [6 empty] | AC | [7 empty] | NO
PLDKY2IPK5Y6 | OTA World LLC | LUCUS LED | LUCUS-T8GA1218M-50-A | Linear Replacement Lamp | T8 Four-Foot | Replacement Lamps (plug and play) (UL Type A) |  | standard | NO | [10 empty] | 2018-01-18 | Not Dimmable | Not Dimmable | NO |  | IIILNU | [25 empty] | 4.4 | 2409 | 126.86 | 18.99 | 10 | 0.9 | 5000 | 80 |  |  |  | NO | NO | NO | [8 empty] | 2018-11-02 | NO | NO | NO | [6 empty] | AC | [7 empty] | NO
PLZGG2JC | Revolution Lighting Technologies, Inc. | Revolution Lighting Technologies | 204620-112 | Linear Replacement Lamp | T8 Four-Foot | Replacement Lamps (plug and play) (UL Type A) |  | standard | NO | [10 empty] | 2018-01-18 | Not Dimmable | Not Dimmable | NO |  | HAHIGS | [25 empty] | 4.4 | 1694 | 137.39 | 12.33 | 11.29 | 0.926 | 3500 | 82.5 |  |  |  | NO | NO | NO | [8 empty] | 2018-11-02 | NO | NO | NO | [6 empty] | AC | [7 empty] | NO
PL6RXTQBSK2J | ENVISION LED LIGHTING, INC. | Envision LED | LED-T8DF-4FT-15W-30K2 | Linear Replacement Lamp | T8 Four-Foot | Dual Mode Internal Driver (UL Type A and Type B) |  | standard | YES |  | 2184 | 124.66 | 17.52 | 7.41 | 0.8875 | 3019 | 83.8 | 5 | 50000 | 2018-01-17 | Not Dimmable | Not Dimmable | NO |  | NANOHL | [15 empty] | 87.6 |  | 1.2 | 1.44 | [6 empty] | 4.4 | 2025 | 135 | 15 | 15 | 0.8875 | 3000 | 80 |  |  |  | NO | NO | NO | [8 empty] | 2018-11-02 | NO | NO | NO | [6 empty] | AC | [7 empty] | NO
P3ZCIW1F | Shenzhen North Pole Technology Co., LTD | NPL | T8-F12S-18W-P2-40-1 | Linear Replacement Lamp | T8 Four-Foot | Replacement Lamps (plug and play) (UL Type A) |  | standard | YES |  | 2810.12 | 130.4 | 21.55 | 13.7 | 0.915 | 4029 | 84.8 | 5 | 50000 | 2018-01-17 | Not Dimmable | Not Dimmable | NO |  | NNNMRG | [15 empty] | 79.4 |  | 1.14 | 1.24 | [6 empty] | 4.4 | 2700 | 128 | 21 | 13.7 | 0.9 | 4000 | 85 |  |  |  | NO | NO | NO | [8 empty] | 2018-11-02 | NO | NO | NO | [6 empty] | AC | [7 empty] | NO
PCDH3RAS | Shenzhen North Pole Technology Co., LTD | NPL | T8-F12S-18W-P2-50-1 | Linear Replacement Lamp | T8 Four-Foot | Replacement Lamps (plug and play) (UL Type A) |  | standard | NO | [10 empty] | 2018-01-17 | Not Dimmable | Not Dimmable | NO |  | NNNMRG | [25 empty] | 4.4 | 2800 | 133 | 21 | 13.7 | 0.9 | 5000 | 83 |  |  |  | NO | NO | NO | [8 empty] | 2018-11-02 | NO | NO | NO | [6 empty] | AC | [7 empty] | NO
PPI7EXUH | CH Lighting Technology Co.,Ltd. | CH | CH1118-48-10W 840-9 | Linear Replacement Lamp | T8 Four-Foot | Replacement Lamps (plug and play) (UL Type A) |  | standard | NO | [10 empty] | 2018-01-17 | Dimmable | Continuous Below 10 | NO |  | SSSCXV | [25 empty] | 4.4 | 1800 | 133 | 13.5 | 14.96 | 0.95 | 4000 | 83 |  |  |  | NO | NO | NO | [8 empty] | 2018-11-02 | NO | NO | NO | [6 empty] | AC | [7 empty] | NO
PUCTJ9DJ | CH Lighting Technology Co.,Ltd. | CH | CH1118-48-10W 850-9 | Linear Replacement Lamp | T8 Four-Foot | Replacement Lamps (plug and play) (UL Type A) |  | standard | NO | [10 empty] | 2018-01-17 | Dimmable | Continuous Below 10 | NO |  | SSSCXV | [25 empty] | 4.4 | 1800 | 133 | 13.5 | 15.08 | 0.95 | 5000 | 83 |  |  |  | NO | NO | NO | [8 empty] | 2018-11-02 | NO | NO | NO | [6 empty] | AC | [7 empty] | NO
PLHFGKITFNZ3 | ENVISION LED LIGHTING, INC. | Envision LED | LED-T8DF-4FT-15W-45K2 | Linear Replacement Lamp | T8 Four-Foot | Dual Mode Internal Driver (UL Type A and Type B) |  | standard | NO | [10 empty] | 2018-01-17 | Not Dimmable | Not Dimmable | NO |  | NANOHL | [25 empty] | 4.4 | 2025 | 135 | 15 | 15 | 0.8875 | 4500 | 80 |  |  |  | NO | NO | NO | [8 empty] | 2018-11-02 | NO | NO | NO | [6 empty] | AC | [7 empty] | NO
PL07NZB21XVO | ENVISION LED LIGHTING, INC. | Envision LED | LED-T8DF-4FT-15W-35K2 | Linear Replacement Lamp | T8 Four-Foot | Dual Mode Internal Driver (UL Type A and Type B) |  | standard | NO | [10 empty] | 2018-01-17 | Not Dimmable | Not Dimmable | NO |  | NANOHL | [25 empty] | 4.4 | 2025 | 135 | 15 | 15 | 0.8875 | 3500 | 80 |  |  |  | NO | NO | NO | [8 empty] | 2018-11-02 | NO | NO | NO | [6 empty] | AC | [7 empty] | NO
PL43HD1L366M | ENVISION LED LIGHTING, INC. | Envision LED | LED-T8DF-4FT-15W-40K2 | Linear Replacement Lamp | T8 Four-Foot | Dual Mode Internal Driver (UL Type A and Type B) |  | standard | NO | [10 empty] | 2018-01-17 | Not Dimmable | Not Dimmable | NO |  | NANOHL | [25 empty] | 4.4 | 2025 | 135 | 15 | 15 | 0.8875 | 4000 | 80 |  |  |  | NO | NO | NO | [8 empty] | 2018-11-02 | NO | NO | NO | [6 empty] | AC | [7 empty] | NO
PL5L6G060W2R | ENVISION LED LIGHTING, INC. | Envision LED | LED-T8DF-4FT-15W-50K2 | Linear Replacement Lamp | T8 Four-Foot | Dual Mode Internal Driver (UL Type A and Type B) |  | standard | NO | [10 empty] | 2018-01-17 | Not Dimmable | Not Dimmable | NO |  | NANOHL | [25 empty] | 4.4 | 2025 | 135 | 15 | 15 | 0.8934 | 5000 | 80 |  |  |  | NO | NO | NO | [8 empty] | 2018-11-02 | NO | NO | NO | [6 empty] | AC | [7 empty] | NO
P868PMVK | Shenzhen North Pole Technology Co., LTD | NPL | T8-F12S-12W-P1-50-1 | Linear Replacement Lamp | T8 Four-Foot | Replacement Lamps (plug and play) (UL Type A) |  | standard | NO | [10 empty] | 2018-01-17 | Not Dimmable | Not Dimmable | NO |  | NNNMRN | [25 empty] | 4.4 | 2100 | 140 | 15 | 14.3 | 0.9 | 5000 | 82 |  |  |  | NO | NO | NO | [8 empty] | 2018-11-02 | NO | NO | NO | [6 empty] | AC | [7 empty] | NO
P43MM5YY | Shenzhen North Pole Technology Co., LTD | NPL | T8-F12S-12W-P2-50-1 | Linear Replacement Lamp | T8 Four-Foot | Replacement Lamps (plug and play) (UL Type A) |  | standard | NO | [10 empty] | 2018-01-17 | Not Dimmable | Not Dimmable | NO |  | NNNMRE | [25 empty] | 4.4 | 1900 | 126 | 15 | 14.6 | 0.9 | 5000 | 83 |  |  |  | NO | NO | NO | [8 empty] | 2018-11-02 | NO | NO | NO | [6 empty] | AC | [7 empty] | NO
PCM0NO6I | CH Lighting Technology Co.,Ltd. | CH | CH1118-48-10W 835-9 | Linear Replacement Lamp | T8 Four-Foot | Replacement Lamps (plug and play) (UL Type A) |  | standard | NO | [10 empty] | 2018-01-17 | Dimmable | Continuous Below 10 | NO |  | SSSCXV | [25 empty] | 4.4 | 1800 | 133 | 13.5 | 14.96 | 0.95 | 3500 | 83 |  |  |  | NO | NO | NO | [8 empty] | 2018-11-02 | NO | NO | NO | [6 empty] | AC | [7 empty] | NO
PZBZ40JR | Shenzhen North Pole Technology Co., LTD | NPL | T8-F12S-12W-P2-40-1 | Linear Replacement Lamp | T8 Four-Foot | Replacement Lamps (plug and play) (UL Type A) |  | standard | YES |  | 1984.96 | 135.4 | 14.66 | 14.6 | 0.915 | 4025 | 84.9 | 5 | 50000 | 2018-01-17 | Not Dimmable | Not Dimmable | NO |  | NNNMRE | [15 empty] | 79.4 |  | 1.12 | 1.26 | [6 empty] | 4.4 | 1800 | 120 | 15 | 14.6 | 0.9 | 4000 | 85 |  |  |  | NO | NO | NO | [8 empty] | 2018-11-02 | NO | NO | NO | [6 empty] | AC | [7 empty] | NO
PG057XJX | Shenzhen North Pole Technology Co., LTD | NPL | T8-F12S-12W-P1-40-1 | Linear Replacement Lamp | T8 Four-Foot | Replacement Lamps (plug and play) (UL Type A) |  | standard | YES |  | 2185.96 | 148.1 | 14.76 | 14.3 | 0.911 | 4041 | 84.5 | 5 | 50000 | 2018-01-17 | Not Dimmable | Not Dimmable | NO |  | NNNMRN | [15 empty] | 82 |  | 1.14 | 1.24 | [6 empty] | 4.4 | 2000 | 133 | 15 | 14.3 | 0.9 | 4000 | 84 |  |  |  | NO | NO | NO | [8 empty] | 2018-11-02 | NO | NO | NO | [6 empty] | AC | [7 empty] | NO
PZ9ZW996 | CH Lighting Technology Co.,Ltd. | CH | CH1118-48-10W 830-9 | Linear Replacement Lamp | T8 Four-Foot | Replacement Lamps (plug and play) (UL Type A) |  | standard | YES |  | 1810 | 136.2 | 13.29 | 14.96 | 0.9518 | 3040 | 83.5 | 5 | 50000 | 2018-01-17 | Dimmable | Continuous Below 10 | NO |  | SSSCXV | [15 empty] | 81.9 |  | 1.24 | 1.26 | [6 empty] | 4.4 | 1800 | 133 | 13.5 | 14.96 | 0.95 | 3000 | 83 |  |  |  | NO | NO | NO | [8 empty] | 2018-11-02 | NO | NO | NO | [6 empty] | AC | [7 empty] | NO
PYUHL6WY | Shenzhen North Pole Technology Co., LTD | NPL | T8-F12S-18W-P1-40-1 | Linear Replacement Lamp | T8 Four-Foot | Replacement Lamps (plug and play) (UL Type A) |  | standard | YES |  | 2947.58 | 141.1 | 20.89 | 14.3 | 0.912 | 4039 | 84.3 | 5 | 50000 | 2018-01-16 | Not Dimmable | Not Dimmable | NO |  | NNNMRF | [15 empty] | 81.6 |  | 1.08 | 1.24 | [6 empty] | 4.4 | 2800 | 133 | 21 | 14.3 | 0.9 | 4000 | 84 |  |  |  | NO | NO | NO | [8 empty] | 2018-11-02 | NO | NO | NO | [6 empty] | AC | [7 empty] | NO
PLAX58CFOP0T | Ascent Battery Supply,LLC | WERKER | LED12478A | Linear Replacement Lamp | T8 Four-Foot | Replacement Lamps (plug and play) (UL Type A) |  | standard | YES |  | 1830 | 130.2 | 14.06 | 14.39 | 0.9546 | 3465 | 83.5 | 5 | 50000 | 2018-01-16 | Not Dimmable | Not Dimmable | NO |  | MMMQGZ | [15 empty] | 81.3 |  | 1.24 | 1.24 | [6 empty] | 4.4 | 1800 | 128 | 14 | 20 | 0.9 | 3500 | 80 |  |  |  | NO | NO | NO | [8 empty] | 2018-11-02 | NO | NO | NO | [6 empty] | AC | [7 empty] | NO
PLNWP9SL6975 | Wide Loyal Development Ltd | LEVANIER | LF-814B1-50 | Linear Replacement Lamp | T8 Four-Foot | Replacement Lamps (plug and play) (UL Type A) |  | standard | NO | [10 empty] | 2018-01-16 | Not Dimmable | Not Dimmable | NO |  | IIILNK | [25 empty] | 4.4 | 2200 | 122.22 | 18 | 11.89 | 0.97 | 5000 | 83.9 |  |  |  | NO | NO | NO | [8 empty] | 2018-11-02 | NO | NO | NO | [6 empty] | AC | [7 empty] | NO
PLAMGQ7ZWTPW | Ascent Battery Supply,LLC | WERKER | LED11662B | Linear Replacement Lamp | T8 Four-Foot | Replacement Lamps (plug and play) (UL Type A) |  | standard | NO | [10 empty] | 2018-01-16 | Not Dimmable | Not Dimmable | NO |  | MMMQGZ | [25 empty] | 4.4 | 1800 | 128 | 14 | 20 | 0.9 | 4000 | 80 |  |  |  | NO | NO | NO | [8 empty] | 2018-11-02 | NO | NO | NO | [6 empty] | AC | [7 empty] | NO
P3FTDF97 | GE Lighting Solutions | GE Lighting | LED18ET8/G/4/835 | Linear Replacement Lamp | T8 Four-Foot | Replacement Lamps (plug and play) (UL Type A) |  | standard | NO | [10 empty] | 2015-10-16 | Dimmable | Continuous Below 10 | NO | Updated on 3/2/2017 | XXXAHN | [25 empty] | 4.4 | 2500 | 122 | 20.5 | 20 | 0.9 | 3500 | 80 |  |  |  | NO | NO | NO | 2018-05-02 | 4.3 |  | standard |  |  |  |  | 2018-11-02 | NO | NO | NO | [6 empty] | AC | [7 empty] | NO
PDHK69J3 | GE Lighting Solutions | GE Lighting | LED15ET8/G/4/850 | Linear Replacement Lamp | T8 Four-Foot | Replacement Lamps (plug and play) (UL Type A) |  | standard | NO | [10 empty] | 2015-10-16 | Dimmable | Continuous Below 10 | NO | Updated on 3/2/2017 | XXXAHN | [25 empty] | 4.4 | 2300 | 127.8 | 18 | 20 | 0.9 | 5000 | 80 |  |  |  | NO | NO | NO | 2018-05-02 | 4.3 |  | standard |  |  |  |  | 2018-11-02 | NO | NO | NO | [6 empty] | AC | [7 empty] | NO
PPBCQJD0 | Shenzhen North Pole Technology Co., LTD | NPL | T8-F12S-18W-P1-50-1 | Linear Replacement Lamp | T8 Four-Foot | Replacement Lamps (plug and play) (UL Type A) |  | standard | NO | [10 empty] | 2018-01-16 | Not Dimmable | Not Dimmable | NO |  | NNNMRF | [25 empty] | 4.4 | 2900 | 138 | 21 | 14.3 | 0.9 | 5000 | 82 |  |  |  | NO | NO | NO | [8 empty] | 2018-11-02 | NO | NO | NO | [6 empty] | AC | [7 empty] | NO
PLG0PLVYL9B4 | Ascent Battery Supply,LLC | WERKER | LED11663B | Linear Replacement Lamp | T8 Four-Foot | Replacement Lamps (plug and play) (UL Type A) |  | standard | NO | [10 empty] | 2018-01-16 | Not Dimmable | Not Dimmable | NO |  | MMMQGZ | [25 empty] | 4.4 | 1800 | 128 | 14 | 20 | 0.9 | 5000 | 80 |  |  |  | NO | NO | NO | [8 empty] | 2018-11-02 | NO | NO | NO | [6 empty] | AC | [7 empty] | NO
PL4YB8IBBADF | Archipelago Lighting, Inc. | ARCHIPELAGO | LT8F41041K4 | Linear Replacement Lamp | T8 Four-Foot | Replacement Lamps (plug and play) (UL Type A) |  | standard | NO | [10 empty] | 2018-01-12 | Dimmable | Continuous Above 10 | NO |  | XXXBVP | [25 empty] | 4.4 | 1750 | 125 | 14 | 10 | 0.9 | 4000 | 83 |  |  |  | NO | NO | NO | [8 empty] | 2018-11-02 | NO | NO | NO | [6 empty] | AC | [7 empty] | NO
PL0JT91ZF067 | Archipelago Lighting, Inc. | ARCHIPELAGO | LT8F41050K4 | Linear Replacement Lamp | T8 Four-Foot | Replacement Lamps (plug and play) (UL Type A) |  | standard | NO | [10 empty] | 2018-01-12 | Dimmable | Continuous Above 10 | NO |  | XXXBVP | [25 empty] | 4.4 | 1806 | 129 | 14 | 10 | 0.9 | 5000 | 83 |  |  |  | NO | NO | NO | [8 empty] | 2018-11-02 | NO | NO | NO | [6 empty] | AC | [7 empty] | NO
PLYNGQS0PKO9 | Archipelago Lighting, Inc. | ARCHIPELAGO | LT8F41035K4 | Linear Replacement Lamp | T8 Four-Foot | Replacement Lamps (plug and play) (UL Type A) |  | standard | NO | [10 empty] | 2018-01-12 | Dimmable | Continuous Above 10 | NO |  | XXXBVP | [25 empty] | 4.4 | 1708 | 122 | 14 | 10 | 0.9 | 3500 | 83 |  |  |  | NO | NO | NO | [8 empty] | 2018-11-02 | NO | NO | NO | [6 empty] | AC | [7 empty] | NO
PLLZGLTOB8Q5 | SATCO Products Inc | SATCO | 12T8/LED/48-840/DR-DM(S29940) | Linear Replacement Lamp | T8 Four-Foot | Replacement Lamps (plug and play) (UL Type A) |  | standard | NO | [10 empty] | 2018-01-11 | Dimmable | Continuous Below 10 | NO |  | YYYCMU | [25 empty] | 4.4 | 1800 | 120 | 15 | 20 | 0.9 | 4000 | 82 |  |  |  | NO | NO | NO | [8 empty] | 2018-11-02 | NO | NO | NO | [6 empty] | AC | [7 empty] | NO
PLW8X8003BHI | SATCO Products Inc | SATCO | 12T8/LED/48-850/DR-DM(S29941) | Linear Replacement Lamp | T8 Four-Foot | Replacement Lamps (plug and play) (UL Type A) |  | standard | NO | [10 empty] | 2018-01-11 | Dimmable | Continuous Below 10 | NO |  | YYYCMU | [25 empty] | 4.4 | 1800 | 120 | 15 | 20 | 0.9 | 5000 | 82 |  |  |  | NO | NO | NO | [8 empty] | 2018-11-02 | NO | NO | NO | [6 empty] | AC | [7 empty] | NO
PLTG43VO3GEZ | Sunshine Lighting | SUNLITE | T8/LED/4'/12W/IS+PPS/40K | Linear Replacement Lamp | T8 Four-Foot | Replacement Lamps (plug and play) (UL Type A) |  | standard | NO | [10 empty] | 2018-01-10 | Not Dimmable | Not Dimmable | NO |  | NANOGN | [25 empty] | 4.4 | 1800 | 120 | 15 | 20 | 0.9 | 4000 | 80 |  |  |  | NO | NO | NO | [8 empty] | 2018-11-02 | NO | NO | NO | [6 empty] | AC | [7 empty] | NO
PL1IITHEE2PD | Sunshine Lighting | SUNLITE | T8/LED/4'/12W/IS+PPS/50K | Linear Replacement Lamp | T8 Four-Foot | Replacement Lamps (plug and play) (UL Type A) |  | standard | NO | [10 empty] | 2018-01-10 | Not Dimmable | Not Dimmable | NO |  | NANOGN | [25 empty] | 4.4 | 1800 | 120 | 15 | 20 | 0.9 | 5000 | 80 |  |  |  | NO | NO | NO | [8 empty] | 2018-11-02 | NO | NO | NO | [6 empty] | AC | [7 empty] | NO
P20HOVRI | CH Lighting Technology Co.,Ltd. | CH | CH1128-48-9.5W 830-9 | Linear Replacement Lamp | T8 Four-Foot | Replacement Lamps (plug and play) (UL Type A) |  | standard | YES |  | 1779 | 131.5 | 13.53 | 15.09 | 0.9519 | 3026 | 83.1 | 5 | 50000 | 2018-01-10 | Dimmable | Continuous Below 10 | NO |  | RRRUOA | [15 empty] | 82.2 |  | 1.24 | 1.28 | [6 empty] | 4.4 | 1700 | 131 | 13 | 15.09 | 0.952 | 3000 | 83 |  |  |  | NO | NO | NO | [8 empty] | 2018-11-02 | NO | NO | NO | [6 empty] | AC | [7 empty] | NO
PLB5IPJ1VWIA | Sunshine Lighting | SUNLITE | T8/LED/4'/15W/IS+PPS/40K | Linear Replacement Lamp | T8 Four-Foot | Replacement Lamps (plug and play) (UL Type A) |  | standard | NO | [10 empty] | 2018-01-10 | Not Dimmable | Not Dimmable | NO |  | NANOGO | [25 empty] | 4.4 | 2200 | 122.22 | 18 | 20 | 0.9 | 4000 | 80 |  |  |  | NO | NO | NO | [8 empty] | 2018-11-02 | NO | NO | NO | [6 empty] | AC | [7 empty] | NO
PIJVC1K1 | CH Lighting Technology Co.,Ltd. | CH | CH1128-48-9.5W 835-9 | Linear Replacement Lamp | T8 Four-Foot | Replacement Lamps (plug and play) (UL Type A) |  | standard | NO | [10 empty] | 2018-01-10 | Dimmable | Continuous Below 10 | NO |  | RRRUOA | [25 empty] | 4.4 | 1700 | 131 | 13 | 15.09 | 0.952 | 3500 | 83 |  |  |  | NO | NO | NO | [8 empty] | 2018-11-02 | NO | NO | NO | [6 empty] | AC | [7 empty] | NO
PLXYAME3 | CH Lighting Technology Co.,Ltd. | CH | CH1128-48-9.5W 840-9 | Linear Replacement Lamp | T8 Four-Foot | Replacement Lamps (plug and play) (UL Type A) |  | standard | NO | [10 empty] | 2018-01-10 | Dimmable | Continuous Below 10 | NO |  | RRRUOA | [25 empty] | 4.4 | 1800 | 138 | 13 | 15.09 | 0.952 | 4000 | 83 |  |  |  | NO | NO | NO | [8 empty] | 2018-11-02 | NO | NO | NO | [6 empty] | AC | [7 empty] | NO
P3JW4YCM | CH Lighting Technology Co.,Ltd. | CH | CH1128-48-9.5W 850-9 | Linear Replacement Lamp | T8 Four-Foot | Replacement Lamps (plug and play) (UL Type A) |  | standard | NO | [10 empty] | 2018-01-10 | Dimmable | Continuous Below 10 | NO |  | RRRUOA | [25 empty] | 4.4 | 1800 | 138 | 13 | 15.18 | 0.952 | 5000 | 83 |  |  |  | NO | NO | NO | [8 empty] | 2018-11-02 | NO | NO | NO | [6 empty] | AC | [7 empty] | NO
PLMIVM9SVI8H | Sunshine Lighting | SUNLITE | T8/LED/4'/15W/IS+PPS/50K | Linear Replacement Lamp | T8 Four-Foot | Replacement Lamps (plug and play) (UL Type A) |  | standard | NO | [10 empty] | 2018-01-10 | Not Dimmable | Not Dimmable | NO |  | NANOGO | [25 empty] | 4.4 | 2200 | 122.22 | 18 | 20 | 0.9 | 5000 | 80 |  |  |  | NO | NO | NO | [8 empty] | 2018-11-02 | NO | NO | NO | [6 empty] | AC | [7 empty] | NO
PV73WZSV | CH Lighting Technology Co.,Ltd. | CH | CH1128-48-10W 835-9 | Linear Replacement Lamp | T8 Four-Foot | Replacement Lamps (plug and play) (UL Type A) |  | standard | NO | [10 empty] | 2018-01-09 | Dimmable | Continuous Below 10 | NO |  | RRRUNZ | [25 empty] | 4.4 | 1700 | 126 | 13.5 | 15.14 | 0.952 | 3500 | 83 |  |  |  | NO | NO | NO | [8 empty] | 2018-11-02 | NO | NO | NO | [6 empty] | AC | [7 empty] | NO
PCDJ9BAM | CH Lighting Technology Co.,Ltd. | CH | CH1128-48-10W 850-9 | Linear Replacement Lamp | T8 Four-Foot | Replacement Lamps (plug and play) (UL Type A) |  | standard | NO | [10 empty] | 2018-01-09 | Dimmable | Continuous Below 10 | NO |  | RRRUNZ | [25 empty] | 4.4 | 1800 | 133 | 13.5 | 15.21 | 0.952 | 5000 | 83 |  |  |  | NO | NO | NO | [8 empty] | 2018-11-02 | NO | NO | NO | [6 empty] | AC | [7 empty] | NO
PW1F9LU3 | CH Lighting Technology Co.,Ltd. | CH | CH1128-48-10W 830-9 | Linear Replacement Lamp | T8 Four-Foot | Replacement Lamps (plug and play) (UL Type A) |  | standard | YES |  | 1784 | 132.1 | 13.51 | 15.14 | 0.9518 | 3026 | 83.2 | 5 | 50000 | 2018-01-09 | Dimmable | Continuous Below 10 | NO |  | RRRUNZ | [15 empty] | 82.3 |  | 1.22 | 1.26 | [6 empty] | 4.4 | 1700 | 126 | 13.5 | 15.14 | 0.952 | 3000 | 83 |  |  |  | NO | NO | NO | [8 empty] | 2018-11-02 | NO | NO | NO | [6 empty] | AC | [7 empty] | NO
P7SRIU21 | CH Lighting Technology Co.,Ltd. | CH | CH1128-48-10W 840-9 | Linear Replacement Lamp | T8 Four-Foot | Replacement Lamps (plug and play) (UL Type A) |  | standard | NO | [10 empty] | 2018-01-09 | Dimmable | Continuous Below 10 | NO |  | RRRUNZ | [25 empty] | 4.4 | 1800 | 133 | 13.5 | 15.14 | 0.952 | 4000 | 83 |  |  |  | NO | NO | NO | [8 empty] | 2018-11-02 | NO | NO | NO | [6 empty] | AC | [7 empty] | NO
PLU99WSU63NX | Builders Pack | Builders Pack | 44-T8-120-18W-40K-AL-F-AB-1 | Linear Replacement Lamp | T8 Four-Foot | Dual Mode Internal Driver (UL Type A and Type B) |  | standard | NO | [10 empty] | 2018-01-04 | Not Dimmable | Not Dimmable | NO | Updated on 07/26/2018 | TTTUVW | [25 empty] | 4.4 | 2450 | 122 | 20 | 20 | 0.9 | 4000 | 80 |  |  |  | NO | NO | NO | [8 empty] | 2018-11-02 | NO | NO | NO | [6 empty] | AC | [7 empty] | NO
PLX47H928JJB | Builders Pack | Builders Pack | 44-T8-120-18W-45K-AL-F-AB-1 | Linear Replacement Lamp | T8 Four-Foot | Dual Mode Internal Driver (UL Type A and Type B) |  | standard | NO | [10 empty] | 2018-01-04 | Not Dimmable | Not Dimmable | NO | Updated on 07/26/2018 | TTTUVW | [25 empty] | 4.4 | 2450 | 122 | 20 | 20 | 0.9 | 4500 | 80 |  |  |  | NO | NO | NO | [8 empty] | 2018-11-02 | NO | NO | NO | [6 empty] | AC | [7 empty] | NO
PLZABGFXVV82 | Builders Pack | Builders Pack | 44-T8-120-15W-50K-AL-F-AB-1 | Linear Replacement Lamp | T8 Four-Foot | Dual Mode Internal Driver (UL Type A and Type B) |  | standard | NO | [10 empty] | 2018-01-04 | Not Dimmable | Not Dimmable | NO | Updated on 07/26/2018 | TTTUVV | [25 empty] | 4.4 | 2145 | 122 | 17.5 | 20 | 0.9 | 5000 | 80 |  |  |  | NO | NO | NO | [8 empty] | 2018-11-02 | NO | NO | NO | [6 empty] | AC | [7 empty] | NO
PLJ2NY9Q05KN | Builders Pack | Builders Pack | 44-T8-120-15W-45K-AL-F-AB-1 | Linear Replacement Lamp | T8 Four-Foot | Dual Mode Internal Driver (UL Type A and Type B) |  | standard | NO | [10 empty] | 2018-01-04 | Not Dimmable | Not Dimmable | NO | Updated on 07/26/2018 | TTTUVV | [25 empty] | 4.4 | 2145 | 122 | 17.5 | 20 | 0.9 | 4500 | 80 |  |  |  | NO | NO | NO | [8 empty] | 2018-11-02 | NO | NO | NO | [6 empty] | AC | [7 empty] | NO
PLZCZJ6M795X | Builders Pack | Builders Pack | 44-T8-120-15W-30K-AL-F-A-1 | Linear Replacement Lamp | T8 Four-Foot | Replacement Lamps (plug and play) (UL Type A) |  | standard | YES |  | 2108.1 | 122.04 | 17.27 | 9.01 | 0.966 | 2941 | 83.2 | 5 | 50000 | 2018-01-04 | Not Dimmable | Not Dimmable | NO | Updated on 07/26/2018 | TTTUVR | [15 empty] | 84.1 |  | 1.24 | 1.28 | [6 empty] | 4.4 | 2100 | 120 | 17.5 | 20 | 0.9 | 3000 | 80 |  |  |  | NO | NO | NO | [8 empty] | 2018-11-02 | NO | NO | NO | [6 empty] | AC | [7 empty] | NO
PLTEKABZ1F5P | Builders Pack | Builders Pack | 44-T8-120-18W-40K-AL-F-A-1 | Linear Replacement Lamp | T8 Four-Foot | Replacement Lamps (plug and play) (UL Type A) |  | standard | NO | [10 empty] | 2018-01-04 | Not Dimmable | Not Dimmable | NO | Updated on 07/26/2018 | TTTUVS | [25 empty] | 4.4 | 2450 | 122 | 20 | 20 | 0.9 | 4000 | 80 |  |  |  | NO | NO | NO | [8 empty] | 2018-11-02 | NO | NO | NO | [6 empty] | AC | [7 empty] | NO
PLCJZ3693CKH | Builders Pack | Builders Pack | 44-T8-120-18W-45K-AL-F-A-1 | Linear Replacement Lamp | T8 Four-Foot | Replacement Lamps (plug and play) (UL Type A) |  | standard | NO | [10 empty] | 2018-01-04 | Not Dimmable | Not Dimmable | NO | Updated on 07/26/2018 | TTTUVS | [25 empty] | 4.4 | 2450 | 122 | 20 | 20 | 0.9 | 4500 | 80 |  |  |  | NO | NO | NO | [8 empty] | 2018-11-02 | NO | NO | NO | [6 empty] | AC | [7 empty] | NO
PLA7R1ZPGRMZ | Builders Pack | Builders Pack | 44-T8-120-15W-45K-AL-F-A-1 | Linear Replacement Lamp | T8 Four-Foot | Replacement Lamps (plug and play) (UL Type A) |  | standard | NO | [10 empty] | 2018-01-04 | Not Dimmable | Not Dimmable | NO | Updated on 07/26/2018 | TTTUVR | [25 empty] | 4.4 | 2145 | 122 | 17.5 | 20 | 0.9 | 4500 | 80 |  |  |  | NO | NO | NO | [8 empty] | 2018-11-02 | NO | NO | NO | [6 empty] | AC | [7 empty] | NO
PLPQKPF7OBEQ | Builders Pack | Builders Pack | 44-T8-120-15W-35K-AL-F-AB-1 | Linear Replacement Lamp | T8 Four-Foot | Dual Mode Internal Driver (UL Type A and Type B) |  | standard | NO | [10 empty] | 2018-01-04 | Not Dimmable | Not Dimmable | NO | Updated on 07/26/2018 | TTTUVV | [25 empty] | 4.4 | 2100 | 120 | 17.5 | 20 | 0.9 | 3500 | 80 |  |  |  | NO | NO | NO | [8 empty] | 2018-11-02 | NO | NO | NO | [6 empty] | AC | [7 empty] | NO
PLMW8IKBVFV2 | Builders Pack | Builders Pack | 44-T8-120-18W-30K-AL-F-AB-1 | Linear Replacement Lamp | T8 Four-Foot | Dual Mode Internal Driver (UL Type A and Type B) |  | standard | YES |  | 2430.4 | 121.96 | 19.93 | 19.29 | 0.882 | 2930 | 83.1 | 5 | 50000 | 2018-01-04 | Not Dimmable | Not Dimmable | NO | Updated on 07/26/2018 | TTTUVW | [15 empty] | 83.9 |  | 1.24 | 1.24 | [6 empty] | 4.4 | 2400 | 120 | 20 | 20 | 0.9 | 3000 | 80 |  |  |  | NO | NO | NO | [8 empty] | 2018-11-02 | NO | NO | NO | [6 empty] | AC | [7 empty] | NO
PL1LT8X6QH2X | Builders Pack | Builders Pack | 44-T8-120-15W-50K-AL-F-A-1 | Linear Replacement Lamp | T8 Four-Foot | Replacement Lamps (plug and play) (UL Type A) |  | standard | NO | [10 empty] | 2018-01-04 | Not Dimmable | Not Dimmable | NO | Updated on 07/26/2018 | TTTUVR | [25 empty] | 4.4 | 2145 | 122 | 17.5 | 20 | 0.9 | 5000 | 80 |  |  |  | NO | NO | NO | [8 empty] | 2018-11-02 | NO | NO | NO | [6 empty] | AC | [7 empty] | NO
PLTSDNNCGPT4 | Builders Pack | Builders Pack | 44-T8-120-15W-40K-AL-F-A-1 | Linear Replacement Lamp | T8 Four-Foot | Replacement Lamps (plug and play) (UL Type A) |  | standard | NO | [10 empty] | 2018-01-04 | Not Dimmable | Not Dimmable | NO | Updated on 07/26/2018 | TTTUVR | [25 empty] | 4.4 | 2145 | 122 | 17.5 | 20 | 0.9 | 4000 | 80 |  |  |  | NO | NO | NO | [8 empty] | 2018-11-02 | NO | NO | NO | [6 empty] | AC | [7 empty] | NO
PL8OZRSJQTFG | Builders Pack | Builders Pack | 44-T8-120-12W-30K-AL-F-A-1 | Linear Replacement Lamp | T8 Four-Foot | Replacement Lamps (plug and play) (UL Type A) |  | standard | YES |  | 1760 | 123.02 | 14.31 | 12.71 | 0.946 | 2935 | 83.2 | 5 | 50000 | 2018-01-04 | Not Dimmable | Not Dimmable | NO | Updated on 07/26/2018 | TTTUVQ | [15 empty] | 84.2 |  | 1.24 | 1.28 | [6 empty] | 4.4 | 1752 | 146 | 12 | 20 | 0.9 | 3000 | 80 |  |  |  | NO | NO | NO | [8 empty] | 2018-11-02 | NO | NO | NO | [6 empty] | AC | [7 empty] | NO
PLP2R5MDPESE | Builders Pack | Builders Pack | 44-T8-120-12W-30K-AL-F-AB-1 | Linear Replacement Lamp | T8 Four-Foot | Dual Mode Internal Driver (UL Type A and Type B) |  | standard | YES |  | 1760 | 123.02 | 14.31 | 19.95 | 0.909 | 2935 | 83.2 | 5 | 50000 | 2018-01-04 | Not Dimmable | Not Dimmable | NO | Updated on 07/26/2018 | TTTUVU | [15 empty] | 84.2 |  | 1.24 | 1.28 | [6 empty] | 4.4 | 1752 | 146 | 12 | 20 | 0.9 | 3000 | 80 |  |  |  | NO | NO | NO | [8 empty] | 2018-11-02 | NO | NO | NO | [6 empty] | AC | [7 empty] | NO
PLF2T2656ESM | Builders Pack | Builders Pack | 44-T8-120-18W-50K-AL-F-AB-1 | Linear Replacement Lamp | T8 Four-Foot | Dual Mode Internal Driver (UL Type A and Type B) |  | standard | NO | [10 empty] | 2018-01-04 | Not Dimmable | Not Dimmable | NO | Updated on 07/26/2018 | TTTUVW | [25 empty] | 4.4 | 2450 | 122 | 20 | 20 | 0.9 | 5000 | 80 |  |  |  | NO | NO | NO | [8 empty] | 2018-11-02 | NO | NO | NO | [6 empty] | AC | [7 empty] | NO
PLCMB2PBC8IK | Builders Pack | Builders Pack | 44-T8-120-12W-35K-AL-F-AB-1 | Linear Replacement Lamp | T8 Four-Foot | Dual Mode Internal Driver (UL Type A and Type B) |  | standard | NO | [10 empty] | 2018-01-04 | Not Dimmable | Not Dimmable | NO | Updated on 07/26/2018 | TTTUVU | [25 empty] | 4.4 | 1752 | 146 | 12 | 20 | 0.9 | 3500 | 80 |  |  |  | NO | NO | NO | [8 empty] | 2018-11-02 | NO | NO | NO | [6 empty] | AC | [7 empty] | NO
PLP2Y5YT0B2I | Builders Pack | Builders Pack | 44-T8-120-12W-40K-AL-F-AB-1 | Linear Replacement Lamp | T8 Four-Foot | Dual Mode Internal Driver (UL Type A and Type B) |  | standard | NO | [10 empty] | 2018-01-04 | Not Dimmable | Not Dimmable | NO | Updated on 07/26/2018 | TTTUVU | [25 empty] | 4.4 | 1800 | 150 | 12 | 20 | 0.9 | 4000 | 80 |  |  |  | NO | NO | NO | [8 empty] | 2018-11-02 | NO | NO | NO | [6 empty] | AC | [7 empty] | NO
PLZ2GS5Y6MCY | Builders Pack | Builders Pack | 44-T8-120-12W-50K-AL-F-A-1 | Linear Replacement Lamp | T8 Four-Foot | Replacement Lamps (plug and play) (UL Type A) |  | standard | NO | [10 empty] | 2018-01-04 | Not Dimmable | Not Dimmable | NO | Updated on 07/26/2018 | TTTUVQ | [25 empty] | 4.4 | 1800 | 150 | 12 | 20 | 0.9 | 5000 | 80 |  |  |  | NO | NO | NO | [8 empty] | 2018-11-02 | NO | NO | NO | [6 empty] | AC | [7 empty] | NO
PLRH66AR1LG2 | Builders Pack | Builders Pack | 44-T8-120-12W-45K-AL-F-A-1 | Linear Replacement Lamp | T8 Four-Foot | Replacement Lamps (plug and play) (UL Type A) |  | standard | NO | [10 empty] | 2018-01-04 | Not Dimmable | Not Dimmable | NO | Updated on 07/26/2018 | TTTUVQ | [25 empty] | 4.4 | 1800 | 150 | 12 | 20 | 0.9 | 4500 | 80 |  |  |  | NO | NO | NO | [8 empty] | 2018-11-02 | NO | NO | NO | [6 empty] | AC | [7 empty] | NO
PLBOQFLXNAX4 | Builders Pack | Builders Pack | 44-T8-120-12W-35K-AL-F-A-1 | Linear Replacement Lamp | T8 Four-Foot | Replacement Lamps (plug and play) (UL Type A) |  | standard | NO | [10 empty] | 2018-01-04 | Not Dimmable | Not Dimmable | NO | Updated on 07/26/2018 | TTTUVQ | [25 empty] | 4.4 | 1752 | 146 | 12 | 20 | 0.9 | 3500 | 80 |  |  |  | NO | NO | NO | [8 empty] | 2018-11-02 | NO | NO | NO | [6 empty] | AC | [7 empty] | NO
PLDPVRR96JER | Builders Pack | Builders Pack | 44-T8-120-15W-30K-AL-F-AB-1 | Linear Replacement Lamp | T8 Four-Foot | Dual Mode Internal Driver (UL Type A and Type B) |  | standard | YES |  | 2108.1 | 122.04 | 17.27 | 21.63 | 0.895 | 2941 | 83.2 | 5 | 50000 | 2018-01-04 | Not Dimmable | Not Dimmable | NO | Updated on 07/26/2018 | TTTUVV | [15 empty] | 84.1 |  | 1.24 | 1.28 | [6 empty] | 4.4 | 2100 | 120 | 17.5 | 20 | 0.9 | 3000 | 80 |  |  |  | NO | NO | NO | [8 empty] | 2018-11-02 | NO | NO | NO | [6 empty] | AC | [7 empty] | NO
PLWNCYSPA81W | Builders Pack | Builders Pack | 44-T8-120-15W-35K-AL-F-A-1 | Linear Replacement Lamp | T8 Four-Foot | Replacement Lamps (plug and play) (UL Type A) |  | standard | NO | [10 empty] | 2018-01-04 | Not Dimmable | Not Dimmable | NO | Updated on 07/26/2018 | TTTUVR | [25 empty] | 4.4 | 2100 | 120 | 17.5 | 20 | 0.9 | 3500 | 80 |  |  |  | NO | NO | NO | [8 empty] | 2018-11-02 | NO | NO | NO | [6 empty] | AC | [7 empty] | NO
PLAIWYZDW63Q | Builders Pack | Builders Pack | 44-T8-120-18W-35K-AL-F-A-1 | Linear Replacement Lamp | T8 Four-Foot | Replacement Lamps (plug and play) (UL Type A) |  | standard | NO | [10 empty] | 2018-01-04 | Not Dimmable | Not Dimmable | NO | Updated on 07/26/2018 | TTTUVS | [25 empty] | 4.4 | 2400 | 120 | 20 | 20 | 0.9 | 3500 | 80 |  |  |  | NO | NO | NO | [8 empty] | 2018-11-02 | NO | NO | NO | [6 empty] | AC | [7 empty] | NO
PL4GRYN76H2C | Builders Pack | Builders Pack | 44-T8-120-12W-45K-AL-F-AB-1 | Linear Replacement Lamp | T8 Four-Foot | Dual Mode Internal Driver (UL Type A and Type B) |  | standard | NO | [10 empty] | 2018-01-04 | Not Dimmable | Not Dimmable | NO | Updated on 07/26/2018 | TTTUVU | [25 empty] | 4.4 | 1800 | 150 | 12 | 20 | 0.9 | 4500 | 80 |  |  |  | NO | NO | NO | [8 empty] | 2018-11-02 | NO | NO | NO | [6 empty] | AC | [7 empty] | NO
PL6L010I773M | Builders Pack | Builders Pack | 44-T8-120-12W-50K-AL-F-AB-1 | Linear Replacement Lamp | T8 Four-Foot | Dual Mode Internal Driver (UL Type A and Type B) |  | standard | NO | [10 empty] | 2018-01-04 | Not Dimmable | Not Dimmable | NO | Updated on 07/26/2018 | TTTUVU | [25 empty] | 4.4 | 1800 | 150 | 12 | 20 | 0.9 | 5000 | 80 |  |  |  | NO | NO | NO | [8 empty] | 2018-11-02 | NO | NO | NO | [6 empty] | AC | [7 empty] | NO
PLO3NTT4VHQ6 | Builders Pack | Builders Pack | 44-T8-120-18W-35K-AL-F-AB-1 | Linear Replacement Lamp | T8 Four-Foot | Dual Mode Internal Driver (UL Type A and Type B) |  | standard | NO | [10 empty] | 2018-01-04 | Not Dimmable | Not Dimmable | NO | Updated on 07/26/2018 | TTTUVW | [25 empty] | 4.4 | 2400 | 120 | 20 | 20 | 0.9 | 3500 | 80 |  |  |  | NO | NO | NO | [8 empty] | 2018-11-02 | NO | NO | NO | [6 empty] | AC | [7 empty] | NO
PLAXU7W6FM2Q | Builders Pack | Builders Pack | 44-T8-120-12W-40K-AL-F-A-1 | Linear Replacement Lamp | T8 Four-Foot | Replacement Lamps (plug and play) (UL Type A) |  | standard | NO | [10 empty] | 2018-01-04 | Not Dimmable | Not Dimmable | NO | Updated on 07/26/2018 | TTTUVQ | [25 empty] | 4.4 | 1800 | 150 | 12 | 20 | 0.9 | 4000 | 80 |  |  |  | NO | NO | NO | [8 empty] | 2018-11-02 | NO | NO | NO | [6 empty] | AC | [7 empty] | NO
PLOWBFQLN4FZ | Builders Pack | Builders Pack | 44-T8-120-18W-50K-AL-F-A-1 | Linear Replacement Lamp | T8 Four-Foot | Replacement Lamps (plug and play) (UL Type A) |  | standard | NO | [10 empty] | 2018-01-04 | Not Dimmable | Not Dimmable | NO | Updated on 07/26/2018 | TTTUVS | [25 empty] | 4.4 | 2450 | 122 | 20 | 20 | 0.9 | 5000 | 80 |  |  |  | NO | NO | NO | [8 empty] | 2018-11-02 | NO | NO | NO | [6 empty] | AC | [7 empty] | NO
PLLPNVANN2VC | Builders Pack | Builders Pack | 44-T8-120-18W-30K-AL-F-A-1 | Linear Replacement Lamp | T8 Four-Foot | Replacement Lamps (plug and play) (UL Type A) |  | standard | YES |  | 2430.4 | 121.96 | 19.93 | 7.13 | 0.972 | 2930 | 83.1 | 5 | 50000 | 2018-01-04 | Not Dimmable | Not Dimmable | NO | Updated on 07/26/2018 | TTTUVS | [15 empty] | 83.9 |  | 1.24 | 1.24 | [6 empty] | 4.4 | 2400 | 120 | 20 | 20 | 0.9 | 3000 | 80 |  |  |  | NO | NO | NO | [8 empty] | 2018-11-02 | NO | NO | NO | [6 empty] | AC | [7 empty] | NO
PLOFKMWSFM5M | Builders Pack | Builders Pack | 44-T8-120-15W-40K-AL-F-AB-1 | Linear Replacement Lamp | T8 Four-Foot | Dual Mode Internal Driver (UL Type A and Type B) |  | standard | NO | [10 empty] | 2018-01-04 | Not Dimmable | Not Dimmable | NO | Updated on 07/26/2018 | TTTUVV | [25 empty] | 4.4 | 2145 | 122 | 17.5 | 20 | 0.9 | 4000 | 80 |  |  |  | NO | NO | NO | [8 empty] | 2018-11-02 | NO | NO | NO | [6 empty] | AC | [7 empty] | NO
PLNU827Y95TU | Wen Lighting | WEN | WEN-T8GABUL1218T-50-A | Linear Replacement Lamp | T8 Four-Foot | Dual Mode Internal Driver (UL Type A and Type B) |  | standard | NO | [10 empty] | 2018-01-03 | Not Dimmable | Not Dimmable | NO |  | HHHCQZ | [25 empty] | 4.4 | 2565 | 120.54 | 21.28 | 20 | 0.9 | 5000 | 80 |  |  |  | NO | NO | NO | [8 empty] | 2018-11-02 | NO | NO | NO | [6 empty] | AC | [7 empty] | NO
PL6SET79ER3N | Topaz Lighting Corp. | Topaz | L4T8E/850/12/F-88 | Linear Replacement Lamp | T8 Four-Foot | Replacement Lamps (plug and play) (UL Type A) |  | standard | NO | [10 empty] | 2018-01-02 | Not Dimmable | Not Dimmable | NO |  | ZAZZRY | [25 empty] | 4.4 | 1810 | 150.8 | 12 | 15 | 0.9 | 5000 | 80 |  |  | 4 | NO | NO | NO | [8 empty] | 2018-11-02 | NO | NO | NO | [6 empty] | AC | [7 empty] | NO
PLIR7BJW4P8T | SATCO Products Inc | SATCO | S8892 | Linear Replacement Lamp | T8 Four-Foot | Dual Mode Internal Driver (UL Type A and Type B) |  | standard | NO | [10 empty] | 2018-01-02 | Dimmable | Continuous Below 10 | NO |  | NANOFG | [25 empty] | 4.4 | 1900 | 123 | 15.5 | 14.39 | 0.96 | 4000 | 83 |  |  |  | NO | NO | NO | [8 empty] | 2018-11-02 | NO | NO | NO | [6 empty] | AC | [7 empty] | NO
PLNHA25J4BZQ | SATCO Products Inc | SATCO | S8893 | Linear Replacement Lamp | T8 Four-Foot | Dual Mode Internal Driver (UL Type A and Type B) |  | standard | NO | [10 empty] | 2018-01-02 | Dimmable | Continuous Below 10 | NO |  | NANOFG | [25 empty] | 4.4 | 1900 | 123 | 15.5 | 14.2 | 0.96 | 5000 | 83 |  |  |  | NO | NO | NO | [8 empty] | 2018-11-02 | NO | NO | NO | [6 empty] | AC | [7 empty] | NO
PLBDYCEE7SF2 | Topaz Lighting Corp. | Topaz | L4T8E/830/12/F-88 | Linear Replacement Lamp | T8 Four-Foot | Replacement Lamps (plug and play) (UL Type A) |  | standard | YES |  | 1650 | 122.28 | 13.5 | 9.46 | 0.9115 | 2921 | 82.9 | 5 | 50000 | 2018-01-02 | Not Dimmable | Not Dimmable | NO |  | ZAZZRY | [15 empty] | 84.5 |  | 1.22 | 1.26 | [6 empty] | 4.4 | 1730 | 144.2 | 12 | 15 | 0.9 | 3000 | 80 |  |  | 4 | NO | NO | NO | [8 empty] | 2018-11-02 | NO | NO | NO | [6 empty] | AC | [7 empty] | NO
PLREUZIMC5UQ | Topaz Lighting Corp. | Topaz | L4T8E/840/12/F-88 | Linear Replacement Lamp | T8 Four-Foot | Replacement Lamps (plug and play) (UL Type A) |  | standard | NO | [10 empty] | 2018-01-02 | Not Dimmable | Not Dimmable | NO |  | ZAZZRY | [25 empty] | 4.4 | 1800 | 150 | 12 | 15 | 0.9 | 4000 | 80 |  |  | 4 | NO | NO | NO | [8 empty] | 2018-11-02 | NO | NO | NO | [6 empty] | AC | [7 empty] | NO
PL0FAVC7K6VT | Topaz Lighting Corp. | Topaz | L4T8E/835/12/F-88 | Linear Replacement Lamp | T8 Four-Foot | Replacement Lamps (plug and play) (UL Type A) |  | standard | NO | [10 empty] | 2018-01-02 | Not Dimmable | Not Dimmable | NO |  | ZAZZRY | [25 empty] | 4.4 | 1740 | 145 | 12 | 15 | 0.9 | 3500 | 80 |  |  | 4 | NO | NO | NO | [8 empty] | 2018-11-02 | NO | NO | NO | [6 empty] | AC | [7 empty] | NO
PL1OIT7OWC5G | Topaz Lighting Corp. | Topaz | L4T8E/845/12/F-88 | Linear Replacement Lamp | T8 Four-Foot | Replacement Lamps (plug and play) (UL Type A) |  | standard | NO | [10 empty] | 2018-01-02 | Not Dimmable | Not Dimmable | NO |  | ZAZZRY | [25 empty] | 4.4 | 1805 | 150.4 | 12 | 15 | 0.9 | 4500 | 80 |  |  | 4 | NO | NO | NO | [8 empty] | 2018-11-02 | NO | NO | NO | [6 empty] | AC | [7 empty] | NO
PLTRVVIQKGDH | Builders Pack | Builders Pack | 44-T8-120-12W-45K-GL-D-AB-1 | Linear Replacement Lamp | T8 Four-Foot | Dual Mode Internal Driver (UL Type A and Type B) |  | standard | NO | [10 empty] | 2017-12-22 | Dimmable | Continuous Below 10 | NO | Updated on 07/26/2018 | XXXBVC | [25 empty] | 4.4 | 1800 | 150 | 12 | 20 | 0.9 | 4500 | 80 |  |  |  | NO | NO | NO | [8 empty] | 2018-11-02 | NO | NO | NO | [6 empty] | AC | [7 empty] | NO
PL7P8IMQOC8V | Builders Pack | Builders Pack | 44-T8-120-15W-30K-GL-D-AB-1 | Linear Replacement Lamp | T8 Four-Foot | Dual Mode Internal Driver (UL Type A and Type B) |  | standard | YES |  | 2087.6 | 122.47 | 17.05 | 18.93 | 0.93 | 2961 | 82.6 | 5 | 50000 | 2017-12-22 | Dimmable | Continuous Below 10 | NO | Updated on 07/26/2018 | XXXBVD | [15 empty] | 83.9 |  | 1.26 | 1.36 | [6 empty] | 4.4 | 2080 | 122 | 17 | 20 | 0.9 | 3000 | 80 |  |  |  | NO | NO | NO | [8 empty] | 2018-11-02 | NO | NO | NO | [6 empty] | AC | [7 empty] | NO
PLGF1NW543XU | Builders Pack | Builders Pack | 44-T8-120-12W-30K-GL-D-AB-1 | Linear Replacement Lamp | T8 Four-Foot | Dual Mode Internal Driver (UL Type A and Type B) |  | standard | YES |  | 1780.6 | 128.74 | 13.83 | 17.53 | 0.94 | 2953 | 82.9 | 5 | 50000 | 2017-12-22 | Dimmable | Continuous Below 10 | NO | Updated on 07/26/2018 | XXXBVC | [15 empty] | 83.6 |  | 1.26 | 1.34 | [6 empty] | 4.4 | 1776 | 148 | 12 | 20 | 0.9 | 3000 | 80 |  |  |  | NO | NO | NO | [8 empty] | 2018-11-02 | NO | NO | NO | [6 empty] | AC | [7 empty] | NO
PLBPZ1CSIIPM | Builders Pack | Builders Pack | 44-T8-120-12W-40K-GL-D-AB-1 | Linear Replacement Lamp | T8 Four-Foot | Dual Mode Internal Driver (UL Type A and Type B) |  | standard | NO | [10 empty] | 2017-12-22 | Dimmable | Continuous Below 10 | NO | Updated on 07/26/2018 | XXXBVC | [25 empty] | 4.4 | 1800 | 150 | 12 | 20 | 0.9 | 4000 | 80 |  |  |  | NO | NO | NO | [8 empty] | 2018-11-02 | NO | NO | NO | [6 empty] | AC | [7 empty] | NO
PLO5N4JWC88N | Builders Pack | Builders Pack | 44-T8-120-18W-50K-GL-D-AB-1 | Linear Replacement Lamp | T8 Four-Foot | Dual Mode Internal Driver (UL Type A and Type B) |  | standard | NO | [10 empty] | 2017-12-22 | Dimmable | Continuous Below 10 | NO | Updated on 07/26/2018 | XXXBVE | [25 empty] | 4.4 | 2500 | 131.58 | 19 | 20 | 0.9 | 5000 | 80 |  |  |  | NO | NO | NO | [8 empty] | 2018-11-02 | NO | NO | NO | [6 empty] | AC | [7 empty] | NO
PL357KN2HOCK | Builders Pack | Builders Pack | 44-T8-120-12W-50K-GL-D-AB-1 | Linear Replacement Lamp | T8 Four-Foot | Dual Mode Internal Driver (UL Type A and Type B) |  | standard | NO | [10 empty] | 2017-12-22 | Dimmable | Continuous Below 10 | NO | Updated on 07/26/2018 | XXXBVC | [25 empty] | 4.4 | 1800 | 150 | 12 | 20 | 0.9 | 5000 | 80 |  |  |  | NO | NO | NO | [8 empty] | 2018-11-02 | NO | NO | NO | [6 empty] | AC | [7 empty] | NO
PLFUD0G0UULG | Builders Pack | Builders Pack | 44-T8-120-15W-50K-GL-D-AB-1 | Linear Replacement Lamp | T8 Four-Foot | Dual Mode Internal Driver (UL Type A and Type B) |  | standard | NO | [10 empty] | 2017-12-22 | Dimmable | Continuous Below 10 | NO | Updated on 07/26/2018 | XXXBVD | [25 empty] | 4.4 | 2150 | 126 | 17 | 20 | 0.9 | 5000 | 80 |  |  |  | NO | NO | NO | [8 empty] | 2018-11-02 | NO | NO | NO | [6 empty] | AC | [7 empty] | NO
PLWKHGUY08S6 | Builders Pack | Builders Pack | 44-T8-120-18W-30K-GL-D-AB-1 | Linear Replacement Lamp | T8 Four-Foot | Dual Mode Internal Driver (UL Type A and Type B) |  | standard | YES |  | 2405.6 | 125.87 | 19.11 | 17.3 | 0.945 | 2939 | 82 | 5 | 50000 | 2017-12-22 | Dimmable | Continuous Below 10 | NO | Updated on 07/26/2018 | XXXBVE | [15 empty] | 83.4 |  | 1.28 | 1.36 | [6 empty] | 4.4 | 2400 | 126 | 19 | 20 | 0.9 | 3000 | 80 |  |  |  | NO | NO | NO | [8 empty] | 2018-11-02 | NO | NO | NO | [6 empty] | AC | [7 empty] | NO
PLT8X5Z9J346 | Builders Pack | Builders Pack | 44-T8-120-15W-45K-GL-D-AB-1 | Linear Replacement Lamp | T8 Four-Foot | Dual Mode Internal Driver (UL Type A and Type B) |  | standard | NO | [10 empty] | 2017-12-22 | Dimmable | Continuous Below 10 | NO | Updated on 07/26/2018 | XXXBVD | [25 empty] | 4.4 | 2150 | 126 | 17 | 20 | 0.9 | 4500 | 80 |  |  |  | NO | NO | NO | [8 empty] | 2018-11-02 | NO | NO | NO | [6 empty] | AC | [7 empty] | NO
PLMSA4AL1GM4 | Builders Pack | Builders Pack | 44-T8-120-15W-35K-GL-D-AB-1 | Linear Replacement Lamp | T8 Four-Foot | Dual Mode Internal Driver (UL Type A and Type B) |  | standard | NO | [10 empty] | 2017-12-22 | Dimmable | Continuous Below 10 | NO | Updated on 07/26/2018 | XXXBVD | [25 empty] | 4.4 | 2080 | 122 | 17 | 20 | 0.9 | 3500 | 80 |  |  |  | NO | NO | NO | [8 empty] | 2018-11-02 | NO | NO | NO | [6 empty] | AC | [7 empty] | NO
PLVOGAGILR29 | Builders Pack | Builders Pack | 44-T8-120-18W-35K-GL-D-AB-1 | Linear Replacement Lamp | T8 Four-Foot | Dual Mode Internal Driver (UL Type A and Type B) |  | standard | NO | [10 empty] | 2017-12-22 | Dimmable | Continuous Below 10 | NO | Updated on 07/26/2018 | XXXBVE | [25 empty] | 4.4 | 2400 | 126 | 19 | 20 | 0.9 | 3500 | 80 |  |  |  | NO | NO | NO | [8 empty] | 2018-11-02 | NO | NO | NO | [6 empty] | AC | [7 empty] | NO
PLLIY5WCBHHA | Builders Pack | Builders Pack | 44-T8-120-18W-40K-GL-D-AB-1 | Linear Replacement Lamp | T8 Four-Foot | Dual Mode Internal Driver (UL Type A and Type B) |  | standard | NO | [10 empty] | 2017-12-22 | Dimmable | Continuous Below 10 | NO | Updated on 07/26/2018 | XXXBVE | [25 empty] | 4.4 | 2500 | 131.58 | 19 | 20 | 0.9 | 4000 | 80 |  |  |  | NO | NO | NO | [8 empty] | 2018-11-02 | NO | NO | NO | [6 empty] | AC | [7 empty] | NO
PLPS9RSM1MOQ | Builders Pack | Builders Pack | 44-T8-120-18W-45K-GL-D-AB-1 | Linear Replacement Lamp | T8 Four-Foot | Dual Mode Internal Driver (UL Type A and Type B) |  | standard | NO | [10 empty] | 2017-12-22 | Dimmable | Continuous Below 10 | NO | Updated on 07/26/2018 | XXXBVE | [25 empty] | 4.4 | 2500 | 131.58 | 19 | 20 | 0.9 | 4500 | 80 |  |  |  | NO | NO | NO | [8 empty] | 2018-11-02 | NO | NO | NO | [6 empty] | AC | [7 empty] | NO
PLLA7VKIMGKP | Builders Pack | Builders Pack | 44-T8-120-15W-40K-GL-D-AB-1 | Linear Replacement Lamp | T8 Four-Foot | Dual Mode Internal Driver (UL Type A and Type B) |  | standard | NO | [10 empty] | 2017-12-22 | Dimmable | Continuous Below 10 | NO | Updated on 07/26/2018 | XXXBVD | [25 empty] | 4.4 | 2150 | 126 | 17 | 20 | 0.9 | 4000 | 80 |  |  |  | NO | NO | NO | [8 empty] | 2018-11-02 | NO | NO | NO | [6 empty] | AC | [7 empty] | NO
PLX8X2FRXE5L | Builders Pack | Builders Pack | 44-T8-120-12W-35K-GL-D-AB-1 | Linear Replacement Lamp | T8 Four-Foot | Dual Mode Internal Driver (UL Type A and Type B) |  | standard | NO | [10 empty] | 2017-12-22 | Dimmable | Continuous Below 10 | NO | Updated on 07/26/2018 | XXXBVC | [25 empty] | 4.4 | 1776 | 148 | 12 | 20 | 0.9 | 3500 | 80 |  |  |  | NO | NO | NO | [8 empty] | 2018-11-02 | NO | NO | NO | [6 empty] | AC | [7 empty] | NO
PLKKEUENHSZM | CSC LED Corp | CSC LED | CSC-T8-18W-P&P-40K [Frosted Lens] | Linear Replacement Lamp | T8 Four-Foot | Replacement Lamps (plug and play) (UL Type A) |  | standard | YES |  | 2303 | 123.42 | 18.66 | 5.94 | 0.9714 | 4119 | 82.2 | 5 | 50000 | 2017-12-21 | Not Dimmable | Not Dimmable | NO |  | NANOEW | [15 empty] | 84.7 |  | 1.18 | 1.28 | [6 empty] | 4.4 | 2303 | 123.42 | 18.66 | 6.13 | 0.95 | 4000 | 82.2 |  |  |  | NO | NO | NO | [8 empty] | 2018-11-02 | NO | NO | NO | [6 empty] | AC | [7 empty] | NO
PLDDLJJU96L2 | CSC LED Corp | CSC LED | CSC-T8-18W-P&P-50K [Frosted Lens] | Linear Replacement Lamp | T8 Four-Foot | Replacement Lamps (plug and play) (UL Type A) |  | standard | NO | [10 empty] | 2017-12-21 | Not Dimmable | Not Dimmable | NO |  | NANOEW | [25 empty] | 4.4 | 2351 | 124.99 | 18.81 | 6.71 | 0.95 | 5000 | 83 |  |  |  | NO | NO | NO | [8 empty] | 2018-11-02 | NO | NO | NO | [6 empty] | AC | [7 empty] | NO
PXK8SOEY | Shenzhen MTC Lux Co., Ltd | BMTC | T8-015T096US-18 | Linear Replacement Lamp | T8 Four-Foot | Replacement Lamps (plug and play) (UL Type A) |  | standard | NO | [10 empty] | 2017-12-21 | Not Dimmable | Not Dimmable | NO | Updated on 3/19/2018 | BBBDMT | [25 empty] | 4.4 | 2000 | 133 | 15 | 14 | 0.99 | 3500 | 80 |  |  |  | NO | NO | NO | [8 empty] | 2018-11-02 | NO | NO | NO | [6 empty] | AC | [7 empty] | NO
PLHQ19IX7U3K | OREL Corporation(Pvt) Ltd | ORANGE ELECTRIC | 782-1254 | Linear Replacement Lamp | T8 Four-Foot | Dual Mode Internal Driver (UL Type A and Type B) |  | standard | YES |  | 2124 | 160.79 | 13.21 | 19.05 | 0.9004 | 4058 | 80.8 | 5 | 50000 | 2017-12-20 | Not Dimmable | Not Dimmable | NO |  | EAEFKB | [15 empty] | 85.7 |  | 1.22 | 1.22 | [6 empty] | 4.4 | 2124 | 160.91 | 13.2 | 17.78 | 0.9 | 4000 | 80.8 |  |  |  | NO | NO | NO | [8 empty] | 2018-11-02 | NO | NO | NO | [6 empty] | AC | [7 empty] | NO
PTFDEA9A | Shenzhen Syhdee Co.,Ltd. | SYHDEE | SYHU-T8GABUF1215M-35-A | Linear Replacement Lamp | T8 Four-Foot | Dual Mode Internal Driver (UL Type A and Type B) |  | standard | NO | [10 empty] | 2017-12-19 | Not Dimmable | Not Dimmable | NO |  | BBBDYQ | [25 empty] | 4.4 | 2128 | 120.91 | 17.6 | 24.41 | 0.883 | 3500 | 80 |  |  |  | NO | NO | NO | [8 empty] | 2018-11-02 | NO | NO | NO | [6 empty] | AC | [7 empty] | NO
PO6UOFXL | HUIZHOU FORYOU OPTOELECTRONICS TECHNOLOGY CO., LTD | ADAYO | T812A-W015NO-145 | Linear Replacement Lamp | T8 Four-Foot | Replacement Lamps (plug and play) (UL Type A) |  | standard | NO | [10 empty] | 2017-12-19 | Not Dimmable | Not Dimmable | NO |  | ZAZZRB | [25 empty] | 4.4 | 1900 | 126.67 | 15 | 15 | 0.9 | 4500 | 80 |  |  |  | NO | NO | NO | [8 empty] | 2018-11-02 | NO | NO | NO | [6 empty] | AC | [7 empty] | NO
P3QHEGBK | HUIZHOU FORYOU OPTOELECTRONICS TECHNOLOGY CO., LTD | ADAYO | T812A-W015NO-140 | Linear Replacement Lamp | T8 Four-Foot | Replacement Lamps (plug and play) (UL Type A) |  | standard | YES |  | 2297 | 125.11 | 18.36 | 11.32 | 0.9715 | 4014 | 82.5 | 5 | 50000 | 2017-12-19 | Not Dimmable | Not Dimmable | NO |  | ZAZZRB | [15 empty] | 84.9 |  | 1.2 | 1.3 | [6 empty] | 4.4 | 1900 | 126.67 | 15 | 15 | 0.9 | 4000 | 80 |  |  |  | NO | NO | NO | [8 empty] | 2018-11-02 | NO | NO | NO | [6 empty] | AC | [7 empty] | NO
PL7T2611O5S5 | LEDone Distribution, Inc. | LEDone | LOD-SPGT84F-12W35KF | Linear Replacement Lamp | T8 Four-Foot | Replacement Lamps (plug and play) (UL Type A) |  | standard | NO | [10 empty] | 2017-12-19 | Not Dimmable | Not Dimmable | NO |  | EAEFKA | [25 empty] | 4.4 | 1776 | 148 | 12 | 20 | 0.9 | 3500 | 80 |  |  |  | NO | NO | NO | [8 empty] | 2018-11-02 | NO | NO | NO | [6 empty] | AC | [7 empty] | NO
PL45HRY5A6SE | LEDone Distribution, Inc. | LEDone | LOD-SPGT84F-12W40KF | Linear Replacement Lamp | T8 Four-Foot | Replacement Lamps (plug and play) (UL Type A) |  | standard | NO | [10 empty] | 2017-12-19 | Not Dimmable | Not Dimmable | NO |  | EAEFKA | [25 empty] | 4.4 | 1800 | 150 | 12 | 20 | 0.9 | 4000 | 80 |  |  |  | NO | NO | NO | [8 empty] | 2018-11-02 | NO | NO | NO | [6 empty] | AC | [7 empty] | NO
PVK2INWL | Shenzhen Syhdee Co.,Ltd. | SYHDEE | SYHU-T8GABUF1215M-45-A | Linear Replacement Lamp | T8 Four-Foot | Dual Mode Internal Driver (UL Type A and Type B) |  | standard | NO | [10 empty] | 2017-12-19 | Not Dimmable | Not Dimmable | NO |  | BBBDYQ | [25 empty] | 4.4 | 2160 | 122.73 | 17.6 | 24.41 | 0.883 | 4500 | 80 |  |  |  | NO | NO | NO | [8 empty] | 2018-11-02 | NO | NO | NO | [6 empty] | AC | [7 empty] | NO
PT16TPHZ | LEDone Distribution, Inc. | LEDone | LOD-SPGT84F-12W50KF | Linear Replacement Lamp | T8 Four-Foot | Replacement Lamps (plug and play) (UL Type A) |  | standard | NO | [10 empty] | 2017-12-19 | Not Dimmable | Not Dimmable | NO |  | EAEFKA | [25 empty] | 4.4 | 1800 | 150 | 12 | 20 | 0.9 | 5000 | 80 |  |  |  | NO | NO | NO | [8 empty] | 2018-11-02 | NO | NO | NO | [6 empty] | AC | [7 empty] | NO
P7NBDU14 | HUIZHOU FORYOU OPTOELECTRONICS TECHNOLOGY CO., LTD | ADAYO | T812A-W015NO-150 | Linear Replacement Lamp | T8 Four-Foot | Replacement Lamps (plug and play) (UL Type A) |  | standard | NO | [10 empty] | 2017-12-19 | Not Dimmable | Not Dimmable | NO |  | ZAZZRB | [25 empty] | 4.4 | 1900 | 126.67 | 15 | 15 | 0.9 | 5000 | 80 |  |  |  | NO | NO | NO | [8 empty] | 2018-11-02 | NO | NO | NO | [6 empty] | AC | [7 empty] | NO
PVTRLYF8 | Shenzhen Syhdee Co.,Ltd. | SYHDEE | SYHU-T8GABUF1218M-50-A | Linear Replacement Lamp | T8 Four-Foot | Dual Mode Internal Driver (UL Type A and Type B) |  | standard | NO | [10 empty] | 2017-12-19 | Not Dimmable | Not Dimmable | NO |  | BBBDYP | [25 empty] | 4.4 | 2600 | 125.97 | 20.64 | 22.73 | 0.9 | 5000 | 80 |  |  |  | NO | NO | NO | [8 empty] | 2018-11-02 | NO | NO | NO | [6 empty] | AC | [7 empty] | NO
P8HOFHFN | Shenzhen Syhdee Co.,Ltd. | SYHDEE | SYHU-T8GABUF1218M-35-A | Linear Replacement Lamp | T8 Four-Foot | Dual Mode Internal Driver (UL Type A and Type B) |  | standard | NO | [10 empty] | 2017-12-19 | Not Dimmable | Not Dimmable | NO |  | BBBDYP | [25 empty] | 4.4 | 2545 | 124.03 | 20.52 | 22.73 | 0.9 | 3500 | 80 |  |  |  | NO | NO | NO | [8 empty] | 2018-11-02 | NO | NO | NO | [6 empty] | AC | [7 empty] | NO
P6I5M864 | Shenzhen Syhdee Co.,Ltd. | SYHDEE | SYHU-T8GABUF1215M-40-A | Linear Replacement Lamp | T8 Four-Foot | Dual Mode Internal Driver (UL Type A and Type B) |  | standard | NO | [10 empty] | 2017-12-19 | Not Dimmable | Not Dimmable | NO |  | BBBDYQ | [25 empty] | 4.4 | 2144 | 121.82 | 17.6 | 24.41 | 0.883 | 4000 | 80 |  |  |  | NO | NO | NO | [8 empty] | 2018-11-02 | NO | NO | NO | [6 empty] | AC | [7 empty] | NO
PPPDZWAA | Shenzhen Syhdee Co.,Ltd. | SYHDEE | SYHU-T8GABUF1215M-50-A | Linear Replacement Lamp | T8 Four-Foot | Dual Mode Internal Driver (UL Type A and Type B) |  | standard | NO | [10 empty] | 2017-12-19 | Not Dimmable | Not Dimmable | NO |  | BBBDYQ | [25 empty] | 4.4 | 2174 | 123.03 | 17.67 | 24.41 | 0.883 | 5000 | 80 |  |  |  | NO | NO | NO | [8 empty] | 2018-11-02 | NO | NO | NO | [6 empty] | AC | [7 empty] | NO
PUGLWYTE | Shenzhen Syhdee Co.,Ltd. | SYHDEE | SYHU-T8GABUF1218M-30-A | Linear Replacement Lamp | T8 Four-Foot | Dual Mode Internal Driver (UL Type A and Type B) |  | standard | YES |  | 2527 | 123.87 | 20.4 | 6.07 | 0.9136 | 2909 | 83.3 | 5 | 50000 | 2017-12-19 | Not Dimmable | Not Dimmable | NO |  | BBBDYP | [15 empty] | 84.1 |  | 1.22 | 1.26 | [6 empty] | 4.4 | 2527 | 123.87 | 20.4 | 22.73 | 0.9 | 3000 | 80 |  |  |  | NO | NO | NO | [8 empty] | 2018-11-02 | NO | NO | NO | [6 empty] | AC | [7 empty] | NO
P9YGU2O5 | WING (SHANGHAI) INTERNATIONAL TRADE CO LTD | TOPSTAR | L48T8-840-11P-G6-EB | Linear Replacement Lamp | T8 Four-Foot | Replacement Lamps (plug and play) (UL Type A) |  | standard | YES |  | 1812 | 130.9 | 13.84 | 13.54 | 0.943 | 4054 | 81.4 | 5 | 50000 | 2017-12-19 | Not Dimmable | Not Dimmable | NO |  | NANOET | [15 empty] | 84 |  | 1.32 | 1.3 | [6 empty] | 4.4 | 1800 | 133 | 13.5 | 14 | 0.9 | 4000 | 82 |  |  |  | NO | NO | NO | [8 empty] | 2018-11-02 | NO | NO | NO | [6 empty] | AC | [7 empty] | NO
PPO84LP0 | Shenzhen Syhdee Co.,Ltd. | SYHDEE | SYHU-T8GABUF1218M-45-A | Linear Replacement Lamp | T8 Four-Foot | Dual Mode Internal Driver (UL Type A and Type B) |  | standard | NO | [10 empty] | 2017-12-19 | Not Dimmable | Not Dimmable | NO |  | BBBDYP | [25 empty] | 4.4 | 2581 | 125.78 | 20.52 | 22.73 | 0.9 | 4500 | 80 |  |  |  | NO | NO | NO | [8 empty] | 2018-11-02 | NO | NO | NO | [6 empty] | AC | [7 empty] | NO
P7EV7316 | WING (SHANGHAI) INTERNATIONAL TRADE CO LTD | TOPSTAR | L48T8-850-11P-G6-EB | Linear Replacement Lamp | T8 Four-Foot | Replacement Lamps (plug and play) (UL Type A) |  | standard | NO | [10 empty] | 2017-12-19 | Not Dimmable | Not Dimmable | NO |  | NANOET | [25 empty] | 4.4 | 1800 | 133 | 13.5 | 14 | 0.9 | 5000 | 82 |  |  |  | NO | NO | NO | [8 empty] | 2018-11-02 | NO | NO | NO | [6 empty] | AC | [7 empty] | NO
POOS7LXY | Shenzhen Syhdee Co.,Ltd. | SYHDEE | SYHU-T8GABUF1218M-40-A | Linear Replacement Lamp | T8 Four-Foot | Dual Mode Internal Driver (UL Type A and Type B) |  | standard | NO | [10 empty] | 2017-12-19 | Not Dimmable | Not Dimmable | NO |  | BBBDYP | [25 empty] | 4.4 | 2563 | 124.9 | 20.52 | 22.73 | 0.9 | 4000 | 80 |  |  |  | NO | NO | NO | [8 empty] | 2018-11-02 | NO | NO | NO | [6 empty] | AC | [7 empty] | NO
PLA1DLYCW7GJ | LEDone Distribution, Inc. | LEDone | LOD-SPGT84F-12W30KF | Linear Replacement Lamp | T8 Four-Foot | Replacement Lamps (plug and play) (UL Type A) |  | standard | YES |  | 1780.6 | 128.74 | 13.83 | 12.51 | 0.953 | 2953 | 82.9 | 5 | 50000 | 2017-12-19 | Not Dimmable | Not Dimmable | NO |  | EAEFKA | [15 empty] | 83.6 |  | 1.26 | 1.34 | [6 empty] | 4.4 | 1776 | 148 | 12 | 20 | 0.9 | 3000 | 80 |  |  |  | NO | NO | NO | [8 empty] | 2018-11-02 | NO | NO | NO | [6 empty] | AC | [7 empty] | NO
PLK5W9BM3WYA | Emium Lighting LLC | Emium | EL-ZY-T8P-15W1200-WW35-FR-AB | Linear Replacement Lamp | T8 Four-Foot | Dual Mode Internal Driver (UL Type A and Type B) |  | standard | NO | [10 empty] | 2017-12-18 | Not Dimmable | Not Dimmable | NotYetVerified |  | VAVWFD | [25 empty] | 4.4 | 2160 | 135 | 16 | 20 | 0.9 | 3500 | 83 |  |  |  | NO | NO | NO | [8 empty] | 2018-11-02 | NO | NO | NO | [6 empty] | AC | [7 empty] | NO
PLNCTGQGZ49U | Emium Lighting LLC | Emium | EL-ZY-T8P-12W1200-WW35-FR-AB | Linear Replacement Lamp | T8 Four-Foot | Dual Mode Internal Driver (UL Type A and Type B) |  | standard | NO | [10 empty] | 2017-12-18 | Not Dimmable | Not Dimmable | NotYetVerified |  | ZAZZRO | [25 empty] | 4.4 | 1664 | 132.1 | 12.6 | 20 | 0.9 | 3500 | 82 |  |  |  | NO | NO | NO | [8 empty] | 2018-11-02 | NO | NO | NO | [6 empty] | AC | [7 empty] | NO
PLO67S2TLCYV | Archipelago Lighting, Inc. | ARCHIPELAGO | LT8F41441U4 | Linear Replacement Lamp | T8 Four-Foot | Dual Mode Internal Driver (UL Type A and Type B) |  | standard | NO | [10 empty] | 2017-12-18 | Dimmable | Continuous Below 10 | NO |  | IIILLO | [25 empty] | 4.4 | 2100 | 120 | 17.5 | 12.61 | 0.96 | 4000 | 83 |  |  |  | NO | NO | NO | [8 empty] | 2018-11-02 | NO | NO | NO | [6 empty] | AC | [7 empty] | NO
PL4E96SYI6JB | Emium Lighting LLC | Emium | EL-ZY-T8P-12W1200-NW45-FR-AB | Linear Replacement Lamp | T8 Four-Foot | Dual Mode Internal Driver (UL Type A and Type B) |  | standard | NO | [10 empty] | 2017-12-18 | Not Dimmable | Not Dimmable | NotYetVerified |  | ZAZZRO | [25 empty] | 4.4 | 1664 | 132.1 | 12.6 | 20 | 0.9 | 4500 | 82 |  |  |  | NO | NO | NO | [8 empty] | 2018-11-02 | NO | NO | NO | [6 empty] | AC | [7 empty] | NO
PLLR7IXE89ET | Emium Lighting LLC | Emium | EL-ZY-T8P-12W1200-DW50-FR-AB | Linear Replacement Lamp | T8 Four-Foot | Dual Mode Internal Driver (UL Type A and Type B) |  | standard | NO | [10 empty] | 2017-12-18 | Not Dimmable | Not Dimmable | NotYetVerified |  | ZAZZRO | [25 empty] | 4.4 | 1664 | 132.1 | 12.6 | 20 | 0.9 | 5000 | 82 |  |  |  | NO | NO | NO | [8 empty] | 2018-11-02 | NO | NO | NO | [6 empty] | AC | [7 empty] | NO
PLW95WAVL9SR | Emium Lighting LLC | Emium | EL-ZY-T8P-15W1200-WW30-FR-AB | Linear Replacement Lamp | T8 Four-Foot | Dual Mode Internal Driver (UL Type A and Type B) |  | standard | NO | [10 empty] | 2017-12-18 | Not Dimmable | Not Dimmable | NotYetVerified |  | VAVWFD | [25 empty] | 4.4 | 2160 | 135 | 16 | 20 | 0.9 | 3000 | 83 |  |  |  | NO | NO | NO | [8 empty] | 2018-11-02 | NO | NO | NO | [6 empty] | AC | [7 empty] | NO
PLRB34WC7GPV | Archipelago Lighting, Inc. | ARCHIPELAGO | LT8F41241U4 | Linear Replacement Lamp | T8 Four-Foot | Dual Mode Internal Driver (UL Type A and Type B) |  | standard | NO | [10 empty] | 2017-12-18 | Dimmable | Continuous Below 10 | NO |  | IIILLN | [25 empty] | 4.4 | 1900 | 123 | 15.5 | 14.39 | 0.96 | 4000 | 83 |  |  |  | NO | NO | NO | [8 empty] | 2018-11-02 | NO | NO | NO | [6 empty] | AC | [7 empty] | NO
PLYM449TD322 | Emium Lighting LLC | Emium | EL-ZY-T8P-12W1200-NW40-FR-AB | Linear Replacement Lamp | T8 Four-Foot | Dual Mode Internal Driver (UL Type A and Type B) |  | standard | NO | [10 empty] | 2017-12-18 | Not Dimmable | Not Dimmable | NotYetVerified |  | ZAZZRO | [25 empty] | 4.4 | 1664 | 132.1 | 12.6 | 20 | 0.9 | 4000 | 82 |  |  |  | NO | NO | NO | [8 empty] | 2018-11-02 | NO | NO | NO | [6 empty] | AC | [7 empty] | NO
PLTAVH69XG7U | Emium Lighting LLC | Emium | EL-ZY-T8P-15W1200-NW40-FR-AB | Linear Replacement Lamp | T8 Four-Foot | Dual Mode Internal Driver (UL Type A and Type B) |  | standard | NO | [10 empty] | 2017-12-18 | Not Dimmable | Not Dimmable | NotYetVerified |  | VAVWFD | [25 empty] | 4.4 | 2160 | 135 | 16 | 20 | 0.9 | 4000 | 83 |  |  |  | NO | NO | NO | [8 empty] | 2018-11-02 | NO | NO | NO | [6 empty] | AC | [7 empty] | NO
PLOUAJIL0QI5 | Emium Lighting LLC | Emium | EL-ZY-T8P-15W1200-NW45-FR-AB | Linear Replacement Lamp | T8 Four-Foot | Dual Mode Internal Driver (UL Type A and Type B) |  | standard | NO | [10 empty] | 2017-12-18 | Not Dimmable | Not Dimmable | NotYetVerified |  | VAVWFD | [25 empty] | 4.4 | 2160 | 135 | 16 | 20 | 0.9 | 4500 | 83 |  |  |  | NO | NO | NO | [8 empty] | 2018-11-02 | NO | NO | NO | [6 empty] | AC | [7 empty] | NO
PLSIPHCQX64O | Emium Lighting LLC | Emium | EL-ZY-T8P-15W1200-DW50-FR-AB | Linear Replacement Lamp | T8 Four-Foot | Dual Mode Internal Driver (UL Type A and Type B) |  | standard | NO | [10 empty] | 2017-12-18 | Not Dimmable | Not Dimmable | NotYetVerified |  | VAVWFD | [25 empty] | 4.4 | 2160 | 135 | 16 | 20 | 0.9 | 5000 | 83 |  |  |  | NO | NO | NO | [8 empty] | 2018-11-02 | NO | NO | NO | [6 empty] | AC | [7 empty] | NO
PLBW1LERCM9Q | Emium Lighting LLC | Emium | EL-ZY-T8P-12W1200-WW30-FR-AB | Linear Replacement Lamp | T8 Four-Foot | Dual Mode Internal Driver (UL Type A and Type B) |  | standard | YES |  | 1664 | 132.1 | 12.6 | 9.04 | 0.9017 | 3001 | 82.2 | 5 | 50000 | 2017-12-18 | Not Dimmable | Not Dimmable | NotYetVerified |  | ZAZZRO | [15 empty] | 90 |  | 1.42 | 1.15 | [6 empty] | 4.4 | 1664 | 132.1 | 12.6 | 20 | 0.9 | 3000 | 82 |  |  |  | NO | NO | NO | [8 empty] | 2018-11-02 | NO | NO | NO | [6 empty] | AC | [7 empty] | NO
PLCQGTCAHSPG | ARVA LLC DBA HYLITE LED LLC. | HyLite | HL-GT8-4AB-12W-50K | Linear Replacement Lamp | T8 Four-Foot | Dual Mode Internal Driver (UL Type A and Type B) |  | standard | NO | [10 empty] | 2017-12-18 | Not Dimmable | Not Dimmable | NO |  | UUUBGT | [25 empty] | 4.4 | 1637.2 | 122 | 13.4 | 12.1 | 0.917 | 4968 | 83.4 |  |  |  | NO | NO | NO | [8 empty] | 2018-11-02 | NO | NO | NO | [6 empty] | AC | [7 empty] | NO
PLROZPOALV6A | Archipelago Lighting, Inc. | ARCHIPELAGO | LT8F41250U4 | Linear Replacement Lamp | T8 Four-Foot | Dual Mode Internal Driver (UL Type A and Type B) |  | standard | NO | [10 empty] | 2017-12-18 | Dimmable | Continuous Below 10 | NO |  | IIILLN | [25 empty] | 4.4 | 1900 | 123 | 15.5 | 14.2 | 0.96 | 5000 | 83 |  |  |  | NO | NO | NO | [8 empty] | 2018-11-02 | NO | NO | NO | [6 empty] | AC | [7 empty] | NO
PLSO62BTBRPS | Archipelago Lighting, Inc. | ARCHIPELAGO | LT8F41450U4 | Linear Replacement Lamp | T8 Four-Foot | Dual Mode Internal Driver (UL Type A and Type B) |  | standard | NO | [10 empty] | 2017-12-18 | Dimmable | Continuous Below 10 | NO |  | IIILLO | [25 empty] | 4.4 | 2200 | 126 | 17.5 | 12.51 | 0.96 | 5000 | 83 |  |  |  | NO | NO | NO | [8 empty] | 2018-11-02 | NO | NO | NO | [6 empty] | AC | [7 empty] | NO
PL0CQNXS8YF9 | US Green Lighting, Inc. | US Green Lighting | L/T84F/12/XU/850/SSFA2 | Linear Replacement Lamp | T8 Four-Foot | Replacement Lamps (plug and play) (UL Type A) |  | standard | NO | [10 empty] | 2017-12-15 | Not Dimmable | Not Dimmable | NO |  | MMMQEE | [25 empty] | 4.4 | 1810 | 150.8 | 12 | 15 | 0.9 | 5000 | 80 |  |  | 4 | NO | NO | NO | [8 empty] | 2018-11-02 | NO | NO | NO | [6 empty] | AC | [7 empty] | NO
PXTTMVUC | GE Lighting Solutions | GE Lighting | LED15ET8/G/4/840 | Linear Replacement Lamp | T8 Four-Foot | Replacement Lamps (plug and play) (UL Type A) |  | standard | NO | [10 empty] | 2015-10-16 | Dimmable | Continuous Below 10 | NO | Updated on 3/2/2017 | XXXAHN | [25 empty] | 4.4 | 2200 | 122.2 | 18 | 20 | 0.9 | 4000 | 80 |  |  |  | NO | NO | NO | 2018-05-02 | 4.3 |  | standard |  |  |  |  | 2018-11-02 | NO | NO | NO | [6 empty] | AC | [7 empty] | NO
PC3FZA9X | GE Lighting Solutions | GE Lighting | LED15ET8/G/4/835 | Linear Replacement Lamp | T8 Four-Foot | Replacement Lamps (plug and play) (UL Type A) |  | standard | NO | [10 empty] | 2015-10-16 | Dimmable | Continuous Below 10 | NO | Updated on 3/2/2017 | XXXAHN | [25 empty] | 4.4 | 2200 | 122.2 | 18 | 20 | 0.9 | 3500 | 80 |  |  |  | NO | NO | NO | 2018-05-02 | 4.3 |  | standard |  |  |  |  | 2018-11-02 | NO | NO | NO | [6 empty] | AC | [7 empty] | NO
PLKCFTP4YGUM | US Green Lighting, Inc. | US Green Lighting | L/T84F/12/XU/835/SSFA2 | Linear Replacement Lamp | T8 Four-Foot | Replacement Lamps (plug and play) (UL Type A) |  | standard | NO | [10 empty] | 2017-12-15 | Not Dimmable | Not Dimmable | NO |  | MMMQEE | [25 empty] | 4.4 | 1740 | 145 | 12 | 15 | 0.9 | 3500 | 80 |  |  | 4 | NO | NO | NO | [8 empty] | 2018-11-02 | NO | NO | NO | [6 empty] | AC | [7 empty] | NO
PLXX28LKW2ZB | US Green Lighting, Inc. | US Green Lighting | L/T84F/12/XU/840/SSFA2 | Linear Replacement Lamp | T8 Four-Foot | Replacement Lamps (plug and play) (UL Type A) |  | standard | NO | [10 empty] | 2017-12-15 | Not Dimmable | Not Dimmable | NO |  | MMMQEE | [25 empty] | 4.4 | 1800 | 150 | 12 | 15 | 0.9 | 4000 | 80 |  |  | 4 | NO | NO | NO | [8 empty] | 2018-11-02 | NO | NO | NO | [6 empty] | AC | [7 empty] | NO
PL9H9WCL94HE | US Green Lighting, Inc. | US Green Lighting | L/T84F/15/XU/850/SSFA1 | Linear Replacement Lamp | T8 Four-Foot | Replacement Lamps (plug and play) (UL Type A) |  | standard | NO | [10 empty] | 2017-12-15 | Not Dimmable | Not Dimmable | NO |  | MMMQEF | [25 empty] | 4.4 | 1840 | 120.3 | 15.3 | 10 | 0.9 | 5000 | 80 |  |  | 4 | NO | NO | NO | [8 empty] | 2018-11-02 | NO | NO | NO | [6 empty] | AC | [7 empty] | NO
PLNYLYHISE8A | US Green Lighting, Inc. | US Green Lighting | L/T84F/18/XU/845/SSFA1 | Linear Replacement Lamp | T8 Four-Foot | Replacement Lamps (plug and play) (UL Type A) |  | standard | NO | [10 empty] | 2017-12-15 | Not Dimmable | Not Dimmable | NO |  | MMMQEG | [25 empty] | 4.4 | 2354 | 126.8 | 18.57 | 10 | 0.9 | 4500 | 80 |  |  | 4 | NO | NO | NO | [8 empty] | 2018-11-02 | NO | NO | NO | [6 empty] | AC | [7 empty] | NO
P9HNH1U8 | GE Lighting Solutions | GE Lighting | LED18ET8/G/4/840 | Linear Replacement Lamp | T8 Four-Foot | Replacement Lamps (plug and play) (UL Type A) |  | standard | NO | [10 empty] | 2015-10-16 | Dimmable | Continuous Below 10 | NO | Updated on 3/2/2017 | XXXAHN | [25 empty] | 4.4 | 2500 | 122 | 20.5 | 20 | 0.9 | 4000 | 80 |  |  |  | NO | NO | NO | 2018-05-02 | 4.3 |  | standard |  |  |  |  | 2018-11-02 | NO | NO | NO | [6 empty] | AC | [7 empty] | NO
PLMF7RH0PWOI | US Green Lighting, Inc. | US Green Lighting | L/T84F/18/XU/850/SSFA1 | Linear Replacement Lamp | T8 Four-Foot | Replacement Lamps (plug and play) (UL Type A) |  | standard | NO | [10 empty] | 2017-12-15 | Not Dimmable | Not Dimmable | NO |  | MMMQEG | [25 empty] | 4.4 | 2409 | 126.86 | 18.99 | 10 | 0.9 | 5000 | 80 |  |  | 4 | NO | NO | NO | [8 empty] | 2018-11-02 | NO | NO | NO | [6 empty] | AC | [7 empty] | NO
PLI1J8GGY221 | US Green Lighting, Inc. | US Green Lighting | L/T84F/12/XU/830/SSFA2 | Linear Replacement Lamp | T8 Four-Foot | Replacement Lamps (plug and play) (UL Type A) |  | standard | YES |  | 1650 | 122.28 | 13.5 | 9.46 | 0.9115 | 2921 | 82.9 | 5 | 50000 | 2017-12-15 | Not Dimmable | Not Dimmable | NO |  | MMMQEE | [15 empty] | 84.5 |  | 1.22 | 1.26 | [6 empty] | 4.4 | 1730 | 144.2 | 12 | 15 | 0.9 | 3000 | 80 |  |  | 4 | NO | NO | NO | [8 empty] | 2018-11-02 | NO | NO | NO | [6 empty] | AC | [7 empty] | NO
PLYZC93XLJRS | US Green Lighting, Inc. | US Green Lighting | L/T84F/18/XU/840/SSFA1 | Linear Replacement Lamp | T8 Four-Foot | Replacement Lamps (plug and play) (UL Type A) |  | standard | NO | [10 empty] | 2017-12-15 | Not Dimmable | Not Dimmable | NO |  | MMMQEG | [25 empty] | 4.4 | 2299 | 123.84 | 18.57 | 10 | 0.9 | 4000 | 80 |  |  | 4 | NO | NO | NO | [8 empty] | 2018-11-02 | NO | NO | NO | [6 empty] | AC | [7 empty] | NO
PLRUX4AZANA9 | US Green Lighting, Inc. | US Green Lighting | L/T84F/12/XU/845/SSFA2 | Linear Replacement Lamp | T8 Four-Foot | Replacement Lamps (plug and play) (UL Type A) |  | standard | NO | [10 empty] | 2017-12-15 | Not Dimmable | Not Dimmable | NO |  | MMMQEE | [25 empty] | 4.4 | 1805 | 150.4 | 12 | 15 | 0.9 | 4500 | 80 |  |  | 4 | NO | NO | NO | [8 empty] | 2018-11-02 | NO | NO | NO | [6 empty] | AC | [7 empty] | NO
PLTA9BVJC4R0 | US Green Lighting, Inc. | US Green Lighting | L/T84F/18/XU/835/SSFA1 | Linear Replacement Lamp | T8 Four-Foot | Replacement Lamps (plug and play) (UL Type A) |  | standard | NO | [10 empty] | 2017-12-15 | Not Dimmable | Not Dimmable | NO |  | MMMQEG | [25 empty] | 4.4 | 2244 | 120.87 | 18.57 | 10 | 0.9 | 3500 | 80 |  |  | 4 | NO | NO | NO | [8 empty] | 2018-11-02 | NO | NO | NO | [6 empty] | AC | [7 empty] | NO
PMHB5Y1H | GE Lighting Solutions | GE Lighting | LED18ET8/G/4/850 | Linear Replacement Lamp | T8 Four-Foot | Replacement Lamps (plug and play) (UL Type A) |  | standard | NO | [10 empty] | 2015-10-16 | Dimmable | Continuous Below 10 | NO | Updated on 3/2/2017 | XXXAHN | [25 empty] | 4.4 | 2600 | 126.8 | 20.5 | 20 | 0.9 | 5000 | 80 |  |  |  | NO | NO | NO | 2018-05-02 | 4.3 |  | standard |  |  |  |  | 2018-11-02 | NO | NO | NO | [6 empty] | AC | [7 empty] | NO
PL08AITJNLIX | US Green Lighting, Inc. | US Green Lighting | L/T84F/18/XU/830/SSFA1 | Linear Replacement Lamp | T8 Four-Foot | Replacement Lamps (plug and play) (UL Type A) |  | standard | YES |  | 2189 | 120.71 | 18.14 | 7.96 | 0.9064 | 2934 | 81.8 | 5 | 50000 | 2017-12-15 | Not Dimmable | Not Dimmable | NO |  | MMMQEG | [15 empty] | 84.3 |  | 1.24 | 1.2 | [6 empty] | 4.4 | 2189 | 120.67 | 18.14 | 10 | 0.9 | 3000 | 80 |  |  | 4 | NO | NO | NO | [8 empty] | 2018-11-02 | NO | NO | NO | [6 empty] | AC | [7 empty] | NO
PFK9OPD8 | Parth I Inc, dba midwest circuits | Midwest circuits | MC-T8-4-12W-50C | Linear Replacement Lamp | T8 Four-Foot | Replacement Lamps (plug and play) (UL Type A) |  | standard | NO | [10 empty] | 2017-12-14 | Not Dimmable | Not Dimmable | NO |  | MMMQDN | [25 empty] | 4.4 | 2077 | 138.74 | 14.97 | 9.48 | 0.9051 | 5000 | 83.6 |  |  |  | NO | NO | NO | [8 empty] | 2018-11-02 | NO | NO | NO | [6 empty] | AC | [7 empty] | NO
PWKXZYBL | Parth I Inc, dba midwest circuits | Midwest circuits | MC-T8-4-12W-50M | Linear Replacement Lamp | T8 Four-Foot | Replacement Lamps (plug and play) (UL Type A) |  | standard | NO | [10 empty] | 2017-12-14 | Not Dimmable | Not Dimmable | NO |  | MMMQDM | [25 empty] | 4.4 | 1987 | 133.62 | 14.87 | 9.31 | 0.9055 | 5000 | 83.8 |  |  |  | NO | NO | NO | [8 empty] | 2018-11-02 | NO | NO | NO | [6 empty] | AC | [7 empty] | NO
PZHLK0LG | Parth I Inc, dba midwest circuits | Midwest circuits | MC-T8-4-15W-50C | Linear Replacement Lamp | T8 Four-Foot | Replacement Lamps (plug and play) (UL Type A) |  | standard | NO | [10 empty] | 2017-12-14 | Not Dimmable | Not Dimmable | NO |  | MMMQDP | [25 empty] | 4.4 | 2481 | 133.89 | 18.53 | 10.89 | 0.9729 | 5000 | 84 |  |  |  | NO | NO | NO | [8 empty] | 2018-11-02 | NO | NO | NO | [6 empty] | AC | [7 empty] | NO
PDL67TDK | Parth I Inc, dba midwest circuits | Midwest circuits | MC-T8-4-15W-40C | Linear Replacement Lamp | T8 Four-Foot | Replacement Lamps (plug and play) (UL Type A) |  | standard | NO | [10 empty] | 2017-12-14 | Not Dimmable | Not Dimmable | NO |  | MMMQDP | [25 empty] | 4.4 | 2421 | 130.37 | 18.57 | 11.06 | 0.9715 | 4000 | 85.1 |  |  |  | NO | NO | NO | [8 empty] | 2018-11-02 | NO | NO | NO | [6 empty] | AC | [7 empty] | NO
PVJ5P6PV | Parth I Inc, dba midwest circuits | Midwest circuits | MC-T8-4-12W-40M | Linear Replacement Lamp | T8 Four-Foot | Replacement Lamps (plug and play) (UL Type A) |  | standard | NO | [10 empty] | 2017-12-14 | Not Dimmable | Not Dimmable | NO |  | MMMQDM | [25 empty] | 4.4 | 1836 | 123.64 | 14.85 | 9.35 | 0.9073 | 4000 | 85.2 |  |  |  | NO | NO | NO | [8 empty] | 2018-11-02 | NO | NO | NO | [6 empty] | AC | [7 empty] | NO
PTUYQZSA | Parth I Inc, dba midwest circuits | Midwest circuits | MC-T8-4-12W-30C | Linear Replacement Lamp | T8 Four-Foot | Replacement Lamps (plug and play) (UL Type A) |  | standard | YES |  | 1968 | 132.53 | 14.82 | 9.11 | 0.9072 | 2871 | 82.6 | 5 | 50000 | 2017-12-14 | Not Dimmable | Not Dimmable | NO |  | MMMQDN | [15 empty] | 92 |  | 1.2 | 1.44 | [6 empty] | 4.4 | 1972 | 133.06 | 14.82 | 9.11 | 0.9072 | 3000 | 82.6 |  |  |  | NO | NO | NO | [8 empty] | 2018-11-02 | NO | NO | NO | [6 empty] | AC | [7 empty] | NO
P6GA08NB | Parth I Inc, dba midwest circuits | Midwest circuits | MC-T8-4-12W-35M | Linear Replacement Lamp | T8 Four-Foot | Replacement Lamps (plug and play) (UL Type A) |  | standard | NO | [10 empty] | 2017-12-14 | Not Dimmable | Not Dimmable | NO |  | MMMQDM | [25 empty] | 4.4 | 1807 | 122.01 | 14.81 | 9.08 | 0.9047 | 3500 | 82.6 |  |  |  | NO | NO | NO | [8 empty] | 2018-11-02 | NO | NO | NO | [6 empty] | AC | [7 empty] | NO
PLJGKWILN0BT | Eiko Global, LLC | EiKO | LED12WT8/48/850-G8DR | Linear Replacement Lamp | T8 Four-Foot | Replacement Lamps (plug and play) (UL Type A) |  | standard | NO | [10 empty] | 2017-12-14 | Not Dimmable | Not Dimmable | NO |  | TTTUVG | [25 empty] | 4.4 | 1800 | 120 | 15 | 20 | 0.9 | 5000 | 80 |  |  |  | NO | NO | NO | [8 empty] | 2018-11-02 | NO | NO | NO | [6 empty] | AC | [7 empty] | NO
PPZ6SWA3 | Parth I Inc, dba midwest circuits | Midwest circuits | MC-T8-4-12W-45M | Linear Replacement Lamp | T8 Four-Foot | Replacement Lamps (plug and play) (UL Type A) |  | standard | NO | [10 empty] | 2017-12-14 | Not Dimmable | Not Dimmable | NO |  | MMMQDM | [25 empty] | 4.4 | 1912 | 123.66 | 14.86 | 9.35 | 0.9073 | 4500 | 85.2 |  |  |  | NO | NO | NO | [8 empty] | 2018-11-02 | NO | NO | NO | [6 empty] | AC | [7 empty] | NO
PI92IRV4 | Parth I Inc, dba midwest circuits | Midwest circuits | MC-T8-4-15W-30C | Linear Replacement Lamp | T8 Four-Foot | Replacement Lamps (plug and play) (UL Type A) |  | standard | YES |  | 2368 | 127.24 | 18.61 | 10.69 | 0.9739 | 2886 | 82.6 | 5 | 50000 | 2017-12-14 | Not Dimmable | Not Dimmable | NO |  | MMMQDP | [15 empty] | 91.7 |  | 1.22 | 1.4 | [6 empty] | 4.4 | 2368 | 127.24 | 18.61 | 10.69 | 0.9739 | 3000 | 82.6 |  |  |  | NO | NO | NO | [8 empty] | 2018-11-02 | NO | NO | NO | [6 empty] | AC | [7 empty] | NO
PVQ1YIPV | Parth I Inc, dba midwest circuits | Midwest circuits | MC-T8-4-12W-45C | Linear Replacement Lamp | T8 Four-Foot | Replacement Lamps (plug and play) (UL Type A) |  | standard | NO | [10 empty] | 2017-12-14 | Not Dimmable | Not Dimmable | NO |  | MMMQDN | [25 empty] | 4.4 | 2053 | 137.42 | 14.94 | 9.08 | 0.9068 | 4500 | 85.1 |  |  |  | NO | NO | NO | [8 empty] | 2018-11-02 | NO | NO | NO | [6 empty] | AC | [7 empty] | NO
PXMR7D2H | GE Lighting Solutions | GE Lighting | LED18ET8/4/835 | Linear Replacement Lamp | T8 Four-Foot | Replacement Lamps (plug and play) (UL Type A) |  | standard | NO | [10 empty] | 2015-07-30 | Dimmable | Continuous Below 10 | NO | Internal Driver; operates off fluorescent ballast; Updated on 3/2/2017 | JJJKRE | [25 empty] | 4.4 | 2550 | 124.4 | 20.5 | 20 | 0.9 | 3500 | 80 |  |  |  | NO | NO | NO | 2018-05-02 | 4.3 |  | standard |  |  |  |  | 2018-11-02 | NO | NO | NO | [6 empty] | AC | [7 empty] | NO
PST8791H | GE Lighting Solutions | GE Lighting | LED18ET8/4/840 | Linear Replacement Lamp | T8 Four-Foot | Replacement Lamps (plug and play) (UL Type A) |  | standard | NO | [10 empty] | 2014-12-09 | Dimmable | Continuous Below 10 | NO | Internal Driver; operates off fluorescent ballast; Updated on 3/2/2017 | JJJKRE | [25 empty] | 4.4 | 2550 | 124.4 | 20.5 | 20 | 0.9 | 4000 | 80 |  |  |  | NO | NO | NO | 2018-05-02 | 4.3 |  | standard |  |  |  |  | 2018-11-02 | NO | NO | NO | [6 empty] | AC | [7 empty] | NO
PFNKUUSW | Parth I Inc, dba midwest circuits | Midwest circuits | MC-T8-4-12W-30M | Linear Replacement Lamp | T8 Four-Foot | Replacement Lamps (plug and play) (UL Type A) |  | standard | YES |  | 1771 | 119.74 | 14.76 | 9.08 | 0.9047 | 2885 | 82.6 | 5 | 50000 | 2017-12-14 | Not Dimmable | Not Dimmable | NO |  | MMMQDM | [15 empty] | 89.9 |  | 1.16 | 1.36 | [6 empty] | 4.4 | 1778 | 120.46 | 14.76 | 9.08 | 0.9047 | 3000 | 82.6 |  |  |  | NO | NO | NO | [8 empty] | 2018-11-02 | NO | NO | NO | [6 empty] | AC | [7 empty] | NO
P3XQKRXX | Parth I Inc, dba midwest circuits | Midwest circuits | MC-T8-4-12W-35C | Linear Replacement Lamp | T8 Four-Foot | Replacement Lamps (plug and play) (UL Type A) |  | standard | NO | [10 empty] | 2017-12-14 | Not Dimmable | Not Dimmable | NO |  | MMMQDN | [25 empty] | 4.4 | 2000 | 134.59 | 14.86 | 9.11 | 0.9072 | 3500 | 82.6 |  |  |  | NO | NO | NO | [8 empty] | 2018-11-02 | NO | NO | NO | [6 empty] | AC | [7 empty] | NO
PL07LBLXHV9H | Eiko Global, LLC | EiKO | LED12WT8/48/840-G8DR | Linear Replacement Lamp | T8 Four-Foot | Replacement Lamps (plug and play) (UL Type A) |  | standard | NO | [10 empty] | 2017-12-14 | Not Dimmable | Not Dimmable | NO |  | TTTUVG | [25 empty] | 4.4 | 1800 | 120 | 15 | 20 | 0.9 | 4000 | 80 |  |  |  | NO | NO | NO | [8 empty] | 2018-11-02 | NO | NO | NO | [6 empty] | AC | [7 empty] | NO
P7E01GGK | Parth I Inc, dba midwest circuits | Midwest circuits | MC-T8-4-15W-35C | Linear Replacement Lamp | T8 Four-Foot | Replacement Lamps (plug and play) (UL Type A) |  | standard | NO | [10 empty] | 2017-12-14 | Not Dimmable | Not Dimmable | NO |  | MMMQDP | [25 empty] | 4.4 | 2395 | 128.83 | 18.59 | 10.69 | 0.9739 | 3500 | 82.6 |  |  |  | NO | NO | NO | [8 empty] | 2018-11-02 | NO | NO | NO | [6 empty] | AC | [7 empty] | NO
PN379KIJ | Parth I Inc, dba midwest circuits | Midwest circuits | MC-T8-4-15W-45C | Linear Replacement Lamp | T8 Four-Foot | Replacement Lamps (plug and play) (UL Type A) |  | standard | NO | [10 empty] | 2017-12-14 | Not Dimmable | Not Dimmable | NO |  | MMMQDP | [25 empty] | 4.4 | 2451 | 132.13 | 18.55 | 11.06 | 0.9715 | 4500 | 85.1 |  |  |  | NO | NO | NO | [8 empty] | 2018-11-02 | NO | NO | NO | [6 empty] | AC | [7 empty] | NO
PREBI95P | Parth I Inc, dba midwest circuits | Midwest circuits | MC-T8-4-12W-40C | Linear Replacement Lamp | T8 Four-Foot | Replacement Lamps (plug and play) (UL Type A) |  | standard | NO | [10 empty] | 2017-12-14 | Not Dimmable | Not Dimmable | NO |  | MMMQDN | [25 empty] | 4.4 | 2028 | 136.02 | 14.91 | 9.08 | 0.9068 | 4000 | 85.1 |  |  |  | NO | NO | NO | [8 empty] | 2018-11-02 | NO | NO | NO | [6 empty] | AC | [7 empty] | NO
PPGGGEN3 | GE Lighting Solutions | GE Lighting | LED18ET8/4/850 | Linear Replacement Lamp | T8 Four-Foot | Replacement Lamps (plug and play) (UL Type A) |  | standard | NO | [10 empty] | 2014-12-09 | Dimmable | Continuous Below 10 | NO | Internal Driver; operates off fluorescent ballast; Updated on 3/2/2017 | JJJKRE | [25 empty] | 4.4 | 2650 | 129.3 | 20.5 | 20 | 0.9 | 5000 | 80 |  |  |  | NO | NO | NO | 2018-05-02 | 4.3 |  | standard |  |  |  |  | 2018-11-02 | NO | NO | NO | [6 empty] | AC | [7 empty] | NO
PLEVPSC6WI6Q | Lunera Lighting | Lunera | HN-T8-D-48-11W-840-IS | Linear Replacement Lamp | T8 Four-Foot | Replacement Lamps (plug and play) (UL Type A) |  | standard | NO | [10 empty] | 2017-12-13 | Not Dimmable | Not Dimmable | NO |  | UUUBGL | [25 empty] | 4.4 | 1800 | 120 | 15 | 20 | 0.9 | 4000 | 80 |  |  |  | NO | NO | NO | [8 empty] | 2018-11-02 | NO | NO | NO | [6 empty] | AC | [7 empty] | NO
PL2IASO8JOYI | Lunera Lighting | Lunera | HN-T8-D-48-11W-850-IS | Linear Replacement Lamp | T8 Four-Foot | Replacement Lamps (plug and play) (UL Type A) |  | standard | NO | [10 empty] | 2017-12-13 | Not Dimmable | Not Dimmable | NO |  | UUUBGL | [25 empty] | 4.4 | 1800 | 120 | 15 | 20 | 0.9 | 5000 | 80 |  |  |  | NO | NO | NO | [8 empty] | 2018-11-02 | NO | NO | NO | [6 empty] | AC | [7 empty] | NO
P3UDU5S9 | Green Creative LTD | GREEN CREATIVE | 13T8/4F/850/DIR/R | Linear Replacement Lamp | T8 Four-Foot | Replacement Lamps (plug and play) (UL Type A) |  | standard | NO | [10 empty] | 2018-08-23 | Not Dimmable | Not Dimmable | NO | Updated on 09/20/2018 | NNNOBL | [25 empty] | 4.4 | 2050 | 124 | 16.5 | 14 | 0.9 | 5000 | 80 |  |  |  | NO | NO | NO | [8 empty] | 2018-11-02 | NO | NO | NO | [6 empty] | AC | [7 empty] | NO
PLSOZBPKGQ7V | wei's international trading corp | weis-led | WT4F18W45KF | Linear Replacement Lamp | T8 Four-Foot | Dual Mode Internal Driver (UL Type A and Type B) |  | standard | NO | [10 empty] | 2017-12-12 | Not Dimmable | Not Dimmable | NO |  | JJJLNV | [25 empty] | 4.4 | 2561 | 139.03 | 18.42 | 20.48 | 0.9045 | 4500 | 81.8 |  |  |  | NO | NO | NO | [8 empty] | 2018-11-02 | NO | NO | NO | [6 empty] | AC | [7 empty] | NO
PLNLUW1T | Shenzhen Syhdee Co.,Ltd. | SYHDEE | SYHU-T8GA1212M-50-C | Linear Replacement Lamp | T8 Four-Foot | Replacement Lamps (plug and play) (UL Type A) |  | standard | NO | [10 empty] | 2017-12-12 | Not Dimmable | Not Dimmable | NO |  | BBBDYK | [25 empty] | 4.4 | 1680 | 129.2 | 13 | 15 | 0.9 | 4807 | 80 |  |  |  | NO | NO | NO | [8 empty] | 2018-11-02 | NO | NO | NO | [6 empty] | AC | [7 empty] | NO
PRKWWK6A | Shenzhen Syhdee Co.,Ltd. | SYHDEE | SYHU-T8LABUL1212M-50-B | Linear Replacement Lamp | T8 Four-Foot | Dual Mode Internal Driver (UL Type A and Type B) |  | standard | NO | [10 empty] | 2017-12-12 | Not Dimmable | Not Dimmable | NO |  | BBBDYH | [25 empty] | 4.4 | 1680 | 129.2 | 13 | 15 | 0.9 | 4835 | 80 |  |  |  | NO | NO | NO | [8 empty] | 2018-11-02 | NO | NO | NO | [6 empty] | AC | [7 empty] | NO
P605X495 | Shenzhen Syhdee Co.,Ltd. | SYHDEE | SYHU-T8LABUL1212M-45-B | Linear Replacement Lamp | T8 Four-Foot | Dual Mode Internal Driver (UL Type A and Type B) |  | standard | NO | [10 empty] | 2017-12-12 | Not Dimmable | Not Dimmable | NO |  | BBBDYH | [25 empty] | 4.4 | 1650 | 126.9 | 13 | 15 | 0.9 | 4500 | 80 |  |  |  | NO | NO | NO | [8 empty] | 2018-11-02 | NO | NO | NO | [6 empty] | AC | [7 empty] | NO
PG9UHCGG | Shenzhen Syhdee Co.,Ltd. | SYHDEE | SYHU-T8GA1212M-35-C | Linear Replacement Lamp | T8 Four-Foot | Replacement Lamps (plug and play) (UL Type A) |  | standard | NO | [10 empty] | 2017-12-12 | Not Dimmable | Not Dimmable | NO |  | BBBDYK | [25 empty] | 4.4 | 1650 | 126.9 | 13 | 15 | 0.9 | 3500 | 80 |  |  |  | NO | NO | NO | [8 empty] | 2018-11-02 | NO | NO | NO | [6 empty] | AC | [7 empty] | NO
PZKOIOOY | Shenzhen Syhdee Co.,Ltd. | SYHDEE | SYHU-T8LABUL1212M-30-B | Linear Replacement Lamp | T8 Four-Foot | Dual Mode Internal Driver (UL Type A and Type B) |  | standard | YES |  | 1649.38 | 115.1 | 14.33 | 14.5 | 0.939 | 2906 | 83.4 | 5 | 50000 | 2017-12-12 | Not Dimmable | Not Dimmable | NO |  | BBBDYH | [15 empty] | 78.7 |  | 1.12 | 1.24 | [6 empty] | 4.4 | 1650 | 126.9 | 13 | 15 | 0.9 | 2906 | 80 |  |  |  | NO | NO | NO | [8 empty] | 2018-11-02 | NO | NO | NO | [6 empty] | AC | [7 empty] | NO
PSYDB0WK | Shenzhen Syhdee Co.,Ltd. | SYHDEE | SYHU-T8LABUL1212M-35-B | Linear Replacement Lamp | T8 Four-Foot | Dual Mode Internal Driver (UL Type A and Type B) |  | standard | NO | [10 empty] | 2017-12-12 | Not Dimmable | Not Dimmable | NO |  | BBBDYH | [25 empty] | 4.4 | 1650 | 126.9 | 13 | 15 | 0.9 | 3500 | 80 |  |  |  | NO | NO | NO | [8 empty] | 2018-11-02 | NO | NO | NO | [6 empty] | AC | [7 empty] | NO
PZU4PY7L | Shenzhen Syhdee Co.,Ltd. | SYHDEE | SYHU-T8GABUL1212M-35-C | Linear Replacement Lamp | T8 Four-Foot | Dual Mode Internal Driver (UL Type A and Type B) |  | standard | NO | [10 empty] | 2017-12-12 | Not Dimmable | Not Dimmable | NO |  | BBBDYJ | [25 empty] | 4.4 | 1650 | 126.9 | 13 | 15 | 0.9 | 3500 | 80 |  |  |  | NO | NO | NO | [8 empty] | 2018-11-02 | NO | NO | NO | [6 empty] | AC | [7 empty] | NO
PONBJY6C | Shenzhen Syhdee Co.,Ltd. | SYHDEE | SYHU-T8GABUL1212M-40-C | Linear Replacement Lamp | T8 Four-Foot | Dual Mode Internal Driver (UL Type A and Type B) |  | standard | NO | [10 empty] | 2017-12-12 | Not Dimmable | Not Dimmable | NO |  | BBBDYJ | [25 empty] | 4.4 | 1650 | 126.9 | 13 | 15 | 0.9 | 4000 | 80 |  |  |  | NO | NO | NO | [8 empty] | 2018-11-02 | NO | NO | NO | [6 empty] | AC | [7 empty] | NO
PXRJ03CQ | Shenzhen Syhdee Co.,Ltd. | SYHDEE | SYHU-T8GA1212M-30-C | Linear Replacement Lamp | T8 Four-Foot | Replacement Lamps (plug and play) (UL Type A) |  | standard | YES |  | 1641.65 | 116.1 | 14.14 | 13.6 | 0.924 | 2935 | 82 | 5 | 50000 | 2017-12-12 | Not Dimmable | Not Dimmable | NO |  | BBBDYK | [15 empty] | 77.7 |  | 1.2 | 1.26 | [6 empty] | 4.4 | 1650 | 126.9 | 13 | 15 | 0.9 | 2935 | 80 |  |  |  | NO | NO | NO | [8 empty] | 2018-11-02 | NO | NO | NO | [6 empty] | AC | [7 empty] | NO
PUJ44UV1 | Shenzhen Syhdee Co.,Ltd. | SYHDEE | SYHU-T8LABUL1212M-40-B | Linear Replacement Lamp | T8 Four-Foot | Dual Mode Internal Driver (UL Type A and Type B) |  | standard | NO | [10 empty] | 2017-12-12 | Not Dimmable | Not Dimmable | NO |  | BBBDYH | [25 empty] | 4.4 | 1650 | 126.9 | 13 | 15 | 0.9 | 4000 | 80 |  |  |  | NO | NO | NO | [8 empty] | 2018-11-02 | NO | NO | NO | [6 empty] | AC | [7 empty] | NO
PP9FRQLG | Shenzhen Syhdee Co.,Ltd. | SYHDEE | SYHU-T8GABUL1212M-45-C | Linear Replacement Lamp | T8 Four-Foot | Dual Mode Internal Driver (UL Type A and Type B) |  | standard | NO | [10 empty] | 2017-12-12 | Not Dimmable | Not Dimmable | NO |  | BBBDYJ | [25 empty] | 4.4 | 1650 | 126.9 | 13 | 15 | 0.9 | 4500 | 80 |  |  |  | NO | NO | NO | [8 empty] | 2018-11-02 | NO | NO | NO | [6 empty] | AC | [7 empty] | NO
PZZ2OGN9 | Shenzhen Syhdee Co.,Ltd. | SYHDEE | SYHU-T8GABUL1212M-50-C | Linear Replacement Lamp | T8 Four-Foot | Dual Mode Internal Driver (UL Type A and Type B) |  | standard | NO | [10 empty] | 2017-12-12 | Not Dimmable | Not Dimmable | NO |  | BBBDYJ | [25 empty] | 4.4 | 1680 | 129.2 | 13 | 15 | 0.9 | 4877 | 80 |  |  |  | NO | NO | NO | [8 empty] | 2018-11-02 | NO | NO | NO | [6 empty] | AC | [7 empty] | NO
PDR81EUU | Shenzhen Syhdee Co.,Ltd. | SYHDEE | SYHU-T8GA1212M-40-C | Linear Replacement Lamp | T8 Four-Foot | Replacement Lamps (plug and play) (UL Type A) |  | standard | NO | [10 empty] | 2017-12-12 | Not Dimmable | Not Dimmable | NO |  | BBBDYK | [25 empty] | 4.4 | 1650 | 126.9 | 13 | 15 | 0.9 | 4000 | 80 |  |  |  | NO | NO | NO | [8 empty] | 2018-11-02 | NO | NO | NO | [6 empty] | AC | [7 empty] | NO
P2AKKCDF | Shenzhen Syhdee Co.,Ltd. | SYHDEE | SYHU-T8GA1212M-45-C | Linear Replacement Lamp | T8 Four-Foot | Replacement Lamps (plug and play) (UL Type A) |  | standard | NO | [10 empty] | 2017-12-12 | Not Dimmable | Not Dimmable | NO |  | BBBDYK | [25 empty] | 4.4 | 1650 | 126.9 | 13 | 15 | 0.9 | 4500 | 80 |  |  |  | NO | NO | NO | [8 empty] | 2018-11-02 | NO | NO | NO | [6 empty] | AC | [7 empty] | NO
PLR0SQFMYK7R | wei's international trading corp | weis-led | WT4F18W35KF | Linear Replacement Lamp | T8 Four-Foot | Dual Mode Internal Driver (UL Type A and Type B) |  | standard | NO | [10 empty] | 2017-12-12 | Not Dimmable | Not Dimmable | NO |  | JJJLNV | [25 empty] | 4.4 | 2522 | 136.92 | 18.42 | 20.48 | 0.9045 | 3500 | 81.8 |  |  |  | NO | NO | NO | [8 empty] | 2018-11-02 | NO | NO | NO | [6 empty] | AC | [7 empty] | NO
PXTTWMAJ | Shenzhen Syhdee Co.,Ltd. | SYHDEE | SYHU-T8GABUL1212M-30-C | Linear Replacement Lamp | T8 Four-Foot | Dual Mode Internal Driver (UL Type A and Type B) |  | standard | YES |  | 1635.85 | 116.1 | 14.09 | 13.9 | 0.932 | 2891 | 82.6 | 5 | 50000 | 2017-12-12 | Not Dimmable | Not Dimmable | NO |  | BBBDYJ | [15 empty] | 77.7 |  | 1.22 | 1.26 | [6 empty] | 4.4 | 1650 | 126.9 | 13 | 15 | 0.9 | 2891 | 80 |  |  |  | NO | NO | NO | [8 empty] | 2018-11-02 | NO | NO | NO | [6 empty] | AC | [7 empty] | NO
PLVUMMS3E4LU | P.Q.L. Inc. | Superior Life | 90418 | Linear Replacement Lamp | T8 Four-Foot | Dual Mode Internal Driver (UL Type A and Type B) |  | standard | NO | [10 empty] | 2017-12-11 | Dimmable | Continuous Below 10 | NO |  | CCCFDA | [25 empty] | 4.4 | 2100 | 120 | 17.5 | 12.61 | 0.96 | 4000 | 83 |  |  |  | NO | NO | NO | [8 empty] | 2018-11-02 | NO | NO | NO | [6 empty] | AC | [7 empty] | NO
P9X43CKD | IKIO LED LIGHTING | ikio | IK-T804-EX0022-DN-30C-J | Linear Replacement Lamp | T8 Four-Foot | Replacement Lamps (plug and play) (UL Type A) |  | standard | YES |  | 1520 | 123.68 | 12.29 | 21.22 | 0.8985 | 2987 | 81.2 | 5 | 50000 | 2017-12-11 | Not Dimmable | Not Dimmable | NO |  | KKLAGQ | [15 empty] | 90.6 |  | 1.35 | 1.17 | [6 empty] | 4.4 | 1520 | 123.68 | 12.29 | 20 | 0.9 | 3000 | 82 |  |  |  | NO | NO | NO | [8 empty] | 2018-11-02 | NO | NO | NO | [6 empty] | AC | [7 empty] | NO
P2RJXEZ7 | JIAXING SUPER LIGHTING ELECTRIC APPLIANCE CO.,LTD | Super | T8L-IDDM13-1800-4ft-EBA-B1 | Linear Replacement Lamp | T8 Four-Foot | Replacement Lamps (plug and play) (UL Type A) |  | standard | NO | [10 empty] | 2017-12-11 | Dimmable | Continuous Below 10 | NO |  | XXXBUK | [25 empty] | 4.4 | 1800 | 120 | 15 | 20 | 0.9 | 5000 | 82 |  |  |  | NO | NO | NO | [8 empty] | 2018-11-02 | NO | NO | NO | [6 empty] | AC | [7 empty] | NO
PL8IAUY1 | JIAXING SUPER LIGHTING ELECTRIC APPLIANCE CO.,LTD | Super | T8L-IDDM13-2200-4ft-DBA-B1 | Linear Replacement Lamp | T8 Four-Foot | Replacement Lamps (plug and play) (UL Type A) |  | standard | NO | [10 empty] | 2017-12-11 | Dimmable | Continuous Below 10 | NO |  | XXXBUL | [25 empty] | 4.4 | 2200 | 122.2 | 18 | 20 | 0.9 | 4500 | 82 |  |  |  | NO | NO | NO | [8 empty] | 2018-11-02 | NO | NO | NO | [6 empty] | AC | [7 empty] | NO
PMSUEG0N | JIAXING SUPER LIGHTING ELECTRIC APPLIANCE CO.,LTD | Super | T8L-IDDM13-2200-4ft-EBA-B1 | Linear Replacement Lamp | T8 Four-Foot | Replacement Lamps (plug and play) (UL Type A) |  | standard | NO | [10 empty] | 2017-12-11 | Dimmable | Continuous Below 10 | NO |  | XXXBUL | [25 empty] | 4.4 | 2200 | 122.2 | 18 | 20 | 0.9 | 5000 | 82 |  |  |  | NO | NO | NO | [8 empty] | 2018-11-02 | NO | NO | NO | [6 empty] | AC | [7 empty] | NO
PDYXH0NZ | IKIO LED LIGHTING | ikio | IK-T804-EX0022-DN-40C-J | Linear Replacement Lamp | T8 Four-Foot | Replacement Lamps (plug and play) (UL Type A) |  | standard | NO | [10 empty] | 2017-12-11 | Not Dimmable | Not Dimmable | NO |  | KKLAGQ | [25 empty] | 4.4 | 1520 | 123.68 | 12.29 | 20 | 0.9 | 4000 | 82 |  |  |  | NO | NO | NO | [8 empty] | 2018-11-02 | NO | NO | NO | [6 empty] | AC | [7 empty] | NO
PSDBMUBK | IKIO LED LIGHTING | ikio | IK-T804-EX0022-DN-35C-J | Linear Replacement Lamp | T8 Four-Foot | Replacement Lamps (plug and play) (UL Type A) |  | standard | NO | [10 empty] | 2017-12-11 | Not Dimmable | Not Dimmable | NO |  | KKLAGQ | [25 empty] | 4.4 | 1520 | 123.68 | 12.29 | 20 | 0.9 | 3500 | 82 |  |  |  | NO | NO | NO | [8 empty] | 2018-11-02 | NO | NO | NO | [6 empty] | AC | [7 empty] | NO
PZA87AZ9 | JIAXING SUPER LIGHTING ELECTRIC APPLIANCE CO.,LTD | Super | T8L-IDDM13-1800-4ft-CBA-B1 | Linear Replacement Lamp | T8 Four-Foot | Replacement Lamps (plug and play) (UL Type A) |  | standard | NO | [10 empty] | 2017-12-11 | Dimmable | Continuous Below 10 | NO |  | XXXBUK | [25 empty] | 4.4 | 1800 | 120 | 15 | 20 | 0.9 | 4000 | 82 |  |  |  | NO | NO | NO | [8 empty] | 2018-11-02 | NO | NO | NO | [6 empty] | AC | [7 empty] | NO
PLOX909KQZTV | P.Q.L. Inc. | Superior Life | 90419 | Linear Replacement Lamp | T8 Four-Foot | Dual Mode Internal Driver (UL Type A and Type B) |  | standard | NO | [10 empty] | 2017-12-11 | Dimmable | Continuous Below 10 | NO |  | CCCFDA | [25 empty] | 4.4 | 2200 | 126 | 17.5 | 12.51 | 0.96 | 5000 | 83 |  |  |  | NO | NO | NO | [8 empty] | 2018-11-02 | NO | NO | NO | [6 empty] | AC | [7 empty] | NO
PCMOAJO0 | IKIO LED LIGHTING | ikio | IK-T804-EX0022-DN-50C-J | Linear Replacement Lamp | T8 Four-Foot | Replacement Lamps (plug and play) (UL Type A) |  | standard | NO | [10 empty] | 2017-12-11 | Not Dimmable | Not Dimmable | NO |  | KKLAGQ | [25 empty] | 4.4 | 1520 | 123.68 | 12.29 | 20 | 0.9 | 5000 | 82 |  |  |  | NO | NO | NO | [8 empty] | 2018-11-02 | NO | NO | NO | [6 empty] | AC | [7 empty] | NO
P7QGP6V5 | JIAXING SUPER LIGHTING ELECTRIC APPLIANCE CO.,LTD | Super | T8L-IDDM13-1800-4ft-DBA-B1 | Linear Replacement Lamp | T8 Four-Foot | Replacement Lamps (plug and play) (UL Type A) |  | standard | NO | [10 empty] | 2017-12-11 | Dimmable | Continuous Below 10 | NO |  | XXXBUK | [25 empty] | 4.4 | 1800 | 120 | 15 | 20 | 0.9 | 4500 | 82 |  |  |  | NO | NO | NO | [8 empty] | 2018-11-02 | NO | NO | NO | [6 empty] | AC | [7 empty] | NO
PJRWAU05 | JIAXING SUPER LIGHTING ELECTRIC APPLIANCE CO.,LTD | Super | T8L-IDDM13-2200-4ft-CBA-B1 | Linear Replacement Lamp | T8 Four-Foot | Replacement Lamps (plug and play) (UL Type A) |  | standard | NO | [10 empty] | 2017-12-11 | Dimmable | Continuous Below 10 | NO |  | XXXBUL | [25 empty] | 4.4 | 2200 | 122.2 | 18 | 20 | 0.9 | 4000 | 82 |  |  |  | NO | NO | NO | [8 empty] | 2018-11-02 | NO | NO | NO | [6 empty] | AC | [7 empty] | NO
PL7P6N2HSPIK | IRTRONIX INC DBA EURI LIGHTING | Euri Lighting | ET8-1131 | Linear Replacement Lamp | T8 Four-Foot | Replacement Lamps (plug and play) (UL Type A) |  | standard | YES |  | 2261 | 131.14 | 17.25 | 8.13 | 0.971 | 3305 | 82.3 | 5 | 50000 | 2017-12-08 | Not Dimmable | Not Dimmable | NO |  | ZAZZOX | [15 empty] | 85.1 |  | 1.36 | 1.2 | [6 empty] | 4.4 | 2262 | 131.14 | 17.25 | 8.13 | 0.97 | 3500 | 82 |  |  |  | NO | NO | NO | [8 empty] | 2018-11-02 | NO | NO | NO | [6 empty] | AC | [7 empty] | NO
PLZAHF4ZSNRJ | 7LEDS | 7LEDS | 7L-4FT18W-4000K | Linear Replacement Lamp | T8 Four-Foot | Replacement Lamps (plug and play) (UL Type A) |  | standard | YES |  | 2344.3 | 125.03 | 18.75 | 7 | 0.983 | 4107 | 84.9 | 5 | 50000 | 2017-12-08 | Not Dimmable | Not Dimmable | NO |  | IIILKQ | [15 empty] | 84.4 |  | 1.32 | 1.24 | [6 empty] | 4.4 | 2200 | 122.22 | 18 | 7 | 0.98 | 4000 | 80 |  |  |  | NO | NO | NO | [8 empty] | 2018-11-02 | NO | NO | NO | [6 empty] | AC | [7 empty] | NO
PG38NIM1 | ePower Manufacturing, LLC | ePower | EPM-T8LED-4-15-40-F-BC | Linear Replacement Lamp | T8 Four-Foot | Replacement Lamps (plug and play) (UL Type A) |  | standard | NO | [10 empty] | 2017-12-08 | Not Dimmable | Not Dimmable | NO |  | HAHIEE | [25 empty] | 4.4 | 2200 | 122 | 18 | 20 | 0.9 | 4000 | 80 |  |  |  | NO | NO | NO | [8 empty] | 2018-11-02 | NO | NO | NO | [6 empty] | AC | [7 empty] | NO
P4Y3Z0H3 | ePower Manufacturing, LLC | ePower | EPM-T8LED-4-15-50-F-BC | Linear Replacement Lamp | T8 Four-Foot | Replacement Lamps (plug and play) (UL Type A) |  | standard | NO | [10 empty] | 2017-12-08 | Not Dimmable | Not Dimmable | NO |  | HAHIEE | [25 empty] | 4.4 | 2200 | 122 | 18 | 20 | 0.9 | 5000 | 80 |  |  |  | NO | NO | NO | [8 empty] | 2018-11-02 | NO | NO | NO | [6 empty] | AC | [7 empty] | NO
P8XMADD2 | ePower Manufacturing, LLC | ePower | EPM-T8LED-4-12-40-F-BC | Linear Replacement Lamp | T8 Four-Foot | Replacement Lamps (plug and play) (UL Type A) |  | standard | NO | [10 empty] | 2017-12-08 | Not Dimmable | Not Dimmable | NO |  | HAHIED | [25 empty] | 4.4 | 1800 | 124 | 14.5 | 20 | 0.9 | 4000 | 80 |  |  |  | NO | NO | NO | [8 empty] | 2018-11-02 | NO | NO | NO | [6 empty] | AC | [7 empty] | NO
PL486K9ZJILX | IRTRONIX INC DBA EURI LIGHTING | Euri Lighting | ET8-1151 | Linear Replacement Lamp | T8 Four-Foot | Replacement Lamps (plug and play) (UL Type A) |  | standard | NO | [10 empty] | 2017-12-08 | Not Dimmable | Not Dimmable | NO |  | ZAZZOX | [25 empty] | 4.4 | 2362.5 | 138.44 | 17.06 | 8.13 | 0.97 | 5000 | 82 |  |  |  | NO | NO | NO | [8 empty] | 2018-11-02 | NO | NO | NO | [6 empty] | AC | [7 empty] | NO
P5MMGC8I | ePower Manufacturing, LLC | ePower | EPM-T8LED-4-12-50-F-BC | Linear Replacement Lamp | T8 Four-Foot | Replacement Lamps (plug and play) (UL Type A) |  | standard | NO | [10 empty] | 2017-12-08 | Not Dimmable | Not Dimmable | NO |  | HAHIED | [25 empty] | 4.4 | 1800 | 124 | 14.5 | 20 | 0.9 | 5000 | 80 |  |  |  | NO | NO | NO | [8 empty] | 2018-11-02 | NO | NO | NO | [6 empty] | AC | [7 empty] | NO
PLEFTOKBX4XS | IRTRONIX INC DBA EURI LIGHTING | Euri Lighting | ET8-1141 | Linear Replacement Lamp | T8 Four-Foot | Replacement Lamps (plug and play) (UL Type A) |  | standard | NO | [10 empty] | 2017-12-08 | Not Dimmable | Not Dimmable | NO |  | ZAZZOX | [25 empty] | 4.4 | 2312 | 135 | 17.25 | 8.13 | 0.97 | 4000 | 82 |  |  |  | NO | NO | NO | [8 empty] | 2018-11-02 | NO | NO | NO | [6 empty] | AC | [7 empty] | NO
PLLX9W2HOR96 | 7LEDS | 7LEDS | 7L-4FT18W-5000K | Linear Replacement Lamp | T8 Four-Foot | Replacement Lamps (plug and play) (UL Type A) |  | standard | NO | [10 empty] | 2017-12-08 | Not Dimmable | Not Dimmable | NO |  | IIILKQ | [25 empty] | 4.4 | 2200 | 122.22 | 18 | 7 | 0.98 | 5000 | 80 |  |  |  | NO | NO | NO | [8 empty] | 2018-11-02 | NO | NO | NO | [6 empty] | AC | [7 empty] | NO
PDQ5XT2H | SmartRay Inc. | SmartRay | SR5T8A17W50K | Linear Replacement Lamp | T8 Four-Foot | Replacement Lamps (plug and play) (UL Type A) |  | standard | NO | [10 empty] | 2017-12-07 | Not Dimmable | Not Dimmable | NO |  | SSSCWN | [25 empty] | 4.4 | 2590 | 152 | 17 | 20 | 0.9 | 5000 | 80 |  |  |  | NO | NO | NO | [8 empty] | 2018-11-02 | NO | NO | NO | [6 empty] | AC | [7 empty] | NO
PSUN2MXO | SmartRay Inc. | SmartRay | SR5T8A17W40K | Linear Replacement Lamp | T8 Four-Foot | Replacement Lamps (plug and play) (UL Type A) |  | standard | NO | [10 empty] | 2017-12-07 | Not Dimmable | Not Dimmable | NO |  | SSSCWN | [25 empty] | 4.4 | 2590 | 152 | 17 | 20 | 0.9 | 4000 | 80 |  |  |  | NO | NO | NO | [8 empty] | 2018-11-02 | NO | NO | NO | [6 empty] | AC | [7 empty] | NO
PBPN07WV | SmartRay Inc. | SmartRay | SR5T8A17W30K | Linear Replacement Lamp | T8 Four-Foot | Replacement Lamps (plug and play) (UL Type A) |  | standard | YES |  | 2419 | 134.02 | 18.05 | 8.939 | 0.972 | 3060 | 82.8 | 5 | 50000 | 2017-12-07 | Not Dimmable | Not Dimmable | NO |  | SSSCWN | [15 empty] | 84.8 |  | 1.24 | 1.18 | [6 empty] | 4.4 | 2590 | 152 | 17 | 20 | 0.9 | 3000 | 80 |  |  |  | NO | NO | NO | [8 empty] | 2018-11-02 | NO | NO | NO | [6 empty] | AC | [7 empty] | NO
PXW3OO4H | SmartRay Inc. | SmartRay | SR5T8A14W40K | Linear Replacement Lamp | T8 Four-Foot | Replacement Lamps (plug and play) (UL Type A) |  | standard | NO | [10 empty] | 2017-12-07 | Not Dimmable | Not Dimmable | NO |  | SSSCWM | [25 empty] | 4.4 | 2150 | 155 | 14 | 20 | 0.9 | 4000 | 80 |  |  |  | NO | NO | NO | [8 empty] | 2018-11-02 | NO | NO | NO | [6 empty] | AC | [7 empty] | NO
PAODO1GD | SmartRay Inc. | SmartRay | SR5T8A14W50K | Linear Replacement Lamp | T8 Four-Foot | Replacement Lamps (plug and play) (UL Type A) |  | standard | NO | [10 empty] | 2017-12-07 | Not Dimmable | Not Dimmable | NO |  | SSSCWM | [25 empty] | 4.4 | 2150 | 155 | 14 | 20 | 0.9 | 5000 | 80 |  |  |  | NO | NO | NO | [8 empty] | 2018-11-02 | NO | NO | NO | [6 empty] | AC | [7 empty] | NO
PVR3OM9C | SmartRay Inc. | SmartRay | SR5T8A14W30K | Linear Replacement Lamp | T8 Four-Foot | Replacement Lamps (plug and play) (UL Type A) |  | standard | YES |  | 2071.9 | 131.88 | 15.71 | 6.59 | 0.9781 | 3062 | 82.8 | 5 | 50000 | 2017-12-07 | Not Dimmable | Not Dimmable | NO |  | SSSCWM | [15 empty] | 85.1 |  | 1.28 | 1.18 | [6 empty] | 4.4 | 2150 | 155 | 14 | 20 | 0.9 | 3000 | 80 |  |  |  | NO | NO | NO | [8 empty] | 2018-11-02 | NO | NO | NO | [6 empty] | AC | [7 empty] | NO
P8CUL1TO | Midgard Enterprises LLC | MIDGARD | MDG-T8GABUD1215M-35-A | Linear Replacement Lamp | T8 Four-Foot | Dual Mode Internal Driver (UL Type A and Type B) |  | standard | NO | [10 empty] | 2017-12-06 | Dimmable | Continuous Below 10 | NO |  | MMMQCH | [25 empty] | 4.4 | 2080 | 122 | 17 | 20 | 0.9 | 3500 | 80 |  |  |  | NO | NO | NO | [8 empty] | 2018-11-02 | NO | NO | NO | [6 empty] | AC | [7 empty] | NO
PLJMAG7363K0 | Midgard Enterprises LLC | MIDGARD | MDG-T8GABUD1215M-50-A | Linear Replacement Lamp | T8 Four-Foot | Dual Mode Internal Driver (UL Type A and Type B) |  | standard | NO | [10 empty] | 2017-12-06 | Dimmable | Continuous Below 10 | NO |  | MMMQCH | [25 empty] | 4.4 | 2150 | 126 | 17 | 20 | 0.9 | 5000 | 80 |  |  |  | NO | NO | NO | [8 empty] | 2018-11-02 | NO | NO | NO | [6 empty] | AC | [7 empty] | NO
PLP5N7OB1CAG | Midgard Enterprises LLC | MIDGARD | MDG-T8GABUD1215M-30-A | Linear Replacement Lamp | T8 Four-Foot | Dual Mode Internal Driver (UL Type A and Type B) |  | standard | YES |  | 2087.6 | 122.47 | 17.05 | 18.93 | 0.93 | 2961 | 82.6 | 5 | 50000 | 2017-12-06 | Dimmable | Continuous Below 10 | NO |  | MMMQCH | [15 empty] | 83.9 |  | 1.26 | 1.36 | [6 empty] | 4.4 | 2080 | 122 | 17 | 20 | 0.9 | 3000 | 80 |  |  |  | NO | NO | NO | [8 empty] | 2018-11-02 | NO | NO | NO | [6 empty] | AC | [7 empty] | NO
PLLKZ8REVZTE | Midgard Enterprises LLC | MIDGARD | MDG-T8GABUD1218M-50-A | Linear Replacement Lamp | T8 Four-Foot | Dual Mode Internal Driver (UL Type A and Type B) |  | standard | NO | [10 empty] | 2017-12-06 | Dimmable | Continuous Below 10 | NO |  | MMMQCI | [25 empty] | 4.4 | 2500 | 131.58 | 19 | 20 | 0.9 | 5000 | 80 |  |  |  | NO | NO | NO | [8 empty] | 2018-11-02 | NO | NO | NO | [6 empty] | AC | [7 empty] | NO
PLOUB33OQ83Y | Midgard Enterprises LLC | MIDGARD | MDG-T8GABUD1212M-40-A | Linear Replacement Lamp | T8 Four-Foot | Dual Mode Internal Driver (UL Type A and Type B) |  | standard | NO | [10 empty] | 2017-12-06 | Dimmable | Continuous Below 10 | NO |  | MMMQCG | [25 empty] | 4.4 | 1800 | 150 | 12 | 20 | 0.9 | 4000 | 80 |  |  |  | NO | NO | NO | [8 empty] | 2018-11-02 | NO | NO | NO | [6 empty] | AC | [7 empty] | NO
PL01LWI7GYXT | Online Stores LLC. | LumeGen | LG-4T8E-18WBC-SM30K | Linear Replacement Lamp | T8 Four-Foot | Replacement Lamps (plug and play) (UL Type A) |  | standard | YES |  | 2189 | 120.71 | 18.14 | 7.96 | 0.9064 | 2934 | 81.8 | 5 | 50000 | 2017-12-06 | Not Dimmable | Not Dimmable | NO | De-listed on 9/6/2018, re-listed on 10/1/2018 | ZAZZPG | [15 empty] | 84.3 |  | 1.24 | 1.2 | [6 empty] | 4.4 | 2189 | 120.67 | 18.14 | 10 | 0.9 | 3000 | 80 |  |  |  | NO | NO | NO | [8 empty] | 2018-11-02 | NO | NO | NO | [6 empty] | AC | [7 empty] | NO
PL0POVIBZJHM | Online Stores LLC. | LumeGen | LG-4T8E-18WU-SM35K | Linear Replacement Lamp | T8 Four-Foot | Dual Mode Internal Driver (UL Type A and Type B) |  | standard | NO | [10 empty] | 2017-12-06 | Dimmable | Continuous Below 10 | NO | De-listed on 9/6/2018, re-listed on 10/1/2018 | ZAZZPH | [25 empty] | 4.4 | 2400 | 126 | 19 | 20 | 0.9 | 3500 | 80 |  |  |  | NO | NO | NO | [8 empty] | 2018-11-02 | NO | NO | NO | [6 empty] | AC | [7 empty] | NO
PLWN88L1JHWK | Online Stores LLC. | LumeGen | LG-4T8E-12WU-SM40K | Linear Replacement Lamp | T8 Four-Foot | Dual Mode Internal Driver (UL Type A and Type B) |  | standard | NO | [10 empty] | 2017-12-06 | Dimmable | Continuous Below 10 | NO | De-listed on 9/6/2018, re-listed on 10/1/2018 | ZAZZPB | [25 empty] | 4.4 | 1800 | 150 | 12 | 20 | 0.9 | 4000 | 80 |  |  |  | NO | NO | NO | [8 empty] | 2018-11-02 | NO | NO | NO | [6 empty] | AC | [7 empty] | NO
PLBZVWE9EPWP | Online Stores LLC. | LumeGen | LG-4T8E-18WU-SM30K | Linear Replacement Lamp | T8 Four-Foot | Dual Mode Internal Driver (UL Type A and Type B) |  | standard | YES |  | 2405.6 | 125.87 | 19.11 | 17.3 | 0.945 | 2939 | 82 | 5 | 50000 | 2017-12-06 | Dimmable | Continuous Below 10 | NO | De-listed on 9/6/2018, re-listed on 10/1/2018 | ZAZZPH | [15 empty] | 83.4 |  | 1.28 | 1.36 | [6 empty] | 4.4 | 2400 | 126 | 19 | 20 | 0.9 | 3000 | 80 |  |  |  | NO | NO | NO | [8 empty] | 2018-11-02 | NO | NO | NO | [6 empty] | AC | [7 empty] | NO
PLSPPNOOZQHC | Online Stores LLC. | LumeGen | LG-4T8E-15WU-SM35K | Linear Replacement Lamp | T8 Four-Foot | Dual Mode Internal Driver (UL Type A and Type B) |  | standard | NO | [10 empty] | 2017-12-06 | Dimmable | Continuous Below 10 | NO | De-listed on 9/6/2018, re-listed on 10/1/2018 | ZAZZPE | [25 empty] | 4.4 | 2080 | 122 | 17 | 20 | 0.9 | 3500 | 80 |  |  |  | NO | NO | NO | [8 empty] | 2018-11-02 | NO | NO | NO | [6 empty] | AC | [7 empty] | NO
PLDWDP6UKFQB | Online Stores LLC. | LumeGen | LG-4T8E-18WBC-SM40K | Linear Replacement Lamp | T8 Four-Foot | Replacement Lamps (plug and play) (UL Type A) |  | standard | NO | [10 empty] | 2017-12-06 | Not Dimmable | Not Dimmable | NO | De-listed on 9/6/2018, re-listed on 10/1/2018 | ZAZZPG | [25 empty] | 4.4 | 2299 | 123.84 | 18.57 | 10 | 0.9 | 4000 | 80 |  |  |  | NO | NO | NO | [8 empty] | 2018-11-02 | NO | NO | NO | [6 empty] | AC | [7 empty] | NO
PLLHQZWEUECF | Midgard Enterprises LLC | MIDGARD | MDG-T8GABUD1215M-40-A | Linear Replacement Lamp | T8 Four-Foot | Dual Mode Internal Driver (UL Type A and Type B) |  | standard | NO | [10 empty] | 2017-12-06 | Dimmable | Continuous Below 10 | NO |  | MMMQCH | [25 empty] | 4.4 | 2150 | 126 | 17 | 20 | 0.9 | 4000 | 80 |  |  |  | NO | NO | NO | [8 empty] | 2018-11-02 | NO | NO | NO | [6 empty] | AC | [7 empty] | NO
PLFMTG1AAN9M | Midgard Enterprises LLC | MIDGARD | MDG-T8GABUD1215M-45-A | Linear Replacement Lamp | T8 Four-Foot | Dual Mode Internal Driver (UL Type A and Type B) |  | standard | NO | [10 empty] | 2017-12-06 | Dimmable | Continuous Below 10 | NO |  | MMMQCH | [25 empty] | 4.4 | 2150 | 126 | 17 | 20 | 0.9 | 4500 | 80 |  |  |  | NO | NO | NO | [8 empty] | 2018-11-02 | NO | NO | NO | [6 empty] | AC | [7 empty] | NO
PLHKCHMSJ2DC | Midgard Enterprises LLC | MIDGARD | MDG-T8GABUD1218M-40-A | Linear Replacement Lamp | T8 Four-Foot | Dual Mode Internal Driver (UL Type A and Type B) |  | standard | NO | [10 empty] | 2017-12-06 | Dimmable | Continuous Below 10 | NO |  | MMMQCI | [25 empty] | 4.4 | 2500 | 131.58 | 19 | 20 | 0.9 | 4000 | 80 |  |  |  | NO | NO | NO | [8 empty] | 2018-11-02 | NO | NO | NO | [6 empty] | AC | [7 empty] | NO
PLS4BOOQO427 | Online Stores LLC. | LumeGen | LG-4T8E-15WU-SM30K | Linear Replacement Lamp | T8 Four-Foot | Dual Mode Internal Driver (UL Type A and Type B) |  | standard | YES |  | 2087.6 | 122.47 | 17.05 | 18.93 | 0.93 | 2961 | 82.6 | 5 | 50000 | 2017-12-06 | Dimmable | Continuous Below 10 | NO | De-listed on 9/6/2018, re-listed on 10/1/2018 | ZAZZPE | [15 empty] | 83.9 |  | 1.26 | 1.36 | [6 empty] | 4.4 | 2080 | 122 | 17 | 20 | 0.9 | 3000 | 80 |  |  |  | NO | NO | NO | [8 empty] | 2018-11-02 | NO | NO | NO | [6 empty] | AC | [7 empty] | NO
PL739Y9ACDEF | Online Stores LLC. | LumeGen | LG-4T8E-12WBC-SM50K | Linear Replacement Lamp | T8 Four-Foot | Replacement Lamps (plug and play) (UL Type A) |  | standard | NO | [10 empty] | 2017-12-06 | Not Dimmable | Not Dimmable | NO | De-listed on 9/6/2018, re-listed on 10/1/2018 | ZAZZPA | [25 empty] | 4.4 | 1810 | 150.8 | 12 | 15 | 0.9 | 5000 | 80 |  |  | 4 | NO | NO | NO | [8 empty] | 2018-11-02 | NO | NO | NO | [6 empty] | AC | [7 empty] | NO
PLNMWLCYKR9R | Online Stores LLC. | LumeGen | LG-4T8E-15WU-SM40K | Linear Replacement Lamp | T8 Four-Foot | Dual Mode Internal Driver (UL Type A and Type B) |  | standard | NO | [10 empty] | 2017-12-06 | Dimmable | Continuous Below 10 | NO | De-listed on 9/6/2018, re-listed on 10/1/2018 | ZAZZPE | [25 empty] | 4.4 | 2150 | 126 | 17 | 20 | 0.9 | 4000 | 80 |  |  |  | NO | NO | NO | [8 empty] | 2018-11-02 | NO | NO | NO | [6 empty] | AC | [7 empty] | NO
PLI66J545NRK | Online Stores LLC. | LumeGen | LG-4T8E-15WU-SM50K | Linear Replacement Lamp | T8 Four-Foot | Dual Mode Internal Driver (UL Type A and Type B) |  | standard | NO | [10 empty] | 2017-12-06 | Dimmable | Continuous Below 10 | NO | De-listed on 9/6/2018, re-listed on 10/1/2018 | ZAZZPE | [25 empty] | 4.4 | 2150 | 126 | 17 | 20 | 0.9 | 5000 | 80 |  |  |  | NO | NO | NO | [8 empty] | 2018-11-02 | NO | NO | NO | [6 empty] | AC | [7 empty] | NO
PLK5Q408V30M | Online Stores LLC. | LumeGen | LG-4T8E-18WU-SM45K | Linear Replacement Lamp | T8 Four-Foot | Dual Mode Internal Driver (UL Type A and Type B) |  | standard | NO | [10 empty] | 2017-12-06 | Dimmable | Continuous Below 10 | NO | De-listed on 9/6/2018, re-listed on 10/1/2018 | ZAZZPH | [25 empty] | 4.4 | 2500 | 131.58 | 19 | 20 | 0.9 | 4500 | 80 |  |  |  | NO | NO | NO | [8 empty] | 2018-11-02 | NO | NO | NO | [6 empty] | AC | [7 empty] | NO
PLA8P28K9878 | Online Stores LLC. | LumeGen | LG-4T8E-12WBC-SM35K | Linear Replacement Lamp | T8 Four-Foot | Replacement Lamps (plug and play) (UL Type A) |  | standard | NO | [10 empty] | 2017-12-06 | Not Dimmable | Not Dimmable | NO | De-listed on 9/6/2018, re-listed on 10/1/2018 | ZAZZPA | [25 empty] | 4.4 | 1740 | 145 | 12 | 15 | 0.9 | 3500 | 80 |  |  | 4 | NO | NO | NO | [8 empty] | 2018-11-02 | NO | NO | NO | [6 empty] | AC | [7 empty] | NO
PLORCWOZQ3JI | Online Stores LLC. | LumeGen | LG-4T8E-18WBC-SM35K | Linear Replacement Lamp | T8 Four-Foot | Replacement Lamps (plug and play) (UL Type A) |  | standard | NO | [10 empty] | 2017-12-06 | Not Dimmable | Not Dimmable | NO | De-listed on 9/6/2018, re-listed on 10/1/2018 | ZAZZPG | [25 empty] | 4.4 | 2244 | 120.87 | 18.57 | 10 | 0.9 | 3500 | 80 |  |  |  | NO | NO | NO | [8 empty] | 2018-11-02 | NO | NO | NO | [6 empty] | AC | [7 empty] | NO
PLMJ8CIZ2YN2 | Midgard Enterprises LLC | MIDGARD | MDG-T8GABUD1218M-35-A | Linear Replacement Lamp | T8 Four-Foot | Dual Mode Internal Driver (UL Type A and Type B) |  | standard | NO | [10 empty] | 2017-12-06 | Dimmable | Continuous Below 10 | NO |  | MMMQCI | [25 empty] | 4.4 | 2400 | 126 | 19 | 20 | 0.9 | 3500 | 80 |  |  |  | NO | NO | NO | [8 empty] | 2018-11-02 | NO | NO | NO | [6 empty] | AC | [7 empty] | NO
PLCLMYHQ1H4H | Midgard Enterprises LLC | MIDGARD | MDG-T8GABUD1212M-35-A | Linear Replacement Lamp | T8 Four-Foot | Dual Mode Internal Driver (UL Type A and Type B) |  | standard | NO | [10 empty] | 2017-12-06 | Dimmable | Continuous Below 10 | NO |  | MMMQCG | [25 empty] | 4.4 | 1776 | 148 | 12 | 20 | 0.9 | 3500 | 80 |  |  |  | NO | NO | NO | [8 empty] | 2018-11-02 | NO | NO | NO | [6 empty] | AC | [7 empty] | NO
PL3LECX02753 | Midgard Enterprises LLC | MIDGARD | MDG-T8GABUD1218M-30-A | Linear Replacement Lamp | T8 Four-Foot | Dual Mode Internal Driver (UL Type A and Type B) |  | standard | YES |  | 2405.6 | 125.87 | 19.11 | 17.3 | 0.945 | 2939 | 82 | 5 | 50000 | 2017-12-06 | Dimmable | Continuous Below 10 | NO |  | MMMQCI | [15 empty] | 83.4 |  | 1.28 | 1.36 | [6 empty] | 4.4 | 2400 | 126 | 19 | 20 | 0.9 | 3000 | 80 |  |  |  | NO | NO | NO | [8 empty] | 2018-11-02 | NO | NO | NO | [6 empty] | AC | [7 empty] | NO
PLHGJB9FC3KP | Midgard Enterprises LLC | MIDGARD | MDG-T8GABUD1212M-50-A | Linear Replacement Lamp | T8 Four-Foot | Dual Mode Internal Driver (UL Type A and Type B) |  | standard | NO | [10 empty] | 2017-12-06 | Dimmable | Continuous Below 10 | NO |  | MMMQCG | [25 empty] | 4.4 | 1800 | 150 | 12 | 20 | 0.9 | 5000 | 80 |  |  |  | NO | NO | NO | [8 empty] | 2018-11-02 | NO | NO | NO | [6 empty] | AC | [7 empty] | NO
PLBHKLQ7G2K0 | Online Stores LLC. | LumeGen | LG-4T8E-15WBC-SM50K | Linear Replacement Lamp | T8 Four-Foot | Replacement Lamps (plug and play) (UL Type A) |  | standard | NO | [10 empty] | 2017-12-06 | Not Dimmable | Not Dimmable | NO | De-listed on 9/6/2018, re-listed on 10/1/2018 | ZAZZPD | [25 empty] | 4.4 | 1840 | 120.3 | 15.3 | 10 | 0.9 | 5000 | 80 |  |  |  | NO | NO | NO | [8 empty] | 2018-11-02 | NO | NO | NO | [6 empty] | AC | [7 empty] | NO
PLQ76GDA8ERP | Online Stores LLC. | LumeGen | LG-4T8E-18WU-SM50K | Linear Replacement Lamp | T8 Four-Foot | Dual Mode Internal Driver (UL Type A and Type B) |  | standard | NO | [10 empty] | 2017-12-06 | Dimmable | Continuous Below 10 | NO | De-listed on 9/6/2018, re-listed on 10/1/2018 | ZAZZPH | [25 empty] | 4.4 | 2500 | 131.58 | 19 | 20 | 0.9 | 5000 | 80 |  |  |  | NO | NO | NO | [8 empty] | 2018-11-02 | NO | NO | NO | [6 empty] | AC | [7 empty] | NO
PLSJ5SUY2NPS | Online Stores LLC. | LumeGen | LG-4T8E-12WU-SM35K | Linear Replacement Lamp | T8 Four-Foot | Dual Mode Internal Driver (UL Type A and Type B) |  | standard | NO | [10 empty] | 2017-12-06 | Dimmable | Continuous Below 10 | NO | De-listed on 9/6/2018, re-listed on 10/1/2018 | ZAZZPB | [25 empty] | 4.4 | 1776 | 148 | 12 | 20 | 0.9 | 3500 | 80 |  |  |  | NO | NO | NO | [8 empty] | 2018-11-02 | NO | NO | NO | [6 empty] | AC | [7 empty] | NO
PLF97RL6FTLX | Online Stores LLC. | LumeGen | LG-4T8E-12WU-SM30K | Linear Replacement Lamp | T8 Four-Foot | Dual Mode Internal Driver (UL Type A and Type B) |  | standard | YES |  | 1780.6 | 128.74 | 13.83 | 17.53 | 0.94 | 2953 | 82.9 | 5 | 50000 | 2017-12-06 | Dimmable | Continuous Below 10 | NO | De-listed on 9/6/2018, re-listed on 10/1/2018 | ZAZZPB | [15 empty] | 83.6 |  | 1.26 | 1.34 | [6 empty] | 4.4 | 1776 | 148 | 12 | 20 | 0.9 | 3000 | 80 |  |  |  | NO | NO | NO | [8 empty] | 2018-11-02 | NO | NO | NO | [6 empty] | AC | [7 empty] | NO
PLAL0ZQIYZAS | Midgard Enterprises LLC | MIDGARD | MDG-T8GABUD1212M-45-A | Linear Replacement Lamp | T8 Four-Foot | Dual Mode Internal Driver (UL Type A and Type B) |  | standard | NO | [10 empty] | 2017-12-06 | Dimmable | Continuous Below 10 | NO |  | MMMQCG | [25 empty] | 4.4 | 1800 | 150 | 12 | 20 | 0.9 | 4500 | 80 |  |  |  | NO | NO | NO | [8 empty] | 2018-11-02 | NO | NO | NO | [6 empty] | AC | [7 empty] | NO
PLF2KISVHMFR | Online Stores LLC. | LumeGen | LG-4T8E-12WBC-SM30K | Linear Replacement Lamp | T8 Four-Foot | Replacement Lamps (plug and play) (UL Type A) |  | standard | YES |  | 1650 | 122.28 | 13.5 | 9.46 | 0.9115 | 2921 | 82.9 | 5 | 50000 | 2017-12-06 | Not Dimmable | Not Dimmable | NO | De-listed on 9/6/2018, re-listed on 10/1/2018 | ZAZZPA | [15 empty] | 84.5 |  | 1.22 | 1.26 | [6 empty] | 4.4 | 1730 | 144.2 | 12 | 15 | 0.9 | 3000 | 80 |  |  | 4 | NO | NO | NO | [8 empty] | 2018-11-02 | NO | NO | NO | [6 empty] | AC | [7 empty] | NO
PLJSFPI7FMKK | Online Stores LLC. | LumeGen | LG-4T8E-18WBC-SM50K | Linear Replacement Lamp | T8 Four-Foot | Replacement Lamps (plug and play) (UL Type A) |  | standard | NO | [10 empty] | 2017-12-06 | Not Dimmable | Not Dimmable | NO | De-listed on 9/6/2018, re-listed on 10/1/2018 | ZAZZPG | [25 empty] | 4.4 | 2409 | 126.86 | 18.99 | 10 | 0.9 | 5000 | 80 |  |  |  | NO | NO | NO | [8 empty] | 2018-11-02 | NO | NO | NO | [6 empty] | AC | [7 empty] | NO
PLGWG1IIJ0OV | Online Stores LLC. | LumeGen | LG-4T8E-15WU-SM45K | Linear Replacement Lamp | T8 Four-Foot | Dual Mode Internal Driver (UL Type A and Type B) |  | standard | NO | [10 empty] | 2017-12-06 | Dimmable | Continuous Below 10 | NO | De-listed on 9/6/2018, re-listed on 10/1/2018 | ZAZZPE | [25 empty] | 4.4 | 2150 | 126 | 17 | 20 | 0.9 | 4500 | 80 |  |  |  | NO | NO | NO | [8 empty] | 2018-11-02 | NO | NO | NO | [6 empty] | AC | [7 empty] | NO
PLSLS0QCV5HG | Online Stores LLC. | LumeGen | LG-4T8E-18WU-SM40K | Linear Replacement Lamp | T8 Four-Foot | Dual Mode Internal Driver (UL Type A and Type B) |  | standard | NO | [10 empty] | 2017-12-06 | Dimmable | Continuous Below 10 | NO | De-listed on 9/6/2018, re-listed on 10/1/2018 | ZAZZPH | [25 empty] | 4.4 | 2500 | 131.58 | 19 | 20 | 0.9 | 4000 | 80 |  |  |  | NO | NO | NO | [8 empty] | 2018-11-02 | NO | NO | NO | [6 empty] | AC | [7 empty] | NO
PLLM03V9A1BB | Online Stores LLC. | LumeGen | LG-4T8E-12WU-SM50K | Linear Replacement Lamp | T8 Four-Foot | Dual Mode Internal Driver (UL Type A and Type B) |  | standard | NO | [10 empty] | 2017-12-06 | Dimmable | Continuous Below 10 | NO | De-listed on 9/6/2018, re-listed on 10/1/2018 | ZAZZPB | [25 empty] | 4.4 | 1800 | 150 | 12 | 20 | 0.9 | 5000 | 80 |  |  |  | NO | NO | NO | [8 empty] | 2018-11-02 | NO | NO | NO | [6 empty] | AC | [7 empty] | NO
PLJGWH6GRU83 | Online Stores LLC. | LumeGen | LG-4T8E-12WBC-SM40K | Linear Replacement Lamp | T8 Four-Foot | Replacement Lamps (plug and play) (UL Type A) |  | standard | NO | [10 empty] | 2017-12-06 | Not Dimmable | Not Dimmable | NO | De-listed on 9/6/2018, re-listed on 10/1/2018 | ZAZZPA | [25 empty] | 4.4 | 1800 | 150 | 12 | 15 | 0.9 | 4000 | 80 |  |  | 4 | NO | NO | NO | [8 empty] | 2018-11-02 | NO | NO | NO | [6 empty] | AC | [7 empty] | NO
PLGZNGDM75SW | Online Stores LLC. | LumeGen | LG-4T8E-12WBC-SM45K | Linear Replacement Lamp | T8 Four-Foot | Replacement Lamps (plug and play) (UL Type A) |  | standard | NO | [10 empty] | 2017-12-06 | Not Dimmable | Not Dimmable | NO | De-listed on 9/6/2018, re-listed on 10/1/2018 | ZAZZPA | [25 empty] | 4.4 | 1805 | 150.4 | 12 | 15 | 0.9 | 4500 | 80 |  |  | 4 | NO | NO | NO | [8 empty] | 2018-11-02 | NO | NO | NO | [6 empty] | AC | [7 empty] | NO
PLF0P0BG8OIK | Online Stores LLC. | LumeGen | LG-4T8E-12WU-SM45K | Linear Replacement Lamp | T8 Four-Foot | Dual Mode Internal Driver (UL Type A and Type B) |  | standard | NO | [10 empty] | 2017-12-06 | Dimmable | Continuous Below 10 | NO | De-listed on 9/6/2018, re-listed on 10/1/2018 | ZAZZPB | [25 empty] | 4.4 | 1800 | 150 | 12 | 20 | 0.9 | 4500 | 80 |  |  |  | NO | NO | NO | [8 empty] | 2018-11-02 | NO | NO | NO | [6 empty] | AC | [7 empty] | NO
PL9NOIRNH9EG | Online Stores LLC. | LumeGen | LG-4T8E-18WBC-SM45K | Linear Replacement Lamp | T8 Four-Foot | Replacement Lamps (plug and play) (UL Type A) |  | standard | NO | [10 empty] | 2017-12-06 | Not Dimmable | Not Dimmable | NO | De-listed on 9/6/2018, re-listed on 10/1/2018 | ZAZZPG | [25 empty] | 4.4 | 2354 | 126.8 | 18.57 | 10 | 0.9 | 4500 | 80 |  |  |  | NO | NO | NO | [8 empty] | 2018-11-02 | NO | NO | NO | [6 empty] | AC | [7 empty] | NO
PLKVGJOXERF2 | Midgard Enterprises LLC | MIDGARD | MDG-T8GABUD1218M-45-A | Linear Replacement Lamp | T8 Four-Foot | Dual Mode Internal Driver (UL Type A and Type B) |  | standard | NO | [10 empty] | 2017-12-06 | Dimmable | Continuous Below 10 | NO |  | MMMQCI | [25 empty] | 4.4 | 2500 | 131.58 | 19 | 20 | 0.9 | 4500 | 80 |  |  |  | NO | NO | NO | [8 empty] | 2018-11-02 | NO | NO | NO | [6 empty] | AC | [7 empty] | NO
PLILH8ETFNNS | Midgard Enterprises LLC | MIDGARD | MDG-T8GABUD1212M-30-A | Linear Replacement Lamp | T8 Four-Foot | Dual Mode Internal Driver (UL Type A and Type B) |  | standard | YES |  | 1780.6 | 128.74 | 13.83 | 17.53 | 0.94 | 2953 | 82.9 | 5 | 50000 | 2017-12-06 | Dimmable | Continuous Below 10 | NO |  | MMMQCG | [15 empty] | 83.6 |  | 1.26 | 1.34 | [6 empty] | 4.4 | 1776 | 148 | 12 | 20 | 0.9 | 3000 | 80 |  |  |  | NO | NO | NO | [8 empty] | 2018-11-02 | NO | NO | NO | [6 empty] | AC | [7 empty] | NO
PL9RIOZZI4LI | Triglow | TRIGLOW | T96405 | Linear Replacement Lamp | T8 Four-Foot | Replacement Lamps (plug and play) (UL Type A) |  | standard | NO | [10 empty] | 2017-12-01 | Not Dimmable | Not Dimmable | NO |  | MMMQBM | [25 empty] | 4.4 | 2200 | 122.22 | 18 | 11.89 | 0.97 | 5000 | 83.9 |  |  |  | NO | NO | NO | [8 empty] | 2018-11-02 | NO | NO | NO | [6 empty] | AC | [7 empty] | NO
PL1VJNK3X52P | Triglow | TRIGLOW | T96425 | Linear Replacement Lamp | T8 Four-Foot | Replacement Lamps (plug and play) (UL Type A) |  | standard | NO | [10 empty] | 2017-11-30 | Not Dimmable | Not Dimmable | NO |  | MMMQBL | [25 empty] | 4.4 | 1700 | 141.67 | 12 | 11.68 | 0.95 | 5000 | 83.4 |  |  |  | NO | NO | NO | [8 empty] | 2018-11-02 | NO | NO | NO | [6 empty] | AC | [7 empty] | NO
PL95FI3YT2XQ | Triglow | TRIGLOW | T96423 | Linear Replacement Lamp | T8 Four-Foot | Replacement Lamps (plug and play) (UL Type A) |  | standard | YES |  | 2086 | 129.26 | 16.14 | 10.89 | 0.9569 | 4014 | 82.8 | 5 | 50000 | 2017-11-30 | Not Dimmable | Not Dimmable | NO |  | MMMQBL | [15 empty] | 84.7 |  | 1.22 | 1.3 | [6 empty] | 4.4 | 1700 | 141.67 | 12 | 10.89 | 0.96 | 4000 | 82.8 |  |  |  | NO | NO | NO | [8 empty] | 2018-11-02 | NO | NO | NO | [6 empty] | AC | [7 empty] | NO
PLQRGDOEVJ4Z | Mapled Light Inc | Mapled | MLT815W4FBC-50H | Linear Replacement Lamp | T8 Four-Foot | Replacement Lamps (plug and play) (UL Type A) |  | standard | NO | [10 empty] | 2017-11-30 | Not Dimmable | Not Dimmable | NO |  | NANOBG | [25 empty] | 4.4 | 1900 | 126.7 | 15 | 11.49 | 0.97 | 5000 | 82.6 |  |  |  | NO | NO | NO | [8 empty] | 2018-11-02 | NO | NO | NO | [6 empty] | AC | [7 empty] | NO
PLWT46O8GA09 | Mapled Light Inc | Mapled | MLT815W4FBC-40H | Linear Replacement Lamp | T8 Four-Foot | Replacement Lamps (plug and play) (UL Type A) |  | standard | YES |  | 2275 | 123.52 | 18.42 | 11.27 | 0.9684 | 4105 | 82.7 | 5 | 50000 | 2017-11-30 | Not Dimmable | Not Dimmable | NO |  | NANOBG | [15 empty] | 84.9 |  | 1.22 | 1.3 | [6 empty] | 4.4 | 1900 | 126.7 | 15 | 11.27 | 0.97 | 4000 | 82.7 |  |  |  | NO | NO | NO | [8 empty] | 2018-11-02 | NO | NO | NO | [6 empty] | AC | [7 empty] | NO
PLJVEVF02M0F | Mapled Light Inc | Mapled | MLT812W4FBC-45H | Linear Replacement Lamp | T8 Four-Foot | Replacement Lamps (plug and play) (UL Type A) |  | standard | NO | [10 empty] | 2017-11-30 | Not Dimmable | Not Dimmable | NO |  | NANOBE | [25 empty] | 4.4 | 1700 | 141.7 | 12 | 10.74 | 0.96 | 4500 | 82.7 |  |  |  | NO | NO | NO | [8 empty] | 2018-11-02 | NO | NO | NO | [6 empty] | AC | [7 empty] | NO
PL1Z8UOSYNMI | Mapled Light Inc | Mapled | MLT812W4FBC-50H | Linear Replacement Lamp | T8 Four-Foot | Replacement Lamps (plug and play) (UL Type A) |  | standard | NO | [10 empty] | 2017-11-30 | Not Dimmable | Not Dimmable | NO |  | NANOBE | [25 empty] | 4.4 | 1700 | 141.7 | 12 | 10.95 | 0.97 | 5000 | 82.7 |  |  |  | NO | NO | NO | [8 empty] | 2018-11-02 | NO | NO | NO | [6 empty] | AC | [7 empty] | NO
P9W5TIRZ | XIAMEN PVTECH CO., LTD. | PVTECH | PV-4FT-18WA1(5000K) | Linear Replacement Lamp | T8 Four-Foot | Replacement Lamps (plug and play) (UL Type A) |  | standard | NO | [10 empty] | 2017-11-30 | Not Dimmable | Not Dimmable | NO |  | EAEFIW | [25 empty] | 4.4 | 2265.62 | 123.4 | 18.36 | 12.6 | 0.948 | 4999 | 83.5 |  |  |  | NO | NO | NO | [8 empty] | 2018-11-02 | NO | NO | NO | [6 empty] | AC | [7 empty] | NO
PLAKHTQI4UR1 | Mapled Light Inc | Mapled | MLT815W4FBC-45H | Linear Replacement Lamp | T8 Four-Foot | Replacement Lamps (plug and play) (UL Type A) |  | standard | NO | [10 empty] | 2017-11-30 | Not Dimmable | Not Dimmable | NO |  | NANOBG | [25 empty] | 4.4 | 1900 | 126.7 | 15 | 11.27 | 0.97 | 4500 | 82.7 |  |  |  | NO | NO | NO | [8 empty] | 2018-11-02 | NO | NO | NO | [6 empty] | AC | [7 empty] | NO
PKUEGR8D | XIAMEN PVTECH CO., LTD. | PVTECH | PV-4FT-15WA1(5000K) | Linear Replacement Lamp | T8 Four-Foot | Replacement Lamps (plug and play) (UL Type A) |  | standard | NO | [10 empty] | 2017-11-30 | Not Dimmable | Not Dimmable | NO |  | EAEFIV | [25 empty] | 4.4 | 1868.99 | 121.6 | 15.37 | 13.9 | 0.937 | 4965 | 83.2 |  |  |  | NO | NO | NO | [8 empty] | 2018-11-02 | NO | NO | NO | [6 empty] | AC | [7 empty] | NO
PLN6Y700CVPR | Mapled Light Inc | Mapled | MLT812W4FBC-40H | Linear Replacement Lamp | T8 Four-Foot | Replacement Lamps (plug and play) (UL Type A) |  | standard | YES |  | 2106 | 128.86 | 16.34 | 10.74 | 0.9638 | 4012 | 82.7 | 5 | 50000 | 2017-11-30 | Not Dimmable | Not Dimmable | NO |  | NANOBE | [15 empty] | 84.9 |  | 1.22 | 1.3 | [6 empty] | 4.4 | 1700 | 141.7 | 12 | 10.74 | 0.96 | 4000 | 82.7 |  |  |  | NO | NO | NO | [8 empty] | 2018-11-02 | NO | NO | NO | [6 empty] | AC | [7 empty] | NO
PLIX8SVYVTBT | Cleanlife Energy LLC | BRIGHT33 | B33T820W40FR | Linear Replacement Lamp | T8 Four-Foot | Dual Mode Internal Driver (UL Type A and Type B) |  | standard | NO | [10 empty] | 2017-11-29 | Not Dimmable | Not Dimmable | NO |  | NANOBD | [25 empty] | 4.4 | 2586 | 125.96 | 20.53 | 7.19 | 0.92 | 4000 | 81.2 |  |  |  | NO | NO | NO | [8 empty] | 2018-11-02 | NO | NO | NO | [6 empty] | AC | [7 empty] | NO
PLUUGNBNA9PN | Cleanlife Energy LLC | BRIGHT33 | B33T820W30FR | Linear Replacement Lamp | T8 Four-Foot | Dual Mode Internal Driver (UL Type A and Type B) |  | standard | YES |  | 2544 | 124.3 | 20.47 | 7.19 | 0.9192 | 3009 | 81.2 | 5 | 50000 | 2017-11-29 | Not Dimmable | Not Dimmable | NO |  | NANOBD | [15 empty] | 84.3 |  | 1.22 | 1.32 | [6 empty] | 4.4 | 2544 | 124.3 | 20.47 | 7.19 | 0.92 | 3000 | 81.2 |  |  |  | NO | NO | NO | [8 empty] | 2018-11-02 | NO | NO | NO | [6 empty] | AC | [7 empty] | NO
PLV5WTZREJJM | Cleanlife Energy LLC | BRIGHT33 | B33T814W40FR | Linear Replacement Lamp | T8 Four-Foot | Dual Mode Internal Driver (UL Type A and Type B) |  | standard | NO | [10 empty] | 2017-11-29 | Not Dimmable | Not Dimmable | NO |  | NANOBC | [25 empty] | 4.4 | 1985 | 128.23 | 15.48 | 8.19 | 0.92 | 4000 | 82.9 |  |  |  | NO | NO | NO | [8 empty] | 2018-11-02 | NO | NO | NO | [6 empty] | AC | [7 empty] | NO
PL37S18SFPDE | SATCO Products Inc | SATCO | 12T8/LED/48-850/DR (S29937) | Linear Replacement Lamp | T8 Four-Foot | Replacement Lamps (plug and play) (UL Type A) |  | standard | NO | [10 empty] | 2017-11-29 | Not Dimmable | Not Dimmable | NO |  | NANOAZ | [25 empty] | 4.4 | 1800 | 120 | 15 | 20 | 0.9 | 5000 | 80 |  |  |  | NO | NO | NO | [8 empty] | 2018-11-02 | NO | NO | NO | [6 empty] | AC | [7 empty] | NO
PKWENKTO | Shenzhen Bonld Electronics Co.,LTD | BONLD | BDT84DUA-15WB-DBMF | Linear Replacement Lamp | T8 Four-Foot | Dual Mode Internal Driver (UL Type A and Type B) |  | standard | NO | [10 empty] | 2017-11-29 | Not Dimmable | Not Dimmable | NO |  | FFFITI | [25 empty] | 4.4 | 2025 | 135 | 15 | 15 | 0.8875 | 3500 | 80 |  |  |  | NO | NO | NO | [8 empty] | 2018-11-02 | NO | NO | NO | [6 empty] | AC | [7 empty] | NO
PIYM663Y | Shenzhen Bonld Electronics Co.,LTD | BONLD | BDT84DUA-15WB-DDMF | Linear Replacement Lamp | T8 Four-Foot | Dual Mode Internal Driver (UL Type A and Type B) |  | standard | NO | [10 empty] | 2017-11-29 | Not Dimmable | Not Dimmable | NO |  | FFFITI | [25 empty] | 4.4 | 2025 | 135 | 15 | 15 | 0.8934 | 5000 | 80 |  |  |  | NO | NO | NO | [8 empty] | 2018-11-02 | NO | NO | NO | [6 empty] | AC | [7 empty] | NO
PLPKUKJDRIYZ | Cleanlife Energy LLC | BRIGHT33 | B33T814W30FR | Linear Replacement Lamp | T8 Four-Foot | Dual Mode Internal Driver (UL Type A and Type B) |  | standard | YES |  | 1952 | 126.44 | 15.44 | 8.19 | 0.9194 | 3043 | 82.9 | 5 | 50000 | 2017-11-29 | Not Dimmable | Not Dimmable | NO |  | NANOBC | [15 empty] | 84.5 |  | 1.22 | 1.28 | [6 empty] | 4.4 | 1952 | 126.44 | 15.44 | 8.19 | 0.92 | 3000 | 82.9 |  |  |  | NO | NO | NO | [8 empty] | 2018-11-02 | NO | NO | NO | [6 empty] | AC | [7 empty] | NO
PLWQ4D96Y4JL | SATCO Products Inc | SATCO | 15T8/LED/48-840/DR (S29977) | Linear Replacement Lamp | T8 Four-Foot | Replacement Lamps (plug and play) (UL Type A) |  | standard | NO | [10 empty] | 2017-11-29 | Not Dimmable | Not Dimmable | NO |  | NANOBA | [25 empty] | 4.4 | 2200 | 122.22 | 18 | 20 | 0.9 | 4000 | 80 |  |  |  | NO | NO | NO | [8 empty] | 2018-11-02 | NO | NO | NO | [6 empty] | AC | [7 empty] | NO
PLGN8PIA955P | Archipelago Lighting, Inc. | ARCHIPELAGO | LT8F240050K4 | Linear Replacement Lamp | T8 Four-Foot | Replacement Lamps (plug and play) (UL Type A) |  | standard | NO | [10 empty] | 2017-11-29 | Dimmable | Continuous Below 10 | NO |  | NANOBB | [25 empty] | 4.4 | 2400 | 120 | 20 | 7.64 | 0.98 | 5000 | 83 |  |  |  | NO | NO | NO | [8 empty] | 2018-11-02 | NO | NO | NO | [6 empty] | AC | [7 empty] | NO
P3U8UVZY | Shenzhen Bonld Electronics Co.,LTD | BONLD | BDT84DUA-15WB-DHMF | Linear Replacement Lamp | T8 Four-Foot | Dual Mode Internal Driver (UL Type A and Type B) |  | standard | NO | [10 empty] | 2017-11-29 | Not Dimmable | Not Dimmable | NO |  | FFFITI | [25 empty] | 4.4 | 2025 | 135 | 15 | 15 | 0.8875 | 4500 | 80 |  |  |  | NO | NO | NO | [8 empty] | 2018-11-02 | NO | NO | NO | [6 empty] | AC | [7 empty] | NO
PLUWDAGE2QPY | SATCO Products Inc | SATCO | 12T8/LED/48-840/DR (S29936) | Linear Replacement Lamp | T8 Four-Foot | Replacement Lamps (plug and play) (UL Type A) |  | standard | NO | [10 empty] | 2017-11-29 | Not Dimmable | Not Dimmable | NO |  | NANOAZ | [25 empty] | 4.4 | 1800 | 120 | 15 | 20 | 0.9 | 4000 | 80 |  |  |  | NO | NO | NO | [8 empty] | 2018-11-02 | NO | NO | NO | [6 empty] | AC | [7 empty] | NO
PLU60AYH8Y7K | SATCO Products Inc | SATCO | 15T8/LED/48-850/DR (S29978) | Linear Replacement Lamp | T8 Four-Foot | Replacement Lamps (plug and play) (UL Type A) |  | standard | NO | [10 empty] | 2017-11-29 | Not Dimmable | Not Dimmable | NO |  | NANOBA | [25 empty] | 4.4 | 2200 | 122.22 | 18 | 20 | 0.9 | 5000 | 80 |  |  |  | NO | NO | NO | [8 empty] | 2018-11-02 | NO | NO | NO | [6 empty] | AC | [7 empty] | NO
PYXB4HDX | Shenzhen Bonld Electronics Co.,LTD | BONLD | BDT84DUA-15WB-DNMF | Linear Replacement Lamp | T8 Four-Foot | Dual Mode Internal Driver (UL Type A and Type B) |  | standard | NO | [10 empty] | 2017-11-29 | Not Dimmable | Not Dimmable | NO |  | FFFITI | [25 empty] | 4.4 | 2025 | 135 | 15 | 15 | 0.8875 | 4000 | 80 |  |  |  | NO | NO | NO | [8 empty] | 2018-11-02 | NO | NO | NO | [6 empty] | AC | [7 empty] | NO
PGDVAGDN | Shenzhen Bonld Electronics Co.,LTD | BONLD | BDT84DUA-15WB-DWMF | Linear Replacement Lamp | T8 Four-Foot | Dual Mode Internal Driver (UL Type A and Type B) |  | standard | YES |  | 2184 | 124.66 | 17.52 | 7.41 | 0.8875 | 3019 | 83.8 | 5 | 50000 | 2017-11-29 | Not Dimmable | Not Dimmable | NO |  | FFFITI | [15 empty] | 87.6 |  | 1.2 | 1.44 | [6 empty] | 4.4 | 2025 | 135 | 15 | 15 | 0.8875 | 3000 | 80 |  |  |  | NO | NO | NO | [8 empty] | 2018-11-02 | NO | NO | NO | [6 empty] | AC | [7 empty] | NO
PLDXLVNSVHWU | Cleanlife Energy LLC | BRIGHT33 | B33T814W50FR | Linear Replacement Lamp | T8 Four-Foot | Dual Mode Internal Driver (UL Type A and Type B) |  | standard | NO | [10 empty] | 2017-11-29 | Not Dimmable | Not Dimmable | NO |  | NANOBC | [25 empty] | 4.4 | 2018 | 130.11 | 15.51 | 8.74 | 0.92 | 5000 | 83.9 |  |  |  | NO | NO | NO | [8 empty] | 2018-11-02 | NO | NO | NO | [6 empty] | AC | [7 empty] | NO
PLGXSJ4US1JT | Cleanlife Energy LLC | BRIGHT33 | B33T820W50FR | Linear Replacement Lamp | T8 Four-Foot | Dual Mode Internal Driver (UL Type A and Type B) |  | standard | NO | [10 empty] | 2017-11-29 | Not Dimmable | Not Dimmable | NO |  | NANOBD | [25 empty] | 4.4 | 2628 | 127.96 | 20.58 | 7.5 | 0.91 | 5000 | 83.8 |  |  |  | NO | NO | NO | [8 empty] | 2018-11-02 | NO | NO | NO | [6 empty] | AC | [7 empty] | NO
PL3OIO86E82B | GreenTek Energy Systems | GreenTEK | GT-T8GAB415M-40-A | Linear Replacement Lamp | T8 Four-Foot | Dual Mode Internal Driver (UL Type A and Type B) |  | standard | NO | [10 empty] | 2017-11-28 | Not Dimmable | Not Dimmable | NO |  | IIILJL | [25 empty] | 4.4 | 2149 | 123.26 | 17.44 | 7.21 | 0.9 | 4000 | 83 |  |  |  | NO | NO | NO | [8 empty] | 2018-11-02 | NO | NO | NO | [6 empty] | AC | [7 empty] | NO
PQ6559O2 | XIAMEN PVTECH CO., LTD. | PVTECH | PV-4FT-12WA1(5000K) | Linear Replacement Lamp | T8 Four-Foot | Replacement Lamps (plug and play) (UL Type A) |  | standard | NO | [10 empty] | 2017-11-28 | Not Dimmable | Not Dimmable | NO |  | JJJNEN | [25 empty] | 4.4 | 1652.9 | 120.3 | 13.7 | 12.9 | 0.936 | 4994 | 83.4 |  |  |  | NO | NO | NO | [8 empty] | 2018-11-02 | NO | NO | NO | [6 empty] | AC | [7 empty] | NO
PLX68DASAV1Q | GreenTek Energy Systems | GreenTEK | GT-T8GAB412M-40-A | Linear Replacement Lamp | T8 Four-Foot | Dual Mode Internal Driver (UL Type A and Type B) |  | standard | NO | [10 empty] | 2017-11-28 | Not Dimmable | Not Dimmable | NO |  | IIILJJ | [25 empty] | 4.4 | 1924 | 121.12 | 15.88 | 8.29 | 0.9 | 4000 | 82.7 |  |  |  | NO | NO | NO | [8 empty] | 2018-11-02 | NO | NO | NO | [6 empty] | AC | [7 empty] | NO
PL8L847OOSN9 | GreenTek Energy Systems | GreenTEK | GT-T8GAB415M-45-A | Linear Replacement Lamp | T8 Four-Foot | Dual Mode Internal Driver (UL Type A and Type B) |  | standard | NO | [10 empty] | 2017-11-28 | Not Dimmable | Not Dimmable | NO |  | IIILJL | [25 empty] | 4.4 | 2168 | 124.32 | 17.44 | 7.21 | 0.9 | 4500 | 83 |  |  |  | NO | NO | NO | [8 empty] | 2018-11-02 | NO | NO | NO | [6 empty] | AC | [7 empty] | NO
PLTJM0CZ2PZ9 | GreenTek Energy Systems | GreenTEK | GT-T8GAB415M-50-A | Linear Replacement Lamp | T8 Four-Foot | Dual Mode Internal Driver (UL Type A and Type B) |  | standard | NO | [10 empty] | 2017-11-28 | Not Dimmable | Not Dimmable | NO |  | IIILJL | [25 empty] | 4.4 | 2186 | 124.35 | 17.58 | 7.58 | 0.9 | 5000 | 84 |  |  |  | NO | NO | NO | [8 empty] | 2018-11-02 | NO | NO | NO | [6 empty] | AC | [7 empty] | NO
PLS3COFVNRCM | GreenTek Energy Systems | GreenTEK | GT-T8GAB415M-30-A | Linear Replacement Lamp | T8 Four-Foot | Dual Mode Internal Driver (UL Type A and Type B) |  | standard | YES |  | 2112 | 122.15 | 17.29 | 7.21 | 0.8964 | 2914 | 83 | 5 | 50000 | 2017-11-28 | Not Dimmable | Not Dimmable | NO |  | IIILJL | [15 empty] | 84.4 |  | 1.24 | 1.3 | [6 empty] | 4.4 | 2112 | 122.15 | 17.29 | 7.21 | 0.9 | 3000 | 83 |  |  |  | NO | NO | NO | [8 empty] | 2018-11-02 | NO | NO | NO | [6 empty] | AC | [7 empty] | NO
PLS6MBCJ4S26 | Archipelago Lighting, Inc. | LIFEBULB | LBT8F2350C | Linear Replacement Lamp | T8 Four-Foot | Replacement Lamps (plug and play) (UL Type A) |  | standard | NO | [10 empty] | 2017-11-28 | Dimmable | Continuous Below 10 | NO |  | NANOAM | [25 empty] | 4.4 | 2400 | 120 | 20 | 7.64 | 0.98 | 5000 | 83 |  |  |  | NO | NO | NO | [8 empty] | 2018-11-02 | NO | NO | NO | [6 empty] | AC | [7 empty] | NO
PLN7QE4ZSVER | GreenTek Energy Systems | GreenTEK | GT-T8GAB412M-50-A | Linear Replacement Lamp | T8 Four-Foot | Dual Mode Internal Driver (UL Type A and Type B) |  | standard | NO | [10 empty] | 2017-11-28 | Not Dimmable | Not Dimmable | NO |  | IIILJJ | [25 empty] | 4.4 | 1965 | 122.45 | 16.05 | 8.98 | 0.9 | 5000 | 81.8 |  |  |  | NO | NO | NO | [8 empty] | 2018-11-02 | NO | NO | NO | [6 empty] | AC | [7 empty] | NO
PL1AXOVSN9XL | GreenTek Energy Systems | GreenTEK | GT-T8GAB412M-45-A | Linear Replacement Lamp | T8 Four-Foot | Dual Mode Internal Driver (UL Type A and Type B) |  | standard | NO | [10 empty] | 2017-11-28 | Not Dimmable | Not Dimmable | NO |  | IIILJJ | [25 empty] | 4.4 | 1944 | 122.43 | 15.88 | 8.29 | 0.9 | 4500 | 82.7 |  |  |  | NO | NO | NO | [8 empty] | 2018-11-02 | NO | NO | NO | [6 empty] | AC | [7 empty] | NO
POZJ32LX | XIAMEN PVTECH CO., LTD. | PVTECH | PV-4FT-18WAB(5000K) | Linear Replacement Lamp | T8 Four-Foot | Dual Mode Internal Driver (UL Type A and Type B) |  | standard | NO | [10 empty] | 2017-11-28 | Not Dimmable | Not Dimmable | NO |  | YYYCLW | [25 empty] | 4.4 | 2298.7 | 120.1 | 19.1 | 13.3 | 0.925 | 4970 | 83.3 |  |  |  | NO | NO | NO | [8 empty] | 2018-11-02 | NO | NO | NO | [6 empty] | AC | [7 empty] | NO
PL32X7VAVJNU | GreenTek Energy Systems | GreenTEK | GT-T8GAB418T-50-A | Linear Replacement Lamp | T8 Four-Foot | Dual Mode Internal Driver (UL Type A and Type B) |  | standard | NO | [10 empty] | 2017-11-28 | Not Dimmable | Not Dimmable | NO |  | IIILJO | [25 empty] | 4.4 | 2565 | 120.54 | 21.28 | 20 | 0.9 | 5000 | 80 |  |  |  | NO | NO | NO | [8 empty] | 2018-11-02 | NO | NO | NO | [6 empty] | AC | [7 empty] | NO
PL5GVGWOI55V | GreenTek Energy Systems | GreenTEK | GT-T8GAB415M-35-A | Linear Replacement Lamp | T8 Four-Foot | Dual Mode Internal Driver (UL Type A and Type B) |  | standard | NO | [10 empty] | 2017-11-28 | Not Dimmable | Not Dimmable | NO |  | IIILJL | [25 empty] | 4.4 | 2131 | 122.2 | 17.44 | 7.21 | 0.9 | 3500 | 83 |  |  |  | NO | NO | NO | [8 empty] | 2018-11-02 | NO | NO | NO | [6 empty] | AC | [7 empty] | NO
PR6HTYEW | XIAMEN PVTECH CO., LTD. | PVTECH | PV-4FT-12WAB(5000K) | Linear Replacement Lamp | T8 Four-Foot | Dual Mode Internal Driver (UL Type A and Type B) |  | standard | NO | [10 empty] | 2017-11-28 | Not Dimmable | Not Dimmable | NO |  | YYYCLV | [25 empty] | 4.4 | 1637.2 | 122 | 13.4 | 12.1 | 0.917 | 4968 | 83.4 |  |  |  | NO | NO | NO | [8 empty] | 2018-11-02 | NO | NO | NO | [6 empty] | AC | [7 empty] | NO
P82WATH1 | CH Lighting Technology Co.,Ltd. | CH | CH1157SD-48-14W 850-1 | Linear Replacement Lamp | T8 Four-Foot | Dual Mode Internal Driver (UL Type A and Type B) |  | standard | NO | [10 empty] | 2017-11-27 | Dimmable | Continuous Below 10 | NO |  | FFFITC | [25 empty] | 4.4 | 2200 | 126 | 17.5 | 12.51 | 0.96 | 5000 | 83 |  |  |  | NO | NO | NO | [8 empty] | 2018-11-02 | NO | NO | NO | [6 empty] | AC | [7 empty] | NO
PBT84SBQ | CH Lighting Technology Co.,Ltd. | CH | CH1157SD-48-12W 840-1 | Linear Replacement Lamp | T8 Four-Foot | Dual Mode Internal Driver (UL Type A and Type B) |  | standard | NO | [10 empty] | 2017-11-27 | Dimmable | Continuous Below 10 | NO |  | FFFITD | [25 empty] | 4.4 | 1900 | 123 | 15.5 | 14.39 | 0.96 | 4000 | 83 |  |  |  | NO | NO | NO | [8 empty] | 2018-11-02 | NO | NO | NO | [6 empty] | AC | [7 empty] | NO
PFAR1I21 | CH Lighting Technology Co.,Ltd. | CH | CH1157SD-48-14W 840-1 | Linear Replacement Lamp | T8 Four-Foot | Dual Mode Internal Driver (UL Type A and Type B) |  | standard | NO | [10 empty] | 2017-11-27 | Dimmable | Continuous Below 10 | NO |  | FFFITC | [25 empty] | 4.4 | 2100 | 120 | 17.5 | 12.61 | 0.96 | 4000 | 83 |  |  |  | NO | NO | NO | [8 empty] | 2018-11-02 | NO | NO | NO | [6 empty] | AC | [7 empty] | NO
PMCXWMPK | CH Lighting Technology Co.,Ltd. | CH | CH1157SD-48-12W 850-1 | Linear Replacement Lamp | T8 Four-Foot | Dual Mode Internal Driver (UL Type A and Type B) |  | standard | NO | [10 empty] | 2017-11-27 | Dimmable | Continuous Below 10 | NO |  | FFFITD | [25 empty] | 4.4 | 1900 | 123 | 15.5 | 14.2 | 0.96 | 5000 | 83 |  |  |  | NO | NO | NO | [8 empty] | 2018-11-02 | NO | NO | NO | [6 empty] | AC | [7 empty] | NO
PD0T4MYH | IKIO LED LIGHTING | ikio | IK-T804-L120-0012-DN-45(CC-TA) | Linear Replacement Lamp | T8 Four-Foot | Replacement Lamps (plug and play) (UL Type A) |  | standard | NO | [10 empty] | 2017-11-21 | Not Dimmable | Not Dimmable | NO |  | HAHIDB | [25 empty] | 4.4 | 2053 | 137.42 | 14.94 | 9.08 | 0.9068 | 4500 | 85.1 |  |  |  | NO | NO | NO | [8 empty] | 2018-11-02 | NO | NO | NO | [6 empty] | AC | [7 empty] | NO
PNWI2GCG | IKIO LED LIGHTING | ikio | IK-T804-L120-0020-DN-45(CC-TA) | Linear Replacement Lamp | T8 Four-Foot | Replacement Lamps (plug and play) (UL Type A) |  | standard | NO | [10 empty] | 2017-11-21 | Not Dimmable | Not Dimmable | NO |  | HAHIDF | [25 empty] | 4.4 | 2911 | 134.96 | 21.57 | 5.97 | 0.9133 | 4500 | 84.5 |  |  |  | NO | NO | NO | [8 empty] | 2018-11-02 | NO | NO | NO | [6 empty] | AC | [7 empty] | NO
PLPQ4YQY1QDZ | Motor Dynamics, LTD | IMC LEDS | IMCT84DUA-12WB-DHMF | Linear Replacement Lamp | T8 Four-Foot | Dual Mode Internal Driver (UL Type A and Type B) |  | standard | NO | [10 empty] | 2017-11-21 | Not Dimmable | Not Dimmable | NotYetVerified |  | VAVWYY | [25 empty] | 4.4 | 1680 | 140 | 12 | 14.16 | 0.9 | 4500 | 80 |  |  |  | NO | NO | NO | [8 empty] | 2018-11-02 | NO | NO | NO | [6 empty] | AC | [7 empty] | NO
PLLGW8BCQBOV | Motor Dynamics, LTD | IMC LEDS | IMCT84DUA-12WB-DBCF | Linear Replacement Lamp | T8 Four-Foot | Dual Mode Internal Driver (UL Type A and Type B) |  | standard | NO | [10 empty] | 2017-11-21 | Not Dimmable | Not Dimmable | NotYetVerified |  | VAVWYZ | [25 empty] | 4.4 | 1680 | 140 | 12 | 11.66 | 0.9 | 3500 | 80 |  |  |  | NO | NO | NO | [8 empty] | 2018-11-02 | NO | NO | NO | [6 empty] | AC | [7 empty] | NO
PLKMH4MU33GN | Motor Dynamics, LTD | IMC LEDS | IMCT84DUA-12WB-DNCF | Linear Replacement Lamp | T8 Four-Foot | Dual Mode Internal Driver (UL Type A and Type B) |  | standard | NO | [10 empty] | 2017-11-21 | Not Dimmable | Not Dimmable | NotYetVerified |  | VAVWYZ | [25 empty] | 4.4 | 1800 | 150 | 12 | 11.66 | 0.9 | 4000 | 80 |  |  |  | NO | NO | NO | [8 empty] | 2018-11-02 | NO | NO | NO | [6 empty] | AC | [7 empty] | NO
PL1ZQWZAFKV9 | Motor Dynamics, LTD | IMC LEDS | IMCT84DUA-12WB-DWMF | Linear Replacement Lamp | T8 Four-Foot | Dual Mode Internal Driver (UL Type A and Type B) |  | standard | YES |  | 1572.9 | 112.36 | 14 | 14.16 | 0.9756 | 2900 | 83.8 | 5 | 50000 | 2017-11-21 | Not Dimmable | Not Dimmable | NotYetVerified |  | VAVWYY | [15 empty] | 84.5 |  | 1.24 | 1.42 | [6 empty] | 4.4 | 1620 | 135 | 12 | 14.16 | 0.9 | 3000 | 80 |  |  |  | NO | NO | NO | [8 empty] | 2018-11-02 | NO | NO | NO | [6 empty] | AC | [7 empty] | NO
P2LLR3OF | IKIO LED LIGHTING | ikio | IK-T804-L120-0012-DN-35(MC-TA) | Linear Replacement Lamp | T8 Four-Foot | Replacement Lamps (plug and play) (UL Type A) |  | standard | NO | [10 empty] | 2017-11-21 | Not Dimmable | Not Dimmable | NO |  | HAHIDA | [25 empty] | 4.4 | 1807 | 122.01 | 14.81 | 9.08 | 0.9047 | 3500 | 82.6 |  |  |  | NO | NO | NO | [8 empty] | 2018-11-02 | NO | NO | NO | [6 empty] | AC | [7 empty] | NO
PLVGH1UGJ54B | iGlo, LLC | IGLO | GL18WBCT8BR3000KUDX1.2MC | Linear Replacement Lamp | T8 Four-Foot | Dual Mode Internal Driver (UL Type A and Type B) |  | standard | YES |  | 2281.82 | 129.649 | 17.6 | 17.2 | 0.926 | 3073 | 83.2 | 5 | 50000 | 2017-11-21 | Not Dimmable | Not Dimmable | No |  | SSSCVK | [15 empty] | 81.5 |  | 1.06 | 1.24 | [6 empty] | 4.4 | 2281.8 | 129.6 | 17.6 | 17.2 | 0.93 | 3073 | 83.2 |  |  |  | NO | NO | NO | [8 empty] | 2018-11-02 | NO | NO | NO | [6 empty] | AC | [7 empty] | NO
PPEMG0ZT | IKIO LED LIGHTING | ikio | IK-T804-L120-0020-DN-50(CC-TA) | Linear Replacement Lamp | T8 Four-Foot | Replacement Lamps (plug and play) (UL Type A) |  | standard | NO | [10 empty] | 2017-11-21 | Not Dimmable | Not Dimmable | NO |  | HAHIDF | [25 empty] | 4.4 | 2937 | 135.85 | 21.62 | 6.12 | 0.9117 | 5000 | 84 |  |  |  | NO | NO | NO | [8 empty] | 2018-11-02 | NO | NO | NO | [6 empty] | AC | [7 empty] | NO
PC0JAUY9 | IKIO LED LIGHTING | IKIO | IK-T804-L120-0016-DN-30(CC-TA) | Linear Replacement Lamp | T8 Four-Foot | Replacement Lamps (plug and play) (UL Type A) |  | standard | YES |  | 2368 | 127.24 | 18.61 | 10.69 | 0.9739 | 2886 | 82.6 | 5 | 50000 | 2017-11-21 | Not Dimmable | Not Dimmable | NO |  | HAHIDC | [15 empty] | 91.7 |  | 1.22 | 1.4 | [6 empty] | 4.4 | 2368 | 127.24 | 18.61 | 10.69 | 0.9739 | 3000 | 82.6 |  |  |  | NO | NO | NO | [8 empty] | 2018-11-02 | NO | NO | NO | [6 empty] | AC | [7 empty] | NO
PIL8NCBH | IKIO LED LIGHTING | ikio | IK-T804-L120-0020-DN-35(CC-TA) | Linear Replacement Lamp | T8 Four-Foot | Replacement Lamps (plug and play) (UL Type A) |  | standard | NO | [10 empty] | 2017-11-21 | Not Dimmable | Not Dimmable | NO |  | HAHIDF | [25 empty] | 4.4 | 2860 | 132.71 | 21.55 | 6.08 | 0.9126 | 3500 | 82.4 |  |  |  | NO | NO | NO | [8 empty] | 2018-11-02 | NO | NO | NO | [6 empty] | AC | [7 empty] | NO
PQGJDVS8 | IKIO LED LIGHTING | ikio | IK-T804-L120-0012-DN-50(MC-TA) | Linear Replacement Lamp | T8 Four-Foot | Replacement Lamps (plug and play) (UL Type A) |  | standard | NO | [10 empty] | 2017-11-21 | Not Dimmable | Not Dimmable | NO |  | HAHIDA | [25 empty] | 4.4 | 1987 | 133.62 | 14.87 | 9.31 | 0.9055 | 5000 | 83.8 |  |  |  | NO | NO | NO | [8 empty] | 2018-11-02 | NO | NO | NO | [6 empty] | AC | [7 empty] | NO
PTXD45DO | IKIO LED LIGHTING | ikio | IK-T804-L120-0016-DN-50(CC-TA) | Linear Replacement Lamp | T8 Four-Foot | Replacement Lamps (plug and play) (UL Type A) |  | standard | NO | [10 empty] | 2017-11-21 | Not Dimmable | Not Dimmable | NO |  | HAHIDC | [25 empty] | 4.4 | 2481 | 133.89 | 18.53 | 10.89 | 0.9729 | 5000 | 84 |  |  |  | NO | NO | NO | [8 empty] | 2018-11-02 | NO | NO | NO | [6 empty] | AC | [7 empty] | NO
PTDAEIBU | IKIO LED LIGHTING | ikio | IK-T804-L120-0012-DN-40(CC-TA) | Linear Replacement Lamp | T8 Four-Foot | Replacement Lamps (plug and play) (UL Type A) |  | standard | NO | [10 empty] | 2017-11-21 | Not Dimmable | Not Dimmable | NO |  | HAHIDB | [25 empty] | 4.4 | 2028 | 136.02 | 14.91 | 9.08 | 0.9068 | 4000 | 85.1 |  |  |  | NO | NO | NO | [8 empty] | 2018-11-02 | NO | NO | NO | [6 empty] | AC | [7 empty] | NO
P7R89VZR | IKIO LED LIGHTING | ikio | IK-T804-L120-0020-DN-40(CC-TA) | Linear Replacement Lamp | T8 Four-Foot | Replacement Lamps (plug and play) (UL Type A) |  | standard | NO | [10 empty] | 2017-11-21 | Not Dimmable | Not Dimmable | NO |  | HAHIDF | [25 empty] | 4.4 | 2885 | 134.12 | 21.51 | 5.97 | 0.9133 | 4000 | 84.5 |  |  |  | NO | NO | NO | [8 empty] | 2018-11-02 | NO | NO | NO | [6 empty] | AC | [7 empty] | NO
PPLJC4N6 | IKIO LED LIGHTING | ikio | IK-T804-L120-0016-DN-45(CC-TA) | Linear Replacement Lamp | T8 Four-Foot | Replacement Lamps (plug and play) (UL Type A) |  | standard | NO | [10 empty] | 2017-11-21 | Not Dimmable | Not Dimmable | NO |  | HAHIDC | [25 empty] | 4.4 | 2451 | 132.13 | 18.55 | 11.06 | 0.9715 | 4500 | 85.1 |  |  |  | NO | NO | NO | [8 empty] | 2018-11-02 | NO | NO | NO | [6 empty] | AC | [7 empty] | NO
PXYJHB8S | IKIO LED LIGHTING | ikio | IK-T804-L120-0016-DN-35(CC-TA) | Linear Replacement Lamp | T8 Four-Foot | Replacement Lamps (plug and play) (UL Type A) |  | standard | NO | [10 empty] | 2017-11-21 | Not Dimmable | Not Dimmable | NO |  | HAHIDC | [25 empty] | 4.4 | 2395 | 128.83 | 18.59 | 10.69 | 0.9739 | 3500 | 82.6 |  |  |  | NO | NO | NO | [8 empty] | 2018-11-02 | NO | NO | NO | [6 empty] | AC | [7 empty] | NO
PL5A1YYDG61N | Motor Dynamics, LTD | IMC LEDS | IMCT84DUA-12WB-DWCF | Linear Replacement Lamp | T8 Four-Foot | Dual Mode Internal Driver (UL Type A and Type B) |  | standard | YES |  | 1700.7 | 123.07 | 13.82 | 11.66 | 0.9585 | 2877 | 82 | 5 | 50000 | 2017-11-21 | Not Dimmable | Not Dimmable | NotYetVerified |  | VAVWYZ | [15 empty] | 88.6 |  | 1.26 | 1.44 | [6 empty] | 4.4 | 1680 | 140 | 12 | 11.66 | 0.9 | 3000 | 80 |  |  |  | NO | NO | NO | [8 empty] | 2018-11-02 | NO | NO | NO | [6 empty] | AC | [7 empty] | NO
PLB2JPOQMP77 | Motor Dynamics, LTD | IMC LEDS | IMCT84DUA-12WB-DDCF | Linear Replacement Lamp | T8 Four-Foot | Dual Mode Internal Driver (UL Type A and Type B) |  | standard | NO | [10 empty] | 2017-11-21 | Not Dimmable | Not Dimmable | NotYetVerified |  | VAVWYZ | [25 empty] | 4.4 | 1800 | 150 | 12 | 11.66 | 0.9 | 5000 | 80 |  |  |  | NO | NO | NO | [8 empty] | 2018-11-02 | NO | NO | NO | [6 empty] | AC | [7 empty] | NO
PL89J7Z40TML | Motor Dynamics, LTD | IMC LEDS | IMCT84DUA-12WB-DNMF | Linear Replacement Lamp | T8 Four-Foot | Dual Mode Internal Driver (UL Type A and Type B) |  | standard | NO | [10 empty] | 2017-11-21 | Not Dimmable | Not Dimmable | NotYetVerified |  | VAVWYY | [25 empty] | 4.4 | 1680 | 140 | 12 | 14.16 | 0.9 | 4000 | 80 |  |  |  | NO | NO | NO | [8 empty] | 2018-11-02 | NO | NO | NO | [6 empty] | AC | [7 empty] | NO
PLT150PW1KI9 | iGlo, LLC | IGLO | GL18WBCT8BR5000KUDX1.2MF | Linear Replacement Lamp | T8 Four-Foot | Dual Mode Internal Driver (UL Type A and Type B) |  | standard | NO | [10 empty] | 2017-11-21 | Not Dimmable | Not Dimmable | No |  | SSSCVL | [25 empty] | 4.4 | 2266.3 | 128 | 17.7 | 18.8 | 0.94 | 5128 | 87.1 |  |  |  | NO | NO | NO | [8 empty] | 2018-11-02 | NO | NO | NO | [6 empty] | AC | [7 empty] | NO
PLZ1RLU2ARKO | iGlo, LLC | IGLO | GL15WBCT8BR5000KUDX1.2M | Linear Replacement Lamp | T8 Four-Foot | Dual Mode Internal Driver (UL Type A and Type B) |  | standard | NO | [10 empty] | 2017-11-21 | Not Dimmable | Not Dimmable | No |  | SSSCVJ | [25 empty] | 4.4 | 2216 | 122.4 | 18.1 | 18.8 | 0.93 | 5154 | 88.1 |  |  |  | NO | NO | NO | [8 empty] | 2018-11-02 | NO | NO | NO | [6 empty] | AC | [7 empty] | NO
PL02GM4HPCUR | iGlo, LLC | IGLO | GL18WBCT8BR4000KUDX1.2MC | Linear Replacement Lamp | T8 Four-Foot | Dual Mode Internal Driver (UL Type A and Type B) |  | standard | NO | [10 empty] | 2017-11-21 | Not Dimmable | Not Dimmable | No |  | SSSCVK | [25 empty] | 4.4 | 2281.8 | 129.6 | 17.6 | 17.2 | 0.93 | 4000 | 83.2 |  |  |  | NO | NO | NO | [8 empty] | 2018-11-02 | NO | NO | NO | [6 empty] | AC | [7 empty] | NO
P9D0DMOQ | IKIO LED LIGHTING | ikio | IK-T804-L120-0012-DN-35(CC-TA) | Linear Replacement Lamp | T8 Four-Foot | Replacement Lamps (plug and play) (UL Type A) |  | standard | NO | [10 empty] | 2017-11-21 | Not Dimmable | Not Dimmable | NO |  | HAHIDB | [25 empty] | 4.4 | 2000 | 134.59 | 14.86 | 9.11 | 0.9072 | 3500 | 82.6 |  |  |  | NO | NO | NO | [8 empty] | 2018-11-02 | NO | NO | NO | [6 empty] | AC | [7 empty] | NO
PPMRQQBZ | IKIO LED LIGHTING | ikio | IK-T804-L120-0012-DN-50(CC-TA) | Linear Replacement Lamp | T8 Four-Foot | Replacement Lamps (plug and play) (UL Type A) |  | standard | NO | [10 empty] | 2017-11-21 | Not Dimmable | Not Dimmable | NO |  | HAHIDB | [25 empty] | 4.4 | 2077 | 138.74 | 14.97 | 9.48 | 0.9051 | 5000 | 83.6 |  |  |  | NO | NO | NO | [8 empty] | 2018-11-02 | NO | NO | NO | [6 empty] | AC | [7 empty] | NO
P0K1ND6Z | IKIO LED LIGHTING | ikio | IK-T804-L120-0012-DN-40(MC-TA) | Linear Replacement Lamp | T8 Four-Foot | Replacement Lamps (plug and play) (UL Type A) |  | standard | NO | [10 empty] | 2017-11-21 | Not Dimmable | Not Dimmable | NO |  | HAHIDA | [25 empty] | 4.4 | 1836 | 123.64 | 14.85 | 9.35 | 0.9073 | 4000 | 85.2 |  |  |  | NO | NO | NO | [8 empty] | 2018-11-02 | NO | NO | NO | [6 empty] | AC | [7 empty] | NO
PLEJ50VS77V0 | iGlo, LLC | IGLO | GL18WBCT8BR5000KUDX1.2MC | Linear Replacement Lamp | T8 Four-Foot | Dual Mode Internal Driver (UL Type A and Type B) |  | standard | NO | [10 empty] | 2017-11-21 | Not Dimmable | Not Dimmable | No |  | SSSCVK | [25 empty] | 4.4 | 2339.7 | 132.1 | 17.7 | 18.1 | 0.93 | 5076 | 84.9 |  |  |  | NO | NO | NO | [8 empty] | 2018-11-02 | NO | NO | NO | [6 empty] | AC | [7 empty] | NO
PLSJFZW7T2FH | Motor Dynamics, LTD | IMC LEDS | IMCT84DUA-12WB-DDMF | Linear Replacement Lamp | T8 Four-Foot | Dual Mode Internal Driver (UL Type A and Type B) |  | standard | NO | [10 empty] | 2017-11-21 | Not Dimmable | Not Dimmable | NotYetVerified |  | VAVWYY | [25 empty] | 4.4 | 1680 | 140 | 12 | 14.16 | 0.9 | 5000 | 80 |  |  |  | NO | NO | NO | [8 empty] | 2018-11-02 | NO | NO | NO | [6 empty] | AC | [7 empty] | NO
PLSOHQ6Z45QY | Motor Dynamics, LTD | IMC LEDS | IMCT84DUA-12WB-DHCF | Linear Replacement Lamp | T8 Four-Foot | Dual Mode Internal Driver (UL Type A and Type B) |  | standard | NO | [10 empty] | 2017-11-21 | Not Dimmable | Not Dimmable | NotYetVerified |  | VAVWYZ | [25 empty] | 4.4 | 1800 | 150 | 12 | 11.66 | 0.9 | 4500 | 80 |  |  |  | NO | NO | NO | [8 empty] | 2018-11-02 | NO | NO | NO | [6 empty] | AC | [7 empty] | NO
PL18OPLV4677 | Motor Dynamics, LTD | IMC LEDS | IMCT84DUA-12WB-DBMF | Linear Replacement Lamp | T8 Four-Foot | Dual Mode Internal Driver (UL Type A and Type B) |  | standard | NO | [10 empty] | 2017-11-21 | Not Dimmable | Not Dimmable | NotYetVerified |  | VAVWYY | [25 empty] | 4.4 | 1620 | 135 | 12 | 14.16 | 0.9 | 3500 | 80 |  |  |  | NO | NO | NO | [8 empty] | 2018-11-02 | NO | NO | NO | [6 empty] | AC | [7 empty] | NO
PBXD4ONN | IKIO LED LIGHTING | IKIO | IK-T804-L120-0012-DN-30(CC-TA) | Linear Replacement Lamp | T8 Four-Foot | Replacement Lamps (plug and play) (UL Type A) |  | standard | YES |  | 1968 | 132.53 | 14.82 | 9.11 | 0.9072 | 2871 | 82.6 | 5 |  | 2017-11-21 | Not Dimmable | Not Dimmable | NO |  | HAHIDB | [15 empty] | 92 |  | 1.2 | 1.44 | [6 empty] | 4.4 | 1972 | 133.06 | 14.82 | 9.11 | 0.9072 | 3000 | 82.6 |  |  |  | NO | NO | NO | [8 empty] | 2018-11-02 | NO | NO | NO | [6 empty] | AC | [7 empty] | NO
PLL1PJUWRJZW | iGlo, LLC | IGLO | GL18WBCT8BR3000KUDX1.2MF | Linear Replacement Lamp | T8 Four-Foot | Dual Mode Internal Driver (UL Type A and Type B) |  | standard | YES |  | 2210.16 | 125.577 | 17.6 | 17.1 | 0.926 | 3018 | 83.9 | 5 | 50000 | 2017-11-21 | Not Dimmable | Not Dimmable | No |  | SSSCVL | [15 empty] | 80.3 |  | 1.04 | 1.24 | [6 empty] | 4.4 | 2210.1 | 125.5 | 17.6 | 17.1 | 0.93 | 3018 | 83.9 |  |  |  | NO | NO | NO | [8 empty] | 2018-11-02 | NO | NO | NO | [6 empty] | AC | [7 empty] | NO
PL950GOCBETE | iGlo, LLC | IGLO | GL18WBCT8BR4000KUDX1.2MF | Linear Replacement Lamp | T8 Four-Foot | Dual Mode Internal Driver (UL Type A and Type B) |  | standard | NO | [10 empty] | 2017-11-21 | Not Dimmable | Not Dimmable | No |  | SSSCVL | [25 empty] | 4.4 | 2210.1 | 125.5 | 17.6 | 17.1 | 0.93 | 4000 | 83.9 |  |  |  | NO | NO | NO | [8 empty] | 2018-11-02 | NO | NO | NO | [6 empty] | AC | [7 empty] | NO
PPWMSZS3 | IKIO LED LIGHTING | ikio | IK-T804-L120-0020-DN-50(MC-TA) | Linear Replacement Lamp | T8 Four-Foot | Replacement Lamps (plug and play) (UL Type A) |  | standard | NO | [10 empty] | 2017-11-21 | Not Dimmable | Not Dimmable | NO |  | HAHIDE | [25 empty] | 4.4 | 2631 | 120.63 | 21.81 | 6.39 | 0.9093 | 5000 | 84 |  |  |  | NO | NO | NO | [8 empty] | 2018-11-02 | NO | NO | NO | [6 empty] | AC | [7 empty] | NO
P8PDGKDM | IKIO LED LIGHTING | ikio | IK-T804-L120-0012-DN-45(MC-TA) | Linear Replacement Lamp | T8 Four-Foot | Replacement Lamps (plug and play) (UL Type A) |  | standard | NO | [10 empty] | 2017-11-21 | Not Dimmable | Not Dimmable | NO |  | HAHIDA | [25 empty] | 4.4 | 1912 | 123.66 | 14.86 | 9.35 | 0.9073 | 4500 | 85.2 |  |  |  | NO | NO | NO | [8 empty] | 2018-11-02 | NO | NO | NO | [6 empty] | AC | [7 empty] | NO
PFXK47UD | IKIO LED LIGHTING | ikio | IK-T804-L120-0016-DN-40(CC-TA) | Linear Replacement Lamp | T8 Four-Foot | Replacement Lamps (plug and play) (UL Type A) |  | standard | NO | [10 empty] | 2017-11-21 | Not Dimmable | Not Dimmable | NO |  | HAHIDC | [25 empty] | 4.4 | 2421 | 130.37 | 18.57 | 11.06 | 0.9715 | 4000 | 85.1 |  |  |  | NO | NO | NO | [8 empty] | 2018-11-02 | NO | NO | NO | [6 empty] | AC | [7 empty] | NO
PHA735SI | IKIO LED LIGHTING | IKIO | IK-T804-L120-0012-DN-30(MC-TA) | Linear Replacement Lamp | T8 Four-Foot | Replacement Lamps (plug and play) (UL Type A) |  | standard | YES |  | 1771 | 119.74 | 14.76 | 9.08 | 0.9047 | 2885 | 82.6 | 5 |  | 2017-11-21 | Not Dimmable | Not Dimmable | NO |  | HAHIDA | [15 empty] | 89.9 |  | 1.16 | 1.36 | [6 empty] | 4.4 | 1778 | 120.46 | 14.76 | 9.08 | 0.9047 | 3000 | 82.6 |  |  |  | NO | NO | NO | [8 empty] | 2018-11-02 | NO | NO | NO | [6 empty] | AC | [7 empty] | NO
PO5KZ1F7 | IKIO LED LIGHTING | IKIO | IK-T804-L120-0020-DN-30(CC-TA) | Linear Replacement Lamp | T8 Four-Foot | Replacement Lamps (plug and play) (UL Type A) |  | standard | YES |  | 2834 | 131.33 | 21.58 | 6.08 | 0.9126 | 2893 | 82.4 | 5 | 50000 | 2017-11-21 | Not Dimmable | Not Dimmable | NO |  | HAHIDF | [15 empty] | 91.3 |  | 1.22 | 1.4 | [6 empty] | 4.4 | 2834 | 131.33 | 21.58 | 6.08 | 0.9126 | 3000 | 82.4 |  |  |  | NO | NO | NO | [8 empty] | 2018-11-02 | NO | NO | NO | [6 empty] | AC | [7 empty] | NO
PGXM54ZL | GLOBAL GREEN CORPORATION | Global Green | GG-T8-AB-16W-BMA | Linear Replacement Lamp | T8 Four-Foot | Dual Mode Internal Driver (UL Type A and Type B) |  | standard | NO | [10 empty] | 2017-11-20 | Not Dimmable | Not Dimmable | NO |  | HAHIBB | [25 empty] | 4.4 | 2160 | 120 | 18 | 7.63 | 0.9 | 3500 | 80 |  |  |  | NO | NO | NO | [8 empty] | 2018-11-02 | NO | NO | NO | [6 empty] | AC | [7 empty] | NO
P956VSE3 | GLOBAL GREEN CORPORATION | Global Green | GG-T8-AB-16W-NMA | Linear Replacement Lamp | T8 Four-Foot | Dual Mode Internal Driver (UL Type A and Type B) |  | standard | NO | [10 empty] | 2017-11-20 | Not Dimmable | Not Dimmable | NO |  | HAHIBB | [25 empty] | 4.4 | 2160 | 120 | 18 | 7.63 | 0.9 | 4000 | 80 |  |  |  | NO | NO | NO | [8 empty] | 2018-11-02 | NO | NO | NO | [6 empty] | AC | [7 empty] | NO
PI9YN3B4 | GLOBAL GREEN CORPORATION | Global Green | GG-T8-AB-20W-NCA | Linear Replacement Lamp | T8 Four-Foot | Dual Mode Internal Driver (UL Type A and Type B) |  | standard | NO | [10 empty] | 2017-11-20 | Not Dimmable | Not Dimmable | NO |  | HAHIBF | [25 empty] | 4.4 | 2600 | 130 | 20 | 20 | 0.9 | 4000 | 80 |  |  |  | NO | NO | NO | [8 empty] | 2018-11-02 | NO | NO | NO | [6 empty] | AC | [7 empty] | NO
P68Z61PK | GLOBAL GREEN CORPORATION | Global Green | GG-T8-A-20W-NCA | Linear Replacement Lamp | T8 Four-Foot | Replacement Lamps (plug and play) (UL Type A) |  | standard | NO | [10 empty] | 2017-11-20 | Not Dimmable | Not Dimmable | NO |  | HAHIAY | [25 empty] | 4.4 | 2885 | 134.12 | 21.51 | 5.97 | 0.9133 | 4000 | 84.5 |  |  |  | NO | NO | NO | [8 empty] | 2018-11-02 | NO | NO | NO | [6 empty] | AC | [7 empty] | NO
PLYUI1BE88K4 | EarthTronics Inc. | EarthTronics | LT815840AG5C | Linear Replacement Lamp | T8 Four-Foot | Replacement Lamps (plug and play) (UL Type A) |  | standard | NO | [10 empty] | 2017-11-20 | Not Dimmable | Not Dimmable | NO |  | ZAZZOL | [25 empty] | 4.4 | 2200 | 122.2 | 18 | 20 | 0.9 | 4000 | 80 |  |  |  | NO | NO | NO | [8 empty] | 2018-11-02 | NO | NO | NO | [6 empty] | AC | [7 empty] | NO
PAZLG1TG | GLOBAL GREEN CORPORATION | Global Green | GG-T8-A-12W-NMA | Linear Replacement Lamp | T8 Four-Foot | Replacement Lamps (plug and play) (UL Type A) |  | standard | NO | [10 empty] | 2017-11-20 | Not Dimmable | Not Dimmable | NO |  | HAHIAT | [25 empty] | 4.4 | 1836 | 123.64 | 14.85 | 9.35 | 0.9073 | 4000 | 85.2 |  |  |  | NO | NO | NO | [8 empty] | 2018-11-02 | NO | NO | NO | [6 empty] | AC | [7 empty] | NO
PNO502DK | GLOBAL GREEN CORPORATION | Global Green | GG-T8-AB-16W-WMA | Linear Replacement Lamp | T8 Four-Foot | Dual Mode Internal Driver (UL Type A and Type B) |  | standard | YES |  | 2034.7 | 114.76 | 17.73 | 7.63 | 0.9727 | 2884 | 81.9 | 5 | 50000 | 2017-11-20 | Not Dimmable | Not Dimmable | NO |  | HAHIBB | [15 empty] | 84.2 |  | 1.24 | 1.42 | [6 empty] | 4.4 | 2160 | 120 | 18 | 7.63 | 0.9 | 3000 | 80 |  |  |  | NO | NO | NO | [8 empty] | 2018-11-02 | NO | NO | NO | [6 empty] | AC | [7 empty] | NO
PNXLOWZN | GLOBAL GREEN CORPORATION | Global Green | GG-T8-AB-20W-WMA | Linear Replacement Lamp | T8 Four-Foot | Dual Mode Internal Driver (UL Type A and Type B) |  | standard | YES |  | 2395 | 114.8 | 20.86 | 5.79 | 0.9799 | 2887 | 81.9 | 5 | 50000 | 2017-11-20 | Not Dimmable | Not Dimmable | NO |  | HAHIBC | [15 empty] | 84.7 |  | 1.22 | 1.38 | [6 empty] | 4.4 | 2600 | 130 | 20 | 5.79 | 0.9 | 3000 | 80 |  |  |  | NO | NO | NO | [8 empty] | 2018-11-02 | NO | NO | NO | [6 empty] | AC | [7 empty] | NO
P2LUMO8N | GLOBAL GREEN CORPORATION | Global Green | GG-T8-AB-16W-DMA | Linear Replacement Lamp | T8 Four-Foot | Dual Mode Internal Driver (UL Type A and Type B) |  | standard | NO | [10 empty] | 2017-11-20 | Not Dimmable | Not Dimmable | NO |  | HAHIBB | [25 empty] | 4.4 | 2160 | 120 | 18 | 7.63 | 0.9 | 5000 | 80 |  |  |  | NO | NO | NO | [8 empty] | 2018-11-02 | NO | NO | NO | [6 empty] | AC | [7 empty] | NO
PRFXDKMY | GLOBAL GREEN CORPORATION | Global Green | GG-T8-AB-20W-DCA | Linear Replacement Lamp | T8 Four-Foot | Dual Mode Internal Driver (UL Type A and Type B) |  | standard | NO | [10 empty] | 2017-11-20 | Not Dimmable | Not Dimmable | NO |  | HAHIBF | [25 empty] | 4.4 | 2600 | 130 | 20 | 20 | 0.9 | 5000 | 80 |  |  |  | NO | NO | NO | [8 empty] | 2018-11-02 | NO | NO | NO | [6 empty] | AC | [7 empty] | NO
P969XNPE | GLOBAL GREEN CORPORATION | Global Green | GG-T8-AB-12W-BMA | Linear Replacement Lamp | T8 Four-Foot | Dual Mode Internal Driver (UL Type A and Type B) |  | standard | NO | [10 empty] | 2017-11-20 | Not Dimmable | Not Dimmable | NO |  | HAHIBA | [25 empty] | 4.4 | 1620 | 135 | 12 | 14.16 | 0.9 | 3500 | 80 |  |  |  | NO | NO | NO | [8 empty] | 2018-11-02 | NO | NO | NO | [6 empty] | AC | [7 empty] | NO
PEYH2OMV | GLOBAL GREEN CORPORATION | Global Green | GG-T8-AB-20W-DMA | Linear Replacement Lamp | T8 Four-Foot | Dual Mode Internal Driver (UL Type A and Type B) |  | standard | NO | [10 empty] | 2017-11-20 | Not Dimmable | Not Dimmable | NO |  | HAHIBC | [25 empty] | 4.4 | 2600 | 130 | 20 | 5.79 | 0.9 | 5000 | 80 |  |  |  | NO | NO | NO | [8 empty] | 2018-11-02 | NO | NO | NO | [6 empty] | AC | [7 empty] | NO
PUVGCAGY | GLOBAL GREEN CORPORATION | Global Green | GG-T8-AB-20W-BCA | Linear Replacement Lamp | T8 Four-Foot | Dual Mode Internal Driver (UL Type A and Type B) |  | standard | NO | [10 empty] | 2017-11-20 | Not Dimmable | Not Dimmable | NO |  | HAHIBF | [25 empty] | 4.4 | 2600 | 130 | 20 | 20 | 0.9 | 3500 | 80 |  |  |  | NO | NO | NO | [8 empty] | 2018-11-02 | NO | NO | NO | [6 empty] | AC | [7 empty] | NO
P7ZCND6Q | GLOBAL GREEN CORPORATION | Global Green | GG-T8-AB-12W-BCA | Linear Replacement Lamp | T8 Four-Foot | Dual Mode Internal Driver (UL Type A and Type B) |  | standard | NO | [10 empty] | 2017-11-20 | Not Dimmable | Not Dimmable | NO |  | HAHIBD | [25 empty] | 4.4 | 1680 | 140 | 12 | 11.66 | 0.9 | 3500 | 80 |  |  |  | NO | NO | NO | [8 empty] | 2018-11-02 | NO | NO | NO | [6 empty] | AC | [7 empty] | NO
P8TWCKDB | GLOBAL GREEN CORPORATION | Global Green | GG-T8-A-12W-HCA | Linear Replacement Lamp | T8 Four-Foot | Replacement Lamps (plug and play) (UL Type A) |  | standard | NO | [10 empty] | 2017-11-20 | Not Dimmable | Not Dimmable | NO |  | HAHIAW | [25 empty] | 4.4 | 2053 | 137.42 | 14.94 | 9.08 | 0.9068 | 4500 | 85.1 |  |  |  | NO | NO | NO | [8 empty] | 2018-11-02 | NO | NO | NO | [6 empty] | AC | [7 empty] | NO
POGMPBBL | GLOBAL GREEN CORPORATION | Global Green | GG-T8-A-20W-DMA | Linear Replacement Lamp | T8 Four-Foot | Replacement Lamps (plug and play) (UL Type A) |  | standard | NO | [10 empty] | 2017-11-20 | Not Dimmable | Not Dimmable | NO |  | HAHIAV | [25 empty] | 4.4 | 2631 | 120.63 | 21.81 | 6.39 | 0.9093 | 5000 | 84 |  |  |  | NO | NO | NO | [8 empty] | 2018-11-02 | NO | NO | NO | [6 empty] | AC | [7 empty] | NO
P9HHXYX0 | GLOBAL GREEN CORPORATION | Global Green | GG-T8-A-12W-BCA | Linear Replacement Lamp | T8 Four-Foot | Replacement Lamps (plug and play) (UL Type A) |  | standard | NO | [10 empty] | 2017-11-20 | Not Dimmable | Not Dimmable | NO |  | HAHIAW | [25 empty] | 4.4 | 2000 | 134.59 | 14.86 | 9.11 | 0.9072 | 3500 | 82.6 |  |  |  | NO | NO | NO | [8 empty] | 2018-11-02 | NO | NO | NO | [6 empty] | AC | [7 empty] | NO
P98EOXHI | GLOBAL GREEN CORPORATION | Global Green | GG-T8-AB-12W-DMA | Linear Replacement Lamp | T8 Four-Foot | Dual Mode Internal Driver (UL Type A and Type B) |  | standard | NO | [10 empty] | 2017-11-20 | Not Dimmable | Not Dimmable | NO |  | HAHIBA | [25 empty] | 4.4 | 1680 | 140 | 12 | 14.16 | 0.9 | 5000 | 80 |  |  |  | NO | NO | NO | [8 empty] | 2018-11-02 | NO | NO | NO | [6 empty] | AC | [7 empty] | NO
P5W62WL9 | GLOBAL GREEN CORPORATION | Global Green | GG-T8-AB-12W-HCA | Linear Replacement Lamp | T8 Four-Foot | Dual Mode Internal Driver (UL Type A and Type B) |  | standard | NO | [10 empty] | 2017-11-20 | Not Dimmable | Not Dimmable | NO |  | HAHIBD | [25 empty] | 4.4 | 1800 | 150 | 12 | 11.66 | 0.9 | 4500 | 80 |  |  |  | NO | NO | NO | [8 empty] | 2018-11-02 | NO | NO | NO | [6 empty] | AC | [7 empty] | NO
PPA2GQ09 | GLOBAL GREEN CORPORATION | Global Green | GG-T8-AB-20W-WCA | Linear Replacement Lamp | T8 Four-Foot | Dual Mode Internal Driver (UL Type A and Type B) |  | standard | YES |  | 2589.3 | 124.41 | 20.81 | 5.83 | 0.9791 | 2898 | 81.8 | 5 | 50000 | 2017-11-20 | Not Dimmable | Not Dimmable | NO |  | HAHIBF | [15 empty] | 88.9 |  | 1.26 | 1.42 | [6 empty] | 4.4 | 2600 | 130 | 20 | 20 | 0.9 | 3000 | 80 |  |  |  | NO | NO | NO | [8 empty] | 2018-11-02 | NO | NO | NO | [6 empty] | AC | [7 empty] | NO
PEO2LARW | GLOBAL GREEN CORPORATION | Global Green | GG-T8-AB-12W-HMA | Linear Replacement Lamp | T8 Four-Foot | Dual Mode Internal Driver (UL Type A and Type B) |  | standard | NO | [10 empty] | 2017-11-20 | Not Dimmable | Not Dimmable | NO |  | HAHIBA | [25 empty] | 4.4 | 1680 | 140 | 12 | 14.16 | 0.9 | 4500 | 80 |  |  |  | NO | NO | NO | [8 empty] | 2018-11-02 | NO | NO | NO | [6 empty] | AC | [7 empty] | NO
P8CE986I | ARKSMART INC | ARKSMART | ARK-UA-16K(5000K) | Linear Replacement Lamp | T8 Four-Foot | Replacement Lamps (plug and play) (UL Type A) |  | standard | NO | [10 empty] | 2017-11-20 | Not Dimmable | Not Dimmable | NO |  | ZAZZNU | [25 empty] | 4.4 | 2264 | 125.64 | 18.02 | 15 | 0.9 | 5000 | 82 |  |  |  | NO | NO | NO | [8 empty] | 2018-11-02 | NO | NO | NO | [6 empty] | AC | [7 empty] | NO
PM8SF5G0 | GLOBAL GREEN CORPORATION | Global Green | GG-T8-AB-12W-WMA | Linear Replacement Lamp | T8 Four-Foot | Dual Mode Internal Driver (UL Type A and Type B) |  | standard | YES |  | 1572.9 | 112.36 | 14 | 14.16 | 0.9756 | 2900 | 83.8 | 5 | 50000 | 2017-11-20 | Not Dimmable | Not Dimmable | NO |  | HAHIBA | [15 empty] | 84.5 |  | 1.24 | 1.42 | [6 empty] | 4.4 | 1620 | 135 | 12 | 14.16 | 0.9 | 3000 | 80 |  |  |  | NO | NO | NO | [8 empty] | 2018-11-02 | NO | NO | NO | [6 empty] | AC | [7 empty] | NO
PZKGZL0N | GLOBAL GREEN CORPORATION | Global Green | GG-T8-AB-16W-BCA | Linear Replacement Lamp | T8 Four-Foot | Dual Mode Internal Driver (UL Type A and Type B) |  | standard | NO | [10 empty] | 2017-11-20 | Not Dimmable | Not Dimmable | NO |  | HAHIBE | [25 empty] | 4.4 | 2250 | 125 | 18 | 7.7 | 0.9 | 3500 | 80 |  |  |  | NO | NO | NO | [8 empty] | 2018-11-02 | NO | NO | NO | [6 empty] | AC | [7 empty] | NO
P4IFWKES | GLOBAL GREEN CORPORATION | Global Green | GG-T8-AB-16W-NCA | Linear Replacement Lamp | T8 Four-Foot | Dual Mode Internal Driver (UL Type A and Type B) |  | standard | NO | [10 empty] | 2017-11-20 | Not Dimmable | Not Dimmable | NO |  | HAHIBE | [25 empty] | 4.4 | 2340 | 130 | 18 | 7.7 | 0.9 | 4000 | 80 |  |  |  | NO | NO | NO | [8 empty] | 2018-11-02 | NO | NO | NO | [6 empty] | AC | [7 empty] | NO
PFTBR5WH | GLOBAL GREEN CORPORATION | Global Green | GG-T8-AB-16W-HCA | Linear Replacement Lamp | T8 Four-Foot | Dual Mode Internal Driver (UL Type A and Type B) |  | standard | NO | [10 empty] | 2017-11-20 | Not Dimmable | Not Dimmable | NO |  | HAHIBE | [25 empty] | 4.4 | 2340 | 130 | 18 | 7.7 | 0.9 | 4500 | 80 |  |  |  | NO | NO | NO | [8 empty] | 2018-11-02 | NO | NO | NO | [6 empty] | AC | [7 empty] | NO
PL8ABJDP | GLOBAL GREEN CORPORATION | Global Green | GG-T8-A-20W-BCA | Linear Replacement Lamp | T8 Four-Foot | Replacement Lamps (plug and play) (UL Type A) |  | standard | NO | [10 empty] | 2017-11-20 | Not Dimmable | Not Dimmable | NO |  | HAHIAY | [25 empty] | 4.4 | 2860 | 132.71 | 21.55 | 6.08 | 0.9126 | 3500 | 82.4 |  |  |  | NO | NO | NO | [8 empty] | 2018-11-02 | NO | NO | NO | [6 empty] | AC | [7 empty] | NO
P0RJP45E | GLOBAL GREEN CORPORATION | Global Green | GG-T8-A-12W-BMA | Linear Replacement Lamp | T8 Four-Foot | Replacement Lamps (plug and play) (UL Type A) |  | standard | NO | [10 empty] | 2017-11-20 | Not Dimmable | Not Dimmable | NO |  | HAHIAT | [25 empty] | 4.4 | 1807 | 122.01 | 14.81 | 9.08 | 0.9047 | 3500 | 82.6 |  |  |  | NO | NO | NO | [8 empty] | 2018-11-02 | NO | NO | NO | [6 empty] | AC | [7 empty] | NO
PWTI83IZ | GLOBAL GREEN CORPORATION | Global Green | GG-T8-A-16W-DCA | Linear Replacement Lamp | T8 Four-Foot | Replacement Lamps (plug and play) (UL Type A) |  | standard | NO | [10 empty] | 2017-11-20 | Not Dimmable | Not Dimmable | NO |  | HAHIAX | [25 empty] | 4.4 | 2481 | 133.89 | 18.53 | 10.89 | 0.9729 | 5000 | 84 |  |  |  | NO | NO | NO | [8 empty] | 2018-11-02 | NO | NO | NO | [6 empty] | AC | [7 empty] | NO
PHJ2XJ8V | GLOBAL GREEN CORPORATION | Global Green | GG-T8-A-20W-HCA | Linear Replacement Lamp | T8 Four-Foot | Replacement Lamps (plug and play) (UL Type A) |  | standard | NO | [10 empty] | 2017-11-20 | Not Dimmable | Not Dimmable | NO |  | HAHIAY | [25 empty] | 4.4 | 2911 | 134.96 | 21.57 | 5.97 | 0.9133 | 4500 | 84.5 |  |  |  | NO | NO | NO | [8 empty] | 2018-11-02 | NO | NO | NO | [6 empty] | AC | [7 empty] | NO
P7AZ8S2K | GLOBAL GREEN CORPORATION | Global Green | GG-T8-A-16W-NCA | Linear Replacement Lamp | T8 Four-Foot | Replacement Lamps (plug and play) (UL Type A) |  | standard | NO | [10 empty] | 2017-11-20 | Not Dimmable | Not Dimmable | NO |  | HAHIAX | [25 empty] | 4.4 | 2421 | 130.37 | 18.57 | 11.06 | 0.9715 | 4000 | 85.1 |  |  |  | NO | NO | NO | [8 empty] | 2018-11-02 | NO | NO | NO | [6 empty] | AC | [7 empty] | NO
PM8Z4FPK | GLOBAL GREEN CORPORATION | Global Green | GG-T8-A-16W-HCA | Linear Replacement Lamp | T8 Four-Foot | Replacement Lamps (plug and play) (UL Type A) |  | standard | NO | [10 empty] | 2017-11-20 | Not Dimmable | Not Dimmable | NO |  | HAHIAX | [25 empty] | 4.4 | 2451 | 132.13 | 18.55 | 11.06 | 0.9715 | 4500 | 85.1 |  |  |  | NO | NO | NO | [8 empty] | 2018-11-02 | NO | NO | NO | [6 empty] | AC | [7 empty] | NO
PXXU0GMM | GLOBAL GREEN CORPORATION | Global Green | GG-T8-A-12W-DMA | Linear Replacement Lamp | T8 Four-Foot | Replacement Lamps (plug and play) (UL Type A) |  | standard | NO | [10 empty] | 2017-11-20 | Not Dimmable | Not Dimmable | NO |  | HAHIAT | [25 empty] | 4.4 | 1987 | 133.62 | 14.87 | 9.31 | 0.9055 | 5000 | 83.8 |  |  |  | NO | NO | NO | [8 empty] | 2018-11-02 | NO | NO | NO | [6 empty] | AC | [7 empty] | NO
PS431TR8 | GLOBAL GREEN CORPORATION | Global Green | GG-T8-A-12W-HMA | Linear Replacement Lamp | T8 Four-Foot | Replacement Lamps (plug and play) (UL Type A) |  | standard | NO | [10 empty] | 2017-11-20 | Not Dimmable | Not Dimmable | NO |  | HAHIAT | [25 empty] | 4.4 | 1912 | 123.66 | 14.86 | 9.35 | 0.9073 | 4500 | 85.2 |  |  |  | NO | NO | NO | [8 empty] | 2018-11-02 | NO | NO | NO | [6 empty] | AC | [7 empty] | NO
PTEC7A16 | GLOBAL GREEN CORPORATION | Global Green | GG-T8-AB-20W-BMA | Linear Replacement Lamp | T8 Four-Foot | Dual Mode Internal Driver (UL Type A and Type B) |  | standard | NO | [10 empty] | 2017-11-20 | Not Dimmable | Not Dimmable | NO |  | HAHIBC | [25 empty] | 4.4 | 2600 | 130 | 20 | 5.79 | 0.9 | 3500 | 80 |  |  |  | NO | NO | NO | [8 empty] | 2018-11-02 | NO | NO | NO | [6 empty] | AC | [7 empty] | NO
PZ9F7708 | GLOBAL GREEN CORPORATION | Global Green | GG-T8-AB-20W-NMA | Linear Replacement Lamp | T8 Four-Foot | Dual Mode Internal Driver (UL Type A and Type B) |  | standard | NO | [10 empty] | 2017-11-20 | Not Dimmable | Not Dimmable | NO |  | HAHIBC | [25 empty] | 4.4 | 2600 | 130 | 20 | 5.79 | 0.9 | 4000 | 80 |  |  |  | NO | NO | NO | [8 empty] | 2018-11-02 | NO | NO | NO | [6 empty] | AC | [7 empty] | NO
POR95L0L | GLOBAL GREEN CORPORATION | Global Green | GG-T8-AB-20W-HMA | Linear Replacement Lamp | T8 Four-Foot | Dual Mode Internal Driver (UL Type A and Type B) |  | standard | NO | [10 empty] | 2017-11-20 | Not Dimmable | Not Dimmable | NO |  | HAHIBC | [25 empty] | 4.4 | 2600 | 130 | 20 | 5.79 | 0.9 | 4500 | 80 |  |  |  | NO | NO | NO | [8 empty] | 2018-11-02 | NO | NO | NO | [6 empty] | AC | [7 empty] | NO
PXREZSC8 | GLOBAL GREEN CORPORATION | Global Green | GG-T8-AB-12W-NMA | Linear Replacement Lamp | T8 Four-Foot | Dual Mode Internal Driver (UL Type A and Type B) |  | standard | NO | [10 empty] | 2017-11-20 | Not Dimmable | Not Dimmable | NO |  | HAHIBA | [25 empty] | 4.4 | 1680 | 140 | 12 | 14.16 | 0.9 | 4000 | 80 |  |  |  | NO | NO | NO | [8 empty] | 2018-11-02 | NO | NO | NO | [6 empty] | AC | [7 empty] | NO
POZAFP18 | GLOBAL GREEN CORPORATION | Global Green | GG-T8-A-12W-NCA | Linear Replacement Lamp | T8 Four-Foot | Replacement Lamps (plug and play) (UL Type A) |  | standard | NO | [10 empty] | 2017-11-20 | Not Dimmable | Not Dimmable | NO |  | HAHIAW | [25 empty] | 4.4 | 2028 | 136.02 | 14.91 | 9.08 | 0.9068 | 4000 | 85.1 |  |  |  | NO | NO | NO | [8 empty] | 2018-11-02 | NO | NO | NO | [6 empty] | AC | [7 empty] | NO
PL21MFY9Q6HN | EarthTronics Inc. | EarthTronics | LT815850AG5C | Linear Replacement Lamp | T8 Four-Foot | Replacement Lamps (plug and play) (UL Type A) |  | standard | NO | [10 empty] | 2017-11-20 | Not Dimmable | Not Dimmable | NO |  | ZAZZOL | [25 empty] | 4.4 | 2200 | 122.2 | 18 | 20 | 0.9 | 5000 | 80 |  |  |  | NO | NO | NO | [8 empty] | 2018-11-02 | NO | NO | NO | [6 empty] | AC | [7 empty] | NO
PM31AQP9 | ARKSMART INC | ARKSMART | ARK-UA-16K(3000K) | Linear Replacement Lamp | T8 Four-Foot | Replacement Lamps (plug and play) (UL Type A) |  | standard | YES |  | 2216 | 122.22 | 18.13 | 8.55 | 0.9712 | 2940 | 80.6 | 5 | 50000 | 2017-11-20 | Not Dimmable | Not Dimmable | NO |  | ZAZZNU | [15 empty] | 84.4 |  | 1.22 | 1.32 | [6 empty] | 4.4 | 2216 | 122.22 | 18.13 | 15 | 0.9 | 3000 | 80.6 |  |  |  | NO | NO | NO | [8 empty] | 2018-11-02 | NO | NO | NO | [6 empty] | AC | [7 empty] | NO
P19E2JYM | ARKSMART INC | ARKSMART | ARK-UA-16K(3500K) | Linear Replacement Lamp | T8 Four-Foot | Replacement Lamps (plug and play) (UL Type A) |  | standard | NO | [10 empty] | 2017-11-20 | Not Dimmable | Not Dimmable | NO |  | ZAZZNU | [25 empty] | 4.4 | 2228 | 123.23 | 18.08 | 15 | 0.9 | 3500 | 80.6 |  |  |  | NO | NO | NO | [8 empty] | 2018-11-02 | NO | NO | NO | [6 empty] | AC | [7 empty] | NO
P1TJHWOO | ARKSMART INC | ARKSMART | ARK-UA-16K(4000K) | Linear Replacement Lamp | T8 Four-Foot | Replacement Lamps (plug and play) (UL Type A) |  | standard | NO | [10 empty] | 2017-11-20 | Not Dimmable | Not Dimmable | NO |  | ZAZZNU | [25 empty] | 4.4 | 2240 | 123.89 | 18.08 | 15 | 0.9 | 4000 | 80.6 |  |  |  | NO | NO | NO | [8 empty] | 2018-11-02 | NO | NO | NO | [6 empty] | AC | [7 empty] | NO
PL1OKIRQ | ARKSMART INC | ARKSMART | ARK-UA-16K(4500K) | Linear Replacement Lamp | T8 Four-Foot | Replacement Lamps (plug and play) (UL Type A) |  | standard | NO | [10 empty] | 2017-11-20 | Not Dimmable | Not Dimmable | NO |  | ZAZZNU | [25 empty] | 4.4 | 2252 | 124.56 | 18.08 | 15 | 0.9 | 4500 | 80.6 |  |  |  | NO | NO | NO | [8 empty] | 2018-11-02 | NO | NO | NO | [6 empty] | AC | [7 empty] | NO
PZOFWP84 | GLOBAL GREEN CORPORATION | Global Green | GG-T8-A-12W-WCA | Linear Replacement Lamp | T8 Four-Foot | Replacement Lamps (plug and play) (UL Type A) |  | standard | YES |  | 1968 | 132.53 | 14.82 | 9.11 | 0.9072 | 2871 | 82.6 | 5 | 50000 | 2017-11-20 | Not Dimmable | Not Dimmable | NO |  | HAHIAW | [15 empty] | 92 |  | 1.2 | 1.44 | [6 empty] | 4.4 | 1972 | 133.06 | 14.82 | 9.11 | 0.9072 | 3000 | 82.6 |  |  |  | NO | NO | NO | [8 empty] | 2018-11-02 | NO | NO | NO | [6 empty] | AC | [7 empty] | NO
P791C9QV | GLOBAL GREEN CORPORATION | Global Green | GG-T8-A-20W-WCA | Linear Replacement Lamp | T8 Four-Foot | Replacement Lamps (plug and play) (UL Type A) |  | standard | YES |  | 2834 | 131.33 | 21.58 | 6.08 | 0.9126 | 2893 | 82.4 | 5 | 50000 | 2017-11-20 | Not Dimmable | Not Dimmable | NO |  | HAHIAY | [15 empty] | 91.3 |  | 1.22 | 1.4 | [6 empty] | 4.4 | 2834 | 131.33 | 21.58 | 6.08 | 0.9126 | 3000 | 82.4 |  |  |  | NO | NO | NO | [8 empty] | 2018-11-02 | NO | NO | NO | [6 empty] | AC | [7 empty] | NO
PKB525BW | GLOBAL GREEN CORPORATION | Global Green | GG-T8-AB-12W-WCA | Linear Replacement Lamp | T8 Four-Foot | Dual Mode Internal Driver (UL Type A and Type B) |  | standard | YES |  | 1700.7 | 123.07 | 13.82 | 11.66 | 0.9585 | 2877 | 82 | 5 | 50000 | 2017-11-20 | Not Dimmable | Not Dimmable | NO |  | HAHIBD | [15 empty] | 88.6 |  | 1.26 | 1.44 | [6 empty] | 4.4 | 1680 | 140 | 12 | 11.66 | 0.9 | 3000 | 80 |  |  |  | NO | NO | NO | [8 empty] | 2018-11-02 | NO | NO | NO | [6 empty] | AC | [7 empty] | NO
P4Z86ICP | GLOBAL GREEN CORPORATION | Global Green | GG-T8-AB-16W-HMA | Linear Replacement Lamp | T8 Four-Foot | Dual Mode Internal Driver (UL Type A and Type B) |  | standard | NO | [10 empty] | 2017-11-20 | Not Dimmable | Not Dimmable | NO |  | HAHIBB | [25 empty] | 4.4 | 2160 | 120 | 18 | 7.63 | 0.9 | 4500 | 80 |  |  |  | NO | NO | NO | [8 empty] | 2018-11-02 | NO | NO | NO | [6 empty] | AC | [7 empty] | NO
PPYPYJE5 | GLOBAL GREEN CORPORATION | Global Green | GG-T8-A-16W-BCA | Linear Replacement Lamp | T8 Four-Foot | Replacement Lamps (plug and play) (UL Type A) |  | standard | NO | [10 empty] | 2017-11-20 | Not Dimmable | Not Dimmable | NO |  | HAHIAX | [25 empty] | 4.4 | 2395 | 128.83 | 18.59 | 10.69 | 0.9739 | 3500 | 82.6 |  |  |  | NO | NO | NO | [8 empty] | 2018-11-02 | NO | NO | NO | [6 empty] | AC | [7 empty] | NO
P9A4V4D1 | GLOBAL GREEN CORPORATION | Global Green | GG-T8-AB-12W-NCA | Linear Replacement Lamp | T8 Four-Foot | Dual Mode Internal Driver (UL Type A and Type B) |  | standard | NO | [10 empty] | 2017-11-20 | Not Dimmable | Not Dimmable | NO |  | HAHIBD | [25 empty] | 4.4 | 1800 | 150 | 12 | 11.66 | 0.9 | 4000 | 80 |  |  |  | NO | NO | NO | [8 empty] | 2018-11-02 | NO | NO | NO | [6 empty] | AC | [7 empty] | NO
P8U6Y9OL | GLOBAL GREEN CORPORATION | Global Green | GG-T8-AB-12W-DCA | Linear Replacement Lamp | T8 Four-Foot | Dual Mode Internal Driver (UL Type A and Type B) |  | standard | NO | [10 empty] | 2017-11-20 | Not Dimmable | Not Dimmable | NO |  | HAHIBD | [25 empty] | 4.4 | 1800 | 150 | 12 | 11.66 | 0.9 | 5000 | 80 |  |  |  | NO | NO | NO | [8 empty] | 2018-11-02 | NO | NO | NO | [6 empty] | AC | [7 empty] | NO
P57Y5ECB | GLOBAL GREEN CORPORATION | Global Green | GG-T8-A-12W-DCA | Linear Replacement Lamp | T8 Four-Foot | Replacement Lamps (plug and play) (UL Type A) |  | standard | NO | [10 empty] | 2017-11-20 | Not Dimmable | Not Dimmable | NO |  | HAHIAW | [25 empty] | 4.4 | 2077 | 138.74 | 14.97 | 9.48 | 0.9051 | 5000 | 83.6 |  |  |  | NO | NO | NO | [8 empty] | 2018-11-02 | NO | NO | NO | [6 empty] | AC | [7 empty] | NO
PXQ36B0C | GLOBAL GREEN CORPORATION | Global Green | GG-T8-AB-16W-DCA | Linear Replacement Lamp | T8 Four-Foot | Dual Mode Internal Driver (UL Type A and Type B) |  | standard | NO | [10 empty] | 2017-11-20 | Not Dimmable | Not Dimmable | NO |  | HAHIBE | [25 empty] | 4.4 | 2340 | 130 | 18 | 7.7 | 0.9 | 5000 | 80 |  |  |  | NO | NO | NO | [8 empty] | 2018-11-02 | NO | NO | NO | [6 empty] | AC | [7 empty] | NO
PA8G0LKC | GLOBAL GREEN CORPORATION | Global Green | GG-T8-A-20W-DCA | Linear Replacement Lamp | T8 Four-Foot | Replacement Lamps (plug and play) (UL Type A) |  | standard | NO | [10 empty] | 2017-11-20 | Not Dimmable | Not Dimmable | NO |  | HAHIAY | [25 empty] | 4.4 | 2937 | 135.85 | 21.62 | 6.12 | 0.9117 | 5000 | 84 |  |  |  | NO | NO | NO | [8 empty] | 2018-11-02 | NO | NO | NO | [6 empty] | AC | [7 empty] | NO
P7CX5F3W | GLOBAL GREEN CORPORATION | Global Green | GG-T8-AB-20W-HCA | Linear Replacement Lamp | T8 Four-Foot | Dual Mode Internal Driver (UL Type A and Type B) |  | standard | NO | [10 empty] | 2017-11-20 | Not Dimmable | Not Dimmable | NO |  | HAHIBF | [25 empty] | 4.4 | 2600 | 130 | 20 | 20 | 0.9 | 4500 | 80 |  |  |  | NO | NO | NO | [8 empty] | 2018-11-02 | NO | NO | NO | [6 empty] | AC | [7 empty] | NO
PWFAJ5SS | GLOBAL GREEN CORPORATION | Global Green | GG-T8-A-12W-WMA | Linear Replacement Lamp | T8 Four-Foot | Replacement Lamps (plug and play) (UL Type A) |  | standard | YES |  | 1771 | 119.74 | 14.76 | 9.08 | 0.9047 | 2885 | 82.6 | 5 | 50000 | 2017-11-20 | Not Dimmable | Not Dimmable | NO |  | HAHIAT | [15 empty] | 89.9 |  | 1.16 | 1.36 | [6 empty] | 4.4 | 1778 | 120.46 | 14.76 | 9.08 | 0.9047 | 3000 | 82.6 |  |  |  | NO | NO | NO | [8 empty] | 2018-11-02 | NO | NO | NO | [6 empty] | AC | [7 empty] | NO
PFN3ZWHK | GLOBAL GREEN CORPORATION | Global Green | GG-T8-AB-16W-WCA | Linear Replacement Lamp | T8 Four-Foot | Dual Mode Internal Driver (UL Type A and Type B) |  | standard | YES |  | 2195.5 | 123.34 | 17.8 | 7.7 | 0.9727 | 2896 | 81.9 | 5 | 50000 | 2017-11-20 | Not Dimmable | Not Dimmable | NO |  | HAHIBE | [15 empty] | 89.3 |  | 1.28 | 1.44 | [6 empty] | 4.4 | 2250 | 125 | 18 | 7.7 | 0.9 | 3000 | 80 |  |  |  | NO | NO | NO | [8 empty] | 2018-11-02 | NO | NO | NO | [6 empty] | AC | [7 empty] | NO
P6LNUD39 | GLOBAL GREEN CORPORATION | Global Green | GG-T8-A-16W-WCA | Linear Replacement Lamp | T8 Four-Foot | Replacement Lamps (plug and play) (UL Type A) |  | standard | YES |  | 2368 | 127.24 | 18.61 | 10.69 | 0.9739 | 2886 | 82.6 | 5 | 50000 | 2017-11-20 | Not Dimmable | Not Dimmable | NO |  | HAHIAX | [15 empty] | 91.7 |  | 1.22 | 1.4 | [6 empty] | 4.4 | 2368 | 127.24 | 18.61 | 10.69 | 0.9739 | 3000 | 82.6 |  |  |  | NO | NO | NO | [8 empty] | 2018-11-02 | NO | NO | NO | [6 empty] | AC | [7 empty] | NO
PTT10U3X | Ampco Lighting Ltd | Ampco | T8GCBE-48-UV-17-5-FDD | Linear Replacement Lamp | T8 Four-Foot | Dual Mode Internal Driver (UL Type A and Type B) |  | standard | NO | [10 empty] | 2017-11-15 | Not Dimmable | Not Dimmable | NO |  | VVVWXO | [25 empty] | 4.4 | 2363 | 121.23 | 19.49 | 20 | 0.9 | 5000 | 80 |  |  |  | NO | NO | NO | [8 empty] | 2018-11-02 | NO | NO | NO | [6 empty] | AC | [7 empty] | NO
P0LX4D59 | Ampco Lighting Ltd | Ampco | T8GCBE-48-UV-14-5-FDD | Linear Replacement Lamp | T8 Four-Foot | Dual Mode Internal Driver (UL Type A and Type B) |  | standard | NO | [10 empty] | 2017-11-15 | Not Dimmable | Not Dimmable | NO |  | VVVWXN | [25 empty] | 4.4 | 1932 | 121.74 | 15.87 | 20 | 0.9 | 5000 | 80 |  |  |  | NO | NO | NO | [8 empty] | 2018-11-02 | NO | NO | NO | [6 empty] | AC | [7 empty] | NO
PFA4DHOU | Ampco Lighting Ltd | Ampco | T8GCBE-48-UV-17-45-FDD | Linear Replacement Lamp | T8 Four-Foot | Dual Mode Internal Driver (UL Type A and Type B) |  | standard | NO | [10 empty] | 2017-11-15 | Not Dimmable | Not Dimmable | NO |  | VVVWXO | [25 empty] | 4.4 | 2327 | 120.26 | 19.35 | 20 | 0.9 | 4500 | 80 |  |  |  | NO | NO | NO | [8 empty] | 2018-11-02 | NO | NO | NO | [6 empty] | AC | [7 empty] | NO
PL11HGXWMYXE | CNA International Enterprises Inc. | CNA | LED15WT8 840 COMP | Linear Replacement Lamp | T8 Four-Foot | Replacement Lamps (plug and play) (UL Type A) |  | standard | NO | [10 empty] | 2017-11-14 | Not Dimmable | Not Dimmable | NO |  | ZAZZNW | [25 empty] | 4.4 | 2200 | 122 | 18 | 20 | 0.9 | 4000 | 80 |  |  |  | NO | NO | NO | [8 empty] | 2018-11-02 | NO | NO | NO | [6 empty] | AC | [7 empty] | NO
PL2E5T9IZ6HZ | CNA International Enterprises Inc. | CNA | LED15WT8 850 COMP | Linear Replacement Lamp | T8 Four-Foot | Replacement Lamps (plug and play) (UL Type A) |  | standard | NO | [10 empty] | 2017-11-14 | Not Dimmable | Not Dimmable | NO |  | ZAZZNW | [25 empty] | 4.4 | 2200 | 122 | 18 | 20 | 0.9 | 5000 | 80 |  |  |  | NO | NO | NO | [8 empty] | 2018-11-02 | NO | NO | NO | [6 empty] | AC | [7 empty] | NO
PX069F5X | Green Creative LTD | GREEN CREATIVE | 13T8/4F/840/DIR/R | Linear Replacement Lamp | T8 Four-Foot | Replacement Lamps (plug and play) (UL Type A) |  | standard | YES |  | 1964 | 128.9 | 15.24 | 12.52 | 0.951 | 4035 | 80.9 | 5 |  | 2018-08-23 | Not Dimmable | Not Dimmable | NO | Updated on 09/20/2018 | NNNOBL | [15 empty] | 82.4 |  | 1.28 | 1.32 | [6 empty] | 4.4 | 2050 | 124 | 16.5 | 14 | 0.9 | 4000 | 80 |  |  |  | NO | NO | NO | [8 empty] | 2018-11-02 | NO | NO | NO | [6 empty] | AC | [7 empty] | NO
PL0V46YJI0QM | Green Creative LTD | GREEN CREATIVE | 10.5T8/4F/830/DIR/RC | Linear Replacement Lamp | T8 Four-Foot | Replacement Lamps (plug and play) (UL Type A) |  | standard | YES |  | 1684 | 120.9 | 13.93 | 12.79 | 0.9394 | 2970 | 82.1 | 5 | 50000 | 2018-06-22 | Dimmable | Continuous Above 10 | NO | Updated on 08/08/2018 | JJJNNG | [15 empty] | 81.5 |  | 1.26 | 1.3 | [6 empty] | 4.4 | 1650 | 126 | 13 | 18 | 0.9 | 3000 | 82 |  |  |  | NO | NO | NO | [8 empty] | 2018-11-02 | NO | NO | NO | [6 empty] | AC | [7 empty] | NO
PL257TJXNIF6 | Green Creative LTD | GREEN CREATIVE | 10.5T8/4F/840/DIR/RC | Linear Replacement Lamp | T8 Four-Foot | Replacement Lamps (plug and play) (UL Type A) |  | standard | NO | [10 empty] | 2018-06-22 | Dimmable | Continuous Above 10 | NO | Updated on 08/08/2018 | JJJNNG | [25 empty] | 4.4 | 1700 | 130 | 13 | 18 | 0.9 | 4000 | 82 |  |  |  | NO | NO | NO | [8 empty] | 2018-11-02 | NO | NO | NO | [6 empty] | AC | [7 empty] | NO
PLJTEM7KEPHD | Green Creative LTD | GREEN CREATIVE | 10.5T8/4F/835/DIR/RC | Linear Replacement Lamp | T8 Four-Foot | Replacement Lamps (plug and play) (UL Type A) |  | standard | NO | [10 empty] | 2018-06-22 | Dimmable | Continuous Above 10 | NO | Updated on 08/08/2018 | JJJNNG | [25 empty] | 4.4 | 1650 | 126 | 13 | 18 | 0.9 | 3500 | 82 |  |  |  | NO | NO | NO | [8 empty] | 2018-11-02 | NO | NO | NO | [6 empty] | AC | [7 empty] | NO
PNTRIVCK | JIAXING SUPER LIGHTING ELECTRIC APPLIANCE CO.,LTD | Super | T8L-IDDM13-1800-4ft-CBA-A1 | Linear Replacement Lamp | T8 Four-Foot | Replacement Lamps (plug and play) (UL Type A) |  | standard | NO | [10 empty] | 2017-11-08 | Not Dimmable | Not Dimmable | NO | Updated on 05/22/2018 | RRRUMI | [25 empty] | 4.4 | 1800 | 120 | 15 | 20 | 0.9 | 4000 | 82 |  |  |  | NO | NO | NO | [8 empty] | 2018-11-02 | NO | NO | NO | [6 empty] | AC | [7 empty] | NO
PXKZXAZQ | JIAXING SUPER LIGHTING ELECTRIC APPLIANCE CO.,LTD | Super | T8L-IDDM13-1800-4ft-DBA-A1 | Linear Replacement Lamp | T8 Four-Foot | Replacement Lamps (plug and play) (UL Type A) |  | standard | NO | [10 empty] | 2017-11-08 | Not Dimmable | Not Dimmable | NO | Updated on 05/22/2018 | RRRUMI | [25 empty] | 4.4 | 1800 | 120 | 15 | 20 | 0.9 | 4500 | 82 |  |  |  | NO | NO | NO | [8 empty] | 2018-11-02 | NO | NO | NO | [6 empty] | AC | [7 empty] | NO
P1GPBWKQ | Shenzhen Syhdee Co.,Ltd. | SYHDEE | SYHU-T8GABUD1212M-50-A | Linear Replacement Lamp | T8 Four-Foot | Dual Mode Internal Driver (UL Type A and Type B) |  | standard | NO | [10 empty] | 2017-11-08 | Dimmable | Stepped | NO | Updated on 10/16/2018 | BBBDWT | [25 empty] | 4.4 | 1800 | 150 | 12 | 20 | 0.9 | 5000 | 80 |  |  |  | NO | NO | NO | [8 empty] | 2018-11-02 | NO | NO | NO | [6 empty] | AC | [7 empty] | NO
P9G9LXA3 | Shenzhen Syhdee Co.,Ltd. | SYHDEE | SYHU-T8GABUD1212M-45-A | Linear Replacement Lamp | T8 Four-Foot | Dual Mode Internal Driver (UL Type A and Type B) |  | standard | NO | [10 empty] | 2017-11-08 | Dimmable | Stepped | NO | Updated on 10/16/2018 | BBBDWT | [25 empty] | 4.4 | 1800 | 150 | 12 | 20 | 0.9 | 4500 | 80 |  |  |  | NO | NO | NO | [8 empty] | 2018-11-02 | NO | NO | NO | [6 empty] | AC | [7 empty] | NO
P3Y58ZOW | Shenzhen Syhdee Co.,Ltd. | SYHDEE | SYHU-T8LABUL1218M-45-A | Linear Replacement Lamp | T8 Four-Foot | Dual Mode Internal Driver (UL Type A and Type B) |  | standard | NO | [10 empty] | 2017-11-08 | Not Dimmable | Not Dimmable | NO |  | BBBDWU | [25 empty] | 4.4 | 2450 | 122 | 20 | 20 | 0.9 | 4500 | 80 |  |  |  | NO | NO | NO | [8 empty] | 2018-11-02 | NO | NO | NO | [6 empty] | AC | [7 empty] | NO
PI7136J9 | Shenzhen Syhdee Co.,Ltd. | SYHDEE | SYHU-T8LAUL1218M-50-A | Linear Replacement Lamp | T8 Four-Foot | Replacement Lamps (plug and play) (UL Type A) |  | standard | NO | [10 empty] | 2017-11-08 | Not Dimmable | Not Dimmable | NO |  | BBBDWN | [25 empty] | 4.4 | 2450 | 122 | 20 | 20 | 0.9 | 5000 | 80 |  |  |  | NO | NO | NO | [8 empty] | 2018-11-02 | NO | NO | NO | [6 empty] | AC | [7 empty] | NO
PLDWC3RR | Shenzhen Syhdee Co.,Ltd. | SYHDEE | SYHU-T8GABUD1218M-35-A | Linear Replacement Lamp | T8 Four-Foot | Dual Mode Internal Driver (UL Type A and Type B) |  | standard | NO | [10 empty] | 2017-11-08 | Dimmable | Stepped | NO | Updated on 10/16/2018 | BBBDWR | [25 empty] | 4.4 | 2400 | 126 | 19 | 20 | 0.9 | 3500 | 80 |  |  |  | NO | NO | NO | [8 empty] | 2018-11-02 | NO | NO | NO | [6 empty] | AC | [7 empty] | NO
PXUBZF0S | Shenzhen Syhdee Co.,Ltd. | SYHDEE | SYHU-T8GABUD1215M-45-A | Linear Replacement Lamp | T8 Four-Foot | Dual Mode Internal Driver (UL Type A and Type B) |  | standard | NO | [10 empty] | 2017-11-08 | Dimmable | Stepped | NO | Updated on 10/16/2018 | BBBDWS | [25 empty] | 4.4 | 2150 | 126 | 17 | 20 | 0.9 | 4500 | 80 |  |  |  | NO | NO | NO | [8 empty] | 2018-11-02 | NO | NO | NO | [6 empty] | AC | [7 empty] | NO
PZ0BAUCZ | Shenzhen Syhdee Co.,Ltd. | SYHDEE | SYHU-T8GAUL1218M-40-A | Linear Replacement Lamp | T8 Four-Foot | Replacement Lamps (plug and play) (UL Type A) |  | standard | NO | [10 empty] | 2017-11-08 | Not Dimmable | Not Dimmable | NO |  | BBBDWK | [25 empty] | 4.4 | 2500 | 131.58 | 19 | 20 | 0.9 | 4000 | 80 |  |  |  | NO | NO | NO | [8 empty] | 2018-11-02 | NO | NO | NO | [6 empty] | AC | [7 empty] | NO
PPL4YEXQ | Shenzhen Syhdee Co.,Ltd. | SYHDEE | SYHU-T8GAUL1218M-45-A | Linear Replacement Lamp | T8 Four-Foot | Replacement Lamps (plug and play) (UL Type A) |  | standard | NO | [10 empty] | 2017-11-08 | Not Dimmable | Not Dimmable | NO |  | BBBDWK | [25 empty] | 4.4 | 2500 | 131.58 | 19 | 20 | 0.9 | 4500 | 80 |  |  |  | NO | NO | NO | [8 empty] | 2018-11-02 | NO | NO | NO | [6 empty] | AC | [7 empty] | NO
PLG40SR9PZYD | MetroTech Media & Lighting, Inc | MetroTech | MTT8A-1201-DW04-MBP-05 | Linear Replacement Lamp | T8 Four-Foot | Replacement Lamps (plug and play) (UL Type A) |  | standard | NO | [10 empty] | 2017-11-08 | Not Dimmable | Not Dimmable | NO |  | NANNYB | [25 empty] | 4.4 | 1987 | 133.62 | 14.87 | 9.31 | 0.9055 | 5000 | 83.8 |  |  |  | NO | NO | NO | [8 empty] | 2018-11-02 | NO | NO | NO | [6 empty] | AC | [7 empty] | NO
PLP10PX6IOMO | MetroTech Media & Lighting, Inc | MetroTech | MTT8AB-2001-WW04-MBP-05 | Linear Replacement Lamp | T8 Four-Foot | Dual Mode Internal Driver (UL Type A and Type B) |  | standard | YES |  | 2395 | 114.8 | 20.86 | 5.79 | 0.9799 | 2887 | 81.9 | 5 | 50000 | 2017-11-08 | Not Dimmable | Not Dimmable | NotYetVerified | Product updated 9/21/2016 | NANNYH | [15 empty] | 84.7 |  | 1.22 | 1.38 | [6 empty] | 4.4 | 2600 | 130 | 20 | 5.79 | 0.9 | 3000 | 80 |  |  |  | NO | NO | NO | [8 empty] | 2018-11-02 | NO | NO | NO | [6 empty] | AC | [7 empty] | NO
PLCHCK2QVWLA | MetroTech Media & Lighting, Inc | MetroTech | MTT8AB-2001-NW04-MBP-05 | Linear Replacement Lamp | T8 Four-Foot | Dual Mode Internal Driver (UL Type A and Type B) |  | standard | NO | [10 empty] | 2017-11-08 | Not Dimmable | Not Dimmable | NotYetVerified | Product updated 9/21/2016 | NANNYH | [25 empty] | 4.4 | 2600 | 130 | 20 | 5.79 | 0.9 | 4000 | 80 |  |  |  | NO | NO | NO | [8 empty] | 2018-11-02 | NO | NO | NO | [6 empty] | AC | [7 empty] | NO
P9D6CBBE | Shenzhen Syhdee Co.,Ltd. | SYHDEE | SYHU-T8LAUL1218M-30-A | Linear Replacement Lamp | T8 Four-Foot | Replacement Lamps (plug and play) (UL Type A) |  | standard | YES |  | 2430.4 | 121.96 | 19.93 | 7.13 | 0.972 | 2930 | 83.1 | 5 | 50000 | 2017-11-08 | Not Dimmable | Not Dimmable | NO |  | BBBDWN | [15 empty] | 83.9 |  | 1.24 | 1.24 | [6 empty] | 4.4 | 2400 | 120 | 20 | 20 | 0.9 | 3000 | 80 |  |  |  | NO | NO | NO | [8 empty] | 2018-11-02 | NO | NO | NO | [6 empty] | AC | [7 empty] | NO
PD4X0M11 | Shenzhen Syhdee Co.,Ltd. | SYHDEE | SYHU-T8LAUL1215M-45-A | Linear Replacement Lamp | T8 Four-Foot | Replacement Lamps (plug and play) (UL Type A) |  | standard | NO | [10 empty] | 2017-11-08 | Not Dimmable | Not Dimmable | NO |  | BBBDWP | [25 empty] | 4.4 | 2145 | 122 | 17.5 | 20 | 0.9 | 4500 | 80 |  |  |  | NO | NO | NO | [8 empty] | 2018-11-02 | NO | NO | NO | [6 empty] | AC | [7 empty] | NO
PDXHUWGJ | Shenzhen Syhdee Co.,Ltd. | SYHDEE | SYHU-T8LAUL1218M-45-A | Linear Replacement Lamp | T8 Four-Foot | Replacement Lamps (plug and play) (UL Type A) |  | standard | NO | [10 empty] | 2017-11-08 | Not Dimmable | Not Dimmable | NO |  | BBBDWN | [25 empty] | 4.4 | 2450 | 122 | 20 | 20 | 0.9 | 4500 | 80 |  |  |  | NO | NO | NO | [8 empty] | 2018-11-02 | NO | NO | NO | [6 empty] | AC | [7 empty] | NO
P65TN164 | Shenzhen Syhdee Co.,Ltd. | SYHDEE | SYHU-T8GAUL1215M-35-A | Linear Replacement Lamp | T8 Four-Foot | Replacement Lamps (plug and play) (UL Type A) |  | standard | NO | [10 empty] | 2017-11-08 | Not Dimmable | Not Dimmable | NO |  | BBBDWL | [25 empty] | 4.4 | 2080 | 122 | 17 | 20 | 0.9 | 3500 | 80 |  |  |  | NO | NO | NO | [8 empty] | 2018-11-02 | NO | NO | NO | [6 empty] | AC | [7 empty] | NO
PUFTFD9W | Shenzhen Syhdee Co.,Ltd. | SYHDEE | SYHU-T8GABUD1218M-40-A | Linear Replacement Lamp | T8 Four-Foot | Dual Mode Internal Driver (UL Type A and Type B) |  | standard | NO | [10 empty] | 2017-11-08 | Dimmable | Stepped | NO | Updated on 10/16/2018 | BBBDWR | [25 empty] | 4.4 | 2500 | 131.58 | 19 | 20 | 0.9 | 4000 | 80 |  |  |  | NO | NO | NO | [8 empty] | 2018-11-02 | NO | NO | NO | [6 empty] | AC | [7 empty] | NO
P20FG1DK | Shenzhen Syhdee Co.,Ltd. | SYHDEE | SYHU-T8LABUL1215M-40-A | Linear Replacement Lamp | T8 Four-Foot | Dual Mode Internal Driver (UL Type A and Type B) |  | standard | NO | [10 empty] | 2017-11-08 | Not Dimmable | Not Dimmable | NO |  | BBBDWV | [25 empty] | 4.4 | 2145 | 122 | 17.5 | 20 | 0.9 | 4000 | 80 |  |  |  | NO | NO | NO | [8 empty] | 2018-11-02 | NO | NO | NO | [6 empty] | AC | [7 empty] | NO
PV26B2W6 | Shenzhen Syhdee Co.,Ltd. | SYHDEE | SYHU-T8GABUD1212M-35-A | Linear Replacement Lamp | T8 Four-Foot | Dual Mode Internal Driver (UL Type A and Type B) |  | standard | NO | [10 empty] | 2017-11-08 | Dimmable | Stepped | NO | Updated on 10/16/2018 | BBBDWT | [25 empty] | 4.4 | 1776 | 148 | 12 | 20 | 0.9 | 3500 | 80 |  |  |  | NO | NO | NO | [8 empty] | 2018-11-02 | NO | NO | NO | [6 empty] | AC | [7 empty] | NO
PWCPIJXK | Shenzhen Syhdee Co.,Ltd. | SYHDEE | SYHU-T8GABUD1212M-40-A | Linear Replacement Lamp | T8 Four-Foot | Dual Mode Internal Driver (UL Type A and Type B) |  | standard | NO | [10 empty] | 2017-11-08 | Dimmable | Stepped | NO | Updated on 10/16/2018 | BBBDWT | [25 empty] | 4.4 | 1800 | 150 | 12 | 20 | 0.9 | 4000 | 80 |  |  |  | NO | NO | NO | [8 empty] | 2018-11-02 | NO | NO | NO | [6 empty] | AC | [7 empty] | NO
PA60G8G5 | Shenzhen Syhdee Co.,Ltd. | SYHDEE | SYHU-T8GAUL1212M-50-A | Linear Replacement Lamp | T8 Four-Foot | Replacement Lamps (plug and play) (UL Type A) |  | standard | NO | [10 empty] | 2017-11-08 | Not Dimmable | Not Dimmable | NO |  | BBBDWM | [25 empty] | 4.4 | 1800 | 150 | 12 | 20 | 0.9 | 5000 | 80 |  |  |  | NO | NO | NO | [8 empty] | 2018-11-02 | NO | NO | NO | [6 empty] | AC | [7 empty] | NO
PMXQUZIG | Shenzhen Syhdee Co.,Ltd. | SYHDEE | SYHU-T8LABUL1212M-40-A | Linear Replacement Lamp | T8 Four-Foot | Dual Mode Internal Driver (UL Type A and Type B) |  | standard | NO | [10 empty] | 2017-11-08 | Not Dimmable | Not Dimmable | NO |  | BBBDWX | [25 empty] | 4.4 | 1800 | 150 | 12 | 20 | 0.9 | 4000 | 80 |  |  |  | NO | NO | NO | [8 empty] | 2018-11-02 | NO | NO | NO | [6 empty] | AC | [7 empty] | NO
P35G92YU | Shenzhen Syhdee Co.,Ltd. | SYHDEE | SYHU-T8GABUD1215M-50-A | Linear Replacement Lamp | T8 Four-Foot | Dual Mode Internal Driver (UL Type A and Type B) |  | standard | NO | [10 empty] | 2017-11-08 | Dimmable | Stepped | NO | Updated on 10/16/2018 | BBBDWS | [25 empty] | 4.4 | 2150 | 126 | 17 | 20 | 0.9 | 5000 | 80 |  |  |  | NO | NO | NO | [8 empty] | 2018-11-02 | NO | NO | NO | [6 empty] | AC | [7 empty] | NO
PLHAH4PTCV0K | MetroTech Media & Lighting, Inc | MetroTech | MTT8AB-1601-WW04-MBP-05 | Linear Replacement Lamp | T8 Four-Foot | Dual Mode Internal Driver (UL Type A and Type B) |  | standard | YES |  | 2034.7 | 114.76 | 17.73 | 7.63 | 0.9727 | 2884 | 81.9 | 5 | 50000 | 2017-11-08 | Not Dimmable | Not Dimmable | NotYetVerified |  | NANNYG | [15 empty] | 84.2 |  | 1.24 | 1.42 | [6 empty] | 4.4 | 2160 | 120 | 18 | 7.63 | 0.9 | 3000 | 80 |  |  |  | NO | NO | NO | [8 empty] | 2018-11-02 | NO | NO | NO | [6 empty] | AC | [7 empty] | NO
PLH50T7IV849 | MetroTech Media & Lighting, Inc | MetroTech | MTT8A-1201-NW04-MBP-05 | Linear Replacement Lamp | T8 Four-Foot | Replacement Lamps (plug and play) (UL Type A) |  | standard | NO | [10 empty] | 2017-11-08 | Not Dimmable | Not Dimmable | NO |  | NANNYB | [25 empty] | 4.4 | 1836 | 123.64 | 14.85 | 9.35 | 0.9073 | 4000 | 85.2 |  |  |  | NO | NO | NO | [8 empty] | 2018-11-02 | NO | NO | NO | [6 empty] | AC | [7 empty] | NO
PL3MY8K8NLT3 | MetroTech Media & Lighting, Inc | MetroTech | MTT8AB-1601-DW04-MBP-05 | Linear Replacement Lamp | T8 Four-Foot | Dual Mode Internal Driver (UL Type A and Type B) |  | standard | NO | [10 empty] | 2017-11-08 | Not Dimmable | Not Dimmable | NotYetVerified |  | NANNYG | [25 empty] | 4.4 | 2160 | 120 | 18 | 7.63 | 0.9 | 5000 | 80 |  |  |  | NO | NO | NO | [8 empty] | 2018-11-02 | NO | NO | NO | [6 empty] | AC | [7 empty] | NO
PM6PNJSO | Shenzhen Syhdee Co.,Ltd. | SYHDEE | SYHU-T8GAUL1212M-30-A | Linear Replacement Lamp | T8 Four-Foot | Replacement Lamps (plug and play) (UL Type A) |  | standard | YES |  | 1780.6 | 128.74 | 13.83 | 12.51 | 0.953 | 2953 | 82.9 | 5 | 50000 | 2017-11-08 | Not Dimmable | Not Dimmable | NO |  | BBBDWM | [15 empty] | 83.6 |  | 1.26 | 1.34 | [6 empty] | 4.4 | 1776 | 148 | 12 | 20 | 0.9 | 3000 | 80 |  |  |  | NO | NO | NO | [8 empty] | 2018-11-02 | NO | NO | NO | [6 empty] | AC | [7 empty] | NO
P4KGVMSB | Shenzhen Syhdee Co.,Ltd. | SYHDEE | SYHU-T8GABUD1218M-30-A | Linear Replacement Lamp | T8 Four-Foot | Dual Mode Internal Driver (UL Type A and Type B) |  | standard | YES |  | 2405.6 | 125.87 | 19.11 | 17.3 | 0.945 | 2939 | 82 | 5 | 50000 | 2017-11-08 | Dimmable | Stepped | NO | Updated on 10/16/2018 | BBBDWR | [15 empty] | 83.4 |  | 1.28 | 1.36 | [6 empty] | 4.4 | 2400 | 126 | 19 | 20 | 0.9 | 3000 | 80 |  |  |  | NO | NO | NO | [8 empty] | 2018-11-02 | NO | NO | NO | [6 empty] | AC | [7 empty] | NO
P7B95Z70 | Shenzhen Syhdee Co.,Ltd. | SYHDEE | SYHU-T8GABUD1215M-30-A | Linear Replacement Lamp | T8 Four-Foot | Dual Mode Internal Driver (UL Type A and Type B) |  | standard | YES |  | 2087.6 | 122.47 | 17.05 | 18.93 | 0.93 | 2961 | 82.6 | 5 | 50000 | 2017-11-08 | Dimmable | Stepped | NO | Updated on 10/16/2018 | BBBDWS | [15 empty] | 83.9 |  | 1.26 | 1.36 | [6 empty] | 4.4 | 2080 | 122 | 17 | 20 | 0.9 | 3000 | 80 |  |  |  | NO | NO | NO | [8 empty] | 2018-11-02 | NO | NO | NO | [6 empty] | AC | [7 empty] | NO
P2OTYPWP | Shenzhen Syhdee Co.,Ltd. | SYHDEE | SYHU-T8LABUL1212M-30-A | Linear Replacement Lamp | T8 Four-Foot | Dual Mode Internal Driver (UL Type A and Type B) |  | standard | YES |  | 1760 | 123.02 | 14.31 | 19.95 | 0.909 | 2935 | 83.2 | 5 | 50000 | 2017-11-08 | Not Dimmable | Not Dimmable | NO |  | BBBDWX | [15 empty] | 84.2 |  | 1.24 | 1.28 | [6 empty] | 4.4 | 1752 | 146 | 12 | 20 | 0.9 | 3000 | 80 |  |  |  | NO | NO | NO | [8 empty] | 2018-11-02 | NO | NO | NO | [6 empty] | AC | [7 empty] | NO
PYF8A8NX | Shenzhen Syhdee Co.,Ltd. | SYHDEE | SYHU-T8GAUL1218M-30-A | Linear Replacement Lamp | T8 Four-Foot | Replacement Lamps (plug and play) (UL Type A) |  | standard | YES |  | 2405.6 | 125.87 | 19.11 | 7.34 | 0.972 | 2939 | 82 | 5 | 50000 | 2017-11-08 | Not Dimmable | Not Dimmable | NO |  | BBBDWK | [15 empty] | 83.4 |  | 1.28 | 1.36 | [6 empty] | 4.4 | 2400 | 126 | 19 | 20 | 0.9 | 3000 | 80 |  |  |  | NO | NO | NO | [8 empty] | 2018-11-02 | NO | NO | NO | [6 empty] | AC | [7 empty] | NO
PLVX6CCS | Shenzhen Syhdee Co.,Ltd. | SYHDEE | SYHU-T8LABUL1215M-35-A | Linear Replacement Lamp | T8 Four-Foot | Dual Mode Internal Driver (UL Type A and Type B) |  | standard | NO | [10 empty] | 2017-11-08 | Not Dimmable | Not Dimmable | NO |  | BBBDWV | [25 empty] | 4.4 | 2100 | 120 | 17.5 | 20 | 0.9 | 3500 | 80 |  |  |  | NO | NO | NO | [8 empty] | 2018-11-02 | NO | NO | NO | [6 empty] | AC | [7 empty] | NO
PP3T1S27 | Shenzhen Syhdee Co.,Ltd. | SYHDEE | SYHU-T8GAUL1212M-45-A | Linear Replacement Lamp | T8 Four-Foot | Replacement Lamps (plug and play) (UL Type A) |  | standard | NO | [10 empty] | 2017-11-08 | Not Dimmable | Not Dimmable | NO |  | BBBDWM | [25 empty] | 4.4 | 1800 | 150 | 12 | 20 | 0.9 | 4500 | 80 |  |  |  | NO | NO | NO | [8 empty] | 2018-11-02 | NO | NO | NO | [6 empty] | AC | [7 empty] | NO
P9XQXE39 | Shenzhen Syhdee Co.,Ltd. | SYHDEE | SYHU-T8LAUL1212M-50-A | Linear Replacement Lamp | T8 Four-Foot | Replacement Lamps (plug and play) (UL Type A) |  | standard | NO | [10 empty] | 2017-11-08 | Not Dimmable | Not Dimmable | NO |  | BBBDWQ | [25 empty] | 4.4 | 1800 | 150 | 12 | 20 | 0.9 | 5000 | 80 |  |  |  | NO | NO | NO | [8 empty] | 2018-11-02 | NO | NO | NO | [6 empty] | AC | [7 empty] | NO
PKLXL3XN | Shenzhen Syhdee Co.,Ltd. | SYHDEE | SYHU-T8LAUL1215M-40-A | Linear Replacement Lamp | T8 Four-Foot | Replacement Lamps (plug and play) (UL Type A) |  | standard | NO | [10 empty] | 2017-11-08 | Not Dimmable | Not Dimmable | NO |  | BBBDWP | [25 empty] | 4.4 | 2145 | 122 | 17.5 | 20 | 0.9 | 4000 | 80 |  |  |  | NO | NO | NO | [8 empty] | 2018-11-02 | NO | NO | NO | [6 empty] | AC | [7 empty] | NO
PF3BEUY6 | Shenzhen Syhdee Co.,Ltd. | SYHDEE | SYHU-T8LAUL1215M-50-A | Linear Replacement Lamp | T8 Four-Foot | Replacement Lamps (plug and play) (UL Type A) |  | standard | NO | [10 empty] | 2017-11-08 | Not Dimmable | Not Dimmable | NO |  | BBBDWP | [25 empty] | 4.4 | 2145 | 122 | 17.5 | 20 | 0.9 | 5000 | 80 |  |  |  | NO | NO | NO | [8 empty] | 2018-11-02 | NO | NO | NO | [6 empty] | AC | [7 empty] | NO
PFR7DN0E | JIAXING SUPER LIGHTING ELECTRIC APPLIANCE CO.,LTD | Super | T8L-IDDM13-1800-4ft-EBA-A1 | Linear Replacement Lamp | T8 Four-Foot | Replacement Lamps (plug and play) (UL Type A) |  | standard | NO | [10 empty] | 2017-11-08 | Not Dimmable | Not Dimmable | NO | Updated on 05/22/2018 | RRRUMI | [25 empty] | 4.4 | 1800 | 120 | 15 | 20 | 0.9 | 5000 | 82 |  |  |  | NO | NO | NO | [8 empty] | 2018-11-02 | NO | NO | NO | [6 empty] | AC | [7 empty] | NO
PSW1CVH6 | Shenzhen Syhdee Co.,Ltd. | SYHDEE | SYHU-T8LABUL1218M-40-A | Linear Replacement Lamp | T8 Four-Foot | Dual Mode Internal Driver (UL Type A and Type B) |  | standard | NO | [10 empty] | 2017-11-08 | Not Dimmable | Not Dimmable | NO |  | BBBDWU | [25 empty] | 4.4 | 2450 | 122 | 20 | 20 | 0.9 | 4000 | 80 |  |  |  | NO | NO | NO | [8 empty] | 2018-11-02 | NO | NO | NO | [6 empty] | AC | [7 empty] | NO
PZ4G78TW | Shenzhen Syhdee Co.,Ltd. | SYHDEE | SYHU-T8GABUD1215M-35-A | Linear Replacement Lamp | T8 Four-Foot | Dual Mode Internal Driver (UL Type A and Type B) |  | standard | NO | [10 empty] | 2017-11-08 | Dimmable | Stepped | NO | Updated on 10/16/2018 | BBBDWS | [25 empty] | 4.4 | 2080 | 122 | 17 | 20 | 0.9 | 3500 | 80 |  |  |  | NO | NO | NO | [8 empty] | 2018-11-02 | NO | NO | NO | [6 empty] | AC | [7 empty] | NO
PGBWYWUI | Shenzhen Syhdee Co.,Ltd. | SYHDEE | SYHU-T8GAUL1212M-35-A | Linear Replacement Lamp | T8 Four-Foot | Replacement Lamps (plug and play) (UL Type A) |  | standard | NO | [10 empty] | 2017-11-08 | Not Dimmable | Not Dimmable | NO |  | BBBDWM | [25 empty] | 4.4 | 1776 | 148 | 12 | 20 | 0.9 | 3500 | 80 |  |  |  | NO | NO | NO | [8 empty] | 2018-11-02 | NO | NO | NO | [6 empty] | AC | [7 empty] | NO
PBIHS0X0 | Shenzhen Syhdee Co.,Ltd. | SYHDEE | SYHU-T8GAUL1215M-45-A | Linear Replacement Lamp | T8 Four-Foot | Replacement Lamps (plug and play) (UL Type A) |  | standard | NO | [10 empty] | 2017-11-08 | Not Dimmable | Not Dimmable | NO |  | BBBDWL | [25 empty] | 4.4 | 2150 | 126 | 17 | 20 | 0.9 | 4500 | 80 |  |  |  | NO | NO | NO | [8 empty] | 2018-11-02 | NO | NO | NO | [6 empty] | AC | [7 empty] | NO
PLEZWAMIBCUY | MetroTech Media & Lighting, Inc | MetroTech | MTT8AB-1201-WW04-MBP-05 | Linear Replacement Lamp | T8 Four-Foot | Dual Mode Internal Driver (UL Type A and Type B) |  | standard | YES |  | 1572.9 | 112.36 | 14 | 14.16 | 0.9756 | 2900 | 83.8 | 5 | 50000 | 2017-11-08 | Not Dimmable | Not Dimmable | NotYetVerified |  | NANNYF | [15 empty] | 84.5 |  | 1.24 | 1.42 | [6 empty] | 4.4 | 1620 | 135 | 12 | 14.16 | 0.9 | 3000 | 80 |  |  |  | NO | NO | NO | [8 empty] | 2018-11-02 | NO | NO | NO | [6 empty] | AC | [7 empty] | NO
PL8YKX5MYXOX | MetroTech Media & Lighting, Inc | MetroTech | MTT8A-1201-WW04-MBP-05 | Linear Replacement Lamp | T8 Four-Foot | Replacement Lamps (plug and play) (UL Type A) |  | standard | YES |  | 1771 | 119.74 | 14.76 | 9.08 | 0.9047 | 2885 | 82.6 | 5 |  | 2017-11-08 | Not Dimmable | Not Dimmable | NO |  | NANNYB | [15 empty] | 89.9 |  | 1.16 | 1.36 | [6 empty] | 4.4 | 1778 | 120.46 | 14.76 | 9.08 | 0.9047 | 3000 | 82.6 |  |  |  | NO | NO | NO | [8 empty] | 2018-11-02 | NO | NO | NO | [6 empty] | AC | [7 empty] | NO
PLIO1NU7WRWZ | MetroTech Media & Lighting, Inc | MetroTech | MTT8AB-1201-NW04-MBP-05 | Linear Replacement Lamp | T8 Four-Foot | Dual Mode Internal Driver (UL Type A and Type B) |  | standard | NO | [10 empty] | 2017-11-08 | Not Dimmable | Not Dimmable | NotYetVerified |  | NANNYF | [25 empty] | 4.4 | 1680 | 140 | 12 | 14.16 | 0.9 | 4000 | 80 |  |  |  | NO | NO | NO | [8 empty] | 2018-11-02 | NO | NO | NO | [6 empty] | AC | [7 empty] | NO
PQUKMBUJ | Shenzhen Syhdee Co.,Ltd. | SYHDEE | SYHU-T8LAUL1215M-30-A | Linear Replacement Lamp | T8 Four-Foot | Replacement Lamps (plug and play) (UL Type A) |  | standard | YES |  | 2108.1 | 122.04 | 17.27 | 9.01 | 0.966 | 2941 | 83.2 | 5 | 50000 | 2017-11-08 | Not Dimmable | Not Dimmable | NO |  | BBBDWP | [15 empty] | 84.1 |  | 1.24 | 1.28 | [6 empty] | 4.4 | 2100 | 120 | 17.5 | 20 | 0.9 | 3000 | 80 |  |  |  | NO | NO | NO | [8 empty] | 2018-11-02 | NO | NO | NO | [6 empty] | AC | [7 empty] | NO
PSLF22IU | Shenzhen Syhdee Co.,Ltd. | SYHDEE | SYHU-T8LAUL1218M-40-A | Linear Replacement Lamp | T8 Four-Foot | Replacement Lamps (plug and play) (UL Type A) |  | standard | NO | [10 empty] | 2017-11-08 | Not Dimmable | Not Dimmable | NO |  | BBBDWN | [25 empty] | 4.4 | 2450 | 122 | 20 | 20 | 0.9 | 4000 | 80 |  |  |  | NO | NO | NO | [8 empty] | 2018-11-02 | NO | NO | NO | [6 empty] | AC | [7 empty] | NO
PHQHB7ZJ | Shenzhen Syhdee Co.,Ltd. | SYHDEE | SYHU-T8LAUL1212M-35-A | Linear Replacement Lamp | T8 Four-Foot | Replacement Lamps (plug and play) (UL Type A) |  | standard | NO | [10 empty] | 2017-11-08 | Not Dimmable | Not Dimmable | NO |  | BBBDWQ | [25 empty] | 4.4 | 1752 | 146 | 12 | 20 | 0.9 | 3500 | 80 |  |  |  | NO | NO | NO | [8 empty] | 2018-11-02 | NO | NO | NO | [6 empty] | AC | [7 empty] | NO
PXCPZ25Y | Shenzhen Syhdee Co.,Ltd. | SYHDEE | SYHU-T8LAUL1212M-40-A | Linear Replacement Lamp | T8 Four-Foot | Replacement Lamps (plug and play) (UL Type A) |  | standard | NO | [10 empty] | 2017-11-08 | Not Dimmable | Not Dimmable | NO |  | BBBDWQ | [25 empty] | 4.4 | 1800 | 150 | 12 | 20 | 0.9 | 4000 | 80 |  |  |  | NO | NO | NO | [8 empty] | 2018-11-02 | NO | NO | NO | [6 empty] | AC | [7 empty] | NO
P5SNYHBJ | Shenzhen Syhdee Co.,Ltd. | SYHDEE | SYHU-T8GAUL1218M-35-A | Linear Replacement Lamp | T8 Four-Foot | Replacement Lamps (plug and play) (UL Type A) |  | standard | NO | [10 empty] | 2017-11-08 | Not Dimmable | Not Dimmable | NO |  | BBBDWK | [25 empty] | 4.4 | 2400 | 126 | 19 | 20 | 0.9 | 3500 | 80 |  |  |  | NO | NO | NO | [8 empty] | 2018-11-02 | NO | NO | NO | [6 empty] | AC | [7 empty] | NO
PLH56LRFKYQ6 | MetroTech Media & Lighting, Inc | MetroTech | MTT8AB-1601-NW04-MBP-05 | Linear Replacement Lamp | T8 Four-Foot | Dual Mode Internal Driver (UL Type A and Type B) |  | standard | NO | [10 empty] | 2017-11-08 | Not Dimmable | Not Dimmable | NotYetVerified |  | NANNYG | [25 empty] | 4.4 | 2160 | 120 | 18 | 7.63 | 0.9 | 4000 | 80 |  |  |  | NO | NO | NO | [8 empty] | 2018-11-02 | NO | NO | NO | [6 empty] | AC | [7 empty] | NO
PL5JX5X12MXP | MetroTech Media & Lighting, Inc | MetroTech | MTT8AB-2001-DW04-MBP-05 | Linear Replacement Lamp | T8 Four-Foot | Dual Mode Internal Driver (UL Type A and Type B) |  | standard | NO | [10 empty] | 2017-11-08 | Not Dimmable | Not Dimmable | NotYetVerified | Product updated 9/21/2016 | NANNYH | [25 empty] | 4.4 | 2600 | 130 | 20 | 5.79 | 0.9 | 5000 | 80 |  |  |  | NO | NO | NO | [8 empty] | 2018-11-02 | NO | NO | NO | [6 empty] | AC | [7 empty] | NO
P2YX8TFO | Shenzhen Syhdee Co.,Ltd. | SYHDEE | SYHU-T8LABUL1218M-35-A | Linear Replacement Lamp | T8 Four-Foot | Dual Mode Internal Driver (UL Type A and Type B) |  | standard | NO | [10 empty] | 2017-11-08 | Not Dimmable | Not Dimmable | NO |  | BBBDWU | [25 empty] | 4.4 | 2400 | 120 | 20 | 20 | 0.9 | 3500 | 80 |  |  |  | NO | NO | NO | [8 empty] | 2018-11-02 | NO | NO | NO | [6 empty] | AC | [7 empty] | NO
PT72Q7TQ | Shenzhen Syhdee Co.,Ltd. | SYHDEE | SYHU-T8LABUL1215M-45-A | Linear Replacement Lamp | T8 Four-Foot | Dual Mode Internal Driver (UL Type A and Type B) |  | standard | NO | [10 empty] | 2017-11-08 | Not Dimmable | Not Dimmable | NO |  | BBBDWV | [25 empty] | 4.4 | 2145 | 122 | 17.5 | 20 | 0.9 | 4500 | 80 |  |  |  | NO | NO | NO | [8 empty] | 2018-11-02 | NO | NO | NO | [6 empty] | AC | [7 empty] | NO
PIAW10DN | Shenzhen Syhdee Co.,Ltd. | SYHDEE | SYHU-T8LABUL1215M-50-A | Linear Replacement Lamp | T8 Four-Foot | Dual Mode Internal Driver (UL Type A and Type B) |  | standard | NO | [10 empty] | 2017-11-08 | Not Dimmable | Not Dimmable | NO |  | BBBDWV | [25 empty] | 4.4 | 2145 | 122 | 17.5 | 20 | 0.9 | 5000 | 80 |  |  |  | NO | NO | NO | [8 empty] | 2018-11-02 | NO | NO | NO | [6 empty] | AC | [7 empty] | NO
PXGP074T | Shenzhen Syhdee Co.,Ltd. | SYHDEE | SYHU-T8GAUL1212M-40-A | Linear Replacement Lamp | T8 Four-Foot | Replacement Lamps (plug and play) (UL Type A) |  | standard | NO | [10 empty] | 2017-11-08 | Not Dimmable | Not Dimmable | NO |  | BBBDWM | [25 empty] | 4.4 | 1800 | 150 | 12 | 20 | 0.9 | 4000 | 80 |  |  |  | NO | NO | NO | [8 empty] | 2018-11-02 | NO | NO | NO | [6 empty] | AC | [7 empty] | NO
P9YW2TPS | Shenzhen Syhdee Co.,Ltd. | SYHDEE | SYHU-T8GABUD1218M-50-A | Linear Replacement Lamp | T8 Four-Foot | Dual Mode Internal Driver (UL Type A and Type B) |  | standard | NO | [10 empty] | 2017-11-08 | Dimmable | Stepped | NO | Updated on 10/16/2018 | BBBDWR | [25 empty] | 4.4 | 2500 | 131.58 | 19 | 20 | 0.9 | 5000 | 80 |  |  |  | NO | NO | NO | [8 empty] | 2018-11-02 | NO | NO | NO | [6 empty] | AC | [7 empty] | NO
PE36TFD4 | Shenzhen Syhdee Co.,Ltd. | SYHDEE | SYHU-T8GABUD1212M-30-A | Linear Replacement Lamp | T8 Four-Foot | Dual Mode Internal Driver (UL Type A and Type B) |  | standard | YES |  | 1780.6 | 128.74 | 13.83 | 17.53 | 0.94 | 2953 | 82.9 | 5 | 50000 | 2017-11-08 | Dimmable | Stepped | NO | Updated on 10/16/2018 | BBBDWT | [15 empty] | 83.6 |  | 1.26 | 1.34 | [6 empty] | 4.4 | 1776 | 148 | 12 | 20 | 0.9 | 3000 | 80 |  |  |  | NO | NO | NO | [8 empty] | 2018-11-02 | NO | NO | NO | [6 empty] | AC | [7 empty] | NO
PZH6KHL6 | Shenzhen Syhdee Co.,Ltd. | SYHDEE | SYHU-T8LABUL1218M-30-A | Linear Replacement Lamp | T8 Four-Foot | Dual Mode Internal Driver (UL Type A and Type B) |  | standard | YES |  | 2430.4 | 121.96 | 19.93 | 19.29 | 0.882 | 2930 | 83.1 | 5 | 50000 | 2017-11-08 | Not Dimmable | Not Dimmable | NO |  | BBBDWU | [15 empty] | 83.9 |  | 1.24 | 1.24 | [6 empty] | 4.4 | 2400 | 120 | 20 | 20 | 0.9 | 3000 | 80 |  |  |  | NO | NO | NO | [8 empty] | 2018-11-02 | NO | NO | NO | [6 empty] | AC | [7 empty] | NO
PFOBVJFV | Shenzhen Syhdee Co.,Ltd. | SYHDEE | SYHU-T8GAUL1215M-30-A | Linear Replacement Lamp | T8 Four-Foot | Replacement Lamps (plug and play) (UL Type A) |  | standard | YES |  | 2087.6 | 122.47 | 17.05 | 9.02 | 0.966 | 2961 | 82.6 | 5 | 50000 | 2017-11-08 | Not Dimmable | Not Dimmable | NO |  | BBBDWL | [15 empty] | 83.9 |  | 1.26 | 1.36 | [6 empty] | 4.4 | 2080 | 122 | 17 | 20 | 0.9 | 3000 | 80 |  |  |  | NO | NO | NO | [8 empty] | 2018-11-02 | NO | NO | NO | [6 empty] | AC | [7 empty] | NO
PL0YAN9J | Shenzhen Syhdee Co.,Ltd. | SYHDEE | SYHU-T8GAUL1218M-50-A | Linear Replacement Lamp | T8 Four-Foot | Replacement Lamps (plug and play) (UL Type A) |  | standard | NO | [10 empty] | 2017-11-08 | Not Dimmable | Not Dimmable | NO |  | BBBDWK | [25 empty] | 4.4 | 2500 | 131.58 | 19 | 20 | 0.9 | 5000 | 80 |  |  |  | NO | NO | NO | [8 empty] | 2018-11-02 | NO | NO | NO | [6 empty] | AC | [7 empty] | NO
PL5ECXCCMOY5 | MetroTech Media & Lighting, Inc | MetroTech | MTT8A-2001-DW04-MBP-05 | Linear Replacement Lamp | T8 Four-Foot | Replacement Lamps (plug and play) (UL Type A) |  | standard | NO | [10 empty] | 2017-11-08 | Not Dimmable | Not Dimmable | NO |  | NANNYD | [25 empty] | 4.4 | 2631 | 120.63 | 21.81 | 6.39 | 0.9093 | 5000 | 84 |  |  |  | NO | NO | NO | [8 empty] | 2018-11-02 | NO | NO | NO | [6 empty] | AC | [7 empty] | NO
PLIF10OQEOE1 | MetroTech Media & Lighting, Inc | MetroTech | MTT8AB-1201-DW04-MBP-05 | Linear Replacement Lamp | T8 Four-Foot | Dual Mode Internal Driver (UL Type A and Type B) |  | standard | NO | [10 empty] | 2017-11-08 | Not Dimmable | Not Dimmable | NotYetVerified |  | NANNYF | [25 empty] | 4.4 | 1680 | 140 | 12 | 14.16 | 0.9 | 5000 | 80 |  |  |  | NO | NO | NO | [8 empty] | 2018-11-02 | NO | NO | NO | [6 empty] | AC | [7 empty] | NO
PPYLRCIV | Shenzhen Syhdee Co.,Ltd. | SYHDEE | SYHU-T8LAUL1218M-35-A | Linear Replacement Lamp | T8 Four-Foot | Replacement Lamps (plug and play) (UL Type A) |  | standard | NO | [10 empty] | 2017-11-08 | Not Dimmable | Not Dimmable | NO |  | BBBDWN | [25 empty] | 4.4 | 2400 | 120 | 20 | 20 | 0.9 | 3500 | 80 |  |  |  | NO | NO | NO | [8 empty] | 2018-11-02 | NO | NO | NO | [6 empty] | AC | [7 empty] | NO
PR7B8DVZ | Shenzhen Syhdee Co.,Ltd. | SYHDEE | SYHU-T8LAUL1212M-45-A | Linear Replacement Lamp | T8 Four-Foot | Replacement Lamps (plug and play) (UL Type A) |  | standard | NO | [10 empty] | 2017-11-08 | Not Dimmable | Not Dimmable | NO |  | BBBDWQ | [25 empty] | 4.4 | 1800 | 150 | 12 | 20 | 0.9 | 4500 | 80 |  |  |  | NO | NO | NO | [8 empty] | 2018-11-02 | NO | NO | NO | [6 empty] | AC | [7 empty] | NO
PMEAGCJ0 | Shenzhen Syhdee Co.,Ltd. | SYHDEE | SYHU-T8LAUL1215M-35-A | Linear Replacement Lamp | T8 Four-Foot | Replacement Lamps (plug and play) (UL Type A) |  | standard | NO | [10 empty] | 2017-11-08 | Not Dimmable | Not Dimmable | NO |  | BBBDWP | [25 empty] | 4.4 | 2100 | 120 | 17.5 | 20 | 0.9 | 3500 | 80 |  |  |  | NO | NO | NO | [8 empty] | 2018-11-02 | NO | NO | NO | [6 empty] | AC | [7 empty] | NO
PJRYY43N | Shenzhen Syhdee Co.,Ltd. | SYHDEE | SYHU-T8GAUL1215M-40-A | Linear Replacement Lamp | T8 Four-Foot | Replacement Lamps (plug and play) (UL Type A) |  | standard | NO | [10 empty] | 2017-11-08 | Not Dimmable | Not Dimmable | NO |  | BBBDWL | [25 empty] | 4.4 | 2150 | 126 | 17 | 20 | 0.9 | 4000 | 80 |  |  |  | NO | NO | NO | [8 empty] | 2018-11-02 | NO | NO | NO | [6 empty] | AC | [7 empty] | NO
PG7I85J1 | Shenzhen Syhdee Co.,Ltd. | SYHDEE | SYHU-T8GAUL1215M-50-A | Linear Replacement Lamp | T8 Four-Foot | Replacement Lamps (plug and play) (UL Type A) |  | standard | NO | [10 empty] | 2017-11-08 | Not Dimmable | Not Dimmable | NO |  | BBBDWL | [25 empty] | 4.4 | 2150 | 126 | 17 | 20 | 0.9 | 5000 | 80 |  |  |  | NO | NO | NO | [8 empty] | 2018-11-02 | NO | NO | NO | [6 empty] | AC | [7 empty] | NO
P6TZLW73 | Shenzhen Syhdee Co.,Ltd. | SYHDEE | SYHU-T8LABUL1218M-50-A | Linear Replacement Lamp | T8 Four-Foot | Dual Mode Internal Driver (UL Type A and Type B) |  | standard | NO | [10 empty] | 2017-11-08 | Not Dimmable | Not Dimmable | NO |  | BBBDWU | [25 empty] | 4.4 | 2450 | 122 | 20 | 20 | 0.9 | 5000 | 80 |  |  |  | NO | NO | NO | [8 empty] | 2018-11-02 | NO | NO | NO | [6 empty] | AC | [7 empty] | NO
PJKJC68O | Shenzhen Syhdee Co.,Ltd. | SYHDEE | SYHU-T8GABUD1215M-40-A | Linear Replacement Lamp | T8 Four-Foot | Dual Mode Internal Driver (UL Type A and Type B) |  | standard | NO | [10 empty] | 2017-11-08 | Dimmable | Stepped | NO | Updated on 10/16/2018 | BBBDWS | [25 empty] | 4.4 | 2150 | 126 | 17 | 20 | 0.9 | 4000 | 80 |  |  |  | NO | NO | NO | [8 empty] | 2018-11-02 | NO | NO | NO | [6 empty] | AC | [7 empty] | NO
PKZWI756 | Shenzhen Syhdee Co.,Ltd. | SYHDEE | SYHU-T8GABUD1218M-45-A | Linear Replacement Lamp | T8 Four-Foot | Dual Mode Internal Driver (UL Type A and Type B) |  | standard | NO | [10 empty] | 2017-11-08 | Dimmable | Stepped | NO | Updated on 10/16/2018 | BBBDWR | [25 empty] | 4.4 | 2500 | 131.58 | 19 | 20 | 0.9 | 4500 | 80 |  |  |  | NO | NO | NO | [8 empty] | 2018-11-02 | NO | NO | NO | [6 empty] | AC | [7 empty] | NO
PSBG2KW3 | Shenzhen Syhdee Co.,Ltd. | SYHDEE | SYHU-T8LABUL1212M-35-A | Linear Replacement Lamp | T8 Four-Foot | Dual Mode Internal Driver (UL Type A and Type B) |  | standard | NO | [10 empty] | 2017-11-08 | Not Dimmable | Not Dimmable | NO |  | BBBDWX | [25 empty] | 4.4 | 1752 | 146 | 12 | 20 | 0.9 | 3500 | 80 |  |  |  | NO | NO | NO | [8 empty] | 2018-11-02 | NO | NO | NO | [6 empty] | AC | [7 empty] | NO
PPH8TKEU | Shenzhen Syhdee Co.,Ltd. | SYHDEE | SYHU-T8LABUL1212M-45-A | Linear Replacement Lamp | T8 Four-Foot | Dual Mode Internal Driver (UL Type A and Type B) |  | standard | NO | [10 empty] | 2017-11-08 | Not Dimmable | Not Dimmable | NO |  | BBBDWX | [25 empty] | 4.4 | 1800 | 150 | 12 | 20 | 0.9 | 4500 | 80 |  |  |  | NO | NO | NO | [8 empty] | 2018-11-02 | NO | NO | NO | [6 empty] | AC | [7 empty] | NO
PHOKO18G | Shenzhen Syhdee Co.,Ltd. | SYHDEE | SYHU-T8LABUL1212M-50-A | Linear Replacement Lamp | T8 Four-Foot | Dual Mode Internal Driver (UL Type A and Type B) |  | standard | NO | [10 empty] | 2017-11-08 | Not Dimmable | Not Dimmable | NO |  | BBBDWX | [25 empty] | 4.4 | 1800 | 150 | 12 | 20 | 0.9 | 5000 | 80 |  |  |  | NO | NO | NO | [8 empty] | 2018-11-02 | NO | NO | NO | [6 empty] | AC | [7 empty] | NO
PB6HXV1L | Shenzhen Syhdee Co.,Ltd. | SYHDEE | SYHU-T8LABUL1215M-30-A | Linear Replacement Lamp | T8 Four-Foot | Dual Mode Internal Driver (UL Type A and Type B) |  | standard | YES |  | 2108.1 | 122.04 | 17.27 | 21.63 | 0.895 | 2941 | 83.2 | 5 | 50000 | 2017-11-08 | Not Dimmable | Not Dimmable | NO |  | BBBDWV | [15 empty] | 84.1 |  | 1.24 | 1.28 | [6 empty] | 4.4 | 2100 | 120 | 17.5 | 20 | 0.9 | 3000 | 80 |  |  |  | NO | NO | NO | [8 empty] | 2018-11-02 | NO | NO | NO | [6 empty] | AC | [7 empty] | NO
PCU7ZR0W | Shenzhen Syhdee Co.,Ltd. | SYHDEE | SYHU-T8LAUL1212M-30-A | Linear Replacement Lamp | T8 Four-Foot | Replacement Lamps (plug and play) (UL Type A) |  | standard | YES |  | 1760 | 123.02 | 14.31 | 12.71 | 0.946 | 2935 | 83.2 | 5 | 50000 | 2017-11-08 | Not Dimmable | Not Dimmable | NO |  | BBBDWQ | [15 empty] | 84.2 |  | 1.24 | 1.28 | [6 empty] | 4.4 | 1752 | 146 | 12 | 20 | 0.9 | 3000 | 80 |  |  |  | NO | NO | NO | [8 empty] | 2018-11-02 | NO | NO | NO | [6 empty] | AC | [7 empty] | NO
PLOJSQTN8O9J | Revolution Lighting Technologies, Inc. | Revolution Lighting Technologies | 204711-115 | Linear Replacement Lamp | T8 Four-Foot | Dual Mode Internal Driver (UL Type A and Type B) |  | standard | YES |  | 2136.4 | 137.56 | 15.53 | 14.017 | 0.951 | 4898 | 80.4 | 5 | 50000 | 2017-11-07 | Not Dimmable | Not Dimmable | NO |  | IIILHI | [15 empty] | 84.4 |  | 1.34 | 1.18 | [6 empty] | 4.4 | 2136.4 | 137.56 | 15.53 | 14.02 | 0.95 | 5000 | 80 |  |  |  | NO | NO | NO | [8 empty] | 2018-11-02 | NO | NO | NO | [6 empty] | AC | [7 empty] | NO
PLI5MCFYXAN1 | Revolution Lighting Technologies, Inc. | Revolution Lighting Technologies | 204771-112 | Linear Replacement Lamp | T8 Four-Foot | Dual Mode Internal Driver (UL Type A and Type B) |  | standard | YES |  | 1946.2 | 120.88 | 16.1 | 13.259 | 0.97 | 3431 | 78.9 | 5 | 50000 | 2017-11-07 | Not Dimmable | Not Dimmable | NO |  | IIILHM | [15 empty] | 84.7 |  | 1.34 | 1.18 | [6 empty] | 4.4 | 1946.2 | 120.88 | 16.1 | 13.26 | 0.97 | 3500 | 80 |  |  |  | NO | NO | NO | [8 empty] | 2018-11-02 | NO | NO | NO | [6 empty] | AC | [7 empty] | NO
PLA6NB0AO7RY | Revolution Lighting Technologies, Inc. | Revolution Lighting Technologies | 204772-115 | Linear Replacement Lamp | T8 Four-Foot | Dual Mode Internal Driver (UL Type A and Type B) |  | standard | YES |  | 2330.7 | 138.81 | 16.79 | 12.62 | 0.9613 | 4959 | 79.8 | 5 | 50000 | 2017-11-07 | Not Dimmable | Not Dimmable | NO |  | IIILHR | [15 empty] | 84.2 |  | 1.38 | 1.2 | [6 empty] | 4.4 | 2330.7 | 138.81 | 16.79 | 12.62 | 0.96 | 5000 | 80 |  |  |  | NO | NO | NO | [8 empty] | 2018-11-02 | NO | NO | NO | [6 empty] | AC | [7 empty] | NO
PLW7XK2V4GQL | Revolution Lighting Technologies, Inc. | Revolution Lighting Technologies | 204771-113 | Linear Replacement Lamp | T8 Four-Foot | Dual Mode Internal Driver (UL Type A and Type B) |  | standard | YES |  | 1846 | 123.35 | 14.97 | 14.559 | 0.963 | 3970 | 80.7 | 5 | 50000 | 2017-11-07 | Not Dimmable | Not Dimmable | NO |  | IIILHN | [15 empty] | 85 |  | 1.28 | 1.18 | [6 empty] | 4.4 | 1846 | 123.35 | 14.97 | 14.56 | 0.96 | 4000 | 80 |  |  |  | NO | NO | NO | [8 empty] | 2018-11-02 | NO | NO | NO | [6 empty] | AC | [7 empty] | NO
POXMD2RJ | JIAXING SUPER LIGHTING ELECTRIC APPLIANCE CO.,LTD | Super | T8L-IDDM13-2200-4ft-EBA-A1 | Linear Replacement Lamp | T8 Four-Foot | Replacement Lamps (plug and play) (UL Type A) |  | standard | NO | [10 empty] | 2017-11-07 | Not Dimmable | Not Dimmable | NO | Updated on 05/22/2018 | RRRUMH | [25 empty] | 4.4 | 2200 | 122.2 | 18 | 20 | 0.9 | 5000 | 82 |  |  |  | NO | NO | NO | [8 empty] | 2018-11-02 | NO | NO | NO | [6 empty] | AC | [7 empty] | NO
PGTVCY1X | JIAXING SUPER LIGHTING ELECTRIC APPLIANCE CO.,LTD | Super | T8L-IDDM13-2200-4ft-CBA-A1 | Linear Replacement Lamp | T8 Four-Foot | Replacement Lamps (plug and play) (UL Type A) |  | standard | NO | [10 empty] | 2017-11-07 | Not Dimmable | Not Dimmable | NO | Updated on 05/22/2018 | RRRUMH | [25 empty] | 4.4 | 2200 | 122.2 | 18 | 20 | 0.9 | 4000 | 82 |  |  |  | NO | NO | NO | [8 empty] | 2018-11-02 | NO | NO | NO | [6 empty] | AC | [7 empty] | NO
PVJGW774 | JIAXING SUPER LIGHTING ELECTRIC APPLIANCE CO.,LTD | Super | T8L-IDDM13-2200-4ft-DBA-A1 | Linear Replacement Lamp | T8 Four-Foot | Replacement Lamps (plug and play) (UL Type A) |  | standard | NO | [10 empty] | 2017-11-07 | Not Dimmable | Not Dimmable | NO | Updated on 05/22/2018 | RRRUMH | [25 empty] | 4.4 | 2200 | 122.2 | 18 | 20 | 0.9 | 4500 | 82 |  |  |  | NO | NO | NO | [8 empty] | 2018-11-02 | NO | NO | NO | [6 empty] | AC | [7 empty] | NO
PLSTWVUIC6A6 | Revolution Lighting Technologies, Inc. | Revolution Lighting Technologies | 204772-113 | Linear Replacement Lamp | T8 Four-Foot | Dual Mode Internal Driver (UL Type A and Type B) |  | standard | YES |  | 2278.6 | 130.35 | 17.48 | 11.98 | 0.966 | 3989 | 80.4 | 5 | 50000 | 2017-11-07 | Not Dimmable | Not Dimmable | NO |  | IIILHQ | [15 empty] | 84.9 |  | 1.3 | 1.18 | [6 empty] | 4.4 | 2278.6 | 130.35 | 17.48 | 11.98 | 0.97 | 4000 | 80 |  |  |  | NO | NO | NO | [8 empty] | 2018-11-02 | NO | NO | NO | [6 empty] | AC | [7 empty] | NO
PL4MZG5ZT1MD | Revolution Lighting Technologies, Inc. | Revolution Lighting Technologies | 204712-113 | Linear Replacement Lamp | T8 Four-Foot | Dual Mode Internal Driver (UL Type A and Type B) |  | standard | YES |  | 2127.7 | 120.75 | 17.62 | 11.8 | 0.967 | 4089 | 81.7 | 5 | 50000 | 2017-11-07 | Not Dimmable | Not Dimmable | NO |  | IIILHK | [15 empty] | 86.1 |  | 2 | 1.18 | [6 empty] | 4.4 | 2127.7 | 120.75 | 17.62 | 11.8 | 0.97 | 4000 | 80 |  |  |  | NO | NO | NO | [8 empty] | 2018-11-02 | NO | NO | NO | [6 empty] | AC | [7 empty] | NO
PL092CA1TQU1 | Revolution Lighting Technologies, Inc. | Revolution Lighting Technologies | 204772-112 | Linear Replacement Lamp | T8 Four-Foot | Dual Mode Internal Driver (UL Type A and Type B) |  | standard | YES |  | 2264.2 | 128.72 | 17.59 | 11.635 | 0.968 | 3434 | 78.9 | 5 | 50000 | 2017-11-07 | Not Dimmable | Not Dimmable | NO |  | IIILHP | [15 empty] | 84.45 |  | 1.4 | 1.18 | [6 empty] | 4.4 | 2264.2 | 128.72 | 17.59 | 11.63 | 0.97 | 3500 | 80 |  |  |  | NO | NO | NO | [8 empty] | 2018-11-02 | NO | NO | NO | [6 empty] | AC | [7 empty] | NO
PLTMBS4TP8B0 | Revolution Lighting Technologies, Inc. | Revolution Lighting Technologies | 204712-112 | Linear Replacement Lamp | T8 Four-Foot | Dual Mode Internal Driver (UL Type A and Type B) |  | standard | YES |  | 2306.6 | 135.36 | 17.04 | 12.023 | 0.965 | 3431 | 79.5 | 5 | 50000 | 2017-11-07 | Not Dimmable | Not Dimmable | NO |  | IIILHJ | [15 empty] | 84.6 |  | 1.32 | 1.18 | [6 empty] | 4.4 | 2306.6 | 135.36 | 17.04 | 12.02 | 0.97 | 3500 | 80 |  |  |  | NO | NO | NO | [8 empty] | 2018-11-02 | NO | NO | NO | [6 empty] | AC | [7 empty] | NO
PLMILPAHDWEJ | Revolution Lighting Technologies, Inc. | Revolution Lighting Technologies | 204711-112 | Linear Replacement Lamp | T8 Four-Foot | Dual Mode Internal Driver (UL Type A and Type B) |  | standard | YES |  | 1965.4 | 122.76 | 16.01 | 13.194 | 0.955 | 3430 | 79.4 | 5 | 50000 | 2017-11-07 | Not Dimmable | Not Dimmable | NO |  | IIILHG | [15 empty] | 84.6 |  | 1.36 | 1.18 | [6 empty] | 4.4 | 1965.4 | 122.76 | 16.01 | 13.19 | 0.96 | 3500 | 80 |  |  |  | NO | NO | NO | [8 empty] | 2018-11-02 | NO | NO | NO | [6 empty] | AC | [7 empty] | NO
PLYSMPO10V42 | TGL Inc. | TGL | TGL-SHAT360-15W-4500K | Linear Replacement Lamp | T8 Four-Foot | Replacement Lamps (plug and play) (UL Type A) |  | standard | NO | [10 empty] | 2017-11-07 | Not Dimmable | Not Dimmable | NO |  | HAHHYH | [25 empty] | 4.4 | 1900 | 126.7 | 15 | 11.27 | 0.97 | 4500 | 82.7 |  |  |  | NO | NO | NO | [8 empty] | 2018-11-02 | NO | NO | NO | [6 empty] | AC | [7 empty] | NO
PWQD1EMH | TGL Inc. | TGL | TGL-SHAT360-15W-5000K | Linear Replacement Lamp | T8 Four-Foot | Replacement Lamps (plug and play) (UL Type A) |  | standard | NO | [10 empty] | 2017-11-07 | Not Dimmable | Not Dimmable | NO |  | HAHHYH | [25 empty] | 4.4 | 1900 | 126.7 | 15 | 11.49 | 0.97 | 5000 | 82.6 |  |  |  | NO | NO | NO | [8 empty] | 2018-11-02 | NO | NO | NO | [6 empty] | AC | [7 empty] | NO
PLZB8J3JUSAN | Revolution Lighting Technologies, Inc. | Revolution Lighting Technologies | 204711-113 | Linear Replacement Lamp | T8 Four-Foot | Dual Mode Internal Driver (UL Type A and Type B) |  | standard | YES |  | 1880.6 | 122.83 | 15.31 | 14.265 | 0.957 | 4176 | 82.4 | 5 | 50000 | 2017-11-07 | Not Dimmable | Not Dimmable | NO |  | IIILHH | [15 empty] | 84.6 |  | 1.32 | 1.18 | [6 empty] | 4.4 | 1880.6 | 122.83 | 15.31 | 14.27 | 0.96 | 4000 | 80 |  |  |  | NO | NO | NO | [8 empty] | 2018-11-02 | NO | NO | NO | [6 empty] | AC | [7 empty] | NO
PLSXC8B05BUX | Revolution Lighting Technologies, Inc. | Revolution Lighting Technologies | 204712-115 | Linear Replacement Lamp | T8 Four-Foot | Dual Mode Internal Driver (UL Type A and Type B) |  | standard | YES |  | 2184.2 | 126.04 | 17.33 | 13.93 | 0.956 | 4986 | 80.2 | 5 | 50000 | 2017-11-07 | Not Dimmable | Not Dimmable | NO |  | IIILHL | [15 empty] | 84.5 |  | 1.36 | 1.2 | [6 empty] | 4.4 | 2184.2 | 126.04 | 17.33 | 13.93 | 0.96 | 5000 | 80 |  |  |  | NO | NO | NO | [8 empty] | 2018-11-02 | NO | NO | NO | [6 empty] | AC | [7 empty] | NO
PL5Y19Q4HSFY | TGL Inc. | TGL | TGL-SHAT360-15W-4000K | Linear Replacement Lamp | T8 Four-Foot | Replacement Lamps (plug and play) (UL Type A) |  | standard | YES |  | 2275 | 123.52 | 18.42 | 11.27 | 0.9684 | 4105 | 82.7 | 5 | 50000 | 2017-11-07 | Not Dimmable | Not Dimmable | NO |  | HAHHYH | [15 empty] | 84.9 |  | 1.22 | 1.3 | [6 empty] | 4.4 | 1900 | 126.7 | 15 | 11.27 | 0.97 | 4000 | 82.7 |  |  |  | NO | NO | NO | [8 empty] | 2018-11-02 | NO | NO | NO | [6 empty] | AC | [7 empty] | NO
PHKWBDGW | IKIO LED LIGHTING | ikio | IK-T804-0012-35A&B-J (Frosted) | Linear Replacement Lamp | T8 Four-Foot | Dual Mode Internal Driver (UL Type A and Type B) |  | standard | NO | [10 empty] | 2017-11-06 | Not Dimmable | Not Dimmable | NO |  | KKLAFF | [25 empty] | 4.4 | 1700 | 142 | 12 | 20 | 0.9 | 3500 | 85 |  |  |  | NO | NO | NO | [8 empty] | 2018-11-02 | NO | NO | NO | [6 empty] | AC | [7 empty] | NO
PWTCEKXE | IKIO LED LIGHTING | ikio | IK-T804-0015-40A&B-J (Clear) | Linear Replacement Lamp | T8 Four-Foot | Dual Mode Internal Driver (UL Type A and Type B) |  | standard | NO | [10 empty] | 2017-11-06 | Not Yet Verified | Not Yet Verified | NotYetVerified |  | KKLAFG | [25 empty] | 4.4 | 2172 | 133 | 16.3 | 20 | 0.9 | 4000 | 83 |  |  |  | NO | NO | NO | [8 empty] | 2018-11-02 | NO | NO | NO | [6 empty] | AC | [7 empty] | NO
PH39AJI2 | IKIO LED LIGHTING | ikio | IK-T804-0018-30A&B-J (Frosted) | Linear Replacement Lamp | T8 Four-Foot | Dual Mode Internal Driver (UL Type A and Type B) |  | standard | YES |  | 2502 | 132.1 | 18.94 | 11.86 | 0.937 | 3029 | 82.6 | 5 | 50000 | 2017-11-06 | Not Dimmable | Not Dimmable | NotYetVerified |  | KKLAFI | [15 empty] | 88.8 |  | 1.34 | 1.19 | [6 empty] | 4.4 | 2439.98 | 130.62 | 18.68 | 20 | 0.9 | 3000 | 82.3 |  |  |  | NO | NO | NO | [8 empty] | 2018-11-02 | NO | NO | NO | [6 empty] | AC | [7 empty] | NO
P0V5Q0N8 | IKIO LED LIGHTING | ikio | IK-T804-0018-50A&B-J (Frosted) | Linear Replacement Lamp | T8 Four-Foot | Dual Mode Internal Driver (UL Type A and Type B) |  | standard | NO | [10 empty] | 2017-11-06 | Not Dimmable | Not Dimmable | NotYetVerified |  | KKLAFI | [25 empty] | 4.4 | 2567.73 | 138.05 | 18.6 | 20 | 0.9 | 5000 | 82.3 |  |  |  | NO | NO | NO | [8 empty] | 2018-11-02 | NO | NO | NO | [6 empty] | AC | [7 empty] | NO
PVWTGPU2 | IKIO LED LIGHTING | ikio | IK-T804-0018-50A&B-J (Clear) | Linear Replacement Lamp | T8 Four-Foot | Dual Mode Internal Driver (UL Type A and Type B) |  | standard | NO | [10 empty] | 2017-11-06 | Not Dimmable | Not Dimmable | NotYetVerified |  | KKLAFH | [25 empty] | 4.4 | 2705.7 | 143.92 | 18.8 | 20 | 0.9 | 5000 | 82.3 |  |  |  | NO | NO | NO | [8 empty] | 2018-11-02 | NO | NO | NO | [6 empty] | AC | [7 empty] | NO
PKKB7ARM | IKIO LED LIGHTING | ikio | IK-T804-0012-30A&B-J (Clear) | Linear Replacement Lamp | T8 Four-Foot | Dual Mode Internal Driver (UL Type A and Type B) |  | standard | YES |  | 1764 | 138.41 | 12.69 | 9.87 | 0.9029 | 2973 | 81.7 | 5 | 50000 | 2017-11-06 | Not Dimmable | Not Dimmable | NO |  | KKLAFE | [15 empty] | 92 |  | 1.2 | 1.36 | [6 empty] | 4.4 | 1764 | 138.41 | 12.69 | 20 | 0.9 | 3000 | 82 |  |  |  | NO | NO | NO | [8 empty] | 2018-11-02 | NO | NO | NO | [6 empty] | AC | [7 empty] | NO
PX6SUUFU | IKIO LED LIGHTING | ikio | IK-T804-0015-35A&B-J (Clear) | Linear Replacement Lamp | T8 Four-Foot | Dual Mode Internal Driver (UL Type A and Type B) |  | standard | NO | [10 empty] | 2017-11-06 | Not Yet Verified | Not Yet Verified | NotYetVerified |  | KKLAFG | [25 empty] | 4.4 | 2172 | 133 | 16.3 | 20 | 0.9 | 3500 | 83 |  |  |  | NO | NO | NO | [8 empty] | 2018-11-02 | NO | NO | NO | [6 empty] | AC | [7 empty] | NO
PZPI6ZM6 | IKIO LED LIGHTING | ikio | IK-T804-0018-40A&B-J (Clear) | Linear Replacement Lamp | T8 Four-Foot | Dual Mode Internal Driver (UL Type A and Type B) |  | standard | NO | [10 empty] | 2017-11-06 | Not Dimmable | Not Dimmable | NotYetVerified |  | KKLAFH | [25 empty] | 4.4 | 2685.58 | 142.85 | 18.8 | 20 | 0.9 | 4000 | 82.3 |  |  |  | NO | NO | NO | [8 empty] | 2018-11-02 | NO | NO | NO | [6 empty] | AC | [7 empty] | NO
P4NG7MZN | IKIO LED LIGHTING | ikio | IK-T804-0018-40A&B-J (Frosted) | Linear Replacement Lamp | T8 Four-Foot | Dual Mode Internal Driver (UL Type A and Type B) |  | standard | NO | [10 empty] | 2017-11-06 | Not Dimmable | Not Dimmable | NotYetVerified |  | KKLAFI | [25 empty] | 4.4 | 2521.55 | 136.3 | 18.5 | 20 | 0.9 | 4000 | 82.3 |  |  |  | NO | NO | NO | [8 empty] | 2018-11-02 | NO | NO | NO | [6 empty] | AC | [7 empty] | NO
PUNOSNI7 | IKIO LED LIGHTING | ikio | IK-T804-0020-30A&B-J (Frosted) | Linear Replacement Lamp | T8 Four-Foot | Dual Mode Internal Driver (UL Type A and Type B) |  | standard | YES |  | 2697 | 134.35 | 20.08 | 6.38 | 0.9693 | 3017 | 82.2 | 5 | 50000 | 2017-11-06 | Not Dimmable | Not Dimmable | NotYetVerified |  | KKLAFK | [15 empty] | 90.3 |  | 1.16 | 1.36 | [6 empty] | 4.4 | 2697 | 134.35 | 20.08 | 20 | 0.9 | 3000 | 83 |  |  |  | NO | NO | NO | [8 empty] | 2018-11-02 | NO | NO | NO | [6 empty] | AC | [7 empty] | NO
P0F31N29 | IKIO LED LIGHTING | ikio | IK-T804-0018-30A&B-J (Clear) | Linear Replacement Lamp | T8 Four-Foot | Dual Mode Internal Driver (UL Type A and Type B) |  | standard | YES |  | 2557 | 140.03 | 18.26 | 12.15 | 0.9408 | 3023 | 82.1 | 5 | 50000 | 2017-11-06 | Not Dimmable | Not Dimmable | NotYetVerified |  | KKLAFH | [15 empty] | 88.7 |  | 1.37 | 1.18 | [6 empty] | 4.4 | 2583.78 | 138.17 | 18.7 | 20 | 0.9 | 3000 | 82.3 |  |  |  | NO | NO | NO | [8 empty] | 2018-11-02 | NO | NO | NO | [6 empty] | AC | [7 empty] | NO
PJ8SIADQ | IKIO LED LIGHTING | ikio | IK-T804-0020-50A&B-J (Frosted) | Linear Replacement Lamp | T8 Four-Foot | Dual Mode Internal Driver (UL Type A and Type B) |  | standard | NO | [10 empty] | 2017-11-06 | Not Dimmable | Not Dimmable | NotYetVerified |  | KKLAFK | [25 empty] | 4.4 | 2697 | 134.35 | 20.08 | 20 | 0.9 | 5000 | 83 |  |  |  | NO | NO | NO | [8 empty] | 2018-11-02 | NO | NO | NO | [6 empty] | AC | [7 empty] | NO
P4GA4GMQ | IKIO LED LIGHTING | ikio | IK-T804-0015-50A&B-J (Frosted) | Linear Replacement Lamp | T8 Four-Foot | Dual Mode Internal Driver (UL Type A and Type B) |  | standard | NO | [10 empty] | 2017-11-06 | Not Yet Verified | Not Yet Verified | NotYetVerified |  | KKLAFG | [25 empty] | 4.4 | 2172 | 133 | 16.3 | 20 | 0.9 | 5000 | 83 |  |  |  | NO | NO | NO | [8 empty] | 2018-11-02 | NO | NO | NO | [6 empty] | AC | [7 empty] | NO
PY6KR2JN | IKIO LED LIGHTING | ikio | IK-T804-0018-35A&B-J (Clear) | Linear Replacement Lamp | T8 Four-Foot | Dual Mode Internal Driver (UL Type A and Type B) |  | standard | NO | [10 empty] | 2017-11-06 | Not Dimmable | Not Dimmable | NotYetVerified |  | KKLAFH | [25 empty] | 4.4 | 2583.78 | 138.17 | 18.7 | 20 | 0.9 | 3500 | 82.3 |  |  |  | NO | NO | NO | [8 empty] | 2018-11-02 | NO | NO | NO | [6 empty] | AC | [7 empty] | NO
PT0RQ0K1 | IKIO LED LIGHTING | ikio | IK-T804-0018-35A&B-J (Frosted) | Linear Replacement Lamp | T8 Four-Foot | Dual Mode Internal Driver (UL Type A and Type B) |  | standard | NO | [10 empty] | 2017-11-06 | Not Dimmable | Not Dimmable | NotYetVerified |  | KKLAFI | [25 empty] | 4.4 | 2439.98 | 130.62 | 18.68 | 20 | 0.9 | 3500 | 82.3 |  |  |  | NO | NO | NO | [8 empty] | 2018-11-02 | NO | NO | NO | [6 empty] | AC | [7 empty] | NO
PCE1ERGP | IKIO LED LIGHTING | ikio | IK-T804-0012-40A&B-J (Clear) | Linear Replacement Lamp | T8 Four-Foot | Dual Mode Internal Driver (UL Type A and Type B) |  | standard | NO | [10 empty] | 2017-11-06 | Not Dimmable | Not Dimmable | NO |  | KKLAFE | [25 empty] | 4.4 | 1764 | 138.41 | 12.69 | 20 | 0.9 | 4000 | 82 |  |  |  | NO | NO | NO | [8 empty] | 2018-11-02 | NO | NO | NO | [6 empty] | AC | [7 empty] | NO
PKDD7Z5O | IKIO LED LIGHTING | ikio | IK-T804-0015-50A&B-J (Clear) | Linear Replacement Lamp | T8 Four-Foot | Dual Mode Internal Driver (UL Type A and Type B) |  | standard | NO | [10 empty] | 2017-11-06 | Not Yet Verified | Not Yet Verified | NotYetVerified |  | KKLAFG | [25 empty] | 4.4 | 2172 | 133 | 16.3 | 20 | 0.9 | 5000 | 83 |  |  |  | NO | NO | NO | [8 empty] | 2018-11-02 | NO | NO | NO | [6 empty] | AC | [7 empty] | NO
PLB9V31Z | IKIO LED LIGHTING | ikio | IK-T804-0012-30A&B-J (Frosted) | Linear Replacement Lamp | T8 Four-Foot | Dual Mode Internal Driver (UL Type A and Type B) |  | standard | YES |  | 1705 | 141.11 | 12.21 | 14.28 | 0.9019 | 3002 | 83.1 | 5 | 50000 | 2017-11-06 | Not Dimmable | Not Dimmable | NO |  | KKLAFF | [15 empty] | 88.5 |  | 1.37 | 1.16 | [6 empty] | 4.4 | 1700 | 142 | 12 | 20 | 0.9 | 3000 | 85 |  |  |  | NO | NO | NO | [8 empty] | 2018-11-02 | NO | NO | NO | [6 empty] | AC | [7 empty] | NO
PJ6CSSL2 | IKIO LED LIGHTING | ikio | IK-T804-0015-30A&B-J (Clear) | Linear Replacement Lamp | T8 Four-Foot | Dual Mode Internal Driver (UL Type A and Type B) |  | standard | NO | [10 empty] | 2017-11-06 | Not Yet Verified | Not Yet Verified | NotYetVerified |  | KKLAFG | [25 empty] | 4.4 | 2172 | 133 | 16.3 | 20 | 0.9 | 3000 | 83 |  |  |  | NO | NO | NO | [8 empty] | 2018-11-02 | NO | NO | NO | [6 empty] | AC | [7 empty] | NO
PZK8UDKY | IKIO LED LIGHTING | ikio | IK-T804-0015-40A&B-J (Frosted) | Linear Replacement Lamp | T8 Four-Foot | Dual Mode Internal Driver (UL Type A and Type B) |  | standard | NO | [10 empty] | 2017-11-06 | Not Yet Verified | Not Yet Verified | NotYetVerified |  | KKLAFG | [25 empty] | 4.4 | 2172 | 133 | 16.3 | 20 | 0.9 | 4000 | 83 |  |  |  | NO | NO | NO | [8 empty] | 2018-11-02 | NO | NO | NO | [6 empty] | AC | [7 empty] | NO
PNFDEG0E | IKIO LED LIGHTING | ikio | IK-T804-0020-35A&B-J (Clear) | Linear Replacement Lamp | T8 Four-Foot | Dual Mode Internal Driver (UL Type A and Type B) |  | standard | NO | [10 empty] | 2017-11-06 | Not Dimmable | Not Dimmable | NotYetVerified |  | KKLAFJ | [25 empty] | 4.4 | 2807 | 140.6 | 19.97 | 20 | 0.9 | 3500 | 83 |  |  |  | NO | NO | NO | [8 empty] | 2018-11-02 | NO | NO | NO | [6 empty] | AC | [7 empty] | NO
PB9LRQCO | IKIO LED LIGHTING | ikio | IK-T804-0020-40A&B-J (Clear) | Linear Replacement Lamp | T8 Four-Foot | Dual Mode Internal Driver (UL Type A and Type B) |  | standard | NO | [10 empty] | 2017-11-06 | Not Dimmable | Not Dimmable | NotYetVerified |  | KKLAFJ | [25 empty] | 4.4 | 2807 | 140.6 | 19.97 | 20 | 0.9 | 4000 | 83 |  |  |  | NO | NO | NO | [8 empty] | 2018-11-02 | NO | NO | NO | [6 empty] | AC | [7 empty] | NO
PE8E7ZBD | IKIO LED LIGHTING | ikio | IK-T804-0020-50A&B-J (Clear) | Linear Replacement Lamp | T8 Four-Foot | Dual Mode Internal Driver (UL Type A and Type B) |  | standard | NO | [10 empty] | 2017-11-06 | Not Dimmable | Not Dimmable | NotYetVerified |  | KKLAFJ | [25 empty] | 4.4 | 2807 | 140.6 | 19.97 | 20 | 0.9 | 5000 | 83 |  |  |  | NO | NO | NO | [8 empty] | 2018-11-02 | NO | NO | NO | [6 empty] | AC | [7 empty] | NO
PZIN50E8 | IKIO LED LIGHTING | ikio | IK-T804-0020-40A&B-J (Frosted) | Linear Replacement Lamp | T8 Four-Foot | Dual Mode Internal Driver (UL Type A and Type B) |  | standard | NO | [10 empty] | 2017-11-06 | Not Dimmable | Not Dimmable | NotYetVerified |  | KKLAFK | [25 empty] | 4.4 | 2697 | 134.35 | 20.08 | 20 | 0.9 | 4000 | 83 |  |  |  | NO | NO | NO | [8 empty] | 2018-11-02 | NO | NO | NO | [6 empty] | AC | [7 empty] | NO
P8NCPUQS | IKIO LED LIGHTING | ikio | IK-T804-0020-30A&B-J (Clear) | Linear Replacement Lamp | T8 Four-Foot | Dual Mode Internal Driver (UL Type A and Type B) |  | standard | YES |  | 2807 | 140.6 | 19.97 | 6.92 | 0.9734 | 3079 | 83.5 | 5 | 50000 | 2017-11-06 | Not Dimmable | Not Dimmable | NotYetVerified |  | KKLAFJ | [15 empty] | 91.7 |  | 1.2 | 1.4 | [6 empty] | 4.4 | 2807 | 140.6 | 19.97 | 20 | 0.9 | 3000 | 83 |  |  |  | NO | NO | NO | [8 empty] | 2018-11-02 | NO | NO | NO | [6 empty] | AC | [7 empty] | NO
P3NGG05N | IKIO LED LIGHTING | ikio | IK-T804-0012-40A&B-J (Frosted) | Linear Replacement Lamp | T8 Four-Foot | Dual Mode Internal Driver (UL Type A and Type B) |  | standard | NO | [10 empty] | 2017-11-06 | Not Dimmable | Not Dimmable | NO |  | KKLAFF | [25 empty] | 4.4 | 1800 | 150 | 12 | 20 | 0.9 | 4000 | 85 |  |  |  | NO | NO | NO | [8 empty] | 2018-11-02 | NO | NO | NO | [6 empty] | AC | [7 empty] | NO
PMGYF8K8 | IKIO LED LIGHTING | ikio | IK-T804-0012-35A&B-J (Clear) | Linear Replacement Lamp | T8 Four-Foot | Dual Mode Internal Driver (UL Type A and Type B) |  | standard | NO | [10 empty] | 2017-11-06 | Not Dimmable | Not Dimmable | NO |  | KKLAFE | [25 empty] | 4.4 | 1764 | 138.41 | 12.69 | 20 | 0.9 | 3500 | 82 |  |  |  | NO | NO | NO | [8 empty] | 2018-11-02 | NO | NO | NO | [6 empty] | AC | [7 empty] | NO
PSDC7ABF | IKIO LED LIGHTING | ikio | IK-T804-0012-50A&B-J (Clear) | Linear Replacement Lamp | T8 Four-Foot | Dual Mode Internal Driver (UL Type A and Type B) |  | standard | NO | [10 empty] | 2017-11-06 | Not Dimmable | Not Dimmable | NO |  | KKLAFE | [25 empty] | 4.4 | 1764 | 138.41 | 12.69 | 20 | 0.9 | 5000 | 82 |  |  |  | NO | NO | NO | [8 empty] | 2018-11-02 | NO | NO | NO | [6 empty] | AC | [7 empty] | NO
P4JEDDMN | IKIO LED LIGHTING | ikio | IK-T804-0015-35A&B-J (Frosted) | Linear Replacement Lamp | T8 Four-Foot | Dual Mode Internal Driver (UL Type A and Type B) |  | standard | NO | [10 empty] | 2017-11-06 | Not Yet Verified | Not Yet Verified | NotYetVerified |  | KKLAFG | [25 empty] | 4.4 | 2172 | 133 | 16.3 | 20 | 0.9 | 3500 | 83 |  |  |  | NO | NO | NO | [8 empty] | 2018-11-02 | NO | NO | NO | [6 empty] | AC | [7 empty] | NO
PBMMQKRD | IKIO LED LIGHTING | ikio | IK-T804-0012-50A&B-J (Frosted) | Linear Replacement Lamp | T8 Four-Foot | Dual Mode Internal Driver (UL Type A and Type B) |  | standard | NO | [10 empty] | 2017-11-06 | Not Dimmable | Not Dimmable | NO |  | KKLAFF | [25 empty] | 4.4 | 1800 | 150 | 12 | 20 | 0.9 | 5000 | 85 |  |  |  | NO | NO | NO | [8 empty] | 2018-11-02 | NO | NO | NO | [6 empty] | AC | [7 empty] | NO
PKDIVHF6 | IKIO LED LIGHTING | ikio | IK-T804-0020-35A&B-J (Frosted) | Linear Replacement Lamp | T8 Four-Foot | Dual Mode Internal Driver (UL Type A and Type B) |  | standard | NO | [10 empty] | 2017-11-06 | Not Dimmable | Not Dimmable | NotYetVerified |  | KKLAFK | [25 empty] | 4.4 | 2697 | 134.35 | 20.08 | 20 | 0.9 | 3500 | 83 |  |  |  | NO | NO | NO | [8 empty] | 2018-11-02 | NO | NO | NO | [6 empty] | AC | [7 empty] | NO
PL4452XZ | IKIO LED LIGHTING | ikio | IK-T804-0015-30A&B-J (Frosted) | Linear Replacement Lamp | T8 Four-Foot | Dual Mode Internal Driver (UL Type A and Type B) |  | standard | YES |  | 2172 | 133.25 | 16.3 | 6.91 | 0.9572 | 3012 | 81.8 | 5 | 50000 | 2017-11-06 | Not Yet Verified | Not Yet Verified | NotYetVerified |  | KKLAFG | [15 empty] | 90 |  | 1.16 | 1.38 | [6 empty] | 4.4 | 2172 | 133 | 16.3 | 20 | 0.9 | 3000 | 83 |  |  |  | NO | NO | NO | [8 empty] | 2018-11-02 | NO | NO | NO | [6 empty] | AC | [7 empty] | NO
PL4BGRF4X2FC | VOOTU Inc. | VOOTU | VT-T812-18WFD01-45K | Linear Replacement Lamp | T8 Four-Foot | Dual Mode Internal Driver (UL Type A and Type B) |  | standard | NO | [10 empty] | 2017-11-02 | Not Dimmable | Not Dimmable | NO |  | MMMPYT | [25 empty] | 4.4 | 2322 | 126.99 | 18.29 | 15 | 0.9 | 4500 | 80 |  |  |  | NO | NO | NO | [8 empty] | 2018-11-02 | NO | NO | NO | [6 empty] | AC | [7 empty] | NO
PLRMWWAT27UQ | VOOTU Inc. | VOOTU | VT-T812-18WFD01-50K | Linear Replacement Lamp | T8 Four-Foot | Dual Mode Internal Driver (UL Type A and Type B) |  | standard | NO | [10 empty] | 2017-11-02 | Not Dimmable | Not Dimmable | NO |  | MMMPYT | [25 empty] | 4.4 | 2351 | 127.59 | 18.43 | 15 | 0.9 | 5000 | 80 |  |  |  | NO | NO | NO | [8 empty] | 2018-11-02 | NO | NO | NO | [6 empty] | AC | [7 empty] | NO
PL3H3G0QWGOD | MS Electrical Distribution Inc | Diva Light | T8R-22L-50K-DM | Linear Replacement Lamp | T8 Four-Foot | Replacement Lamps (plug and play) (UL Type A) |  | standard | NO | [10 empty] | 2017-11-02 | Not Dimmable | Not Dimmable | NO |  | NANNXS | [25 empty] | 4.4 | 2200 | 122.22 | 18 | 11.89 | 0.97 | 5000 | 83.9 |  |  |  | NO | NO | NO | [8 empty] | 2018-11-02 | NO | NO | NO | [6 empty] | AC | [7 empty] | NO
PLM6AB6X3IPG | VOOTU Inc. | VOOTU | VT-T812-18WFD01-40K | Linear Replacement Lamp | T8 Four-Foot | Dual Mode Internal Driver (UL Type A and Type B) |  | standard | YES |  | 2292 | 124.21 | 18.45 | 12.04 | 0.9137 | 4048 | 82.8 | 5 | 50000 | 2017-11-02 | Not Dimmable | Not Dimmable | NO |  | MMMPYT | [15 empty] | 91.9 |  | 1.24 | 1.36 | [6 empty] | 4.4 | 2293 | 126.38 | 18.14 | 15 | 0.9 | 4000 | 80 |  |  |  | NO | NO | NO | [8 empty] | 2018-11-02 | NO | NO | NO | [6 empty] | AC | [7 empty] | NO
PP0DCMQM | Longhorn Intelligent Tech Co., Ltd | Longhorn | LH-L8U1806Q02 | Linear Replacement Lamp | T8 Four-Foot | Replacement Lamps (plug and play) (UL Type A) |  | standard | NO | [10 empty] | 2017-11-02 | Not Dimmable | Not Dimmable | NO |  | NNNMOR | [25 empty] | 4.4 | 2058 | 134.86 | 15.26 | 15 | 0.9 | 3500 | 80 |  |  |  | NO | NO | NO | [8 empty] | 2018-11-02 | NO | NO | NO | [6 empty] | AC | [7 empty] | NO
PBK85ZQN | Longhorn Intelligent Tech Co., Ltd | Longhorn | LH-L8R1806Q02 | Linear Replacement Lamp | T8 Four-Foot | Replacement Lamps (plug and play) (UL Type A) |  | standard | NO | [10 empty] | 2017-11-02 | Not Dimmable | Not Dimmable | NO |  | NNNMOR | [25 empty] | 4.4 | 2107 | 137.38 | 15.34 | 15 | 0.9 | 5000 | 80 |  |  |  | NO | NO | NO | [8 empty] | 2018-11-02 | NO | NO | NO | [6 empty] | AC | [7 empty] | NO
PF5XQR8T | Longhorn Intelligent Tech Co., Ltd | Longhorn | LH-L8V1806Q02 | Linear Replacement Lamp | T8 Four-Foot | Replacement Lamps (plug and play) (UL Type A) |  | standard | YES |  | 2033 | 134.4 | 15.13 | 9.76 | 0.956 | 2892 | 82.1 | 5 | 50000 | 2017-11-02 | Dimmable | Continuous Below 10 | NO |  | NNNMOR | [15 empty] | 84.6 |  | 1.2 | 1.24 | [6 empty] | 4.4 | 2041 | 134.44 | 15.18 | 15 | 0.9 | 3000 | 80 |  |  |  | NO | NO | NO | [8 empty] | 2018-11-02 | NO | NO | NO | [6 empty] | AC | [7 empty] | NO
P6SPC3OJ | Longhorn Intelligent Tech Co., Ltd | Longhorn | LH-L8N1806Q02 | Linear Replacement Lamp | T8 Four-Foot | Replacement Lamps (plug and play) (UL Type A) |  | standard | NO | [10 empty] | 2017-11-02 | Not Dimmable | Not Dimmable | NO |  | NNNMOR | [25 empty] | 4.4 | 2074 | 135.91 | 15.26 | 15 | 0.9 | 4000 | 80 |  |  |  | NO | NO | NO | [8 empty] | 2018-11-02 | NO | NO | NO | [6 empty] | AC | [7 empty] | NO
PYRFWWDN | Longhorn Intelligent Tech Co., Ltd | Longhorn | LH-L8V124Q02 | Linear Replacement Lamp | T8 Four-Foot | Replacement Lamps (plug and play) (UL Type A) |  | standard | YES |  | 1648 | 129.76 | 12.7 | 10.75 | 0.9431 | 2883 | 82 | 5 | 50000 | 2017-11-01 | Not Dimmable | Not Dimmable | NO |  | IIILGR | [15 empty] | 84.4 |  | 1.22 | 1.22 | [6 empty] | 4.4 | 1648 | 130.3 | 12.65 | 15 | 0.9 | 3000 | 80 |  |  |  | NO | NO | NO | [8 empty] | 2018-11-02 | NO | NO | NO | [6 empty] | AC | [7 empty] | NO
PLMC23IM3L7Q | Truly Green Solutions | TGS | 834115-40-AB-P | Linear Replacement Lamp | T8 Four-Foot | Dual Mode Internal Driver (UL Type A and Type B) |  | standard | NO | [10 empty] | 2017-11-01 | Not Dimmable | Not Dimmable | NotYetVerified |  | LLLBDK | [25 empty] | 4.4 | 2160 | 135 | 16 | 20 | 0.9 | 4000 | 83 |  |  |  | NO | NO | NO | [8 empty] | 2018-11-02 | NO | NO | NO | [6 empty] | AC | [7 empty] | NO
PLIEOFJUN8NR | Truly Green Solutions | TGS | 834112-30-AB-P | Linear Replacement Lamp | T8 Four-Foot | Dual Mode Internal Driver (UL Type A and Type B) |  | standard | YES |  | 1664 | 132.1 | 12.6 | 9.04 | 0.9017 | 3001 | 82.2 | 5 | 50000 | 2017-11-01 | Not Dimmable | Not Dimmable | NotYetVerified |  | IIILGS | [15 empty] | 90 |  | 1.42 | 1.15 | [6 empty] | 4.4 | 1664 | 132.1 | 12.6 | 20 | 0.9 | 3000 | 82 |  |  |  | NO | NO | NO | [8 empty] | 2018-11-02 | NO | NO | NO | [6 empty] | AC | [7 empty] | NO
PLF8P78IBKLA | Truly Green Solutions | TGS | 834112-45-AB-P | Linear Replacement Lamp | T8 Four-Foot | Dual Mode Internal Driver (UL Type A and Type B) |  | standard | NO | [10 empty] | 2017-11-01 | Not Dimmable | Not Dimmable | NotYetVerified |  | IIILGS | [25 empty] | 4.4 | 1664 | 132.1 | 12.6 | 20 | 0.9 | 4500 | 82 |  |  |  | NO | NO | NO | [8 empty] | 2018-11-02 | NO | NO | NO | [6 empty] | AC | [7 empty] | NO
PL32Q5QBX4GN | Truly Green Solutions | TGS | 834115-35-AB-P | Linear Replacement Lamp | T8 Four-Foot | Dual Mode Internal Driver (UL Type A and Type B) |  | standard | NO | [10 empty] | 2017-11-01 | Not Dimmable | Not Dimmable | NotYetVerified |  | LLLBDK | [25 empty] | 4.4 | 2160 | 135 | 16 | 20 | 0.9 | 3500 | 83 |  |  |  | NO | NO | NO | [8 empty] | 2018-11-02 | NO | NO | NO | [6 empty] | AC | [7 empty] | NO
P8KQBRJ9 | Longhorn Intelligent Tech Co., Ltd | Longhorn | LH-L8U124Q02 | Linear Replacement Lamp | T8 Four-Foot | Replacement Lamps (plug and play) (UL Type A) |  | standard | NO | [10 empty] | 2017-11-01 | Not Dimmable | Not Dimmable | NO |  | IIILGR | [25 empty] | 4.4 | 1665 | 130.38 | 12.77 | 15 | 0.9 | 3500 | 80 |  |  |  | NO | NO | NO | [8 empty] | 2018-11-02 | NO | NO | NO | [6 empty] | AC | [7 empty] | NO
PD0QM53O | Longhorn Intelligent Tech Co., Ltd | Longhorn | LH-L8N124Q02 | Linear Replacement Lamp | T8 Four-Foot | Replacement Lamps (plug and play) (UL Type A) |  | standard | NO | [10 empty] | 2017-11-01 | Not Dimmable | Not Dimmable | NO |  | IIILGR | [25 empty] | 4.4 | 1682 | 131.71 | 12.77 | 15 | 0.9 | 4000 | 80 |  |  |  | NO | NO | NO | [8 empty] | 2018-11-02 | NO | NO | NO | [6 empty] | AC | [7 empty] | NO
PLIRVY3HUAS6 | Truly Green Solutions | TGS | 834115-45-AB-P | Linear Replacement Lamp | T8 Four-Foot | Dual Mode Internal Driver (UL Type A and Type B) |  | standard | NO | [10 empty] | 2017-11-01 | Not Dimmable | Not Dimmable | NotYetVerified |  | LLLBDK | [25 empty] | 4.4 | 2160 | 135 | 16 | 20 | 0.9 | 4500 | 83 |  |  |  | NO | NO | NO | [8 empty] | 2018-11-02 | NO | NO | NO | [6 empty] | AC | [7 empty] | NO
PL0VW5MO87HL | Truly Green Solutions | TGS | 834115-30-AB-P | Linear Replacement Lamp | T8 Four-Foot | Dual Mode Internal Driver (UL Type A and Type B) |  | standard | NO | [10 empty] | 2017-11-01 | Not Dimmable | Not Dimmable | NotYetVerified |  | IIILGS | [25 empty] | 4.4 | 2160 | 135 | 16 | 20 | 0.9 | 3000 | 83 |  |  |  | NO | NO | NO | [8 empty] | 2018-11-02 | NO | NO | NO | [6 empty] | AC | [7 empty] | NO
PL23J1FUFE6M | Truly Green Solutions | TGS | 834112-35-AB-P | Linear Replacement Lamp | T8 Four-Foot | Dual Mode Internal Driver (UL Type A and Type B) |  | standard | NO | [10 empty] | 2017-11-01 | Not Dimmable | Not Dimmable | NotYetVerified |  | IIILGS | [25 empty] | 4.4 | 1664 | 132.1 | 12.6 | 20 | 0.9 | 3500 | 82 |  |  |  | NO | NO | NO | [8 empty] | 2018-11-02 | NO | NO | NO | [6 empty] | AC | [7 empty] | NO
PLOS0RDYNVFR | Truly Green Solutions | TGS | 834115-50-AB-P | Linear Replacement Lamp | T8 Four-Foot | Dual Mode Internal Driver (UL Type A and Type B) |  | standard | NO | [10 empty] | 2017-11-01 | Not Dimmable | Not Dimmable | NotYetVerified |  | LLLBDK | [25 empty] | 4.4 | 2160 | 135 | 16 | 20 | 0.9 | 5000 | 83 |  |  |  | NO | NO | NO | [8 empty] | 2018-11-02 | NO | NO | NO | [6 empty] | AC | [7 empty] | NO
PLNWA3K4JLP2 | Truly Green Solutions | TGS | 834112-50-AB-P | Linear Replacement Lamp | T8 Four-Foot | Dual Mode Internal Driver (UL Type A and Type B) |  | standard | NO | [10 empty] | 2017-11-01 | Not Dimmable | Not Dimmable | NotYetVerified |  | IIILGS | [25 empty] | 4.4 | 1664 | 132.1 | 12.6 | 20 | 0.9 | 5000 | 82 |  |  |  | NO | NO | NO | [8 empty] | 2018-11-02 | NO | NO | NO | [6 empty] | AC | [7 empty] | NO
PLZBN0O5VZES | Truly Green Solutions | TGS | 834112-40-AB-P | Linear Replacement Lamp | T8 Four-Foot | Dual Mode Internal Driver (UL Type A and Type B) |  | standard | NO | [10 empty] | 2017-11-01 | Not Dimmable | Not Dimmable | NotYetVerified |  | IIILGS | [25 empty] | 4.4 | 1664 | 132.1 | 12.6 | 20 | 0.9 | 4000 | 82 |  |  |  | NO | NO | NO | [8 empty] | 2018-11-02 | NO | NO | NO | [6 empty] | AC | [7 empty] | NO
PV7K9CCQ | Longhorn Intelligent Tech Co., Ltd | Longhorn | LH-L8R124Q02 | Linear Replacement Lamp | T8 Four-Foot | Replacement Lamps (plug and play) (UL Type A) |  | standard | NO | [10 empty] | 2017-11-01 | Not Dimmable | Not Dimmable | NO |  | IIILGR | [25 empty] | 4.4 | 1716 | 133.15 | 12.89 | 15 | 0.9 | 5000 | 80 |  |  |  | NO | NO | NO | [8 empty] | 2018-11-02 | NO | NO | NO | [6 empty] | AC | [7 empty] | NO
PLKEI1I9TQU4 | Optimal LED | Optimal LED | 8813NX1810W40AGCD-101 | Linear Replacement Lamp | T8 Four-Foot | Dual Mode Internal Driver (UL Type A and Type B) |  | standard | NO | [10 empty] | 2017-10-30 | Not Dimmable | Not Dimmable | NO |  | KKLAEB | [25 empty] | 4.4 | 2685.58 | 142.85 | 18.8 | 20 | 0.9 | 4000 | 82.3 |  |  |  | NO | NO | NO | [8 empty] | 2018-11-02 | NO | NO | NO | [6 empty] | AC | [7 empty] | NO
PLB88PB0NWH4 | Optimal LED | Optimal LED | 8813NX1810W35AGCD-101 | Linear Replacement Lamp | T8 Four-Foot | Dual Mode Internal Driver (UL Type A and Type B) |  | standard | NO | [10 empty] | 2017-10-30 | Not Dimmable | Not Dimmable | NO |  | KKLAEB | [25 empty] | 4.4 | 2583.78 | 138.17 | 18.7 | 20 | 0.9 | 3500 | 82.3 |  |  |  | NO | NO | NO | [8 empty] | 2018-11-02 | NO | NO | NO | [6 empty] | AC | [7 empty] | NO
PLK5GVSNMLH6 | Optimal LED | Optimal LED | 8813NX1810W45AGCD-101 | Linear Replacement Lamp | T8 Four-Foot | Dual Mode Internal Driver (UL Type A and Type B) |  | standard | NO | [10 empty] | 2017-10-30 | Not Dimmable | Not Dimmable | NO |  | KKLAEB | [25 empty] | 4.4 | 2685.58 | 142.85 | 18.8 | 20 | 0.9 | 4500 | 82.3 |  |  |  | NO | NO | NO | [8 empty] | 2018-11-02 | NO | NO | NO | [6 empty] | AC | [7 empty] | NO
PLUV3KVVWPJN | Optimal LED | Optimal LED | 8813NX1810W50AGCD-101 | Linear Replacement Lamp | T8 Four-Foot | Dual Mode Internal Driver (UL Type A and Type B) |  | standard | NO | [10 empty] | 2017-10-30 | Not Dimmable | Not Dimmable | NO |  | KKLAEB | [25 empty] | 4.4 | 2705.7 | 143.92 | 18.8 | 20 | 0.9 | 5000 | 82.3 |  |  |  | NO | NO | NO | [8 empty] | 2018-11-02 | NO | NO | NO | [6 empty] | AC | [7 empty] | NO
PLEVY6AVMYFO | Optimal LED | Optimal LED | 8813NX1810W30AGCD-101 | Linear Replacement Lamp | T8 Four-Foot | Dual Mode Internal Driver (UL Type A and Type B) |  | standard | YES |  | 2557 | 140.03 | 18.26 | 12.15 | 0.9408 | 3023 | 82.1 | 5 | 50000 | 2017-10-30 | Not Dimmable | Not Dimmable | NO |  | KKLAEB | [15 empty] | 88.7 |  | 1.37 | 1.18 | [6 empty] | 4.4 | 2583.78 | 138.17 | 18.7 | 20 | 0.9 | 3000 | 82.3 |  |  |  | NO | NO | NO | [8 empty] | 2018-11-02 | NO | NO | NO | [6 empty] | AC | [7 empty] | NO
PLP2DS2YMIUA | Optimal LED | Optimal LED | 8813NX1810W45AGFD-101 | Linear Replacement Lamp | T8 Four-Foot | Dual Mode Internal Driver (UL Type A and Type B) |  | standard | NO | [10 empty] | 2017-10-30 | Not Dimmable | Not Dimmable | NotYetVerified |  | KKLAEC | [25 empty] | 4.4 | 2521.55 | 136.3 | 18.5 | 20 | 0.9 | 4500 | 82.3 |  |  |  | NO | NO | NO | [8 empty] | 2018-11-02 | NO | NO | NO | [6 empty] | AC | [7 empty] | NO
PLMW3KRN5XQE | Optimal LED | Optimal LED | 8813NX1810W50AGFD-101 | Linear Replacement Lamp | T8 Four-Foot | Dual Mode Internal Driver (UL Type A and Type B) |  | standard | NO | [10 empty] | 2017-10-30 | Not Dimmable | Not Dimmable | NotYetVerified |  | KKLAEC | [25 empty] | 4.4 | 2567.73 | 138.05 | 18.6 | 20 | 0.9 | 5000 | 82.3 |  |  |  | NO | NO | NO | [8 empty] | 2018-11-02 | NO | NO | NO | [6 empty] | AC | [7 empty] | NO
PL0MZQDUWRHZ | Optimal LED | Optimal LED | 8813NX1810W30AGFD-101 | Linear Replacement Lamp | T8 Four-Foot | Dual Mode Internal Driver (UL Type A and Type B) |  | standard | YES |  | 2502 | 132.1 | 18.94 | 11.86 | 0.937 | 3029 | 82.6 | 5 | 50000 | 2017-10-30 | Not Dimmable | Not Dimmable | NotYetVerified |  | KKLAEC | [15 empty] | 88.8 |  | 1.34 | 1.19 | [6 empty] | 4.4 | 2439.98 | 130.62 | 18.68 | 20 | 0.9 | 3000 | 82.3 |  |  |  | NO | NO | NO | [8 empty] | 2018-11-02 | NO | NO | NO | [6 empty] | AC | [7 empty] | NO
PLZNZNCHZ3H4 | Optimal LED | Optimal LED | 8813NX1810W35AGFD-101 | Linear Replacement Lamp | T8 Four-Foot | Dual Mode Internal Driver (UL Type A and Type B) |  | standard | NO | [10 empty] | 2017-10-30 | Not Dimmable | Not Dimmable | NotYetVerified |  | KKLAEC | [25 empty] | 4.4 | 2439.98 | 130.62 | 18.68 | 20 | 0.9 | 3500 | 82.3 |  |  |  | NO | NO | NO | [8 empty] | 2018-11-02 | NO | NO | NO | [6 empty] | AC | [7 empty] | NO
PLMQ930NFWX7 | Optimal LED | Optimal LED | 8813NX1810W40AGFD-101 | Linear Replacement Lamp | T8 Four-Foot | Dual Mode Internal Driver (UL Type A and Type B) |  | standard | NO | [10 empty] | 2017-10-30 | Not Dimmable | Not Dimmable | NotYetVerified |  | KKLAEC | [25 empty] | 4.4 | 2521.55 | 136.3 | 18.5 | 20 | 0.9 | 4000 | 82.3 |  |  |  | NO | NO | NO | [8 empty] | 2018-11-02 | NO | NO | NO | [6 empty] | AC | [7 empty] | NO
PLNLNRH92AZQ | ETECH LED |  | FF-T84-A2NP-12-50 | Linear Replacement Lamp | T8 Four-Foot | Dual Mode Internal Driver (UL Type A and Type B) |  | standard | NO | [10 empty] | 2017-10-26 | Not Dimmable | Not Dimmable | NotYetVerified |  | SSSCUM | [25 empty] | 4.4 | 1664 | 132.1 | 12.6 | 20 | 0.9 | 5000 | 82 |  |  |  | NO | NO | NO | [8 empty] | 2018-11-02 | NO | NO | NO | [6 empty] | AC | [7 empty] | NO
PLWFY4S5V7FA | ETECH LED |  | FF-T84-A3NP-14-40 | Linear Replacement Lamp | T8 Four-Foot | Replacement Lamps (plug and play) (UL Type A) |  | standard | NO | [10 empty] | 2017-10-26 | Not Dimmable | Not Dimmable | NotYetVerified |  | SSSCUP | [25 empty] | 4.4 | 1680 | 120 | 14 | 20 | 0.9 | 4000 | 82 |  |  |  | NO | NO | NO | [8 empty] | 2018-11-02 | NO | NO | NO | [6 empty] | AC | [7 empty] | NO
PL0QUZGBLAOA | ETECH LED |  | FF-T84-A2NP-15-40 | Linear Replacement Lamp | T8 Four-Foot | Dual Mode Internal Driver (UL Type A and Type B) |  | standard | NO | [10 empty] | 2017-10-26 | Not Dimmable | Not Dimmable | NotYetVerified |  | SSSCUN | [25 empty] | 4.4 | 2160 | 135 | 16 | 20 | 0.9 | 4000 | 83 |  |  |  | NO | NO | NO | [8 empty] | 2018-11-02 | NO | NO | NO | [6 empty] | AC | [7 empty] | NO
PLTTGJSZHNQ7 | ETECH LED |  | FF-T84-A2NP-15-45 | Linear Replacement Lamp | T8 Four-Foot | Dual Mode Internal Driver (UL Type A and Type B) |  | standard | NO | [10 empty] | 2017-10-26 | Not Dimmable | Not Dimmable | NotYetVerified |  | SSSCUN | [25 empty] | 4.4 | 2160 | 135 | 16 | 20 | 0.9 | 4500 | 83 |  |  |  | NO | NO | NO | [8 empty] | 2018-11-02 | NO | NO | NO | [6 empty] | AC | [7 empty] | NO
P1420QRS | ETECH LED |  | FF-T84-A2NP-12-35 | Linear Replacement Lamp | T8 Four-Foot | Dual Mode Internal Driver (UL Type A and Type B) |  | standard | NO | [10 empty] | 2017-10-26 | Not Dimmable | Not Dimmable | NotYetVerified |  | SSSCUM | [25 empty] | 4.4 | 1664 | 132.1 | 12.6 | 20 | 0.9 | 3500 | 82 |  |  |  | NO | NO | NO | [8 empty] | 2018-11-02 | NO | NO | NO | [6 empty] | AC | [7 empty] | NO
PLJQ9IR64F66 | ETECH LED |  | FF-T84-A2NP-15-35 | Linear Replacement Lamp | T8 Four-Foot | Dual Mode Internal Driver (UL Type A and Type B) |  | standard | NO | [10 empty] | 2017-10-26 | Not Dimmable | Not Dimmable | NotYetVerified |  | SSSCUN | [25 empty] | 4.4 | 2160 | 135 | 16 | 20 | 0.9 | 3500 | 83 |  |  |  | NO | NO | NO | [8 empty] | 2018-11-02 | NO | NO | NO | [6 empty] | AC | [7 empty] | NO
PLSIH27ISA8F | ETECH LED |  | FF-T84-A3NP-14-35 | Linear Replacement Lamp | T8 Four-Foot | Replacement Lamps (plug and play) (UL Type A) |  | standard | NO | [10 empty] | 2017-10-26 | Not Dimmable | Not Dimmable | NotYetVerified |  | SSSCUP | [25 empty] | 4.4 | 1680 | 120 | 14 | 20 | 0.9 | 3500 | 82 |  |  |  | NO | NO | NO | [8 empty] | 2018-11-02 | NO | NO | NO | [6 empty] | AC | [7 empty] | NO
PLY27ZGMZK46 | ETECH LED |  | FF-T84-A3NP-14-45 | Linear Replacement Lamp | T8 Four-Foot | Replacement Lamps (plug and play) (UL Type A) |  | standard | NO | [10 empty] | 2017-10-26 | Not Dimmable | Not Dimmable | NotYetVerified |  | SSSCUP | [25 empty] | 4.4 | 1680 | 120 | 14 | 20 | 0.9 | 4500 | 82 |  |  |  | NO | NO | NO | [8 empty] | 2018-11-02 | NO | NO | NO | [6 empty] | AC | [7 empty] | NO
PL7IWAZL4L10 | ETECH LED |  | FF-T84-A2NP-12-45 | Linear Replacement Lamp | T8 Four-Foot | Dual Mode Internal Driver (UL Type A and Type B) |  | standard | NO | [10 empty] | 2017-10-26 | Not Dimmable | Not Dimmable | NotYetVerified |  | SSSCUM | [25 empty] | 4.4 | 1664 | 132.1 | 12.6 | 20 | 0.9 | 4500 | 82 |  |  |  | NO | NO | NO | [8 empty] | 2018-11-02 | NO | NO | NO | [6 empty] | AC | [7 empty] | NO
PL17CSTHEUVS | ETECH LED |  | FF-T84-A3NP-16-50 | Linear Replacement Lamp | T8 Four-Foot | Replacement Lamps (plug and play) (UL Type A) |  | standard | NO | [10 empty] | 2017-10-26 | Not Dimmable | Not Dimmable | NotYetVerified |  | SSSCUQ | [25 empty] | 4.4 | 2132 | 130.4 | 16.35 | 20 | 0.9 | 5000 | 80.7 |  |  |  | NO | NO | NO | [8 empty] | 2018-11-02 | NO | NO | NO | [6 empty] | AC | [7 empty] | NO
PL9BSNCAUJEY | ETECH LED |  | FF-T84-A3NP-16-45 | Linear Replacement Lamp | T8 Four-Foot | Replacement Lamps (plug and play) (UL Type A) |  | standard | NO | [10 empty] | 2017-10-26 | Not Dimmable | Not Dimmable | NotYetVerified |  | SSSCUQ | [25 empty] | 4.4 | 2132 | 130.4 | 16.35 | 20 | 0.9 | 4500 | 81.8 |  |  |  | NO | NO | NO | [8 empty] | 2018-11-02 | NO | NO | NO | [6 empty] | AC | [7 empty] | NO
PLV7LGC250MA | ETECH LED |  | FF-T84-A2NP-12-30 | Linear Replacement Lamp | T8 Four-Foot | Dual Mode Internal Driver (UL Type A and Type B) |  | standard | YES |  | 1664 | 132.1 | 12.6 | 9.04 | 0.9017 | 3001 | 82.2 | 5 | 50000 | 2017-10-26 | Not Dimmable | Not Dimmable | NotYetVerified |  | SSSCUM | [15 empty] | 90 |  | 1.42 | 1.15 | [6 empty] | 4.4 | 1664 | 132.1 | 12.6 | 20 | 0.9 | 3000 | 82 |  |  |  | NO | NO | NO | [8 empty] | 2018-11-02 | NO | NO | NO | [6 empty] | AC | [7 empty] | NO
PL7I1IUZG7SC | ETECH LED |  | FF-T84-A3NP-16-40 | Linear Replacement Lamp | T8 Four-Foot | Replacement Lamps (plug and play) (UL Type A) |  | standard | NO | [10 empty] | 2017-10-26 | Not Dimmable | Not Dimmable | NotYetVerified |  | SSSCUQ | [25 empty] | 4.4 | 2132 | 130.4 | 16.35 | 20 | 0.9 | 4000 | 81.8 |  |  |  | NO | NO | NO | [8 empty] | 2018-11-02 | NO | NO | NO | [6 empty] | AC | [7 empty] | NO
PLFOWC4MM45J | ETECH LED |  | FF-T84-A2NP-15-27 | Linear Replacement Lamp | T8 Four-Foot | Dual Mode Internal Driver (UL Type A and Type B) |  | standard | YES |  | 1929 | 109 | 17.7 | 17.9 | 0.9557 | 2655 | 81.6 | 5 | 50000 | 2017-10-26 | Not Yet Verified | Not Yet Verified | NotYetVerified |  | SSSCUN | [15 empty] | 84.9 |  | 1.25 | 1.4 | [6 empty] | 4.4 | 2040 | 120 | 17.7 | 20 | 0.9 | 2700 | 83 |  |  |  | NO | NO | NO | [8 empty] | 2018-11-02 | NO | NO | NO | [6 empty] | AC | [7 empty] | NO
PL215J4VQKNF | ETECH LED |  | FF-T84-A3NP-14-30 | Linear Replacement Lamp | T8 Four-Foot | Replacement Lamps (plug and play) (UL Type A) |  | standard | YES |  | 1629 | 119.69 | 13.61 | 9.81 | 0.9449 | 2982 | 81.4 | 5 | 50000 | 2017-10-26 | Not Dimmable | Not Dimmable | NotYetVerified |  | SSSCUP | [15 empty] | 85.3 |  | 1.23 | 1.13 | [6 empty] | 4.4 | 1680 | 120 | 14 | 20 | 0.9 | 3000 | 82 |  |  |  | NO | NO | NO | [8 empty] | 2018-11-02 | NO | NO | NO | [6 empty] | AC | [7 empty] | NO
PLHY5R5NVOAL | ETECH LED |  | FF-T84-A3NP-16-35 | Linear Replacement Lamp | T8 Four-Foot | Replacement Lamps (plug and play) (UL Type A) |  | standard | NO | [10 empty] | 2017-10-26 | Not Dimmable | Not Dimmable | NotYetVerified |  | SSSCUQ | [25 empty] | 4.4 | 2132 | 130.4 | 16.35 | 20 | 0.9 | 3500 | 81.8 |  |  |  | NO | NO | NO | [8 empty] | 2018-11-02 | NO | NO | NO | [6 empty] | AC | [7 empty] | NO
PLRELML24G4P | ETECH LED |  | FF-T84-A3NP-12-50 | Linear Replacement Lamp | T8 Four-Foot | Replacement Lamps (plug and play) (UL Type A) |  | standard | NO | [10 empty] | 2017-10-26 | Not Dimmable | Not Dimmable | NotYetVerified |  | SSSCUO | [25 empty] | 4.4 | 1718 | 132.46 | 12.97 | 20 | 0.9 | 5000 | 82 |  |  |  | NO | NO | NO | [8 empty] | 2018-11-02 | NO | NO | NO | [6 empty] | AC | [7 empty] | NO
PLLB6J6IU2Z8 | ETECH LED |  | FF-T84-A3NP-14-50 | Linear Replacement Lamp | T8 Four-Foot | Replacement Lamps (plug and play) (UL Type A) |  | standard | NO | [10 empty] | 2017-10-26 | Not Dimmable | Not Dimmable | NotYetVerified |  | SSSCUP | [25 empty] | 4.4 | 1680 | 120 | 14 | 20 | 0.9 | 5000 | 82 |  |  |  | NO | NO | NO | [8 empty] | 2018-11-02 | NO | NO | NO | [6 empty] | AC | [7 empty] | NO
PLX5DKWQH058 | ETECH LED |  | FF-T84-A3NP-12-35 | Linear Replacement Lamp | T8 Four-Foot | Replacement Lamps (plug and play) (UL Type A) |  | standard | NO | [10 empty] | 2017-10-26 | Not Dimmable | Not Dimmable | NotYetVerified |  | SSSCUO | [25 empty] | 4.4 | 1718 | 132.46 | 12.97 | 20 | 0.9 | 3500 | 82 |  |  |  | NO | NO | NO | [8 empty] | 2018-11-02 | NO | NO | NO | [6 empty] | AC | [7 empty] | NO
PLYDOX5QMZJ9 | ETECH LED |  | FF-T84-A3NP-12-45 | Linear Replacement Lamp | T8 Four-Foot | Replacement Lamps (plug and play) (UL Type A) |  | standard | NO | [10 empty] | 2017-10-26 | Not Dimmable | Not Dimmable | NotYetVerified |  | SSSCUO | [25 empty] | 4.4 | 1718 | 132.46 | 12.97 | 20 | 0.9 | 4500 | 82 |  |  |  | NO | NO | NO | [8 empty] | 2018-11-02 | NO | NO | NO | [6 empty] | AC | [7 empty] | NO
PL2G1ZS88T23 | ETECH LED |  | FF-T84-A2NP-12-40 | Linear Replacement Lamp | T8 Four-Foot | Dual Mode Internal Driver (UL Type A and Type B) |  | standard | NO | [10 empty] | 2017-10-26 | Not Dimmable | Not Dimmable | NotYetVerified |  | SSSCUM | [25 empty] | 4.4 | 1664 | 132.1 | 12.6 | 20 | 0.9 | 4000 | 82 |  |  |  | NO | NO | NO | [8 empty] | 2018-11-02 | NO | NO | NO | [6 empty] | AC | [7 empty] | NO
PLKMXP9WZ1PF | ETECH LED |  | FF-T84-A2NP-15-50 | Linear Replacement Lamp | T8 Four-Foot | Dual Mode Internal Driver (UL Type A and Type B) |  | standard | NO | [10 empty] | 2017-10-26 | Not Dimmable | Not Dimmable | NotYetVerified |  | SSSCUN | [25 empty] | 4.4 | 2160 | 135 | 16 | 20 | 0.9 | 5000 | 83 |  |  |  | NO | NO | NO | [8 empty] | 2018-11-02 | NO | NO | NO | [6 empty] | AC | [7 empty] | NO
PLP9BQM1295Y | ETECH LED |  | FF-T84-A2NP-15-30 | Linear Replacement Lamp | T8 Four-Foot | Dual Mode Internal Driver (UL Type A and Type B) |  | standard | NO | [10 empty] | 2017-10-26 | Not Dimmable | Not Dimmable | NotYetVerified |  | SSSCUN | [25 empty] | 4.4 | 2160 | 135 | 16 | 20 | 0.9 | 3000 | 83 |  |  |  | NO | NO | NO | [8 empty] | 2018-11-02 | NO | NO | NO | [6 empty] | AC | [7 empty] | NO
PLQCOV4HO17M | ETECH LED |  | FF-T84-A3NP-12-30 | Linear Replacement Lamp | T8 Four-Foot | Replacement Lamps (plug and play) (UL Type A) |  | standard | YES |  | 1718 | 132.46 | 12.97 | 7.38 | 0.9481 | 2954 | 81.6 | 5 | 50000 | 2017-10-26 | Not Dimmable | Not Dimmable | NotYetVerified |  | SSSCUO | [15 empty] | 85.5 |  | 1.12 | 1.16 | [6 empty] | 4.4 | 1718 | 132.46 | 12.97 | 20 | 0.9 | 3000 | 82 |  |  |  | NO | NO | NO | [8 empty] | 2018-11-02 | NO | NO | NO | [6 empty] | AC | [7 empty] | NO
PLVY845HBYT1 | ETECH LED |  | FF-T84-A3NP-16-30 | Linear Replacement Lamp | T8 Four-Foot | Replacement Lamps (plug and play) (UL Type A) |  | standard | YES |  | 2132 | 130.4 | 16.35 | 9.14 | 0.902 | 3033 | 81.5 | 5 | 50000 | 2017-10-26 | Not Dimmable | Not Dimmable | NotYetVerified |  | SSSCUQ | [15 empty] | 84.1 |  | 1.32 | 1.24 | [6 empty] | 4.4 | 2132 | 130.4 | 16.35 | 20 | 0.9 | 3000 | 81.8 |  |  |  | NO | NO | NO | [8 empty] | 2018-11-02 | NO | NO | NO | [6 empty] | AC | [7 empty] | NO
PLT7ESAHV2GD | ETECH LED |  | FF-T84-A3NP-12-40 | Linear Replacement Lamp | T8 Four-Foot | Replacement Lamps (plug and play) (UL Type A) |  | standard | NO | [10 empty] | 2017-10-26 | Not Dimmable | Not Dimmable | NotYetVerified |  | SSSCUO | [25 empty] | 4.4 | 1718 | 132.46 | 12.97 | 20 | 0.9 | 4000 | 82 |  |  |  | NO | NO | NO | [8 empty] | 2018-11-02 | NO | NO | NO | [6 empty] | AC | [7 empty] | NO
PA0EJOIZ | TGL Inc. | TGL | TGL-SHATHO360-15W-4000K | Linear Replacement Lamp | T8 Four-Foot | Replacement Lamps (plug and play) (UL Type A) |  | standard | YES |  | 2341 | 136.03 | 17.21 | 10.25 | 0.9752 | 4058 | 82.6 | 5 | 50000 | 2017-10-25 | Not Dimmable | Not Dimmable | NO |  | CCCEXQ | [15 empty] | 84.8 |  | 1.22 | 1.3 | [6 empty] | 4.4 | 2200 | 146.67 | 15 | 10.25 | 0.98 | 4000 | 82.6 |  |  |  | NO | NO | NO | [8 empty] | 2018-11-02 | NO | NO | NO | [6 empty] | AC | [7 empty] | NO
PLDVQ1S9AVWQ | THINK Green Solutions | THINK | LED-THINK-TUBE-T8-150-3K4E-2350-17W | Linear Replacement Lamp | T8 Four-Foot | Replacement Lamps (plug and play) (UL Type A) |  | standard | YES |  | 2419 | 134.02 | 18.05 | 8.939 | 0.972 | 3060 | 82.8 | 5 | 50000 | 2017-10-25 | Not Dimmable | Not Dimmable | NO |  | ZAZZKZ | [15 empty] | 84.8 |  | 1.24 | 1.18 | [6 empty] | 4.4 | 2590 | 152 | 17 | 20 | 0.9 | 3000 | 80 |  |  |  | NO | NO | NO | [8 empty] | 2018-11-02 | NO | NO | NO | [6 empty] | AC | [7 empty] | NO
PLOD0Z40ZPZD | THINK Green Solutions | THINK | LED-THINK-TUBE-T8-150-4K4E-2350-17W | Linear Replacement Lamp | T8 Four-Foot | Replacement Lamps (plug and play) (UL Type A) |  | standard | NO | [10 empty] | 2017-10-25 | Not Dimmable | Not Dimmable | NO |  | ZAZZKZ | [25 empty] | 4.4 | 2590 | 152 | 17 | 20 | 0.9 | 4000 | 80 |  |  |  | NO | NO | NO | [8 empty] | 2018-11-02 | NO | NO | NO | [6 empty] | AC | [7 empty] | NO
PLTXBM976N07 | THINK Green Solutions | THINK | LED-THINK-TUBE-T8-150-5K4E-2350-17W | Linear Replacement Lamp | T8 Four-Foot | Replacement Lamps (plug and play) (UL Type A) |  | standard | NO | [10 empty] | 2017-10-25 | Not Dimmable | Not Dimmable | NO |  | ZAZZKZ | [25 empty] | 4.4 | 2590 | 152 | 17 | 20 | 0.9 | 5000 | 80 |  |  |  | NO | NO | NO | [8 empty] | 2018-11-02 | NO | NO | NO | [6 empty] | AC | [7 empty] | NO
P1HQB26U | TGL Inc. | TGL | TGL-SHATHO360-15W-4500K | Linear Replacement Lamp | T8 Four-Foot | Replacement Lamps (plug and play) (UL Type A) |  | standard | NO | [10 empty] | 2017-10-25 | Not Dimmable | Not Dimmable | NO |  | CCCEXQ | [25 empty] | 4.4 | 2200 | 146.67 | 15 | 10.25 | 0.98 | 4500 | 82.6 |  |  |  | NO | NO | NO | [8 empty] | 2018-11-02 | NO | NO | NO | [6 empty] | AC | [7 empty] | NO
P2SIHY2M | TGL Inc. | TGL | TGL-SHATHO360-15W-5000K | Linear Replacement Lamp | T8 Four-Foot | Replacement Lamps (plug and play) (UL Type A) |  | standard | NO | [10 empty] | 2017-10-25 | Not Dimmable | Not Dimmable | NO |  | CCCEXQ | [25 empty] | 4.4 | 2200 | 146.67 | 15 | 10.97 | 0.98 | 5000 | 83.9 |  |  |  | NO | NO | NO | [8 empty] | 2018-11-02 | NO | NO | NO | [6 empty] | AC | [7 empty] | NO
P00HM298 | DONG GUAN WALSTAR OPTOELECTRONICS TECHNOLOGY CO., LTD | WALSTAR | WL-T8N-12W1200 DIAB-45 | Linear Replacement Lamp | T8 Four-Foot | Dual Mode Internal Driver (UL Type A and Type B) |  | standard | NO | [10 empty] | 2017-10-24 | Not Dimmable | Not Dimmable | NO |  | HAHHVL | [25 empty] | 4.4 | 1911 | 134.01 | 14.26 | 15 | 0.9 | 4500 | 80 |  |  |  | NO | NO | NO | [8 empty] | 2018-11-02 | NO | NO | NO | [6 empty] | AC | [7 empty] | NO
PW61KG7T | IKIO LED LIGHTING | ikio | IK-T804-L120-0016-DN-50(CC-TAB) | Linear Replacement Lamp | T8 Four-Foot | Dual Mode Internal Driver (UL Type A and Type B) |  | standard | NO | [10 empty] | 2017-10-24 | Not Dimmable | Not Dimmable | NotYetVerified |  | MMMPWT | [25 empty] | 4.4 | 2340 | 130 | 18 | 7.7 | 0.9 | 5000 | 80 |  |  |  | NO | NO | NO | [8 empty] | 2018-11-02 | NO | NO | NO | [6 empty] | AC | [7 empty] | NO
PKUJZ8E3 | IKIO LED LIGHTING | ikio | IK-T804-L120-0016-DN-35(MC-TAB) | Linear Replacement Lamp | T8 Four-Foot | Dual Mode Internal Driver (UL Type A and Type B) |  | standard | NO | [10 empty] | 2017-10-24 | Not Dimmable | Not Dimmable | NotYetVerified |  | MMMPWU | [25 empty] | 4.4 | 2160 | 120 | 18 | 7.63 | 0.9 | 3500 | 80 |  |  |  | NO | NO | NO | [8 empty] | 2018-11-02 | NO | NO | NO | [6 empty] | AC | [7 empty] | NO
PLYGVEZZ | IKIO LED LIGHTING | ikio | IK-T804-L120-0016-DN-40(MC-TAB) | Linear Replacement Lamp | T8 Four-Foot | Dual Mode Internal Driver (UL Type A and Type B) |  | standard | NO | [10 empty] | 2017-10-24 | Not Dimmable | Not Dimmable | NotYetVerified |  | MMMPWU | [25 empty] | 4.4 | 2160 | 120 | 18 | 7.63 | 0.9 | 4000 | 80 |  |  |  | NO | NO | NO | [8 empty] | 2018-11-02 | NO | NO | NO | [6 empty] | AC | [7 empty] | NO
P2ZRACDH | IKIO LED LIGHTING | IKIO | IK-T804-L120-0012-DN-30(CC-TAB) | Linear Replacement Lamp | T8 Four-Foot | Dual Mode Internal Driver (UL Type A and Type B) |  | standard | YES |  | 1700.7 | 123.07 | 13.82 | 11.66 | 0.9585 | 2877 | 82 | 5 | 50000 | 2017-10-24 | Not Dimmable | Not Dimmable | NotYetVerified |  | MMMPWR | [15 empty] | 88.6 |  | 1.26 | 1.44 | [6 empty] | 4.4 | 1680 | 140 | 12 | 11.66 | 0.9 | 3000 | 80 |  |  |  | NO | NO | NO | [8 empty] | 2018-11-02 | NO | NO | NO | [6 empty] | AC | [7 empty] | NO
P5PO2EVT | IKIO LED LIGHTING | IKIO | IK-T804-L120-0012-DN-30(MC-TAB) | Linear Replacement Lamp | T8 Four-Foot | Dual Mode Internal Driver (UL Type A and Type B) |  | standard | YES |  | 1572.9 | 112.36 | 14 | 14.16 | 0.9756 | 2900 | 83.8 | 5 | 50000 | 2017-10-24 | Not Dimmable | Not Dimmable | NotYetVerified |  | MMMPWS | [15 empty] | 84.5 |  | 1.24 | 1.42 | [6 empty] | 4.4 | 1620 | 135 | 12 | 14.16 | 0.9 | 3000 | 80 |  |  |  | NO | NO | NO | [8 empty] | 2018-11-02 | NO | NO | NO | [6 empty] | AC | [7 empty] | NO
PLAIX4Z4B8E8 | Luxul Technology Inc. | LUXUL | G-Lux T8 4ft SLEA11-3-CBA-91 | Linear Replacement Lamp | T8 Four-Foot | Replacement Lamps (plug and play) (UL Type A) |  | standard | NO | [10 empty] | 2017-10-24 | Not Dimmable | Not Dimmable | NO |  | CCCEXN | [25 empty] | 4.4 | 1800 | 124 | 14.5 | 13.61 | 0.95 | 4000 | 82 |  |  |  | NO | NO | NO | [8 empty] | 2018-11-02 | NO | NO | NO | [6 empty] | AC | [7 empty] | NO
PL1UH1TKJP9P | Luxul Technology Inc. | LUXUL | G-Lux T8 4ft SLEA11-3-EBA-91 | Linear Replacement Lamp | T8 Four-Foot | Replacement Lamps (plug and play) (UL Type A) |  | standard | NO | [10 empty] | 2017-10-24 | Not Dimmable | Not Dimmable | NO |  | CCCEXN | [25 empty] | 4.4 | 1800 | 124 | 14.5 | 14.44 | 0.96 | 5000 | 82 |  |  |  | NO | NO | NO | [8 empty] | 2018-11-02 | NO | NO | NO | [6 empty] | AC | [7 empty] | NO
P2TB0479 | IKIO LED LIGHTING | ikio | IK-T804-L120-0012-DN-45(CC-TAB) | Linear Replacement Lamp | T8 Four-Foot | Dual Mode Internal Driver (UL Type A and Type B) |  | standard | NO | [10 empty] | 2017-10-24 | Not Dimmable | Not Dimmable | NotYetVerified |  | MMMPWR | [25 empty] | 4.4 | 1800 | 150 | 12 | 11.66 | 0.9 | 4500 | 80 |  |  |  | NO | NO | NO | [8 empty] | 2018-11-02 | NO | NO | NO | [6 empty] | AC | [7 empty] | NO
P1ZX3B60 | IKIO LED LIGHTING | ikio | IK-T804-L120-0016-DN-45(CC-TAB) | Linear Replacement Lamp | T8 Four-Foot | Dual Mode Internal Driver (UL Type A and Type B) |  | standard | NO | [10 empty] | 2017-10-24 | Not Dimmable | Not Dimmable | NotYetVerified |  | MMMPWT | [25 empty] | 4.4 | 2340 | 130 | 18 | 7.7 | 0.9 | 4500 | 80 |  |  |  | NO | NO | NO | [8 empty] | 2018-11-02 | NO | NO | NO | [6 empty] | AC | [7 empty] | NO
PV5QQLFI | IKIO LED LIGHTING | ikio | IK-T804-L120-0020-DN-40(MC-TAB) | Linear Replacement Lamp | T8 Four-Foot | Dual Mode Internal Driver (UL Type A and Type B) |  | standard | NO | [10 empty] | 2017-10-24 | Not Dimmable | Not Dimmable | NotYetVerified |  | MMMPWW | [25 empty] | 4.4 | 2600 | 130 | 20 | 5.79 | 0.9 | 4000 | 80 |  |  |  | NO | NO | NO | [8 empty] | 2018-11-02 | NO | NO | NO | [6 empty] | AC | [7 empty] | NO
PN1VNG06 | IKIO LED LIGHTING | ikio | IK-T804-L120-0020-DN-45(MC-TAB) | Linear Replacement Lamp | T8 Four-Foot | Dual Mode Internal Driver (UL Type A and Type B) |  | standard | NO | [10 empty] | 2017-10-24 | Not Dimmable | Not Dimmable | NotYetVerified |  | MMMPWW | [25 empty] | 4.4 | 2600 | 130 | 20 | 5.79 | 0.9 | 4500 | 80 |  |  |  | NO | NO | NO | [8 empty] | 2018-11-02 | NO | NO | NO | [6 empty] | AC | [7 empty] | NO
PKAAJ2PH | IKIO LED LIGHTING | ikio | IK-T804-L120-0020-DN-50(MC-TAB) | Linear Replacement Lamp | T8 Four-Foot | Dual Mode Internal Driver (UL Type A and Type B) |  | standard | NO | [10 empty] | 2017-10-24 | Not Dimmable | Not Dimmable | NotYetVerified |  | MMMPWW | [25 empty] | 4.4 | 2600 | 130 | 20 | 5.79 | 0.9 | 5000 | 80 |  |  |  | NO | NO | NO | [8 empty] | 2018-11-02 | NO | NO | NO | [6 empty] | AC | [7 empty] | NO
P9G8IQNC | IKIO LED LIGHTING | ikio | IK-T804-L120-0016-DN-50(MC-TAB) | Linear Replacement Lamp | T8 Four-Foot | Dual Mode Internal Driver (UL Type A and Type B) |  | standard | NO | [10 empty] | 2017-10-24 | Not Dimmable | Not Dimmable | NotYetVerified |  | MMMPWU | [25 empty] | 4.4 | 2160 | 120 | 18 | 7.63 | 0.9 | 5000 | 80 |  |  |  | NO | NO | NO | [8 empty] | 2018-11-02 | NO | NO | NO | [6 empty] | AC | [7 empty] | NO
P2J1V1JD | IKIO LED LIGHTING | ikio | IK-T804-L120-0012-DN-35(MC-TAB) | Linear Replacement Lamp | T8 Four-Foot | Dual Mode Internal Driver (UL Type A and Type B) |  | standard | NO | [10 empty] | 2017-10-24 | Not Dimmable | Not Dimmable | NotYetVerified |  | MMMPWS | [25 empty] | 4.4 | 1620 | 135 | 12 | 14.16 | 0.9 | 3500 | 80 |  |  |  | NO | NO | NO | [8 empty] | 2018-11-02 | NO | NO | NO | [6 empty] | AC | [7 empty] | NO
P9AYEFNM | IKIO LED LIGHTING | ikio | IK-T804-L120-0012-DN-45(MC-TAB) | Linear Replacement Lamp | T8 Four-Foot | Dual Mode Internal Driver (UL Type A and Type B) |  | standard | NO | [10 empty] | 2017-10-24 | Not Dimmable | Not Dimmable | NotYetVerified |  | MMMPWS | [25 empty] | 4.4 | 1680 | 140 | 12 | 14.16 | 0.9 | 4500 | 80 |  |  |  | NO | NO | NO | [8 empty] | 2018-11-02 | NO | NO | NO | [6 empty] | AC | [7 empty] | NO
P81UDGJW | IKIO LED LIGHTING | IKIO | IK-T804-L120-0016-DN-30(CC-TAB) | Linear Replacement Lamp | T8 Four-Foot | Dual Mode Internal Driver (UL Type A and Type B) |  | standard | YES |  | 2195.5 | 123.34 | 17.8 | 7.7 | 0.9727 | 2896 | 81.9 | 5 | 50000 | 2017-10-24 | Not Dimmable | Not Dimmable | NotYetVerified |  | MMMPWT | [15 empty] | 89.3 |  | 1.28 | 1.44 | [6 empty] | 4.4 | 2250 | 125 | 18 | 7.7 | 0.9 | 3000 | 80 |  |  |  | NO | NO | NO | [8 empty] | 2018-11-02 | NO | NO | NO | [6 empty] | AC | [7 empty] | NO
PMOIZGMQ | IKIO LED LIGHTING | IKIO | IK-T804-L120-0020-DN-30(MC-TAB) | Linear Replacement Lamp | T8 Four-Foot | Dual Mode Internal Driver (UL Type A and Type B) |  | standard | YES |  | 2395 | 114.8 | 20.86 | 5.79 | 0.9799 | 2887 | 81.9 | 5 | 50000 | 2017-10-24 | Not Dimmable | Not Dimmable | NotYetVerified |  | MMMPWW | [15 empty] | 84.7 |  | 1.22 | 1.38 | [6 empty] | 4.4 | 2600 | 130 | 20 | 5.79 | 0.9 | 3000 | 80 |  |  |  | NO | NO | NO | [8 empty] | 2018-11-02 | NO | NO | NO | [6 empty] | AC | [7 empty] | NO
PCVWO6HO | DONG GUAN WALSTAR OPTOELECTRONICS TECHNOLOGY CO., LTD | WALSTAR | WL-T8N-12W1200 DIAB-35 | Linear Replacement Lamp | T8 Four-Foot | Dual Mode Internal Driver (UL Type A and Type B) |  | standard | NO | [10 empty] | 2017-10-24 | Not Dimmable | Not Dimmable | NO |  | HAHHVL | [25 empty] | 4.4 | 1878 | 131.7 | 14.26 | 15 | 0.9 | 3500 | 80 |  |  |  | NO | NO | NO | [8 empty] | 2018-11-02 | NO | NO | NO | [6 empty] | AC | [7 empty] | NO
PSGQLEZP | DONG GUAN WALSTAR OPTOELECTRONICS TECHNOLOGY CO., LTD | WALSTAR | WL-T8N-12W1200 DIAB-30 | Linear Replacement Lamp | T8 Four-Foot | Dual Mode Internal Driver (UL Type A and Type B) |  | standard | YES |  | 1861 | 131.24 | 14.18 | 8.92 | 0.9528 | 2953 | 81.6 | 5 | 50000 | 2017-10-24 | Not Dimmable | Not Dimmable | NO |  | HAHHVL | [15 empty] | 85.3 |  | 1.18 | 1.26 | [6 empty] | 4.4 | 1861 | 131.24 | 14.18 | 15 | 0.9 | 3000 | 80 |  |  |  | NO | NO | NO | [8 empty] | 2018-11-02 | NO | NO | NO | [6 empty] | AC | [7 empty] | NO
PVY095UU | IKIO LED LIGHTING | ikio | IK-T804-L120-0012-DN-35(CC-TAB) | Linear Replacement Lamp | T8 Four-Foot | Dual Mode Internal Driver (UL Type A and Type B) |  | standard | NO | [10 empty] | 2017-10-24 | Not Dimmable | Not Dimmable | NotYetVerified |  | MMMPWR | [25 empty] | 4.4 | 1680 | 140 | 12 | 11.66 | 0.9 | 3500 | 80 |  |  |  | NO | NO | NO | [8 empty] | 2018-11-02 | NO | NO | NO | [6 empty] | AC | [7 empty] | NO
PTJL5RXO | IKIO LED LIGHTING | ikio | IK-T804-L120-0012-DN-40(CC-TAB) | Linear Replacement Lamp | T8 Four-Foot | Dual Mode Internal Driver (UL Type A and Type B) |  | standard | NO | [10 empty] | 2017-10-24 | Not Dimmable | Not Dimmable | NotYetVerified |  | MMMPWR | [25 empty] | 4.4 | 1800 | 150 | 12 | 11.66 | 0.9 | 4000 | 80 |  |  |  | NO | NO | NO | [8 empty] | 2018-11-02 | NO | NO | NO | [6 empty] | AC | [7 empty] | NO
PLZETVLF | IKIO LED LIGHTING | ikio | IK-T804-L120-0020-DN-40(CC-TAB) | Linear Replacement Lamp | T8 Four-Foot | Dual Mode Internal Driver (UL Type A and Type B) |  | standard | NO | [10 empty] | 2017-10-24 | Not Dimmable | Not Dimmable | NotYetVerified |  | MMMPWV | [25 empty] | 4.4 | 2600 | 130 | 20 | 20 | 0.9 | 4000 | 80 |  |  |  | NO | NO | NO | [8 empty] | 2018-11-02 | NO | NO | NO | [6 empty] | AC | [7 empty] | NO
PBP8D9KD | IKIO LED LIGHTING | ikio | IK-T804-L120-0020-DN-35(MC-TAB) | Linear Replacement Lamp | T8 Four-Foot | Dual Mode Internal Driver (UL Type A and Type B) |  | standard | NO | [10 empty] | 2017-10-24 | Not Dimmable | Not Dimmable | NotYetVerified |  | MMMPWW | [25 empty] | 4.4 | 2600 | 130 | 20 | 5.79 | 0.9 | 3500 | 80 |  |  |  | NO | NO | NO | [8 empty] | 2018-11-02 | NO | NO | NO | [6 empty] | AC | [7 empty] | NO
PJABO245 | IKIO LED LIGHTING | IKIO | IK-T804-L120-0016-DN-30(MC-TAB) | Linear Replacement Lamp | T8 Four-Foot | Dual Mode Internal Driver (UL Type A and Type B) |  | standard | YES |  | 2034.7 | 114.76 | 17.73 | 7.63 | 0.9727 | 2884 | 81.9 | 5 | 50000 | 2017-10-24 | Not Dimmable | Not Dimmable | NotYetVerified |  | MMMPWU | [15 empty] | 84.2 |  | 1.24 | 1.42 | [6 empty] | 4.4 | 2160 | 120 | 18 | 7.63 | 0.9 | 3000 | 80 |  |  |  | NO | NO | NO | [8 empty] | 2018-11-02 | NO | NO | NO | [6 empty] | AC | [7 empty] | NO
PZ1T817W | IKIO LED LIGHTING | ikio | IK-T804-L120-0012-DN-50(MC-TAB) | Linear Replacement Lamp | T8 Four-Foot | Dual Mode Internal Driver (UL Type A and Type B) |  | standard | NO | [10 empty] | 2017-10-24 | Not Dimmable | Not Dimmable | NotYetVerified |  | MMMPWS | [25 empty] | 4.4 | 1680 | 140 | 12 | 14.16 | 0.9 | 5000 | 80 |  |  |  | NO | NO | NO | [8 empty] | 2018-11-02 | NO | NO | NO | [6 empty] | AC | [7 empty] | NO
PD4O7UEO | IKIO LED LIGHTING | ikio | IK-T804-L120-0016-DN-40(CC-TAB) | Linear Replacement Lamp | T8 Four-Foot | Dual Mode Internal Driver (UL Type A and Type B) |  | standard | NO | [10 empty] | 2017-10-24 | Not Dimmable | Not Dimmable | NotYetVerified |  | MMMPWT | [25 empty] | 4.4 | 2340 | 130 | 18 | 7.7 | 0.9 | 4000 | 80 |  |  |  | NO | NO | NO | [8 empty] | 2018-11-02 | NO | NO | NO | [6 empty] | AC | [7 empty] | NO
PGMZQSD6 | IKIO LED LIGHTING | ikio | IK-T804-L120-0016-DN-35(CC-TAB) | Linear Replacement Lamp | T8 Four-Foot | Dual Mode Internal Driver (UL Type A and Type B) |  | standard | NO | [10 empty] | 2017-10-24 | Not Dimmable | Not Dimmable | NotYetVerified |  | MMMPWT | [25 empty] | 4.4 | 2250 | 125 | 18 | 7.7 | 0.9 | 3500 | 80 |  |  |  | NO | NO | NO | [8 empty] | 2018-11-02 | NO | NO | NO | [6 empty] | AC | [7 empty] | NO
PFME5F75 | IKIO LED LIGHTING | ikio | IK-T804-L120-0020-DN-45(CC-TAB) | Linear Replacement Lamp | T8 Four-Foot | Dual Mode Internal Driver (UL Type A and Type B) |  | standard | NO | [10 empty] | 2017-10-24 | Not Dimmable | Not Dimmable | NotYetVerified |  | MMMPWV | [25 empty] | 4.4 | 2600 | 130 | 20 | 20 | 0.9 | 4500 | 80 |  |  |  | NO | NO | NO | [8 empty] | 2018-11-02 | NO | NO | NO | [6 empty] | AC | [7 empty] | NO
P8SQ0JGG | IKIO LED LIGHTING | ikio | IK-T804-L120-0016-DN-45(MC-TAB) | Linear Replacement Lamp | T8 Four-Foot | Dual Mode Internal Driver (UL Type A and Type B) |  | standard | NO | [10 empty] | 2017-10-24 | Not Dimmable | Not Dimmable | NotYetVerified |  | MMMPWU | [25 empty] | 4.4 | 2160 | 120 | 18 | 7.63 | 0.9 | 4500 | 80 |  |  |  | NO | NO | NO | [8 empty] | 2018-11-02 | NO | NO | NO | [6 empty] | AC | [7 empty] | NO
PJ3J0WSU | IKIO LED LIGHTING | IKIO | IK-T804-L120-0020-DN-30(CC-TAB) | Linear Replacement Lamp | T8 Four-Foot | Dual Mode Internal Driver (UL Type A and Type B) |  | standard | YES |  | 2589.3 | 124.41 | 20.81 | 5.83 | 0.9791 | 2898 | 81.8 | 5 | 50000 | 2017-10-24 | Not Dimmable | Not Dimmable | NotYetVerified |  | MMMPWV | [15 empty] | 88.9 |  | 1.26 | 1.42 | [6 empty] | 4.4 | 2600 | 130 | 20 | 20 | 0.9 | 3000 | 80 |  |  |  | NO | NO | NO | [8 empty] | 2018-11-02 | NO | NO | NO | [6 empty] | AC | [7 empty] | NO
PP6ID6B7 | IKIO LED LIGHTING | ikio | IK-T804-L120-0020-DN-35(CC-TAB) | Linear Replacement Lamp | T8 Four-Foot | Dual Mode Internal Driver (UL Type A and Type B) |  | standard | NO | [10 empty] | 2017-10-24 | Not Dimmable | Not Dimmable | NotYetVerified |  | MMMPWV | [25 empty] | 4.4 | 2600 | 130 | 20 | 20 | 0.9 | 3500 | 80 |  |  |  | NO | NO | NO | [8 empty] | 2018-11-02 | NO | NO | NO | [6 empty] | AC | [7 empty] | NO
P466OZQX | IKIO LED LIGHTING | ikio | IK-T804-L120-0012-DN-50(CC-TAB) | Linear Replacement Lamp | T8 Four-Foot | Dual Mode Internal Driver (UL Type A and Type B) |  | standard | NO | [10 empty] | 2017-10-24 | Not Dimmable | Not Dimmable | NotYetVerified |  | MMMPWR | [25 empty] | 4.4 | 1800 | 150 | 12 | 11.66 | 0.9 | 5000 | 80 |  |  |  | NO | NO | NO | [8 empty] | 2018-11-02 | NO | NO | NO | [6 empty] | AC | [7 empty] | NO
PESNTKIC | IKIO LED LIGHTING | ikio | IK-T804-L120-0020-DN-50(CC-TAB) | Linear Replacement Lamp | T8 Four-Foot | Dual Mode Internal Driver (UL Type A and Type B) |  | standard | NO | [10 empty] | 2017-10-24 | Not Dimmable | Not Dimmable | NotYetVerified |  | MMMPWV | [25 empty] | 4.4 | 2600 | 130 | 20 | 20 | 0.9 | 5000 | 80 |  |  |  | NO | NO | NO | [8 empty] | 2018-11-02 | NO | NO | NO | [6 empty] | AC | [7 empty] | NO
PT4LED27 | IKIO LED LIGHTING | ikio | IK-T804-L120-0012-DN-40(MC-TAB) | Linear Replacement Lamp | T8 Four-Foot | Dual Mode Internal Driver (UL Type A and Type B) |  | standard | NO | [10 empty] | 2017-10-24 | Not Dimmable | Not Dimmable | NotYetVerified |  | MMMPWS | [25 empty] | 4.4 | 1680 | 140 | 12 | 14.16 | 0.9 | 4000 | 80 |  |  |  | NO | NO | NO | [8 empty] | 2018-11-02 | NO | NO | NO | [6 empty] | AC | [7 empty] | NO
PZCPQT2G | DONG GUAN WALSTAR OPTOELECTRONICS TECHNOLOGY CO., LTD | WALSTAR | WL-T8N-12W1200 DIAB-50 | Linear Replacement Lamp | T8 Four-Foot | Dual Mode Internal Driver (UL Type A and Type B) |  | standard | NO | [10 empty] | 2017-10-24 | Not Dimmable | Not Dimmable | NO |  | HAHHVL | [25 empty] | 4.4 | 1928 | 134.45 | 14.34 | 15 | 0.9 | 5000 | 80 |  |  |  | NO | NO | NO | [8 empty] | 2018-11-02 | NO | NO | NO | [6 empty] | AC | [7 empty] | NO
P2ERI633 | DONG GUAN WALSTAR OPTOELECTRONICS TECHNOLOGY CO., LTD | WALSTAR | WL-T8N-12W1200 DIAB-40 | Linear Replacement Lamp | T8 Four-Foot | Dual Mode Internal Driver (UL Type A and Type B) |  | standard | NO | [10 empty] | 2017-10-24 | Not Dimmable | Not Dimmable | NO |  | HAHHVL | [25 empty] | 4.4 | 1895 | 132.89 | 14.26 | 15 | 0.9 | 4000 | 80 |  |  |  | NO | NO | NO | [8 empty] | 2018-11-02 | NO | NO | NO | [6 empty] | AC | [7 empty] | NO
PLE78TJX2E3Z | Light Efficient Design | Remphos | RPT-B-BCTUBE-T8-G3-4FT-830-A | Linear Replacement Lamp | T8 Four-Foot | Replacement Lamps (plug and play) (UL Type A) |  | standard | YES |  | 1718 | 132.46 | 12.97 | 7.38 | 0.9481 | 2954 | 81.6 | 5 | 50000 | 2017-10-23 | Not Dimmable | Not Dimmable | NotYetVerified |  | KKLADU | [15 empty] | 85.5 |  | 1.12 | 1.16 | [6 empty] | 4.4 | 1718 | 132.46 | 12.97 | 20 | 0.9 | 3000 | 82 |  |  |  | NO | NO | NO | [8 empty] | 2018-11-02 | NO | NO | NO | [6 empty] | AC | [7 empty] | NO
PL1S87BVLZDG | Light Efficient Design | Remphos | RPT-B-TOTALTUBE-T8-G3-4FT-HO-830-A | Linear Replacement Lamp | T8 Four-Foot | Dual Mode Internal Driver (UL Type A and Type B) |  | standard | YES |  | 2172 | 133.25 | 16.3 | 6.91 | 0.9572 | 3012 | 81.8 | 5 | 50000 | 2017-10-23 | Not Yet Verified | Not Yet Verified | NotYetVerified |  | KKLADY | [15 empty] | 90 |  | 1.16 | 1.38 | [6 empty] | 4.4 | 2172 | 133 | 16.3 | 20 | 0.9 | 3000 | 83 |  |  |  | NO | NO | NO | [8 empty] | 2018-11-02 | NO | NO | NO | [6 empty] | AC | [7 empty] | NO
PLOQ8U0LNTR3 | Light Efficient Design | Remphos | RPT-B-BCTUBE-T8-G3-4FT-HO-835-A | Linear Replacement Lamp | T8 Four-Foot | Replacement Lamps (plug and play) (UL Type A) |  | standard | NO | [10 empty] | 2017-10-23 | Not Dimmable | Not Dimmable | NotYetVerified |  | KKLADV | [25 empty] | 4.4 | 1680 | 120 | 14 | 20 | 0.9 | 3500 | 82 |  |  |  | NO | NO | NO | [8 empty] | 2018-11-02 | NO | NO | NO | [6 empty] | AC | [7 empty] | NO
PLMF20ORM55F | Light Efficient Design | Remphos | RPT-B-TOTALTUBE-T8-G3-4FT-HO-835-A | Linear Replacement Lamp | T8 Four-Foot | Dual Mode Internal Driver (UL Type A and Type B) |  | standard | NO | [10 empty] | 2017-10-23 | Not Dimmable | Not Dimmable | NotYetVerified |  | KKLADY | [25 empty] | 4.4 | 2160 | 135 | 16 | 20 | 0.9 | 3500 | 83 |  |  |  | NO | NO | NO | [8 empty] | 2018-11-02 | NO | NO | NO | [6 empty] | AC | [7 empty] | NO
PLI89N8IFYN1 | Light Efficient Design | Remphos | RPT-B-BCTUBE-T8-G3-4FT-840-A | Linear Replacement Lamp | T8 Four-Foot | Replacement Lamps (plug and play) (UL Type A) |  | standard | NO | [10 empty] | 2017-10-23 | Not Dimmable | Not Dimmable | NotYetVerified |  | KKLADU | [25 empty] | 4.4 | 1718 | 132.46 | 12.97 | 20 | 0.9 | 4000 | 82 |  |  |  | NO | NO | NO | [8 empty] | 2018-11-02 | NO | NO | NO | [6 empty] | AC | [7 empty] | NO
PLWPD4R0FG82 | Light Efficient Design | Remphos | RPT-B-BCTUBE-T8-G3-4FT-850-A | Linear Replacement Lamp | T8 Four-Foot | Replacement Lamps (plug and play) (UL Type A) |  | standard | NO | [10 empty] | 2017-10-23 | Not Dimmable | Not Dimmable | NotYetVerified |  | KKLADU | [25 empty] | 4.4 | 1718 | 132.46 | 12.97 | 20 | 0.9 | 5000 | 82 |  |  |  | NO | NO | NO | [8 empty] | 2018-11-02 | NO | NO | NO | [6 empty] | AC | [7 empty] | NO
PL7BY1VIW2A4 | Light Efficient Design | Remphos | RPT-B-BCTUBE-T8-G3-4FT-HO-840-A | Linear Replacement Lamp | T8 Four-Foot | Replacement Lamps (plug and play) (UL Type A) |  | standard | NO | [10 empty] | 2017-10-23 | Not Dimmable | Not Dimmable | NotYetVerified |  | KKLADV | [25 empty] | 4.4 | 1680 | 120 | 14 | 20 | 0.9 | 4000 | 82 |  |  |  | NO | NO | NO | [8 empty] | 2018-11-02 | NO | NO | NO | [6 empty] | AC | [7 empty] | NO
PLT6O7QX3KVM | Light Efficient Design | Remphos | RPT-B-BCTUBE-T8-G3-4FT-HO-850-A | Linear Replacement Lamp | T8 Four-Foot | Replacement Lamps (plug and play) (UL Type A) |  | standard | NO | [10 empty] | 2017-10-23 | Not Dimmable | Not Dimmable | NotYetVerified |  | KKLADV | [25 empty] | 4.4 | 1680 | 120 | 14 | 20 | 0.9 | 5000 | 82 |  |  |  | NO | NO | NO | [8 empty] | 2018-11-02 | NO | NO | NO | [6 empty] | AC | [7 empty] | NO
PL4C09IYD7MS | Light Efficient Design | Remphos | RPT-B-TOTALTUBE-T8-G3-4FT-850-A | Linear Replacement Lamp | T8 Four-Foot | Dual Mode Internal Driver (UL Type A and Type B) |  | standard | NO | [10 empty] | 2017-10-23 | Not Dimmable | Not Dimmable | NotYetVerified |  | KKLADX | [25 empty] | 4.4 | 1664 | 132.1 | 12.6 | 20 | 0.9 | 5000 | 82 |  |  |  | NO | NO | NO | [8 empty] | 2018-11-02 | NO | NO | NO | [6 empty] | AC | [7 empty] | NO
PLNLNGMKERPM | Light Efficient Design | Remphos | RPT-B-BCTUBE-T8-G3-4FT-HO-830-A | Linear Replacement Lamp | T8 Four-Foot | Replacement Lamps (plug and play) (UL Type A) |  | standard | YES |  | 1629 | 119.69 | 13.61 | 9.81 | 0.9449 | 2982 | 81.4 | 5 | 50000 | 2017-10-23 | Not Dimmable | Not Dimmable | NotYetVerified |  | KKLADV | [15 empty] | 85.3 |  | 1.23 | 1.13 | [6 empty] | 4.4 | 1680 | 120 | 14 | 20 | 0.9 | 3000 | 82 |  |  |  | NO | NO | NO | [8 empty] | 2018-11-02 | NO | NO | NO | [6 empty] | AC | [7 empty] | NO
PLVUI4UZR673 | Light Efficient Design | Remphos | RPT-B-TOTALTUBE-T8-G3-4FT-835-A | Linear Replacement Lamp | T8 Four-Foot | Dual Mode Internal Driver (UL Type A and Type B) |  | standard | NO | [10 empty] | 2017-10-23 | Not Dimmable | Not Dimmable | NotYetVerified |  | KKLADX | [25 empty] | 4.4 | 1664 | 132.1 | 12.6 | 20 | 0.9 | 3500 | 82 |  |  |  | NO | NO | NO | [8 empty] | 2018-11-02 | NO | NO | NO | [6 empty] | AC | [7 empty] | NO
PLK392SE49X7 | Light Efficient Design | Remphos | RPT-B-TOTALTUBE-T8-G3-4FT-HO-840-A | Linear Replacement Lamp | T8 Four-Foot | Dual Mode Internal Driver (UL Type A and Type B) |  | standard | NO | [10 empty] | 2017-10-23 | Not Dimmable | Not Dimmable | NotYetVerified |  | KKLADY | [25 empty] | 4.4 | 2160 | 135 | 16 | 20 | 0.9 | 4000 | 83 |  |  |  | NO | NO | NO | [8 empty] | 2018-11-02 | NO | NO | NO | [6 empty] | AC | [7 empty] | NO
PLH56D7P9FSA | Light Efficient Design | Remphos | RPT-B-TOTALTUBE-T8-G3-4FT-840-A | Linear Replacement Lamp | T8 Four-Foot | Dual Mode Internal Driver (UL Type A and Type B) |  | standard | NO | [10 empty] | 2017-10-23 | Not Dimmable | Not Dimmable | NotYetVerified |  | KKLADX | [25 empty] | 4.4 | 1664 | 132.1 | 12.6 | 20 | 0.9 | 4000 | 82 |  |  |  | NO | NO | NO | [8 empty] | 2018-11-02 | NO | NO | NO | [6 empty] | AC | [7 empty] | NO
PLPTUDOGJ8S0 | Light Efficient Design | Remphos | RPT-B-BCTUBE-T8-G3-4FT-835-A | Linear Replacement Lamp | T8 Four-Foot | Replacement Lamps (plug and play) (UL Type A) |  | standard | NO | [10 empty] | 2017-10-23 | Not Dimmable | Not Dimmable | NotYetVerified |  | KKLADU | [25 empty] | 4.4 | 1718 | 132.46 | 12.97 | 20 | 0.9 | 3500 | 82 |  |  |  | NO | NO | NO | [8 empty] | 2018-11-02 | NO | NO | NO | [6 empty] | AC | [7 empty] | NO
PLZIIMNJ36R6 | Light Efficient Design | Remphos | RPT-B-TOTALTUBE-T8-G3-4FT-HO-850-A | Linear Replacement Lamp | T8 Four-Foot | Dual Mode Internal Driver (UL Type A and Type B) |  | standard | NO | [10 empty] | 2017-10-23 | Not Dimmable | Not Dimmable | NotYetVerified |  | KKLADY | [25 empty] | 4.4 | 2160 | 135 | 16 | 20 | 0.9 | 5000 | 83 |  |  |  | NO | NO | NO | [8 empty] | 2018-11-02 | NO | NO | NO | [6 empty] | AC | [7 empty] | NO
PL3APLQDF6FO | Light Efficient Design | Remphos | RPT-B-TOTALTUBE-T8-G3-4FT-830-A | Linear Replacement Lamp | T8 Four-Foot | Dual Mode Internal Driver (UL Type A and Type B) |  | standard | YES |  | 1664 | 132.1 | 12.6 | 9.04 | 0.9017 | 3001 | 82.2 | 5 | 50000 | 2017-10-23 | Not Dimmable | Not Dimmable | NotYetVerified |  | KKLADX | [15 empty] | 90 |  | 1.42 | 1.15 | [6 empty] | 4.4 | 1664 | 132.1 | 12.6 | 20 | 0.9 | 3000 | 82 |  |  |  | NO | NO | NO | [8 empty] | 2018-11-02 | NO | NO | NO | [6 empty] | AC | [7 empty] | NO
PLZS5BQCYEKM | Truly Green Solutions | TGS | 834112-50-A-P | Linear Replacement Lamp | T8 Four-Foot | Replacement Lamps (plug and play) (UL Type A) |  | standard | NO | [10 empty] | 2017-10-18 | Not Dimmable | Not Dimmable | NotYetVerified |  | IIILFG | [25 empty] | 4.4 | 1718 | 132.46 | 12.97 | 20 | 0.9 | 5000 | 82 |  |  |  | NO | NO | NO | [8 empty] | 2018-11-02 | NO | NO | NO | [6 empty] | AC | [7 empty] | NO
PLZOYVP03CG1 | Truly Green Solutions | TGS | 834114-50-A-P | Linear Replacement Lamp | T8 Four-Foot | Replacement Lamps (plug and play) (UL Type A) |  | standard | NO | [10 empty] | 2017-10-18 | Not Dimmable | Not Dimmable | NotYetVerified |  | IIILFH | [25 empty] | 4.4 | 1680 | 120 | 14 | 20 | 0.9 | 5000 | 82 |  |  |  | NO | NO | NO | [8 empty] | 2018-11-02 | NO | NO | NO | [6 empty] | AC | [7 empty] | NO
PLGNYOBBW27C | Truly Green Solutions | TGS | 834112-35-A-P | Linear Replacement Lamp | T8 Four-Foot | Replacement Lamps (plug and play) (UL Type A) |  | standard | NO | [10 empty] | 2017-10-18 | Not Dimmable | Not Dimmable | NotYetVerified |  | IIILFG | [25 empty] | 4.4 | 1718 | 132.46 | 12.97 | 20 | 0.9 | 3500 | 82 |  |  |  | NO | NO | NO | [8 empty] | 2018-11-02 | NO | NO | NO | [6 empty] | AC | [7 empty] | NO
PLFXD6CSNIVR | Truly Green Solutions | TGS | 834114-40-A-P | Linear Replacement Lamp | T8 Four-Foot | Replacement Lamps (plug and play) (UL Type A) |  | standard | NO | [10 empty] | 2017-10-18 | Not Dimmable | Not Dimmable | NotYetVerified |  | IIILFH | [25 empty] | 4.4 | 1680 | 120 | 14 | 20 | 0.9 | 4000 | 82 |  |  |  | NO | NO | NO | [8 empty] | 2018-11-02 | NO | NO | NO | [6 empty] | AC | [7 empty] | NO
PL2OWCFNUBNQ | Truly Green Solutions | TGS | 834112-45-A-P | Linear Replacement Lamp | T8 Four-Foot | Replacement Lamps (plug and play) (UL Type A) |  | standard | NO | [10 empty] | 2017-10-18 | Not Dimmable | Not Dimmable | NotYetVerified |  | IIILFG | [25 empty] | 4.4 | 1718 | 132.46 | 12.97 | 20 | 0.9 | 4500 | 82 |  |  |  | NO | NO | NO | [8 empty] | 2018-11-02 | NO | NO | NO | [6 empty] | AC | [7 empty] | NO
PLVMX0YHJNHK | Truly Green Solutions | TGS | 834112-30-A-P | Linear Replacement Lamp | T8 Four-Foot | Replacement Lamps (plug and play) (UL Type A) |  | standard | YES |  | 1718 | 132.46 | 12.97 | 7.38 | 0.9481 | 2954 | 81.6 | 5 | 50000 | 2017-10-18 | Not Dimmable | Not Dimmable | NotYetVerified |  | IIILFG | [15 empty] | 85.5 |  | 1.12 | 1.16 | [6 empty] | 4.4 | 1718 | 132.46 | 12.97 | 20 | 0.9 | 3000 | 82 |  |  |  | NO | NO | NO | [8 empty] | 2018-11-02 | NO | NO | NO | [6 empty] | AC | [7 empty] | NO
PLSU8ELS01BS | Truly Green Solutions | TGS | 834114-35-A-P | Linear Replacement Lamp | T8 Four-Foot | Replacement Lamps (plug and play) (UL Type A) |  | standard | NO | [10 empty] | 2017-10-18 | Not Dimmable | Not Dimmable | NotYetVerified |  | IIILFH | [25 empty] | 4.4 | 1680 | 120 | 14 | 20 | 0.9 | 3500 | 82 |  |  |  | NO | NO | NO | [8 empty] | 2018-11-02 | NO | NO | NO | [6 empty] | AC | [7 empty] | NO
PL55CPCPJMIB | Truly Green Solutions | TGS | 834112-40-A-P | Linear Replacement Lamp | T8 Four-Foot | Replacement Lamps (plug and play) (UL Type A) |  | standard | NO | [10 empty] | 2017-10-18 | Not Dimmable | Not Dimmable | NotYetVerified |  | IIILFG | [25 empty] | 4.4 | 1718 | 132.46 | 12.97 | 20 | 0.9 | 4000 | 82 |  |  |  | NO | NO | NO | [8 empty] | 2018-11-02 | NO | NO | NO | [6 empty] | AC | [7 empty] | NO
PLD7WPDHTI3O | Truly Green Solutions | TGS | 834114-45-A-P | Linear Replacement Lamp | T8 Four-Foot | Replacement Lamps (plug and play) (UL Type A) |  | standard | NO | [10 empty] | 2017-10-18 | Not Dimmable | Not Dimmable | NotYetVerified |  | IIILFH | [25 empty] | 4.4 | 1680 | 120 | 14 | 20 | 0.9 | 4500 | 82 |  |  |  | NO | NO | NO | [8 empty] | 2018-11-02 | NO | NO | NO | [6 empty] | AC | [7 empty] | NO
PLMISX8KB4RO | Truly Green Solutions | TGS | 834114-30-A-P | Linear Replacement Lamp | T8 Four-Foot | Replacement Lamps (plug and play) (UL Type A) |  | standard | YES |  | 1629 | 119.69 | 13.61 | 9.81 | 0.9449 | 2982 | 81.4 | 5 | 50000 | 2017-10-18 | Not Dimmable | Not Dimmable | NotYetVerified |  | IIILFH | [15 empty] | 85.3 |  | 1.23 | 1.13 | [6 empty] | 4.4 | 1680 | 120 | 14 | 20 | 0.9 | 3000 | 82 |  |  |  | NO | NO | NO | [8 empty] | 2018-11-02 | NO | NO | NO | [6 empty] | AC | [7 empty] | NO
PLVFGZP7VE7V | GreenTek Energy Systems | GreenTek Energy System | GT-T8-18W1200 BIXX-1-F-50K | Linear Replacement Lamp | T8 Four-Foot | Dual Mode Internal Driver (UL Type A and Type B) |  | standard | NO | [10 empty] | 2017-10-17 | Not Dimmable | Not Dimmable | NotYetVerified |  | KKLADF | [25 empty] | 4.4 | 2567.73 | 138.05 | 18.6 | 20 | 0.9 | 5000 | 82.3 |  |  |  | NO | NO | NO | [8 empty] | 2018-11-02 | NO | NO | NO | [6 empty] | AC | [7 empty] | NO
PLG50QH6ZAER | GreenTek Energy Systems | GreenTek Energy System | GT-T8-18W1200 BIXX-1-C-35K | Linear Replacement Lamp | T8 Four-Foot | Dual Mode Internal Driver (UL Type A and Type B) |  | standard | NO | [10 empty] | 2017-10-17 | Not Dimmable | Not Dimmable | NotYetVerified |  | KKLADG | [25 empty] | 4.4 | 2583.78 | 138.17 | 18.7 | 20 | 0.9 | 3500 | 82.3 |  |  |  | NO | NO | NO | [8 empty] | 2018-11-02 | NO | NO | NO | [6 empty] | AC | [7 empty] | NO
PL9PX3O9SRBV | GreenTek Energy Systems | GreenTek Energy System | GT-T8-18W1200 BIXX-1-C-40K | Linear Replacement Lamp | T8 Four-Foot | Dual Mode Internal Driver (UL Type A and Type B) |  | standard | NO | [10 empty] | 2017-10-17 | Not Dimmable | Not Dimmable | NotYetVerified |  | KKLADG | [25 empty] | 4.4 | 2685.58 | 142.85 | 18.8 | 20 | 0.9 | 4000 | 82.3 |  |  |  | NO | NO | NO | [8 empty] | 2018-11-02 | NO | NO | NO | [6 empty] | AC | [7 empty] | NO
PL0WYERZRD7U | GreenTek Energy Systems | GreenTek Energy System | GT-T8-18W1200 BIXX-1-C-30K | Linear Replacement Lamp | T8 Four-Foot | Dual Mode Internal Driver (UL Type A and Type B) |  | standard | YES |  | 2557 | 140.03 | 18.26 | 12.15 | 0.9408 | 3023 | 82.1 | 5 | 50000 | 2017-10-17 | Not Dimmable | Not Dimmable | NotYetVerified |  | KKLADG | [15 empty] | 88.7 |  | 1.37 | 1.18 | [6 empty] | 4.4 | 2583.78 | 138.17 | 18.7 | 20 | 0.9 | 3000 | 82.3 |  |  |  | NO | NO | NO | [8 empty] | 2018-11-02 | NO | NO | NO | [6 empty] | AC | [7 empty] | NO
PLUNFM8CKS99 | VOOTU Inc. | VOOTU | VT-T812-13WCD01-45K | Linear Replacement Lamp | T8 Four-Foot | Dual Mode Internal Driver (UL Type A and Type B) |  | standard | NO | [10 empty] | 2017-10-17 | Not Dimmable | Not Dimmable | NO |  | TTTUUC | [25 empty] | 4.4 | 1880 | 146.42 | 12.84 | 12.89 | 0.91 | 4500 | 82.9 |  |  |  | NO | NO | NO | [8 empty] | 2018-11-02 | NO | NO | NO | [6 empty] | AC | [7 empty] | NO
PLP1N477NXJZ | GreenTek Energy Systems | GreenTek Energy System | GT-T8-18W1200 BIXX-1-F-35K | Linear Replacement Lamp | T8 Four-Foot | Dual Mode Internal Driver (UL Type A and Type B) |  | standard | NO | [10 empty] | 2017-10-17 | Not Dimmable | Not Dimmable | NotYetVerified |  | KKLADF | [25 empty] | 4.4 | 2439.98 | 130.62 | 18.68 | 20 | 0.9 | 3500 | 82.3 |  |  |  | NO | NO | NO | [8 empty] | 2018-11-02 | NO | NO | NO | [6 empty] | AC | [7 empty] | NO
PLOL3I505WC0 | GreenTek Energy Systems | GreenTek Energy System | GT-T8-18W1200 BIXX-1-F-45K | Linear Replacement Lamp | T8 Four-Foot | Dual Mode Internal Driver (UL Type A and Type B) |  | standard | NO | [10 empty] | 2017-10-17 | Not Dimmable | Not Dimmable | NotYetVerified |  | KKLADF | [25 empty] | 4.4 | 2521.55 | 136.3 | 18.5 | 20 | 0.9 | 4500 | 82.3 |  |  |  | NO | NO | NO | [8 empty] | 2018-11-02 | NO | NO | NO | [6 empty] | AC | [7 empty] | NO
PLTOQ8UPGQIN | GreenTek Energy Systems | GreenTek Energy System | GT-T8-18W1200 BIXX-1-C-45K | Linear Replacement Lamp | T8 Four-Foot | Dual Mode Internal Driver (UL Type A and Type B) |  | standard | NO | [10 empty] | 2017-10-17 | Not Dimmable | Not Dimmable | NotYetVerified |  | KKLADG | [25 empty] | 4.4 | 2685.58 | 142.85 | 18.8 | 20 | 0.9 | 4500 | 82.3 |  |  |  | NO | NO | NO | [8 empty] | 2018-11-02 | NO | NO | NO | [6 empty] | AC | [7 empty] | NO
PL54C6EE67K9 | GreenTek Energy Systems | GreenTek Energy System | GT-T8-18W1200 BIXX-1-F-30K | Linear Replacement Lamp | T8 Four-Foot | Dual Mode Internal Driver (UL Type A and Type B) |  | standard | YES |  | 2502 | 132.1 | 18.94 | 11.86 | 0.937 | 3029 | 82.6 | 5 | 50000 | 2017-10-17 | Not Dimmable | Not Dimmable | NotYetVerified |  | KKLADF | [15 empty] | 88.8 |  | 1.34 | 1.19 | [6 empty] | 4.4 | 2439.98 | 130.62 | 18.68 | 20 | 0.9 | 3000 | 82.3 |  |  |  | NO | NO | NO | [8 empty] | 2018-11-02 | NO | NO | NO | [6 empty] | AC | [7 empty] | NO
PL29I4IMH8B4 | GreenTek Energy Systems | GreenTek Energy System | GT-T8-18W1200 BIXX-1-F-40K | Linear Replacement Lamp | T8 Four-Foot | Dual Mode Internal Driver (UL Type A and Type B) |  | standard | NO | [10 empty] | 2017-10-17 | Not Dimmable | Not Dimmable | NotYetVerified |  | KKLADF | [25 empty] | 4.4 | 2521.55 | 136.3 | 18.5 | 20 | 0.9 | 4000 | 82.3 |  |  |  | NO | NO | NO | [8 empty] | 2018-11-02 | NO | NO | NO | [6 empty] | AC | [7 empty] | NO
PLHPVMUKPZZT | GreenTek Energy Systems | GreenTek Energy System | GT-T8-18W1200 BIXX-1-C-50K | Linear Replacement Lamp | T8 Four-Foot | Dual Mode Internal Driver (UL Type A and Type B) |  | standard | NO | [10 empty] | 2017-10-17 | Not Dimmable | Not Dimmable | NotYetVerified |  | KKLADG | [25 empty] | 4.4 | 2705.7 | 143.92 | 18.8 | 20 | 0.9 | 5000 | 82.3 |  |  |  | NO | NO | NO | [8 empty] | 2018-11-02 | NO | NO | NO | [6 empty] | AC | [7 empty] | NO
PLWIWJ6YQJJ5 | VOOTU Inc. | VOOTU | VT-T812-13WCD01-50K | Linear Replacement Lamp | T8 Four-Foot | Dual Mode Internal Driver (UL Type A and Type B) |  | standard | NO | [10 empty] | 2017-10-17 | Not Dimmable | Not Dimmable | NO |  | TTTUUC | [25 empty] | 4.4 | 1905 | 147.07 | 12.95 | 13.5 | 0.9 | 5000 | 83.7 |  |  |  | NO | NO | NO | [8 empty] | 2018-11-02 | NO | NO | NO | [6 empty] | AC | [7 empty] | NO
PLHHVAWVGIHI | VOOTU Inc. | VOOTU | VT-T812-13WCD01-40K | Linear Replacement Lamp | T8 Four-Foot | Dual Mode Internal Driver (UL Type A and Type B) |  | standard | YES |  | 1863 | 141.99 | 13.12 | 12.89 | 0.9098 | 4073 | 82.9 | 5 | 50000 | 2017-10-17 | Not Dimmable | Not Dimmable | NO |  | TTTUUC | [15 empty] | 91.9 |  | 1.22 | 1.34 | [6 empty] | 4.4 | 1854 | 145.72 | 12.72 | 12.89 | 0.91 | 4000 | 82.9 |  |  |  | NO | NO | NO | [8 empty] | 2018-11-02 | NO | NO | NO | [6 empty] | AC | [7 empty] | NO
PLG85GD5VLKR | P.Q.L. Inc. | Superior?Life? | 91097 | Linear Replacement Lamp | T8 Four-Foot | Replacement Lamps (plug and play) (UL Type A) |  | standard | NO | [10 empty] | 2017-10-16 | Not Dimmable | Not Dimmable | NO |  | IIILFE | [25 empty] | 4.4 | 2200 | 129 | 17 | 20 | 0.9 | 4000 | 80 |  |  |  | NO | NO | NO | [8 empty] | 2018-11-02 | NO | NO | NO | [6 empty] | AC | [7 empty] | NO
PLKB8TCNLVMD | P.Q.L. Inc. | Superior?Life? | 91098 | Linear Replacement Lamp | T8 Four-Foot | Replacement Lamps (plug and play) (UL Type A) |  | standard | NO | [10 empty] | 2017-10-16 | Not Dimmable | Not Dimmable | NO |  | IIILFE | [25 empty] | 4.4 | 2200 | 129 | 17 | 20 | 0.9 | 5000 | 80 |  |  |  | NO | NO | NO | [8 empty] | 2018-11-02 | NO | NO | NO | [6 empty] | AC | [7 empty] | NO
PLA8T1V2ZCAU | P.Q.L. Inc. | Superior?Life? | 91095 | Linear Replacement Lamp | T8 Four-Foot | Replacement Lamps (plug and play) (UL Type A) |  | standard | NO | [10 empty] | 2017-10-16 | Not Dimmable | Not Dimmable | NO |  | IIILFD | [25 empty] | 4.4 | 1800 | 128 | 14 | 20 | 0.9 | 5000 | 80 |  |  |  | NO | NO | NO | [8 empty] | 2018-11-02 | NO | NO | NO | [6 empty] | AC | [7 empty] | NO
PLL6K3045C7D | Sunpark | Sunpark | T8-48T-835-14W-EB4 | Linear Replacement Lamp | T8 Four-Foot | Replacement Lamps (plug and play) (UL Type A) |  | standard | NO | [10 empty] | 2017-10-16 | Not Dimmable | Not Dimmable | NO |  | ZAZZKJ | [25 empty] | 4.4 | 2100 | 127 | 16.5 | 14 | 0.9 | 3500 | 80 |  |  |  | NO | NO | NO | [8 empty] | 2018-11-02 | NO | NO | NO | [6 empty] | AC | [7 empty] | NO
PLZGFI64166U | P.Q.L. Inc. | Superior?Life? | 91093 | Linear Replacement Lamp | T8 Four-Foot | Replacement Lamps (plug and play) (UL Type A) |  | standard | YES |  | 1830 | 130.2 | 14.06 | 14.39 | 0.9546 | 3465 | 83.5 | 5 | 50000 | 2017-10-16 | Not Dimmable | Not Dimmable | NO |  | IIILFD | [15 empty] | 81.3 |  | 1.24 | 1.24 | [6 empty] | 4.4 | 1800 | 128 | 14 | 20 | 0.9 | 3500 | 80 |  |  |  | NO | NO | NO | [8 empty] | 2018-11-02 | NO | NO | NO | [6 empty] | AC | [7 empty] | NO
PLHTRY1N3XMY | P.Q.L. Inc. | Superior?Life? | 91096 | Linear Replacement Lamp | T8 Four-Foot | Replacement Lamps (plug and play) (UL Type A) |  | standard | YES |  | 2171 | 130.1 | 16.69 | 11.37 | 0.9661 | 3465 | 83.4 | 5 | 50000 | 2017-10-16 | Not Dimmable | Not Dimmable | NO |  | IIILFE | [15 empty] | 81.3 |  | 1.28 | 1.28 | [6 empty] | 4.4 | 2200 | 129 | 17 | 20 | 0.9 | 3500 | 80 |  |  |  | NO | NO | NO | [8 empty] | 2018-11-02 | NO | NO | NO | [6 empty] | AC | [7 empty] | NO
PL8TO2YQRBOG | Sunpark | Sunpark | T8-48T-830-14W-EB4 | Linear Replacement Lamp | T8 Four-Foot | Replacement Lamps (plug and play) (UL Type A) |  | standard | YES |  | 2040 | 120.2 | 16.97 | 11.87 | 0.957 | 2958 | 81.7 | 5 | 50000 | 2017-10-16 | Not Dimmable | Not Dimmable | NO |  | ZAZZKJ | [15 empty] | 84.1 |  | 1.32 | 1.32 | [6 empty] | 4.4 | 2100 | 127 | 16.5 | 14 | 0.9 | 3000 | 80 |  |  |  | NO | NO | NO | [8 empty] | 2018-11-02 | NO | NO | NO | [6 empty] | AC | [7 empty] | NO
PL9X71G5R6CN | P.Q.L. Inc. | Superior?Life? | 91094 | Linear Replacement Lamp | T8 Four-Foot | Replacement Lamps (plug and play) (UL Type A) |  | standard | NO | [10 empty] | 2017-10-16 | Not Dimmable | Not Dimmable | NO |  | IIILFD | [25 empty] | 4.4 | 1800 | 128 | 14 | 20 | 0.9 | 4000 | 80 |  |  |  | NO | NO | NO | [8 empty] | 2018-11-02 | NO | NO | NO | [6 empty] | AC | [7 empty] | NO
PI2G3G5Z | DONG GUAN WALSTAR OPTOELECTRONICS TECHNOLOGY CO., LTD | WALSTAR | WL-T8A-10W1200 DIAB-35 | Linear Replacement Lamp | T8 Four-Foot | Dual Mode Internal Driver (UL Type A and Type B) |  | standard | YES |  | 1728 | 132.12 | 13.08 | 10.28 | 0.9618 | 3521 | 84.2 | 5 | 50000 | 2017-10-13 | Not Dimmable | Not Dimmable | NO |  | VVVWVP | [15 empty] | 90.3 |  | 1.18 | 1.36 | [6 empty] | 4.4 | 1728 | 132.12 | 13.08 | 15 | 0.9 | 3500 | 80 |  |  |  | NO | NO | NO | [8 empty] | 2018-11-02 | NO | NO | NO | [6 empty] | AC | [7 empty] | NO
PFB3JNPT | DONG GUAN WALSTAR OPTOELECTRONICS TECHNOLOGY CO., LTD | WALSTAR | WL-T8N-15W1200 DIAB-35 | Linear Replacement Lamp | T8 Four-Foot | Dual Mode Internal Driver (UL Type A and Type B) |  | standard | NO | [10 empty] | 2017-10-13 | Not Dimmable | Not Dimmable | NO |  | VVVWVR | [25 empty] | 4.4 | 2021 | 132.18 | 15.29 | 15 | 0.9 | 3500 | 80 |  |  |  | NO | NO | NO | [8 empty] | 2018-11-02 | NO | NO | NO | [6 empty] | AC | [7 empty] | NO
P7YOWXVF | DONG GUAN WALSTAR OPTOELECTRONICS TECHNOLOGY CO., LTD | WALSTAR | WL-T8N-10W1200 DIAB-45 | Linear Replacement Lamp | T8 Four-Foot | Dual Mode Internal Driver (UL Type A and Type B) |  | standard | NO | [10 empty] | 2017-10-13 | Not Dimmable | Not Dimmable | NO |  | VVVWVQ | [25 empty] | 4.4 | 1731 | 134.29 | 12.89 | 15 | 0.9 | 4500 | 80 |  |  |  | NO | NO | NO | [8 empty] | 2018-11-02 | NO | NO | NO | [6 empty] | AC | [7 empty] | NO
P8Y84FS1 | DONG GUAN WALSTAR OPTOELECTRONICS TECHNOLOGY CO., LTD | WALSTAR | WL-T8N-10W1200 DIAB-50 | Linear Replacement Lamp | T8 Four-Foot | Dual Mode Internal Driver (UL Type A and Type B) |  | standard | NO | [10 empty] | 2017-10-13 | Not Dimmable | Not Dimmable | NO |  | VVVWVQ | [25 empty] | 4.4 | 1739 | 135.43 | 12.84 | 15 | 0.9 | 5000 | 80 |  |  |  | NO | NO | NO | [8 empty] | 2018-11-02 | NO | NO | NO | [6 empty] | AC | [7 empty] | NO
PZTMK80F | DONG GUAN WALSTAR OPTOELECTRONICS TECHNOLOGY CO., LTD | WALSTAR | WL-T8N-10W1200 DIAB-40 | Linear Replacement Lamp | T8 Four-Foot | Dual Mode Internal Driver (UL Type A and Type B) |  | standard | NO | [10 empty] | 2017-10-13 | Not Dimmable | Not Dimmable | NO |  | VVVWVQ | [25 empty] | 4.4 | 1723 | 133.67 | 12.89 | 15 | 0.9 | 4000 | 80 |  |  |  | NO | NO | NO | [8 empty] | 2018-11-02 | NO | NO | NO | [6 empty] | AC | [7 empty] | NO
P4SQX76V | DONG GUAN WALSTAR OPTOELECTRONICS TECHNOLOGY CO., LTD | WALSTAR | WL-T8N-15W1200 DIAB-30 | Linear Replacement Lamp | T8 Four-Foot | Dual Mode Internal Driver (UL Type A and Type B) |  | standard | YES |  | 2004 | 131.77 | 15.21 | 9.21 | 0.9536 | 2926 | 81.8 | 5 | 50000 | 2017-10-13 | Not Dimmable | Not Dimmable | NO |  | VVVWVR | [15 empty] | 85.2 |  | 1.18 | 1.22 | [6 empty] | 4.4 | 2004 | 131.77 | 15.21 | 15 | 0.9 | 3000 | 80 |  |  |  | NO | NO | NO | [8 empty] | 2018-11-02 | NO | NO | NO | [6 empty] | AC | [7 empty] | NO
PRY5RKR9 | DONG GUAN WALSTAR OPTOELECTRONICS TECHNOLOGY CO., LTD | WALSTAR | WL-T8N-15W1200 DIAB-40 | Linear Replacement Lamp | T8 Four-Foot | Dual Mode Internal Driver (UL Type A and Type B) |  | standard | NO | [10 empty] | 2017-10-13 | Not Dimmable | Not Dimmable | NO |  | VVVWVR | [25 empty] | 4.4 | 2038 | 133.29 | 15.29 | 15 | 0.9 | 4000 | 80 |  |  |  | NO | NO | NO | [8 empty] | 2018-11-02 | NO | NO | NO | [6 empty] | AC | [7 empty] | NO
PYCCN6QP | DONG GUAN WALSTAR OPTOELECTRONICS TECHNOLOGY CO., LTD | WALSTAR | WL-T8N-10W1200 DIAB-35 | Linear Replacement Lamp | T8 Four-Foot | Dual Mode Internal Driver (UL Type A and Type B) |  | standard | YES |  | 1715 | 132.66 | 12.93 | 10.9 | 0.9609 | 3536 | 84.5 | 5 | 50000 | 2017-10-13 | Not Dimmable | Not Dimmable | NO |  | VVVWVQ | [15 empty] | 85.3 |  | 1.16 | 1.18 | [6 empty] | 4.4 | 1715 | 132.66 | 12.93 | 15 | 0.9 | 3500 | 80 |  |  |  | NO | NO | NO | [8 empty] | 2018-11-02 | NO | NO | NO | [6 empty] | AC | [7 empty] | NO
PR6WKE24 | DONG GUAN WALSTAR OPTOELECTRONICS TECHNOLOGY CO., LTD | WALSTAR | WL-T8A-10W1200 DIAB-50 | Linear Replacement Lamp | T8 Four-Foot | Dual Mode Internal Driver (UL Type A and Type B) |  | standard | NO | [10 empty] | 2017-10-13 | Not Dimmable | Not Dimmable | NO |  | VVVWVP | [25 empty] | 4.4 | 1790 | 135.01 | 13.26 | 15 | 0.9 | 5000 | 80 |  |  |  | NO | NO | NO | [8 empty] | 2018-11-02 | NO | NO | NO | [6 empty] | AC | [7 empty] | NO
PLTIDA8H | DONG GUAN WALSTAR OPTOELECTRONICS TECHNOLOGY CO., LTD | WALSTAR | WL-T8N-15W1200 DIAB-45 | Linear Replacement Lamp | T8 Four-Foot | Dual Mode Internal Driver (UL Type A and Type B) |  | standard | NO | [10 empty] | 2017-10-13 | Not Dimmable | Not Dimmable | NO |  | VVVWVR | [25 empty] | 4.4 | 2055 | 134.4 | 15.29 | 15 | 0.9 | 4500 | 80 |  |  |  | NO | NO | NO | [8 empty] | 2018-11-02 | NO | NO | NO | [6 empty] | AC | [7 empty] | NO
P8VMV2AH | DONG GUAN WALSTAR OPTOELECTRONICS TECHNOLOGY CO., LTD | WALSTAR | WL-T8N-15W1200 DIAB-50 | Linear Replacement Lamp | T8 Four-Foot | Dual Mode Internal Driver (UL Type A and Type B) |  | standard | NO | [10 empty] | 2017-10-13 | Not Dimmable | Not Dimmable | NO |  | VVVWVR | [25 empty] | 4.4 | 2072 | 134.92 | 15.36 | 15 | 0.9 | 5000 | 80 |  |  |  | NO | NO | NO | [8 empty] | 2018-11-02 | NO | NO | NO | [6 empty] | AC | [7 empty] | NO
P796SMC3 | DONG GUAN WALSTAR OPTOELECTRONICS TECHNOLOGY CO., LTD | WALSTAR | WL-T8A-10W1200 DIAB-40 | Linear Replacement Lamp | T8 Four-Foot | Dual Mode Internal Driver (UL Type A and Type B) |  | standard | NO | [10 empty] | 2017-10-13 | Not Dimmable | Not Dimmable | NO |  | VVVWVP | [25 empty] | 4.4 | 1749 | 132.8 | 13.17 | 15 | 0.9 | 4000 | 80 |  |  |  | NO | NO | NO | [8 empty] | 2018-11-02 | NO | NO | NO | [6 empty] | AC | [7 empty] | NO
PTXH7J1E | DONG GUAN WALSTAR OPTOELECTRONICS TECHNOLOGY CO., LTD | WALSTAR | WL-T8A-10W1200 DIAB-45 | Linear Replacement Lamp | T8 Four-Foot | Dual Mode Internal Driver (UL Type A and Type B) |  | standard | NO | [10 empty] | 2017-10-13 | Not Dimmable | Not Dimmable | NO |  | VVVWVP | [25 empty] | 4.4 | 1769 | 134.32 | 13.17 | 15 | 0.9 | 4500 | 80 |  |  |  | NO | NO | NO | [8 empty] | 2018-11-02 | NO | NO | NO | [6 empty] | AC | [7 empty] | NO
PO67E1Q9 | James Trading Company Limited | JAMES | ZY-T8-18W1200 BIXX-1-C-50K | Linear Replacement Lamp | T8 Four-Foot | Dual Mode Internal Driver (UL Type A and Type B) |  | standard | NO | [10 empty] | 2017-10-12 | Not Dimmable | Not Dimmable | NotYetVerified |  | KKLADD | [25 empty] | 4.4 | 2705.7 | 143.92 | 18.8 | 20 | 0.9 | 5000 | 82.3 |  |  |  | NO | NO | NO | [8 empty] | 2018-11-02 | NO | NO | NO | [6 empty] | AC | [7 empty] | NO
PXVB1MMD | James Trading Company Limited | JAMES | ZY-T8-18W1200 BIXX-1-F-50K | Linear Replacement Lamp | T8 Four-Foot | Dual Mode Internal Driver (UL Type A and Type B) |  | standard | NO | [10 empty] | 2017-10-12 | Not Dimmable | Not Dimmable | NotYetVerified |  | KKLADC | [25 empty] | 4.4 | 2567.73 | 138.05 | 18.6 | 20 | 0.9 | 5000 | 82.3 |  |  |  | NO | NO | NO | [8 empty] | 2018-11-02 | NO | NO | NO | [6 empty] | AC | [7 empty] | NO
PLTPIMXFLHT6 | Reno LED Lighting Inc. | RENO | WLL-LEDT8BC10.5/850 | Linear Replacement Lamp | T8 Four-Foot | Replacement Lamps (plug and play) (UL Type A) |  | standard | NO | [10 empty] | 2017-10-12 | Dimmable | Continuous Above 10 | NO |  | CCCEWL | [25 empty] | 4.4 | 1806 | 129 | 14 | 10 | 0.9 | 5000 | 83 |  |  |  | NO | NO | NO | [8 empty] | 2018-11-02 | NO | NO | NO | [6 empty] | AC | [7 empty] | NO
PZXJNHU8 | James Trading Company Limited | JAMES | ZY-T8-18W1200 BIXX-1-F-40K | Linear Replacement Lamp | T8 Four-Foot | Dual Mode Internal Driver (UL Type A and Type B) |  | standard | NO | [10 empty] | 2017-10-12 | Not Dimmable | Not Dimmable | NotYetVerified |  | KKLADC | [25 empty] | 4.4 | 2521.55 | 136.3 | 18.5 | 20 | 0.9 | 4000 | 82.3 |  |  |  | NO | NO | NO | [8 empty] | 2018-11-02 | NO | NO | NO | [6 empty] | AC | [7 empty] | NO
PHXM3H6C | James Trading Company Limited | JAMES | ZY-T8-18W1200 BIXX-1-F-35K | Linear Replacement Lamp | T8 Four-Foot | Dual Mode Internal Driver (UL Type A and Type B) |  | standard | NO | [10 empty] | 2017-10-12 | Not Dimmable | Not Dimmable | NotYetVerified |  | KKLADC | [25 empty] | 4.4 | 2439.98 | 130.62 | 18.68 | 20 | 0.9 | 3500 | 82.3 |  |  |  | NO | NO | NO | [8 empty] | 2018-11-02 | NO | NO | NO | [6 empty] | AC | [7 empty] | NO
PZD9HS7I | James Trading Company Limited | JAMES | ZY-T8-18W1200 BIXX-1-C-40K | Linear Replacement Lamp | T8 Four-Foot | Dual Mode Internal Driver (UL Type A and Type B) |  | standard | NO | [10 empty] | 2017-10-12 | Not Dimmable | Not Dimmable | NotYetVerified |  | KKLADD | [25 empty] | 4.4 | 2685.58 | 142.85 | 18.8 | 20 | 0.9 | 4000 | 82.3 |  |  |  | NO | NO | NO | [8 empty] | 2018-11-02 | NO | NO | NO | [6 empty] | AC | [7 empty] | NO
P6QWZ4SY | James Trading Company Limited | JAMES | ZY-T8-18W1200 BIXX-1-C-45K | Linear Replacement Lamp | T8 Four-Foot | Dual Mode Internal Driver (UL Type A and Type B) |  | standard | NO | [10 empty] | 2017-10-12 | Not Dimmable | Not Dimmable | NotYetVerified |  | KKLADD | [25 empty] | 4.4 | 2685.58 | 142.85 | 18.8 | 20 | 0.9 | 4500 | 82.3 |  |  |  | NO | NO | NO | [8 empty] | 2018-11-02 | NO | NO | NO | [6 empty] | AC | [7 empty] | NO
PR9L6STL | James Trading Company Limited | JAMES | ZY-T8-18W1200 BIXX-1-F-30K | Linear Replacement Lamp | T8 Four-Foot | Dual Mode Internal Driver (UL Type A and Type B) |  | standard | YES |  | 2502 | 132.1 | 18.94 | 11.86 | 0.937 | 3029 | 82.6 | 5 | 50000 | 2017-10-12 | Not Dimmable | Not Dimmable | NotYetVerified |  | KKLADC | [15 empty] | 88.8 |  | 1.34 | 1.19 | [6 empty] | 4.4 | 2439.98 | 130.62 | 18.68 | 20 | 0.9 | 3000 | 82.3 |  |  |  | NO | NO | NO | [8 empty] | 2018-11-02 | NO | NO | NO | [6 empty] | AC | [7 empty] | NO
POR5ZGP1 | James Trading Company Limited | JAMES | ZY-T8-18W1200 BIXX-1-F-45K | Linear Replacement Lamp | T8 Four-Foot | Dual Mode Internal Driver (UL Type A and Type B) |  | standard | NO | [10 empty] | 2017-10-12 | Not Dimmable | Not Dimmable | NotYetVerified |  | KKLADC | [25 empty] | 4.4 | 2521.55 | 136.3 | 18.5 | 20 | 0.9 | 4500 | 82.3 |  |  |  | NO | NO | NO | [8 empty] | 2018-11-02 | NO | NO | NO | [6 empty] | AC | [7 empty] | NO
P65NCT4U | James Trading Company Limited | JAMES | ZY-T8-18W1200 BIXX-1-C-35K | Linear Replacement Lamp | T8 Four-Foot | Dual Mode Internal Driver (UL Type A and Type B) |  | standard | NO | [10 empty] | 2017-10-12 | Not Dimmable | Not Dimmable | NotYetVerified |  | KKLADD | [25 empty] | 4.4 | 2583.78 | 138.17 | 18.7 | 20 | 0.9 | 3500 | 82.3 |  |  |  | NO | NO | NO | [8 empty] | 2018-11-02 | NO | NO | NO | [6 empty] | AC | [7 empty] | NO
P3J2Q9CT | James Trading Company Limited | JAMES | ZY-T8-18W1200 BIXX-1-C-30K | Linear Replacement Lamp | T8 Four-Foot | Dual Mode Internal Driver (UL Type A and Type B) |  | standard | YES |  | 2557 | 140.03 | 18.26 | 12.15 | 0.9408 | 3023 | 82.1 | 5 | 50000 | 2017-10-12 | Not Dimmable | Not Dimmable | NotYetVerified |  | KKLADD | [15 empty] | 88.7 |  | 1.37 | 1.18 | [6 empty] | 4.4 | 2583.78 | 138.17 | 18.7 | 20 | 0.9 | 3000 | 82.3 |  |  |  | NO | NO | NO | [8 empty] | 2018-11-02 | NO | NO | NO | [6 empty] | AC | [7 empty] | NO
PLM4S209EGO4 | Reno LED Lighting Inc. | RENO | WLL-LEDT8BC10.5/835 | Linear Replacement Lamp | T8 Four-Foot | Replacement Lamps (plug and play) (UL Type A) |  | standard | NO | [10 empty] | 2017-10-12 | Dimmable | Continuous Above 10 | NO |  | CCCEWL | [25 empty] | 4.4 | 1708 | 122 | 14 | 10 | 0.9 | 3500 | 83 |  |  |  | NO | NO | NO | [8 empty] | 2018-11-02 | NO | NO | NO | [6 empty] | AC | [7 empty] | NO
PL47JM5JPFMG | Reno LED Lighting Inc. | RENO | WLL-LEDT8BC10.5/840 | Linear Replacement Lamp | T8 Four-Foot | Replacement Lamps (plug and play) (UL Type A) |  | standard | NO | [10 empty] | 2017-10-12 | Dimmable | Continuous Above 10 | NO |  | CCCEWL | [25 empty] | 4.4 | 1750 | 125 | 14 | 10 | 0.9 | 4000 | 83 |  |  |  | NO | NO | NO | [8 empty] | 2018-11-02 | NO | NO | NO | [6 empty] | AC | [7 empty] | NO
PLA993UMPS6U | Green Creative LTD | GREEN CREATIVE | 10.5T8/4F/850/DIR/RC | Linear Replacement Lamp | T8 Four-Foot | Replacement Lamps (plug and play) (UL Type A) |  | standard | NO | [10 empty] | 2018-06-22 | Dimmable | Continuous Above 10 | NO | Updated on 08/08/2018 | JJJNNG | [25 empty] | 4.4 | 1700 | 130 | 13 | 18 | 0.9 | 5000 | 82 |  |  |  | NO | NO | NO | [8 empty] | 2018-11-02 | NO | NO | NO | [6 empty] | AC | [7 empty] | NO
PGQX0QD3 | Green Creative LTD | GREEN CREATIVE | 10.5T8/4F/840/DIR/R | Linear Replacement Lamp | T8 Four-Foot | Replacement Lamps (plug and play) (UL Type A) |  | standard | YES |  | 1701 | 128.6 | 13.25 | 14.44 | 0.941 | 3958 | 81 | 5 | 50000 | 2018-01-16 | Dimmable | Continuous Below 10 | NO |  | YYYCNH | [15 empty] | 84.2 |  | 1.3 | 1.26 | [6 empty] | 4.4 | 1700 | 131 | 13 | 20 | 0.9 | 4000 | 82 |  |  |  | NO | NO | NO | [8 empty] | 2018-11-02 | NO | NO | NO | [6 empty] | AC | [7 empty] | NO
P3AX1RIP | Green Creative LTD | GREEN CREATIVE | 10.5T8/4F/850/DIR/R | Linear Replacement Lamp | T8 Four-Foot | Replacement Lamps (plug and play) (UL Type A) |  | standard | NO | [10 empty] | 2018-01-16 | Dimmable | Continuous Below 10 | NO |  | YYYCNH | [25 empty] | 4.4 | 1700 | 131 | 13 | 20 | 0.9 | 5000 | 82 |  |  |  | NO | NO | NO | [8 empty] | 2018-11-02 | NO | NO | NO | [6 empty] | AC | [7 empty] | NO
PM77AH3U | Green Creative LTD | GREEN CREATIVE | 10.5T8/4F/835/DIR | Linear Replacement Lamp | T8 Four-Foot | Replacement Lamps (plug and play) (UL Type A) |  | standard | NO | [10 empty] | 2017-01-25 | Dimmable | Continuous Below 10 | NO |  | EAEEPH | [25 empty] | 4.4 | 1650 | 127 | 13 | 20 | 0.9 | 3500 | 82 |  |  |  | NO | NO | NO | 2018-05-02 | 4.3 |  | standard |  |  |  |  | 2018-11-02 | NO | NO | NO | [6 empty] | AC | [7 empty] | NO
PJ585KKS | Green Creative LTD | GREEN CREATIVE | 10.5T8/4F/840/DIR | Linear Replacement Lamp | T8 Four-Foot | Replacement Lamps (plug and play) (UL Type A) |  | standard | NO | [10 empty] | 2017-01-25 | Dimmable | Continuous Below 10 | NO |  | EAEEPH | [25 empty] | 4.4 | 1700 | 131 | 13 | 20 | 0.9 | 4000 | 82 |  |  |  | NO | NO | NO | 2018-05-02 | 4.3 |  | standard |  |  |  |  | 2018-11-02 | NO | NO | NO | [6 empty] | AC | [7 empty] | NO
PLRTMM0KLTQC | Revolution Lighting Technologies, Inc. | Revolution Lighting Technology | 204823-213 | Linear Replacement Lamp | T8 Four-Foot | Replacement Lamps (plug and play) (UL Type A) |  | standard | NO | [10 empty] | 2017-10-04 | Not Dimmable | Not Dimmable | NO |  | IIILDE | [25 empty] | 4.4 | 2312 | 135 | 17.25 | 8.13 | 0.97 | 4000 | 82 |  |  |  | NO | NO | NO | [8 empty] | 2018-11-02 | NO | NO | NO | [6 empty] | AC | [7 empty] | NO
PLOJ24BX2OU9 | Revolution Lighting Technologies, Inc. | Revolution Lighting Technology | 204822-212 | Linear Replacement Lamp | T8 Four-Foot | Replacement Lamps (plug and play) (UL Type A) |  | standard | YES |  | 2301.4 | 142.06 | 16.2 | 12.83 | 0.955 | 3429 | 79.5 | 5 | 50000 | 2017-10-04 | Not Dimmable | Not Dimmable | NO |  | IIILDB | [15 empty] | 84.6 |  | 1.34 | 1.18 | [6 empty] | 4.4 | 2301.4 | 142.06 | 16.2 | 12.83 | 0.96 | 3500 | 80 |  |  |  | NO | NO | NO | [8 empty] | 2018-11-02 | NO | NO | NO | [6 empty] | AC | [7 empty] | NO
P1MDRCAD | ZHEJIANG HONGYAO LIGHTING ELECTRICAL CO.,LTD | HONGYAO | HY-T8-T120-15W-A40 | Linear Replacement Lamp | T8 Four-Foot | Replacement Lamps (plug and play) (UL Type A) |  | standard | NO | [10 empty] | 2017-10-04 | Not Dimmable | Not Dimmable | NO |  | SSSCTM | [25 empty] | 4.4 | 2004 | 128 | 15.68 | 8.91 | 0.96 | 4000 | 78.3 |  |  |  | NO | NO | NO | [8 empty] | 2018-11-02 | NO | NO | NO | [6 empty] | AC | [7 empty] | NO
PLX4PBX5NJH6 | Revolution Lighting Technologies, Inc. | Revolution Lighting Technology | 204883-215 | Linear Replacement Lamp | T8 Four-Foot | Replacement Lamps (plug and play) (UL Type A) |  | standard | NO | [10 empty] | 2017-10-04 | Not Dimmable | Not Dimmable | NO |  | IIILDL | [25 empty] | 4.4 | 2378.1 | 139.9 | 16.99 | 8.08 | 0.97 | 5000 | 82 |  |  |  | NO | NO | NO | [8 empty] | 2018-11-02 | NO | NO | NO | [6 empty] | AC | [7 empty] | NO
PLLG3JYHAVGV | Revolution Lighting Technologies, Inc. | Revolution Lighting Technology | 204881-213 | Linear Replacement Lamp | T8 Four-Foot | Replacement Lamps (plug and play) (UL Type A) |  | standard | YES |  | 1671.5 | 123.54 | 13.53 | 16.691 | 0.951 | 4021 | 81.1 | 5 | 50000 | 2017-10-04 | Not Dimmable | Not Dimmable | NO |  | IIILDG | [15 empty] | 84.6 |  | 1.54 | 1.2 | [6 empty] | 4.4 | 1671.5 | 123.54 | 13.53 | 16.69 | 0.95 | 4000 | 80 |  |  |  | NO | NO | NO | [8 empty] | 2018-11-02 | NO | NO | NO | [6 empty] | AC | [7 empty] | NO
PLGWIIXXSJPX | Revolution Lighting Technologies, Inc. | Revolution Lighting Technology | 204881-212 | Linear Replacement Lamp | T8 Four-Foot | Replacement Lamps (plug and play) (UL Type A) |  | standard | YES |  | 2022.3 | 137.38 | 14.72 | 14.816 | 0.957 | 3443 | 79 | 5 | 50000 | 2017-10-04 | Not Dimmable | Not Dimmable | NO |  | IIILDF | [15 empty] | 84.6 |  | 1.36 | 1.18 | [6 empty] | 4.4 | 2022.3 | 137.38 | 14.72 | 14.82 | 0.96 | 3500 | 80 |  |  |  | NO | NO | NO | [8 empty] | 2018-11-02 | NO | NO | NO | [6 empty] | AC | [7 empty] | NO
PL6I4AOV5QRG | Revolution Lighting Technologies, Inc. | Revolution Lighting Technology | 204882-212 | Linear Replacement Lamp | T8 Four-Foot | Replacement Lamps (plug and play) (UL Type A) |  | standard | YES |  | 2302 | 140.88 | 16.34 | 12.78 | 0.963 | 3453 | 79.1 | 5 | 50000 | 2017-10-04 | Not Dimmable | Not Dimmable | NO |  | IIILDI | [15 empty] | 84.6 |  | 1.32 | 1.18 | [6 empty] | 4.4 | 2302 | 140.88 | 16.34 | 12.78 | 0.96 | 3500 | 80 |  |  |  | NO | NO | NO | [8 empty] | 2018-11-02 | NO | NO | NO | [6 empty] | AC | [7 empty] | NO
P81E2QXC | Energetic Lighting Inc. | Energetic | E3T8CG-15F850 | Linear Replacement Lamp | T8 Four-Foot | Replacement Lamps (plug and play) (UL Type A) |  | standard | NO | [10 empty] | 2017-10-04 | Not Dimmable | Not Dimmable | NO | NOTE: only E3T8CG-15F850 qualified, no E3T8CG-15F850X [where X can be 1-6], Updated on 08/14/2018, rating power of product is 14.5W, tested power includes ballast power | VAVWXY | [25 empty] | 4.4 | 2433 | 131.23 | 18.54 | 15 | 0.92 | 5000 | 80 |  |  |  | NO | NO | NO | [8 empty] | 2018-11-02 | NO | NO | NO | [6 empty] | AC | [7 empty] | NO
PL21HD7O5CYZ | Revolution Lighting Technologies, Inc. | Revolution Lighting Technology | 204883-212 | Linear Replacement Lamp | T8 Four-Foot | Replacement Lamps (plug and play) (UL Type A) |  | standard | YES |  | 2275.7 | 132.84 | 17.13 | 8.08 | 0.977 | 3292 | 82.2 | 5 | 50000 | 2017-10-04 | Not Dimmable | Not Dimmable | NO |  | IIILDL | [15 empty] | 85 |  | 1.32 | 1.18 | [6 empty] | 4.4 | 2275.7 | 132.8 | 17.13 | 8.08 | 0.97 | 3500 | 82 |  |  |  | NO | NO | NO | [8 empty] | 2018-11-02 | NO | NO | NO | [6 empty] | AC | [7 empty] | NO
PLTEZ6V2L3VY | Revolution Lighting Technologies, Inc. | Revolution Lighting Technology | 204821-215 | Linear Replacement Lamp | T8 Four-Foot | Replacement Lamps (plug and play) (UL Type A) |  | standard | YES |  | 1716.5 | 138.76 | 12.37 | 17.97 | 0.932 | 4908 | 80.4 | 5 | 50000 | 2017-10-04 | Not Dimmable | Not Dimmable | NO |  | IIILDA | [15 empty] | 84.4 |  | 1.28 | 1.2 | [6 empty] | 4.4 | 1716.5 | 138.76 | 12.37 | 17.98 | 0.93 | 5000 | 80 |  |  |  | NO | NO | NO | [8 empty] | 2018-11-02 | NO | NO | NO | [6 empty] | AC | [7 empty] | NO
PL3578W9QUYX | Revolution Lighting Technologies, Inc. | Revolution Lighting Technology | 204882-215 | Linear Replacement Lamp | T8 Four-Foot | Replacement Lamps (plug and play) (UL Type A) |  | standard | YES |  | 2056.6 | 142.23 | 14.46 | 15.29 | 0.9514 | 4972 | 79.8 | 5 | 50000 | 2017-10-04 | Not Dimmable | Not Dimmable | NO |  | IIILDK | [15 empty] | 84.6 |  | 1.32 | 1.2 | [6 empty] | 4.4 | 2056.6 | 142.23 | 14.46 | 15.29 | 0.95 | 5000 | 80 |  |  |  | NO | NO | NO | [8 empty] | 2018-11-02 | NO | NO | NO | [6 empty] | AC | [7 empty] | NO
PL3IPVEFXUUB | Revolution Lighting Technologies, Inc. | Revolution Lighting Technology | 204821-213 | Linear Replacement Lamp | T8 Four-Foot | Replacement Lamps (plug and play) (UL Type A) |  | standard | YES |  | 1802.7 | 130.44 | 13.82 | 16.348 | 0.954 | 4156 | 82.5 | 5 | 50000 | 2017-10-04 | Not Dimmable | Not Dimmable | NO |  | IIILCZ | [15 empty] | 84.6 |  | 1.32 | 1.18 | [6 empty] | 4.4 | 1802.7 | 130.44 | 13.82 | 16.35 | 0.95 | 4000 | 80 |  |  |  | NO | NO | NO | [8 empty] | 2018-11-02 | NO | NO | NO | [6 empty] | AC | [7 empty] | NO
PLQCBTZ9AVTO | Revolution Lighting Technologies, Inc. | Revolution Lighting Technology | 204823-212 | Linear Replacement Lamp | T8 Four-Foot | Replacement Lamps (plug and play) (UL Type A) |  | standard | YES |  | 2261 | 131.14 | 17.25 | 8.13 | 0.971 | 3305 | 82.3 | 5 | 50000 | 2017-10-04 | Not Dimmable | Not Dimmable | NO |  | IIILDE | [15 empty] | 85.1 |  | 1.36 | 1.2 | [6 empty] | 4.4 | 2262 | 131.14 | 17.25 | 8.13 | 0.97 | 3500 | 82 |  |  |  | NO | NO | NO | [8 empty] | 2018-11-02 | NO | NO | NO | [6 empty] | AC | [7 empty] | NO
PLIJSWWKZVP6 | Revolution Lighting Technologies, Inc. | Revolution Lighting Technology | 204881-215 | Linear Replacement Lamp | T8 Four-Foot | Replacement Lamps (plug and play) (UL Type A) |  | standard | YES |  | 1744.2 | 139.97 | 12.47 | 18.064 | 0.972 | 4983 | 79.8 | 5 | 50000 | 2017-10-04 | Not Dimmable | Not Dimmable | NO |  | IIILDH | [15 empty] | 84.7 |  | 1.34 | 1.2 | [6 empty] | 4.4 | 1744.2 | 139.87 | 12.47 | 18.06 | 0.97 | 5000 | 80 |  |  |  | NO | NO | NO | [8 empty] | 2018-11-02 | NO | NO | NO | [6 empty] | AC | [7 empty] | NO
PR3NMVUB | Energetic Lighting Inc. | Energetic | E3T8CG-15F840 | Linear Replacement Lamp | T8 Four-Foot | Replacement Lamps (plug and play) (UL Type A) |  | standard | YES |  | 2365 | 126.55 | 18.72 | 7.36 | 0.9195 | 3962 | 83.2 | 5 | 50000 | 2017-10-04 | Not Dimmable | Not Dimmable | NO | NOTE: only E3T8CG-15F840 qualified, no E3T8CG-15F840X [where X can be 1-6], Updated on 08/14/2018, rating power of product is 14.5W, tested power includes ballast power | VAVWXY | [15 empty] | 84.6 |  | 1.3 | 1.24 | [6 empty] | 4.4 | 2369 | 126.55 | 18.72 | 15 | 0.92 | 4000 | 80 |  |  |  | NO | NO | NO | [8 empty] | 2018-11-02 | NO | NO | NO | [6 empty] | AC | [7 empty] | NO
PL4M6CKTHTHT | Revolution Lighting Technologies, Inc. | Revolution Lighting Technology | 204883-213 | Linear Replacement Lamp | T8 Four-Foot | Replacement Lamps (plug and play) (UL Type A) |  | standard | NO | [10 empty] | 2017-10-04 | Not Dimmable | Not Dimmable | NO |  | IIILDL | [25 empty] | 4.4 | 2326.5 | 135 | 17.13 | 8.08 | 0.97 | 4000 | 82 |  |  |  | NO | NO | NO | [8 empty] | 2018-11-02 | NO | NO | NO | [6 empty] | AC | [7 empty] | NO
PL8D09JDSY2Q | Revolution Lighting Technologies, Inc. | Revolution Lighting Technology | 204823-215 | Linear Replacement Lamp | T8 Four-Foot | Replacement Lamps (plug and play) (UL Type A) |  | standard | NO | [10 empty] | 2017-10-04 | Not Dimmable | Not Dimmable | NO |  | IIILDE | [25 empty] | 4.4 | 2362.5 | 138.44 | 17.06 | 8.13 | 0.97 | 5000 | 82 |  |  |  | NO | NO | NO | [8 empty] | 2018-11-02 | NO | NO | NO | [6 empty] | AC | [7 empty] | NO
PL5D1NBXTSWY | Revolution Lighting Technologies, Inc. | Revolution Lighting Technology | 204882-213 | Linear Replacement Lamp | T8 Four-Foot | Replacement Lamps (plug and play) (UL Type A) |  | standard | YES |  | 1793.2 | 123.58 | 14.51 | 15.261 | 0.953 | 4176 | 81.9 | 5 | 50000 | 2017-10-04 | Not Dimmable | Not Dimmable | NO |  | IIILDJ | [15 empty] | 84.2 |  | 1.34 | 1.2 | [6 empty] | 4.4 | 1793.2 | 123.58 | 14.51 | 15.26 | 0.95 | 4000 | 80 |  |  |  | NO | NO | NO | [8 empty] | 2018-11-02 | NO | NO | NO | [6 empty] | AC | [7 empty] | NO
PLOQ6WCRSI00 | Revolution Lighting Technologies, Inc. | Revolution Lighting Technology | 204821-212 | Linear Replacement Lamp | T8 Four-Foot | Replacement Lamps (plug and play) (UL Type A) |  | standard | YES |  | 1941 | 135.36 | 14.34 | 15.212 | 0.951 | 3409 | 79.3 | 5 | 50000 | 2017-10-04 | Not Dimmable | Not Dimmable | NO |  | IIILCY | [15 empty] | 84.5 |  | 1.32 | 1.18 | [6 empty] | 4.4 | 1941 | 135.36 | 14.34 | 15.21 | 0.95 | 3500 | 80 |  |  |  | NO | NO | NO | [8 empty] | 2018-11-02 | NO | NO | NO | [6 empty] | AC | [7 empty] | NO
PDC437CK | ZHEJIANG HONGYAO LIGHTING ELECTRICAL CO.,LTD | HONGYAO | HY-T8-T120-15W-A50 | Linear Replacement Lamp | T8 Four-Foot | Replacement Lamps (plug and play) (UL Type A) |  | standard | NO | [10 empty] | 2017-10-04 | Not Dimmable | Not Dimmable | NO |  | SSSCTM | [25 empty] | 4.4 | 2048.7 | 130.5 | 15.7 | 8.91 | 0.96 | 5000 | 80.6 |  |  |  | NO | NO | NO | [8 empty] | 2018-11-02 | NO | NO | NO | [6 empty] | AC | [7 empty] | NO
PNZACBZT | ZHEJIANG HONGYAO LIGHTING ELECTRICAL CO.,LTD | HONGYAO | HY-T8-T120-15W-A35 | Linear Replacement Lamp | T8 Four-Foot | Replacement Lamps (plug and play) (UL Type A) |  | standard | YES |  | 1961.6 | 125.1 | 15.58 | 8.91 | 0.965 | 3435 | 78.3 | 5 | 50000 | 2017-10-04 | Not Dimmable | Not Dimmable | NO |  | SSSCTM | [15 empty] | 84.6 |  | 1.42 | 1.22 | [6 empty] | 4.4 | 1961.6 | 125.1 | 15.68 | 8.91 | 0.96 | 3500 | 78.3 |  |  |  | NO | NO | NO | [8 empty] | 2018-11-02 | NO | NO | NO | [6 empty] | AC | [7 empty] | NO
PLB63IQLYUAW | Revolution Lighting Technologies, Inc. | Revolution Lighting Technology | 204822-215 | Linear Replacement Lamp | T8 Four-Foot | Replacement Lamps (plug and play) (UL Type A) |  | standard | YES |  | 2071.4 | 143.55 | 14.43 | 15.184 | 0.941 | 4925 | 80.4 | 5 | 50000 | 2017-10-04 | Not Dimmable | Not Dimmable | NO |  | IIILDD | [15 empty] | 84.4 |  | 1.34 | 1.18 | [6 empty] | 4.4 | 2071.4 | 143.55 | 14.43 | 15.18 | 0.94 | 5000 | 80 |  |  |  | NO | NO | NO | [8 empty] | 2018-11-02 | NO | NO | NO | [6 empty] | AC | [7 empty] | NO
PLDN23TCON5L | Builders Pack | Builders Pack | 44-T8-120-18W-40K-AL-D-A+B | Linear Replacement Lamp | T8 Four-Foot | Dual Mode Internal Driver (UL Type A and Type B) |  | standard | NO | [10 empty] | 2017-10-03 | Dimmable | Stepped | NO | Updated on 07/26/2018 | NANNTC | [25 empty] | 4.4 | 2465 | 120.99 | 20.37 | 6.81 | 0.92 | 4000 | 83.3 |  |  |  | NO | NO | NO | [8 empty] | 2018-11-02 | NO | NO | NO | [6 empty] | AC | [7 empty] | NO
PLFZ1SJE0M2R | Reno LED Lighting Inc. | RENO | WLL-LEDT8BC18/840/G2 | Linear Replacement Lamp | T8 Four-Foot | Replacement Lamps (plug and play) (UL Type A) |  | standard | NO | [10 empty] | 2017-10-03 | Dimmable | Continuous Below 10 | NO |  | CCCEWD | [25 empty] | 4.4 | 2550 | 120 | 21 | 6.41 | 0.98 | 4000 | 83 |  |  |  | NO | NO | NO | [8 empty] | 2018-11-02 | NO | NO | NO | [6 empty] | AC | [7 empty] | NO
PLS2SO6NIKEV | Builders Pack | Builders Pack | 44-T8-120-12W-50K-AL-D-A+B | Linear Replacement Lamp | T8 Four-Foot | Dual Mode Internal Driver (UL Type A and Type B) |  | standard | NO | [10 empty] | 2017-10-03 | Dimmable | Stepped | NO | Updated on 07/26/2018 | NANNSY | [25 empty] | 4.4 | 1937 | 121.14 | 15.99 | 8.91 | 0.9 | 5000 | 83.4 |  |  |  | NO | NO | NO | [8 empty] | 2018-11-02 | NO | NO | NO | [6 empty] | AC | [7 empty] | NO
PLFVMHA3VTM7 | Reno LED Lighting Inc. | RENO | WLL-LEDT8BC18/850/G2 | Linear Replacement Lamp | T8 Four-Foot | Replacement Lamps (plug and play) (UL Type A) |  | standard | NO | [10 empty] | 2017-10-03 | Dimmable | Continuous Below 10 | NO |  | CCCEWD | [25 empty] | 4.4 | 2600 | 122 | 21 | 6.76 | 0.98 | 5000 | 83 |  |  |  | NO | NO | NO | [8 empty] | 2018-11-02 | NO | NO | NO | [6 empty] | AC | [7 empty] | NO
PL0LYS4SZCU6 | Builders Pack | Builders Pack | 44-T8-120-18W-45K-AL-D-A+B | Linear Replacement Lamp | T8 Four-Foot | Dual Mode Internal Driver (UL Type A and Type B) |  | standard | NO | [10 empty] | 2017-10-03 | Dimmable | Stepped | NO | Updated on 07/26/2018 | NANNTC | [25 empty] | 4.4 | 2495 | 122.47 | 20.37 | 6.81 | 0.92 | 4500 | 83.3 |  |  |  | NO | NO | NO | [8 empty] | 2018-11-02 | NO | NO | NO | [6 empty] | AC | [7 empty] | NO
PLBTWDCF4B9X | Reno LED Lighting Inc. | RENO | WLL-LEDT8BC18/845/G2 | Linear Replacement Lamp | T8 Four-Foot | Replacement Lamps (plug and play) (UL Type A) |  | standard | NO | [10 empty] | 2017-10-03 | Dimmable | Continuous Below 10 | NO |  | CCCEWD | [25 empty] | 4.4 | 2550 | 120 | 21 | 6.41 | 0.98 | 4500 | 83 |  |  |  | NO | NO | NO | [8 empty] | 2018-11-02 | NO | NO | NO | [6 empty] | AC | [7 empty] | NO
PLKO5XRRT3D0 | Builders Pack | Builders Pack | 44-T8-120-12W-45K-AL-D-A+B | Linear Replacement Lamp | T8 Four-Foot | Dual Mode Internal Driver (UL Type A and Type B) |  | standard | NO | [10 empty] | 2017-10-03 | Dimmable | Stepped | NO | Updated on 07/26/2018 | NANNSY | [25 empty] | 4.4 | 1908 | 120.38 | 15.85 | 8.64 | 0.9 | 4500 | 84 |  |  |  | NO | NO | NO | [8 empty] | 2018-11-02 | NO | NO | NO | [6 empty] | AC | [7 empty] | NO
PLLXW6GKQK1A | Builders Pack | Builders Pack | 44-T8-120-18W-50K-AL-D-A+B | Linear Replacement Lamp | T8 Four-Foot | Dual Mode Internal Driver (UL Type A and Type B) |  | standard | NO | [10 empty] | 2017-10-03 | Dimmable | Stepped | NO | Updated on 07/26/2018 | NANNTC | [25 empty] | 4.4 | 2525 | 122.63 | 20.59 | 6.97 | 0.92 | 5000 | 84.2 |  |  |  | NO | NO | NO | [8 empty] | 2018-11-02 | NO | NO | NO | [6 empty] | AC | [7 empty] | NO
P3F6UUGB | Shenzhen Syhdee Co.,Ltd. | SYHDEE | SYHU-T8GA1215M-50-A | Linear Replacement Lamp | T8 Four-Foot | Replacement Lamps (plug and play) (UL Type A) |  | standard | NO | [10 empty] | 2017-10-02 | Not Dimmable | Not Dimmable | NO |  | BBBDUK | [25 empty] | 4.4 | 1840 | 120.3 | 15.3 | 10 | 0.9 | 5000 | 80 |  |  |  | NO | NO | NO | [8 empty] | 2018-11-02 | NO | NO | NO | [6 empty] | AC | [7 empty] | NO
PWKJ7ICJ | Shenzhen Syhdee Co.,Ltd. | SYHDEE | SYHU-T8GA1218M-50-A | Linear Replacement Lamp | T8 Four-Foot | Replacement Lamps (plug and play) (UL Type A) |  | standard | NO | [10 empty] | 2017-10-02 | Not Dimmable | Not Dimmable | NO |  | BBBDUL | [25 empty] | 4.4 | 2409 | 126.86 | 18.99 | 10 | 0.9 | 5000 | 80 |  |  |  | NO | NO | NO | [8 empty] | 2018-11-02 | NO | NO | NO | [6 empty] | AC | [7 empty] | NO
PLUJ64VSLZYR | Builders Pack | Builders Pack | 44-T8-120-15W-30K-F-GL-AB | Linear Replacement Lamp | T8 Four-Foot | Dual Mode Internal Driver (UL Type A and Type B) |  | standard | YES |  | 2112 | 122.15 | 17.29 | 7.21 | 0.8964 | 2914 | 83 | 5 | 50000 | 2017-10-02 | Not Dimmable | Not Dimmable | NO | Updated on 07/26/2018 | MMMPTE | [15 empty] | 84.4 |  | 1.24 | 1.3 | [6 empty] | 4.4 | 2112 | 122.15 | 17.29 | 7.21 | 0.9 | 3000 | 83 |  |  |  | NO | NO | NO | [8 empty] | 2018-11-02 | NO | NO | NO | [6 empty] | AC | [7 empty] | NO
PJ0FIMYE | SHENZHEN KAKAWIN ENTERPRISE CO.,LTD | JENCO CANADA LED | YG-T8-120 (4000K) | Linear Replacement Lamp | T8 Four-Foot | Dual Mode Internal Driver (UL Type A and Type B) |  | standard | NO | [10 empty] | 2017-10-02 | Not Dimmable | Not Dimmable | NO |  | CCCEWB | [25 empty] | 4.4 | 2347.8 | 127.95 | 18.35 | 10.8 | 0.97 | 4000 | 82.2 |  |  |  | NO | NO | NO | [8 empty] | 2018-11-02 | NO | NO | NO | [6 empty] | AC | [7 empty] | NO
PBI63L0L | SHENZHEN KAKAWIN ENTERPRISE CO.,LTD | JENCO CANADA LED | YG-T8-120 (3000K) | Linear Replacement Lamp | T8 Four-Foot | Dual Mode Internal Driver (UL Type A and Type B) |  | standard | YES |  | 2347.8 | 127.95 | 18.35 | 10.8 | 0.967 | 2956 | 82.2 | 5 | 50000 | 2017-10-02 | Not Dimmable | Not Dimmable | NO |  | CCCEWB | [15 empty] | 80.2 |  | 1.14 | 1.2 | [6 empty] | 4.4 | 2347.8 | 127.95 | 18.35 | 10.8 | 0.97 | 3000 | 82.2 |  |  |  | NO | NO | NO | [8 empty] | 2018-11-02 | NO | NO | NO | [6 empty] | AC | [7 empty] | NO
PL7AVOQRYTFU | Builders Pack | Builders Pack | 44-T8-120-15W-35K-F-GL-AB | Linear Replacement Lamp | T8 Four-Foot | Dual Mode Internal Driver (UL Type A and Type B) |  | standard | NO | [10 empty] | 2017-10-02 | Not Dimmable | Not Dimmable | NO | Updated on 07/26/2018 | MMMPTE | [25 empty] | 4.4 | 2131 | 122.2 | 17.44 | 7.21 | 0.9 | 3500 | 83 |  |  |  | NO | NO | NO | [8 empty] | 2018-11-02 | NO | NO | NO | [6 empty] | AC | [7 empty] | NO
PLKQSYYXT56X | Builders Pack | Builders Pack | 44-T8-120-12W-40K-F-GL-AB | Linear Replacement Lamp | T8 Four-Foot | Dual Mode Internal Driver (UL Type A and Type B) |  | standard | NO | [10 empty] | 2017-10-02 | Not Dimmable | Not Dimmable | NO | Updated on 07/26/2018 | MMMPTD | [25 empty] | 4.4 | 1924 | 121.12 | 15.88 | 8.29 | 0.9 | 4000 | 82.7 |  |  |  | NO | NO | NO | [8 empty] | 2018-11-02 | NO | NO | NO | [6 empty] | AC | [7 empty] | NO
PLNPXJJSWI8Q | Builders Pack | Builders Pack | 44-T8-120-12W-45K-F-GL-AB | Linear Replacement Lamp | T8 Four-Foot | Dual Mode Internal Driver (UL Type A and Type B) |  | standard | NO | [10 empty] | 2017-10-02 | Not Dimmable | Not Dimmable | NO | Updated on 07/26/2018 | MMMPTD | [25 empty] | 4.4 | 1944 | 122.43 | 15.88 | 8.29 | 0.9 | 4500 | 82.7 |  |  |  | NO | NO | NO | [8 empty] | 2018-11-02 | NO | NO | NO | [6 empty] | AC | [7 empty] | NO
PDFLLEXQ | Shenzhen Syhdee Co.,Ltd. | SYHDEE | SYHU-T8GA1212M-40-A | Linear Replacement Lamp | T8 Four-Foot | Replacement Lamps (plug and play) (UL Type A) |  | standard | NO | [10 empty] | 2017-10-02 | Not Dimmable | Not Dimmable | NO | Product updated on 10/25/2017 | BBBDUJ | [25 empty] | 4.4 | 1800 | 150 | 12 | 15 | 0.9 | 4000 | 80 |  |  | 4 | NO | NO | NO | 2018-05-02 | 4.3 |  | standard |  |  |  |  | 2018-11-02 | NO | NO | NO | [6 empty] | AC | [7 empty] | NO
P4W895IT | Shenzhen Syhdee Co.,Ltd. | SYHDEE | SYHU-T8GA1218M-40-A | Linear Replacement Lamp | T8 Four-Foot | Replacement Lamps (plug and play) (UL Type A) |  | standard | NO | [10 empty] | 2017-10-02 | Not Dimmable | Not Dimmable | NO |  | BBBDUL | [25 empty] | 4.4 | 2299 | 123.84 | 18.57 | 10 | 0.9 | 4000 | 80 |  |  |  | NO | NO | NO | [8 empty] | 2018-11-02 | NO | NO | NO | [6 empty] | AC | [7 empty] | NO
PLVWBI0RR8RL | Builders Pack | Builders Pack | 44-T8-120-12W-50K-F-GL-AB | Linear Replacement Lamp | T8 Four-Foot | Dual Mode Internal Driver (UL Type A and Type B) |  | standard | NO | [10 empty] | 2017-10-02 | Not Dimmable | Not Dimmable | NO | Updated on 07/26/2018 | MMMPTD | [25 empty] | 4.4 | 1965 | 122.45 | 16.05 | 8.98 | 0.9 | 5000 | 81.8 |  |  |  | NO | NO | NO | [8 empty] | 2018-11-02 | NO | NO | NO | [6 empty] | AC | [7 empty] | NO
P295RUBV | Shenzhen Syhdee Co.,Ltd. | SYHDEE | SYHU-T8GA1212M-45-A | Linear Replacement Lamp | T8 Four-Foot | Replacement Lamps (plug and play) (UL Type A) |  | standard | NO | [10 empty] | 2017-10-02 | Not Dimmable | Not Dimmable | NO | Product updated on 10/25/2017 | BBBDUJ | [25 empty] | 4.4 | 1805 | 150.4 | 12 | 15 | 0.9 | 4500 | 80 |  |  | 4 | NO | NO | NO | 2018-05-02 | 4.3 |  | standard |  |  |  |  | 2018-11-02 | NO | NO | NO | [6 empty] | AC | [7 empty] | NO
PYRY0EWK | Shenzhen Syhdee Co.,Ltd. | SYHDEE | SYHU-T8GA1212M-50-A | Linear Replacement Lamp | T8 Four-Foot | Replacement Lamps (plug and play) (UL Type A) |  | standard | NO | [10 empty] | 2017-10-02 | Not Dimmable | Not Dimmable | NO | Product updated on 10/25/2017 | BBBDUJ | [25 empty] | 4.4 | 1810 | 150.8 | 12 | 15 | 0.9 | 5000 | 80 |  |  | 4 | NO | NO | NO | 2018-05-02 | 4.3 |  | standard |  |  |  |  | 2018-11-02 | NO | NO | NO | [6 empty] | AC | [7 empty] | NO
PR2KH34L | CH Lighting Technology Co.,Ltd. | CH | CH1128-48-12W 835-9 | Linear Replacement Lamp | T8 Four-Foot | Replacement Lamps (plug and play) (UL Type A) |  | standard | NO | [10 empty] | 2017-10-02 | Dimmable | Continuous Below 10 | NO |  | HAHHTE | [25 empty] | 4.4 | 1825 | 122 | 15 | 10 | 0.9 | 3500 | 83 |  |  |  | NO | NO | NO | [8 empty] | 2018-11-02 | NO | NO | NO | [6 empty] | AC | [7 empty] | NO
PLCJ65X848CA | Builders Pack | Builders Pack | 44-T8-120-15W-45K-F-GL-AB | Linear Replacement Lamp | T8 Four-Foot | Dual Mode Internal Driver (UL Type A and Type B) |  | standard | NO | [10 empty] | 2017-10-02 | Not Dimmable | Not Dimmable | NO | Updated on 07/26/2018 | MMMPTE | [25 empty] | 4.4 | 2168 | 124.32 | 17.44 | 7.21 | 0.9 | 4500 | 83 |  |  |  | NO | NO | NO | [8 empty] | 2018-11-02 | NO | NO | NO | [6 empty] | AC | [7 empty] | NO
PRSIDA4R | CH Lighting Technology Co.,Ltd. | CH | CH1128-48-12W 850-9 | Linear Replacement Lamp | T8 Four-Foot | Replacement Lamps (plug and play) (UL Type A) |  | standard | NO | [10 empty] | 2017-10-02 | Dimmable | Continuous Below 10 | NO |  | HAHHTE | [25 empty] | 4.4 | 1900 | 127 | 15 | 10 | 0.9 | 5000 | 83 |  |  |  | NO | NO | NO | [8 empty] | 2018-11-02 | NO | NO | NO | [6 empty] | AC | [7 empty] | NO
P8CZRF5O | Shenzhen Syhdee Co.,Ltd. | SYHDEE | SYHU-T8GA1212M-30-A | Linear Replacement Lamp | T8 Four-Foot | Replacement Lamps (plug and play) (UL Type A) |  | standard | YES |  | 1650 | 122.28 | 13.5 | 9.46 | 0.9115 | 2921 | 82.9 | 5 | 50000 | 2017-10-02 | Not Dimmable | Not Dimmable | NO | Product updated on 10/25/2017 | BBBDUJ | [15 empty] | 84.5 |  | 1.22 | 1.26 | [6 empty] | 4.4 | 1730 | 144.2 | 12 | 15 | 0.9 | 3000 | 80 |  |  | 4 | NO | NO | NO | 2018-05-02 | 4.3 |  | standard |  |  |  |  | 2018-11-02 | NO | NO | NO | [6 empty] | AC | [7 empty] | NO
PIR9Q8JN | Shenzhen Syhdee Co.,Ltd. | SYHDEE | SYHU-T8GA1212M-35-A | Linear Replacement Lamp | T8 Four-Foot | Replacement Lamps (plug and play) (UL Type A) |  | standard | NO | [10 empty] | 2017-10-02 | Not Dimmable | Not Dimmable | NO | Product updated on 10/25/2017 | BBBDUJ | [25 empty] | 4.4 | 1740 | 145 | 12 | 15 | 0.9 | 3500 | 80 |  |  | 4 | NO | NO | NO | 2018-05-02 | 4.3 |  | standard |  |  |  |  | 2018-11-02 | NO | NO | NO | [6 empty] | AC | [7 empty] | NO
PLTI0TFKQTZ3 | Builders Pack | Builders Pack | 44-T8-120-15W-40K-F-GL-AB | Linear Replacement Lamp | T8 Four-Foot | Dual Mode Internal Driver (UL Type A and Type B) |  | standard | NO | [10 empty] | 2017-10-02 | Not Dimmable | Not Dimmable | NO | Updated on 07/26/2018 | MMMPTE | [25 empty] | 4.4 | 2149 | 123.26 | 17.44 | 7.21 | 0.9 | 4000 | 83 |  |  |  | NO | NO | NO | [8 empty] | 2018-11-02 | NO | NO | NO | [6 empty] | AC | [7 empty] | NO
PS11S44C | SHENZHEN KAKAWIN ENTERPRISE CO.,LTD | JENCO CANADA LED | YG-T8-120 (4500K) | Linear Replacement Lamp | T8 Four-Foot | Dual Mode Internal Driver (UL Type A and Type B) |  | standard | NO | [10 empty] | 2017-10-02 | Not Dimmable | Not Dimmable | NO |  | CCCEWB | [25 empty] | 4.4 | 2347.8 | 127.95 | 18.35 | 10.8 | 0.97 | 4500 | 82.2 |  |  |  | NO | NO | NO | [8 empty] | 2018-11-02 | NO | NO | NO | [6 empty] | AC | [7 empty] | NO
PQG0Z74F | Shenzhen Syhdee Co.,Ltd. | SYHDEE | SYHU-T8GA1218M-30-A | Linear Replacement Lamp | T8 Four-Foot | Replacement Lamps (plug and play) (UL Type A) |  | standard | YES |  | 2189 | 120.71 | 18.14 | 7.96 | 0.9064 | 2934 | 81.8 | 5 | 50000 | 2017-10-02 | Not Dimmable | Not Dimmable | NO |  | BBBDUL | [15 empty] | 84.3 |  | 1.24 | 1.2 | [6 empty] | 4.4 | 2189 | 120.67 | 18.14 | 10 | 0.9 | 3000 | 80 |  |  |  | NO | NO | NO | [8 empty] | 2018-11-02 | NO | NO | NO | [6 empty] | AC | [7 empty] | NO
PXCHEZT1 | Shenzhen Syhdee Co.,Ltd. | SYHDEE | SYHU-T8GA1218M-45-A | Linear Replacement Lamp | T8 Four-Foot | Replacement Lamps (plug and play) (UL Type A) |  | standard | NO | [10 empty] | 2017-10-02 | Not Dimmable | Not Dimmable | NO |  | BBBDUL | [25 empty] | 4.4 | 2354 | 126.8 | 18.57 | 10 | 0.9 | 4500 | 80 |  |  |  | NO | NO | NO | [8 empty] | 2018-11-02 | NO | NO | NO | [6 empty] | AC | [7 empty] | NO
PLKXLVJPTDGF | Builders Pack | Builders Pack | 44-T8-120-15W-50K-F-GL-AB | Linear Replacement Lamp | T8 Four-Foot | Dual Mode Internal Driver (UL Type A and Type B) |  | standard | NO | [10 empty] | 2017-10-02 | Not Dimmable | Not Dimmable | NO | Updated on 07/26/2018 | MMMPTE | [25 empty] | 4.4 | 2186 | 124.35 | 17.58 | 7.58 | 0.9 | 5000 | 84 |  |  |  | NO | NO | NO | [8 empty] | 2018-11-02 | NO | NO | NO | [6 empty] | AC | [7 empty] | NO
P4I7KES2 | SHENZHEN KAKAWIN ENTERPRISE CO.,LTD | JENCO CANADA LED | YG-T8-120 (3500K) | Linear Replacement Lamp | T8 Four-Foot | Dual Mode Internal Driver (UL Type A and Type B) |  | standard | NO | [10 empty] | 2017-10-02 | Not Dimmable | Not Dimmable | NO |  | CCCEWB | [25 empty] | 4.4 | 2347.8 | 127.95 | 18.35 | 10.8 | 0.97 | 3500 | 82.2 |  |  |  | NO | NO | NO | [8 empty] | 2018-11-02 | NO | NO | NO | [6 empty] | AC | [7 empty] | NO
PJEF7PZQ | SHENZHEN KAKAWIN ENTERPRISE CO.,LTD | JENCO CANADA LED | YG-T8-120 (5000K) | Linear Replacement Lamp | T8 Four-Foot | Dual Mode Internal Driver (UL Type A and Type B) |  | standard | NO | [10 empty] | 2017-10-02 | Not Dimmable | Not Dimmable | NO |  | CCCEWB | [25 empty] | 4.4 | 2408.6 | 131.26 | 18.35 | 10.8 | 0.97 | 5000 | 82.4 |  |  |  | NO | NO | NO | [8 empty] | 2018-11-02 | NO | NO | NO | [6 empty] | AC | [7 empty] | NO
PZN76RIU | CH Lighting Technology Co.,Ltd. | CH | CH1128-48-12W 830-9 | Linear Replacement Lamp | T8 Four-Foot | Replacement Lamps (plug and play) (UL Type A) |  | standard | YES |  | 1808 | 126.1 | 14.42 | 15.01 | 0.957 | 4813 | 83.4 | 5 | 50000 | 2017-10-02 | Dimmable | Continuous Below 10 | NO |  | HAHHTE | [15 empty] | 84.6 |  | 1.3 | 1.28 | [6 empty] | 4.4 | 1800 | 120 | 15 | 10 | 0.9 | 3000 | 83 |  |  |  | NO | NO | NO | [8 empty] | 2018-11-02 | NO | NO | NO | [6 empty] | AC | [7 empty] | NO
PVMHS413 | CH Lighting Technology Co.,Ltd. | CH | CH1128-48-12W 840-9 | Linear Replacement Lamp | T8 Four-Foot | Replacement Lamps (plug and play) (UL Type A) |  | standard | NO | [10 empty] | 2017-10-02 | Dimmable | Continuous Below 10 | NO |  | HAHHTE | [25 empty] | 4.4 | 1850 | 123 | 15 | 10 | 0.9 | 4000 | 83 |  |  |  | NO | NO | NO | [8 empty] | 2018-11-02 | NO | NO | NO | [6 empty] | AC | [7 empty] | NO
P2YQE1X0 | Shenzhen Syhdee Co.,Ltd. | SYHDEE | SYHU-T8GA1218M-35-A | Linear Replacement Lamp | T8 Four-Foot | Replacement Lamps (plug and play) (UL Type A) |  | standard | NO | [10 empty] | 2017-10-02 | Not Dimmable | Not Dimmable | NO |  | BBBDUL | [25 empty] | 4.4 | 2244 | 120.87 | 18.57 | 10 | 0.9 | 3500 | 80 |  |  |  | NO | NO | NO | [8 empty] | 2018-11-02 | NO | NO | NO | [6 empty] | AC | [7 empty] | NO
PLOI9EYLE5V3 | Fidelux Lighting | Fidelux | FT84-15W-C-A2-40K-UNV-N-1 | Linear Replacement Lamp | T8 Four-Foot | Dual Mode Internal Driver (UL Type A and Type B) |  | standard | NO | [10 empty] | 2017-09-28 | Not Dimmable | Not Dimmable | NotYetVerified |  | XXXBRJ | [25 empty] | 4.4 | 2379.8 | 146 | 16.3 | 20 | 0.9 | 4000 | 82.3 |  |  |  | NO | NO | NO | [8 empty] | 2018-11-02 | NO | NO | NO | [6 empty] | AC | [7 empty] | NO
PLG9V7L7LHUC | Fidelux Lighting | Fidelux | FT84-18W-A2-45K-UNV-N-1 | Linear Replacement Lamp | T8 Four-Foot | Dual Mode Internal Driver (UL Type A and Type B) |  | standard | NO | [10 empty] | 2017-09-28 | Not Dimmable | Not Dimmable | NotYetVerified |  | XXXBRJ | [25 empty] | 4.4 | 2521.55 | 136.3 | 18.5 | 20 | 0.9 | 4500 | 82.3 |  |  |  | NO | NO | NO | [8 empty] | 2018-11-02 | NO | NO | NO | [6 empty] | AC | [7 empty] | NO
PL5UUYR81TMC | Fidelux Lighting | Fidelux | FT84-12W-A2-45K-UNV-N-1 | Linear Replacement Lamp | T8 Four-Foot | Dual Mode Internal Driver (UL Type A and Type B) |  | standard | NO | [10 empty] | 2017-09-28 | Not Dimmable | Not Dimmable | NotYetVerified |  | XXXBRJ | [25 empty] | 4.4 | 1747.52 | 137.6 | 12.7 | 20 | 0.9 | 4500 | 82.3 |  |  |  | NO | NO | NO | [8 empty] | 2018-11-02 | NO | NO | NO | [6 empty] | AC | [7 empty] | NO
PLHOK9YWUTGE | Fidelux Lighting | Fidelux | FT84-15W-A2-45K-UNV-N-1 | Linear Replacement Lamp | T8 Four-Foot | Dual Mode Internal Driver (UL Type A and Type B) |  | standard | NO | [10 empty] | 2017-09-28 | Not Dimmable | Not Dimmable | NotYetVerified |  | XXXBRJ | [25 empty] | 4.4 | 2266.68 | 139.06 | 16.3 | 20 | 0.9 | 4500 | 82.3 |  |  |  | NO | NO | NO | [8 empty] | 2018-11-02 | NO | NO | NO | [6 empty] | AC | [7 empty] | NO
PL2OYW52NSF9 | Fidelux Lighting | Fidelux | FT84-15W-C-A2-45K-UNV-N-1 | Linear Replacement Lamp | T8 Four-Foot | Dual Mode Internal Driver (UL Type A and Type B) |  | standard | NO | [10 empty] | 2017-09-28 | Not Dimmable | Not Dimmable | NotYetVerified |  | XXXBRJ | [25 empty] | 4.4 | 2379.8 | 146 | 16.3 | 20 | 0.9 | 4500 | 82.3 |  |  |  | NO | NO | NO | [8 empty] | 2018-11-02 | NO | NO | NO | [6 empty] | AC | [7 empty] | NO
PL8GOL1HJ8CX | Fidelux Lighting | Fidelux | FT84-12W-A2-30K-UNV-N-1 | Linear Replacement Lamp | T8 Four-Foot | Dual Mode Internal Driver (UL Type A and Type B) |  | standard | YES |  | 1579 | 133.25 | 11.85 | 10.47 | 0.9081 | 3006 | 82.2 | 5 | 50000 | 2017-09-28 | Not Dimmable | Not Dimmable | NotYetVerified |  | XXXBRJ | [15 empty] | 90 |  | 1.16 | 1.42 | [6 empty] | 4.4 | 1672.68 | 131.5 | 12.72 | 20 | 0.9 | 3000 | 82.3 |  |  |  | NO | NO | NO | [8 empty] | 2018-11-02 | NO | NO | NO | [6 empty] | AC | [7 empty] | NO
PLLVNLSLL030 | Fidelux Lighting | Fidelux | FT84-18W-A2-30K-UNV-N-1 | Linear Replacement Lamp | T8 Four-Foot | Dual Mode Internal Driver (UL Type A and Type B) |  | standard | YES |  | 2399 | 130.56 | 18.38 | 6.75 | 0.9679 | 3034 | 82.8 | 5 | 50000 | 2017-09-28 | Not Dimmable | Not Dimmable | NotYetVerified |  | XXXBRJ | [15 empty] | 92 |  | 1.2 | 1.36 | [6 empty] | 4.4 | 2439.98 | 130.62 | 18.68 | 20 | 0.9 | 3000 | 82.3 |  |  |  | NO | NO | NO | [8 empty] | 2018-11-02 | NO | NO | NO | [6 empty] | AC | [7 empty] | NO
PLH2XA3XNSP1 | Fidelux Lighting | Fidelux | FT84-18W-C-A2-50K-UNV-N-1 | Linear Replacement Lamp | T8 Four-Foot | Dual Mode Internal Driver (UL Type A and Type B) |  | standard | NO | [10 empty] | 2017-09-28 | Not Dimmable | Not Dimmable | NotYetVerified |  | XXXBRJ | [25 empty] | 4.4 | 2705.7 | 143.92 | 18.8 | 20 | 0.9 | 5000 | 82.3 |  |  |  | NO | NO | NO | [8 empty] | 2018-11-02 | NO | NO | NO | [6 empty] | AC | [7 empty] | NO
PLZQZM1EVRYR | WESTGATE MFG | WESTGATE | T8-EZ3-4FT-18W-3K-F-1 | Linear Replacement Lamp | T8 Four-Foot | Dual Mode Internal Driver (UL Type A and Type B) |  | standard | YES |  | 2399 | 130.56 | 18.38 | 6.75 | 0.9679 | 3034 | 82.8 | 5 | 50000 | 2017-09-28 | Not Dimmable | Not Dimmable | NotYetVerified |  | XXXBRI | [15 empty] | 92 |  | 1.2 | 1.36 | [6 empty] | 4.4 | 2439.98 | 130.62 | 18.68 | 20 | 0.9 | 3000 | 82.3 |  |  |  | NO | NO | NO | [8 empty] | 2018-11-02 | NO | NO | NO | [6 empty] | AC | [7 empty] | NO
PL7V2C677DUK | WESTGATE MFG | WESTGATE | T8-EZ3-4FT-18W-35K-F-1 | Linear Replacement Lamp | T8 Four-Foot | Dual Mode Internal Driver (UL Type A and Type B) |  | standard | NO | [10 empty] | 2017-09-28 | Not Dimmable | Not Dimmable | NotYetVerified |  | XXXBRI | [25 empty] | 4.4 | 2439.98 | 130.62 | 18.68 | 20 | 0.9 | 3500 | 82.3 |  |  |  | NO | NO | NO | [8 empty] | 2018-11-02 | NO | NO | NO | [6 empty] | AC | [7 empty] | NO
PLTFBP4RHJQ5 | WESTGATE MFG | WESTGATE | T8-EZ3-4FT-18W-5K-F-1 | Linear Replacement Lamp | T8 Four-Foot | Dual Mode Internal Driver (UL Type A and Type B) |  | standard | NO | [10 empty] | 2017-09-28 | Not Dimmable | Not Dimmable | NotYetVerified |  | XXXBRI | [25 empty] | 4.4 | 2567.73 | 138.05 | 18.6 | 20 | 0.9 | 5000 | 82.3 |  |  |  | NO | NO | NO | [8 empty] | 2018-11-02 | NO | NO | NO | [6 empty] | AC | [7 empty] | NO
PL4UEABUIZVW | Fidelux Lighting | Fidelux | FT84-12W-C-A2-50K-UNV-N-1 | Linear Replacement Lamp | T8 Four-Foot | Dual Mode Internal Driver (UL Type A and Type B) |  | standard | NO | [10 empty] | 2017-09-28 | Not Dimmable | Not Dimmable | NotYetVerified |  | XXXBRJ | [25 empty] | 4.4 | 1855.09 | 146.07 | 12.7 | 20 | 0.9 | 5000 | 82.3 |  |  |  | NO | NO | NO | [8 empty] | 2018-11-02 | NO | NO | NO | [6 empty] | AC | [7 empty] | NO
PLBK56KEGPFE | Fidelux Lighting | Fidelux | FT84-18W-A2-50K-UNV-N-1 | Linear Replacement Lamp | T8 Four-Foot | Dual Mode Internal Driver (UL Type A and Type B) |  | standard | NO | [10 empty] | 2017-09-28 | Not Dimmable | Not Dimmable | NotYetVerified |  | XXXBRJ | [25 empty] | 4.4 | 2567.73 | 138.05 | 18.6 | 20 | 0.9 | 5000 | 82.3 |  |  |  | NO | NO | NO | [8 empty] | 2018-11-02 | NO | NO | NO | [6 empty] | AC | [7 empty] | NO
PLPJNQR9AN12 | Fidelux Lighting | Fidelux | FT84-18W-A2-40K-UNV-N-1 | Linear Replacement Lamp | T8 Four-Foot | Dual Mode Internal Driver (UL Type A and Type B) |  | standard | NO | [10 empty] | 2017-09-28 | Not Dimmable | Not Dimmable | NotYetVerified |  | XXXBRJ | [25 empty] | 4.4 | 2521.55 | 136.3 | 18.5 | 20 | 0.9 | 4000 | 82.3 |  |  |  | NO | NO | NO | [8 empty] | 2018-11-02 | NO | NO | NO | [6 empty] | AC | [7 empty] | NO
PLUOTBZH7VYJ | Fidelux Lighting | Fidelux | FT84-18W-C-A2-35K-UNV-N-1 | Linear Replacement Lamp | T8 Four-Foot | Dual Mode Internal Driver (UL Type A and Type B) |  | standard | NO | [10 empty] | 2017-09-28 | Not Dimmable | Not Dimmable | NotYetVerified |  | XXXBRJ | [25 empty] | 4.4 | 2583.78 | 138.17 | 18.7 | 20 | 0.9 | 3500 | 82.3 |  |  |  | NO | NO | NO | [8 empty] | 2018-11-02 | NO | NO | NO | [6 empty] | AC | [7 empty] | NO
PLCO09UJ0SD4 | Fidelux Lighting | Fidelux | FT84-12W-A2-50K-UNV-N-1 | Linear Replacement Lamp | T8 Four-Foot | Dual Mode Internal Driver (UL Type A and Type B) |  | standard | NO | [10 empty] | 2017-09-28 | Not Dimmable | Not Dimmable | NotYetVerified |  | XXXBRJ | [25 empty] | 4.4 | 1764.41 | 138.93 | 12.7 | 20 | 0.9 | 5000 | 82.3 |  |  |  | NO | NO | NO | [8 empty] | 2018-11-02 | NO | NO | NO | [6 empty] | AC | [7 empty] | NO
PLAV3CV82EDK | Fidelux Lighting | Fidelux | FT84-12W-C-A2-35K-UNV-N-1 | Linear Replacement Lamp | T8 Four-Foot | Dual Mode Internal Driver (UL Type A and Type B) |  | standard | NO | [10 empty] | 2017-09-28 | Not Dimmable | Not Dimmable | NotYetVerified |  | XXXBRJ | [25 empty] | 4.4 | 1771.65 | 139.5 | 12.7 | 20 | 0.9 | 3500 | 82.3 |  |  |  | NO | NO | NO | [8 empty] | 2018-11-02 | NO | NO | NO | [6 empty] | AC | [7 empty] | NO
PLHM7AMSMY2P | Fidelux Lighting | Fidelux | FT84-15W-C-A2-30K-UNV-N-1 | Linear Replacement Lamp | T8 Four-Foot | Dual Mode Internal Driver (UL Type A and Type B) |  | standard | NO | [10 empty] | 2017-09-28 | Not Dimmable | Not Dimmable | NotYetVerified |  | XXXBRJ | [25 empty] | 4.4 | 2305.64 | 141.45 | 16.3 | 20 | 0.9 | 3000 | 82.3 |  |  |  | NO | NO | NO | [8 empty] | 2018-11-02 | NO | NO | NO | [6 empty] | AC | [7 empty] | NO
PLR29ZYF51JG | Fidelux Lighting | Fidelux | FT84-18W-C-A2-45K-UNV-N-1 | Linear Replacement Lamp | T8 Four-Foot | Dual Mode Internal Driver (UL Type A and Type B) |  | standard | NO | [10 empty] | 2017-09-28 | Not Dimmable | Not Dimmable | NotYetVerified |  | XXXBRJ | [25 empty] | 4.4 | 2685.58 | 142.85 | 18.8 | 20 | 0.9 | 4500 | 82.3 |  |  |  | NO | NO | NO | [8 empty] | 2018-11-02 | NO | NO | NO | [6 empty] | AC | [7 empty] | NO
PLFQLYG44AK1 | Fidelux Lighting | Fidelux | FT84-15W-A2-40K-UNV-N-1 | Linear Replacement Lamp | T8 Four-Foot | Dual Mode Internal Driver (UL Type A and Type B) |  | standard | NO | [10 empty] | 2017-09-28 | Not Dimmable | Not Dimmable | NotYetVerified |  | XXXBRJ | [25 empty] | 4.4 | 2266.68 | 139.06 | 16.3 | 20 | 0.9 | 4000 | 82.3 |  |  |  | NO | NO | NO | [8 empty] | 2018-11-02 | NO | NO | NO | [6 empty] | AC | [7 empty] | NO
PLKPYMQZA2DV | Fidelux Lighting | Fidelux | FT84-18W-A2-35K-UNV-N-1 | Linear Replacement Lamp | T8 Four-Foot | Dual Mode Internal Driver (UL Type A and Type B) |  | standard | NO | [10 empty] | 2017-09-28 | Not Dimmable | Not Dimmable | NotYetVerified |  | XXXBRJ | [25 empty] | 4.4 | 2439.98 | 130.62 | 18.68 | 20 | 0.9 | 3500 | 82.3 |  |  |  | NO | NO | NO | [8 empty] | 2018-11-02 | NO | NO | NO | [6 empty] | AC | [7 empty] | NO
PLLX8U738Z27 | WESTGATE MFG | WESTGATE | T8-EZ3-4FT-18W-3K-C-1 | Linear Replacement Lamp | T8 Four-Foot | Dual Mode Internal Driver (UL Type A and Type B) |  | standard | NO | [10 empty] | 2017-09-28 | Not Dimmable | Not Dimmable | NotYetVerified |  | XXXBRI | [25 empty] | 4.4 | 2583.78 | 138.17 | 18.7 | 20 | 0.9 | 3000 | 82.3 |  |  |  | NO | NO | NO | [8 empty] | 2018-11-02 | NO | NO | NO | [6 empty] | AC | [7 empty] | NO
PL05VCJ0ZD4M | WESTGATE MFG | WESTGATE | T8-EZ3-4FT-18W-5K-C-1 | Linear Replacement Lamp | T8 Four-Foot | Dual Mode Internal Driver (UL Type A and Type B) |  | standard | NO | [10 empty] | 2017-09-28 | Not Dimmable | Not Dimmable | NotYetVerified |  | XXXBRI | [25 empty] | 4.4 | 2705.7 | 143.92 | 18.8 | 20 | 0.9 | 5000 | 82.3 |  |  |  | NO | NO | NO | [8 empty] | 2018-11-02 | NO | NO | NO | [6 empty] | AC | [7 empty] | NO
PLLEIO70F72N | Fidelux Lighting | Fidelux | FT84-15W-C-A2-50K-UNV-N-1 | Linear Replacement Lamp | T8 Four-Foot | Dual Mode Internal Driver (UL Type A and Type B) |  | standard | NO | [10 empty] | 2017-09-28 | Not Dimmable | Not Dimmable | NotYetVerified |  | XXXBRJ | [25 empty] | 4.4 | 2412.4 | 148 | 16.3 | 20 | 0.9 | 5000 | 82.3 |  |  |  | NO | NO | NO | [8 empty] | 2018-11-02 | NO | NO | NO | [6 empty] | AC | [7 empty] | NO
PLHHO08V0PKS | Fidelux Lighting | Fidelux | FT84-15W-C-A2-35K-UNV-N-1 | Linear Replacement Lamp | T8 Four-Foot | Dual Mode Internal Driver (UL Type A and Type B) |  | standard | NO | [10 empty] | 2017-09-28 | Not Dimmable | Not Dimmable | NotYetVerified |  | XXXBRJ | [25 empty] | 4.4 | 2305.64 | 141.45 | 16.3 | 20 | 0.9 | 3500 | 82.3 |  |  |  | NO | NO | NO | [8 empty] | 2018-11-02 | NO | NO | NO | [6 empty] | AC | [7 empty] | NO
PLH2AKAZ89K8 | Fidelux Lighting | Fidelux | FT84-12W-C-A2-45K-UNV-N-1 | Linear Replacement Lamp | T8 Four-Foot | Dual Mode Internal Driver (UL Type A and Type B) |  | standard | NO | [10 empty] | 2017-09-28 | Not Dimmable | Not Dimmable | NotYetVerified |  | XXXBRJ | [25 empty] | 4.4 | 1840.74 | 144.94 | 12.7 | 20 | 0.9 | 4500 | 82.3 |  |  |  | NO | NO | NO | [8 empty] | 2018-11-02 | NO | NO | NO | [6 empty] | AC | [7 empty] | NO
PLRUHE2ZK8C9 | Fidelux Lighting | Fidelux | FT84-18W-C-A2-40K-UNV-N-1 | Linear Replacement Lamp | T8 Four-Foot | Dual Mode Internal Driver (UL Type A and Type B) |  | standard | NO | [10 empty] | 2017-09-28 | Not Dimmable | Not Dimmable | NotYetVerified |  | XXXBRJ | [25 empty] | 4.4 | 2685.58 | 142.85 | 18.8 | 20 | 0.9 | 4000 | 82.3 |  |  |  | NO | NO | NO | [8 empty] | 2018-11-02 | NO | NO | NO | [6 empty] | AC | [7 empty] | NO
PLHV4VAUM0UL | Fidelux Lighting | Fidelux | FT84-12W-C-A2-40K-UNV-N-1 | Linear Replacement Lamp | T8 Four-Foot | Dual Mode Internal Driver (UL Type A and Type B) |  | standard | NO | [10 empty] | 2017-09-28 | Not Dimmable | Not Dimmable | NotYetVerified |  | XXXBRJ | [25 empty] | 4.4 | 1840.74 | 144.94 | 12.7 | 20 | 0.9 | 4000 | 82.3 |  |  |  | NO | NO | NO | [8 empty] | 2018-11-02 | NO | NO | NO | [6 empty] | AC | [7 empty] | NO
PLE946IDF3QR | Fidelux Lighting | Fidelux | FT84-12W-A2-40K-UNV-N-1 | Linear Replacement Lamp | T8 Four-Foot | Dual Mode Internal Driver (UL Type A and Type B) |  | standard | NO | [10 empty] | 2017-09-28 | Not Dimmable | Not Dimmable | NotYetVerified |  | XXXBRJ | [25 empty] | 4.4 | 1747.52 | 137.6 | 12.7 | 20 | 0.9 | 4000 | 82.3 |  |  |  | NO | NO | NO | [8 empty] | 2018-11-02 | NO | NO | NO | [6 empty] | AC | [7 empty] | NO
PLX4Y8B0TX36 | Fidelux Lighting | Fidelux | FT84-18W-C-A2-30K-UNV-N-1 | Linear Replacement Lamp | T8 Four-Foot | Dual Mode Internal Driver (UL Type A and Type B) |  | standard | NO | [10 empty] | 2017-09-28 | Not Dimmable | Not Dimmable | NotYetVerified |  | XXXBRJ | [25 empty] | 4.4 | 2583.78 | 138.17 | 18.7 | 20 | 0.9 | 3000 | 82.3 |  |  |  | NO | NO | NO | [8 empty] | 2018-11-02 | NO | NO | NO | [6 empty] | AC | [7 empty] | NO
PLLJWMN7OUSG | Fidelux Lighting | Fidelux | FT84-12W-C-A2-30K-UNV-N-1 | Linear Replacement Lamp | T8 Four-Foot | Dual Mode Internal Driver (UL Type A and Type B) |  | standard | NO | [10 empty] | 2017-09-28 | Not Dimmable | Not Dimmable | NotYetVerified |  | XXXBRJ | [25 empty] | 4.4 | 1771.65 | 139.5 | 12.7 | 20 | 0.9 | 3000 | 82.3 |  |  |  | NO | NO | NO | [8 empty] | 2018-11-02 | NO | NO | NO | [6 empty] | AC | [7 empty] | NO
PL5TG1KOJCNU | Fidelux Lighting | Fidelux | FT84-15W-A2-50K-UNV-N-1 | Linear Replacement Lamp | T8 Four-Foot | Dual Mode Internal Driver (UL Type A and Type B) |  | standard | NO | [10 empty] | 2017-09-28 | Not Dimmable | Not Dimmable | NotYetVerified |  | XXXBRJ | [25 empty] | 4.4 | 2282 | 140 | 16.3 | 20 | 0.9 | 5000 | 82.3 |  |  |  | NO | NO | NO | [8 empty] | 2018-11-02 | NO | NO | NO | [6 empty] | AC | [7 empty] | NO
PL2AF52NQV4N | WESTGATE MFG | WESTGATE | T8-EZ3-4FT-18W-4K-F-1 | Linear Replacement Lamp | T8 Four-Foot | Dual Mode Internal Driver (UL Type A and Type B) |  | standard | NO | [10 empty] | 2017-09-28 | Not Dimmable | Not Dimmable | NotYetVerified |  | XXXBRI | [25 empty] | 4.4 | 2521.55 | 136.3 | 18.5 | 20 | 0.9 | 4000 | 82.3 |  |  |  | NO | NO | NO | [8 empty] | 2018-11-02 | NO | NO | NO | [6 empty] | AC | [7 empty] | NO
PLPMB6PB7KMY | WESTGATE MFG | WESTGATE | T8-EZ3-4FT-18W-35K-C-1 | Linear Replacement Lamp | T8 Four-Foot | Dual Mode Internal Driver (UL Type A and Type B) |  | standard | NO | [10 empty] | 2017-09-28 | Not Dimmable | Not Dimmable | NotYetVerified |  | XXXBRI | [25 empty] | 4.4 | 2583.78 | 138.17 | 18.7 | 20 | 0.9 | 3500 | 82.3 |  |  |  | NO | NO | NO | [8 empty] | 2018-11-02 | NO | NO | NO | [6 empty] | AC | [7 empty] | NO
PLM5VNTO5OOK | WESTGATE MFG | WESTGATE | T8-EZ3-4FT-18W-4K-C-1 | Linear Replacement Lamp | T8 Four-Foot | Dual Mode Internal Driver (UL Type A and Type B) |  | standard | NO | [10 empty] | 2017-09-28 | Not Dimmable | Not Dimmable | NotYetVerified |  | XXXBRI | [25 empty] | 4.4 | 2685.58 | 142.85 | 18.8 | 20 | 0.9 | 4000 | 82.3 |  |  |  | NO | NO | NO | [8 empty] | 2018-11-02 | NO | NO | NO | [6 empty] | AC | [7 empty] | NO
PLRU07P88KGT | Fidelux Lighting | Fidelux | FT84-12W-A2-35K-UNV-N-1 | Linear Replacement Lamp | T8 Four-Foot | Dual Mode Internal Driver (UL Type A and Type B) |  | standard | NO | [10 empty] | 2017-09-28 | Not Dimmable | Not Dimmable | NotYetVerified |  | XXXBRJ | [25 empty] | 4.4 | 1672.68 | 131.5 | 12.72 | 20 | 0.9 | 3500 | 82.3 |  |  |  | NO | NO | NO | [8 empty] | 2018-11-02 | NO | NO | NO | [6 empty] | AC | [7 empty] | NO
PL7CUH80EWW0 | Fidelux Lighting | Fidelux | FT84-15W-A2-30K-UNV-N-1 | Linear Replacement Lamp | T8 Four-Foot | Dual Mode Internal Driver (UL Type A and Type B) |  | standard | NO | [10 empty] | 2017-09-28 | Not Dimmable | Not Dimmable | NotYetVerified |  | XXXBRJ | [25 empty] | 4.4 | 2171.98 | 133.25 | 16.3 | 20 | 0.9 | 3000 | 82.3 |  |  |  | NO | NO | NO | [8 empty] | 2018-11-02 | NO | NO | NO | [6 empty] | AC | [7 empty] | NO
PL0UWUM0C2KG | Fidelux Lighting | Fidelux | FT84-15W-A2-35K-UNV-N-1 | Linear Replacement Lamp | T8 Four-Foot | Dual Mode Internal Driver (UL Type A and Type B) |  | standard | NO | [10 empty] | 2017-09-28 | Not Dimmable | Not Dimmable | NotYetVerified |  | XXXBRJ | [25 empty] | 4.4 | 2171.98 | 133.25 | 16.3 | 20 | 0.9 | 3500 | 82.3 |  |  |  | NO | NO | NO | [8 empty] | 2018-11-02 | NO | NO | NO | [6 empty] | AC | [7 empty] | NO
PLPYA5M0S4NU | THINK Green Solutions | Think green solutions | LED-THINK-TUBE-T8-35K-12W-GL | Linear Replacement Lamp | T8 Four-Foot | Replacement Lamps (plug and play) (UL Type A) |  | standard | NO | [10 empty] | 2017-09-26 | Not Dimmable | Not Dimmable | NO |  | BBBDTS | [25 empty] | 4.4 | 1624 | 121.24 | 13.4 | 10.86 | 0.9046 | 3500 | 83.3 |  |  |  | NO | NO | NO | [8 empty] | 2018-11-02 | NO | NO | NO | [6 empty] | AC | [7 empty] | NO
PLOI0O9N175S | THINK Green Solutions | Think green solutions | LED-THINK-TUBE-T8-40K-12W-GL | Linear Replacement Lamp | T8 Four-Foot | Replacement Lamps (plug and play) (UL Type A) |  | standard | NO | [10 empty] | 2017-09-26 | Not Dimmable | Not Dimmable | NO |  | BBBDTS | [25 empty] | 4.4 | 1635 | 122.06 | 13.4 | 10.86 | 0.9046 | 4000 | 83.3 |  |  |  | NO | NO | NO | [8 empty] | 2018-11-02 | NO | NO | NO | [6 empty] | AC | [7 empty] | NO
PL2TZ6T7SREZ | THINK Green Solutions | Think green solutions | LED-THINK-TUBE-T8-45K-20W-PC | Linear Replacement Lamp | T8 Four-Foot | Replacement Lamps (plug and play) (UL Type A) |  | standard | NO | [10 empty] | 2017-09-26 | Dimmable | Continuous Below 10 | NO |  | BBBDUA | [25 empty] | 4.4 | 2650.3 | 121 | 21.9 | 13.8 | 0.91 | 4500 | 82.4 |  |  |  | NO | NO | NO | [8 empty] | 2018-11-02 | NO | NO | NO | [6 empty] | AC | [7 empty] | NO
PL3FVMAQTH4T | THINK Green Solutions | Think green solutions | LED-THINK-TUBE-T8-40K-18W-PC | Linear Replacement Lamp | T8 Four-Foot | Replacement Lamps (plug and play) (UL Type A) |  | standard | NO | [10 empty] | 2017-09-26 | Dimmable | Continuous Below 10 | NO |  | BBBDTZ | [25 empty] | 4.4 | 2365.7 | 120 | 19.7 | 13.2 | 0.91 | 4000 | 82.5 |  |  |  | NO | NO | NO | [8 empty] | 2018-11-02 | NO | NO | NO | [6 empty] | AC | [7 empty] | NO
PL6F5HMNTVC9 | THINK Green Solutions | Think green solutions | LED-THINK-TUBE-T8-30K-15W-PC | Linear Replacement Lamp | T8 Four-Foot | Replacement Lamps (plug and play) (UL Type A) |  | standard | YES |  | 2022.28 | 120.374 | 16.8 | 13.4 | 0.913 | 2875 | 82.6 | 5 | 50000 | 2017-09-26 | Dimmable | Continuous Below 10 | NO |  | BBBDTY | [15 empty] | 79.2 |  | 1.14 | 1.22 | [6 empty] | 4.4 | 2022.2 | 120.3 | 16.8 | 13.4 | 0.91 | 2875 | 82.6 |  |  |  | NO | NO | NO | [8 empty] | 2018-11-02 | NO | NO | NO | [6 empty] | AC | [7 empty] | NO
PL8Y8M3OB1XH | THINK Green Solutions | Think green solutions | LED-THINK-TUBE-T8-45K-15W-PC | Linear Replacement Lamp | T8 Four-Foot | Replacement Lamps (plug and play) (UL Type A) |  | standard | NO | [10 empty] | 2017-09-26 | Dimmable | Continuous Below 10 | NO |  | BBBDTY | [25 empty] | 4.4 | 2022.2 | 120.3 | 16.8 | 13.4 | 0.91 | 4500 | 82.6 |  |  |  | NO | NO | NO | [8 empty] | 2018-11-02 | NO | NO | NO | [6 empty] | AC | [7 empty] | NO
PLW9B81FXQKS | THINK Green Solutions | Think green solutions | LED-THINK-TUBE-T8-45K-12W-GL | Linear Replacement Lamp | T8 Four-Foot | Replacement Lamps (plug and play) (UL Type A) |  | standard | NO | [10 empty] | 2017-09-26 | Not Dimmable | Not Dimmable | NO |  | BBBDTS | [25 empty] | 4.4 | 1646 | 122.88 | 13.4 | 10.86 | 0.9046 | 4500 | 83.3 |  |  |  | NO | NO | NO | [8 empty] | 2018-11-02 | NO | NO | NO | [6 empty] | AC | [7 empty] | NO
PLWBV6CP9XF5 | THINK Green Solutions | Think green solutions | LED-THINK-TUBE-T8-50K-12W-GL | Linear Replacement Lamp | T8 Four-Foot | Replacement Lamps (plug and play) (UL Type A) |  | standard | NO | [10 empty] | 2017-09-26 | Not Dimmable | Not Dimmable | NO |  | BBBDTS | [25 empty] | 4.4 | 1657 | 124.12 | 13.35 | 10.94 | 0.903 | 5000 | 84.2 |  |  |  | NO | NO | NO | [8 empty] | 2018-11-02 | NO | NO | NO | [6 empty] | AC | [7 empty] | NO
PLPZOEBJAXYY | THINK Green Solutions | Think green solutions | LED-THINK-TUBE-T8-30K-12W-GL | Linear Replacement Lamp | T8 Four-Foot | Replacement Lamps (plug and play) (UL Type A) |  | standard | YES |  | 1613 | 120.01 | 13.44 | 10.86 | 0.9046 | 3060 | 83.3 | 5 | 50000 | 2017-09-26 | Not Dimmable | Not Dimmable | NO |  | BBBDTS | [15 empty] | 84.4 |  | 1.24 | 1.34 | [6 empty] | 4.4 | 1613 | 120.01 | 13.44 | 10.86 | 0.9046 | 3000 | 83.3 |  |  |  | NO | NO | NO | [8 empty] | 2018-11-02 | NO | NO | NO | [6 empty] | AC | [7 empty] | NO
PLWCEVZ26W61 | THINK Green Solutions | Think green solutions | LED-THINK-TUBE-T8-30K-18W-PC | Linear Replacement Lamp | T8 Four-Foot | Replacement Lamps (plug and play) (UL Type A) |  | standard | YES |  | 2365.73 | 120.088 | 19.7 | 13.2 | 0.912 | 2894 | 82.5 | 5 | 50000 | 2017-09-26 | Dimmable | Continuous Below 10 | NO |  | BBBDTZ | [15 empty] | 79.1 |  | 1.1 | 1.24 | [6 empty] | 4.4 | 2365.7 | 120 | 19.7 | 13.2 | 0.91 | 2894 | 82.5 |  |  |  | NO | NO | NO | [8 empty] | 2018-11-02 | NO | NO | NO | [6 empty] | AC | [7 empty] | NO
PLKJB9LQAX47 | THINK Green Solutions | Think green solutions | LED-THINK-TUBE-T8-35K-15W-PC | Linear Replacement Lamp | T8 Four-Foot | Replacement Lamps (plug and play) (UL Type A) |  | standard | NO | [10 empty] | 2017-09-26 | Dimmable | Continuous Below 10 | NO |  | BBBDTY | [25 empty] | 4.4 | 2022.2 | 120.3 | 16.8 | 13.4 | 0.91 | 3500 | 82.6 |  |  |  | NO | NO | NO | [8 empty] | 2018-11-02 | NO | NO | NO | [6 empty] | AC | [7 empty] | NO
PLODGS4DF9XD | THINK Green Solutions | Think green solutions | LED-THINK-TUBE-T8-40K-15W-PC | Linear Replacement Lamp | T8 Four-Foot | Replacement Lamps (plug and play) (UL Type A) |  | standard | NO | [10 empty] | 2017-09-26 | Dimmable | Continuous Below 10 | NO |  | BBBDTY | [25 empty] | 4.4 | 2022.2 | 120.3 | 16.8 | 13.4 | 0.91 | 4000 | 82.6 |  |  |  | NO | NO | NO | [8 empty] | 2018-11-02 | NO | NO | NO | [6 empty] | AC | [7 empty] | NO
PL50EJP6YSE5 | THINK Green Solutions | Think green solutions | LED-THINK-TUBE-T8-50K-18W-PC | Linear Replacement Lamp | T8 Four-Foot | Replacement Lamps (plug and play) (UL Type A) |  | standard | NO | [10 empty] | 2017-09-26 | Dimmable | Continuous Below 10 | NO |  | BBBDTZ | [25 empty] | 4.4 | 2475.3 | 124.3 | 19.9 | 14.1 | 0.92 | 4800 | 82.8 |  |  |  | NO | NO | NO | [8 empty] | 2018-11-02 | NO | NO | NO | [6 empty] | AC | [7 empty] | NO
PL7B12OU5O0A | THINK Green Solutions | Think green solutions | LED-THINK-TUBE-T8-30K-12W-PC | Linear Replacement Lamp | T8 Four-Foot | Replacement Lamps (plug and play) (UL Type A) |  | standard | YES |  | 1798.71 | 130.341 | 13.8 | 13.4 | 0.911 | 2886 | 82.7 | 5 | 50000 | 2017-09-26 | Dimmable | Continuous Below 10 | NO |  | BBBDTX | [15 empty] | 78.7 |  | 1.1 | 1.24 | [6 empty] | 4.4 | 1798.7 | 130.3 | 13.8 | 13.4 | 0.91 | 2886 | 82.7 |  |  |  | NO | NO | NO | [8 empty] | 2018-11-02 | NO | NO | NO | [6 empty] | AC | [7 empty] | NO
PLSTHU2DR1B5 | THINK Green Solutions | Think green solutions | LED-THINK-TUBE-T8-40K-20W-PC | Linear Replacement Lamp | T8 Four-Foot | Replacement Lamps (plug and play) (UL Type A) |  | standard | NO | [10 empty] | 2017-09-26 | Dimmable | Continuous Below 10 | NO |  | BBBDUA | [25 empty] | 4.4 | 2650.3 | 121 | 21.9 | 13.8 | 0.91 | 4000 | 82.4 |  |  |  | NO | NO | NO | [8 empty] | 2018-11-02 | NO | NO | NO | [6 empty] | AC | [7 empty] | NO
PLNDAUG7T3WN | THINK Green Solutions | Think green solutions | LED-THINK-TUBE-T8-40K-12W-PC | Linear Replacement Lamp | T8 Four-Foot | Replacement Lamps (plug and play) (UL Type A) |  | standard | NO | [10 empty] | 2017-09-26 | Dimmable | Continuous Below 10 | NO |  | BBBDTX | [25 empty] | 4.4 | 1798.7 | 130.3 | 13.8 | 13.4 | 0.91 | 4000 | 82.7 |  |  |  | NO | NO | NO | [8 empty] | 2018-11-02 | NO | NO | NO | [6 empty] | AC | [7 empty] | NO
PL7RNITFRCL0 | THINK Green Solutions | Think green solutions | LED-THINK-TUBE-T8-45K-12W-PC | Linear Replacement Lamp | T8 Four-Foot | Replacement Lamps (plug and play) (UL Type A) |  | standard | NO | [10 empty] | 2017-09-26 | Dimmable | Continuous Below 10 | NO |  | BBBDTX | [25 empty] | 4.4 | 1798.7 | 130.3 | 13.8 | 13.4 | 0.91 | 4500 | 82.7 |  |  |  | NO | NO | NO | [8 empty] | 2018-11-02 | NO | NO | NO | [6 empty] | AC | [7 empty] | NO
PLQUEQU3JAF9 | THINK Green Solutions | Think green solutions | LED-THINK-TUBE-T8-50K-20W-PC | Linear Replacement Lamp | T8 Four-Foot | Replacement Lamps (plug and play) (UL Type A) |  | standard | NO | [10 empty] | 2017-09-26 | Dimmable | Continuous Below 10 | NO |  | BBBDUA | [25 empty] | 4.4 | 2776 | 125.6 | 22.1 | 14.6 | 0.91 | 4828 | 82.9 |  |  |  | NO | NO | NO | [8 empty] | 2018-11-02 | NO | NO | NO | [6 empty] | AC | [7 empty] | NO
PLMAIG6BBQ1E | THINK Green Solutions | Think green solutions | LED-THINK-TUBE-T8-30K-20W-PC | Linear Replacement Lamp | T8 Four-Foot | Replacement Lamps (plug and play) (UL Type A) |  | standard | YES |  | 2650.36 | 121.021 | 21.9 | 13.8 | 0.91 | 2887 | 82.4 | 5 | 50000 | 2017-09-26 | Dimmable | Continuous Below 10 | NO |  | BBBDUA | [15 empty] | 79.3 |  | 1.16 | 1.22 | [6 empty] | 4.4 | 2650.3 | 121 | 21.9 | 13.8 | 0.91 | 2887 | 82.4 |  |  |  | NO | NO | NO | [8 empty] | 2018-11-02 | NO | NO | NO | [6 empty] | AC | [7 empty] | NO
PLLY7K8VAM6A | THINK Green Solutions | Think green solutions | LED-THINK-TUBE-T8-35K-20W-PC | Linear Replacement Lamp | T8 Four-Foot | Replacement Lamps (plug and play) (UL Type A) |  | standard | NO | [10 empty] | 2017-09-26 | Dimmable | Continuous Below 10 | NO |  | BBBDUA | [25 empty] | 4.4 | 2650.3 | 121 | 21.9 | 13.8 | 0.91 | 3500 | 82.4 |  |  |  | NO | NO | NO | [8 empty] | 2018-11-02 | NO | NO | NO | [6 empty] | AC | [7 empty] | NO
PLDT99HVNO67 | THINK Green Solutions | Think green solutions | LED-THINK-TUBE-T8-35K-18W-PC | Linear Replacement Lamp | T8 Four-Foot | Replacement Lamps (plug and play) (UL Type A) |  | standard | NO | [10 empty] | 2017-09-26 | Dimmable | Continuous Below 10 | NO |  | BBBDTZ | [25 empty] | 4.4 | 2365.7 | 120 | 19.7 | 13.2 | 0.91 | 3500 | 82.5 |  |  |  | NO | NO | NO | [8 empty] | 2018-11-02 | NO | NO | NO | [6 empty] | AC | [7 empty] | NO
PLE1YR7THB85 | THINK Green Solutions | Think green solutions | LED-THINK-TUBE-T8-45K-18W-PC | Linear Replacement Lamp | T8 Four-Foot | Replacement Lamps (plug and play) (UL Type A) |  | standard | NO | [10 empty] | 2017-09-26 | Dimmable | Continuous Below 10 | NO |  | BBBDTZ | [25 empty] | 4.4 | 2365.7 | 120 | 19.7 | 13.2 | 0.91 | 4500 | 82.5 |  |  |  | NO | NO | NO | [8 empty] | 2018-11-02 | NO | NO | NO | [6 empty] | AC | [7 empty] | NO
PL0HPG35FALW | THINK Green Solutions | Think green solutions | LED-THINK-TUBE-T8-50K-15W-PC | Linear Replacement Lamp | T8 Four-Foot | Replacement Lamps (plug and play) (UL Type A) |  | standard | NO | [10 empty] | 2017-09-26 | Dimmable | Continuous Below 10 | NO |  | BBBDTY | [25 empty] | 4.4 | 2078.8 | 124.4 | 16.7 | 14.5 | 0.92 | 4790 | 82.7 |  |  |  | NO | NO | NO | [8 empty] | 2018-11-02 | NO | NO | NO | [6 empty] | AC | [7 empty] | NO
PLZMJKEYKXXF | THINK Green Solutions | Think green solutions | LED-THINK-TUBE-T8-35K-12W-PC | Linear Replacement Lamp | T8 Four-Foot | Replacement Lamps (plug and play) (UL Type A) |  | standard | NO | [10 empty] | 2017-09-26 | Dimmable | Continuous Below 10 | NO |  | BBBDTX | [25 empty] | 4.4 | 1798.7 | 130.3 | 13.8 | 13.4 | 0.91 | 3500 | 82.7 |  |  |  | NO | NO | NO | [8 empty] | 2018-11-02 | NO | NO | NO | [6 empty] | AC | [7 empty] | NO
PL3WRZ9DW9KJ | THINK Green Solutions | Think green solutions | LED-THINK-TUBE-T8-50K-12W-PC | Linear Replacement Lamp | T8 Four-Foot | Replacement Lamps (plug and play) (UL Type A) |  | standard | NO | [10 empty] | 2017-09-26 | Dimmable | Continuous Below 10 | NO |  | BBBDTX | [25 empty] | 4.4 | 1900.7 | 134.8 | 14.1 | 14.8 | 0.92 | 4809 | 82.9 |  |  |  | NO | NO | NO | [8 empty] | 2018-11-02 | NO | NO | NO | [6 empty] | AC | [7 empty] | NO
PYWNWZ77 | Green Creative LTD | GREEN CREATIVE | 13T8/4F/835/DIR | Linear Replacement Lamp | T8 Four-Foot | Replacement Lamps (plug and play) (UL Type A) |  | standard | NO | [10 empty] | 2017-01-25 | Dimmable | Continuous Below 10 | NO |  | EAEEPI | [25 empty] | 4.4 | 2000 | 121 | 16.5 | 20 | 0.9 | 3500 | 82 |  |  |  | NO | NO | NO | 2018-05-02 | 4.3 |  | standard |  |  |  |  | 2018-11-02 | NO | NO | NO | [6 empty] | AC | [7 empty] | NO
P4UK960L | FOSHAN ELECTRICAL AND LIGHTING CO.,LTD. | FSL | T8-20-30/J11D/24 | Linear Replacement Lamp | T8 Four-Foot | Dual Mode Internal Driver (UL Type A and Type B) |  | standard | YES |  | 2544 | 124.3 | 20.47 | 7.19 | 0.9192 | 3009 | 81.2 | 5 | 50000 | 2017-09-25 | Not Dimmable | Not Dimmable | NO |  | WWWBUH | [15 empty] | 84.3 |  | 1.22 | 1.32 | [6 empty] | 4.4 | 2544 | 124.3 | 20.47 | 7.19 | 0.92 | 3000 | 81.2 |  |  |  | NO | NO | NO | [8 empty] | 2018-11-02 | NO | NO | NO | [6 empty] | AC | [7 empty] | NO
PJMGBC87 | Green Creative LTD | GREEN CREATIVE | 13T8/4F/830/DIR | Linear Replacement Lamp | T8 Four-Foot | Replacement Lamps (plug and play) (UL Type A) |  | standard | YES |  | 1958 | 119.2 | 16.42 | 12.23 | 0.954 | 2993 | 82.6 | 5 | 50000 | 2017-01-25 | Dimmable | Continuous Below 10 | NO |  | EAEEPI | [15 empty] | 84.2 |  | 1.32 | 1.3 | [6 empty] | 4.4 | 2000 | 121 | 16.5 | 20 | 0.9 | 3000 | 82 |  |  |  | NO | NO | NO | 2018-05-02 | 4.3 |  | standard |  |  |  |  | 2018-11-02 | NO | NO | NO | [6 empty] | AC | [7 empty] | NO
PBQ3MKHX | Green Creative LTD | GREEN CREATIVE | 10.5T8/4F/850/DIR | Linear Replacement Lamp | T8 Four-Foot | Replacement Lamps (plug and play) (UL Type A) |  | standard | NO | [10 empty] | 2017-01-25 | Dimmable | Continuous Below 10 | NO |  | EAEEPH | [25 empty] | 4.4 | 1700 | 131 | 13 | 20 | 0.9 | 5000 | 82 |  |  |  | NO | NO | NO | 2018-05-02 | 4.3 |  | standard |  |  |  |  | 2018-11-02 | NO | NO | NO | [6 empty] | AC | [7 empty] | NO
PL4Y6UH1V9IC | Reno LED Lighting Inc. | RENO LED LIGHTING | WLL-LEDT8BC14/840 | Linear Replacement Lamp | T8 Four-Foot | Replacement Lamps (plug and play) (UL Type A) |  | standard | YES |  | 2234 | 128.2 | 17.42 | 13.88 | 0.935 | 4090 | 81.4 | 5 | 50000 | 2017-09-25 | Not Dimmable | Not Dimmable | NO |  | GAGGKV | [15 empty] | 84.1 |  | 1.32 | 1.3 | [6 empty] | 4.4 | 2200 | 133.33 | 16.5 | 14 | 0.9 | 4000 | 80 |  |  |  | NO | NO | NO | [8 empty] | 2018-11-02 | NO | NO | NO | [6 empty] | AC | [7 empty] | NO
PZ12VDJ8 | Green Creative LTD | GREEN CREATIVE | 10.5T8/4F/830/DIR | Linear Replacement Lamp | T8 Four-Foot | Replacement Lamps (plug and play) (UL Type A) |  | standard | YES |  | 1642 | 120.8 | 13.59 | 14.09 | 0.942 | 3073 | 82 | 5 | 50000 | 2017-01-25 | Dimmable | Continuous Below 10 | NO |  | EAEEPH | [15 empty] | 84.1 |  | 1.32 | 1.28 | [6 empty] | 4.4 | 1650 | 127 | 13 | 20 | 0.9 | 3000 | 82 |  |  |  | NO | NO | NO | 2018-05-02 | 4.3 |  | standard |  |  |  |  | 2018-11-02 | NO | NO | NO | [6 empty] | AC | [7 empty] | NO
PJXCYSWA | Green Creative LTD | GREEN CREATIVE | 13T8/4F/840/DIR | Linear Replacement Lamp | T8 Four-Foot | Replacement Lamps (plug and play) (UL Type A) |  | standard | NO | [10 empty] | 2017-01-25 | Dimmable | Continuous Below 10 | NO |  | EAEEPI | [25 empty] | 4.4 | 2050 | 124 | 16.5 | 20 | 0.9 | 4000 | 82 |  |  |  | NO | NO | NO | 2018-05-02 | 4.3 |  | standard |  |  |  |  | 2018-11-02 | NO | NO | NO | [6 empty] | AC | [7 empty] | NO
PLQN02456VTI | Reno LED Lighting Inc. | RENO LED LIGHTING | WLL-LEDT8BC14/850 | Linear Replacement Lamp | T8 Four-Foot | Replacement Lamps (plug and play) (UL Type A) |  | standard | NO | [10 empty] | 2017-09-25 | Not Dimmable | Not Dimmable | NO |  | GAGGKV | [25 empty] | 4.4 | 2200 | 133.33 | 16.5 | 14 | 0.9 | 5000 | 80 |  |  |  | NO | NO | NO | [8 empty] | 2018-11-02 | NO | NO | NO | [6 empty] | AC | [7 empty] | NO
PY85LJJM | FOSHAN ELECTRICAL AND LIGHTING CO.,LTD. | FSL | T8-20-50/J11D/24 | Linear Replacement Lamp | T8 Four-Foot | Dual Mode Internal Driver (UL Type A and Type B) |  | standard | NO | [10 empty] | 2017-09-25 | Not Dimmable | Not Dimmable | NO |  | WWWBUH | [25 empty] | 4.4 | 2628 | 127.96 | 20.58 | 7.5 | 0.91 | 5000 | 83.8 |  |  |  | NO | NO | NO | [8 empty] | 2018-11-02 | NO | NO | NO | [6 empty] | AC | [7 empty] | NO
P28VS7U6 | FOSHAN ELECTRICAL AND LIGHTING CO.,LTD. | FSL | T8-20-35/J11D/24 | Linear Replacement Lamp | T8 Four-Foot | Dual Mode Internal Driver (UL Type A and Type B) |  | standard | NO | [10 empty] | 2017-09-25 | Not Dimmable | Not Dimmable | NO |  | WWWBUH | [25 empty] | 4.4 | 2565 | 124.94 | 20.53 | 7.19 | 0.92 | 3500 | 81.2 |  |  |  | NO | NO | NO | [8 empty] | 2018-11-02 | NO | NO | NO | [6 empty] | AC | [7 empty] | NO
PKWBN2PX | Green Creative LTD | GREEN CREATIVE | 13T8/4F/850/DIR | Linear Replacement Lamp | T8 Four-Foot | Replacement Lamps (plug and play) (UL Type A) |  | standard | NO | [10 empty] | 2017-01-25 | Dimmable | Continuous Below 10 | NO |  | EAEEPI | [25 empty] | 4.4 | 2050 | 124 | 16.5 | 20 | 0.9 | 5000 | 82 |  |  |  | NO | NO | NO | 2018-05-02 | 4.3 |  | standard |  |  |  |  | 2018-11-02 | NO | NO | NO | [6 empty] | AC | [7 empty] | NO
PLLWE7TV2G2A | LEDVANCE, LLC (formerly OSRAM SYLVANIA, INC) | SYLVANIA | LED13T8/L48/DIM/850/SUB/G8/CAD | Linear Replacement Lamp | T8 Four-Foot | Replacement Lamps (plug and play) (UL Type A) |  | standard | NO | [10 empty] | 2018-11-12 | Dimmable | Continuous Above 10 | NO |  | NANPOA | [25 empty] | 4.4 | 2200 | 141.94 | 15.5 | 20 | 0.9 | 5000 | 80 |  |  |  | NO | NO | NO | [8 empty] | 2018-11-12 | NO | NO | NO | [6 empty] | AC | [7 empty] | NO
PWBI0OWG | FOSHAN ELECTRICAL AND LIGHTING CO.,LTD. | FSL | T8-20-40/J11D/24 | Linear Replacement Lamp | T8 Four-Foot | Dual Mode Internal Driver (UL Type A and Type B) |  | standard | NO | [10 empty] | 2017-09-25 | Not Dimmable | Not Dimmable | NO |  | WWWBUH | [25 empty] | 4.4 | 2586 | 125.96 | 20.53 | 7.19 | 0.92 | 4000 | 81.2 |  |  |  | NO | NO | NO | [8 empty] | 2018-11-02 | NO | NO | NO | [6 empty] | AC | [7 empty] | NO
PLKESVQ3GN8N | LEDVANCE, LLC (formerly OSRAM SYLVANIA, INC) | SYLVANIA | LED13T8/L48/DIM/841/SUB/G8/CAD | Linear Replacement Lamp | T8 Four-Foot | Replacement Lamps (plug and play) (UL Type A) |  | standard | YES |  | 2191 | 135.92 | 16.12 | 8.48 | 0.9692 | 3947 | 82.1 | 5 |  | 2018-11-12 | Dimmable | Continuous Above 10 | NO |  | NANPOA | [15 empty] | 87.4 |  | 1.22 | 1.46 | [6 empty] | 4.4 | 2200 | 141.94 | 15.5 | 20 | 0.9 | 4000 | 80 |  |  |  | NO | NO | NO | [8 empty] | 2018-11-12 | NO | NO | NO | [6 empty] | AC | [7 empty] | NO
P5N35GQE | Shat-R-Shield | Shat-R-Shield | 06628BSU | Linear Replacement Lamp | T8 Four-Foot | Replacement Lamps (plug and play) (UL Type A) |  | standard | NO | [10 empty] | 2017-09-22 | Not Dimmable | Not Dimmable | NO |  | KKLACR | [25 empty] | 4.4 | 2302.33 | 126.85 | 18.15 | 10 | 1 | 4923 | 84 |  |  |  | NO | NO | NO | [8 empty] | 2018-11-02 | NO | NO | NO | [6 empty] | AC | [7 empty] | NO
PTGF6LTN | ZHEJIANG HONGYAO LIGHTING ELECTRICAL CO.,LTD | HONGYAO | HY-T8-F120-18W-A40 | Linear Replacement Lamp | T8 Four-Foot | Replacement Lamps (plug and play) (UL Type A) |  | standard | NO | [10 empty] | 2017-09-22 | Not Dimmable | Not Dimmable | NO |  | CCCEQU | [25 empty] | 4.4 | 2326.5 | 135 | 17.13 | 8.08 | 0.97 | 4000 | 82 |  |  |  | NO | NO | NO | [8 empty] | 2018-11-02 | NO | NO | NO | [6 empty] | AC | [7 empty] | NO
PGSSGR50 | Q L LIGHT SOURCE CO LTD | Q L QUALITY Light Source | T8040135 | Linear Replacement Lamp | T8 Four-Foot | Replacement Lamps (plug and play) (UL Type A) |  | standard | YES |  | 1877 | 127.69 | 14.7 | 9.38 | 0.9621 | 3575 | 84.4 | 5 | 50000 | 2017-09-22 | Dimmable | Continuous Below 10 | NO | Updated on 12/1/2017 | DDDJMT | [15 empty] | 84.2 |  | 1.26 | 1.36 | [6 empty] | 4.4 | 1800 | 120 | 15 | 9.38 | 1 | 3500 | 80 |  |  |  | NO | NO | NO | [8 empty] | 2018-11-02 | NO | NO | NO | [6 empty] | AC | [7 empty] | NO
PYDZC29T | Shat-R-Shield | Shat-R-Shield | 06626BSU | Linear Replacement Lamp | T8 Four-Foot | Replacement Lamps (plug and play) (UL Type A) |  | standard | YES |  | 1831.93 | 127 | 14.45 | 9 | 0.96 | 4873 | 84 | 5 | 50000 | 2017-09-22 | Not Dimmable | Not Dimmable | NO |  | KKLACR | [15 empty] | 88 |  | 1.2 | 1.52 | [6 empty] | 4.4 | 1831.93 | 126.78 | 14.45 | 10 | 1 | 4873 | 84 |  |  |  | NO | NO | NO | [8 empty] | 2018-11-02 | NO | NO | NO | [6 empty] | AC | [7 empty] | NO
P5EIQKKK | Q L LIGHT SOURCE CO LTD | Q L QUALITY Light Source | T8040141 | Linear Replacement Lamp | T8 Four-Foot | Replacement Lamps (plug and play) (UL Type A) |  | standard | NO | [10 empty] | 2017-09-22 | Dimmable | Continuous Below 10 | NO | Updated on 12/1/2017 | DDDJMT | [25 empty] | 4.4 | 1800 | 120 | 15 | 9.38 | 1 | 4100 | 80 |  |  |  | NO | NO | NO | [8 empty] | 2018-11-02 | NO | NO | NO | [6 empty] | AC | [7 empty] | NO
PDFZD0TC | ZHEJIANG HONGYAO LIGHTING ELECTRICAL CO.,LTD | HONGYAO | HY-T8-F120-18W-A35 | Linear Replacement Lamp | T8 Four-Foot | Replacement Lamps (plug and play) (UL Type A) |  | standard | YES |  | 2275.7 | 132.84 | 17.13 | 8.08 | 0.977 | 3292 | 82.2 | 5 | 50000 | 2017-09-22 | Not Dimmable | Not Dimmable | NO |  | CCCEQU | [15 empty] | 85 |  | 1.32 | 1.18 | [6 empty] | 4.4 | 2275.7 | 132.8 | 17.13 | 8.08 | 0.97 | 3500 | 82 |  |  |  | NO | NO | NO | [8 empty] | 2018-11-02 | NO | NO | NO | [6 empty] | AC | [7 empty] | NO
P66ZHHNM | ZHEJIANG HONGYAO LIGHTING ELECTRICAL CO.,LTD | HONGYAO | HY-T8-F120-18W-A50 | Linear Replacement Lamp | T8 Four-Foot | Replacement Lamps (plug and play) (UL Type A) |  | standard | NO | [10 empty] | 2017-09-22 | Not Dimmable | Not Dimmable | NO |  | CCCEQU | [25 empty] | 4.4 | 2378.1 | 139.9 | 16.99 | 8.08 | 0.97 | 5000 | 82 |  |  |  | NO | NO | NO | [8 empty] | 2018-11-02 | NO | NO | NO | [6 empty] | AC | [7 empty] | NO
PMX4RK8J | Q L LIGHT SOURCE CO LTD | Q L QUALITY Light Source | T8040150 | Linear Replacement Lamp | T8 Four-Foot | Replacement Lamps (plug and play) (UL Type A) |  | standard | NO | [10 empty] | 2017-09-22 | Dimmable | Continuous Below 10 | NO | Updated on 12/1/2017 | DDDJMT | [25 empty] | 4.4 | 1800 | 120 | 15 | 9.38 | 1 | 5000 | 80 |  |  |  | NO | NO | NO | [8 empty] | 2018-11-02 | NO | NO | NO | [6 empty] | AC | [7 empty] | NO
PU9J1O2D | DONG GUAN WALSTAR OPTOELECTRONICS TECHNOLOGY CO., LTD | WALSTAR | WL-T8A-12W1200 DIAB-50 | Linear Replacement Lamp | T8 Four-Foot | Dual Mode Internal Driver (UL Type A and Type B) |  | standard | NO | [10 empty] | 2017-09-21 | Not Dimmable | Not Dimmable | NO |  | JJJNCC | [25 empty] | 4.4 | 1775 | 137.27 | 12.93 | 15 | 0.9 | 5000 | 80 |  |  |  | NO | NO | NO | [8 empty] | 2018-11-02 | NO | NO | NO | [6 empty] | AC | [7 empty] | NO
PBZ76BHE | DONG GUAN WALSTAR OPTOELECTRONICS TECHNOLOGY CO., LTD | WALSTAR | WL-T8A-12W1200 DIAB-45 | Linear Replacement Lamp | T8 Four-Foot | Dual Mode Internal Driver (UL Type A and Type B) |  | standard | NO | [10 empty] | 2017-09-21 | Not Dimmable | Not Dimmable | NO |  | JJJNCC | [25 empty] | 4.4 | 1766 | 136.27 | 12.96 | 15 | 0.9 | 4500 | 80 |  |  |  | NO | NO | NO | [8 empty] | 2018-11-02 | NO | NO | NO | [6 empty] | AC | [7 empty] | NO
PQ800R5A | DONG GUAN WALSTAR OPTOELECTRONICS TECHNOLOGY CO., LTD | WALSTAR | WL-T8A-12W1200 DIAB-30 | Linear Replacement Lamp | T8 Four-Foot | Dual Mode Internal Driver (UL Type A and Type B) |  | standard | YES |  | 1720 | 132.21 | 13.01 | 10.14 | 0.9029 | 2880 | 83 | 5 | 50000 | 2017-09-21 | Not Dimmable | Not Dimmable | NO |  | JJJNCC | [15 empty] | 90.6 |  | 1.16 | 1.36 | [6 empty] | 4.4 | 1738 | 133.86 | 12.98 | 15 | 0.9 | 3000 | 80 |  |  |  | NO | NO | NO | [8 empty] | 2018-11-02 | NO | NO | NO | [6 empty] | AC | [7 empty] | NO
PQ6NWXR3 | DONG GUAN WALSTAR OPTOELECTRONICS TECHNOLOGY CO., LTD | WALSTAR | WL-T8A-12W1200 DIAB-35 | Linear Replacement Lamp | T8 Four-Foot | Dual Mode Internal Driver (UL Type A and Type B) |  | standard | NO | [10 empty] | 2017-09-21 | Not Dimmable | Not Dimmable | NO |  | JJJNCC | [25 empty] | 4.4 | 1747 | 134.8 | 12.96 | 15 | 0.9 | 3500 | 80 |  |  |  | NO | NO | NO | [8 empty] | 2018-11-02 | NO | NO | NO | [6 empty] | AC | [7 empty] | NO
PF4R3H1I | DONG GUAN WALSTAR OPTOELECTRONICS TECHNOLOGY CO., LTD | WALSTAR | WL-T8A-12W1200 DIAB-40 | Linear Replacement Lamp | T8 Four-Foot | Dual Mode Internal Driver (UL Type A and Type B) |  | standard | NO | [10 empty] | 2017-09-21 | Not Dimmable | Not Dimmable | NO |  | JJJNCC | [25 empty] | 4.4 | 1757 | 135.57 | 12.96 | 15 | 0.9 | 4000 | 80 |  |  |  | NO | NO | NO | [8 empty] | 2018-11-02 | NO | NO | NO | [6 empty] | AC | [7 empty] | NO
PLCGYFTA670C | Truly Green Solutions | TrueFit | 834118-45-AB | Linear Replacement Lamp | T8 Four-Foot | Dual Mode Internal Driver (UL Type A and Type B) |  | standard | NO | [10 empty] | 2017-09-20 | Not Dimmable | Not Dimmable | NO |  | ZAZZGH | [25 empty] | 4.4 | 2220 | 122.31 | 18.15 | 13.18 | 0.9 | 4500 | 83.4 |  |  |  | NO | NO | NO | [8 empty] | 2018-11-02 | NO | NO | NO | [6 empty] | AC | [7 empty] | NO
PLFA7RMPGIRQ | Truly Green Solutions | TrueFit | 834115-30-AB | Linear Replacement Lamp | T8 Four-Foot | Dual Mode Internal Driver (UL Type A and Type B) |  | standard | NO | [10 empty] | 2017-09-20 | Not Dimmable | Not Dimmable | NO |  | ZAZZGH | [25 empty] | 4.4 | 1950 | 129.07 | 15.11 | 13.91 | 0.9 | 3000 | 83.5 |  |  |  | NO | NO | NO | [8 empty] | 2018-11-02 | NO | NO | NO | [6 empty] | AC | [7 empty] | NO
PL3VDRXW7C9W | Truly Green Solutions | TrueFit | 834012-30-AB | Linear Replacement Lamp | T8 Four-Foot | Dual Mode Internal Driver (UL Type A and Type B) |  | standard | NO | [10 empty] | 2017-09-20 | Not Dimmable | Not Dimmable | NO |  | ZAZZGH | [25 empty] | 4.4 | 1765 | 137.54 | 12.83 | 10.98 | 0.9 | 3000 | 83 |  |  |  | NO | NO | NO | [8 empty] | 2018-11-02 | NO | NO | NO | [6 empty] | AC | [7 empty] | NO
PL1YXL46VKKZ | Truly Green Solutions | TrueFit | 834015-45-AB | Linear Replacement Lamp | T8 Four-Foot | Dual Mode Internal Driver (UL Type A and Type B) |  | standard | NO | [10 empty] | 2017-09-20 | Not Dimmable | Not Dimmable | NO |  | ZAZZGH | [25 empty] | 4.4 | 2146 | 141.82 | 15.13 | 12.34 | 0.9 | 4500 | 83.2 |  |  |  | NO | NO | NO | [8 empty] | 2018-11-02 | NO | NO | NO | [6 empty] | AC | [7 empty] | NO
PLKFSDBWBL9F | Truly Green Solutions | TrueFit | 834018-50-AB | Linear Replacement Lamp | T8 Four-Foot | Dual Mode Internal Driver (UL Type A and Type B) |  | standard | NO | [10 empty] | 2017-09-20 | Not Dimmable | Not Dimmable | NO |  | ZAZZGH | [25 empty] | 4.4 | 2554 | 140.56 | 18.17 | 13.18 | 0.9 | 5000 | 84.2 |  |  |  | NO | NO | NO | [8 empty] | 2018-11-02 | NO | NO | NO | [6 empty] | AC | [7 empty] | NO
PLMIAMT03XTS | Truly Green Solutions | TrueFit | 834012-50-AB | Linear Replacement Lamp | T8 Four-Foot | Dual Mode Internal Driver (UL Type A and Type B) |  | standard | NO | [10 empty] | 2017-09-20 | Not Dimmable | Not Dimmable | NO |  | ZAZZGH | [25 empty] | 4.4 | 1817 | 142.29 | 12.77 | 11.03 | 0.9 | 5000 | 83 |  |  |  | NO | NO | NO | [8 empty] | 2018-11-02 | NO | NO | NO | [6 empty] | AC | [7 empty] | NO
PEDJ0VJ0 | ENVISION LED LIGHTING, INC. | Envision LED | LED-T8DF-4FT-15W-35K | Linear Replacement Lamp | T8 Four-Foot | Dual Mode Internal Driver (UL Type A and Type B) |  | standard | NO | [10 empty] | 2017-09-20 | Not Dimmable | Not Dimmable | NotYetVerified |  | CCCEUP | [25 empty] | 4.4 | 2160 | 120 | 18 | 7.63 | 0.9 | 3500 | 80 |  |  |  | NO | NO | NO | [8 empty] | 2018-11-02 | NO | NO | NO | [6 empty] | AC | [7 empty] | NO
PLDJ7PJT243H | Truly Green Solutions | TrueFit | 834115-45-AB | Linear Replacement Lamp | T8 Four-Foot | Dual Mode Internal Driver (UL Type A and Type B) |  | standard | NO | [10 empty] | 2017-09-20 | Not Dimmable | Not Dimmable | NO |  | ZAZZGH | [25 empty] | 4.4 | 1950 | 129.07 | 15.11 | 13.91 | 0.9 | 4500 | 83.5 |  |  |  | NO | NO | NO | [8 empty] | 2018-11-02 | NO | NO | NO | [6 empty] | AC | [7 empty] | NO
PL8157F7SCXI | Truly Green Solutions | TrueFit | 834112-45-AB | Linear Replacement Lamp | T8 Four-Foot | Dual Mode Internal Driver (UL Type A and Type B) |  | standard | NO | [10 empty] | 2017-09-20 | Not Dimmable | Not Dimmable | NO |  | ZAZZGH | [25 empty] | 4.4 | 1579 | 123.05 | 12.81 | 10.76 | 0.9 | 4500 | 83.6 |  |  |  | NO | NO | NO | [8 empty] | 2018-11-02 | NO | NO | NO | [6 empty] | AC | [7 empty] | NO
PLBTJ1XSOZLG | Truly Green Solutions | TrueFit | 834012-35-AB | Linear Replacement Lamp | T8 Four-Foot | Dual Mode Internal Driver (UL Type A and Type B) |  | standard | NO | [10 empty] | 2017-09-20 | Not Dimmable | Not Dimmable | NO |  | ZAZZGH | [25 empty] | 4.4 | 1765 | 137.54 | 12.83 | 10.98 | 0.9 | 3500 | 83 |  |  |  | NO | NO | NO | [8 empty] | 2018-11-02 | NO | NO | NO | [6 empty] | AC | [7 empty] | NO
PL08B9IX2WBN | Truly Green Solutions | TrueFit | 834015-35-AB | Linear Replacement Lamp | T8 Four-Foot | Dual Mode Internal Driver (UL Type A and Type B) |  | standard | NO | [10 empty] | 2017-09-20 | Not Dimmable | Not Dimmable | NO |  | ZAZZGH | [25 empty] | 4.4 | 2146 | 141.82 | 15.13 | 12.34 | 0.9 | 3500 | 83.2 |  |  |  | NO | NO | NO | [8 empty] | 2018-11-02 | NO | NO | NO | [6 empty] | AC | [7 empty] | NO
PB66JDAN | ENVISION LED LIGHTING, INC. | Envision LED | LED-T8DF-4FT-15W-40K | Linear Replacement Lamp | T8 Four-Foot | Dual Mode Internal Driver (UL Type A and Type B) |  | standard | NO | [10 empty] | 2017-09-20 | Not Dimmable | Not Dimmable | NotYetVerified |  | CCCEUP | [25 empty] | 4.4 | 2160 | 120 | 18 | 7.63 | 0.9 | 4000 | 80 |  |  |  | NO | NO | NO | [8 empty] | 2018-11-02 | NO | NO | NO | [6 empty] | AC | [7 empty] | NO
PLBWMYV1PT7C | Truly Green Solutions | TrueFit | 834112-40-AB | Linear Replacement Lamp | T8 Four-Foot | Dual Mode Internal Driver (UL Type A and Type B) |  | standard | NO | [10 empty] | 2017-09-20 | Not Dimmable | Not Dimmable | NO |  | ZAZZGH | [25 empty] | 4.4 | 1579 | 123.05 | 12.81 | 10.76 | 0.9 | 4000 | 83.6 |  |  |  | NO | NO | NO | [8 empty] | 2018-11-02 | NO | NO | NO | [6 empty] | AC | [7 empty] | NO
PLEDMR9JVM2Z | Truly Green Solutions | TrueFit | 834118-35-AB | Linear Replacement Lamp | T8 Four-Foot | Dual Mode Internal Driver (UL Type A and Type B) |  | standard | NO | [10 empty] | 2017-09-20 | Not Dimmable | Not Dimmable | NO |  | ZAZZGH | [25 empty] | 4.4 | 2220 | 122.31 | 18.15 | 13.18 | 0.9 | 3500 | 83.4 |  |  |  | NO | NO | NO | [8 empty] | 2018-11-02 | NO | NO | NO | [6 empty] | AC | [7 empty] | NO
PL5468W0ASX1 | Truly Green Solutions | TrueFit | 834018-35-AB | Linear Replacement Lamp | T8 Four-Foot | Dual Mode Internal Driver (UL Type A and Type B) |  | standard | NO | [10 empty] | 2017-09-20 | Not Dimmable | Not Dimmable | NO |  | ZAZZGH | [25 empty] | 4.4 | 2466 | 136.39 | 18.08 | 13.19 | 0.9 | 3500 | 82.9 |  |  |  | NO | NO | NO | [8 empty] | 2018-11-02 | NO | NO | NO | [6 empty] | AC | [7 empty] | NO
PL87M1TN31FY | Truly Green Solutions | TrueFit | 834015-30-AB | Linear Replacement Lamp | T8 Four-Foot | Dual Mode Internal Driver (UL Type A and Type B) |  | standard | NO | [10 empty] | 2017-09-20 | Not Dimmable | Not Dimmable | NO |  | ZAZZGH | [25 empty] | 4.4 | 2146 | 141.82 | 15.13 | 12.34 | 0.9 | 3000 | 83.2 |  |  |  | NO | NO | NO | [8 empty] | 2018-11-02 | NO | NO | NO | [6 empty] | AC | [7 empty] | NO
PLBIGBQI5H77 | Truly Green Solutions | TrueFit | 834112-50-AB | Linear Replacement Lamp | T8 Four-Foot | Dual Mode Internal Driver (UL Type A and Type B) |  | standard | NO | [10 empty] | 2017-09-20 | Not Dimmable | Not Dimmable | NO |  | ZAZZGH | [25 empty] | 4.4 | 1606 | 127.13 | 12.63 | 10.43 | 0.9 | 5000 | 83.7 |  |  |  | NO | NO | NO | [8 empty] | 2018-11-02 | NO | NO | NO | [6 empty] | AC | [7 empty] | NO
PLJVVMJNPDL7 | Truly Green Solutions | TrueFit | 834115-50-AB | Linear Replacement Lamp | T8 Four-Foot | Dual Mode Internal Driver (UL Type A and Type B) |  | standard | NO | [10 empty] | 2017-09-20 | Not Dimmable | Not Dimmable | NO |  | ZAZZGH | [25 empty] | 4.4 | 2034 | 134.15 | 15.16 | 13.47 | 0.9 | 5000 | 84.3 |  |  |  | NO | NO | NO | [8 empty] | 2018-11-02 | NO | NO | NO | [6 empty] | AC | [7 empty] | NO
PL4X9BE2LKHK | Truly Green Solutions | TrueFit | 834112-30-AB | Linear Replacement Lamp | T8 Four-Foot | Dual Mode Internal Driver (UL Type A and Type B) |  | standard | YES |  | 1586 | 120.06 | 13.21 | 13.14 | 0.9006 | 2918 | 83.6 | 5 | 50000 | 2017-09-20 | Not Dimmable | Not Dimmable | NO |  | ZAZZGH | [15 empty] | 89.5 |  | 1.16 | 1.36 | [6 empty] | 4.4 | 1579 | 123.05 | 12.81 | 10.76 | 0.9 | 3000 | 83.6 |  |  |  | NO | NO | NO | [8 empty] | 2018-11-02 | NO | NO | NO | [6 empty] | AC | [7 empty] | NO
PLUVKFEJ3JZJ | Truly Green Solutions | TrueFit | 834118-40-AB | Linear Replacement Lamp | T8 Four-Foot | Dual Mode Internal Driver (UL Type A and Type B) |  | standard | NO | [10 empty] | 2017-09-20 | Not Dimmable | Not Dimmable | NO |  | ZAZZGH | [25 empty] | 4.4 | 2220 | 122.31 | 18.15 | 13.18 | 0.9 | 4000 | 83.4 |  |  |  | NO | NO | NO | [8 empty] | 2018-11-02 | NO | NO | NO | [6 empty] | AC | [7 empty] | NO
PLHU929UV9HY | Truly Green Solutions | TrueFit | 834118-30-AB | Linear Replacement Lamp | T8 Four-Foot | Dual Mode Internal Driver (UL Type A and Type B) |  | standard | YES |  | 2244 | 121.56 | 18.46 | 13.18 | 0.901 | 2955 | 83.4 | 5 | 50000 | 2017-09-20 | Not Dimmable | Not Dimmable | NO |  | ZAZZGH | [15 empty] | 89.2 |  | 1.14 | 1.38 | [6 empty] | 4.4 | 2220 | 122.31 | 18.15 | 13.18 | 0.9 | 3000 | 83.4 |  |  |  | NO | NO | NO | [8 empty] | 2018-11-02 | NO | NO | NO | [6 empty] | AC | [7 empty] | NO
PL0XKDH1NXCX | Truly Green Solutions | TrueFit | 834012-45-AB | Linear Replacement Lamp | T8 Four-Foot | Dual Mode Internal Driver (UL Type A and Type B) |  | standard | NO | [10 empty] | 2017-09-20 | Not Dimmable | Not Dimmable | NO |  | ZAZZGH | [25 empty] | 4.4 | 1765 | 137.54 | 12.83 | 10.98 | 0.9 | 4500 | 83 |  |  |  | NO | NO | NO | [8 empty] | 2018-11-02 | NO | NO | NO | [6 empty] | AC | [7 empty] | NO
PLKMMXUJZZEM | Truly Green Solutions | TrueFit | 834018-40-AB | Linear Replacement Lamp | T8 Four-Foot | Dual Mode Internal Driver (UL Type A and Type B) |  | standard | NO | [10 empty] | 2017-09-20 | Not Dimmable | Not Dimmable | NO |  | ZAZZGH | [25 empty] | 4.4 | 2466 | 136.39 | 18.08 | 13.19 | 0.9 | 4000 | 82.9 |  |  |  | NO | NO | NO | [8 empty] | 2018-11-02 | NO | NO | NO | [6 empty] | AC | [7 empty] | NO
PLGJ7OCFTUAT | Truly Green Solutions | TrueFit | 834012-40-AB | Linear Replacement Lamp | T8 Four-Foot | Dual Mode Internal Driver (UL Type A and Type B) |  | standard | NO | [10 empty] | 2017-09-20 | Not Dimmable | Not Dimmable | NO |  | ZAZZGH | [25 empty] | 4.4 | 1765 | 137.54 | 12.83 | 10.98 | 0.9 | 4000 | 83 |  |  |  | NO | NO | NO | [8 empty] | 2018-11-02 | NO | NO | NO | [6 empty] | AC | [7 empty] | NO
P5PGWZ1S | ENVISION LED LIGHTING, INC. | Envision LED | LED-T8DF-4FT-15W-45K | Linear Replacement Lamp | T8 Four-Foot | Dual Mode Internal Driver (UL Type A and Type B) |  | standard | NO | [10 empty] | 2017-09-20 | Not Dimmable | Not Dimmable | NotYetVerified |  | CCCEUP | [25 empty] | 4.4 | 2160 | 120 | 18 | 7.63 | 0.9 | 4500 | 80 |  |  |  | NO | NO | NO | [8 empty] | 2018-11-02 | NO | NO | NO | [6 empty] | AC | [7 empty] | NO
PU6L4CBA | ENVISION LED LIGHTING, INC. | Envision LED | LED-T8DF-4FT-15W-50K | Linear Replacement Lamp | T8 Four-Foot | Dual Mode Internal Driver (UL Type A and Type B) |  | standard | NO | [10 empty] | 2017-09-20 | Not Dimmable | Not Dimmable | NotYetVerified |  | CCCEUP | [25 empty] | 4.4 | 2160 | 120 | 18 | 7.63 | 0.9 | 5000 | 80 |  |  |  | NO | NO | NO | [8 empty] | 2018-11-02 | NO | NO | NO | [6 empty] | AC | [7 empty] | NO
PL34NP11G21R | Truly Green Solutions | TrueFit | 834112-35-AB | Linear Replacement Lamp | T8 Four-Foot | Dual Mode Internal Driver (UL Type A and Type B) |  | standard | NO | [10 empty] | 2017-09-20 | Not Dimmable | Not Dimmable | NO |  | ZAZZGH | [25 empty] | 4.4 | 1579 | 123.05 | 12.81 | 10.76 | 0.9 | 3500 | 83.6 |  |  |  | NO | NO | NO | [8 empty] | 2018-11-02 | NO | NO | NO | [6 empty] | AC | [7 empty] | NO
PLLM0GZVP1H7 | Truly Green Solutions | TrueFit | 834015-50-AB | Linear Replacement Lamp | T8 Four-Foot | Dual Mode Internal Driver (UL Type A and Type B) |  | standard | NO | [10 empty] | 2017-09-20 | Not Dimmable | Not Dimmable | NO |  | ZAZZGH | [25 empty] | 4.4 | 2232 | 146.18 | 15.27 | 12.44 | 0.9 | 5000 | 84.2 |  |  |  | NO | NO | NO | [8 empty] | 2018-11-02 | NO | NO | NO | [6 empty] | AC | [7 empty] | NO
PLTPQE6D88FL | Truly Green Solutions | TrueFit | 834018-30-AB | Linear Replacement Lamp | T8 Four-Foot | Dual Mode Internal Driver (UL Type A and Type B) |  | standard | NO | [10 empty] | 2017-09-20 | Not Dimmable | Not Dimmable | NO |  | ZAZZGH | [25 empty] | 4.4 | 2466 | 136.39 | 18.08 | 13.19 | 0.9 | 3000 | 82.9 |  |  |  | NO | NO | NO | [8 empty] | 2018-11-02 | NO | NO | NO | [6 empty] | AC | [7 empty] | NO
PLHJFCE27EUT | Truly Green Solutions | TrueFit | 834018-45-AB | Linear Replacement Lamp | T8 Four-Foot | Dual Mode Internal Driver (UL Type A and Type B) |  | standard | NO | [10 empty] | 2017-09-20 | Not Dimmable | Not Dimmable | NO |  | ZAZZGH | [25 empty] | 4.4 | 2466 | 136.39 | 18.08 | 13.19 | 0.9 | 4500 | 82.9 |  |  |  | NO | NO | NO | [8 empty] | 2018-11-02 | NO | NO | NO | [6 empty] | AC | [7 empty] | NO
PLO0OZFSIQSS | Truly Green Solutions | TrueFit | 834115-35-AB | Linear Replacement Lamp | T8 Four-Foot | Dual Mode Internal Driver (UL Type A and Type B) |  | standard | NO | [10 empty] | 2017-09-20 | Not Dimmable | Not Dimmable | NO |  | ZAZZGH | [25 empty] | 4.4 | 1950 | 129.07 | 15.11 | 13.91 | 0.9 | 3500 | 83.5 |  |  |  | NO | NO | NO | [8 empty] | 2018-11-02 | NO | NO | NO | [6 empty] | AC | [7 empty] | NO
PL7PXE7Y21X0 | Truly Green Solutions | TrueFit | 834115-40-AB | Linear Replacement Lamp | T8 Four-Foot | Dual Mode Internal Driver (UL Type A and Type B) |  | standard | NO | [10 empty] | 2017-09-20 | Not Dimmable | Not Dimmable | NO |  | ZAZZGH | [25 empty] | 4.4 | 1950 | 129.07 | 15.11 | 13.91 | 0.9 | 4000 | 83.5 |  |  |  | NO | NO | NO | [8 empty] | 2018-11-02 | NO | NO | NO | [6 empty] | AC | [7 empty] | NO
PLIWKE69CBFB | Truly Green Solutions | TrueFit | 834118-50-AB | Linear Replacement Lamp | T8 Four-Foot | Dual Mode Internal Driver (UL Type A and Type B) |  | standard | NO | [10 empty] | 2017-09-20 | Not Dimmable | Not Dimmable | NO |  | ZAZZGH | [25 empty] | 4.4 | 2310 | 127.02 | 18.19 | 13.37 | 0.9 | 5000 | 84.4 |  |  |  | NO | NO | NO | [8 empty] | 2018-11-02 | NO | NO | NO | [6 empty] | AC | [7 empty] | NO
PLIOP0RE3FKY | Truly Green Solutions | TrueFit | 834015-40-AB | Linear Replacement Lamp | T8 Four-Foot | Dual Mode Internal Driver (UL Type A and Type B) |  | standard | NO | [10 empty] | 2017-09-20 | Not Dimmable | Not Dimmable | NO |  | ZAZZGH | [25 empty] | 4.4 | 2146 | 141.82 | 15.13 | 12.34 | 0.9 | 4000 | 83.2 |  |  |  | NO | NO | NO | [8 empty] | 2018-11-02 | NO | NO | NO | [6 empty] | AC | [7 empty] | NO
P5QFQHPW | ENVISION LED LIGHTING, INC. | Envision LED | LED-T8DF-4FT-15W-30K | Linear Replacement Lamp | T8 Four-Foot | Dual Mode Internal Driver (UL Type A and Type B) |  | standard | YES |  | 2034.7 | 114.76 | 17.73 | 7.63 | 0.9727 | 2884 | 81.9 | 5 | 50000 | 2017-09-20 | Not Dimmable | Not Dimmable | NotYetVerified |  | CCCEUP | [15 empty] | 84.2 |  | 1.24 | 1.42 | [6 empty] | 4.4 | 2160 | 120 | 18 | 7.63 | 0.9 | 3000 | 80 |  |  |  | NO | NO | NO | [8 empty] | 2018-11-02 | NO | NO | NO | [6 empty] | AC | [7 empty] | NO
PPHWVWY2 | CH Lighting Technology Co.,Ltd. | CH | CH1128-48-14W 835-9 | Linear Replacement Lamp | T8 Four-Foot | Replacement Lamps (plug and play) (UL Type A) |  | standard | NO | [10 empty] | 2017-09-19 | Dimmable | Continuous Below 10 | NO |  | HAHHQK | [25 empty] | 4.4 | 2125 | 125 | 17 | 10 | 0.9 | 3500 | 83 |  |  |  | NO | NO | NO | [8 empty] | 2018-11-02 | NO | NO | NO | [6 empty] | AC | [7 empty] | NO
PD1187A0 | FOSHAN ELECTRICAL AND LIGHTING CO.,LTD. | FSL | T8-14-30/J11D/24 | Linear Replacement Lamp | T8 Four-Foot | Dual Mode Internal Driver (UL Type A and Type B) |  | standard | YES |  | 1952 | 126.44 | 15.44 | 8.19 | 0.9194 | 3043 | 82.9 | 5 | 50000 | 2017-09-19 | Not Dimmable | Not Dimmable | NO |  | WWWBUB | [15 empty] | 84.5 |  | 1.22 | 1.28 | [6 empty] | 4.4 | 1952 | 126.44 | 15.44 | 8.19 | 0.92 | 3000 | 82.9 |  |  |  | NO | NO | NO | [8 empty] | 2018-11-02 | NO | NO | NO | [6 empty] | AC | [7 empty] | NO
PE77LJA5 | FOSHAN ELECTRICAL AND LIGHTING CO.,LTD. | FSL | T8-16-40/J11D/24 | Linear Replacement Lamp | T8 Four-Foot | Dual Mode Internal Driver (UL Type A and Type B) |  | standard | NO | [10 empty] | 2017-09-19 | Not Dimmable | Not Dimmable | NO |  | WWWBUC | [25 empty] | 4.4 | 2120 | 125.3 | 16.92 | 7.36 | 0.91 | 4000 | 82.8 |  |  |  | NO | NO | NO | [8 empty] | 2018-11-02 | NO | NO | NO | [6 empty] | AC | [7 empty] | NO
PCRHR2LE | FOSHAN ELECTRICAL AND LIGHTING CO.,LTD. | FSL | T8-14-35/J11D/24 | Linear Replacement Lamp | T8 Four-Foot | Dual Mode Internal Driver (UL Type A and Type B) |  | standard | NO | [10 empty] | 2017-09-19 | Not Dimmable | Not Dimmable | NO |  | WWWBUB | [25 empty] | 4.4 | 1969 | 127.2 | 15.48 | 8.19 | 0.92 | 3500 | 82.9 |  |  |  | NO | NO | NO | [8 empty] | 2018-11-02 | NO | NO | NO | [6 empty] | AC | [7 empty] | NO
PM38ORRW | FOSHAN ELECTRICAL AND LIGHTING CO.,LTD. | FSL | T8-14-40/J11D/24 | Linear Replacement Lamp | T8 Four-Foot | Dual Mode Internal Driver (UL Type A and Type B) |  | standard | NO | [10 empty] | 2017-09-19 | Not Dimmable | Not Dimmable | NO |  | WWWBUB | [25 empty] | 4.4 | 1985 | 128.23 | 15.48 | 8.19 | 0.92 | 4000 | 82.9 |  |  |  | NO | NO | NO | [8 empty] | 2018-11-02 | NO | NO | NO | [6 empty] | AC | [7 empty] | NO
PWUL7V77 | FOSHAN ELECTRICAL AND LIGHTING CO.,LTD. | FSL | T8-18-35/J11D/24 | Linear Replacement Lamp | T8 Four-Foot | Dual Mode Internal Driver (UL Type A and Type B) |  | standard | NO | [10 empty] | 2017-09-19 | Not Dimmable | Not Dimmable | NO |  | WWWBUD | [25 empty] | 4.4 | 2442 | 120.06 | 20.34 | 6.24 | 0.92 | 3500 | 82.8 |  |  |  | NO | NO | NO | [8 empty] | 2018-11-02 | NO | NO | NO | [6 empty] | AC | [7 empty] | NO
P65U5HKH | CH Lighting Technology Co.,Ltd. | CH | CH1128-48-14W 840-9 | Linear Replacement Lamp | T8 Four-Foot | Replacement Lamps (plug and play) (UL Type A) |  | standard | NO | [10 empty] | 2017-09-19 | Dimmable | Continuous Below 10 | NO |  | HAHHQK | [25 empty] | 4.4 | 2150 | 126 | 17 | 10 | 0.9 | 4000 | 83 |  |  |  | NO | NO | NO | [8 empty] | 2018-11-02 | NO | NO | NO | [6 empty] | AC | [7 empty] | NO
PTR9PN2K | FOSHAN ELECTRICAL AND LIGHTING CO.,LTD. | FSL | T8-14-50/J11D/24 | Linear Replacement Lamp | T8 Four-Foot | Dual Mode Internal Driver (UL Type A and Type B) |  | standard | NO | [10 empty] | 2017-09-19 | Not Dimmable | Not Dimmable | NO |  | WWWBUB | [25 empty] | 4.4 | 2018 | 130.11 | 15.51 | 8.74 | 0.92 | 5000 | 83.9 |  |  |  | NO | NO | NO | [8 empty] | 2018-11-02 | NO | NO | NO | [6 empty] | AC | [7 empty] | NO
P71ITLVB | FOSHAN ELECTRICAL AND LIGHTING CO.,LTD. | FSL | T8-16-30/J11D/24 | Linear Replacement Lamp | T8 Four-Foot | Dual Mode Internal Driver (UL Type A and Type B) |  | standard | YES |  | 2091 | 123.86 | 16.88 | 7.36 | 0.905 | 3058 | 82.8 | 5 | 50000 | 2017-09-19 | Not Dimmable | Not Dimmable | NO |  | WWWBUC | [15 empty] | 84.3 |  | 1.22 | 1.28 | [6 empty] | 4.4 | 2091 | 123.86 | 16.88 | 7.36 | 0.91 | 3000 | 82.8 |  |  |  | NO | NO | NO | [8 empty] | 2018-11-02 | NO | NO | NO | [6 empty] | AC | [7 empty] | NO
PD1UB3MB | FOSHAN ELECTRICAL AND LIGHTING CO.,LTD. | FSL | T8-16-35/J11D/24 | Linear Replacement Lamp | T8 Four-Foot | Dual Mode Internal Driver (UL Type A and Type B) |  | standard | NO | [10 empty] | 2017-09-19 | Not Dimmable | Not Dimmable | NO |  | WWWBUC | [25 empty] | 4.4 | 2106 | 124.47 | 16.92 | 7.36 | 0.91 | 3500 | 82.8 |  |  |  | NO | NO | NO | [8 empty] | 2018-11-02 | NO | NO | NO | [6 empty] | AC | [7 empty] | NO
PHLZ85B5 | CH Lighting Technology Co.,Ltd. | CH | CH1128-48-14W 850-9 | Linear Replacement Lamp | T8 Four-Foot | Replacement Lamps (plug and play) (UL Type A) |  | standard | NO | [10 empty] | 2017-09-19 | Dimmable | Continuous Below 10 | NO |  | HAHHQK | [25 empty] | 4.4 | 2200 | 129 | 17 | 10 | 0.9 | 5000 | 83 |  |  |  | NO | NO | NO | [8 empty] | 2018-11-02 | NO | NO | NO | [6 empty] | AC | [7 empty] | NO
PN3PK2UD | CH Lighting Technology Co.,Ltd. | CH | CH1128-48-14W 830-9 | Linear Replacement Lamp | T8 Four-Foot | Replacement Lamps (plug and play) (UL Type A) |  | standard | YES |  | 2029 | 127.2 | 15.95 | 13.52 | 0.963 | 4822 | 82 | 5 | 50000 | 2017-09-19 | Dimmable | Continuous Below 10 | NO |  | HAHHQK | [15 empty] | 84.7 |  | 1.3 | 1.28 | [6 empty] | 4.4 | 2100 | 124 | 17 | 10 | 0.9 | 3000 | 83 |  |  |  | NO | NO | NO | [8 empty] | 2018-11-02 | NO | NO | NO | [6 empty] | AC | [7 empty] | NO
PIXQVYJ6 | FOSHAN ELECTRICAL AND LIGHTING CO.,LTD. | FSL | T8-16-50/J11D/24 | Linear Replacement Lamp | T8 Four-Foot | Dual Mode Internal Driver (UL Type A and Type B) |  | standard | NO | [10 empty] | 2017-09-19 | Not Dimmable | Not Dimmable | NO |  | WWWBUC | [25 empty] | 4.4 | 2149 | 126.79 | 16.95 | 7.7 | 0.9 | 5000 | 83.9 |  |  |  | NO | NO | NO | [8 empty] | 2018-11-02 | NO | NO | NO | [6 empty] | AC | [7 empty] | NO
PHB7GB0K | FOSHAN ELECTRICAL AND LIGHTING CO.,LTD. | FSL | T8-18-40/J11D/24 | Linear Replacement Lamp | T8 Four-Foot | Dual Mode Internal Driver (UL Type A and Type B) |  | standard | NO | [10 empty] | 2017-09-19 | Not Dimmable | Not Dimmable | NO |  | WWWBUD | [25 empty] | 4.4 | 2456 | 120.75 | 20.34 | 6.24 | 0.92 | 4000 | 82.8 |  |  |  | NO | NO | NO | [8 empty] | 2018-11-02 | NO | NO | NO | [6 empty] | AC | [7 empty] | NO
PQEYU2Z3 | FOSHAN ELECTRICAL AND LIGHTING CO.,LTD. | FSL | T8-18-50/J11D/24 | Linear Replacement Lamp | T8 Four-Foot | Dual Mode Internal Driver (UL Type A and Type B) |  | standard | NO | [10 empty] | 2017-09-19 | Not Dimmable | Not Dimmable | NO |  | WWWBUD | [25 empty] | 4.4 | 2485 | 122.34 | 20.31 | 6.49 | 0.92 | 5000 | 83.9 |  |  |  | NO | NO | NO | [8 empty] | 2018-11-02 | NO | NO | NO | [6 empty] | AC | [7 empty] | NO
P2Y78ZBW | Shenzhen Dimi Lighting Co.,LTD | Dimi Light | FL-T8-15W1200 BIXS(3000K) | Linear Replacement Lamp | T8 Four-Foot | Replacement Lamps (plug and play) (UL Type A) |  | standard | YES |  | 2211 | 130.21 | 16.98 | 6.83 | 0.9588 | 2872 | 83.2 | 5 | 50000 | 2017-09-18 | Not Dimmable | Not Dimmable | NO |  | ZAZZEK | [15 empty] | 90.5 |  | 1.16 | 1.34 | [6 empty] | 4.4 | 2211 | 130.21 | 16.98 | 15 | 0.9 | 3000 | 80 |  |  |  | NO | NO | NO | [8 empty] | 2018-11-02 | NO | NO | NO | [6 empty] | AC | [7 empty] | NO
P5GXLCXM | Shenzhen Dimi Lighting Co.,LTD | Dimi Light | FL-T8-15W1200 BIXS(4000K) | Linear Replacement Lamp | T8 Four-Foot | Replacement Lamps (plug and play) (UL Type A) |  | standard | NO | [10 empty] | 2017-09-18 | Not Dimmable | Not Dimmable | NO |  | ZAZZEK | [25 empty] | 4.4 | 2245 | 131.44 | 17.08 | 15 | 0.9 | 4000 | 80 |  |  |  | NO | NO | NO | [8 empty] | 2018-11-02 | NO | NO | NO | [6 empty] | AC | [7 empty] | NO
P6XUVJW0 | DONG GUAN WALSTAR OPTOELECTRONICS TECHNOLOGY CO., LTD | WALSTAR | WL-T8A-15W1200 DIAB-50 | Linear Replacement Lamp | T8 Four-Foot | Dual Mode Internal Driver (UL Type A and Type B) |  | standard | NO | [10 empty] | 2017-09-18 | Not Dimmable | Not Dimmable | NO |  | JJJNBS | [25 empty] | 4.4 | 2085 | 135.39 | 15.4 | 15 | 0.9 | 5000 | 80 |  |  |  | NO | NO | NO | [8 empty] | 2018-11-02 | NO | NO | NO | [6 empty] | AC | [7 empty] | NO
PL7YTSG8M18T | Nexleds Limited | NEXLEDS | NXST4F-14W-GTB(5000K) | Linear Replacement Lamp | T8 Four-Foot | Dual Mode Internal Driver (UL Type A and Type B) |  | standard | NO | [10 empty] | 2017-09-18 | Not Dimmable | Not Dimmable | NO |  | HAHHRS | [25 empty] | 4.4 | 2059 | 155.16 | 13.27 | 21.59 | 0.89 | 5000 | 82.7 |  |  |  | NO | NO | NO | [8 empty] | 2018-11-02 | NO | NO | NO | [6 empty] | AC | [7 empty] | NO
PLOI24HHCC8B | Nexleds Limited | NEXLEDS | NXST4F-14W-GTB(4000K) | Linear Replacement Lamp | T8 Four-Foot | Dual Mode Internal Driver (UL Type A and Type B) |  | standard | YES |  | 2051 | 153.4 | 13.37 | 21.67 | 0.8939 | 3929 | 82 | 5 | 50000 | 2017-09-18 | Not Dimmable | Not Dimmable | NO |  | HAHHRS | [15 empty] | 84.6 |  | 1.2 | 1.32 | [6 empty] | 4.4 | 2051 | 153.4 | 13.37 | 21.69 | 0.89 | 4000 | 82 |  |  |  | NO | NO | NO | [8 empty] | 2018-11-02 | NO | NO | NO | [6 empty] | AC | [7 empty] | NO
PI1RXS6G | DONG GUAN WALSTAR OPTOELECTRONICS TECHNOLOGY CO., LTD | WALSTAR | WL-T8A-15W1200 DIAB-45 | Linear Replacement Lamp | T8 Four-Foot | Dual Mode Internal Driver (UL Type A and Type B) |  | standard | NO | [10 empty] | 2017-09-18 | Not Dimmable | Not Dimmable | NO |  | JJJNBS | [25 empty] | 4.4 | 2070 | 134.77 | 15.36 | 15 | 0.9 | 4500 | 80 |  |  |  | NO | NO | NO | [8 empty] | 2018-11-02 | NO | NO | NO | [6 empty] | AC | [7 empty] | NO
PZKVB0JO | Shenzhen Dimi Lighting Co.,LTD | Dimi Light | FL-T8-15W1200 BIXS(5000K) | Linear Replacement Lamp | T8 Four-Foot | Replacement Lamps (plug and play) (UL Type A) |  | standard | NO | [10 empty] | 2017-09-18 | Not Dimmable | Not Dimmable | NO |  | ZAZZEK | [25 empty] | 4.4 | 2278 | 132.67 | 17.17 | 15 | 0.9 | 5000 | 80 |  |  |  | NO | NO | NO | [8 empty] | 2018-11-02 | NO | NO | NO | [6 empty] | AC | [7 empty] | NO
P1AFJ24X | DONG GUAN WALSTAR OPTOELECTRONICS TECHNOLOGY CO., LTD | WALSTAR | WL-T8A-15W1200 DIAB-35 | Linear Replacement Lamp | T8 Four-Foot | Dual Mode Internal Driver (UL Type A and Type B) |  | standard | NO | [10 empty] | 2017-09-18 | Not Dimmable | Not Dimmable | NO |  | JJJNBS | [25 empty] | 4.4 | 2040 | 132.81 | 15.36 | 15 | 0.9 | 3500 | 80 |  |  |  | NO | NO | NO | [8 empty] | 2018-11-02 | NO | NO | NO | [6 empty] | AC | [7 empty] | NO
PB3GHFU4 | DONG GUAN WALSTAR OPTOELECTRONICS TECHNOLOGY CO., LTD | WALSTAR | WL-T8A-15W1200 DIAB-40 | Linear Replacement Lamp | T8 Four-Foot | Dual Mode Internal Driver (UL Type A and Type B) |  | standard | NO | [10 empty] | 2017-09-18 | Not Dimmable | Not Dimmable | NO |  | JJJNBS | [25 empty] | 4.4 | 2055 | 133.79 | 15.36 | 15 | 0.9 | 4000 | 80 |  |  |  | NO | NO | NO | [8 empty] | 2018-11-02 | NO | NO | NO | [6 empty] | AC | [7 empty] | NO
P1KNLL2A | DONG GUAN WALSTAR OPTOELECTRONICS TECHNOLOGY CO., LTD | WALSTAR | WL-T8A-15W1200 DIAB-30 | Linear Replacement Lamp | T8 Four-Foot | Dual Mode Internal Driver (UL Type A and Type B) |  | standard | YES |  | 2019 | 130.96 | 15.31 | 8.62 | 0.9742 | 2933 | 81.4 | 5 | 50000 | 2017-09-18 | Not Dimmable | Not Dimmable | NO |  | JJJNBS | [15 empty] | 90.5 |  | 1.18 | 1.36 | [6 empty] | 4.4 | 2025 | 132.28 | 15.31 | 15 | 0.9 | 3000 | 80 |  |  |  | NO | NO | NO | [8 empty] | 2018-11-02 | NO | NO | NO | [6 empty] | AC | [7 empty] | NO
PLY0T1WAKN06 | The Straits Lighting Company, LLC | Straits Lighting | SL917T8BC-48-18W-100/277V-5000-C-120-I-N-G13-1 | Linear Replacement Lamp | T8 Four-Foot | Dual Mode Internal Driver (UL Type A and Type B) |  | standard | NO | [10 empty] | 2017-09-15 | Not Dimmable | Not Dimmable | NotYetVerified |  | KKLACJ | [25 empty] | 4.4 | 2705.7 | 143.92 | 18.8 | 20 | 0.9 | 5000 | 82.3 |  |  |  | NO | NO | NO | [8 empty] | 2018-11-02 | NO | NO | NO | [6 empty] | AC | [7 empty] | NO
PLFBDJS3Z3LL | The Straits Lighting Company, LLC | Straits Lighting | SL917T8BC-48-18W-100/277V-3000-C-120-I-N-G13-1 | Linear Replacement Lamp | T8 Four-Foot | Dual Mode Internal Driver (UL Type A and Type B) |  | standard | NO | [10 empty] | 2017-09-15 | Not Dimmable | Not Dimmable | NotYetVerified |  | KKLACJ | [25 empty] | 4.4 | 2583.78 | 138.17 | 18.7 | 20 | 0.9 | 3000 | 82.3 |  |  |  | NO | NO | NO | [8 empty] | 2018-11-02 | NO | NO | NO | [6 empty] | AC | [7 empty] | NO
PLIKL9ZUGDZJ | The Straits Lighting Company, LLC | Straits Lighting | SL917T8BC-48-18W-100/277V-4000-F-120-I-N-G13-1 | Linear Replacement Lamp | T8 Four-Foot | Dual Mode Internal Driver (UL Type A and Type B) |  | standard | NO | [10 empty] | 2017-09-15 | Not Dimmable | Not Dimmable | NotYetVerified |  | KKLACJ | [25 empty] | 4.4 | 2521.55 | 136.3 | 18.5 | 20 | 0.9 | 4000 | 82.3 |  |  |  | NO | NO | NO | [8 empty] | 2018-11-02 | NO | NO | NO | [6 empty] | AC | [7 empty] | NO
PID2RK5G | Torshare Ltd | TORSHARE | T8-12W-120-JHC-H-50K | Linear Replacement Lamp | T8 Four-Foot | Dual Mode Internal Driver (UL Type A and Type B) |  | standard | NO | [10 empty] | 2017-09-15 | Not Dimmable | Not Dimmable | NO |  | YYYCHM | [25 empty] | 4.4 | 1867 | 148.76 | 12.55 | 20 | 0.9 | 5000 | 80 |  |  |  | NO | NO | NO | [8 empty] | 2018-11-02 | NO | NO | NO | [6 empty] | AC | [7 empty] | NO
PLCHDL8LN59G | The Straits Lighting Company, LLC | Straits Lighting | SL917T8BC-48-18W-100/277V-3500-C-120-I-N-G13-1 | Linear Replacement Lamp | T8 Four-Foot | Dual Mode Internal Driver (UL Type A and Type B) |  | standard | NO | [10 empty] | 2017-09-15 | Not Dimmable | Not Dimmable | NotYetVerified |  | KKLACJ | [25 empty] | 4.4 | 2583.78 | 138.17 | 18.7 | 20 | 0.9 | 3500 | 82.3 |  |  |  | NO | NO | NO | [8 empty] | 2018-11-02 | NO | NO | NO | [6 empty] | AC | [7 empty] | NO
PLBNPSJVDJO2 | The Straits Lighting Company, LLC | Straits Lighting | SL917T8BC-48-18W-100/277V-4000-C-120-I-N-G13-1 | Linear Replacement Lamp | T8 Four-Foot | Dual Mode Internal Driver (UL Type A and Type B) |  | standard | NO | [10 empty] | 2017-09-15 | Not Dimmable | Not Dimmable | NotYetVerified |  | KKLACJ | [25 empty] | 4.4 | 2685.58 | 142.85 | 18.8 | 20 | 0.9 | 4000 | 82.3 |  |  |  | NO | NO | NO | [8 empty] | 2018-11-02 | NO | NO | NO | [6 empty] | AC | [7 empty] | NO
PLYTEVXSO638 | The Straits Lighting Company, LLC | Straits Lighting | SL917T8BC-48-18W-100/277V-4500-F-120-I-N-G13-1 | Linear Replacement Lamp | T8 Four-Foot | Dual Mode Internal Driver (UL Type A and Type B) |  | standard | NO | [10 empty] | 2017-09-15 | Not Dimmable | Not Dimmable | NotYetVerified |  | KKLACJ | [25 empty] | 4.4 | 2521.55 | 136.3 | 18.5 | 20 | 0.9 | 4500 | 82.3 |  |  |  | NO | NO | NO | [8 empty] | 2018-11-02 | NO | NO | NO | [6 empty] | AC | [7 empty] | NO
PCUVAPEP | Torshare Ltd | TORSHARE | T8-12W-120-JHC-H-40K | Linear Replacement Lamp | T8 Four-Foot | Dual Mode Internal Driver (UL Type A and Type B) |  | standard | YES |  | 1742 | 152.14 | 11.45 | 19.83 | 0.9011 | 3961 | 83.3 | 5 | 50000 | 2017-09-15 | Not Dimmable | Not Dimmable | NO |  | YYYCHM | [15 empty] | 89.3 |  | 1.16 | 1.36 | [6 empty] | 4.4 | 1822 | 146.94 | 12.4 | 20 | 0.9 | 4000 | 80 |  |  |  | NO | NO | NO | [8 empty] | 2018-11-02 | NO | NO | NO | [6 empty] | AC | [7 empty] | NO
PLZ99D49PUF1 | The Straits Lighting Company, LLC | Straits Lighting | SL917T8BC-48-18W-100/277V-4500-C-120-I-N-G13-1 | Linear Replacement Lamp | T8 Four-Foot | Dual Mode Internal Driver (UL Type A and Type B) |  | standard | NO | [10 empty] | 2017-09-15 | Not Dimmable | Not Dimmable | NotYetVerified |  | KKLACJ | [25 empty] | 4.4 | 2685.58 | 142.85 | 18.8 | 20 | 0.9 | 4500 | 82.3 |  |  |  | NO | NO | NO | [8 empty] | 2018-11-02 | NO | NO | NO | [6 empty] | AC | [7 empty] | NO
PL5RAQ9SANTH | Sternberg Lighting | Straits Lighting | SL917T8BC-48-18W-100/277V-3000-F-120-I-N-G13-1 | Linear Replacement Lamp | T8 Four-Foot | Dual Mode Internal Driver (UL Type A and Type B) |  | standard | YES |  | 2399.7 | 130.56 | 18.38 | 6.75 | 0.9679 | 3034 | 82.8 | 5 | 50000 | 2017-09-15 | Not Dimmable | Not Dimmable | NO |  | KKLACJ | [15 empty] | 92 |  | 1.2 | 1.36 | [6 empty] | 4.4 | 2439.98 | 130.62 | 18.68 | 20 | 0.9 | 3000 | 82.3 |  |  |  | NO | NO | NO | [8 empty] | 2018-11-02 | NO | NO | NO | [6 empty] | AC | [7 empty] | NO
PLPVBPOCBGAA | The Straits Lighting Company, LLC | Straits Lighting | SL917T8BC-48-18W-100/277V-5000-F-120-I-N-G13-1 | Linear Replacement Lamp | T8 Four-Foot | Dual Mode Internal Driver (UL Type A and Type B) |  | standard | NO | [10 empty] | 2017-09-15 | Not Dimmable | Not Dimmable | NotYetVerified |  | KKLACJ | [25 empty] | 4.4 | 2567.73 | 138.05 | 18.6 | 20 | 0.9 | 5000 | 82.3 |  |  |  | NO | NO | NO | [8 empty] | 2018-11-02 | NO | NO | NO | [6 empty] | AC | [7 empty] | NO
PLO476591Q7K | The Straits Lighting Company, LLC | Straits Lighting | SL917T8BC-48-18W-100/277V-3500-F-120-I-N-G13-1 | Linear Replacement Lamp | T8 Four-Foot | Dual Mode Internal Driver (UL Type A and Type B) |  | standard | NO | [10 empty] | 2017-09-15 | Not Dimmable | Not Dimmable | NotYetVerified |  | KKLACJ | [25 empty] | 4.4 | 2439.98 | 130.62 | 18.68 | 20 | 0.9 | 3500 | 82.3 |  |  |  | NO | NO | NO | [8 empty] | 2018-11-02 | NO | NO | NO | [6 empty] | AC | [7 empty] | NO
PLBURHIZ0GWD | GreenTek Energy Systems | GreenTEK | GT-T8-12W1200 BIXX (3000K Clear) | Linear Replacement Lamp | T8 Four-Foot | Dual Mode Internal Driver (UL Type A and Type B) |  | standard | NO | [10 empty] | 2017-09-13 | Not Dimmable | Not Dimmable | NotYetVerified |  | IIILAY | [25 empty] | 4.4 | 1771.65 | 139.5 | 12.7 | 20 | 0.9 | 3000 | 82.3 |  |  |  | NO | NO | NO | [8 empty] | 2018-11-02 | NO | NO | NO | [6 empty] | AC | [7 empty] | NO
PLH5011S0977 | GreenTek Energy Systems | GreenTEK | GT-T8-12W1200 BIXX (4500K Clear) | Linear Replacement Lamp | T8 Four-Foot | Dual Mode Internal Driver (UL Type A and Type B) |  | standard | NO | [10 empty] | 2017-09-13 | Not Dimmable | Not Dimmable | NotYetVerified |  | IIILAY | [25 empty] | 4.4 | 1840.74 | 144.94 | 12.7 | 20 | 0.9 | 4500 | 82.3 |  |  |  | NO | NO | NO | [8 empty] | 2018-11-02 | NO | NO | NO | [6 empty] | AC | [7 empty] | NO
PLNXCVH9RI22 | GreenTek Energy Systems | GreenTEK | GT-T8-12W1200 BIXX (5000K Frosted) | Linear Replacement Lamp | T8 Four-Foot | Dual Mode Internal Driver (UL Type A and Type B) |  | standard | NO | [10 empty] | 2017-09-13 | Not Dimmable | Not Dimmable | NotYetVerified |  | IIILAY | [25 empty] | 4.4 | 1764.41 | 138.93 | 12.7 | 20 | 0.9 | 5000 | 82.3 |  |  |  | NO | NO | NO | [8 empty] | 2018-11-02 | NO | NO | NO | [6 empty] | AC | [7 empty] | NO
PLDK8MDKNTPF | GreenTek Energy Systems | GreenTEK | GT-T8-12W1200 BIXX (3500K Clear) | Linear Replacement Lamp | T8 Four-Foot | Dual Mode Internal Driver (UL Type A and Type B) |  | standard | NO | [10 empty] | 2017-09-13 | Not Dimmable | Not Dimmable | NotYetVerified |  | IIILAY | [25 empty] | 4.4 | 1771.65 | 139.5 | 12.7 | 20 | 0.9 | 3500 | 82.3 |  |  |  | NO | NO | NO | [8 empty] | 2018-11-02 | NO | NO | NO | [6 empty] | AC | [7 empty] | NO
PLNMM0ZV7LX1 | GreenTek Energy Systems | GreenTEK | GT-T8-12W1200 BIXX (4000K Frosted) | Linear Replacement Lamp | T8 Four-Foot | Dual Mode Internal Driver (UL Type A and Type B) |  | standard | NO | [10 empty] | 2017-09-13 | Not Dimmable | Not Dimmable | NotYetVerified |  | IIILAY | [25 empty] | 4.4 | 1747.52 | 137.6 | 12.7 | 20 | 0.9 | 4000 | 82.3 |  |  |  | NO | NO | NO | [8 empty] | 2018-11-02 | NO | NO | NO | [6 empty] | AC | [7 empty] | NO
PL50Q5W40094 | GreenTek Energy Systems | GreenTEK | GT-T8-12W1200 BIXX (4000K Clear) | Linear Replacement Lamp | T8 Four-Foot | Dual Mode Internal Driver (UL Type A and Type B) |  | standard | NO | [10 empty] | 2017-09-13 | Not Dimmable | Not Dimmable | NotYetVerified |  | IIILAY | [25 empty] | 4.4 | 1840.74 | 144.94 | 12.7 | 20 | 0.9 | 4000 | 82.3 |  |  |  | NO | NO | NO | [8 empty] | 2018-11-02 | NO | NO | NO | [6 empty] | AC | [7 empty] | NO
PLILQ8V1XRSS | GreenTek Energy Systems | GreenTEK | GT-T8-12W1200 BIXX (3500K Frosted) | Linear Replacement Lamp | T8 Four-Foot | Dual Mode Internal Driver (UL Type A and Type B) |  | standard | NO | [10 empty] | 2017-09-13 | Not Dimmable | Not Dimmable | NotYetVerified |  | IIILAY | [25 empty] | 4.4 | 1672.68 | 131.5 | 12.72 | 20 | 0.9 | 3500 | 82.3 |  |  |  | NO | NO | NO | [8 empty] | 2018-11-02 | NO | NO | NO | [6 empty] | AC | [7 empty] | NO
PLIXQJXYEAJX | GreenTek Energy Systems | GreenTEK | GT-T8-12W1200 BIXX (4500K Frosted) | Linear Replacement Lamp | T8 Four-Foot | Dual Mode Internal Driver (UL Type A and Type B) |  | standard | NO | [10 empty] | 2017-09-13 | Not Dimmable | Not Dimmable | NotYetVerified |  | IIILAY | [25 empty] | 4.4 | 1747.52 | 137.6 | 12.7 | 20 | 0.9 | 4500 | 82.3 |  |  |  | NO | NO | NO | [8 empty] | 2018-11-02 | NO | NO | NO | [6 empty] | AC | [7 empty] | NO
PLH17MN5TQC7 | GreenTek Energy Systems | GreenTEK | GT-T8-12W1200 BIXX (5000K Clear) | Linear Replacement Lamp | T8 Four-Foot | Dual Mode Internal Driver (UL Type A and Type B) |  | standard | NO | [10 empty] | 2017-09-13 | Not Dimmable | Not Dimmable | NotYetVerified |  | IIILAY | [25 empty] | 4.4 | 1855.09 | 146.07 | 12.7 | 20 | 0.9 | 5000 | 82.3 |  |  |  | NO | NO | NO | [8 empty] | 2018-11-02 | NO | NO | NO | [6 empty] | AC | [7 empty] | NO
PL3753QGDHA5 | GreenTek Energy Systems | GreenTEK | GT-T8-12W1200 BIXX (3000K Frosted) | Linear Replacement Lamp | T8 Four-Foot | Dual Mode Internal Driver (UL Type A and Type B) |  | standard | YES |  | 1579 | 133.25 | 11.85 | 10.47 | 0.9081 | 3006 | 82.2 | 5 | 50000 | 2017-09-13 | Not Dimmable | Not Dimmable | NotYetVerified |  | IIILAY | [15 empty] | 90 |  | 1.16 | 1.42 | [6 empty] | 4.4 | 1672.68 | 131.5 | 12.72 | 20 | 0.9 | 3000 | 82.3 |  |  |  | NO | NO | NO | [8 empty] | 2018-11-02 | NO | NO | NO | [6 empty] | AC | [7 empty] | NO
PU4ZNLMN | ZHEJIANG HONGYAO LIGHTING ELECTRICAL CO.,LTD | HONGYAO | HY-T8-N120-18W-A40 | Linear Replacement Lamp | T8 Four-Foot | Replacement Lamps (plug and play) (UL Type A) |  | standard | NO | [10 empty] | 2017-09-12 | Not Dimmable | Not Dimmable | NO |  | YYYCHA | [25 empty] | 4.4 | 2312 | 135 | 17.25 | 8.13 | 0.97 | 4000 | 82 |  |  |  | NO | NO | NO | [8 empty] | 2018-11-02 | NO | NO | NO | [6 empty] | AC | [7 empty] | NO
PCDJKPAQ | ZHEJIANG HONGYAO LIGHTING ELECTRICAL CO.,LTD | HONGYAO | HY-T8-N120-18W-A50 | Linear Replacement Lamp | T8 Four-Foot | Replacement Lamps (plug and play) (UL Type A) |  | standard | NO | [10 empty] | 2017-09-12 | Not Dimmable | Not Dimmable | NO |  | YYYCHA | [25 empty] | 4.4 | 2362.5 | 138.44 | 17.06 | 8.13 | 0.97 | 5000 | 82 |  |  |  | NO | NO | NO | [8 empty] | 2018-11-02 | NO | NO | NO | [6 empty] | AC | [7 empty] | NO
PYCF89UZ | ZHEJIANG HONGYAO LIGHTING ELECTRICAL CO.,LTD | HONGYAO | HY-T8-N120-18W-A35 | Linear Replacement Lamp | T8 Four-Foot | Replacement Lamps (plug and play) (UL Type A) |  | standard | YES |  | 2261 | 131.14 | 17.25 | 8.13 | 0.971 | 3305 | 82.3 | 5 | 50000 | 2017-09-12 | Not Dimmable | Not Dimmable | NO |  | YYYCHA | [15 empty] | 85.1 |  | 1.36 | 1.2 | [6 empty] | 4.4 | 2262 | 131.14 | 17.25 | 8.13 | 0.97 | 3500 | 82 |  |  |  | NO | NO | NO | [8 empty] | 2018-11-02 | NO | NO | NO | [6 empty] | AC | [7 empty] | NO
PNQ0NIPK | Shenzhen Syhdee Co.,Ltd. | SYHDEE | SYHU-T8GABUL1218T-50-A | Linear Replacement Lamp | T8 Four-Foot | Dual Mode Internal Driver (UL Type A and Type B) |  | standard | NO | [10 empty] | 2017-09-11 | Not Dimmable | Not Dimmable | NO |  | BBBDSH | [25 empty] | 4.4 | 2565 | 120.54 | 21.28 | 20 | 0.9 | 5000 | 80 |  |  |  | NO | NO | NO | [8 empty] | 2018-11-02 | NO | NO | NO | [6 empty] | AC | [7 empty] | NO
PXAJS07I | Shenzhen Syhdee Co.,Ltd. | SYHDEE | SYHU-T8GABUL1212T-30-A | Linear Replacement Lamp | T8 Four-Foot | Dual Mode Internal Driver (UL Type A and Type B) |  | standard | YES |  | 1737 | 117.21 | 14.82 | 5.55 | 0.9516 | 2917 | 82.2 | 5 | 50000 | 2017-09-11 | Not Dimmable | Not Dimmable | NO | Product updated on 11/2/2017 | BBBDSK | [15 empty] | 85.4 |  | 1.24 | 1.24 | [6 empty] | 4.4 | 1800 | 138.462 | 13 | 20 | 0.9 | 3000 | 80 |  |  |  | NO | NO | NO | [8 empty] | 2018-11-02 | NO | NO | NO | [6 empty] | AC | [7 empty] | NO
PXNC34DD | Shenzhen Syhdee Co.,Ltd. | SYHDEE | SYHU-T8GABUL1212T-50-A | Linear Replacement Lamp | T8 Four-Foot | Dual Mode Internal Driver (UL Type A and Type B) |  | standard | NO | [10 empty] | 2017-09-11 | Not Dimmable | Not Dimmable | NO | Product updated on 11/2/2017 | BBBDSK | [25 empty] | 4.4 | 1900 | 146.154 | 13 | 20 | 0.9 | 5000 | 80 |  |  |  | NO | NO | NO | [8 empty] | 2018-11-02 | NO | NO | NO | [6 empty] | AC | [7 empty] | NO
PLO5XW7E | Shenzhen Syhdee Co.,Ltd. | SYHDEE | SYHU-T8GABUL1212T-40-A | Linear Replacement Lamp | T8 Four-Foot | Dual Mode Internal Driver (UL Type A and Type B) |  | standard | NO | [10 empty] | 2017-09-11 | Not Dimmable | Not Dimmable | NO | Product updated on 11/2/2017 | BBBDSK | [25 empty] | 4.4 | 1900 | 146.154 | 13 | 20 | 0.9 | 4000 | 80 |  |  |  | NO | NO | NO | [8 empty] | 2018-11-02 | NO | NO | NO | [6 empty] | AC | [7 empty] | NO
PYU58LNQ | Shenzhen Syhdee Co.,Ltd. | SYHDEE | SYHU-T8GABUL1212T-45-A | Linear Replacement Lamp | T8 Four-Foot | Dual Mode Internal Driver (UL Type A and Type B) |  | standard | NO | [10 empty] | 2017-09-11 | Not Dimmable | Not Dimmable | NO | Product updated on 11/2/2017 | BBBDSK | [25 empty] | 4.4 | 1900 | 146.154 | 13 | 20 | 0.9 | 4500 | 80 |  |  |  | NO | NO | NO | [8 empty] | 2018-11-02 | NO | NO | NO | [6 empty] | AC | [7 empty] | NO
PWUT10GG | Shenzhen Syhdee Co.,Ltd. | SYHDEE | SYHU-T8GABUL1212T-35-A | Linear Replacement Lamp | T8 Four-Foot | Dual Mode Internal Driver (UL Type A and Type B) |  | standard | NO | [10 empty] | 2017-09-11 | Not Dimmable | Not Dimmable | NO | Product updated on 11/2/2017 | BBBDSK | [25 empty] | 4.4 | 1800 | 138.462 | 13 | 20 | 0.9 | 3500 | 80 |  |  |  | NO | NO | NO | [8 empty] | 2018-11-02 | NO | NO | NO | [6 empty] | AC | [7 empty] | NO
PYSZSNFM | Axis LED Group | PATRIOT PRODUCTS | PT-T8ILT4-18W-BC 30K-C | Linear Replacement Lamp | T8 Four-Foot | Dual Mode Internal Driver (UL Type A and Type B) |  | standard | NO | [10 empty] | 2017-09-08 | Not Yet Verified | Not Yet Verified | NotYetVerified |  | KKLACF | [25 empty] | 4.4 | 2580 | 140 | 18 | 20 | 0.9 | 3000 | 83 |  |  |  | NO | NO | NO | [8 empty] | 2018-11-02 | NO | NO | NO | [6 empty] | AC | [7 empty] | NO
P2DJPCJ7 | Axis LED Group | PATRIOT PRODUCTS | PT-T8ILT4-18W-BC 35K-F | Linear Replacement Lamp | T8 Four-Foot | Dual Mode Internal Driver (UL Type A and Type B) |  | standard | NO | [10 empty] | 2017-09-08 | Not Yet Verified | Not Yet Verified | NotYetVerified |  | KKLACF | [25 empty] | 4.4 | 2400 | 130 | 18 | 20 | 0.9 | 3500 | 83 |  |  |  | NO | NO | NO | [8 empty] | 2018-11-02 | NO | NO | NO | [6 empty] | AC | [7 empty] | NO
P3ENWSE5 | Axis LED Group | PATRIOT PRODUCTS | PT-T8ILT4-14W-PP 30K-F | Linear Replacement Lamp | T8 Four-Foot | Replacement Lamps (plug and play) (UL Type A) |  | standard | YES |  | 1920 | 133.33 | 14.4 | 9.66 | 0.9019 | 3025 | 81.9 | 5 | 50000 | 2017-09-08 | Not Dimmable | Not Dimmable | NotYetVerified |  | KKKZZN | [15 empty] | 84.6 |  | 1.38 | 1.22 | [6 empty] | 4.4 | 1920 | 133.33 | 14.4 | 20 | 0.9 | 3000 | 81.8 |  |  |  | NO | NO | NO | [8 empty] | 2018-11-02 | NO | NO | NO | [6 empty] | AC | [7 empty] | NO
PMBDFTG7 | Axis LED Group | PATRIOT PRODUCTS | PT-T8ILT4-12W-BC 30K-F | Linear Replacement Lamp | T8 Four-Foot | Dual Mode Internal Driver (UL Type A and Type B) |  | standard | YES |  | 1705 | 141.11 | 12.21 | 14.28 | 0.9019 | 3002 | 83.1 | 5 | 50000 | 2017-09-08 | Not Dimmable | Not Dimmable | NO |  | KKLABG | [15 empty] | 88.5 |  | 1.37 | 1.16 | [6 empty] | 4.4 | 1700 | 142 | 12 | 20 | 0.9 | 3000 | 85 |  |  |  | NO | NO | NO | [8 empty] | 2018-11-02 | NO | NO | NO | [6 empty] | AC | [7 empty] | NO
PBP5X4WK | Axis LED Group | PATRIOT PRODUCTS | PT-T8ILT4-15W-BC 45K-F | Linear Replacement Lamp | T8 Four-Foot | Dual Mode Internal Driver (UL Type A and Type B) |  | standard | NO | [10 empty] | 2017-09-08 | Not Yet Verified | Not Yet Verified | NotYetVerified |  | KKLABM | [25 empty] | 4.4 | 2172 | 133 | 16.3 | 20 | 0.9 | 4500 | 83 |  |  |  | NO | NO | NO | [8 empty] | 2018-11-02 | NO | NO | NO | [6 empty] | AC | [7 empty] | NO
PEAH68PT | Axis LED Group | PATRIOT PRODUCTS | PT-T8ILT4-12W-BC 45K-F | Linear Replacement Lamp | T8 Four-Foot | Dual Mode Internal Driver (UL Type A and Type B) |  | standard | NO | [10 empty] | 2017-09-08 | Not Dimmable | Not Dimmable | NO |  | KKLABG | [25 empty] | 4.4 | 1800 | 150 | 12 | 20 | 0.9 | 4500 | 85 |  |  |  | NO | NO | NO | [8 empty] | 2018-11-02 | NO | NO | NO | [6 empty] | AC | [7 empty] | NO
P8WS54SN | Axis LED Group | PATRIOT PRODUCTS | PT-T8ILT4-14W-PP 50K-F | Linear Replacement Lamp | T8 Four-Foot | Replacement Lamps (plug and play) (UL Type A) |  | standard | NO | [10 empty] | 2017-09-08 | Not Dimmable | Not Dimmable | NotYetVerified |  | KKKZZN | [25 empty] | 4.4 | 1920 | 133.33 | 14.4 | 20 | 0.9 | 5000 | 80.7 |  |  |  | NO | NO | NO | [8 empty] | 2018-11-02 | NO | NO | NO | [6 empty] | AC | [7 empty] | NO
PF1PGWDR | Axis LED Group | PATRIOT PRODUCTS | PT-T8ILT4-15W-BC 40K-C | Linear Replacement Lamp | T8 Four-Foot | Dual Mode Internal Driver (UL Type A and Type B) |  | standard | NO | [10 empty] | 2017-09-08 | Not Yet Verified | Not Yet Verified | NotYetVerified |  | KKLABM | [25 empty] | 4.4 | 2172 | 133 | 16.3 | 20 | 0.9 | 4000 | 83 |  |  |  | NO | NO | NO | [8 empty] | 2018-11-02 | NO | NO | NO | [6 empty] | AC | [7 empty] | NO
PENWQ27D | Axis LED Group | PATRIOT PRODUCTS | PT-T8ILT4-14W-PP 40K-C | Linear Replacement Lamp | T8 Four-Foot | Replacement Lamps (plug and play) (UL Type A) |  | standard | NO | [10 empty] | 2017-09-08 | Not Dimmable | Not Dimmable | NotYetVerified |  | KKKZZN | [25 empty] | 4.4 | 2050 | 142.4 | 14.4 | 12.37 | 0.9056 | 4000 | 81.7 |  |  |  | NO | NO | NO | [8 empty] | 2018-11-02 | NO | NO | NO | [6 empty] | AC | [7 empty] | NO
PA5KCR2K | Axis LED Group | PATRIOT PRODUCTS | PT-T8ILT4-20W-BC 35K-F | Linear Replacement Lamp | T8 Four-Foot | Dual Mode Internal Driver (UL Type A and Type B) |  | standard | NO | [10 empty] | 2017-09-08 | Not Dimmable | Not Dimmable | NotYetVerified |  | KKLABT | [25 empty] | 4.4 | 2697 | 134.35 | 20.08 | 20 | 0.9 | 3500 | 83 |  |  |  | NO | NO | NO | [8 empty] | 2018-11-02 | NO | NO | NO | [6 empty] | AC | [7 empty] | NO
PCWBVRN9 | Axis LED Group | PATRIOT PRODUCTS | PT-T8ILT4-13W-BC 50K-C | Linear Replacement Lamp | T8 Four-Foot | Dual Mode Internal Driver (UL Type A and Type B) |  | standard | NO | [10 empty] | 2017-09-08 | Not Dimmable | Not Dimmable | NotYetVerified |  | KKLABI | [25 empty] | 4.4 | 1930 | 135 | 14.3 | 20 | 0.9 | 5000 | 83 |  |  |  | NO | NO | NO | [8 empty] | 2018-11-02 | NO | NO | NO | [6 empty] | AC | [7 empty] | NO
P8K6MABD | Axis LED Group | PATRIOT PRODUCTS | PT-T8ILT4-18W-BC 45K-C | Linear Replacement Lamp | T8 Four-Foot | Dual Mode Internal Driver (UL Type A and Type B) |  | standard | NO | [10 empty] | 2017-09-08 | Not Yet Verified | Not Yet Verified | NotYetVerified |  | KKLACF | [25 empty] | 4.4 | 2580 | 140 | 18 | 20 | 0.9 | 4500 | 83 |  |  |  | NO | NO | NO | [8 empty] | 2018-11-02 | NO | NO | NO | [6 empty] | AC | [7 empty] | NO
PG1UX4DR | Axis LED Group | PATRIOT PRODUCTS | PT-T8ILT4-18W-BC 50K-F | Linear Replacement Lamp | T8 Four-Foot | Dual Mode Internal Driver (UL Type A and Type B) |  | standard | NO | [10 empty] | 2017-09-08 | Not Yet Verified | Not Yet Verified | NotYetVerified |  | KKLACF | [25 empty] | 4.4 | 2400 | 130 | 18 | 20 | 0.9 | 5000 | 83 |  |  |  | NO | NO | NO | [8 empty] | 2018-11-02 | NO | NO | NO | [6 empty] | AC | [7 empty] | NO
PCHUNAT1 | Axis LED Group | PATRIOT PRODUCTS | PT-T8ILT4-18W-BC 40K-C | Linear Replacement Lamp | T8 Four-Foot | Dual Mode Internal Driver (UL Type A and Type B) |  | standard | NO | [10 empty] | 2017-09-08 | Not Yet Verified | Not Yet Verified | NotYetVerified |  | KKLACF | [25 empty] | 4.4 | 2580 | 140 | 18 | 20 | 0.9 | 4000 | 83 |  |  |  | NO | NO | NO | [8 empty] | 2018-11-02 | NO | NO | NO | [6 empty] | AC | [7 empty] | NO
PAR3G7JH | Axis LED Group | PATRIOT PRODUCTS | PT-T8ILT4-15W-BC 30K-F | Linear Replacement Lamp | T8 Four-Foot | Dual Mode Internal Driver (UL Type A and Type B) |  | standard | YES |  | 2172 | 133.25 | 16.3 | 6.91 | 0.9572 | 3012 | 81.8 | 5 | 50000 | 2017-09-08 | Not Yet Verified | Not Yet Verified | NotYetVerified |  | KKLABM | [15 empty] | 90 |  | 1.16 | 1.38 | [6 empty] | 4.4 | 2172 | 133 | 16.3 | 20 | 0.9 | 3000 | 83 |  |  |  | NO | NO | NO | [8 empty] | 2018-11-02 | NO | NO | NO | [6 empty] | AC | [7 empty] | NO
P4QBCCR9 | Axis LED Group | PATRIOT PRODUCTS | PT-T8ILT4-12W-PP 30K-C | Linear Replacement Lamp | T8 Four-Foot | Replacement Lamps (plug and play) (UL Type A) |  | standard | NO | [10 empty] | 2017-09-08 | Not Dimmable | Not Dimmable | NotYetVerified |  | KKKZZM | [25 empty] | 4.4 | 1900 | 141.8 | 13.35 | 10.6 | 0.9063 | 3000 | 81.6 |  |  |  | NO | NO | NO | [8 empty] | 2018-11-02 | NO | NO | NO | [6 empty] | AC | [7 empty] | NO
PSY2FQ9T | Axis LED Group | PATRIOT PRODUCTS | PT-T8ILT4-15W-BC 40K-F | Linear Replacement Lamp | T8 Four-Foot | Dual Mode Internal Driver (UL Type A and Type B) |  | standard | NO | [10 empty] | 2017-09-08 | Not Yet Verified | Not Yet Verified | NotYetVerified |  | KKLABM | [25 empty] | 4.4 | 2172 | 133 | 16.3 | 20 | 0.9 | 4000 | 83 |  |  |  | NO | NO | NO | [8 empty] | 2018-11-02 | NO | NO | NO | [6 empty] | AC | [7 empty] | NO
P764YZBK | Axis LED Group | PATRIOT PRODUCTS | PT-T8ILT4-20W-BC 50K-F | Linear Replacement Lamp | T8 Four-Foot | Dual Mode Internal Driver (UL Type A and Type B) |  | standard | NO | [10 empty] | 2017-09-08 | Not Dimmable | Not Dimmable | NotYetVerified |  | KKLABT | [25 empty] | 4.4 | 2697 | 134.35 | 20.08 | 20 | 0.9 | 5000 | 83 |  |  |  | NO | NO | NO | [8 empty] | 2018-11-02 | NO | NO | NO | [6 empty] | AC | [7 empty] | NO
PQ8SXX7P | Axis LED Group | PATRIOT PRODUCTS | PT-T8ILT4-20W-BC 50K-C | Linear Replacement Lamp | T8 Four-Foot | Dual Mode Internal Driver (UL Type A and Type B) |  | standard | NO | [10 empty] | 2017-09-08 | Not Dimmable | Not Dimmable | NotYetVerified |  | KKLABS | [25 empty] | 4.4 | 2807 | 140.6 | 19.97 | 20 | 0.9 | 5000 | 83 |  |  |  | NO | NO | NO | [8 empty] | 2018-11-02 | NO | NO | NO | [6 empty] | AC | [7 empty] | NO
PRD1982M | Axis LED Group | PATRIOT PRODUCTS | PT-T8ILT4-20W-BC 35K-C | Linear Replacement Lamp | T8 Four-Foot | Dual Mode Internal Driver (UL Type A and Type B) |  | standard | NO | [10 empty] | 2017-09-08 | Not Dimmable | Not Dimmable | NotYetVerified |  | KKLABS | [25 empty] | 4.4 | 2807 | 140.6 | 19.97 | 20 | 0.9 | 3500 | 83 |  |  |  | NO | NO | NO | [8 empty] | 2018-11-02 | NO | NO | NO | [6 empty] | AC | [7 empty] | NO
PK4XUDHS | Axis LED Group | PATRIOT PRODUCTS | PT-T8ILT4-14W-PP 35K-F | Linear Replacement Lamp | T8 Four-Foot | Replacement Lamps (plug and play) (UL Type A) |  | standard | NO | [10 empty] | 2017-09-08 | Not Dimmable | Not Dimmable | NotYetVerified |  | KKKZZN | [25 empty] | 4.4 | 1920 | 133.33 | 14.4 | 20 | 0.9 | 3500 | 81.8 |  |  |  | NO | NO | NO | [8 empty] | 2018-11-02 | NO | NO | NO | [6 empty] | AC | [7 empty] | NO
PEDYDBS4 | Axis LED Group | PATRIOT PRODUCTS | PT-T8ILT4-20W-BC 40K-F | Linear Replacement Lamp | T8 Four-Foot | Dual Mode Internal Driver (UL Type A and Type B) |  | standard | NO | [10 empty] | 2017-09-08 | Not Dimmable | Not Dimmable | NotYetVerified |  | KKLABT | [25 empty] | 4.4 | 2697 | 134.35 | 20.08 | 20 | 0.9 | 4000 | 83 |  |  |  | NO | NO | NO | [8 empty] | 2018-11-02 | NO | NO | NO | [6 empty] | AC | [7 empty] | NO
P3VRP1SD | Axis LED Group | PATRIOT PRODUCTS | PT-T8ILT4-12W-PP 40K-F | Linear Replacement Lamp | T8 Four-Foot | Replacement Lamps (plug and play) (UL Type A) |  | standard | NO | [10 empty] | 2017-09-08 | Not Dimmable | Not Dimmable | NotYetVerified |  | KKKZZM | [25 empty] | 4.4 | 1769 | 132.51 | 13.35 | 20 | 0.9 | 4000 | 81.8 |  |  |  | NO | NO | NO | [8 empty] | 2018-11-02 | NO | NO | NO | [6 empty] | AC | [7 empty] | NO
P8THX28X | Axis LED Group | PATRIOT PRODUCTS | PT-T8ILT4-12W-PP 45K-F | Linear Replacement Lamp | T8 Four-Foot | Replacement Lamps (plug and play) (UL Type A) |  | standard | NO | [10 empty] | 2017-09-08 | Not Dimmable | Not Dimmable | NotYetVerified |  | KKKZZM | [25 empty] | 4.4 | 1769 | 132.51 | 13.35 | 20 | 0.9 | 4500 | 81.8 |  |  |  | NO | NO | NO | [8 empty] | 2018-11-02 | NO | NO | NO | [6 empty] | AC | [7 empty] | NO
PSMAGQ35 | Axis LED Group | PATRIOT PRODUCTS | PT-T8ILT4-14W-PP 45K-F | Linear Replacement Lamp | T8 Four-Foot | Replacement Lamps (plug and play) (UL Type A) |  | standard | NO | [10 empty] | 2017-09-08 | Not Dimmable | Not Dimmable | NotYetVerified |  | KKKZZN | [25 empty] | 4.4 | 1920 | 133.33 | 14.4 | 20 | 0.9 | 4500 | 81.8 |  |  |  | NO | NO | NO | [8 empty] | 2018-11-02 | NO | NO | NO | [6 empty] | AC | [7 empty] | NO
P1QK7XN5 | Axis LED Group | PATRIOT PRODUCTS | PT-T8ILT4-18W-BC 30K-F | Linear Replacement Lamp | T8 Four-Foot | Dual Mode Internal Driver (UL Type A and Type B) |  | standard | YES |  | 2399 | 130.56 | 18.1 | 6.74 | 0.9426 | 3001 | 82.2 | 5 | 50000 | 2017-09-08 | Not Yet Verified | Not Yet Verified | NotYetVerified |  | KKLACF | [15 empty] | 86.83 |  | 1.22 | 1.32 | [6 empty] | 4.4 | 2400 | 130 | 18 | 20 | 0.9 | 3000 | 83 |  |  |  | NO | NO | NO | [8 empty] | 2018-11-02 | NO | NO | NO | [6 empty] | AC | [7 empty] | NO
PVT82999 | Axis LED Group | PATRIOT PRODUCTS | PT-T8ILT4-13W-BC 40K-C | Linear Replacement Lamp | T8 Four-Foot | Dual Mode Internal Driver (UL Type A and Type B) |  | standard | YES |  | 1930 | 135.06 | 14.3 | 14.92 | 0.9034 | 3996 | 82.7 | 5 | 50000 | 2017-09-08 | Not Dimmable | Not Dimmable | NotYetVerified |  | KKLABI | [15 empty] | 85.3 |  | 1.3 | 1.23 | [6 empty] | 4.4 | 1930 | 135 | 14.3 | 20 | 0.9 | 4000 | 83 |  |  |  | NO | NO | NO | [8 empty] | 2018-11-02 | NO | NO | NO | [6 empty] | AC | [7 empty] | NO
PYJ636ES | Axis LED Group | PATRIOT PRODUCTS | PT-T8ILT4-13W-BC 40K-F | Linear Replacement Lamp | T8 Four-Foot | Dual Mode Internal Driver (UL Type A and Type B) |  | standard | YES |  | 1850 | 131.2 | 14.1 | 14.45 | 0.9042 | 3995 | 82.6 | 5 | 50000 | 2017-09-08 | Not Dimmable | Not Dimmable | NotYetVerified |  | KKLABJ | [15 empty] | 84.5 |  | 1.33 | 1.23 | [6 empty] | 4.4 | 1850 | 130 | 14.2 | 20 | 0.9 | 4000 | 81 |  |  |  | NO | NO | NO | [8 empty] | 2018-11-02 | NO | NO | NO | [6 empty] | AC | [7 empty] | NO
PNQDJ6PY | Axis LED Group | PATRIOT PRODUCTS | PT-T8ILT4-18W-BC 50K-C | Linear Replacement Lamp | T8 Four-Foot | Dual Mode Internal Driver (UL Type A and Type B) |  | standard | NO | [10 empty] | 2017-09-08 | Not Yet Verified | Not Yet Verified | NotYetVerified |  | KKLACF | [25 empty] | 4.4 | 2580 | 140 | 18 | 20 | 0.9 | 5000 | 83 |  |  |  | NO | NO | NO | [8 empty] | 2018-11-02 | NO | NO | NO | [6 empty] | AC | [7 empty] | NO
P87TCWVR | Axis LED Group | PATRIOT PRODUCTS | PT-T8ILT4-12W-BC 35K-F | Linear Replacement Lamp | T8 Four-Foot | Dual Mode Internal Driver (UL Type A and Type B) |  | standard | NO | [10 empty] | 2017-09-08 | Not Dimmable | Not Dimmable | NO |  | KKLABG | [25 empty] | 4.4 | 1700 | 142 | 12 | 20 | 0.9 | 3500 | 85 |  |  |  | NO | NO | NO | [8 empty] | 2018-11-02 | NO | NO | NO | [6 empty] | AC | [7 empty] | NO
P2QJFJCF | Axis LED Group | PATRIOT PRODUCTS | PT-T8ILT4-14W-PP 40K-F | Linear Replacement Lamp | T8 Four-Foot | Replacement Lamps (plug and play) (UL Type A) |  | standard | NO | [10 empty] | 2017-09-08 | Not Dimmable | Not Dimmable | NotYetVerified |  | KKKZZN | [25 empty] | 4.4 | 1920 | 133.33 | 14.4 | 20 | 0.9 | 4000 | 81.8 |  |  |  | NO | NO | NO | [8 empty] | 2018-11-02 | NO | NO | NO | [6 empty] | AC | [7 empty] | NO
P6P4UZ2R | Axis LED Group | PATRIOT PRODUCTS | PT-T8ILT4-15W-BC 35K-F | Linear Replacement Lamp | T8 Four-Foot | Dual Mode Internal Driver (UL Type A and Type B) |  | standard | NO | [10 empty] | 2017-09-08 | Not Yet Verified | Not Yet Verified | NotYetVerified |  | KKLABM | [25 empty] | 4.4 | 2172 | 133 | 16.3 | 20 | 0.9 | 3500 | 83 |  |  |  | NO | NO | NO | [8 empty] | 2018-11-02 | NO | NO | NO | [6 empty] | AC | [7 empty] | NO
P62MAE98 | Axis LED Group | PATRIOT PRODUCTS | PT-T8ILT4-14W-PP 30K-C | Linear Replacement Lamp | T8 Four-Foot | Replacement Lamps (plug and play) (UL Type A) |  | standard | NO | [10 empty] | 2017-09-08 | Not Dimmable | Not Dimmable | NotYetVerified |  | KKKZZN | [25 empty] | 4.4 | 2050 | 142.4 | 14.4 | 12.37 | 0.9056 | 3000 | 81.7 |  |  |  | NO | NO | NO | [8 empty] | 2018-11-02 | NO | NO | NO | [6 empty] | AC | [7 empty] | NO
PRNR4MYR | Axis LED Group | PATRIOT PRODUCTS | PT-T8ILT4-16W-PP 35K-F | Linear Replacement Lamp | T8 Four-Foot | Replacement Lamps (plug and play) (UL Type A) |  | standard | NO | [10 empty] | 2017-09-08 | Not Dimmable | Not Dimmable | NotYetVerified |  | KKKZZO | [25 empty] | 4.4 | 2112 | 130.77 | 16.15 | 20 | 0.9 | 3500 | 81.8 |  |  |  | NO | NO | NO | [8 empty] | 2018-11-02 | NO | NO | NO | [6 empty] | AC | [7 empty] | NO
PFWWEHGB | Axis LED Group | PATRIOT PRODUCTS | PT-T8ILT4-15W-BC 30K-C | Linear Replacement Lamp | T8 Four-Foot | Dual Mode Internal Driver (UL Type A and Type B) |  | standard | NO | [10 empty] | 2017-09-08 | Not Yet Verified | Not Yet Verified | NotYetVerified |  | KKLABM | [25 empty] | 4.4 | 2172 | 133 | 16.3 | 20 | 0.9 | 3000 | 83 |  |  |  | NO | NO | NO | [8 empty] | 2018-11-02 | NO | NO | NO | [6 empty] | AC | [7 empty] | NO
PV3RF719 | Axis LED Group | PATRIOT PRODUCTS | PT-T8ILT4-20W-BC 30K-F | Linear Replacement Lamp | T8 Four-Foot | Dual Mode Internal Driver (UL Type A and Type B) |  | standard | YES |  | 2697 | 134.35 | 20.08 | 6.38 | 0.9693 | 3017 | 82.2 | 5 | 50000 | 2017-09-08 | Not Dimmable | Not Dimmable | NotYetVerified |  | KKLABT | [15 empty] | 90.3 |  | 1.16 | 1.36 | [6 empty] | 4.4 | 2697 | 134.35 | 20.08 | 20 | 0.9 | 3000 | 83 |  |  |  | NO | NO | NO | [8 empty] | 2018-11-02 | NO | NO | NO | [6 empty] | AC | [7 empty] | NO
P1RT4RZA | Axis LED Group | PATRIOT PRODUCTS | PT-T8ILT4-12W-PP 45K-C | Linear Replacement Lamp | T8 Four-Foot | Replacement Lamps (plug and play) (UL Type A) |  | standard | NO | [10 empty] | 2017-09-08 | Not Dimmable | Not Dimmable | NotYetVerified |  | KKKZZM | [25 empty] | 4.4 | 1900 | 141.8 | 13.35 | 10.6 | 0.9063 | 4500 | 81.6 |  |  |  | NO | NO | NO | [8 empty] | 2018-11-02 | NO | NO | NO | [6 empty] | AC | [7 empty] | NO
P3MQCN9M | Axis LED Group | PATRIOT PRODUCTS | PT-T8ILT4-16W-PP 45K-F | Linear Replacement Lamp | T8 Four-Foot | Replacement Lamps (plug and play) (UL Type A) |  | standard | NO | [10 empty] | 2017-09-08 | Not Dimmable | Not Dimmable | NotYetVerified |  | KKKZZO | [25 empty] | 4.4 | 2112 | 130.77 | 16.15 | 20 | 0.9 | 4500 | 81.8 |  |  |  | NO | NO | NO | [8 empty] | 2018-11-02 | NO | NO | NO | [6 empty] | AC | [7 empty] | NO
PC2VEWDU | Axis LED Group | PATRIOT PRODUCTS | PT-T8ILT4-15W-BC 45K-C | Linear Replacement Lamp | T8 Four-Foot | Dual Mode Internal Driver (UL Type A and Type B) |  | standard | NO | [10 empty] | 2017-09-08 | Not Yet Verified | Not Yet Verified | NotYetVerified |  | KKLABM | [25 empty] | 4.4 | 2172 | 133 | 16.3 | 20 | 0.9 | 4500 | 83 |  |  |  | NO | NO | NO | [8 empty] | 2018-11-02 | NO | NO | NO | [6 empty] | AC | [7 empty] | NO
PXDBZ7FF | Axis LED Group | PATRIOT PRODUCTS | PT-T8ILT4-12W-PP 50K-F | Linear Replacement Lamp | T8 Four-Foot | Replacement Lamps (plug and play) (UL Type A) |  | standard | NO | [10 empty] | 2017-09-08 | Not Dimmable | Not Dimmable | NotYetVerified |  | KKKZZM | [25 empty] | 4.4 | 1769 | 132.51 | 13.35 | 20 | 0.9 | 5000 | 80.7 |  |  |  | NO | NO | NO | [8 empty] | 2018-11-02 | NO | NO | NO | [6 empty] | AC | [7 empty] | NO
P881Q1Z4 | Axis LED Group | PATRIOT PRODUCTS | PT-T8ILT4-18W-BC 40K-F | Linear Replacement Lamp | T8 Four-Foot | Dual Mode Internal Driver (UL Type A and Type B) |  | standard | NO | [10 empty] | 2017-09-08 | Not Yet Verified | Not Yet Verified | NotYetVerified |  | KKLACF | [25 empty] | 4.4 | 2400 | 130 | 18 | 20 | 0.9 | 4000 | 83 |  |  |  | NO | NO | NO | [8 empty] | 2018-11-02 | NO | NO | NO | [6 empty] | AC | [7 empty] | NO
P8XCCQ27 | Axis LED Group | PATRIOT PRODUCTS | PT-T8ILT4-18W-BC 45K-F | Linear Replacement Lamp | T8 Four-Foot | Dual Mode Internal Driver (UL Type A and Type B) |  | standard | NO | [10 empty] | 2017-09-08 | Not Yet Verified | Not Yet Verified | NotYetVerified |  | KKLACF | [25 empty] | 4.4 | 2400 | 130 | 18 | 20 | 0.9 | 4500 | 83 |  |  |  | NO | NO | NO | [8 empty] | 2018-11-02 | NO | NO | NO | [6 empty] | AC | [7 empty] | NO
PGH4K2HR | Axis LED Group | PATRIOT PRODUCTS | PT-T8ILT4-16W-PP 30K-F | Linear Replacement Lamp | T8 Four-Foot | Replacement Lamps (plug and play) (UL Type A) |  | standard | YES |  | 2112 | 130.77 | 16.15 | 7.36 | 0.9551 | 2982 | 81.2 | 5 | 50000 | 2017-09-08 | Not Dimmable | Not Dimmable | NotYetVerified |  | KKKZZO | [15 empty] | 84.5 |  | 1.25 | 1.21 | [6 empty] | 4.4 | 2112 | 130.77 | 16.15 | 20 | 0.9 | 3000 | 81.8 |  |  |  | NO | NO | NO | [8 empty] | 2018-11-02 | NO | NO | NO | [6 empty] | AC | [7 empty] | NO
P4GZ1KZU | Axis LED Group | PATRIOT PRODUCTS | PT-T8ILT4-12W-BC 50K-F | Linear Replacement Lamp | T8 Four-Foot | Dual Mode Internal Driver (UL Type A and Type B) |  | standard | NO | [10 empty] | 2017-09-08 | Not Dimmable | Not Dimmable | NO |  | KKLABG | [25 empty] | 4.4 | 1800 | 150 | 12 | 20 | 0.9 | 5000 | 85 |  |  |  | NO | NO | NO | [8 empty] | 2018-11-02 | NO | NO | NO | [6 empty] | AC | [7 empty] | NO
PHEZK2DU | Axis LED Group | PATRIOT PRODUCTS | PT-T8ILT4-16W-PP 50K-F | Linear Replacement Lamp | T8 Four-Foot | Replacement Lamps (plug and play) (UL Type A) |  | standard | NO | [10 empty] | 2017-09-08 | Not Dimmable | Not Dimmable | NotYetVerified |  | KKKZZO | [25 empty] | 4.4 | 2112 | 130.77 | 16.15 | 20 | 0.9 | 5000 | 80.7 |  |  |  | NO | NO | NO | [8 empty] | 2018-11-02 | NO | NO | NO | [6 empty] | AC | [7 empty] | NO
PHJ2TMA7 | Axis LED Group | PATRIOT PRODUCTS | PT-T8ILT4-14W-PP 50K-C | Linear Replacement Lamp | T8 Four-Foot | Replacement Lamps (plug and play) (UL Type A) |  | standard | NO | [10 empty] | 2017-09-08 | Not Dimmable | Not Dimmable | NotYetVerified |  | KKKZZN | [25 empty] | 4.4 | 2050 | 142.4 | 14.4 | 12.07 | 0.9043 | 5000 | 81.1 |  |  |  | NO | NO | NO | [8 empty] | 2018-11-02 | NO | NO | NO | [6 empty] | AC | [7 empty] | NO
PG2VUQV5 | Axis LED Group | PATRIOT PRODUCTS | PT-T8ILT4-15W-BC 50K-C | Linear Replacement Lamp | T8 Four-Foot | Dual Mode Internal Driver (UL Type A and Type B) |  | standard | NO | [10 empty] | 2017-09-08 | Not Yet Verified | Not Yet Verified | NotYetVerified |  | KKLABM | [25 empty] | 4.4 | 2172 | 133 | 16.3 | 20 | 0.9 | 5000 | 83 |  |  |  | NO | NO | NO | [8 empty] | 2018-11-02 | NO | NO | NO | [6 empty] | AC | [7 empty] | NO
PG5UNJA7 | Axis LED Group | PATRIOT PRODUCTS | PT-T8ILT4-20W-BC 40K-C | Linear Replacement Lamp | T8 Four-Foot | Dual Mode Internal Driver (UL Type A and Type B) |  | standard | NO | [10 empty] | 2017-09-08 | Not Dimmable | Not Dimmable | NotYetVerified |  | KKLABS | [25 empty] | 4.4 | 2807 | 140.6 | 19.97 | 20 | 0.9 | 4000 | 83 |  |  |  | NO | NO | NO | [8 empty] | 2018-11-02 | NO | NO | NO | [6 empty] | AC | [7 empty] | NO
P62C5XHN | Axis LED Group | PATRIOT PRODUCTS | PT-T8ILT4-12W-BC 40K-F | Linear Replacement Lamp | T8 Four-Foot | Dual Mode Internal Driver (UL Type A and Type B) |  | standard | NO | [10 empty] | 2017-09-08 | Not Dimmable | Not Dimmable | NO |  | KKLABG | [25 empty] | 4.4 | 1800 | 150 | 12 | 20 | 0.9 | 4000 | 85 |  |  |  | NO | NO | NO | [8 empty] | 2018-11-02 | NO | NO | NO | [6 empty] | AC | [7 empty] | NO
PHDJ83AF | Axis LED Group | PATRIOT PRODUCTS | PT-T8ILT4-12W-PP 40K-C | Linear Replacement Lamp | T8 Four-Foot | Replacement Lamps (plug and play) (UL Type A) |  | standard | NO | [10 empty] | 2017-09-08 | Not Dimmable | Not Dimmable | NotYetVerified |  | KKKZZM | [25 empty] | 4.4 | 1900 | 141.8 | 13.35 | 10.6 | 0.9063 | 4000 | 81.6 |  |  |  | NO | NO | NO | [8 empty] | 2018-11-02 | NO | NO | NO | [6 empty] | AC | [7 empty] | NO
P1K9A7VF | Axis LED Group | PATRIOT PRODUCTS | PT-T8ILT4-14W-PP 45K-C | Linear Replacement Lamp | T8 Four-Foot | Replacement Lamps (plug and play) (UL Type A) |  | standard | NO | [10 empty] | 2017-09-08 | Not Dimmable | Not Dimmable | NotYetVerified |  | KKKZZN | [25 empty] | 4.4 | 2050 | 142.4 | 14.4 | 12.37 | 0.9056 | 4500 | 81.7 |  |  |  | NO | NO | NO | [8 empty] | 2018-11-02 | NO | NO | NO | [6 empty] | AC | [7 empty] | NO
PXBD1GDX | Axis LED Group | PATRIOT PRODUCTS | PT-T8ILT4-20W-BC 45K-F | Linear Replacement Lamp | T8 Four-Foot | Dual Mode Internal Driver (UL Type A and Type B) |  | standard | NO | [10 empty] | 2017-09-08 | Not Dimmable | Not Dimmable | NotYetVerified |  | KKLABT | [25 empty] | 4.4 | 2697 | 134.35 | 20.08 | 20 | 0.9 | 4500 | 83 |  |  |  | NO | NO | NO | [8 empty] | 2018-11-02 | NO | NO | NO | [6 empty] | AC | [7 empty] | NO
PDGPAG4P | Axis LED Group | PATRIOT PRODUCTS | PT-T8ILT4-14W-PP 35K-C | Linear Replacement Lamp | T8 Four-Foot | Replacement Lamps (plug and play) (UL Type A) |  | standard | NO | [10 empty] | 2017-09-08 | Not Dimmable | Not Dimmable | NotYetVerified |  | KKKZZN | [25 empty] | 4.4 | 2050 | 142.4 | 14.4 | 12.37 | 0.9056 | 3500 | 81.7 |  |  |  | NO | NO | NO | [8 empty] | 2018-11-02 | NO | NO | NO | [6 empty] | AC | [7 empty] | NO
P3NMRRTF | Axis LED Group | PATRIOT PRODUCTS | PT-T8ILT4-12W-PP 35K-F | Linear Replacement Lamp | T8 Four-Foot | Replacement Lamps (plug and play) (UL Type A) |  | standard | NO | [10 empty] | 2017-09-08 | Not Dimmable | Not Dimmable | NotYetVerified |  | KKKZZM | [25 empty] | 4.4 | 1769 | 132.51 | 13.35 | 20 | 0.9 | 3500 | 81.8 |  |  |  | NO | NO | NO | [8 empty] | 2018-11-02 | NO | NO | NO | [6 empty] | AC | [7 empty] | NO
PERVAEZ6 | Axis LED Group | PATRIOT PRODUCTS | PT-T8ILT4-15W-BC 35K-C | Linear Replacement Lamp | T8 Four-Foot | Dual Mode Internal Driver (UL Type A and Type B) |  | standard | NO | [10 empty] | 2017-09-08 | Not Yet Verified | Not Yet Verified | NotYetVerified |  | KKLABM | [25 empty] | 4.4 | 2172 | 133 | 16.3 | 20 | 0.9 | 3500 | 83 |  |  |  | NO | NO | NO | [8 empty] | 2018-11-02 | NO | NO | NO | [6 empty] | AC | [7 empty] | NO
PZP9MF3X | Axis LED Group | PATRIOT PRODUCTS | PT-T8ILT4-15W-BC 50K-F | Linear Replacement Lamp | T8 Four-Foot | Dual Mode Internal Driver (UL Type A and Type B) |  | standard | NO | [10 empty] | 2017-09-08 | Not Yet Verified | Not Yet Verified | NotYetVerified |  | KKLABM | [25 empty] | 4.4 | 2172 | 133 | 16.3 | 20 | 0.9 | 5000 | 83 |  |  |  | NO | NO | NO | [8 empty] | 2018-11-02 | NO | NO | NO | [6 empty] | AC | [7 empty] | NO
PU474YM3 | Axis LED Group | PATRIOT PRODUCTS | PT-T8ILT4-20W-BC 45K-C | Linear Replacement Lamp | T8 Four-Foot | Dual Mode Internal Driver (UL Type A and Type B) |  | standard | NO | [10 empty] | 2017-09-08 | Not Dimmable | Not Dimmable | NotYetVerified |  | KKLABS | [25 empty] | 4.4 | 2807 | 140.6 | 19.97 | 20 | 0.9 | 4500 | 83 |  |  |  | NO | NO | NO | [8 empty] | 2018-11-02 | NO | NO | NO | [6 empty] | AC | [7 empty] | NO
PF139FHA | Axis LED Group | PATRIOT PRODUCTS | PT-T8ILT4-12W-PP 50K-C | Linear Replacement Lamp | T8 Four-Foot | Replacement Lamps (plug and play) (UL Type A) |  | standard | NO | [10 empty] | 2017-09-08 | Not Dimmable | Not Dimmable | NotYetVerified |  | KKKZZM | [25 empty] | 4.4 | 1900 | 141.8 | 13.35 | 14.63 | 0.9031 | 5000 | 81.6 |  |  |  | NO | NO | NO | [8 empty] | 2018-11-02 | NO | NO | NO | [6 empty] | AC | [7 empty] | NO
P4N7A5FG | Axis LED Group | PATRIOT PRODUCTS | PT-T8ILT4-12W-PP 35K-C | Linear Replacement Lamp | T8 Four-Foot | Replacement Lamps (plug and play) (UL Type A) |  | standard | NO | [10 empty] | 2017-09-08 | Not Dimmable | Not Dimmable | NotYetVerified |  | KKKZZM | [25 empty] | 4.4 | 1900 | 141.8 | 13.35 | 10.6 | 0.9063 | 3500 | 81.6 |  |  |  | NO | NO | NO | [8 empty] | 2018-11-02 | NO | NO | NO | [6 empty] | AC | [7 empty] | NO
PBHTX26G | Axis LED Group | PATRIOT PRODUCTS | PT-T8ILT4-12W-PP 30K-F | Linear Replacement Lamp | T8 Four-Foot | Replacement Lamps (plug and play) (UL Type A) |  | standard | YES |  | 1769 | 132.51 | 13.35 | 10 | 0.9021 | 2953 | 80.4 | 5 | 50000 | 2017-09-08 | Not Dimmable | Not Dimmable | NotYetVerified |  | KKKZZM | [15 empty] | 84.5 |  | 1.33 | 1.23 | [6 empty] | 4.4 | 1769 | 132.51 | 13.35 | 20 | 0.9 | 3000 | 81.8 |  |  |  | NO | NO | NO | [8 empty] | 2018-11-02 | NO | NO | NO | [6 empty] | AC | [7 empty] | NO
PQ8JZMBW | Axis LED Group | PATRIOT PRODUCTS | PT-T8ILT4-18W-BC 35K-C | Linear Replacement Lamp | T8 Four-Foot | Dual Mode Internal Driver (UL Type A and Type B) |  | standard | NO | [10 empty] | 2017-09-08 | Not Yet Verified | Not Yet Verified | NotYetVerified |  | KKLACF | [25 empty] | 4.4 | 2580 | 140 | 18 | 20 | 0.9 | 3500 | 83 |  |  |  | NO | NO | NO | [8 empty] | 2018-11-02 | NO | NO | NO | [6 empty] | AC | [7 empty] | NO
PXJHVDPH | Axis LED Group | PATRIOT PRODUCTS | PT-T8ILT4-20W-BC 30K-C | Linear Replacement Lamp | T8 Four-Foot | Dual Mode Internal Driver (UL Type A and Type B) |  | standard | YES |  | 2807 | 140.6 | 19.97 | 6.92 | 0.9734 | 3079 | 83.5 | 5 | 50000 | 2017-09-08 | Not Dimmable | Not Dimmable | NotYetVerified |  | KKLABS | [15 empty] | 91.7 |  | 1.2 | 1.4 | [6 empty] | 4.4 | 2807 | 140.6 | 19.97 | 20 | 0.9 | 3000 | 83 |  |  |  | NO | NO | NO | [8 empty] | 2018-11-02 | NO | NO | NO | [6 empty] | AC | [7 empty] | NO
PMKNB5HQ | Axis LED Group | PATRIOT PRODUCTS | PT-T8ILT4-13W-BC 50K-F | Linear Replacement Lamp | T8 Four-Foot | Dual Mode Internal Driver (UL Type A and Type B) |  | standard | NO | [10 empty] | 2017-09-08 | Not Dimmable | Not Dimmable | NotYetVerified |  | KKLABJ | [25 empty] | 4.4 | 1850 | 130 | 14.2 | 20 | 0.9 | 4000 | 81 |  |  |  | NO | NO | NO | [8 empty] | 2018-11-02 | NO | NO | NO | [6 empty] | AC | [7 empty] | NO
P4TNC72K | Axis LED Group | PATRIOT PRODUCTS | PT-T8ILT4-16W-PP 40K-F | Linear Replacement Lamp | T8 Four-Foot | Replacement Lamps (plug and play) (UL Type A) |  | standard | NO | [10 empty] | 2017-09-08 | Not Dimmable | Not Dimmable | NotYetVerified |  | KKKZZO | [25 empty] | 4.4 | 2112 | 130.77 | 16.15 | 20 | 0.9 | 4000 | 81.8 |  |  |  | NO | NO | NO | [8 empty] | 2018-11-02 | NO | NO | NO | [6 empty] | AC | [7 empty] | NO
P892V6F9 | DONG GUAN WALSTAR OPTOELECTRONICS TECHNOLOGY CO., LTD | WALSTAR | WL-T8A-22W1200 DIAB-30 | Linear Replacement Lamp | T8 Four-Foot | Dual Mode Internal Driver (UL Type A and Type B) |  | standard | YES |  | 2943 | 135.37 | 21.74 | 21.02 | 0.9328 | 2907 | 82.5 | 5 | 50000 | 2017-09-06 | Not Dimmable | Not Dimmable | NO |  | WWWBTO | [15 empty] | 90.7 |  | 1.18 | 1.36 | [6 empty] | 4.4 | 2943 | 135.37 | 21.74 | 21.02 | 0.93 | 3000 | 82.5 |  |  |  | NO | NO | NO | [8 empty] | 2018-11-02 | NO | NO | NO | [6 empty] | AC | [7 empty] | NO
PEK8QGQB | DONG GUAN WALSTAR OPTOELECTRONICS TECHNOLOGY CO., LTD | WALSTAR | WL-T8A-18W1200 DIAB-40 | Linear Replacement Lamp | T8 Four-Foot | Dual Mode Internal Driver (UL Type A and Type B) |  | standard | NO | [10 empty] | 2017-09-06 | Not Dimmable | Not Dimmable | NO |  | WWWBTN | [25 empty] | 4.4 | 2530 | 142.13 | 17.8 | 24.08 | 0.91 | 4000 | 82.6 |  |  |  | NO | NO | NO | [8 empty] | 2018-11-02 | NO | NO | NO | [6 empty] | AC | [7 empty] | NO
PLBMD19KKD7U | LEDVANCE, LLC (formerly OSRAM SYLVANIA, INC) | SYLVANIA | LED15T8/L48/FP/841/SUB/G8 | Linear Replacement Lamp | T8 Four-Foot | Replacement Lamps (plug and play) (UL Type A) |  | standard | NO | [10 empty] | 2018-06-12 | Not Dimmable | Not Dimmable | NO |  | MMMRCQ | [25 empty] | 4.4 | 2200 | 123 | 18 | 20 | 0.9 | 4000 | 83 |  |  |  | NO | NO | NO | [8 empty] | 2018-11-02 | NO | NO | NO | [6 empty] | AC | [7 empty] | NO
PQR3ECYQ | DONG GUAN WALSTAR OPTOELECTRONICS TECHNOLOGY CO., LTD | WALSTAR | WL-T8A-22W1200 DIAB-35 | Linear Replacement Lamp | T8 Four-Foot | Dual Mode Internal Driver (UL Type A and Type B) |  | standard | NO | [10 empty] | 2017-09-06 | Not Dimmable | Not Dimmable | NO |  | WWWBTO | [25 empty] | 4.4 | 2965 | 136.01 | 21.8 | 21.02 | 0.93 | 3500 | 82.5 |  |  |  | NO | NO | NO | [8 empty] | 2018-11-02 | NO | NO | NO | [6 empty] | AC | [7 empty] | NO
PLP0VFGB | DONG GUAN WALSTAR OPTOELECTRONICS TECHNOLOGY CO., LTD | WALSTAR | WL-T8A-22W1200 DIAB-45 | Linear Replacement Lamp | T8 Four-Foot | Dual Mode Internal Driver (UL Type A and Type B) |  | standard | NO | [10 empty] | 2017-09-06 | Not Dimmable | Not Dimmable | NO |  | WWWBTO | [25 empty] | 4.4 | 3010 | 138.07 | 21.8 | 21.02 | 0.93 | 4500 | 82.5 |  |  |  | NO | NO | NO | [8 empty] | 2018-11-02 | NO | NO | NO | [6 empty] | AC | [7 empty] | NO
P0U36VZB | DONG GUAN WALSTAR OPTOELECTRONICS TECHNOLOGY CO., LTD | WALSTAR | WL-T8A-18W1200 DIAB-50 | Linear Replacement Lamp | T8 Four-Foot | Dual Mode Internal Driver (UL Type A and Type B) |  | standard | NO | [10 empty] | 2017-09-06 | Not Dimmable | Not Dimmable | NO |  | WWWBTN | [25 empty] | 4.4 | 2570 | 143.92 | 17.86 | 24.34 | 0.91 | 5000 | 82.1 |  |  |  | NO | NO | NO | [8 empty] | 2018-11-02 | NO | NO | NO | [6 empty] | AC | [7 empty] | NO
PJ899R3E | DONG GUAN WALSTAR OPTOELECTRONICS TECHNOLOGY CO., LTD | WALSTAR | WL-T8A-18W1200 DIAB-35 | Linear Replacement Lamp | T8 Four-Foot | Dual Mode Internal Driver (UL Type A and Type B) |  | standard | NO | [10 empty] | 2017-09-06 | Not Dimmable | Not Dimmable | NO |  | WWWBTN | [25 empty] | 4.4 | 2510 | 141.01 | 17.8 | 24.08 | 0.91 | 3500 | 82.6 |  |  |  | NO | NO | NO | [8 empty] | 2018-11-02 | NO | NO | NO | [6 empty] | AC | [7 empty] | NO
PIQK7TJP | DONG GUAN WALSTAR OPTOELECTRONICS TECHNOLOGY CO., LTD | WALSTAR | WL-T8A-18W1200 DIAB-30 | Linear Replacement Lamp | T8 Four-Foot | Dual Mode Internal Driver (UL Type A and Type B) |  | standard | YES |  | 2501 | 140.12 | 17.85 | 24.08 | 0.9141 | 2888 | 82.6 | 5 | 50000 | 2017-09-06 | Not Dimmable | Not Dimmable | NO |  | WWWBTN | [15 empty] | 90.5 |  | 1.18 | 1.34 | [6 empty] | 4.4 | 2490 | 140.37 | 17.74 | 24.08 | 0.91 | 3000 | 82.6 |  |  |  | NO | NO | NO | [8 empty] | 2018-11-02 | NO | NO | NO | [6 empty] | AC | [7 empty] | NO
PXYRMXQH | DONG GUAN WALSTAR OPTOELECTRONICS TECHNOLOGY CO., LTD | WALSTAR | WL-T8A-22W1200 DIAB-50 | Linear Replacement Lamp | T8 Four-Foot | Dual Mode Internal Driver (UL Type A and Type B) |  | standard | NO | [10 empty] | 2017-09-06 | Not Dimmable | Not Dimmable | NO |  | WWWBTO | [25 empty] | 4.4 | 3032 | 138.7 | 21.86 | 21.6 | 0.93 | 5000 | 81.6 |  |  |  | NO | NO | NO | [8 empty] | 2018-11-02 | NO | NO | NO | [6 empty] | AC | [7 empty] | NO
PV4OADRA | DONG GUAN WALSTAR OPTOELECTRONICS TECHNOLOGY CO., LTD | WALSTAR | WL-T8A-18W1200 DIAB-45 | Linear Replacement Lamp | T8 Four-Foot | Dual Mode Internal Driver (UL Type A and Type B) |  | standard | NO | [10 empty] | 2017-09-06 | Not Dimmable | Not Dimmable | NO |  | WWWBTN | [25 empty] | 4.4 | 2550 | 143.26 | 17.8 | 24.08 | 0.91 | 4500 | 82.6 |  |  |  | NO | NO | NO | [8 empty] | 2018-11-02 | NO | NO | NO | [6 empty] | AC | [7 empty] | NO
PJLRV3HS | DONG GUAN WALSTAR OPTOELECTRONICS TECHNOLOGY CO., LTD | WALSTAR | WL-T8A-22W1200 DIAB-40 | Linear Replacement Lamp | T8 Four-Foot | Dual Mode Internal Driver (UL Type A and Type B) |  | standard | NO | [10 empty] | 2017-09-06 | Not Dimmable | Not Dimmable | NO |  | WWWBTO | [25 empty] | 4.4 | 2988 | 137.06 | 21.8 | 21.02 | 0.93 | 4000 | 82.5 |  |  |  | NO | NO | NO | [8 empty] | 2018-11-02 | NO | NO | NO | [6 empty] | AC | [7 empty] | NO
PLYQO704MW77 | Cello Lighting Inc. | Cello | La Lune T8 4ft DIM-CA | Linear Replacement Lamp | T8 Four-Foot | Replacement Lamps (plug and play) (UL Type A) |  | standard | NO | [10 empty] | 2017-09-05 | Dimmable | Stepped | NO |  | ZAZZEI | [25 empty] | 4.4 | 2430.4 | 124.15 | 19.58 | 10.98 | 0.97 | 4044 | 83.7 |  |  |  | NO | NO | NO | [8 empty] | 2018-11-02 | NO | NO | NO | [6 empty] | AC | [7 empty] | NO
PLRD5BA7M7NB | Cello Lighting Inc. | Cello | La Lune T8 4ft DIM-EA | Linear Replacement Lamp | T8 Four-Foot | Replacement Lamps (plug and play) (UL Type A) |  | standard | NO | [10 empty] | 2017-09-05 | Dimmable | Stepped | NO |  | ZAZZEI | [25 empty] | 4.4 | 2477 | 126.43 | 19.59 | 11.05 | 0.97 | 4974 | 82.8 |  |  |  | NO | NO | NO | [8 empty] | 2018-11-02 | NO | NO | NO | [6 empty] | AC | [7 empty] | NO
PW6TQBAE | Shenzhen Syhdee Co.,Ltd. | SYHDEE | SYHU-T8GABUL1212M-40-A | Linear Replacement Lamp | T8 Four-Foot | Dual Mode Internal Driver (UL Type A and Type B) |  | standard | NO | [10 empty] | 2017-08-31 | Not Dimmable | Not Dimmable | NO | Product updated on 11/2/2017 | BBBDRO | [25 empty] | 4.4 | 1900 | 146.154 | 13 | 8.29 | 0.9045 | 4000 | 82.7 |  |  |  | NO | NO | NO | [8 empty] | 2018-11-02 | NO | NO | NO | [6 empty] | AC | [7 empty] | NO
PM6CDM81 | Shenzhen Syhdee Co.,Ltd. | SYHDEE | SYHU-T8GABUL1212M-45-A | Linear Replacement Lamp | T8 Four-Foot | Dual Mode Internal Driver (UL Type A and Type B) |  | standard | NO | [10 empty] | 2017-08-31 | Not Dimmable | Not Dimmable | NO | Product updated on 11/2/2017 | BBBDRO | [25 empty] | 4.4 | 1900 | 146.154 | 13 | 8.29 | 0.9045 | 4500 | 82.7 |  |  |  | NO | NO | NO | [8 empty] | 2018-11-02 | NO | NO | NO | [6 empty] | AC | [7 empty] | NO
PGU7S16V | Shenzhen Syhdee Co.,Ltd. | SYHDEE | SYHU-T8GABUL1212M-50-A | Linear Replacement Lamp | T8 Four-Foot | Dual Mode Internal Driver (UL Type A and Type B) |  | standard | NO | [10 empty] | 2017-08-31 | Not Dimmable | Not Dimmable | NO | Product updated on 11/2/2017 | BBBDRO | [25 empty] | 4.4 | 1950 | 150 | 13 | 8.98 | 0.9047 | 5000 | 81.8 |  |  |  | NO | NO | NO | [8 empty] | 2018-11-02 | NO | NO | NO | [6 empty] | AC | [7 empty] | NO
PHBOLUKD | Shenzhen Syhdee Co.,Ltd. | SYHDEE | SYHU-T8GABUL1212M-30-A | Linear Replacement Lamp | T8 Four-Foot | Dual Mode Internal Driver (UL Type A and Type B) |  | standard | YES |  | 1882 | 119.77 | 15.72 | 8.29 | 0.9045 | 2912 | 82.7 | 5 | 50000 | 2017-08-31 | Not Dimmable | Not Dimmable | NO | Product updated on 11/2/2017 | BBBDRO | [15 empty] | 84.4 |  | 1.24 | 1.3 | [6 empty] | 4.4 | 1900 | 146.154 | 13 | 8.29 | 0.9045 | 3000 | 82.7 |  |  |  | NO | NO | NO | [8 empty] | 2018-11-02 | NO | NO | NO | [6 empty] | AC | [7 empty] | NO
PJTZQV13 | Shenzhen Syhdee Co.,Ltd. | SYHDEE | SYHU-T8GABUL1212M-35-A | Linear Replacement Lamp | T8 Four-Foot | Dual Mode Internal Driver (UL Type A and Type B) |  | standard | NO | [10 empty] | 2017-08-31 | Not Dimmable | Not Dimmable | NO | Product updated on 11/2/2017 | BBBDRO | [25 empty] | 4.4 | 1900 | 146.154 | 13 | 8.29 | 0.9045 | 3500 | 82.7 |  |  |  | NO | NO | NO | [8 empty] | 2018-11-02 | NO | NO | NO | [6 empty] | AC | [7 empty] | NO
PZZGYP16 | Shenzhen Syhdee Co.,Ltd. | SYHDEE | SYHU-T8GABUL1215M-30-A | Linear Replacement Lamp | T8 Four-Foot | Dual Mode Internal Driver (UL Type A and Type B) |  | standard | YES |  | 2112 | 122.15 | 17.29 | 7.21 | 0.8964 | 2914 | 83 | 5 | 50000 | 2017-08-28 | Not Dimmable | Not Dimmable | NO |  | BBBDQY | [15 empty] | 84.4 |  | 1.24 | 1.3 | [6 empty] | 4.4 | 2112 | 122.15 | 17.29 | 7.21 | 0.9 | 3000 | 83 |  |  |  | NO | NO | NO | [8 empty] | 2018-11-02 | NO | NO | NO | [6 empty] | AC | [7 empty] | NO
PFO9GHR6 | Shenzhen Syhdee Co.,Ltd. | SYHDEE | SYHU-T8GABUL1215M-35-A | Linear Replacement Lamp | T8 Four-Foot | Dual Mode Internal Driver (UL Type A and Type B) |  | standard | NO | [10 empty] | 2017-08-28 | Not Dimmable | Not Dimmable | NO |  | BBBDQY | [25 empty] | 4.4 | 2131 | 122.2 | 17.44 | 7.21 | 0.9 | 3500 | 83 |  |  |  | NO | NO | NO | [8 empty] | 2018-11-02 | NO | NO | NO | [6 empty] | AC | [7 empty] | NO
P2LYYRAL | Shenzhen Syhdee Co.,Ltd. | SYHDEE | SYHU-T8GABUL1215M-40-A | Linear Replacement Lamp | T8 Four-Foot | Dual Mode Internal Driver (UL Type A and Type B) |  | standard | NO | [10 empty] | 2017-08-28 | Not Dimmable | Not Dimmable | NO |  | BBBDQY | [25 empty] | 4.4 | 2149 | 123.26 | 17.44 | 7.21 | 0.9 | 4000 | 83 |  |  |  | NO | NO | NO | [8 empty] | 2018-11-02 | NO | NO | NO | [6 empty] | AC | [7 empty] | NO
P6RPHDSV | Shenzhen Syhdee Co.,Ltd. | SYHDEE | SYHU-T8GABUL1215M-45-A | Linear Replacement Lamp | T8 Four-Foot | Dual Mode Internal Driver (UL Type A and Type B) |  | standard | NO | [10 empty] | 2017-08-28 | Not Dimmable | Not Dimmable | NO |  | BBBDQY | [25 empty] | 4.4 | 2168 | 124.32 | 17.44 | 7.21 | 0.9 | 4500 | 83 |  |  |  | NO | NO | NO | [8 empty] | 2018-11-02 | NO | NO | NO | [6 empty] | AC | [7 empty] | NO
PALBOTPD | Shenzhen Syhdee Co.,Ltd. | SYHDEE | SYHU-T8GABUL1215M-50-A | Linear Replacement Lamp | T8 Four-Foot | Dual Mode Internal Driver (UL Type A and Type B) |  | standard | NO | [10 empty] | 2017-08-28 | Not Dimmable | Not Dimmable | NO |  | BBBDQY | [25 empty] | 4.4 | 2186 | 124.35 | 17.58 | 7.58 | 0.9 | 5000 | 84 |  |  |  | NO | NO | NO | [8 empty] | 2018-11-02 | NO | NO | NO | [6 empty] | AC | [7 empty] | NO
PL5XAP1NL8HD | LEDVANCE, LLC (formerly OSRAM SYLVANIA, INC) | SYLVANIA | LED15T8/L48/FP/850/SUB/G8 | Linear Replacement Lamp | T8 Four-Foot | Replacement Lamps (plug and play) (UL Type A) |  | standard | NO | [10 empty] | 2018-06-12 | Not Dimmable | Not Dimmable | NO |  | MMMRCQ | [25 empty] | 4.4 | 2200 | 123 | 18 | 20 | 0.9 | 5000 | 83 |  |  |  | NO | NO | NO | [8 empty] | 2018-11-02 | NO | NO | NO | [6 empty] | AC | [7 empty] | NO
P4JD5J9I | LEDVANCE, LLC (formerly OSRAM SYLVANIA, INC) | SYLVANIA | LED13T8/L48/DIM/835/SUB/G8 | Linear Replacement Lamp | T8 Four-Foot | Replacement Lamps (plug and play) (UL Type A) |  | standard | NO | [10 empty] | 2018-04-30 | Dimmable | Continuous Below 10 | NO |  | MMMQEJ | [25 empty] | 4.4 | 2000 | 135 | 15.5 | 20 | 0.9 | 3500 | 82 |  |  |  | NO | NO | NO | [8 empty] | 2018-11-02 | NO | NO | NO | [6 empty] | AC | [7 empty] | NO
PRVEMELU | LEDVANCE, LLC (formerly OSRAM SYLVANIA, INC) | SYLVANIA | LED13T8/L48/DIM/850/SUB/G8 | Linear Replacement Lamp | T8 Four-Foot | Replacement Lamps (plug and play) (UL Type A) |  | standard | NO | [10 empty] | 2018-04-30 | Dimmable | Continuous Below 10 | NO |  | MMMQEJ | [25 empty] | 4.4 | 2100 | 135 | 15.5 | 20 | 0.9 | 5000 | 82 |  |  |  | NO | NO | NO | [8 empty] | 2018-11-02 | NO | NO | NO | [6 empty] | AC | [7 empty] | NO
PNPCAAHH | LEDVANCE, LLC (formerly OSRAM SYLVANIA, INC) | SYLVANIA | LED13T8/L48/DIM/841/SUB/G8 | Linear Replacement Lamp | T8 Four-Foot | Replacement Lamps (plug and play) (UL Type A) |  | standard | NO | [10 empty] | 2018-04-30 | Dimmable | Continuous Below 10 | NO |  | MMMQEJ | [25 empty] | 4.4 | 2100 | 135 | 15.5 | 20 | 0.9 | 4100 | 82 |  |  |  | NO | NO | NO | [8 empty] | 2018-11-02 | NO | NO | NO | [6 empty] | AC | [7 empty] | NO
PL1KMYN4C7LC | Energetic Lighting Inc. | Energetic | E3T8CG-18F850 | Linear Replacement Lamp | T8 Four-Foot | Replacement Lamps (plug and play) (UL Type A) |  | standard | NO | [10 empty] | 2017-08-24 | Not Dimmable | Not Dimmable | NO |  | MMMPNC | [25 empty] | 4.4 | 2451 | 128.46 | 19.08 | 15.03 | 0.97 | 5000 | 83.1 |  |  |  | NO | NO | NO | 2018-05-02 | 4.3 |  | standard |  |  |  |  | 2018-11-02 | NO | NO | NO | [6 empty] | AC | [7 empty] | NO
P0UAPI5P | Longhorn Intelligent Tech Co., Ltd | Longhorn | LH-L8U1806Q01 | Linear Replacement Lamp | T8 Four-Foot | Replacement Lamps (plug and play) (UL Type A) |  | standard | NO | [10 empty] | 2017-08-24 | Not Dimmable | Not Dimmable | NO |  | XXXBWA | [25 empty] | 4.4 | 2100 | 131 | 16 | 8 | 0.9 | 3500 | 80 |  |  |  | NO | NO | NO | [8 empty] | 2018-11-02 | NO | NO | NO | [6 empty] | AC | [7 empty] | NO
PL0Z9IL79S27 | Energetic Lighting Inc. | Energetic | E3T8CG-18F830 | Linear Replacement Lamp | T8 Four-Foot | Replacement Lamps (plug and play) (UL Type A) |  | standard | YES |  | 2326 | 122.16 | 19.04 | 15.11 | 0.9721 | 3107 | 83.1 | 5 | 50000 | 2017-08-24 | Not Dimmable | Not Dimmable | NO |  | MMMPNC | [15 empty] | 84.6 |  | 1.24 | 1.36 | [6 empty] | 4.4 | 2326 | 122.16 | 19.04 | 15.11 | 0.97 | 3000 | 83.1 |  |  |  | NO | NO | NO | 2018-05-02 | 4.3 |  | standard |  |  |  |  | 2018-11-02 | NO | NO | NO | [6 empty] | AC | [7 empty] | NO
P7QPPGFB | Longhorn Intelligent Tech Co., Ltd | Longhorn | LH-L8N1806Q01 | Linear Replacement Lamp | T8 Four-Foot | Replacement Lamps (plug and play) (UL Type A) |  | standard | NO | [10 empty] | 2017-08-24 | Not Dimmable | Not Dimmable | NO |  | XXXBWA | [25 empty] | 4.4 | 2100 | 131 | 16 | 8 | 0.9 | 4000 | 80 |  |  |  | NO | NO | NO | [8 empty] | 2018-11-02 | NO | NO | NO | [6 empty] | AC | [7 empty] | NO
PHKKL7WZ | Longhorn Intelligent Tech Co., Ltd | Longhorn | LH-L8R1806Q01 | Linear Replacement Lamp | T8 Four-Foot | Replacement Lamps (plug and play) (UL Type A) |  | standard | NO | [10 empty] | 2017-08-24 | Not Dimmable | Not Dimmable | NO |  | XXXBWA | [25 empty] | 4.4 | 2100 | 131 | 16 | 8 | 0.9 | 5000 | 80 |  |  |  | NO | NO | NO | [8 empty] | 2018-11-02 | NO | NO | NO | [6 empty] | AC | [7 empty] | NO
PL15OG37AGGO | Energetic Lighting Inc. | Energetic | E3T8CG-18F840 | Linear Replacement Lamp | T8 Four-Foot | Replacement Lamps (plug and play) (UL Type A) |  | standard | NO | [10 empty] | 2017-08-24 | Not Dimmable | Not Dimmable | NO |  | MMMPNC | [25 empty] | 4.4 | 2326 | 122.16 | 19.04 | 15.11 | 0.97 | 4000 | 83.1 |  |  |  | NO | NO | NO | 2018-05-02 | 4.3 |  | standard |  |  |  |  | 2018-11-02 | NO | NO | NO | [6 empty] | AC | [7 empty] | NO
PNM4DMOS | Longhorn Intelligent Tech Co., Ltd | Longhorn | LH-L8V1806Q01 | Linear Replacement Lamp | T8 Four-Foot | Replacement Lamps (plug and play) (UL Type A) |  | standard | YES |  | 1979.2 | 122.96 | 16.1 | 4.68 | 0.9628 | 2955 | 83.7 | 5 | 50000 | 2017-08-24 | Not Dimmable | Not Dimmable | NO |  | XXXBWA | [15 empty] | 82.5 |  | 1.28 | 1.32 | [6 empty] | 4.4 | 2100 | 131 | 16 | 8 | 0.9 | 3000 | 80 |  |  |  | NO | NO | NO | [8 empty] | 2018-11-02 | NO | NO | NO | [6 empty] | AC | [7 empty] | NO
PGHM36GZ | Longhorn Intelligent Tech Co., Ltd | Longhorn | LH-L8R124Q01 | Linear Replacement Lamp | T8 Four-Foot | Replacement Lamps (plug and play) (UL Type A) |  | standard | NO | [10 empty] | 2017-08-22 | Not Dimmable | Not Dimmable | NO |  | XXXBPK | [25 empty] | 4.4 | 1650 | 127 | 13 | 8 | 0.9 | 5000 | 80 |  |  |  | NO | NO | NO | [8 empty] | 2018-11-02 | NO | NO | NO | [6 empty] | AC | [7 empty] | NO
PJNRMTFP | Longhorn Intelligent Tech Co., Ltd | Longhorn | LH-L8U124Q01 | Linear Replacement Lamp | T8 Four-Foot | Replacement Lamps (plug and play) (UL Type A) |  | standard | NO | [10 empty] | 2017-08-22 | Not Dimmable | Not Dimmable | NO |  | XXXBPK | [25 empty] | 4.4 | 1650 | 127 | 13 | 8 | 0.9 | 3500 | 80 |  |  |  | NO | NO | NO | [8 empty] | 2018-11-02 | NO | NO | NO | [6 empty] | AC | [7 empty] | NO
PLLLLAG4GUFC | Arani systems corp | Arani | T48T8-50K-V6 | Linear Replacement Lamp | T8 Four-Foot | Replacement Lamps (plug and play) (UL Type A) |  | standard | NO | [10 empty] | 2017-08-22 | Not Dimmable | Not Dimmable | NO |  | VVVWTQ | [25 empty] | 4.4 | 2334 | 125.74 | 18.56 | 11.86 | 0.97 | 5000 | 83.5 |  |  |  | NO | NO | NO | [8 empty] | 2018-11-02 | NO | NO | NO | [6 empty] | AC | [7 empty] | NO
PLIMTN9VMLN6 | Arani systems corp | Arani | T48T8-45K-V6 | Linear Replacement Lamp | T8 Four-Foot | Replacement Lamps (plug and play) (UL Type A) |  | standard | NO | [10 empty] | 2017-08-22 | Not Dimmable | Not Dimmable | NO |  | VVVWTQ | [25 empty] | 4.4 | 2303 | 124.96 | 18.43 | 11.29 | 0.97 | 4500 | 82.7 |  |  |  | NO | NO | NO | [8 empty] | 2018-11-02 | NO | NO | NO | [6 empty] | AC | [7 empty] | NO
PLJ44XS6E15X | Arani systems corp | Arani | T48T8-40K-V6 | Linear Replacement Lamp | T8 Four-Foot | Replacement Lamps (plug and play) (UL Type A) |  | standard | YES |  | 2272 | 124.15 | 18.3 | 11.29 | 0.9731 | 4116 | 82.7 | 5 | 50000 | 2017-08-22 | Not Dimmable | Not Dimmable | NO |  | VVVWTQ | [15 empty] | 85.1 |  | 1.22 | 1.3 | [6 empty] | 4.4 | 2272 | 124.15 | 18.3 | 11.29 | 0.97 | 4000 | 82.7 |  |  |  | NO | NO | NO | [8 empty] | 2018-11-02 | NO | NO | NO | [6 empty] | AC | [7 empty] | NO
PC3NSVU6 | Longhorn Intelligent Tech Co., Ltd | Longhorn | LH-L8N124Q01 | Linear Replacement Lamp | T8 Four-Foot | Replacement Lamps (plug and play) (UL Type A) |  | standard | NO | [10 empty] | 2017-08-22 | Not Dimmable | Not Dimmable | NO |  | XXXBPK | [25 empty] | 4.4 | 1650 | 127 | 13 | 8 | 0.9 | 4000 | 80 |  |  |  | NO | NO | NO | [8 empty] | 2018-11-02 | NO | NO | NO | [6 empty] | AC | [7 empty] | NO
P10FKD96 | Longhorn Intelligent Tech Co., Ltd | Longhorn | LH-L8V124Q01 | Linear Replacement Lamp | T8 Four-Foot | Replacement Lamps (plug and play) (UL Type A) |  | standard | YES |  | 1602 | 118.99 | 13.46 | 5.19 | 0.9502 | 2962 | 83.8 | 5 | 50000 | 2017-08-22 | Not Dimmable | Not Dimmable | NO |  | XXXBPK | [15 empty] | 82.2 |  | 1.28 | 1.32 | [6 empty] | 4.4 | 1650 | 127 | 13 | 8 | 0.9 | 3000 | 80 |  |  |  | NO | NO | NO | [8 empty] | 2018-11-02 | NO | NO | NO | [6 empty] | AC | [7 empty] | NO
PL7LSXKSF0K2 | MSI Lighting | MSI LIGHTING | ZT84850123E | Linear Replacement Lamp | T8 Four-Foot | Dual Mode Internal Driver (UL Type A and Type B) |  | standard | NO | [10 empty] | 2017-08-21 | Not Dimmable | Not Dimmable | NO |  | HAHHJN | [25 empty] | 4.4 | 2180 | 164.78 | 13.23 | 17.53 | 0.9 | 5000 | 80.2 |  |  |  | NO | NO | NO | 2018-05-02 | 4.3 |  | standard |  |  |  |  | 2018-11-02 | NO | NO | NO | [6 empty] | AC | [7 empty] | NO
PL1Y6U3R54EE | MSI Lighting | MSI LIGHTING | ZT84850183E | Linear Replacement Lamp | T8 Four-Foot | Dual Mode Internal Driver (UL Type A and Type B) |  | standard | NO | [10 empty] | 2017-08-21 | Not Dimmable | Not Dimmable | NO |  | HAHHJP | [25 empty] | 4.4 | 2773 | 145.72 | 19.03 | 19.68 | 0.9 | 5000 | 82.7 |  |  |  | NO | NO | NO | 2018-05-02 | 4.3 |  | standard |  |  |  |  | 2018-11-02 | NO | NO | NO | [6 empty] | AC | [7 empty] | NO
PO3TGQAV | Hengdian Group Tospo Lighting Co.,Ltd | TOSPO | G8 TP120-277-17/T8 G13 DR 3500K | Linear Replacement Lamp | T8 Four-Foot | Replacement Lamps (plug and play) (UL Type A) |  | standard | YES |  | 2171 | 130.1 | 16.69 | 11.37 | 0.9661 | 3465 | 83.4 | 5 | 50000 | 2017-08-21 | Not Dimmable | Not Dimmable | NO |  | FFFIMC | [15 empty] | 81.3 |  | 1.28 | 1.28 | [6 empty] | 4.4 | 2200 | 129 | 17 | 20 | 0.9 | 3500 | 80 |  |  |  | NO | NO | NO | [8 empty] | 2018-11-02 | NO | NO | NO | [6 empty] | AC | [7 empty] | NO
P9OL64DN | Hengdian Group Tospo Lighting Co.,Ltd | TOSPO | G8 TP120-277-17/T8 G13 DR 5000K | Linear Replacement Lamp | T8 Four-Foot | Replacement Lamps (plug and play) (UL Type A) |  | standard | NO | [10 empty] | 2017-08-21 | Not Dimmable | Not Dimmable | NO |  | FFFIMC | [25 empty] | 4.4 | 2200 | 129 | 17 | 20 | 0.9 | 5000 | 80 |  |  |  | NO | NO | NO | [8 empty] | 2018-11-02 | NO | NO | NO | [6 empty] | AC | [7 empty] | NO
P7ENCXH3 | Hengdian Group Tospo Lighting Co.,Ltd | TOSPO | G8 TP120-277-17/T8 G13 DR 4000K | Linear Replacement Lamp | T8 Four-Foot | Replacement Lamps (plug and play) (UL Type A) |  | standard | NO | [10 empty] | 2017-08-21 | Not Dimmable | Not Dimmable | NO |  | FFFIMC | [25 empty] | 4.4 | 2200 | 129 | 17 | 20 | 0.9 | 4000 | 80 |  |  |  | NO | NO | NO | [8 empty] | 2018-11-02 | NO | NO | NO | [6 empty] | AC | [7 empty] | NO
PL1ACWUVL85I | MSI Lighting | MSI LIGHTING | ZT84841153E | Linear Replacement Lamp | T8 Four-Foot | Dual Mode Internal Driver (UL Type A and Type B) |  | standard | YES |  | 2066 | 140.35 | 14.72 | 18.75 | 0.9015 | 3943 | 80.8 | 5 | 50000 | 2017-08-21 | Not Dimmable | Not Dimmable | NO |  | HAHHJO | [15 empty] | 84.8 |  | 1.2 | 1.34 | [6 empty] | 4.4 | 2066 | 140.35 | 14.72 | 18.75 | 0.9 | 4000 | 80.8 |  |  |  | NO | NO | NO | 2018-05-02 | 4.3 |  | standard |  |  |  |  | 2018-11-02 | NO | NO | NO | [6 empty] | AC | [7 empty] | NO
PLWBEETJRX87 | MSI Lighting | MSI LIGHTING | ZT84841123E | Linear Replacement Lamp | T8 Four-Foot | Dual Mode Internal Driver (UL Type A and Type B) |  | standard | YES |  | 2124 | 160.79 | 13.21 | 19.05 | 0.9004 | 4058 | 80.8 | 5 | 50000 | 2017-08-21 | Not Dimmable | Not Dimmable | NO |  | HAHHJN | [15 empty] | 85.7 |  | 1.22 | 1.22 | [6 empty] | 4.4 | 2124 | 160.91 | 13.2 | 17.78 | 0.9 | 4000 | 80.8 |  |  |  | NO | NO | NO | 2018-05-02 | 4.3 |  | standard |  |  |  |  | 2018-11-02 | NO | NO | NO | [6 empty] | AC | [7 empty] | NO
PLNJ30Q5LF28 | MSI Lighting | MSI LIGHTING | ZT84850153E | Linear Replacement Lamp | T8 Four-Foot | Dual Mode Internal Driver (UL Type A and Type B) |  | standard | NO | [10 empty] | 2017-08-21 | Not Dimmable | Not Dimmable | NO |  | HAHHJO | [25 empty] | 4.4 | 2164 | 145.14 | 14.91 | 18.48 | 0.9 | 5000 | 80.2 |  |  |  | NO | NO | NO | 2018-05-02 | 4.3 |  | standard |  |  |  |  | 2018-11-02 | NO | NO | NO | [6 empty] | AC | [7 empty] | NO
PLN80XS7HB0D | MSI Lighting | MSI LIGHTING | ZT84841183E | Linear Replacement Lamp | T8 Four-Foot | Dual Mode Internal Driver (UL Type A and Type B) |  | standard | YES |  | 2636 | 140.21 | 18.8 | 19.54 | 0.9012 | 3999 | 80.7 | 5 | 50000 | 2017-08-21 | Not Dimmable | Not Dimmable | NO |  | HAHHJP | [15 empty] | 84.9 |  | 1.22 | 1.4 | [6 empty] | 4.4 | 2636 | 140.21 | 18.8 | 19.45 | 0.9 | 4000 | 80.7 |  |  |  | NO | NO | NO | 2018-05-02 | 4.3 |  | standard |  |  |  |  | 2018-11-02 | NO | NO | NO | [6 empty] | AC | [7 empty] | NO
PRZH5ACD | Hengdian Group Tospo Lighting Co.,Ltd | TOSPO | G8 TP120-277-14/T8 G13 DR 5000K | Linear Replacement Lamp | T8 Four-Foot | Replacement Lamps (plug and play) (UL Type A) |  | standard | NO | [10 empty] | 2017-08-18 | Not Dimmable | Not Dimmable | NO |  | FFFILZ | [25 empty] | 4.4 | 1800 | 128 | 14 | 20 | 0.9 | 5000 | 80 |  |  |  | NO | NO | NO | [8 empty] | 2018-11-02 | NO | NO | NO | [6 empty] | AC | [7 empty] | NO
P2U66FOR | Allstar Lighting Supplies Inc. | LUXRITE | LR34173 | Linear Replacement Lamp | T8 Four-Foot | Replacement Lamps (plug and play) (UL Type A) |  | standard | NO | [10 empty] | 2017-08-18 | Not Dimmable | Not Dimmable | NO |  | RRRUIY | [25 empty] | 4.4 | 2501 | 123.2 | 20.3 | 4.69 | 0.98 | 5000 | 84.8 |  |  |  | NO | NO | NO | [8 empty] | 2018-11-02 | NO | NO | NO | [6 empty] | AC | [7 empty] | NO
PLFM7AVB0VZM | TORONTO LED INC. | TorontoLED | DTL-T8-18T-50K | Linear Replacement Lamp | T8 Four-Foot | Replacement Lamps (plug and play) (UL Type A) |  | standard | NO | [10 empty] | 2017-08-18 | Not Dimmable | Not Dimmable | NO |  | YYYCFL | [25 empty] | 4.4 | 2200 | 122.22 | 18 | 11.89 | 0.97 | 5000 | 83.9 |  |  |  | NO | NO | NO | 2018-05-02 | 4.3 |  | standard |  |  |  |  | 2018-11-02 | NO | NO | NO | [6 empty] | AC | [7 empty] | NO
PPPGC0EE | Hengdian Group Tospo Lighting Co.,Ltd | TOSPO | G8 TP120-277-14/T8 G13 DR 3500K | Linear Replacement Lamp | T8 Four-Foot | Replacement Lamps (plug and play) (UL Type A) |  | standard | YES |  | 1830 | 130.2 | 14.06 | 14.39 | 0.9546 | 3465 | 83.5 | 5 | 50000 | 2017-08-18 | Not Dimmable | Not Dimmable | NO |  | FFFILZ | [15 empty] | 81.3 |  | 1.24 | 1.24 | [6 empty] | 4.4 | 1800 | 128 | 14 | 20 | 0.9 | 3500 | 80 |  |  |  | NO | NO | NO | [8 empty] | 2018-11-02 | NO | NO | NO | [6 empty] | AC | [7 empty] | NO
PU51K4WS | Hengdian Group Tospo Lighting Co.,Ltd | TOSPO | G8 TP120-277-14/T8 G13 DR 4000K | Linear Replacement Lamp | T8 Four-Foot | Replacement Lamps (plug and play) (UL Type A) |  | standard | NO | [10 empty] | 2017-08-18 | Not Dimmable | Not Dimmable | NO |  | FFFILZ | [25 empty] | 4.4 | 1800 | 128 | 14 | 20 | 0.9 | 4000 | 80 |  |  |  | NO | NO | NO | [8 empty] | 2018-11-02 | NO | NO | NO | [6 empty] | AC | [7 empty] | NO
PPQP75BB | Allstar Lighting Supplies Inc. | LUXRITE | LR34172 | Linear Replacement Lamp | T8 Four-Foot | Replacement Lamps (plug and play) (UL Type A) |  | standard | YES |  | 2472 | 121.53 | 20.34 | 4.58 | 0.9763 | 3947 | 82.9 | 5 | 50000 | 2017-08-18 | Not Dimmable | Not Dimmable | NO |  | RRRUIY | [15 empty] | 85.6 |  | 1.26 | 1.3 | [6 empty] | 4.4 | 2472 | 121.53 | 20.34 | 4.51 | 0.98 | 4000 | 82.9 |  |  |  | NO | NO | NO | [8 empty] | 2018-11-02 | NO | NO | NO | [6 empty] | AC | [7 empty] | NO
P438L5KH | Shenzhen Syhdee Co.,Ltd. | SYHDEE | SYHU-T8LAB1212M-35-A | Linear Replacement Lamp | T8 Four-Foot | Dual Mode Internal Driver (UL Type A and Type B) |  | standard | NO | [10 empty] | 2017-08-17 | Dimmable | Stepped | NO | Product updated on 11/2/2017 | YYYCFG | [25 empty] | 4.4 | 1850 | 142.308 | 13 | 8.64 | 0.9004 | 3500 | 84 |  |  |  | NO | NO | NO | [8 empty] | 2018-11-02 | NO | NO | NO | [6 empty] | AC | [7 empty] | NO
P4LKZEXJ | CH Lighting Technology Co.,Ltd. | CH | CH1128-48-10.5W 835-1 | Linear Replacement Lamp | T8 Four-Foot | Replacement Lamps (plug and play) (UL Type A) |  | standard | NO | [10 empty] | 2017-08-17 | Dimmable | Continuous Above 10 | NO |  | VVVWSC | [25 empty] | 4.4 | 1708 | 122 | 14 | 10 | 0.9 | 3500 | 83 |  |  |  | NO | NO | NO | [8 empty] | 2018-11-02 | NO | NO | NO | [6 empty] | AC | [7 empty] | NO
P3I5ZHTR | Shenzhen Syhdee Co.,Ltd. | SYHDEE | SYHU-T8LAB1218M-40-A | Linear Replacement Lamp | T8 Four-Foot | Dual Mode Internal Driver (UL Type A and Type B) |  | standard | NO | [10 empty] | 2017-08-17 | Dimmable | Stepped | NO |  | YYYCFI | [25 empty] | 4.4 | 2465 | 120.99 | 20.37 | 6.81 | 0.92 | 4000 | 83.3 |  |  |  | NO | NO | NO | [8 empty] | 2018-11-02 | NO | NO | NO | [6 empty] | AC | [7 empty] | NO
PO82FED8 | CH Lighting Technology Co.,Ltd. | CH | CH1128-48-10.5W 840-1 | Linear Replacement Lamp | T8 Four-Foot | Replacement Lamps (plug and play) (UL Type A) |  | standard | NO | [10 empty] | 2017-08-17 | Dimmable | Continuous Above 10 | NO |  | VVVWSC | [25 empty] | 4.4 | 1750 | 125 | 14 | 10 | 0.9 | 4000 | 83 |  |  |  | NO | NO | NO | [8 empty] | 2018-11-02 | NO | NO | NO | [6 empty] | AC | [7 empty] | NO
PNFB9DBR | Shenzhen Syhdee Co.,Ltd. | SYHDEE | SYHU-T8LAB1212M-30-A | Linear Replacement Lamp | T8 Four-Foot | Dual Mode Internal Driver (UL Type A and Type B) |  | standard | YES |  | 1819 | 115.86 | 15.7 | 8.64 | 0.9004 | 2913 | 84 | 5 | 50000 | 2017-08-17 | Dimmable | Stepped | NO | Product updated on 11/2/2017 | YYYCFG | [15 empty] | 89.1 |  | 1.18 | 1.38 | [6 empty] | 4.4 | 1820 | 140 | 13 | 8.64 | 0.9004 | 3000 | 84 |  |  |  | NO | NO | NO | [8 empty] | 2018-11-02 | NO | NO | NO | [6 empty] | AC | [7 empty] | NO
P7OC81GP | Shenzhen Syhdee Co.,Ltd. | SYHDEE | SYHU-T8LAB1212M-50-A | Linear Replacement Lamp | T8 Four-Foot | Dual Mode Internal Driver (UL Type A and Type B) |  | standard | NO | [10 empty] | 2017-08-17 | Dimmable | Stepped | NO | Product updated on 11/2/2017 | YYYCFG | [25 empty] | 4.4 | 1950 | 150 | 13 | 8.91 | 0.9006 | 5000 | 83.4 |  |  |  | NO | NO | NO | [8 empty] | 2018-11-02 | NO | NO | NO | [6 empty] | AC | [7 empty] | NO
P256LY5M | Shenzhen Syhdee Co.,Ltd. | SYHDEE | SYHU-T8LAB1212M-40-A | Linear Replacement Lamp | T8 Four-Foot | Dual Mode Internal Driver (UL Type A and Type B) |  | standard | NO | [10 empty] | 2017-08-17 | Dimmable | Stepped | NO | Product updated on 11/2/2017 | YYYCFG | [25 empty] | 4.4 | 1900 | 146.154 | 13 | 8.64 | 0.9004 | 4000 | 84 |  |  |  | NO | NO | NO | [8 empty] | 2018-11-02 | NO | NO | NO | [6 empty] | AC | [7 empty] | NO
P154XBX7 | Shenzhen Syhdee Co.,Ltd. | SYHDEE | SYHU-T8LAB1218M-45-A | Linear Replacement Lamp | T8 Four-Foot | Dual Mode Internal Driver (UL Type A and Type B) |  | standard | NO | [10 empty] | 2017-08-17 | Dimmable | Stepped | NO |  | YYYCFI | [25 empty] | 4.4 | 2495 | 122.47 | 20.37 | 6.81 | 0.92 | 4500 | 83.3 |  |  |  | NO | NO | NO | [8 empty] | 2018-11-02 | NO | NO | NO | [6 empty] | AC | [7 empty] | NO
PCKK6PMA | Shenzhen Syhdee Co.,Ltd. | SYHDEE | SYHU-T8LAB1212M-45-A | Linear Replacement Lamp | T8 Four-Foot | Dual Mode Internal Driver (UL Type A and Type B) |  | standard | NO | [10 empty] | 2017-08-17 | Dimmable | Stepped | NO | Product updated on 11/2/2017 | YYYCFG | [25 empty] | 4.4 | 1900 | 146.154 | 13 | 8.64 | 0.9004 | 4500 | 84 |  |  |  | NO | NO | NO | [8 empty] | 2018-11-02 | NO | NO | NO | [6 empty] | AC | [7 empty] | NO
P1YGB1CJ | CH Lighting Technology Co.,Ltd. | CH | CH1128-48-10.5W 850-1 | Linear Replacement Lamp | T8 Four-Foot | Replacement Lamps (plug and play) (UL Type A) |  | standard | NO | [10 empty] | 2017-08-17 | Dimmable | Continuous Above 10 | NO |  | VVVWSC | [25 empty] | 4.4 | 1806 | 129 | 14 | 10 | 0.9 | 5000 | 83 |  |  |  | NO | NO | NO | [8 empty] | 2018-11-02 | NO | NO | NO | [6 empty] | AC | [7 empty] | NO
PKTULB89 | Shenzhen Syhdee Co.,Ltd. | SYHDEE | SYHU-T8LAB1218M-50-A | Linear Replacement Lamp | T8 Four-Foot | Dual Mode Internal Driver (UL Type A and Type B) |  | standard | NO | [10 empty] | 2017-08-17 | Dimmable | Stepped | NO |  | YYYCFI | [25 empty] | 4.4 | 2525 | 122.63 | 20.59 | 6.97 | 0.92 | 5000 | 84.2 |  |  |  | NO | NO | NO | [8 empty] | 2018-11-02 | NO | NO | NO | [6 empty] | AC | [7 empty] | NO
PLXEZMT7R95D | SHANGHAI LITE-WAY | LITE-WAY | L02494-45H1 | Linear Replacement Lamp | T8 Four-Foot | Replacement Lamps (plug and play) (UL Type A) |  | standard | NO | [10 empty] | 2017-08-15 | Not Dimmable | Not Dimmable | NO |  | CCCERC | [25 empty] | 4.4 | 2397 | 138.88 | 17.26 | 10.25 | 0.98 | 4500 | 82.6 |  |  |  | NO | NO | NO | [8 empty] | 2018-11-02 | NO | NO | NO | [6 empty] | AC | [7 empty] | NO
PLO3SJR9NQ2C | SHANGHAI LITE-WAY | LITE-WAY | L02494-50H1 | Linear Replacement Lamp | T8 Four-Foot | Replacement Lamps (plug and play) (UL Type A) |  | standard | NO | [10 empty] | 2017-08-15 | Not Dimmable | Not Dimmable | NO |  | CCCERC | [25 empty] | 4.4 | 2453 | 141.72 | 17.31 | 10.97 | 0.98 | 5000 | 83.9 |  |  |  | NO | NO | NO | [8 empty] | 2018-11-02 | NO | NO | NO | [6 empty] | AC | [7 empty] | NO
PLBX24A73XO8 | SHANGHAI LITE-WAY | LITE-WAY | L02494-40H1 | Linear Replacement Lamp | T8 Four-Foot | Replacement Lamps (plug and play) (UL Type A) |  | standard | YES |  | 2341 | 136.03 | 17.21 | 10.25 | 0.9752 | 4058 | 82.6 | 5 | 50000 | 2017-08-15 | Not Dimmable | Not Dimmable | NO |  | CCCERC | [15 empty] | 84.8 |  | 1.22 | 1.3 | [6 empty] | 4.4 | 2341 | 136.03 | 17.21 | 10.25 | 0.98 | 4000 | 82.6 |  |  |  | NO | NO | NO | [8 empty] | 2018-11-02 | NO | NO | NO | [6 empty] | AC | [7 empty] | NO
PA4TS7TZ | ZHONGSHAN JIUYUAN LIGHTING CO.,LTD | JIUYUAN | WHD-T8-18WB(4500K)? | Linear Replacement Lamp | T8 Four-Foot | Dual Mode Internal Driver (UL Type A and Type B) |  | standard | NO | [10 empty] | 2017-08-11 | Not Dimmable | Not Dimmable | NO |  | FFFILL | [25 empty] | 4.4 | 2487 | 132.5 | 18.7 | 12.1 | 0.93 | 4500 | 81.3 |  |  |  | NO | NO | NO | [8 empty] | 2018-11-02 | NO | NO | NO | [6 empty] | AC | [7 empty] | NO
PHQ6FKMY | ZHONGSHAN JIUYUAN LIGHTING CO.,LTD | JIUYUAN | WHD-T8-18WB(3000K)? | Linear Replacement Lamp | T8 Four-Foot | Dual Mode Internal Driver (UL Type A and Type B) |  | standard | YES |  | 2487 | 132.527 | 18.766 | 12.1 | 0.93 | 2925 | 81.3 | 5 | 50000 | 2017-08-11 | Not Dimmable | Not Dimmable | NO |  | FFFILL | [15 empty] | 78.9 |  | 1.12 | 1.26 | [6 empty] | 4.4 | 2487 | 132.5 | 18.7 | 12.1 | 0.93 | 2925 | 81.3 |  |  |  | NO | NO | NO | [8 empty] | 2018-11-02 | NO | NO | NO | [6 empty] | AC | [7 empty] | NO
PBTDPB53 | Torshare Ltd | TORSHARE | T8-14W-120-GTB-50K | Linear Replacement Lamp | T8 Four-Foot | Dual Mode Internal Driver (UL Type A and Type B) |  | standard | NO | [10 empty] | 2017-08-11 | Not Dimmable | Not Dimmable | NO |  | VAVWWG | [25 empty] | 4.4 | 2059 | 155.16 | 13.27 | 21.59 | 0.89 | 5000 | 82.7 |  |  |  | NO | NO | NO | [8 empty] | 2018-11-02 | NO | NO | NO | [6 empty] | AC | [7 empty] | NO
P0ICMHFO | ZHONGSHAN JIUYUAN LIGHTING CO.,LTD | JIUYUAN | WHD-T8-18WB(5000K) | Linear Replacement Lamp | T8 Four-Foot | Dual Mode Internal Driver (UL Type A and Type B) |  | standard | NO | [10 empty] | 2017-08-11 | Not Dimmable | Not Dimmable | NO |  | FFFILL | [25 empty] | 4.4 | 2542 | 134.4 | 18.9 | 12.1 | 0.93 | 4991 | 82.5 |  |  |  | NO | NO | NO | [8 empty] | 2018-11-02 | NO | NO | NO | [6 empty] | AC | [7 empty] | NO
PF1DP8LR | ZHONGSHAN JIUYUAN LIGHTING CO.,LTD | JIUYUAN | WHD-T8-18WB(3500K)? | Linear Replacement Lamp | T8 Four-Foot | Dual Mode Internal Driver (UL Type A and Type B) |  | standard | NO | [10 empty] | 2017-08-11 | Not Dimmable | Not Dimmable | NO |  | FFFILL | [25 empty] | 4.4 | 2487 | 132.5 | 18.7 | 12.1 | 0.93 | 3500 | 81.3 |  |  |  | NO | NO | NO | [8 empty] | 2018-11-02 | NO | NO | NO | [6 empty] | AC | [7 empty] | NO
P42JX5UQ | ZHONGSHAN JIUYUAN LIGHTING CO.,LTD | JIUYUAN | WHD-T8-18WB(4000K)? | Linear Replacement Lamp | T8 Four-Foot | Dual Mode Internal Driver (UL Type A and Type B) |  | standard | NO | [10 empty] | 2017-08-11 | Not Dimmable | Not Dimmable | NO |  | FFFILL | [25 empty] | 4.4 | 2487 | 132.5 | 18.7 | 12.1 | 0.93 | 4000 | 81.3 |  |  |  | NO | NO | NO | [8 empty] | 2018-11-02 | NO | NO | NO | [6 empty] | AC | [7 empty] | NO
PRO31OX8 | Torshare Ltd | TORSHARE | T8-18W-120-GTB-40K | Linear Replacement Lamp | T8 Four-Foot | Dual Mode Internal Driver (UL Type A and Type B) |  | standard | YES |  | 2660 | 150.59 | 17.69 | 20.98 | 0.9268 | 3935 | 82.1 | 5 | 50000 | 2017-08-11 | Not Dimmable | Not Dimmable | NO |  | VAVWWH | [15 empty] | 84.5 |  | 1.2 | 1.34 | [6 empty] | 4.4 | 2664 | 150.59 | 17.69 | 20.98 | 0.9254 | 4000 | 82.1 |  |  |  | NO | NO | NO | [8 empty] | 2018-11-02 | NO | NO | NO | [6 empty] | AC | [7 empty] | NO
PW5NHLXI | Torshare Ltd | TORSHARE | T8-18W-120-GTB-50K | Linear Replacement Lamp | T8 Four-Foot | Dual Mode Internal Driver (UL Type A and Type B) |  | standard | NO | [10 empty] | 2017-08-11 | Not Dimmable | Not Dimmable | NO |  | VAVWWH | [25 empty] | 4.4 | 2682 | 151.95 | 17.65 | 20.6 | 0.9238 | 5000 | 82.2 |  |  |  | NO | NO | NO | [8 empty] | 2018-11-02 | NO | NO | NO | [6 empty] | AC | [7 empty] | NO
P62VGZJT | Torshare Ltd | TORSHARE | T8-14W-120-GTB-40K | Linear Replacement Lamp | T8 Four-Foot | Dual Mode Internal Driver (UL Type A and Type B) |  | standard | YES |  | 2051 | 153.4 | 13.37 | 21.67 | 0.8939 | 3929 | 82 | 5 | 50000 | 2017-08-11 | Not Dimmable | Not Dimmable | NO |  | VAVWWG | [15 empty] | 84.6 |  | 1.2 | 1.32 | [6 empty] | 4.4 | 2051 | 153.4 | 13.37 | 21.69 | 0.89 | 4000 | 82 |  |  |  | NO | NO | NO | [8 empty] | 2018-11-02 | NO | NO | NO | [6 empty] | AC | [7 empty] | NO
PKIKXNB2 | Green Ignite | GREEN IGNITE | GI-4T8-WD34P-ULMF3 | Linear Replacement Lamp | T8 Four-Foot | Dual Mode Internal Driver (UL Type A and Type B) |  | standard | NO | [10 empty] | 2017-08-10 | Not Dimmable | Not Dimmable | NO |  | XXXBOG | [25 empty] | 4.4 | 2751 | 138.52 | 19.86 | 6.64 | 0.97 | 3500 | 82.4 |  |  |  | NO | NO | NO | [8 empty] | 2018-11-02 | NO | NO | NO | [6 empty] | AC | [7 empty] | NO
PTNIP6L9 | Green Ignite | GREEN IGNITE | GI-4T8-D34P-ULMF3 | Linear Replacement Lamp | T8 Four-Foot | Dual Mode Internal Driver (UL Type A and Type B) |  | standard | NO | [10 empty] | 2017-08-10 | Not Dimmable | Not Dimmable | NO |  | XXXBOG | [25 empty] | 4.4 | 2779 | 139.93 | 19.86 | 6.64 | 0.97 | 4000 | 82.4 |  |  |  | NO | NO | NO | [8 empty] | 2018-11-02 | NO | NO | NO | [6 empty] | AC | [7 empty] | NO
PCI3P0A1 | Green Ignite | GREEN IGNITE | GI-4T8-C34P-ULMF3 | Linear Replacement Lamp | T8 Four-Foot | Dual Mode Internal Driver (UL Type A and Type B) |  | standard | NO | [10 empty] | 2017-08-10 | Not Dimmable | Not Dimmable | NO |  | XXXBOG | [25 empty] | 4.4 | 2835 | 142.97 | 19.83 | 6.82 | 0.97 | 5000 | 84.1 |  |  |  | NO | NO | NO | [8 empty] | 2018-11-02 | NO | NO | NO | [6 empty] | AC | [7 empty] | NO
PW5SR0AI | Green Ignite | GREEN IGNITE | GI-4T8-DC34P-ULMF3 | Linear Replacement Lamp | T8 Four-Foot | Dual Mode Internal Driver (UL Type A and Type B) |  | standard | NO | [10 empty] | 2017-08-10 | Not Dimmable | Not Dimmable | NO |  | XXXBOG | [25 empty] | 4.4 | 2807 | 141.34 | 19.86 | 6.64 | 0.97 | 4500 | 82.4 |  |  |  | NO | NO | NO | [8 empty] | 2018-11-02 | NO | NO | NO | [6 empty] | AC | [7 empty] | NO
P6A37V77 | Green Ignite | GREEN IGNITE | GI-4T8-W34P-ULMF3 | Linear Replacement Lamp | T8 Four-Foot | Dual Mode Internal Driver (UL Type A and Type B) |  | standard | YES |  | 2688 | 138.06 | 19.47 | 6.64 | 0.9705 | 3060 | 82.4 | 5 | 50000 | 2017-08-10 | Not Dimmable | Not Dimmable | NO |  | XXXBOG | [15 empty] | 84.3 |  | 1.22 | 1.38 | [6 empty] | 4.4 | 2723 | 136.9 | 19.89 | 6.64 | 0.97 | 3000 | 82.4 |  |  |  | NO | NO | NO | [8 empty] | 2018-11-02 | NO | NO | NO | [6 empty] | AC | [7 empty] | NO
PLQURJEWM88O | Zhejiang Shenghui Lighting Co.,Ltd. | SENGLED | 110629017 | Linear Replacement Lamp | T8 Four-Foot | Replacement Lamps (plug and play) (UL Type A) | 0 | standard | NO | [10 empty] | 2017-08-09 | Dimmable | Continuous Below 10 | NO |  | XXXBOD | [25 empty] | 4.4 | 2400 | 120 | 20 | 7.64 | 0.98 | 5000 | 83 |  |  |  | NO | NO | NO | [8 empty] | 2018-11-02 | NO | NO | NO | [6 empty] | AC | [7 empty] | NO
PL0M8FHG6OE6 | Halco Lighting Technologies | Halco ProLED | T8FR13/850/DIR3/LED | Linear Replacement Lamp | T8 Four-Foot | Replacement Lamps (plug and play) (UL Type A) |  | standard | NO | [10 empty] | 2017-08-06 | Dimmable | Continuous Below 10 | NO | Updated on 1/5/2018 | HAHHHK | [25 empty] | 4.4 | 2000 | 125 | 16 | 10 | 0.9 | 5000 | 80 |  |  |  | NO | NO | NO | 2018-05-02 | 4.3 |  | standard |  |  |  |  | 2018-11-02 | NO | NO | NO | [6 empty] | AC | [7 empty] | NO
PLLZ3MZ410I6 | Halco Lighting Technologies | Halco ProLED | T8FR13/840/DIR3/LED | Linear Replacement Lamp | T8 Four-Foot | Replacement Lamps (plug and play) (UL Type A) |  | standard | NO | [10 empty] | 2017-08-06 | Dimmable | Continuous Below 10 | NO | Updated on 1/5/2018 | HAHHHK | [25 empty] | 4.4 | 1952 | 122 | 16 | 10 | 0.9 | 4000 | 80 |  |  |  | NO | NO | NO | 2018-05-02 | 4.3 |  | standard |  |  |  |  | 2018-11-02 | NO | NO | NO | [6 empty] | AC | [7 empty] | NO
PL0EB8HTE3J5 | Builders Pack | Builders Pack | 44-GL8-120-12W-35K-A | Linear Replacement Lamp | T8 Four-Foot | Replacement Lamps (plug and play) (UL Type A) |  | standard | NO | [10 empty] | 2017-08-04 | Not Dimmable | Not Dimmable | NO | Updated on 07/26/2018 | EAEFDT | [25 empty] | 4.4 | 1624 | 121.24 | 13.4 | 10.86 | 0.9046 | 3500 | 83.3 |  |  |  | NO | NO | NO | [8 empty] | 2018-11-02 | NO | NO | NO | [6 empty] | AC | [7 empty] | NO
PLD4YJ4KMH23 | Premise LED Inc. | PREMISE | T8N-184-4 | Linear Replacement Lamp | T8 Four-Foot | Replacement Lamps (plug and play) (UL Type A) |  | standard | YES |  | 2303 | 123.42 | 18.66 | 5.94 | 0.9714 | 4119 | 82.2 | 5 | 50000 | 2017-08-04 | Not Dimmable | Not Dimmable | NO |  | HAHHHM | [15 empty] | 84.7 |  | 1.18 | 1.28 | [6 empty] | 4.4 | 2303 | 123.42 | 18.66 | 6.13 | 0.95 | 4000 | 82.2 |  |  |  | NO | NO | NO | 2018-05-02 | 4.3 |  | standard |  |  |  |  | 2018-11-02 | NO | NO | NO | [6 empty] | AC | [7 empty] | NO
PL8DY2AHNF1R | Premise LED Inc. | PREMISE | T8N-124-5 | Linear Replacement Lamp | T8 Four-Foot | Replacement Lamps (plug and play) (UL Type A) |  | standard | NO | [10 empty] | 2017-08-04 | Not Dimmable | Not Dimmable | NO |  | HAHHHL | [25 empty] | 4.4 | 1707 | 131.68 | 12.96 | 8.98 | 0.94 | 5000 | 82.9 |  |  |  | NO | NO | NO | 2018-05-02 | 4.3 |  | standard |  |  |  |  | 2018-11-02 | NO | NO | NO | [6 empty] | AC | [7 empty] | NO
PL99A0I513RE | Premise LED Inc. | PREMISE | T8N-124-4 | Linear Replacement Lamp | T8 Four-Foot | Replacement Lamps (plug and play) (UL Type A) |  | standard | YES |  | 1673 | 129.19 | 12.95 | 7.34 | 0.9705 | 4095 | 82 | 5 | 50000 | 2017-08-04 | Not Dimmable | Not Dimmable | NO |  | HAHHHL | [15 empty] | 84.8 |  | 1.18 | 1.28 | [6 empty] | 4.4 | 1667 | 129.83 | 12.84 | 7.81 | 0.96 | 4000 | 82 |  |  |  | NO | NO | NO | 2018-05-02 | 4.3 |  | standard |  |  |  |  | 2018-11-02 | NO | NO | NO | [6 empty] | AC | [7 empty] | NO
PLXDMCOVITCN | Builders Pack | Builders Pack | 44-GL8-120-12W-40K-A | Linear Replacement Lamp | T8 Four-Foot | Replacement Lamps (plug and play) (UL Type A) |  | standard | NO | [10 empty] | 2017-08-04 | Not Dimmable | Not Dimmable | NO | Updated on 07/26/2018 | EAEFDT | [25 empty] | 4.4 | 1635 | 122.06 | 13.4 | 10.86 | 0.9046 | 4000 | 83.3 |  |  |  | NO | NO | NO | [8 empty] | 2018-11-02 | NO | NO | NO | [6 empty] | AC | [7 empty] | NO
PLQZV3ET32E5 | Premise LED Inc. | PREMISE | T8N-184-5 | Linear Replacement Lamp | T8 Four-Foot | Replacement Lamps (plug and play) (UL Type A) |  | standard | NO | [10 empty] | 2017-08-04 | Not Dimmable | Not Dimmable | NO |  | HAHHHM | [25 empty] | 4.4 | 2351 | 124.99 | 18.81 | 6.71 | 0.95 | 5000 | 83 |  |  |  | NO | NO | NO | 2018-05-02 | 4.3 |  | standard |  |  |  |  | 2018-11-02 | NO | NO | NO | [6 empty] | AC | [7 empty] | NO
PLYMX4S72EJU | Builders Pack | Builders Pack | 44-GL8-120-12W-45K-A | Linear Replacement Lamp | T8 Four-Foot | Replacement Lamps (plug and play) (UL Type A) |  | standard | NO | [10 empty] | 2017-08-04 | Not Dimmable | Not Dimmable | NO | Updated on 07/26/2018 | EAEFDT | [25 empty] | 4.4 | 1646 | 122.88 | 13.4 | 10.86 | 0.9046 | 4500 | 83.3 |  |  |  | NO | NO | NO | [8 empty] | 2018-11-02 | NO | NO | NO | [6 empty] | AC | [7 empty] | NO
PLCP11O8ZHKW | Builders Pack | Builders Pack | 44-GL8-120-12W-50K-A | Linear Replacement Lamp | T8 Four-Foot | Replacement Lamps (plug and play) (UL Type A) |  | standard | NO | [10 empty] | 2017-08-04 | Not Dimmable | Not Dimmable | NO | Updated on 07/26/2018 | EAEFDT | [25 empty] | 4.4 | 1657 | 124.12 | 13.35 | 10.94 | 0.903 | 5000 | 84.2 |  |  |  | NO | NO | NO | [8 empty] | 2018-11-02 | NO | NO | NO | [6 empty] | AC | [7 empty] | NO
PL5C3J9KI7HS | Builders Pack | Builders Pack | 44-GL8-120-12W-30K-A | Linear Replacement Lamp | T8 Four-Foot | Replacement Lamps (plug and play) (UL Type A) |  | standard | YES |  | 1613 | 120.01 | 13.44 | 10.86 | 0.9046 | 3060 | 83.3 | 5 | 50000 | 2017-08-04 | Not Dimmable | Not Dimmable | NO | Updated on 07/26/2018 | EAEFDT | [15 empty] | 84.4 |  | 1.24 | 1.34 | [6 empty] | 4.4 | 1613 | 120.01 | 13.44 | 10.86 | 0.9046 | 3000 | 83.3 |  |  |  | NO | NO | NO | [8 empty] | 2018-11-02 | NO | NO | NO | [6 empty] | AC | [7 empty] | NO
PO26EXKN | Every Electronics Co., Limited | EV | EVT815W1200I (Clear Lens 5000K) | Linear Replacement Lamp | T8 Four-Foot | Dual Mode Internal Driver (UL Type A and Type B) |  | standard | NO | [10 empty] | 2017-08-02 | Not Dimmable | Not Dimmable | NotYetVerified |  | XXXBNN | [25 empty] | 4.4 | 2412.4 | 148 | 16.3 | 20 | 0.9 | 5000 | 82.3 |  |  |  | NO | NO | NO | [8 empty] | 2018-11-02 | NO | NO | NO | [6 empty] | AC | [7 empty] | NO
PCIJ9INX | Every Electronics Co., Limited | EV | EVT818W1200I (Clear Lens 4500K) | Linear Replacement Lamp | T8 Four-Foot | Dual Mode Internal Driver (UL Type A and Type B) |  | standard | NO | [10 empty] | 2017-08-02 | Not Dimmable | Not Dimmable | NotYetVerified |  | XXXBNN | [25 empty] | 4.4 | 2685.58 | 142.85 | 18.8 | 20 | 0.9 | 4500 | 82.3 |  |  |  | NO | NO | NO | [8 empty] | 2018-11-02 | NO | NO | NO | [6 empty] | AC | [7 empty] | NO
PLGKDHON | Every Electronics Co., Limited | EV | EVT815W1200I (Clear Lens 4500K) | Linear Replacement Lamp | T8 Four-Foot | Dual Mode Internal Driver (UL Type A and Type B) |  | standard | NO | [10 empty] | 2017-08-02 | Not Dimmable | Not Dimmable | NotYetVerified |  | XXXBNN | [25 empty] | 4.4 | 2379.8 | 146 | 16.3 | 20 | 0.9 | 4500 | 82.3 |  |  |  | NO | NO | NO | [8 empty] | 2018-11-02 | NO | NO | NO | [6 empty] | AC | [7 empty] | NO
PQVBSGA9 | Every Electronics Co., Limited | EV | EVT812W1200I (Frosted Lens 4500K) | Linear Replacement Lamp | T8 Four-Foot | Dual Mode Internal Driver (UL Type A and Type B) |  | standard | NO | [10 empty] | 2017-08-02 | Not Dimmable | Not Dimmable | NotYetVerified |  | XXXBNN | [25 empty] | 4.4 | 1747.52 | 137.6 | 12.7 | 20 | 0.9 | 4500 | 82.3 |  |  |  | NO | NO | NO | [8 empty] | 2018-11-02 | NO | NO | NO | [6 empty] | AC | [7 empty] | NO
PCMM4CR9 | Every Electronics Co., Limited | EV | EVT818W1200I (Clear Lens 3000K) | Linear Replacement Lamp | T8 Four-Foot | Dual Mode Internal Driver (UL Type A and Type B) |  | standard | NO | [10 empty] | 2017-08-02 | Not Dimmable | Not Dimmable | NotYetVerified |  | XXXBNN | [25 empty] | 4.4 | 2583.78 | 138.17 | 18.7 | 20 | 0.9 | 3000 | 82.3 |  |  |  | NO | NO | NO | [8 empty] | 2018-11-02 | NO | NO | NO | [6 empty] | AC | [7 empty] | NO
P3VIXNW6 | Every Electronics Co., Limited | EV | EVT812W1200I (Frosted Lens 5000K) | Linear Replacement Lamp | T8 Four-Foot | Dual Mode Internal Driver (UL Type A and Type B) |  | standard | NO | [10 empty] | 2017-08-02 | Not Dimmable | Not Dimmable | NotYetVerified |  | XXXBNN | [25 empty] | 4.4 | 1764.41 | 138.93 | 12.7 | 20 | 0.9 | 5000 | 82.3 |  |  |  | NO | NO | NO | [8 empty] | 2018-11-02 | NO | NO | NO | [6 empty] | AC | [7 empty] | NO
PIJ4JIRM | Every Electronics Co., Limited | EV | EVT815W1200I (Frosted Lens 5000K) | Linear Replacement Lamp | T8 Four-Foot | Dual Mode Internal Driver (UL Type A and Type B) |  | standard | NO | [10 empty] | 2017-08-02 | Not Dimmable | Not Dimmable | NotYetVerified |  | XXXBNN | [25 empty] | 4.4 | 2282 | 140 | 16.3 | 20 | 0.9 | 5000 | 82.3 |  |  |  | NO | NO | NO | [8 empty] | 2018-11-02 | NO | NO | NO | [6 empty] | AC | [7 empty] | NO
PFSCTNGP | Every Electronics Co., Limited | EV | EVT815W1200I (Clear Lens 3000K) | Linear Replacement Lamp | T8 Four-Foot | Dual Mode Internal Driver (UL Type A and Type B) |  | standard | NO | [10 empty] | 2017-08-02 | Not Dimmable | Not Dimmable | NotYetVerified |  | XXXBNN | [25 empty] | 4.4 | 2305.64 | 141.45 | 16.3 | 20 | 0.9 | 3000 | 82.3 |  |  |  | NO | NO | NO | [8 empty] | 2018-11-02 | NO | NO | NO | [6 empty] | AC | [7 empty] | NO
PL7LYO8M7YS3 | Builders Pack | Builders Pack | 56-T8AL-120-22W-50K-F-A | Linear Replacement Lamp | T8 Four-Foot | Replacement Lamps (plug and play) (UL Type A) |  | standard | NO | [10 empty] | 2017-08-02 | Not Dimmable | Not Dimmable | NO | Updated on 07/26/2018 | TYNAKJ | [25 empty] | 4.4 | 2499.3 | 122.4 | 20.4 | 15.7 | 0.93 | 4840 | 84.7 |  |  |  | NO | NO | NO | 2018-07-26 | 4.3 |  | standard |  |  |  |  | 2018-11-02 | NO | NO | NO | [6 empty] | AC | [7 empty] | NO
PXK1O8HV | Every Electronics Co., Limited | EV | EVT818W1200I (Frosted Lens 3500K) | Linear Replacement Lamp | T8 Four-Foot | Dual Mode Internal Driver (UL Type A and Type B) |  | standard | NO | [10 empty] | 2017-08-02 | Not Dimmable | Not Dimmable | NotYetVerified |  | XXXBNN | [25 empty] | 4.4 | 2439.98 | 130.62 | 18.68 | 20 | 0.9 | 3500 | 82.3 |  |  |  | NO | NO | NO | [8 empty] | 2018-11-02 | NO | NO | NO | [6 empty] | AC | [7 empty] | NO
PA47CKYK | Every Electronics Co., Limited | EV | EVT818W1200I (Frosted Lens 3000K) | Linear Replacement Lamp | T8 Four-Foot | Dual Mode Internal Driver (UL Type A and Type B) |  | standard | YES |  | 2399 | 130.56 | 18.38 | 6.75 | 0.9679 | 3034 | 82.8 | 5 | 50000 | 2017-08-02 | Not Dimmable | Not Dimmable | NotYetVerified |  | XXXBNN | [15 empty] | 92 |  | 1.2 | 1.36 | [6 empty] | 4.4 | 2439.98 | 130.62 | 18.68 | 20 | 0.9 | 3000 | 82.3 |  |  |  | NO | NO | NO | [8 empty] | 2018-11-02 | NO | NO | NO | [6 empty] | AC | [7 empty] | NO
PK0MIOMH | Every Electronics Co., Limited | EV | EVT818W1200I (Clear Lens 4000K) | Linear Replacement Lamp | T8 Four-Foot | Dual Mode Internal Driver (UL Type A and Type B) |  | standard | NO | [10 empty] | 2017-08-02 | Not Dimmable | Not Dimmable | NotYetVerified |  | XXXBNN | [25 empty] | 4.4 | 2685.58 | 142.85 | 18.8 | 20 | 0.9 | 4000 | 82.3 |  |  |  | NO | NO | NO | [8 empty] | 2018-11-02 | NO | NO | NO | [6 empty] | AC | [7 empty] | NO
P80I1JG2 | Every Electronics Co., Limited | EV | EVT815W1200I (Frosted Lens 3000K) | Linear Replacement Lamp | T8 Four-Foot | Dual Mode Internal Driver (UL Type A and Type B) |  | standard | NO | [10 empty] | 2017-08-02 | Not Dimmable | Not Dimmable | NotYetVerified |  | XXXBNN | [25 empty] | 4.4 | 2171.98 | 133.25 | 16.3 | 20 | 0.9 | 3000 | 82.3 |  |  |  | NO | NO | NO | [8 empty] | 2018-11-02 | NO | NO | NO | [6 empty] | AC | [7 empty] | NO
P8HE8SAK | Every Electronics Co., Limited | EV | EVT818W1200I (Frosted Lens 4500K) | Linear Replacement Lamp | T8 Four-Foot | Dual Mode Internal Driver (UL Type A and Type B) |  | standard | NO | [10 empty] | 2017-08-02 | Not Dimmable | Not Dimmable | NotYetVerified |  | XXXBNN | [25 empty] | 4.4 | 2521.55 | 136.3 | 18.5 | 20 | 0.9 | 4500 | 82.3 |  |  |  | NO | NO | NO | [8 empty] | 2018-11-02 | NO | NO | NO | [6 empty] | AC | [7 empty] | NO
PS1TPH8A | Every Electronics Co., Limited | EV | EVT812W1200I (Clear Lens 4500K) | Linear Replacement Lamp | T8 Four-Foot | Dual Mode Internal Driver (UL Type A and Type B) |  | standard | NO | [10 empty] | 2017-08-02 | Not Dimmable | Not Dimmable | NotYetVerified |  | XXXBNN | [25 empty] | 4.4 | 1840.74 | 144.94 | 12.7 | 20 | 0.9 | 4500 | 82.3 |  |  |  | NO | NO | NO | [8 empty] | 2018-11-02 | NO | NO | NO | [6 empty] | AC | [7 empty] | NO
P226NSLP | Every Electronics Co., Limited | EV | EVT812W1200I (Clear Lens 5000K) | Linear Replacement Lamp | T8 Four-Foot | Dual Mode Internal Driver (UL Type A and Type B) |  | standard | NO | [10 empty] | 2017-08-02 | Not Dimmable | Not Dimmable | NotYetVerified |  | XXXBNN | [25 empty] | 4.4 | 1855.09 | 146.07 | 12.7 | 20 | 0.9 | 5000 | 82.3 |  |  |  | NO | NO | NO | [8 empty] | 2018-11-02 | NO | NO | NO | [6 empty] | AC | [7 empty] | NO
P03YD3FJ | Every Electronics Co., Limited | EV | EVT818W1200I (Frosted Lens 4000K) | Linear Replacement Lamp | T8 Four-Foot | Dual Mode Internal Driver (UL Type A and Type B) |  | standard | NO | [10 empty] | 2017-08-02 | Not Dimmable | Not Dimmable | NotYetVerified |  | XXXBNN | [25 empty] | 4.4 | 2521.55 | 136.3 | 18.5 | 20 | 0.9 | 4000 | 82.3 |  |  |  | NO | NO | NO | [8 empty] | 2018-11-02 | NO | NO | NO | [6 empty] | AC | [7 empty] | NO
P3L2EKMI | Every Electronics Co., Limited | EV | EVT818W1200I (Frosted Lens 5000K) | Linear Replacement Lamp | T8 Four-Foot | Dual Mode Internal Driver (UL Type A and Type B) |  | standard | NO | [10 empty] | 2017-08-02 | Not Dimmable | Not Dimmable | NotYetVerified |  | XXXBNN | [25 empty] | 4.4 | 2567.73 | 138.05 | 18.6 | 20 | 0.9 | 5000 | 82.3 |  |  |  | NO | NO | NO | [8 empty] | 2018-11-02 | NO | NO | NO | [6 empty] | AC | [7 empty] | NO
PR35ZO3L | Every Electronics Co., Limited | EV | EVT815W1200I (Frosted Lens 3500K) | Linear Replacement Lamp | T8 Four-Foot | Dual Mode Internal Driver (UL Type A and Type B) |  | standard | NO | [10 empty] | 2017-08-02 | Not Dimmable | Not Dimmable | NotYetVerified |  | XXXBNN | [25 empty] | 4.4 | 2171.98 | 133.25 | 16.3 | 20 | 0.9 | 3500 | 82.3 |  |  |  | NO | NO | NO | [8 empty] | 2018-11-02 | NO | NO | NO | [6 empty] | AC | [7 empty] | NO
PJ2MJ78C | Every Electronics Co., Limited | EV | EVT812W1200I (Frosted Lens 4000K) | Linear Replacement Lamp | T8 Four-Foot | Dual Mode Internal Driver (UL Type A and Type B) |  | standard | NO | [10 empty] | 2017-08-02 | Not Dimmable | Not Dimmable | NotYetVerified |  | XXXBNN | [25 empty] | 4.4 | 1747.52 | 137.6 | 12.7 | 20 | 0.9 | 4000 | 82.3 |  |  |  | NO | NO | NO | [8 empty] | 2018-11-02 | NO | NO | NO | [6 empty] | AC | [7 empty] | NO
PQH017XZ | Every Electronics Co., Limited | EV | EVT818W1200I (Clear Lens 3500K) | Linear Replacement Lamp | T8 Four-Foot | Dual Mode Internal Driver (UL Type A and Type B) |  | standard | NO | [10 empty] | 2017-08-02 | Not Dimmable | Not Dimmable | NotYetVerified |  | XXXBNN | [25 empty] | 4.4 | 2583.78 | 138.17 | 18.7 | 20 | 0.9 | 3500 | 82.3 |  |  |  | NO | NO | NO | [8 empty] | 2018-11-02 | NO | NO | NO | [6 empty] | AC | [7 empty] | NO
P7ITK8T1 | Every Electronics Co., Limited | EV | EVT815W1200I (Frosted Lens 4000K) | Linear Replacement Lamp | T8 Four-Foot | Dual Mode Internal Driver (UL Type A and Type B) |  | standard | NO | [10 empty] | 2017-08-02 | Not Dimmable | Not Dimmable | NotYetVerified |  | XXXBNN | [25 empty] | 4.4 | 2266.68 | 139.06 | 16.3 | 20 | 0.9 | 4000 | 82.3 |  |  |  | NO | NO | NO | [8 empty] | 2018-11-02 | NO | NO | NO | [6 empty] | AC | [7 empty] | NO
PMJFXFL1 | Every Electronics Co., Limited | EV | EVT812W1200I (Clear Lens 3000K) | Linear Replacement Lamp | T8 Four-Foot | Dual Mode Internal Driver (UL Type A and Type B) |  | standard | NO | [10 empty] | 2017-08-02 | Not Dimmable | Not Dimmable | NotYetVerified |  | XXXBNN | [25 empty] | 4.4 | 1771.65 | 139.5 | 12.7 | 20 | 0.9 | 3000 | 82.3 |  |  |  | NO | NO | NO | [8 empty] | 2018-11-02 | NO | NO | NO | [6 empty] | AC | [7 empty] | NO
PSGDLTXU | Every Electronics Co., Limited | EV | EVT812W1200I (Clear Lens 3500K) | Linear Replacement Lamp | T8 Four-Foot | Dual Mode Internal Driver (UL Type A and Type B) |  | standard | NO | [10 empty] | 2017-08-02 | Not Dimmable | Not Dimmable | NotYetVerified |  | XXXBNN | [25 empty] | 4.4 | 1771.65 | 139.5 | 12.7 | 20 | 0.9 | 3500 | 82.3 |  |  |  | NO | NO | NO | [8 empty] | 2018-11-02 | NO | NO | NO | [6 empty] | AC | [7 empty] | NO
PAXZ9TUR | Every Electronics Co., Limited | EV | EVT815W1200I (Clear Lens 3500K) | Linear Replacement Lamp | T8 Four-Foot | Dual Mode Internal Driver (UL Type A and Type B) |  | standard | NO | [10 empty] | 2017-08-02 | Not Dimmable | Not Dimmable | NotYetVerified |  | XXXBNN | [25 empty] | 4.4 | 2305.64 | 141.45 | 16.3 | 20 | 0.9 | 3500 | 82.3 |  |  |  | NO | NO | NO | [8 empty] | 2018-11-02 | NO | NO | NO | [6 empty] | AC | [7 empty] | NO
PFNDT6DH | Every Electronics Co., Limited | EV | EVT812W1200I (Clear Lens 4000K) | Linear Replacement Lamp | T8 Four-Foot | Dual Mode Internal Driver (UL Type A and Type B) |  | standard | NO | [10 empty] | 2017-08-02 | Not Dimmable | Not Dimmable | NotYetVerified |  | XXXBNN | [25 empty] | 4.4 | 1840.74 | 144.94 | 12.7 | 20 | 0.9 | 4000 | 82.3 |  |  |  | NO | NO | NO | [8 empty] | 2018-11-02 | NO | NO | NO | [6 empty] | AC | [7 empty] | NO
PL3LT1C9TZTW | Builders Pack | Builders Pack | 56-T8AL-120-15W-50K-F-A | Linear Replacement Lamp | T8 Four-Foot | Replacement Lamps (plug and play) (UL Type A) |  | standard | NO | [10 empty] | 2017-08-02 | Not Dimmable | Not Dimmable | NO | Updated on 07/26/2018 | TYNAKH | [25 empty] | 4.4 | 1985.8 | 123.1 | 16.12 | 17.2 | 0.9 | 5226 | 81.1 |  |  |  | NO | NO | NO | 2018-07-26 | 4.3 |  | standard |  |  |  |  | 2018-11-02 | NO | NO | NO | [6 empty] | AC | [7 empty] | NO
PLXUWB0MUMNB | Builders Pack | Builders Pack | 56-T8AL-120-18W-50K-F-A | Linear Replacement Lamp | T8 Four-Foot | Replacement Lamps (plug and play) (UL Type A) |  | standard | NO | [10 empty] | 2017-08-02 | Not Dimmable | Not Dimmable | NO | Updated on 07/26/2018 | TYNAKI | [25 empty] | 4.4 | 2409 | 125.2 | 19.2 | 17.6 | 0.91 | 5244 | 81.2 |  |  |  | NO | NO | NO | 2018-07-26 | 4.3 |  | standard |  |  |  |  | 2018-11-02 | NO | NO | NO | [6 empty] | AC | [7 empty] | NO
PAPUP4UJ | Every Electronics Co., Limited | EV | EVT812W1200I (Frosted Lens 3000K) | Linear Replacement Lamp | T8 Four-Foot | Dual Mode Internal Driver (UL Type A and Type B) |  | standard | YES |  | 1579 | 133.25 | 11.85 | 10.47 | 0.9081 | 3006 | 82.2 | 5 | 50000 | 2017-08-02 | Not Dimmable | Not Dimmable | NotYetVerified |  | XXXBNN | [15 empty] | 90 |  | 1.16 | 1.42 | [6 empty] | 4.4 | 1672.68 | 131.5 | 12.72 | 20 | 0.9 | 3000 | 82.3 |  |  |  | NO | NO | NO | [8 empty] | 2018-11-02 | NO | NO | NO | [6 empty] | AC | [7 empty] | NO
P1D20BTK | Every Electronics Co., Limited | EV | EVT818W1200I (Clear Lens 5000K) | Linear Replacement Lamp | T8 Four-Foot | Dual Mode Internal Driver (UL Type A and Type B) |  | standard | NO | [10 empty] | 2017-08-02 | Not Dimmable | Not Dimmable | NotYetVerified |  | XXXBNN | [25 empty] | 4.4 | 2705.7 | 143.92 | 18.8 | 20 | 0.9 | 5000 | 82.3 |  |  |  | NO | NO | NO | [8 empty] | 2018-11-02 | NO | NO | NO | [6 empty] | AC | [7 empty] | NO
PL70EXS7 | Every Electronics Co., Limited | EV | EVT815W1200I (Clear Lens 4000K) | Linear Replacement Lamp | T8 Four-Foot | Dual Mode Internal Driver (UL Type A and Type B) |  | standard | NO | [10 empty] | 2017-08-02 | Not Dimmable | Not Dimmable | NotYetVerified |  | XXXBNN | [25 empty] | 4.4 | 2379.8 | 146 | 16.3 | 20 | 0.9 | 4000 | 82.3 |  |  |  | NO | NO | NO | [8 empty] | 2018-11-02 | NO | NO | NO | [6 empty] | AC | [7 empty] | NO
PSU8QI7U | Every Electronics Co., Limited | EV | EVT815W1200I (Frosted Lens 4500K) | Linear Replacement Lamp | T8 Four-Foot | Dual Mode Internal Driver (UL Type A and Type B) |  | standard | NO | [10 empty] | 2017-08-02 | Not Dimmable | Not Dimmable | NotYetVerified |  | XXXBNN | [25 empty] | 4.4 | 2266.68 | 139.06 | 16.3 | 20 | 0.9 | 4500 | 82.3 |  |  |  | NO | NO | NO | [8 empty] | 2018-11-02 | NO | NO | NO | [6 empty] | AC | [7 empty] | NO
PW4VRB0M | Every Electronics Co., Limited | EV | EVT812W1200I (Frosted Lens 3500K) | Linear Replacement Lamp | T8 Four-Foot | Dual Mode Internal Driver (UL Type A and Type B) |  | standard | NO | [10 empty] | 2017-08-02 | Not Dimmable | Not Dimmable | NotYetVerified |  | XXXBNN | [25 empty] | 4.4 | 1672.68 | 131.5 | 12.72 | 20 | 0.9 | 3500 | 82.3 |  |  |  | NO | NO | NO | [8 empty] | 2018-11-02 | NO | NO | NO | [6 empty] | AC | [7 empty] | NO
PLOVH9R8CZ35 | Emergence Technologies, LLC. | Emergence | ETA-T8-11.5-04-1800-DR-4000 | Linear Replacement Lamp | T8 Four-Foot | Replacement Lamps (plug and play) (UL Type A) |  | standard | NO | [10 empty] | 2017-08-01 | Not Dimmable | Not Dimmable | NO |  | XXXBLH | [25 empty] | 4.4 | 1800 | 124 | 14.5 | 13.61 | 0.95 | 4000 | 82 |  |  |  | NO | NO | NO | [8 empty] | 2018-11-02 | NO | NO | NO | [6 empty] | AC | [7 empty] | NO
PMOVS6ZD | LEDVANCE, LLC (formerly OSRAM SYLVANIA, INC) | SYLVANIA | LED13T8/L48/DIM/830/SUB/G8 | Linear Replacement Lamp | T8 Four-Foot | Replacement Lamps (plug and play) (UL Type A) |  | standard | YES |  | 1959 | 124.3 | 15.76 | 8.82 | 0.9718 | 3082 | 81 | 5 | 50000 | 2018-04-30 | Dimmable | Continuous Below 10 | NO |  | MMMQEJ | [15 empty] | 84.1 |  | 1.24 | 1.3 | [6 empty] | 4.4 | 2000 | 135 | 15.5 | 20 | 0.9 | 3000 | 82 |  |  |  | NO | NO | NO | [8 empty] | 2018-11-02 | NO | NO | NO | [6 empty] | AC | [7 empty] | NO
PLBTEI1EHZ5D | LEDVANCE, LLC (formerly OSRAM SYLVANIA, INC) | SYLVANIA | LED10T8/L48/FG/835/SUB/G7 | Linear Replacement Lamp | T8 Four-Foot | Replacement Lamps (plug and play) (UL Type A) |  | standard | NO | [10 empty] | 2017-12-15 | Not Dimmable | Not Dimmable | NO | Updated on 05/16/2018 | MMMQEI | [25 empty] | 4.4 | 1665 | 130.38 | 12.77 | 15 | 0.9 | 3500 | 80 |  |  |  | NO | NO | NO | [8 empty] | 2018-11-02 | NO | NO | NO | [6 empty] | AC | [7 empty] | NO
PL0XJ73BB3EG | Emergence Technologies, LLC. | Emergence | ETA-T8-11.5-04-1800-DR-5000 | Linear Replacement Lamp | T8 Four-Foot | Replacement Lamps (plug and play) (UL Type A) |  | standard | NO | [10 empty] | 2017-08-01 | Not Dimmable | Not Dimmable | NO |  | XXXBLH | [25 empty] | 4.4 | 1800 | 124 | 14.5 | 14.44 | 0.96 | 5000 | 82 |  |  |  | NO | NO | NO | [8 empty] | 2018-11-02 | NO | NO | NO | [6 empty] | AC | [7 empty] | NO
PL3B1ICICZ57 | LEDVANCE, LLC (formerly OSRAM SYLVANIA, INC) | SYLVANIA | LED10T8/L48/FG/850/SUB/G7 | Linear Replacement Lamp | T8 Four-Foot | Replacement Lamps (plug and play) (UL Type A) |  | standard | NO | [10 empty] | 2017-12-15 | Not Dimmable | Not Dimmable | NO | Updated on 05/16/2018 | MMMQEI | [25 empty] | 4.4 | 1716 | 133.15 | 12.89 | 15 | 0.9 | 5000 | 80 |  |  |  | NO | NO | NO | [8 empty] | 2018-11-02 | NO | NO | NO | [6 empty] | AC | [7 empty] | NO
PLU2XOQMQYDO | LEDVANCE, LLC (formerly OSRAM SYLVANIA, INC) | SYLVANIA | LED10T8/L48/FG/841/SUB/G7 | Linear Replacement Lamp | T8 Four-Foot | Replacement Lamps (plug and play) (UL Type A) |  | standard | NO | [10 empty] | 2017-12-15 | Not Dimmable | Not Dimmable | NO | Updated on 05/16/2018 | MMMQEI | [25 empty] | 4.4 | 1682 | 131.71 | 12.77 | 15 | 0.9 | 4000 | 80 |  |  |  | NO | NO | NO | [8 empty] | 2018-11-02 | NO | NO | NO | [6 empty] | AC | [7 empty] | NO
PUYSE5HN | US Lighting Group | US Lighting Group | FEB-PP12-40-D | Linear Replacement Lamp | T8 Four-Foot | Dual Mode Internal Driver (UL Type A and Type B) |  | standard | NO | [10 empty] | 2017-07-26 | Not Dimmable | Not Dimmable | NotYetVerified |  | SSSCOB | [25 empty] | 4.4 | 1680 | 140 | 12 | 14.16 | 0.9 | 4000 | 80 |  |  |  | NO | NO | NO | [8 empty] | 2018-11-02 | NO | NO | NO | [6 empty] | AC | [7 empty] | NO
PV1134NN | US Lighting Group | US Lighting Group | FEB-PP12-50-C | Linear Replacement Lamp | T8 Four-Foot | Dual Mode Internal Driver (UL Type A and Type B) |  | standard | NO | [10 empty] | 2017-07-26 | Not Dimmable | Not Dimmable | NotYetVerified |  | SSSCOA | [25 empty] | 4.4 | 1800 | 150 | 12 | 11.66 | 0.9 | 5000 | 80 |  |  |  | NO | NO | NO | [8 empty] | 2018-11-02 | NO | NO | NO | [6 empty] | AC | [7 empty] | NO
P2H4JJS2 | US Lighting Group | US Lighting Group | FEB-PP12-30-C | Linear Replacement Lamp | T8 Four-Foot | Dual Mode Internal Driver (UL Type A and Type B) |  | standard | YES |  | 1700.7 | 123.07 | 13.82 | 11.66 | 0.9585 | 2877 | 82 | 5 | 50000 | 2017-07-26 | Not Dimmable | Not Dimmable | NotYetVerified |  | SSSCOA | [15 empty] | 88.6 |  | 1.26 | 1.44 | [6 empty] | 4.4 | 1680 | 140 | 12 | 11.66 | 0.9 | 3000 | 80 |  |  |  | NO | NO | NO | [8 empty] | 2018-11-02 | NO | NO | NO | [6 empty] | AC | [7 empty] | NO
PNH5XQD8 | Torshare Ltd | TORSHARE | T8-12W-120-JHC-40K | Linear Replacement Lamp | T8 Four-Foot | Replacement Lamps (plug and play) (UL Type A) |  | standard | YES |  | 1673 | 129.19 | 12.95 | 7.34 | 0.9705 | 4095 | 82 | 5 | 50000 | 2017-07-26 | Not Dimmable | Not Dimmable | NO |  | NNNMLW | [15 empty] | 84.8 |  | 1.18 | 1.28 | [6 empty] | 4.4 | 1667 | 129.83 | 12.84 | 7.81 | 0.96 | 4000 | 82 |  |  |  | NO | NO | NO | [8 empty] | 2018-11-02 | NO | NO | NO | [6 empty] | AC | [7 empty] | NO
PVDRXWUN | US Lighting Group | US Lighting Group | FEB-PP12-35-D | Linear Replacement Lamp | T8 Four-Foot | Dual Mode Internal Driver (UL Type A and Type B) |  | standard | NO | [10 empty] | 2017-07-26 | Not Dimmable | Not Dimmable | NotYetVerified |  | SSSCOB | [25 empty] | 4.4 | 1620 | 135 | 12 | 14.16 | 0.9 | 3500 | 80 |  |  |  | NO | NO | NO | [8 empty] | 2018-11-02 | NO | NO | NO | [6 empty] | AC | [7 empty] | NO
PSMVDQB6 | US Lighting Group | US Lighting Group | FEB-PP12-45-D | Linear Replacement Lamp | T8 Four-Foot | Dual Mode Internal Driver (UL Type A and Type B) |  | standard | NO | [10 empty] | 2017-07-26 | Not Dimmable | Not Dimmable | NotYetVerified |  | SSSCOB | [25 empty] | 4.4 | 1680 | 140 | 12 | 14.16 | 0.9 | 4500 | 80 |  |  |  | NO | NO | NO | [8 empty] | 2018-11-02 | NO | NO | NO | [6 empty] | AC | [7 empty] | NO
PGFBB68M | Torshare Ltd | TORSHARE | T8-12W-120-JHC-50K | Linear Replacement Lamp | T8 Four-Foot | Replacement Lamps (plug and play) (UL Type A) |  | standard | NO | [10 empty] | 2017-07-26 | Not Dimmable | Not Dimmable | NO |  | NNNMLW | [25 empty] | 4.4 | 1707 | 131.68 | 12.96 | 8.98 | 0.94 | 5000 | 82.9 |  |  |  | NO | NO | NO | [8 empty] | 2018-11-02 | NO | NO | NO | [6 empty] | AC | [7 empty] | NO
P7GJA3AU | US Lighting Group | US Lighting Group | FEB-PP12-45-C | Linear Replacement Lamp | T8 Four-Foot | Dual Mode Internal Driver (UL Type A and Type B) |  | standard | NO | [10 empty] | 2017-07-26 | Not Dimmable | Not Dimmable | NotYetVerified |  | SSSCOA | [25 empty] | 4.4 | 1800 | 150 | 12 | 11.66 | 0.9 | 4500 | 80 |  |  |  | NO | NO | NO | [8 empty] | 2018-11-02 | NO | NO | NO | [6 empty] | AC | [7 empty] | NO
PUDA7MPU | US Lighting Group | US Lighting Group | FEB-PP12-50-D | Linear Replacement Lamp | T8 Four-Foot | Dual Mode Internal Driver (UL Type A and Type B) |  | standard | NO | [10 empty] | 2017-07-26 | Not Dimmable | Not Dimmable | NotYetVerified |  | SSSCOB | [25 empty] | 4.4 | 1680 | 140 | 12 | 14.16 | 0.9 | 5000 | 80 |  |  |  | NO | NO | NO | [8 empty] | 2018-11-02 | NO | NO | NO | [6 empty] | AC | [7 empty] | NO
PKK537V7 | US Lighting Group | US Lighting Group | FEB-PP12-35-C | Linear Replacement Lamp | T8 Four-Foot | Dual Mode Internal Driver (UL Type A and Type B) |  | standard | NO | [10 empty] | 2017-07-26 | Not Dimmable | Not Dimmable | NotYetVerified |  | SSSCOA | [25 empty] | 4.4 | 1680 | 140 | 12 | 11.66 | 0.9 | 3500 | 80 |  |  |  | NO | NO | NO | [8 empty] | 2018-11-02 | NO | NO | NO | [6 empty] | AC | [7 empty] | NO
PTK7N5CP | US Lighting Group | US Lighting Group | FEB-PP12-40-C | Linear Replacement Lamp | T8 Four-Foot | Dual Mode Internal Driver (UL Type A and Type B) |  | standard | NO | [10 empty] | 2017-07-26 | Not Dimmable | Not Dimmable | NotYetVerified |  | SSSCOA | [25 empty] | 4.4 | 1800 | 150 | 12 | 11.66 | 0.9 | 4000 | 80 |  |  |  | NO | NO | NO | [8 empty] | 2018-11-02 | NO | NO | NO | [6 empty] | AC | [7 empty] | NO
P7HFXT6S | US Lighting Group | US Lighting Group | FEB-PP12-30-D | Linear Replacement Lamp | T8 Four-Foot | Dual Mode Internal Driver (UL Type A and Type B) |  | standard | YES |  | 1572.9 | 112.36 | 14 | 14.16 | 0.9756 | 2900 | 83.8 | 5 | 50000 | 2017-07-26 | Not Dimmable | Not Dimmable | NotYetVerified |  | SSSCOB | [15 empty] | 84.5 |  | 1.24 | 1.42 | [6 empty] | 4.4 | 1620 | 135 | 12 | 14.16 | 0.9 | 3000 | 80 |  |  |  | NO | NO | NO | [8 empty] | 2018-11-02 | NO | NO | NO | [6 empty] | AC | [7 empty] | NO
PLXEQ65CVE0D | Fusion Lamps | FUSION LAMPS | FLED15T8/850/DUAL | Linear Replacement Lamp | T8 Four-Foot | Dual Mode Internal Driver (UL Type A and Type B) |  | standard | NO | [10 empty] | 2017-07-25 | Not Dimmable | Not Dimmable | NO |  | WWWBRN | [25 empty] | 4.4 | 2200 | 120 | 18 | 20 | 0.9 | 5000 | 82 |  |  |  | NO | NO | NO | [8 empty] | 2018-11-02 | NO | NO | NO | [6 empty] | AC | [7 empty] | NO
PL13CDLB4JI8 | Fusion Lamps | FUSION LAMPS | FLED15T8/840/DUAL | Linear Replacement Lamp | T8 Four-Foot | Dual Mode Internal Driver (UL Type A and Type B) |  | standard | YES |  | 2258 | 125.3 | 18.02 | 8.47 | 0.9723 | 3969 | 82.9 | 5 | 50000 | 2017-07-25 | Not Dimmable | Not Dimmable | NO |  | WWWBRN | [15 empty] | 81.2 |  | 1.32 | 1.26 | [6 empty] | 4.4 | 2200 | 120 | 18 | 20 | 0.9 | 4000 | 82 |  |  |  | NO | NO | NO | [8 empty] | 2018-11-02 | NO | NO | NO | [6 empty] | AC | [7 empty] | NO
PL2MQXSFUD5J | LEDVANCE, LLC (formerly OSRAM SYLVANIA, INC) | SYLVANIA | LED10T8/L48/FG/830/SUB/G7 | Linear Replacement Lamp | T8 Four-Foot | Replacement Lamps (plug and play) (UL Type A) |  | standard | YES |  | 1648 | 129.76 | 12.7 | 10.75 | 0.9431 | 2883 | 82 | 5 | 50000 | 2017-12-15 | Not Dimmable | Not Dimmable | NO | Updated on 05/16/2018 | MMMQEI | [15 empty] | 84.4 |  | 1.22 | 1.22 | 1.22 | 1.22 | 1.22 | 1.22 |  |  | 4.4 | 1648 | 130.3 | 12.65 | 15 | 0.9 | 3000 | 80 |  |  |  | NO | NO | NO | [8 empty] | 2018-11-02 | NO | NO | NO | [6 empty] | AC | [7 empty] | NO
P3ES56Q4 | LEDVANCE, LLC (formerly OSRAM SYLVANIA, INC) | SYLVANIA | LED15T8/L48/DIM/835/SUB/G7 | Linear Replacement Lamp | T8 Four-Foot | Replacement Lamps (plug and play) (UL Type A) |  | standard | NO | [10 empty] | 2017-04-17 | Dimmable | Continuous Below 10 | NO |  | XXXAUZ | [25 empty] | 4.4 | 2414.9 | 126.76 | 19.05 | 9.79 | 0.96 | 3500 | 82.4 |  |  |  | NO | NO | NO | 2018-05-02 | 4.3 |  | standard |  |  |  |  | 2018-11-02 | NO | NO | NO | [6 empty] | AC | [7 empty] | NO
P13HCUS7 | LEDVANCE, LLC (formerly OSRAM SYLVANIA, INC) | SYLVANIA | LED15T8/L48/DIM/841/SUB/G7 | Linear Replacement Lamp | T8 Four-Foot | Replacement Lamps (plug and play) (UL Type A) |  | standard | NO | [10 empty] | 2017-04-17 | Dimmable | Continuous Below 10 | NO |  | XXXAUZ | [25 empty] | 4.4 | 2426.2 | 130.13 | 18.64 | 9.81 | 0.96 | 4100 | 84.1 |  |  |  | NO | NO | NO | 2018-05-02 | 4.3 |  | standard |  |  |  |  | 2018-11-02 | NO | NO | NO | [6 empty] | AC | [7 empty] | NO
P91Z8EGU | US Lighting Group | US Lighting Group | FEB-PP20-50-C | Linear Replacement Lamp | T8 Four-Foot | Dual Mode Internal Driver (UL Type A and Type B) |  | standard | NO | [10 empty] | 2017-07-20 | Not Dimmable | Not Dimmable | NotYetVerified |  | SSSCOE | [25 empty] | 4.4 | 2600 | 130 | 20 | 20 | 0.9 | 5000 | 80 |  |  |  | NO | NO | NO | [8 empty] | 2018-11-02 | NO | NO | NO | [6 empty] | AC | [7 empty] | NO
PBC9SZKP | US Lighting Group | US Lighting Group | FEB-PP20-40-C | Linear Replacement Lamp | T8 Four-Foot | Dual Mode Internal Driver (UL Type A and Type B) |  | standard | NO | [10 empty] | 2017-07-20 | Not Dimmable | Not Dimmable | NotYetVerified |  | SSSCOE | [25 empty] | 4.4 | 2600 | 130 | 20 | 20 | 0.9 | 4000 | 80 |  |  |  | NO | NO | NO | [8 empty] | 2018-11-02 | NO | NO | NO | [6 empty] | AC | [7 empty] | NO
P4M71584 | US Lighting Group | US Lighting Group | FEB-PP16-45-D | Linear Replacement Lamp | T8 Four-Foot | Dual Mode Internal Driver (UL Type A and Type B) |  | standard | NO | [10 empty] | 2017-07-20 | Not Dimmable | Not Dimmable | NotYetVerified |  | SSSCOD | [25 empty] | 4.4 | 2160 | 120 | 18 | 7.63 | 0.9 | 4500 | 80 |  |  |  | NO | NO | NO | [8 empty] | 2018-11-02 | NO | NO | NO | [6 empty] | AC | [7 empty] | NO
PVJA2GMK | US Lighting Group | US Lighting Group | FEB-PP20-35-D | Linear Replacement Lamp | T8 Four-Foot | Dual Mode Internal Driver (UL Type A and Type B) |  | standard | NO | [10 empty] | 2017-07-20 | Not Dimmable | Not Dimmable | NotYetVerified |  | SSSCOF | [25 empty] | 4.4 | 2600 | 130 | 20 | 5.79 | 0.9 | 3500 | 80 |  |  |  | NO | NO | NO | [8 empty] | 2018-11-02 | NO | NO | NO | [6 empty] | AC | [7 empty] | NO
P6XENMKX | US Lighting Group | US Lighting Group | FEB-PP20-30-D | Linear Replacement Lamp | T8 Four-Foot | Dual Mode Internal Driver (UL Type A and Type B) |  | standard | YES |  | 2395 | 114.8 | 20.86 | 5.79 | 0.9799 | 2887 | 81.9 | 5 | 50000 | 2017-07-20 | Not Dimmable | Not Dimmable | NotYetVerified |  | SSSCOF | [15 empty] | 84.7 |  | 1.22 | 1.38 | [6 empty] | 4.4 | 2600 | 130 | 20 | 5.79 | 0.9 | 3000 | 80 |  |  |  | NO | NO | NO | [8 empty] | 2018-11-02 | NO | NO | NO | [6 empty] | AC | [7 empty] | NO
P7WUD4WB | US Lighting Group | US Lighting Group | FEB-PP16-45-C | Linear Replacement Lamp | T8 Four-Foot | Dual Mode Internal Driver (UL Type A and Type B) |  | standard | NO | [10 empty] | 2017-07-20 | Not Dimmable | Not Dimmable | NotYetVerified |  | SSSCOC | [25 empty] | 4.4 | 2340 | 130 | 18 | 7.7 | 0.9 | 4500 | 80 |  |  |  | NO | NO | NO | [8 empty] | 2018-11-02 | NO | NO | NO | [6 empty] | AC | [7 empty] | NO
PARZKF39 | US Lighting Group | US Lighting Group | FEB-PP16-50-C | Linear Replacement Lamp | T8 Four-Foot | Dual Mode Internal Driver (UL Type A and Type B) |  | standard | NO | [10 empty] | 2017-07-20 | Not Dimmable | Not Dimmable | NotYetVerified |  | SSSCOC | [25 empty] | 4.4 | 2340 | 130 | 18 | 7.7 | 0.9 | 5000 | 80 |  |  |  | NO | NO | NO | [8 empty] | 2018-11-02 | NO | NO | NO | [6 empty] | AC | [7 empty] | NO
PTQ2RDTJ | US Lighting Group | US Lighting Group | FEB-PP16-35-D | Linear Replacement Lamp | T8 Four-Foot | Dual Mode Internal Driver (UL Type A and Type B) |  | standard | NO | [10 empty] | 2017-07-20 | Not Dimmable | Not Dimmable | NotYetVerified |  | SSSCOD | [25 empty] | 4.4 | 2160 | 120 | 18 | 7.63 | 0.9 | 3500 | 80 |  |  |  | NO | NO | NO | [8 empty] | 2018-11-02 | NO | NO | NO | [6 empty] | AC | [7 empty] | NO
P43EM88N | US Lighting Group | US Lighting Group | FEB-PP16-35-C | Linear Replacement Lamp | T8 Four-Foot | Dual Mode Internal Driver (UL Type A and Type B) |  | standard | NO | [10 empty] | 2017-07-20 | Not Dimmable | Not Dimmable | NotYetVerified |  | SSSCOC | [25 empty] | 4.4 | 2250 | 125 | 18 | 7.7 | 0.9 | 3500 | 80 |  |  |  | NO | NO | NO | [8 empty] | 2018-11-02 | NO | NO | NO | [6 empty] | AC | [7 empty] | NO
P8S9GM2P | US Lighting Group | US Lighting Group | FEB-PP20-30-C | Linear Replacement Lamp | T8 Four-Foot | Dual Mode Internal Driver (UL Type A and Type B) |  | standard | YES |  | 2589.3 | 124.41 | 20.81 | 5.83 | 0.9791 | 2898 | 81.8 | 5 | 50000 | 2017-07-20 | Not Dimmable | Not Dimmable | NotYetVerified |  | SSSCOE | [15 empty] | 88.9 |  | 1.26 | 1.42 | [6 empty] | 4.4 | 2600 | 130 | 20 | 20 | 0.9 | 3000 | 80 |  |  |  | NO | NO | NO | [8 empty] | 2018-11-02 | NO | NO | NO | [6 empty] | AC | [7 empty] | NO
PA727V7F | US Lighting Group | US Lighting Group | FEB-PP20-50-D | Linear Replacement Lamp | T8 Four-Foot | Dual Mode Internal Driver (UL Type A and Type B) |  | standard | NO | [10 empty] | 2017-07-20 | Not Dimmable | Not Dimmable | NotYetVerified |  | SSSCOF | [25 empty] | 4.4 | 2600 | 130 | 20 | 5.79 | 0.9 | 5000 | 80 |  |  |  | NO | NO | NO | [8 empty] | 2018-11-02 | NO | NO | NO | [6 empty] | AC | [7 empty] | NO
PNRB2EPB | US Lighting Group | US Lighting Group | FEB-PP16-50-D | Linear Replacement Lamp | T8 Four-Foot | Dual Mode Internal Driver (UL Type A and Type B) |  | standard | NO | [10 empty] | 2017-07-20 | Not Dimmable | Not Dimmable | NotYetVerified |  | SSSCOD | [25 empty] | 4.4 | 2160 | 120 | 18 | 7.63 | 0.9 | 5000 | 80 |  |  |  | NO | NO | NO | [8 empty] | 2018-11-02 | NO | NO | NO | [6 empty] | AC | [7 empty] | NO
PKHV8N5F | US Lighting Group | US Lighting Group | FEB-PP20-45-C | Linear Replacement Lamp | T8 Four-Foot | Dual Mode Internal Driver (UL Type A and Type B) |  | standard | NO | [10 empty] | 2017-07-20 | Not Dimmable | Not Dimmable | NotYetVerified |  | SSSCOE | [25 empty] | 4.4 | 2600 | 130 | 20 | 20 | 0.9 | 4500 | 80 |  |  |  | NO | NO | NO | [8 empty] | 2018-11-02 | NO | NO | NO | [6 empty] | AC | [7 empty] | NO
PKVXK9YR | US Lighting Group | US Lighting Group | FEB-PP16-40-C | Linear Replacement Lamp | T8 Four-Foot | Dual Mode Internal Driver (UL Type A and Type B) |  | standard | NO | [10 empty] | 2017-07-20 | Not Dimmable | Not Dimmable | NotYetVerified |  | SSSCOC | [25 empty] | 4.4 | 2340 | 130 | 18 | 7.7 | 0.9 | 4000 | 80 |  |  |  | NO | NO | NO | [8 empty] | 2018-11-02 | NO | NO | NO | [6 empty] | AC | [7 empty] | NO
PHWEK3MY | US Lighting Group | US Lighting Group | FEB-PP16-30-D | Linear Replacement Lamp | T8 Four-Foot | Dual Mode Internal Driver (UL Type A and Type B) |  | standard | YES |  | 2034.7 | 114.76 | 17.73 | 7.63 | 0.9727 | 2884 | 81.9 | 5 | 50000 | 2017-07-20 | Not Dimmable | Not Dimmable | NotYetVerified |  | SSSCOD | [15 empty] | 84.2 |  | 1.24 | 1.42 | [6 empty] | 4.4 | 2160 | 120 | 18 | 7.63 | 0.9 | 3000 | 80 |  |  |  | NO | NO | NO | [8 empty] | 2018-11-02 | NO | NO | NO | [6 empty] | AC | [7 empty] | NO
PG2X1C2S | US Lighting Group | US Lighting Group | FEB-PP20-35-C | Linear Replacement Lamp | T8 Four-Foot | Dual Mode Internal Driver (UL Type A and Type B) |  | standard | NO | [10 empty] | 2017-07-20 | Not Dimmable | Not Dimmable | NotYetVerified |  | SSSCOE | [25 empty] | 4.4 | 2600 | 130 | 20 | 20 | 0.9 | 3500 | 80 |  |  |  | NO | NO | NO | [8 empty] | 2018-11-02 | NO | NO | NO | [6 empty] | AC | [7 empty] | NO
PPBKQCYY | US Lighting Group | US Lighting Group | FEB-PP20-40-D | Linear Replacement Lamp | T8 Four-Foot | Dual Mode Internal Driver (UL Type A and Type B) |  | standard | NO | [10 empty] | 2017-07-20 | Not Dimmable | Not Dimmable | NotYetVerified |  | SSSCOF | [25 empty] | 4.4 | 2600 | 130 | 20 | 5.79 | 0.9 | 4000 | 80 |  |  |  | NO | NO | NO | [8 empty] | 2018-11-02 | NO | NO | NO | [6 empty] | AC | [7 empty] | NO
PTPXMZDY | US Lighting Group | US Lighting Group | FEB-PP16-40-D | Linear Replacement Lamp | T8 Four-Foot | Dual Mode Internal Driver (UL Type A and Type B) |  | standard | NO | [10 empty] | 2017-07-20 | Not Dimmable | Not Dimmable | NotYetVerified |  | SSSCOD | [25 empty] | 4.4 | 2160 | 120 | 18 | 7.63 | 0.9 | 4000 | 80 |  |  |  | NO | NO | NO | [8 empty] | 2018-11-02 | NO | NO | NO | [6 empty] | AC | [7 empty] | NO
PJQJ87GH | US Lighting Group | US Lighting Group | FEB-PP20-45-D | Linear Replacement Lamp | T8 Four-Foot | Dual Mode Internal Driver (UL Type A and Type B) |  | standard | NO | [10 empty] | 2017-07-20 | Not Dimmable | Not Dimmable | NotYetVerified |  | SSSCOF | [25 empty] | 4.4 | 2600 | 130 | 20 | 5.79 | 0.9 | 4500 | 80 |  |  |  | NO | NO | NO | [8 empty] | 2018-11-02 | NO | NO | NO | [6 empty] | AC | [7 empty] | NO
PVR5AVRA | US Lighting Group | US Lighting Group | FEB-PP16-30-C | Linear Replacement Lamp | T8 Four-Foot | Dual Mode Internal Driver (UL Type A and Type B) |  | standard | YES |  | 2195.5 | 123.34 | 17.8 | 7.7 | 0.9727 | 2896 | 81.9 | 5 | 50000 | 2017-07-20 | Not Dimmable | Not Dimmable | NotYetVerified |  | SSSCOC | [15 empty] | 89.3 |  | 1.28 | 1.44 | [6 empty] | 4.4 | 2250 | 125 | 18 | 7.7 | 0.9 | 3000 | 80 |  |  |  | NO | NO | NO | [8 empty] | 2018-11-02 | NO | NO | NO | [6 empty] | AC | [7 empty] | NO
PZC07I2L | Xiamen Grace Solar Technology Co,Ltd | Grasol | GTG0831-45L | Linear Replacement Lamp | T8 Four-Foot | Replacement Lamps (plug and play) (UL Type A) |  | standard | NO | [10 empty] | 2017-07-19 | Not Dimmable | Not Dimmable | NO |  | DDDJJV | [25 empty] | 4.4 | 1700 | 141.67 | 12 | 10.89 | 0.96 | 4500 | 82.8 |  |  |  | NO | NO | NO | 2018-05-02 | 4.3 |  | standard |  |  |  |  | 2018-11-02 | NO | NO | NO | [6 empty] | AC | [7 empty] | NO
PCSPFTL6 | Xiamen Grace Solar Technology Co,Ltd | Grasol | GTG0831-50L | Linear Replacement Lamp | T8 Four-Foot | Replacement Lamps (plug and play) (UL Type A) |  | standard | NO | [10 empty] | 2017-07-19 | Not Dimmable | Not Dimmable | NO |  | DDDJJV | [25 empty] | 4.4 | 1700 | 141.67 | 12 | 11.68 | 0.95 | 5000 | 83.4 |  |  |  | NO | NO | NO | 2018-05-02 | 4.3 |  | standard |  |  |  |  | 2018-11-02 | NO | NO | NO | [6 empty] | AC | [7 empty] | NO
PEUT4DTR | Xiamen Grace Solar Technology Co,Ltd | Grasol | GTG0831-40L | Linear Replacement Lamp | T8 Four-Foot | Replacement Lamps (plug and play) (UL Type A) |  | standard | YES |  | 2086 | 129.26 | 16.14 | 10.89 | 0.9569 | 4014 | 82.8 | 5 | 50000 | 2017-07-19 | Not Dimmable | Not Dimmable | NO |  | DDDJJV | [15 empty] | 84.7 |  | 1.22 | 1.3 | [6 empty] | 4.4 | 1700 | 141.67 | 12 | 10.89 | 0.96 | 4000 | 82.8 |  |  |  | NO | NO | NO | 2018-05-02 | 4.3 |  | standard |  |  |  |  | 2018-11-02 | NO | NO | NO | [6 empty] | AC | [7 empty] | NO
P29DBAJL | Xiamen Grace Solar Technology Co,Ltd | Grasol | GTG0821-50L | Linear Replacement Lamp | T8 Four-Foot | Replacement Lamps (plug and play) (UL Type A) |  | standard | NO | [10 empty] | 2017-07-18 | Not Dimmable | Not Dimmable | NO |  | DDDJJU | [25 empty] | 4.4 | 1900 | 126.67 | 15 | 11.86 | 0.97 | 5000 | 83.5 |  |  |  | NO | NO | NO | 2018-05-02 | 4.3 |  | standard |  |  |  |  | 2018-11-02 | NO | NO | NO | [6 empty] | AC | [7 empty] | NO
PXBB51IK | Xiamen Grace Solar Technology Co,Ltd | Grasol | GTG0821-40L | Linear Replacement Lamp | T8 Four-Foot | Replacement Lamps (plug and play) (UL Type A) |  | standard | YES |  | 2272 | 124.15 | 18.3 | 11.29 | 0.9731 | 4116 | 82.7 | 5 | 50000 | 2017-07-18 | Not Dimmable | Not Dimmable | NO |  | DDDJJU | [15 empty] | 85.1 |  | 1.22 | 1.3 | [6 empty] | 4.4 | 1900 | 126.67 | 15 | 11.29 | 0.97 | 4000 | 82.7 |  |  |  | NO | NO | NO | 2018-05-02 | 4.3 |  | standard |  |  |  |  | 2018-11-02 | NO | NO | NO | [6 empty] | AC | [7 empty] | NO
PMQXIVHU | Xiamen Grace Solar Technology Co,Ltd | Grasol | GTG0821-45L | Linear Replacement Lamp | T8 Four-Foot | Replacement Lamps (plug and play) (UL Type A) |  | standard | NO | [10 empty] | 2017-07-18 | Not Dimmable | Not Dimmable | NO |  | DDDJJU | [25 empty] | 4.4 | 1900 | 126.67 | 15 | 11.29 | 0.97 | 4500 | 82.7 |  |  |  | NO | NO | NO | 2018-05-02 | 4.3 |  | standard |  |  |  |  | 2018-11-02 | NO | NO | NO | [6 empty] | AC | [7 empty] | NO
P8INPXZ3 | Xiamen Grace Solar Technology Co,Ltd | Grasol | GTJ0801-45L2 | Linear Replacement Lamp | T8 Four-Foot | Replacement Lamps (plug and play) (UL Type A) |  | standard | NO | [10 empty] | 2017-07-17 | Not Dimmable | Not Dimmable | NO |  | BBBDMY | [25 empty] | 4.4 | 2200 | 146.67 | 15 | 10.25 | 0.98 | 4500 | 82.6 |  |  |  | NO | NO | NO | 2018-05-02 | 4.3 |  | standard |  |  |  |  | 2018-11-02 | NO | NO | NO | [6 empty] | AC | [7 empty] | NO
PDUW3Z4J | Xiamen Grace Solar Technology Co,Ltd | Grasol | GTJ0801-50L0 | Linear Replacement Lamp | T8 Four-Foot | Replacement Lamps (plug and play) (UL Type A) |  | standard | NO | [10 empty] | 2017-07-17 | Not Dimmable | Not Dimmable | NO |  | BBBDMX | [25 empty] | 4.4 | 2200 | 122.22 | 18 | 11.89 | 0.97 | 5000 | 83.9 |  |  |  | NO | NO | NO | 2018-05-02 | 4.3 |  | standard |  |  |  |  | 2018-11-02 | NO | NO | NO | [6 empty] | AC | [7 empty] | NO
P9XYPS4J | Xiamen Grace Solar Technology Co,Ltd | Grasol | GTJ0801-50L2 | Linear Replacement Lamp | T8 Four-Foot | Replacement Lamps (plug and play) (UL Type A) |  | standard | NO | [10 empty] | 2017-07-17 | Not Dimmable | Not Dimmable | NO |  | BBBDMY | [25 empty] | 4.4 | 2200 | 146.67 | 15 | 10.97 | 0.98 | 5000 | 83.9 |  |  |  | NO | NO | NO | 2018-05-02 | 4.3 |  | standard |  |  |  |  | 2018-11-02 | NO | NO | NO | [6 empty] | AC | [7 empty] | NO
PIJWLLH6 | Xiamen Grace Solar Technology Co,Ltd | Grasol | GTJ0801-40L2 | Linear Replacement Lamp | T8 Four-Foot | Replacement Lamps (plug and play) (UL Type A) |  | standard | YES |  | 2341 | 136.03 | 17.21 | 10.25 | 0.9752 | 4058 | 82.6 | 5 | 50000 | 2017-07-17 | Not Dimmable | Not Dimmable | NO |  | BBBDMY | [15 empty] | 84.8 |  | 1.22 | 1.3 | [6 empty] | 4.4 | 2200 | 146.67 | 15 | 10.25 | 0.98 | 4000 | 82.6 |  |  |  | NO | NO | NO | 2018-05-02 | 4.3 |  | standard |  |  |  |  | 2018-11-02 | NO | NO | NO | [6 empty] | AC | [7 empty] | NO
PD5GH5BU | LEDVANCE, LLC (formerly OSRAM SYLVANIA, INC) | SYLVANIA | LED15T8/L48/DIM/850/SUB/G7 | Linear Replacement Lamp | T8 Four-Foot | Replacement Lamps (plug and play) (UL Type A) |  | standard | NO | [10 empty] | 2017-04-17 | Dimmable | Continuous Below 10 | NO |  | XXXAUZ | [25 empty] | 4.4 | 2507.3 | 134.58 | 18.63 | 8.23 | 0.96 | 5000 | 85.1 |  |  |  | NO | NO | NO | 2018-05-02 | 4.3 |  | standard |  |  |  |  | 2018-11-02 | NO | NO | NO | [6 empty] | AC | [7 empty] | NO
PK9FKTHP | LEDVANCE, LLC (formerly OSRAM SYLVANIA, INC) | SYLVANIA | LED15T8/L48/FP/841/SUB/G6 | Linear Replacement Lamp | T8 Four-Foot | Replacement Lamps (plug and play) (UL Type A) |  | standard | NO | [10 empty] | 2017-03-03 | Not Dimmable | Not Dimmable | NO |  | FFFHSU | [25 empty] | 4.4 | 2268.1 | 127.37 | 17.81 | 15.57 | 0.96 | 4100 | 83.2 |  |  |  | NO | NO | NO | 2018-05-02 | 4.3 |  | standard |  |  |  |  | 2018-11-02 | NO | NO | NO | [6 empty] | AC | [7 empty] | NO
PSXEN1BH | Celeritas Lighting Group, LLC | RazrLites | MT8BCLED-18W-40K | Linear Replacement Lamp | T8 Four-Foot | Replacement Lamps (plug and play) (UL Type A) |  | standard | NO | [10 empty] | 2017-07-11 | Not Dimmable | Not Dimmable | NO |  | WWWBQZ | [25 empty] | 4.4 | 2340 | 130 | 18 | 13.85 | 0.99 | 4000 | 80 |  |  |  | NO | NO | NO | [8 empty] | 2018-11-02 | NO | NO | NO | [6 empty] | AC | [7 empty] | NO
PSD1ZXFM | Celeritas Lighting Group, LLC | RazrLites | MT8BCLED-18W-50K | Linear Replacement Lamp | T8 Four-Foot | Replacement Lamps (plug and play) (UL Type A) |  | standard | NO | [10 empty] | 2017-07-11 | Not Dimmable | Not Dimmable | NO |  | WWWBQZ | [25 empty] | 4.4 | 2340 | 130 | 18 | 13.85 | 0.99 | 5000 | 80 |  |  |  | NO | NO | NO | [8 empty] | 2018-11-02 | NO | NO | NO | [6 empty] | AC | [7 empty] | NO
PJFJ4S9U | Celeritas Lighting Group, LLC | RazrLites | MT8BCLED-18W-30K | Linear Replacement Lamp | T8 Four-Foot | Replacement Lamps (plug and play) (UL Type A) |  | standard | YES |  | 2600.2 | 131.94 | 19.71 | 13.85 | 0.9888 | 2939 | 82.4 | 5 | 50000 | 2017-07-11 | Not Dimmable | Not Dimmable | NO |  | WWWBQZ | [15 empty] | 84.9 |  | 1.4 | 1.28 | [6 empty] | 4.4 | 2340 | 130 | 18 | 13.85 | 0.99 | 3000 | 80 |  |  |  | NO | NO | NO | [8 empty] | 2018-11-02 | NO | NO | NO | [6 empty] | AC | [7 empty] | NO
PBHAAJ3U | Motor Dynamics, LTD | IMC LEDS | IMCT84DUA-16WB-DBMF | Linear Replacement Lamp | T8 Four-Foot | Dual Mode Internal Driver (UL Type A and Type B) |  | standard | NO | [10 empty] | 2017-07-10 | Not Dimmable | Not Dimmable | NotYetVerified |  | DDDJJF | [25 empty] | 4.4 | 2160 | 120 | 18 | 7.63 | 0.9 | 3500 | 80 |  |  |  | NO | NO | NO | [8 empty] | 2018-11-02 | NO | NO | NO | [6 empty] | AC | [7 empty] | NO
P3RMTETV | Motor Dynamics, LTD | IMC LEDS | IMCT84DUA-16WB-DDMF | Linear Replacement Lamp | T8 Four-Foot | Dual Mode Internal Driver (UL Type A and Type B) |  | standard | NO | [10 empty] | 2017-07-10 | Not Dimmable | Not Dimmable | NotYetVerified |  | DDDJJF | [25 empty] | 4.4 | 2160 | 120 | 18 | 7.63 | 0.9 | 5000 | 80 |  |  |  | NO | NO | NO | [8 empty] | 2018-11-02 | NO | NO | NO | [6 empty] | AC | [7 empty] | NO
P8KGUECG | Motor Dynamics, LTD | IMC LEDS | IMCT84FUA-20WB-SDMF | Linear Replacement Lamp | T8 Four-Foot | Replacement Lamps (plug and play) (UL Type A) |  | standard | NO | [10 empty] | 2017-07-10 | Not Dimmable | Not Dimmable | NO |  | DDDJJD | [25 empty] | 4.4 | 2631 | 120.63 | 21.81 | 6.39 | 0.9093 | 5000 | 84 |  |  |  | NO | NO | NO | [8 empty] | 2018-11-02 | NO | NO | NO | [6 empty] | AC | [7 empty] | NO
PE66SYJU | Motor Dynamics, LTD | IMC LEDS | IMCT84DUA-16WB-DHMF | Linear Replacement Lamp | T8 Four-Foot | Dual Mode Internal Driver (UL Type A and Type B) |  | standard | NO | [10 empty] | 2017-07-10 | Not Dimmable | Not Dimmable | NotYetVerified |  | DDDJJF | [25 empty] | 4.4 | 2160 | 120 | 18 | 7.63 | 0.9 | 4500 | 80 |  |  |  | NO | NO | NO | [8 empty] | 2018-11-02 | NO | NO | NO | [6 empty] | AC | [7 empty] | NO
P9E9GFE5 | Green Lumens | Green Lumens | GL-DRT8-4MF(40K120CGSA) | Linear Replacement Lamp | T8 Four-Foot | Replacement Lamps (plug and play) (UL Type A) |  | standard | NO | [10 empty] | 2017-07-10 | Not Dimmable | Not Dimmable | NO |  | SSSCMZ | [25 empty] | 4.4 | 2500 | 139 | 18 | 15 | 0.9 | 4000 | 80 |  |  |  | NO | NO | NO | [8 empty] | 2018-11-02 | NO | NO | NO | [6 empty] | AC | [7 empty] | NO
P7NC14PS | Green Lumens | Green Lumens | GL-DRT8-4MF(30K120CGSA) | Linear Replacement Lamp | T8 Four-Foot | Replacement Lamps (plug and play) (UL Type A) |  | standard | YES |  | 2391.5 | 126.77 | 18.86 | 12.01 | 0.921 | 2883 | 82.9 | 5 | 50000 | 2017-07-10 | Not Dimmable | Not Dimmable | NO |  | SSSCMZ | [15 empty] | 85 |  | 1.24 | 1.18 | [6 empty] | 4.4 | 2400 | 133 | 18 | 15 | 0.9 | 3000 | 80 |  |  |  | NO | NO | NO | [8 empty] | 2018-11-02 | NO | NO | NO | [6 empty] | AC | [7 empty] | NO
PFY31BP9 | Green Lumens | Green Lumens | GL-DRT8-4MF(35K120CGSA) | Linear Replacement Lamp | T8 Four-Foot | Replacement Lamps (plug and play) (UL Type A) |  | standard | NO | [10 empty] | 2017-07-10 | Not Dimmable | Not Dimmable | NO |  | SSSCMZ | [25 empty] | 4.4 | 2450 | 136 | 18 | 15 | 0.9 | 3500 | 80 |  |  |  | NO | NO | NO | [8 empty] | 2018-11-02 | NO | NO | NO | [6 empty] | AC | [7 empty] | NO
PMHG8EQE | Green Lumens | Green Lumens | GL-DRT8-4MF(45K120CGSA) | Linear Replacement Lamp | T8 Four-Foot | Replacement Lamps (plug and play) (UL Type A) |  | standard | NO | [10 empty] | 2017-07-10 | Not Dimmable | Not Dimmable | NO |  | SSSCMZ | [25 empty] | 4.4 | 2550 | 142 | 18 | 15 | 0.9 | 4500 | 80 |  |  |  | NO | NO | NO | [8 empty] | 2018-11-02 | NO | NO | NO | [6 empty] | AC | [7 empty] | NO
P28YVC4G | Green Lumens | Green Lumens | GL-DRT8-4MF(50K120CGSA) | Linear Replacement Lamp | T8 Four-Foot | Replacement Lamps (plug and play) (UL Type A) |  | standard | NO | [10 empty] | 2017-07-10 | Not Dimmable | Not Dimmable | NO |  | SSSCMZ | [25 empty] | 4.4 | 2600 | 144 | 18 | 15 | 0.9 | 5000 | 80 |  |  |  | NO | NO | NO | [8 empty] | 2018-11-02 | NO | NO | NO | [6 empty] | AC | [7 empty] | NO
P5GRMT88 | Motor Dynamics, LTD | IMC LEDS | IMCT84DUA-16WB-DNMF | Linear Replacement Lamp | T8 Four-Foot | Dual Mode Internal Driver (UL Type A and Type B) |  | standard | NO | [10 empty] | 2017-07-10 | Not Dimmable | Not Dimmable | NotYetVerified |  | DDDJJF | [25 empty] | 4.4 | 2160 | 120 | 18 | 7.63 | 0.9 | 4000 | 80 |  |  |  | NO | NO | NO | [8 empty] | 2018-11-02 | NO | NO | NO | [6 empty] | AC | [7 empty] | NO
P3RRG25Y | Motor Dynamics, LTD | IMC LEDS | IMCT84DUA-16WB-DWMF | Linear Replacement Lamp | T8 Four-Foot | Dual Mode Internal Driver (UL Type A and Type B) |  | standard | YES |  | 2034.7 | 114.76 | 17.73 | 7.63 | 0.9727 | 2884 | 81.9 | 5 | 50000 | 2017-07-10 | Not Dimmable | Not Dimmable | NotYetVerified |  | DDDJJF | [15 empty] | 84.2 |  | 1.24 | 1.42 | [6 empty] | 4.4 | 2160 | 120 | 18 | 7.63 | 0.9 | 3000 | 80 |  |  |  | NO | NO | NO | [8 empty] | 2018-11-02 | NO | NO | NO | [6 empty] | AC | [7 empty] | NO
P5R5UVD8 | Forest Lighting USA | Forest Lighting | FL-T8U450-12-BN | Linear Replacement Lamp | T8 Four-Foot | Dual Mode Internal Driver (UL Type A and Type B) |  | standard | NO | [10 empty] | 2017-07-07 | Not Dimmable | Not Dimmable | NotYetVerified |  | SSSCMY | [25 empty] | 4.4 | 1680 | 140 | 12 | 14.16 | 0.9 | 5000 | 80 |  |  |  | NO | NO | NO | [8 empty] | 2018-11-02 | NO | NO | NO | [6 empty] | AC | [7 empty] | NO
P55Z791E | Forest Lighting USA | Forest Lighting | FL-T8U430-12-BN | Linear Replacement Lamp | T8 Four-Foot | Dual Mode Internal Driver (UL Type A and Type B) |  | standard | YES |  | 1572.9 | 112.36 | 14 | 14.16 | 0.9756 | 2900 | 83.8 | 5 | 50000 | 2017-07-07 | Not Dimmable | Not Dimmable | NotYetVerified |  | SSSCMY | [15 empty] | 84.5 |  | 1.24 | 1.42 | [6 empty] | 4.4 | 1620 | 135 | 12 | 14.16 | 0.9 | 3000 | 80 |  |  |  | NO | NO | NO | [8 empty] | 2018-11-02 | NO | NO | NO | [6 empty] | AC | [7 empty] | NO
PCP25AX8 | Forest Lighting USA | Forest Lighting | FL-T8U435-12-BN | Linear Replacement Lamp | T8 Four-Foot | Dual Mode Internal Driver (UL Type A and Type B) |  | standard | NO | [10 empty] | 2017-07-07 | Not Dimmable | Not Dimmable | NotYetVerified |  | SSSCMY | [25 empty] | 4.4 | 1620 | 135 | 12 | 14.16 | 0.9 | 3500 | 80 |  |  |  | NO | NO | NO | [8 empty] | 2018-11-02 | NO | NO | NO | [6 empty] | AC | [7 empty] | NO
PU988H38 | Forest Lighting USA | Forest Lighting | FL-T8U441-12-BN | Linear Replacement Lamp | T8 Four-Foot | Dual Mode Internal Driver (UL Type A and Type B) |  | standard | NO | [10 empty] | 2017-07-07 | Not Dimmable | Not Dimmable | NotYetVerified |  | SSSCMY | [25 empty] | 4.4 | 1680 | 140 | 12 | 14.16 | 0.9 | 4000 | 80 |  |  |  | NO | NO | NO | [8 empty] | 2018-11-02 | NO | NO | NO | [6 empty] | AC | [7 empty] | NO
P9FF8MWX | Luceco Inc. | Luceco | L18T8EG2TBC50-US | Linear Replacement Lamp | T8 Four-Foot | Replacement Lamps (plug and play) (UL Type A) |  | standard | NO | [10 empty] | 2017-07-06 | Not Dimmable | Not Dimmable | NO |  | TYNAJZ | [25 empty] | 4.4 | 2200 | 124 | 18 | 10.2 | 0.97 | 5000 | 82 |  |  |  | NO | NO | NO | [8 empty] | 2018-11-02 | NO | NO | NO | [6 empty] | AC | [7 empty] | NO
PYVRMVYR | LEDVANCE, LLC (formerly OSRAM SYLVANIA, INC) | SYLVANIA | LED15T8/L48/FP/835/SUB/G6 | Linear Replacement Lamp | T8 Four-Foot | Replacement Lamps (plug and play) (UL Type A) |  | standard | NO | [10 empty] | 2017-03-03 | Not Dimmable | Not Dimmable | NO |  | FFFHSU | [25 empty] | 4.4 | 2196.6 | 121.77 | 18.04 | 15.34 | 0.96 | 3500 | 84.5 |  |  |  | NO | NO | NO | 2018-05-02 | 4.3 |  | standard |  |  |  |  | 2018-11-02 | NO | NO | NO | [6 empty] | AC | [7 empty] | NO
PQ9QTBFX | LEDVANCE, LLC (formerly OSRAM SYLVANIA, INC) | SYLVANIA | LED15T8/L48/FP/850/SUB/G6 | Linear Replacement Lamp | T8 Four-Foot | Replacement Lamps (plug and play) (UL Type A) |  | standard | NO | [10 empty] | 2017-03-03 | Not Dimmable | Not Dimmable | NO |  | FFFHSU | [25 empty] | 4.4 | 2286.8 | 127.52 | 17.93 | 15.39 | 0.96 | 5000 | 83.3 |  |  |  | NO | NO | NO | 2018-05-02 | 4.3 |  | standard |  |  |  |  | 2018-11-02 | NO | NO | NO | [6 empty] | AC | [7 empty] | NO
P2DDVCJM | Conglom Inc | Luminus | PLT44D | Linear Replacement Lamp | T8 Four-Foot | Replacement Lamps (plug and play) (UL Type A) |  | standard | NO | [10 empty] | 2017-07-06 | Not Dimmable | Not Dimmable | NO |  | TYNAKC | [25 empty] | 4.4 | 2200 | 122.22 | 18 | 6.8 | 0.98 | 4000 | 80 |  |  |  | NO | NO | NO | [8 empty] | 2018-11-02 | NO | NO | NO | [6 empty] | AC | [7 empty] | NO
PCKVSTBS | Luceco Inc. | Luceco | L18T8EG2TBC40-US | Linear Replacement Lamp | T8 Four-Foot | Replacement Lamps (plug and play) (UL Type A) |  | standard | NO | [10 empty] | 2017-07-06 | Not Dimmable | Not Dimmable | NO |  | TYNAJZ | [25 empty] | 4.4 | 2200 | 124 | 18 | 9.83 | 0.97 | 4000 | 82 |  |  |  | NO | NO | NO | [8 empty] | 2018-11-02 | NO | NO | NO | [6 empty] | AC | [7 empty] | NO
PW8YYB8J | Conglom Inc | Luminus | PLT35D | Linear Replacement Lamp | T8 Four-Foot | Replacement Lamps (plug and play) (UL Type A) |  | standard | YES |  | 2499.1 | 130.77 | 19.11 | 6.8 | 0.984 | 3398 | 81.6 | 5 | 50000 | 2017-07-06 | Not Dimmable | Not Dimmable | NO |  | TYNAKC | [15 empty] | 84.3 |  | 1.32 | 1.24 | [6 empty] | 4.4 | 2200 | 122.22 | 18 | 6.8 | 0.98 | 3500 | 80 |  |  |  | NO | NO | NO | [8 empty] | 2018-11-02 | NO | NO | NO | [6 empty] | AC | [7 empty] | NO
P2VEKKUD | LEDVANCE, LLC (formerly OSRAM SYLVANIA, INC) | SYLVANIA | LED15T8/L48/DIM/830/SUB/G6 | Linear Replacement Lamp | T8 Four-Foot | Replacement Lamps (plug and play) (UL Type A) |  | standard | YES |  | 2235 | 125.5 | 17.82 | 8.68 | 0.972 | 3096 | 82.8 | 5 | 50000 | 2016-07-18 | Dimmable | Continuous Below 10 | NO | Product updated on 10/21/2016 | HHHBOW | [15 empty] | 82.5 |  | 1.3 | 1.34 | [6 empty] | 4.4 | 2200 | 122 | 18 | 8.68 | 1 | 3000 | 82 |  |  |  | NO | NO | NO | 2018-05-02 | 4.3 |  | standard |  |  |  |  | 2018-11-02 | NO | NO | NO | [6 empty] | AC | [7 empty] | NO
PA3J4Y26 | Bravoled Lighting Manufacturing Co. Ltd. | Bravoled | BL-T8-12W1200 BGET(3500K) | Linear Replacement Lamp | T8 Four-Foot | Dual Mode Internal Driver (UL Type A and Type B) |  | standard | NO | [10 empty] | 2017-07-03 | Not Dimmable | Not Dimmable | NO |  | SSSCLY | [25 empty] | 4.4 | 1954.93 | 141.29 | 13.84 | 15.9 | 0.91 | 3500 | 81.3 |  |  |  | NO | NO | NO | [8 empty] | 2018-11-02 | NO | NO | NO | [6 empty] | AC | [7 empty] | NO
PFK46DZE | Shenzhen GCL Electronics Co., Ltd | GCL | SL-TL-003-22W-A(5000K) | Linear Replacement Lamp | T8 Four-Foot | Replacement Lamps (plug and play) (UL Type A) |  | standard | NO | [10 empty] | 2017-07-03 | Not Dimmable | Not Dimmable | NO |  | IIIKQG | [25 empty] | 4.4 | 2499.3 | 122.4 | 20.4 | 15.7 | 0.93 | 4840 | 84.7 |  |  |  | NO | NO | NO | 2018-05-02 | 4.3 |  | standard |  |  |  |  | 2018-11-02 | NO | NO | NO | [6 empty] | AC | [7 empty] | NO
PPJW7FV3 | Bravoled Lighting Manufacturing Co. Ltd. | Bravoled | BL-T8-12W1200 BGET(3000K) | Linear Replacement Lamp | T8 Four-Foot | Dual Mode Internal Driver (UL Type A and Type B) |  | standard | YES |  | 1954.93 | 141.293 | 13.836 | 15.9 | 0.908 | 2984 | 81.3 | 5 | 50000 | 2017-07-03 | Not Dimmable | Not Dimmable | NO |  | SSSCLY | [15 empty] | 80 |  | 1.14 | 1.22 | [6 empty] | 4.4 | 1954.93 | 141.29 | 13.84 | 15.9 | 0.91 | 2984 | 81.3 |  |  |  | NO | NO | NO | [8 empty] | 2018-11-02 | NO | NO | NO | [6 empty] | AC | [7 empty] | NO
PXEB2MM3 | H&H Industries | H&H Industries | HH361 | Linear Replacement Lamp | T8 Four-Foot | Replacement Lamps (plug and play) (UL Type A) |  | standard | YES |  | 2259.3 | 132.26 | 17.08 | 12.48 | 0.9916 | 2872 | 83.8 | 5 | 50000 | 2017-07-03 | Not Dimmable | Not Dimmable | NO |  | SSSCMG | [15 empty] | 85.5 |  | 1.24 | 1.42 | [6 empty] | 4.4 | 1950 | 130 | 15 | 12.48 | 0.99 | 3000 | 80 |  |  |  | NO | NO | NO | [8 empty] | 2018-11-02 | NO | NO | NO | [6 empty] | AC | [7 empty] | NO
PMH4TMYX | H&H Industries | H&H Industries | HH360 | Linear Replacement Lamp | T8 Four-Foot | Replacement Lamps (plug and play) (UL Type A) |  | standard | NO | [10 empty] | 2017-07-03 | Not Dimmable | Not Dimmable | NO |  | SSSCMG | [25 empty] | 4.4 | 1950 | 130 | 15 | 12.48 | 0.99 | 5000 | 80 |  |  |  | NO | NO | NO | [8 empty] | 2018-11-02 | NO | NO | NO | [6 empty] | AC | [7 empty] | NO
P951HA12 | Bravoled Lighting Manufacturing Co. Ltd. | Bravoled | BL-T8-12W1200 BGET(4500K) | Linear Replacement Lamp | T8 Four-Foot | Dual Mode Internal Driver (UL Type A and Type B) |  | standard | NO | [10 empty] | 2017-07-03 | Not Dimmable | Not Dimmable | NO |  | SSSCLY | [25 empty] | 4.4 | 1954.93 | 141.29 | 13.84 | 15.9 | 0.91 | 4500 | 81.3 |  |  |  | NO | NO | NO | [8 empty] | 2018-11-02 | NO | NO | NO | [6 empty] | AC | [7 empty] | NO
P7FF9BG9 | Bravoled Lighting Manufacturing Co. Ltd. | Bravoled | BL-T8-12W1200 BGET(5000K) | Linear Replacement Lamp | T8 Four-Foot | Dual Mode Internal Driver (UL Type A and Type B) |  | standard | NO | [10 empty] | 2017-07-03 | Not Dimmable | Not Dimmable | NO |  | SSSCLY | [25 empty] | 4.4 | 2115.32 | 151.84 | 13.93 | 16.6 | 0.92 | 5012 | 83.8 |  |  |  | NO | NO | NO | [8 empty] | 2018-11-02 | NO | NO | NO | [6 empty] | AC | [7 empty] | NO
PMT6V5J6 | Bravoled Lighting Manufacturing Co. Ltd. | Bravoled | BL-T8-12W1200 BGET(4000K) | Linear Replacement Lamp | T8 Four-Foot | Dual Mode Internal Driver (UL Type A and Type B) |  | standard | NO | [10 empty] | 2017-07-03 | Not Dimmable | Not Dimmable | NO |  | SSSCLY | [25 empty] | 4.4 | 1954.93 | 141.29 | 13.84 | 15.9 | 0.91 | 4000 | 81.3 |  |  |  | NO | NO | NO | [8 empty] | 2018-11-02 | NO | NO | NO | [6 empty] | AC | [7 empty] | NO
P7KC49JC | Revolution Lighting Technologies, Inc. | Revolution Lighting Technologies | 204221-112-XXX[-USA, -A, or Blank] | Linear Replacement Lamp | T8 Four-Foot | Replacement Lamps (plug and play) (UL Type A) |  | standard | NO | [10 empty] | 2017-06-30 | Not Dimmable | Not Dimmable | NO |  | QQQTRY | [25 empty] | 4.4 | 2005 | 131 | 15.3 | 8 | 1 | 3500 | 82 |  |  |  | NO | NO | NO | [8 empty] | 2018-11-02 | NO | NO | NO | [6 empty] | AC | [7 empty] | NO
PHD2XPXZ | Revolution Lighting Technologies, Inc. | Revolution Lighting Technologies | 204220-113-XXX[-USA, -A, or Blank] | Linear Replacement Lamp | T8 Four-Foot | Replacement Lamps (plug and play) (UL Type A) |  | standard | NO | [10 empty] | 2017-06-30 | Not Dimmable | Not Dimmable | NO |  | QQQTRY | [25 empty] | 4.4 | 1793 | 131 | 13.7 | 7 | 1 | 4000 | 83 |  |  |  | NO | NO | NO | [8 empty] | 2018-11-02 | NO | NO | NO | [6 empty] | AC | [7 empty] | NO
P7UVD4BR | WESTGATE MFG | WESTGATE | T8-EZ4-HL-15W-45K-F | Linear Replacement Lamp | T8 Four-Foot | Replacement Lamps (plug and play) (UL Type A) |  | standard | NO | [10 empty] | 2017-06-30 | Not Dimmable | Not Dimmable | NO |  | PPPRUE | [25 empty] | 4.4 | 1978 | 126.07 | 15.69 | 10.16 | 0.98 | 4500 | 83.4 |  |  |  | NO | NO | NO | [8 empty] | 2018-11-02 | NO | NO | NO | [6 empty] | AC | [7 empty] | NO
P7C7NFPN | Start Lighting | LOGIC | LT81-16D-50B | Linear Replacement Lamp | T8 Four-Foot | Dual Mode Internal Driver (UL Type A and Type B) |  | standard | NO | [10 empty] | 2017-06-30 | Not Dimmable | Not Dimmable | NotYetVerified |  | FFFIHJ | [25 empty] | 4.4 | 2160 | 120 | 18 | 7.63 | 0.9 | 5000 | 80 |  |  |  | NO | NO | NO | [8 empty] | 2018-11-02 | NO | NO | NO | [6 empty] | AC | [7 empty] | NO
PHPV2NHP | Elec-Tech International Co., Ltd | ETI | 54217161 | Linear Replacement Lamp | T8 Four-Foot | Replacement Lamps (plug and play) (UL Type A) |  | standard | NO | [10 empty] | 2017-06-30 | Not Dimmable | Not Dimmable | NO |  | JJJMXV | [25 empty] | 4.4 | 2000 | 125 | 16 | 11.22 | 0.9 | 5000 | 80 |  |  |  | NO | NO | NO | [8 empty] | 2018-11-02 | NO | NO | NO | [6 empty] | AC | [7 empty] | NO
PYZQ3PJH | JIAXING SUPER LIGHTING ELECTRIC APPLIANCE CO.,LTD | Super | T8L-IDDM13-1800-4ft-CBA-92 | Linear Replacement Lamp | T8 Four-Foot | Replacement Lamps (plug and play) (UL Type A) |  | standard | NO | [10 empty] | 2017-06-30 | Not Dimmable | Not Dimmable | NO | Updated on 8/23/2017 | BBBDME | [25 empty] | 4.4 | 1800 | 124 | 14.5 | 20 | 0.9 | 4000 | 80 |  |  |  | NO | NO | NO | 2018-05-02 | 4.3 |  | standard |  |  |  |  | 2018-11-02 | NO | NO | NO | [6 empty] | AC | [7 empty] | NO
PKQM2MC2 | JIAXING SUPER LIGHTING ELECTRIC APPLIANCE CO.,LTD | Super | T8L-IDDM13-1800-4ft-EBA-92 | Linear Replacement Lamp | T8 Four-Foot | Replacement Lamps (plug and play) (UL Type A) |  | standard | NO | [10 empty] | 2017-06-30 | Not Dimmable | Not Dimmable | NO | Updated on 8/23/2017 | BBBDME | [25 empty] | 4.4 | 1800 | 124 | 14.5 | 20 | 0.9 | 5000 | 80 |  |  |  | NO | NO | NO | 2018-05-02 | 4.3 |  | standard |  |  |  |  | 2018-11-02 | NO | NO | NO | [6 empty] | AC | [7 empty] | NO
P231BFFX | Start Lighting | LOGIC | LT81-12D-30B | Linear Replacement Lamp | T8 Four-Foot | Dual Mode Internal Driver (UL Type A and Type B) |  | standard | YES |  | 1572.9 | 112.36 | 14 | 14.16 | 0.9756 | 2900 | 83.8 | 5 | 50000 | 2017-06-30 | Not Dimmable | Not Dimmable | NotYetVerified |  | FFFIHK | [15 empty] | 84.5 |  | 1.24 | 1.42 | [6 empty] | 4.4 | 1620 | 135 | 12 | 14.16 | 0.9 | 3000 | 80 |  |  |  | NO | NO | NO | [8 empty] | 2018-11-02 | NO | NO | NO | [6 empty] | AC | [7 empty] | NO
PC9F9U48 | Revolution Lighting Technologies, Inc. | Revolution Lighting Technologies | 204222-113-XXX[-USA, -A, or Blank] | Linear Replacement Lamp | T8 Four-Foot | Replacement Lamps (plug and play) (UL Type A) |  | standard | NO | [10 empty] | 2017-06-30 | Not Dimmable | Not Dimmable | NO |  | QQQTRY | [25 empty] | 4.4 | 2340 | 136 | 17.3 | 6 | 1 | 4000 | 83 |  |  |  | NO | NO | NO | [8 empty] | 2018-11-02 | NO | NO | NO | [6 empty] | AC | [7 empty] | NO
PQQ642ZW | Revolution Lighting Technologies, Inc. | Revolution Lighting Technologies | 204222-115-XXX[-USA, -A, or Blank] | Linear Replacement Lamp | T8 Four-Foot | Replacement Lamps (plug and play) (UL Type A) |  | standard | NO | [10 empty] | 2017-06-30 | Not Dimmable | Not Dimmable | NO |  | QQQTRY | [25 empty] | 4.4 | 2372 | 138 | 17.2 | 6 | 1 | 5000 | 83 |  |  |  | NO | NO | NO | [8 empty] | 2018-11-02 | NO | NO | NO | [6 empty] | AC | [7 empty] | NO
PHR6B5EV | Start Lighting | LOGIC | LT81-12D-40B | Linear Replacement Lamp | T8 Four-Foot | Dual Mode Internal Driver (UL Type A and Type B) |  | standard | NO | [10 empty] | 2017-06-30 | Not Dimmable | Not Dimmable | NotYetVerified |  | FFFIHK | [25 empty] | 4.4 | 1680 | 140 | 12 | 14.16 | 0.9 | 4000 | 80 |  |  |  | NO | NO | NO | [8 empty] | 2018-11-02 | NO | NO | NO | [6 empty] | AC | [7 empty] | NO
PHZMBAVN | Start Lighting | LOGIC | LT81-20D-50B | Linear Replacement Lamp | T8 Four-Foot | Dual Mode Internal Driver (UL Type A and Type B) |  | standard | NO | [10 empty] | 2017-06-30 | Not Dimmable | Not Dimmable | NotYetVerified |  | FFFIHI | [25 empty] | 4.4 | 2600 | 130 | 20 | 5.79 | 0.9 | 5000 | 80 |  |  |  | NO | NO | NO | [8 empty] | 2018-11-02 | NO | NO | NO | [6 empty] | AC | [7 empty] | NO
PRJRX343 | Revolution Lighting Technologies, Inc. | Revolution Lighting Technologies | 204221-115-XXX[-USA, -A, or Blank] | Linear Replacement Lamp | T8 Four-Foot | Replacement Lamps (plug and play) (UL Type A) |  | standard | NO | [10 empty] | 2017-06-30 | Not Dimmable | Not Dimmable | NO |  | QQQTRY | [25 empty] | 4.4 | 2035 | 134 | 15.2 | 7 | 1 | 5000 | 83 |  |  |  | NO | NO | NO | [8 empty] | 2018-11-02 | NO | NO | NO | [6 empty] | AC | [7 empty] | NO
PM6PJ3HN | Revolution Lighting Technologies, Inc. | Revolution Lighting Technologies | 204222-112-XXX[-USA, -A, or Blank] | Linear Replacement Lamp | T8 Four-Foot | Replacement Lamps (plug and play) (UL Type A) |  | standard | NO | [10 empty] | 2017-06-30 | Not Dimmable | Not Dimmable | NO |  | QQQTRY | [25 empty] | 4.4 | 2318 | 135 | 17.2 | 8 | 1 | 3500 | 82 |  |  |  | NO | NO | NO | [8 empty] | 2018-11-02 | NO | NO | NO | [6 empty] | AC | [7 empty] | NO
PW79QXUW | JIAXING SUPER LIGHTING ELECTRIC APPLIANCE CO.,LTD | Super | T8L-IDDM13-1800-4ft-DBA-92 | Linear Replacement Lamp | T8 Four-Foot | Replacement Lamps (plug and play) (UL Type A) |  | standard | NO | [10 empty] | 2017-06-30 | Not Dimmable | Not Dimmable | NO | Updated on 8/23/2017 | BBBDME | [25 empty] | 4.4 | 1800 | 124 | 14.5 | 20 | 0.9 | 4500 | 80 |  |  |  | NO | NO | NO | 2018-05-02 | 4.3 |  | standard |  |  |  |  | 2018-11-02 | NO | NO | NO | [6 empty] | AC | [7 empty] | NO
P5ZS14B3 | Revolution Lighting Technologies, Inc. | Revolution Lighting Technologies | 204220-112-XXX[-USA, -A, or Blank] | Linear Replacement Lamp | T8 Four-Foot | Replacement Lamps (plug and play) (UL Type A) |  | standard | YES |  | 1742.72 | 128 | 13.6 | 9 | 0.95 | 3503 | 83 | 5 | 50000 | 2017-06-30 | Not Dimmable | Not Dimmable | NO |  | QQQTRY | [15 empty] | 88.5 |  | 1.18 | 1.52 | [6 empty] | 4.4 | 1742 | 128 | 13.6 | 9 | 1 | 3500 | 83 |  |  |  | NO | NO | NO | [8 empty] | 2018-11-02 | NO | NO | NO | [6 empty] | AC | [7 empty] | NO
P9C5MHDF | Revolution Lighting Technologies, Inc. | Revolution Lighting Technologies | 204220-115-XXX[-USA, -A, or Blank] | Linear Replacement Lamp | T8 Four-Foot | Replacement Lamps (plug and play) (UL Type A) |  | standard | YES |  | 1823.79 | 134 | 13.62 | 7 | 1 | 4951 | 82 | 5 | 50000 | 2017-06-30 | Not Dimmable | Not Dimmable | NO |  | QQQTRY | [15 empty] | 88.5 |  | 1.18 | 1.52 | [6 empty] | 4.4 | 1823 | 134 | 13.6 | 7 | 1 | 5000 | 82 |  |  |  | NO | NO | NO | [8 empty] | 2018-11-02 | NO | NO | NO | [6 empty] | AC | [7 empty] | NO
PK4FXEFN | Start Lighting | LOGIC | LT81-20D-40B | Linear Replacement Lamp | T8 Four-Foot | Dual Mode Internal Driver (UL Type A and Type B) |  | standard | NO | [10 empty] | 2017-06-30 | Not Dimmable | Not Dimmable | NotYetVerified |  | FFFIHI | [25 empty] | 4.4 | 2600 | 130 | 20 | 5.79 | 0.9 | 4000 | 80 |  |  |  | NO | NO | NO | [8 empty] | 2018-11-02 | NO | NO | NO | [6 empty] | AC | [7 empty] | NO
PXYUKUX7 | Revolution Lighting Technologies, Inc. | Revolution Lighting Technologies | 204221-113-XXX[-USA, -A, or Blank] | Linear Replacement Lamp | T8 Four-Foot | Replacement Lamps (plug and play) (UL Type A) |  | standard | NO | [10 empty] | 2017-06-30 | Not Dimmable | Not Dimmable | NO |  | QQQTRY | [25 empty] | 4.4 | 2024 | 133 | 15.2 | 7 | 1 | 4000 | 83 |  |  |  | NO | NO | NO | [8 empty] | 2018-11-02 | NO | NO | NO | [6 empty] | AC | [7 empty] | NO
P5F29F7F | WESTGATE MFG | WESTGATE | T8-EZ4-HL-15W-50K-F | Linear Replacement Lamp | T8 Four-Foot | Replacement Lamps (plug and play) (UL Type A) |  | standard | NO | [10 empty] | 2017-06-30 | Not Dimmable | Not Dimmable | NO |  | PPPRUE | [25 empty] | 4.4 | 2009 | 128.13 | 15.68 | 10.68 | 0.98 | 5000 | 83.8 |  |  |  | NO | NO | NO | [8 empty] | 2018-11-02 | NO | NO | NO | [6 empty] | AC | [7 empty] | NO
PUQPMGZJ | Start Lighting | LOGIC | LT81-16D-40B | Linear Replacement Lamp | T8 Four-Foot | Dual Mode Internal Driver (UL Type A and Type B) |  | standard | NO | [10 empty] | 2017-06-30 | Not Dimmable | Not Dimmable | NotYetVerified |  | FFFIHJ | [25 empty] | 4.4 | 2160 | 120 | 18 | 7.63 | 0.9 | 4000 | 80 |  |  |  | NO | NO | NO | [8 empty] | 2018-11-02 | NO | NO | NO | [6 empty] | AC | [7 empty] | NO
P97AG1R2 | Start Lighting | LOGIC | LT81-12D-50B | Linear Replacement Lamp | T8 Four-Foot | Dual Mode Internal Driver (UL Type A and Type B) |  | standard | NO | [10 empty] | 2017-06-30 | Not Dimmable | Not Dimmable | NotYetVerified |  | FFFIHK | [25 empty] | 4.4 | 1680 | 140 | 12 | 14.16 | 0.9 | 5000 | 80 |  |  |  | NO | NO | NO | [8 empty] | 2018-11-02 | NO | NO | NO | [6 empty] | AC | [7 empty] | NO
PQ2RC16U | Start Lighting | LOGIC | LT81-16D-30B | Linear Replacement Lamp | T8 Four-Foot | Dual Mode Internal Driver (UL Type A and Type B) |  | standard | YES |  | 2034.7 | 114.76 | 17.73 | 7.63 | 0.9727 | 2884 | 81.9 | 5 | 50000 | 2017-06-30 | Not Dimmable | Not Dimmable | NotYetVerified |  | FFFIHJ | [15 empty] | 84.2 |  | 1.24 | 1.42 | [6 empty] | 4.4 | 2160 | 120 | 18 | 7.63 | 0.9 | 3000 | 80 |  |  |  | NO | NO | NO | [8 empty] | 2018-11-02 | NO | NO | NO | [6 empty] | AC | [7 empty] | NO
PA2PC7XA | Start Lighting | LOGIC | LT81-20D-30B | Linear Replacement Lamp | T8 Four-Foot | Dual Mode Internal Driver (UL Type A and Type B) |  | standard | YES |  | 2395 | 114.8 | 20.86 | 5.79 | 0.9799 | 2887 | 81.9 | 5 | 50000 | 2017-06-30 | Not Dimmable | Not Dimmable | NotYetVerified |  | FFFIHI | [15 empty] | 84.7 |  | 1.22 | 1.38 | [6 empty] | 4.4 | 2600 | 130 | 20 | 5.79 | 0.9 | 3000 | 80 |  |  |  | NO | NO | NO | [8 empty] | 2018-11-02 | NO | NO | NO | [6 empty] | AC | [7 empty] | NO
P77UDJ5P | WESTGATE MFG | WESTGATE | T8-EZ4-HL-15W-40K-F | Linear Replacement Lamp | T8 Four-Foot | Replacement Lamps (plug and play) (UL Type A) |  | standard | YES |  | 1946 | 124.03 | 15.69 | 10.31 | 0.9783 | 4080 | 83 | 5 | 50000 | 2017-06-30 | Not Dimmable | Not Dimmable | NO |  | PPPRUE | [15 empty] | 84.8 |  | 1.22 | 1.28 | [6 empty] | 4.4 | 1946 | 124.03 | 15.69 | 10.16 | 0.98 | 4000 | 83.4 |  |  |  | NO | NO | NO | [8 empty] | 2018-11-02 | NO | NO | NO | [6 empty] | AC | [7 empty] | NO
PEPY622U | Elec-Tech International Co., Ltd | ETI | 54217141 | Linear Replacement Lamp | T8 Four-Foot | Replacement Lamps (plug and play) (UL Type A) |  | standard | YES |  | 2081 | 135.7 | 15.34 | 7.97 | 0.9774 | 4047 | 83 | 5 | 50000 | 2017-06-30 | Not Dimmable | Not Dimmable | NO |  | JJJMXV | [15 empty] | 81.3 |  | 1.26 | 1.32 | [6 empty] | 4.4 | 2000 | 125 | 16 | 7.97 | 0.9 | 4000 | 80 |  |  |  | NO | NO | NO | [8 empty] | 2018-11-02 | NO | NO | NO | [6 empty] | AC | [7 empty] | NO
PAMUGCMS | JIAXING SUPER LIGHTING ELECTRIC APPLIANCE CO.,LTD | Super | T8L-IDDM13-2200-4ft-DBA-92 | Linear Replacement Lamp | T8 Four-Foot | Replacement Lamps (plug and play) (UL Type A) |  | standard | NO | [10 empty] | 2017-06-29 | Not Dimmable | Not Dimmable | NO | Updated on 8/23/2017 | RRRUHN | [25 empty] | 4.4 | 2200 | 122 | 18 | 20 | 0.9 | 4500 | 80 |  |  |  | NO | NO | NO | 2018-05-02 | 4.3 |  | standard |  |  |  |  | 2018-11-02 | NO | NO | NO | [6 empty] | AC | [7 empty] | NO
P2BDJHGP | JIAXING SUPER LIGHTING ELECTRIC APPLIANCE CO.,LTD | Super | T8L-IDDM13-2200-4ft-CBA-92 | Linear Replacement Lamp | T8 Four-Foot | Replacement Lamps (plug and play) (UL Type A) |  | standard | NO | [10 empty] | 2017-06-29 | Not Dimmable | Not Dimmable | NO | Updated on 8/23/2017 | RRRUHN | [25 empty] | 4.4 | 2200 | 122 | 18 | 20 | 0.9 | 4000 | 80 |  |  |  | NO | NO | NO | 2018-05-02 | 4.3 |  | standard |  |  |  |  | 2018-11-02 | NO | NO | NO | [6 empty] | AC | [7 empty] | NO
PKTCTJH6 | JIAXING SUPER LIGHTING ELECTRIC APPLIANCE CO.,LTD | Super | T8L-IDDM13-2200-4ft-EBA-92 | Linear Replacement Lamp | T8 Four-Foot | Replacement Lamps (plug and play) (UL Type A) |  | standard | NO | [10 empty] | 2017-06-29 | Not Dimmable | Not Dimmable | NO | Updated on 8/23/2017 | RRRUHN | [25 empty] | 4.4 | 2200 | 122 | 18 | 20 | 0.9 | 5000 | 80 |  |  |  | NO | NO | NO | 2018-05-02 | 4.3 |  | standard |  |  |  |  | 2018-11-02 | NO | NO | NO | [6 empty] | AC | [7 empty] | NO
P584VEMA | NDR Electric / Distri-Lite | NDR Electric | LEDT8-48-18W-4K | Linear Replacement Lamp | T8 Four-Foot | Replacement Lamps (plug and play) (UL Type A) |  | standard | NO | [10 empty] | 2017-06-29 | Not Dimmable | Not Dimmable | NO |  | VAVWSH | [25 empty] | 4.4 | 2218 | 120.35 | 18.43 | 7.18 | 0.9 | 4000 | 82.2 |  |  |  | NO | NO | NO | [8 empty] | 2018-11-02 | NO | NO | NO | [6 empty] | AC | [7 empty] | NO
P7VHR84J | NDR Electric / Distri-Lite | NDR Electric | LEDT8-48-18W-5K | Linear Replacement Lamp | T8 Four-Foot | Replacement Lamps (plug and play) (UL Type A) |  | standard | NO | [10 empty] | 2017-06-29 | Not Dimmable | Not Dimmable | NO |  | VAVWSH | [25 empty] | 4.4 | 2317 | 125.31 | 18.49 | 7.15 | 0.9 | 5000 | 85 |  |  |  | NO | NO | NO | [8 empty] | 2018-11-02 | NO | NO | NO | [6 empty] | AC | [7 empty] | NO
PAWHNCQA | Rapid Relamp Inc. | Rapid Relamp | RRBC-T8-18W.4000K | Linear Replacement Lamp | T8 Four-Foot | Replacement Lamps (plug and play) (UL Type A) |  | standard | NO | [10 empty] | 2017-06-28 | Not Dimmable | Not Dimmable | NO |  | VVVWNX | [25 empty] | 4.4 | 2320 | 124.7 | 18.61 | 14.57 | 0.9355 | 4000 | 81 |  |  |  | NO | NO | NO | [8 empty] | 2018-11-02 | NO | NO | NO | [6 empty] | AC | [7 empty] | NO
P3K7XBY8 | Rapid Relamp Inc. | Rapid Relamp | RRBC-T8-18W.3000K | Linear Replacement Lamp | T8 Four-Foot | Replacement Lamps (plug and play) (UL Type A) |  | standard | YES |  | 2283 | 122.68 | 18.61 | 14.57 | 0.9355 | 2923 | 81 | 5 | 50000 | 2017-06-28 | Not Dimmable | Not Dimmable | NO |  | VVVWNX | [15 empty] | 84.3 |  | 1.2 | 1.28 | [6 empty] | 4.4 | 2283 | 122.68 | 18.61 | 14.57 | 0.9355 | 3000 | 81 |  |  |  | NO | NO | NO | [8 empty] | 2018-11-02 | NO | NO | NO | [6 empty] | AC | [7 empty] | NO
PUAX81UB | Rapid Relamp Inc. | Rapid Relamp | RRBC-T8-18W.3500K | Linear Replacement Lamp | T8 Four-Foot | Replacement Lamps (plug and play) (UL Type A) |  | standard | NO | [10 empty] | 2017-06-28 | Not Dimmable | Not Dimmable | NO |  | VVVWNX | [25 empty] | 4.4 | 2302 | 123.7 | 18.61 | 14.57 | 0.9355 | 3500 | 81 |  |  |  | NO | NO | NO | [8 empty] | 2018-11-02 | NO | NO | NO | [6 empty] | AC | [7 empty] | NO
PZG266V5 | Rapid Relamp Inc. | Rapid Relamp | RRBC-T8-18W.4500K | Linear Replacement Lamp | T8 Four-Foot | Replacement Lamps (plug and play) (UL Type A) |  | standard | NO | [10 empty] | 2017-06-28 | Not Dimmable | Not Dimmable | NO |  | VVVWNX | [25 empty] | 4.4 | 2339 | 125.69 | 18.61 | 14.57 | 0.9355 | 4500 | 81 |  |  |  | NO | NO | NO | [8 empty] | 2018-11-02 | NO | NO | NO | [6 empty] | AC | [7 empty] | NO
PS5FN3PJ | Rapid Relamp Inc. | Rapid Relamp | RRBC-T8-18W.5000K | Linear Replacement Lamp | T8 Four-Foot | Replacement Lamps (plug and play) (UL Type A) |  | standard | NO | [10 empty] | 2017-06-28 | Not Dimmable | Not Dimmable | NO |  | VVVWNX | [25 empty] | 4.4 | 2357 | 126.72 | 18.6 | 14.65 | 0.9319 | 5000 | 83 |  |  |  | NO | NO | NO | [8 empty] | 2018-11-02 | NO | NO | NO | [6 empty] | AC | [7 empty] | NO
PK99SH7E | Shenzhen GCL Electronics Co., Ltd | GCL | SL-TL-003-18W-A(5000K) | Linear Replacement Lamp | T8 Four-Foot | Replacement Lamps (plug and play) (UL Type A) |  | standard | NO | [10 empty] | 2017-06-27 | Not Dimmable | Not Dimmable | NO |  | IIIKPN | [25 empty] | 4.4 | 2409 | 125.2 | 19.2 | 17.6 | 0.91 | 5244 | 81.2 |  |  |  | NO | NO | NO | 2018-05-02 | 4.3 |  | standard |  |  |  |  | 2018-11-02 | NO | NO | NO | [6 empty] | AC | [7 empty] | NO
PFR1ZZNT | Shenzhen GCL Electronics Co., Ltd | GCL | SL-TL-003-15W-A(5000K) | Linear Replacement Lamp | T8 Four-Foot | Replacement Lamps (plug and play) (UL Type A) |  | standard | NO | [10 empty] | 2017-06-27 | Not Dimmable | Not Dimmable | NO |  | IIIKPO | [25 empty] | 4.4 | 1985.8 | 123.1 | 16.12 | 17.2 | 0.9 | 5226 | 81.1 |  |  |  | NO | NO | NO | 2018-05-02 | 4.3 |  | standard |  |  |  |  | 2018-11-02 | NO | NO | NO | [6 empty] | AC | [7 empty] | NO
PT3TS8TW | Damar Worldwide 4 LLC | Damar | LED15T8/835/4FT/DR/EBC/DIM | Linear Replacement Lamp | T8 Four-Foot | Replacement Lamps (plug and play) (UL Type A) |  | standard | NO | [10 empty] | 2017-06-26 | Not Dimmable | Not Dimmable | NO |  | EAEFBI | [25 empty] | 4.4 | 2100 | 120 | 17.5 | 10.3 | 0.9691 | 3500 | 82 |  |  |  | NO | NO | NO | [8 empty] | 2018-11-02 | NO | NO | NO | [6 empty] | AC | [7 empty] | NO
P1TFRXPZ | Revolution Lighting Technologies, Inc. | Revolution Lighting Technologies | 204220-015-XXX[-USA, -A, or Blank] | Linear Replacement Lamp | T8 Four-Foot | Replacement Lamps (plug and play) (UL Type A) |  | standard | NO | [10 empty] | 2017-06-26 | Not Dimmable | Not Dimmable | NO |  | WWWBPY | [25 empty] | 4.4 | 1687 | 122 | 13.9 | 7 | 1 | 5000 | 85 |  |  |  | NO | NO | NO | [8 empty] | 2018-11-02 | NO | NO | NO | [6 empty] | AC | [7 empty] | NO
PEZX1TNZ | Revolution Lighting Technologies, Inc. | Revolution Lighting Technologies | 204220-012-XXX[-USA, -A, or Blank] | Linear Replacement Lamp | T8 Four-Foot | Replacement Lamps (plug and play) (UL Type A) |  | standard | NO | [10 empty] | 2017-06-26 | Not Dimmable | Not Dimmable | NO |  | WWWBPY | [25 empty] | 4.4 | 1759 | 127 | 13.9 | 10 | 1 | 3500 | 83 |  |  |  | NO | NO | NO | [8 empty] | 2018-11-02 | NO | NO | NO | [6 empty] | AC | [7 empty] | NO
PK5A3QAP | Revolution Lighting Technologies, Inc. | Revolution Lighting Technologies | 204221-013-XXX[-USA, -A, or Blank] | Linear Replacement Lamp | T8 Four-Foot | Replacement Lamps (plug and play) (UL Type A) |  | standard | NO | [10 empty] | 2017-06-26 | Not Dimmable | Not Dimmable | NO |  | WWWBPY | [25 empty] | 4.4 | 1971 | 126 | 15.6 | 7 | 1 | 4000 | 83 |  |  |  | NO | NO | NO | [8 empty] | 2018-11-02 | NO | NO | NO | [6 empty] | AC | [7 empty] | NO
PUX4XYUX | Damar Worldwide 4 LLC | Damar | LED15T8/830/4FT/DR/EBC/DIM | Linear Replacement Lamp | T8 Four-Foot | Replacement Lamps (plug and play) (UL Type A) |  | standard | YES |  | 2097 | 123.1 | 17.04 | 10.3 | 0.9691 | 3091 | 82.8 | 5 | 50000 | 2017-06-26 | Not Dimmable | Not Dimmable | NO |  | EAEFBI | [15 empty] | 83.9 |  | 1.24 | 1.26 | [6 empty] | 4.4 | 2100 | 120 | 17.5 | 10.3 | 0.9691 | 3000 | 82 |  |  |  | NO | NO | NO | [8 empty] | 2018-11-02 | NO | NO | NO | [6 empty] | AC | [7 empty] | NO
PFH8AMRW | Damar Worldwide 4 LLC | Damar | LED15T8/850/4FT/DR/EBC/DIM | Linear Replacement Lamp | T8 Four-Foot | Replacement Lamps (plug and play) (UL Type A) |  | standard | NO | [10 empty] | 2017-06-26 | Not Dimmable | Not Dimmable | NO |  | EAEFBI | [25 empty] | 4.4 | 2200 | 125 | 17.5 | 10.33 | 0.9694 | 5000 | 82 |  |  |  | NO | NO | NO | [8 empty] | 2018-11-02 | NO | NO | NO | [6 empty] | AC | [7 empty] | NO
P4RHZWEM | AMTEK CANADA ACI, INC. | Amtek | AMI-T84-20WB-FA+B-120-DWMF | Linear Replacement Lamp | T8 Four-Foot | Dual Mode Internal Driver (UL Type A and Type B) |  | standard | YES |  | 2395 | 114.8 | 20.86 | 5.79 | 0.9799 | 2887 | 81.9 | 5 | 50000 | 2017-06-26 | Not Dimmable | Not Dimmable | NotYetVerified |  | YYYCBN | [15 empty] | 84.7 |  | 1.22 | 1.38 | [6 empty] | 4.4 | 2600 | 130 | 20 | 5.79 | 0.9 | 3000 | 80 |  |  |  | NO | NO | NO | [8 empty] | 2018-11-02 | NO | NO | NO | [6 empty] | AC | [7 empty] | NO
P6U1QCD8 | Damar Worldwide 4 LLC | Damar | LED15T8/841/4FT/DR/EBC/DIM | Linear Replacement Lamp | T8 Four-Foot | Replacement Lamps (plug and play) (UL Type A) |  | standard | NO | [10 empty] | 2017-06-26 | Not Dimmable | Not Dimmable | NO | Nomenclature updated on 9/6/2017 | EAEFBI | [25 empty] | 4.4 | 2200 | 125 | 17.5 | 10.3 | 0.9691 | 4000 | 82 |  |  |  | NO | NO | NO | 2018-05-02 | 4.3 |  | standard |  |  |  |  | 2018-11-02 | NO | NO | NO | [6 empty] | AC | [7 empty] | NO
PSZQWPBB | AMTEK CANADA ACI, INC. | Amtek | AMI-T84-20WB-FA+B-120-DNMF | Linear Replacement Lamp | T8 Four-Foot | Dual Mode Internal Driver (UL Type A and Type B) |  | standard | NO | [10 empty] | 2017-06-26 | Not Dimmable | Not Dimmable | NotYetVerified |  | YYYCBN | [25 empty] | 4.4 | 2600 | 130 | 20 | 5.79 | 0.9 | 4000 | 80 |  |  |  | NO | NO | NO | [8 empty] | 2018-11-02 | NO | NO | NO | [6 empty] | AC | [7 empty] | NO
PJA6RU52 | AMTEK CANADA ACI, INC. | Amtek | AMI-T84-20WB-FA+B-120-DDMF | Linear Replacement Lamp | T8 Four-Foot | Dual Mode Internal Driver (UL Type A and Type B) |  | standard | NO | [10 empty] | 2017-06-26 | Not Dimmable | Not Dimmable | NotYetVerified |  | YYYCBN | [25 empty] | 4.4 | 2600 | 130 | 20 | 5.79 | 0.9 | 5000 | 80 |  |  |  | NO | NO | NO | [8 empty] | 2018-11-02 | NO | NO | NO | [6 empty] | AC | [7 empty] | NO
PJV3T2NK | The Straits Lighting Company, LLC | Straits Lighting | SL917T8NPP-48-12W-100/277V-4000-F-I-N-G13 | Linear Replacement Lamp | T8 Four-Foot | Replacement Lamps (plug and play) (UL Type A) |  | standard | NO | [10 empty] | 2017-06-23 | Not Dimmable | Not Dimmable | NotYetVerified |  | KKKZWQ | [25 empty] | 4.4 | 1718 | 132.46 | 12.97 | 20 | 0.9 | 4000 | 82 |  |  |  | NO | NO | NO | [8 empty] | 2018-11-02 | NO | NO | NO | [6 empty] | AC | [7 empty] | NO
PZ78M5ED | The Straits Lighting Company, LLC | Straits Lighting | SL917T8BC-48-20W-100/277V-3000-F-I-N-G13 | Linear Replacement Lamp | T8 Four-Foot | Replacement Lamps (plug and play) (UL Type A) |  | standard | NO | [10 empty] | 2017-06-23 | Not Dimmable | Not Dimmable | NotYetVerified |  | KKKZXC | [25 empty] | 4.4 | 2300 | 120 | 19.2 | 20 | 0.9 | 4000 | 82 |  |  |  | NO | NO | NO | [8 empty] | 2018-11-02 | NO | NO | NO | [6 empty] | AC | [7 empty] | NO
PV9YPAXR | The Straits Lighting Company, LLC | Straits Lighting | SL917T8BC-48-18W-100/277V-5000-F-I-N-G13 | Linear Replacement Lamp | T8 Four-Foot | Replacement Lamps (plug and play) (UL Type A) |  | standard | NO | [10 empty] | 2017-06-23 | Not Dimmable | Not Dimmable | NotYetVerified |  | KKKZXA | [25 empty] | 4.4 | 2121 | 124.18 | 17.08 | 20 | 0.9 | 5000 | 83 |  |  |  | NO | NO | NO | [8 empty] | 2018-11-02 | NO | NO | NO | [6 empty] | AC | [7 empty] | NO
PHXY4FT7 | The Straits Lighting Company, LLC | Straits Lighting | SL917T8PP-48-16W-100/277V-5000-F-I-N-G13 | Linear Replacement Lamp | T8 Four-Foot | Replacement Lamps (plug and play) (UL Type A) |  | standard | NO | [10 empty] | 2017-06-23 | Not Dimmable | Not Dimmable | NotYetVerified |  | KKKZWO | [25 empty] | 4.4 | 2112 | 130.77 | 16.15 | 20 | 0.9 | 5000 | 80.7 |  |  |  | NO | NO | NO | [8 empty] | 2018-11-02 | NO | NO | NO | [6 empty] | AC | [7 empty] | NO
PH78HVTA | The Straits Lighting Company, LLC | Straits Lighting | SL917T8NBC-48-12W-100/277V-5000-F-I-N-G13 | Linear Replacement Lamp | T8 Four-Foot | Replacement Lamps (plug and play) (UL Type A) |  | standard | NO | [10 empty] | 2017-06-23 | Not Dimmable | Not Dimmable | NotYetVerified |  | KKKZXE | [25 empty] | 4.4 | 1520 | 123.68 | 12.29 | 20 | 0.9 | 5000 | 82 |  |  |  | NO | NO | NO | [8 empty] | 2018-11-02 | NO | NO | NO | [6 empty] | AC | [7 empty] | NO
PR7VP4PV | The Straits Lighting Company, LLC | Straits Lighting | SL917T8PP-48-12W-100/277V-5000-F-I-N-G13 | Linear Replacement Lamp | T8 Four-Foot | Replacement Lamps (plug and play) (UL Type A) |  | standard | NO | [10 empty] | 2017-06-23 | Not Dimmable | Not Dimmable | NotYetVerified |  | KKKZWM | [25 empty] | 4.4 | 1769 | 132.51 | 13.35 | 20 | 0.9 | 5000 | 80.7 |  |  |  | NO | NO | NO | [8 empty] | 2018-11-02 | NO | NO | NO | [6 empty] | AC | [7 empty] | NO
PR8E42UQ | The Straits Lighting Company, LLC | Straits Lighting | SL917T8PP-48-12W-100/277V-3500-F-I-N-G13 | Linear Replacement Lamp | T8 Four-Foot | Replacement Lamps (plug and play) (UL Type A) |  | standard | NO | [10 empty] | 2017-06-23 | Not Dimmable | Not Dimmable | NotYetVerified |  | KKKZWM | [25 empty] | 4.4 | 1769 | 132.51 | 13.35 | 20 | 0.9 | 3500 | 81.8 |  |  |  | NO | NO | NO | [8 empty] | 2018-11-02 | NO | NO | NO | [6 empty] | AC | [7 empty] | NO
PX1VJYCG | The Straits Lighting Company, LLC | Straits Lighting | SL917T8NBC-48-12W-100/277V-3000-F-I-N-G13 | Linear Replacement Lamp | T8 Four-Foot | Replacement Lamps (plug and play) (UL Type A) |  | standard | NO | [10 empty] | 2017-06-23 | Not Dimmable | Not Dimmable | NotYetVerified |  | KKKZXE | [25 empty] | 4.4 | 1520 | 123.68 | 12.29 | 20 | 0.9 | 3500 | 82 |  |  |  | NO | NO | NO | [8 empty] | 2018-11-02 | NO | NO | NO | [6 empty] | AC | [7 empty] | NO
P1Z818UE | The Straits Lighting Company, LLC | Straits Lighting | SL917T8PP-48-16W-100/277V-3500-F-I-N-G13 | Linear Replacement Lamp | T8 Four-Foot | Replacement Lamps (plug and play) (UL Type A) |  | standard | NO | [10 empty] | 2017-06-23 | Not Dimmable | Not Dimmable | NotYetVerified |  | KKKZWO | [25 empty] | 4.4 | 2112 | 130.77 | 16.15 | 20 | 0.9 | 3500 | 81.8 |  |  |  | NO | NO | NO | [8 empty] | 2018-11-02 | NO | NO | NO | [6 empty] | AC | [7 empty] | NO
PXS1NZPN | Best Lighting Products | BEST LIGHTING | DR-T525W-3500LM-5K | Linear Replacement Lamp | T8 Four-Foot | Replacement Lamps (plug and play) (UL Type A) |  | standard | NO | [10 empty] | 2017-06-23 | Dimmable | Continuous Above 10 | NO |  | YYYCAN | [25 empty] | 4.4 | 3500 | 125 | 28 | 20 | 0.9 | 5000 | 82 |  |  |  | NO | NO | NO | [8 empty] | 2018-11-02 | NO | NO | NO | [6 empty] | AC | [7 empty] | NO
PY9HMKMH | Best Lighting Products | BEST LIGHTING | DR4FT11W5K | Linear Replacement Lamp | T8 Four-Foot | Replacement Lamps (plug and play) (UL Type A) |  | standard | NO | [10 empty] | 2017-06-23 | Not Dimmable | Not Dimmable | NO |  | YYYCAL | [25 empty] | 4.4 | 1800 | 124 | 14.5 | 14.44 | 0.96 | 5000 | 82 |  |  |  | NO | NO | NO | [8 empty] | 2018-11-02 | NO | NO | NO | [6 empty] | AC | [7 empty] | NO
PMGQ5BW5 | The Straits Lighting Company, LLC | Straits Lighting | SL917T8PP-48-14W-100/277V-3000-F-I-N-G13 | Linear Replacement Lamp | T8 Four-Foot | Replacement Lamps (plug and play) (UL Type A) |  | standard | YES |  | 1920 | 133.33 | 14.4 | 9.66 | 0.9019 | 3025 | 81.9 | 5 | 50000 | 2017-06-23 | Not Dimmable | Not Dimmable | NotYetVerified |  | KKKZWN | [15 empty] | 84.6 |  | 1.38 | 1.22 | [6 empty] | 4.4 | 1920 | 133.33 | 14.4 | 20 | 0.9 | 3000 | 81.8 |  |  |  | NO | NO | NO | [8 empty] | 2018-11-02 | NO | NO | NO | [6 empty] | AC | [7 empty] | NO
PVW2YEMW | The Straits Lighting Company, LLC | Straits Lighting | SL917T8BC-48-18W-100/277V-4000-F-I-N-G13 | Linear Replacement Lamp | T8 Four-Foot | Replacement Lamps (plug and play) (UL Type A) |  | standard | YES |  | 2059 | 120.98 | 17.02 | 7.79 | 0.9083 | 3996 | 82.6 | 5 | 50000 | 2017-06-23 | Not Dimmable | Not Dimmable | NotYetVerified |  | KKKZXA | [15 empty] | 91 |  | 1.31 | 1.25 | [6 empty] | 4.4 | 2059 | 120.98 | 17.02 | 20 | 0.9 | 4000 | 83 |  |  |  | NO | NO | NO | [8 empty] | 2018-11-02 | NO | NO | NO | [6 empty] | AC | [7 empty] | NO
P6GCK5PZ | The Straits Lighting Company, LLC | Straits Lighting | SL917T8PP-48-12W-100/277V-4000-F-I-N-G13 | Linear Replacement Lamp | T8 Four-Foot | Replacement Lamps (plug and play) (UL Type A) |  | standard | NO | [10 empty] | 2017-06-23 | Not Dimmable | Not Dimmable | NotYetVerified |  | KKKZWM | [25 empty] | 4.4 | 1769 | 132.51 | 13.35 | 20 | 0.9 | 4000 | 81.8 |  |  |  | NO | NO | NO | [8 empty] | 2018-11-02 | NO | NO | NO | [6 empty] | AC | [7 empty] | NO
PQY7ZAGC | The Straits Lighting Company, LLC | Straits Lighting | SL917T8PP-48-14W-100/277V-4000-F-I-N-G13 | Linear Replacement Lamp | T8 Four-Foot | Replacement Lamps (plug and play) (UL Type A) |  | standard | NO | [10 empty] | 2017-06-23 | Not Dimmable | Not Dimmable | NotYetVerified |  | KKKZWN | [25 empty] | 4.4 | 1920 | 133.33 | 14.4 | 20 | 0.9 | 4000 | 81.8 |  |  |  | NO | NO | NO | [8 empty] | 2018-11-02 | NO | NO | NO | [6 empty] | AC | [7 empty] | NO
PT99JZFB | The Straits Lighting Company, LLC | Straits Lighting | SL917T8PP-48-16W-100/277V-4000-F-I-N-G13 | Linear Replacement Lamp | T8 Four-Foot | Replacement Lamps (plug and play) (UL Type A) |  | standard | NO | [10 empty] | 2017-06-23 | Not Dimmable | Not Dimmable | NotYetVerified |  | KKKZWO | [25 empty] | 4.4 | 2112 | 130.77 | 16.15 | 20 | 0.9 | 4000 | 81.8 |  |  |  | NO | NO | NO | [8 empty] | 2018-11-02 | NO | NO | NO | [6 empty] | AC | [7 empty] | NO
PJHKVWD5 | The Straits Lighting Company, LLC | Straits Lighting | SL917T8NPP-48-16W-100/277V-4000-F-I-N-G13 | Linear Replacement Lamp | T8 Four-Foot | Replacement Lamps (plug and play) (UL Type A) |  | standard | NO | [10 empty] | 2017-06-23 | Not Dimmable | Not Dimmable | NotYetVerified |  | KKKZWS | [25 empty] | 4.4 | 2132 | 130.4 | 16.35 | 20 | 0.9 | 4000 | 81.8 |  |  |  | NO | NO | NO | [8 empty] | 2018-11-02 | NO | NO | NO | [6 empty] | AC | [7 empty] | NO
PCEJCA8V | The Straits Lighting Company, LLC | Straits Lighting | SL917T8NBC-48-12W-100/277V-4000-F-I-N-G13 | Linear Replacement Lamp | T8 Four-Foot | Replacement Lamps (plug and play) (UL Type A) |  | standard | NO | [10 empty] | 2017-06-23 | Not Dimmable | Not Dimmable | NotYetVerified |  | KKKZXE | [25 empty] | 4.4 | 1520 | 123.68 | 12.29 | 20 | 0.9 | 4000 | 82 |  |  |  | NO | NO | NO | [8 empty] | 2018-11-02 | NO | NO | NO | [6 empty] | AC | [7 empty] | NO
PKZPSGPY | The Straits Lighting Company, LLC | Straits Lighting | SL917T8NPP-24-12W-100/277V-3500-F-I-N-G13 | Linear Replacement Lamp | T8 Four-Foot | Replacement Lamps (plug and play) (UL Type A) |  | standard | NO | [10 empty] | 2017-06-23 | Not Dimmable | Not Dimmable | NotYetVerified |  | KKKZWP | [25 empty] | 4.4 | 1584 | 123.36 | 12.84 | 20 | 0.9 | 3500 | 82 |  |  |  | NO | NO | NO | [8 empty] | 2018-11-02 | NO | NO | NO | [6 empty] | AC | [7 empty] | NO
P22CFYYC | The Straits Lighting Company, LLC | Straits Lighting | SL917T8BC-48-12W-100/277V-4000-F-I-N-G13 | Linear Replacement Lamp | T8 Four-Foot | Replacement Lamps (plug and play) (UL Type A) |  | standard | NO | [10 empty] | 2017-06-23 | Not Dimmable | Not Dimmable | NotYetVerified |  | KKKZWV | [25 empty] | 4.4 | 1715 | 138.64 | 12.37 | 20 | 0.9 | 3500 | 82 |  |  |  | NO | NO | NO | [8 empty] | 2018-11-02 | NO | NO | NO | [6 empty] | AC | [7 empty] | NO
PTCR14MU | SHENZHEN TOWINS OPTO.CO.,LIMITED | TOWINS | GB18-W840G1312-07 | Linear Replacement Lamp | T8 Four-Foot | Replacement Lamps (plug and play) (UL Type A) |  | standard | NO | [10 empty] | 2017-06-23 | Not Dimmable | Not Dimmable | NO |  | MMMPKN | [25 empty] | 4.4 | 2609 | 125.07 | 20.86 | 12.94 | 0.97 | 4000 | 81.2 |  |  |  | NO | NO | NO | [8 empty] | 2018-11-02 | NO | NO | NO | [6 empty] | AC | [7 empty] | NO
PDJ9FSCD | The Straits Lighting Company, LLC | Straits Lighting | SL917T8BC-48-12W-100/277V-3000-F-I-N-G13 | Linear Replacement Lamp | T8 Four-Foot | Replacement Lamps (plug and play) (UL Type A) |  | standard | YES |  | 1715 | 138.64 | 12.37 | 18.3 | 0.8966 | 3009 | 81.3 | 5 | 50000 | 2017-06-23 | Not Dimmable | Not Dimmable | NotYetVerified |  | KKKZWV | [15 empty] | 90.5 |  | 1.38 | 1.16 | [6 empty] | 4.4 | 1715 | 138.64 | 12.37 | 20 | 0.9 | 3000 | 82 |  |  |  | NO | NO | NO | [8 empty] | 2018-11-02 | NO | NO | NO | [6 empty] | AC | [7 empty] | NO
PZT5V95K | The Straits Lighting Company, LLC | Straits Lighting | SL917T8BC-48-20W-100/277V-4000-F-I-N-G13 | Linear Replacement Lamp | T8 Four-Foot | Replacement Lamps (plug and play) (UL Type A) |  | standard | YES |  | 2302 | 119.09 | 19.33 | 20.78 | 0.9013 | 3011 | 81.6 | 5 | 50000 | 2017-06-23 | Not Dimmable | Not Dimmable | NotYetVerified |  | KKKZXC | [15 empty] | 90.6 |  | 1.38 | 1.18 | [6 empty] | 4.4 | 2300 | 120 | 19.2 | 20 | 0.9 | 3000 | 82 |  |  |  | NO | NO | NO | [8 empty] | 2018-11-02 | NO | NO | NO | [6 empty] | AC | [7 empty] | NO
PQ2WB2F3 | SHENZHEN TOWINS OPTO.CO.,LIMITED | TOWINS | GB18-W830G1312-07 | Linear Replacement Lamp | T8 Four-Foot | Replacement Lamps (plug and play) (UL Type A) |  | standard | YES |  | 2561 | 123.44 | 20.75 | 12.94 | 0.973 | 2902 | 81.2 | 5 | 50000 | 2017-06-23 | Not Dimmable | Not Dimmable | NO |  | MMMPKN | [15 empty] | 84.6 |  | 1.22 | 1.18 | [6 empty] | 4.4 | 2561 | 123.44 | 20.75 | 12.94 | 0.97 | 3000 | 81.2 |  |  |  | NO | NO | NO | [8 empty] | 2018-11-02 | NO | NO | NO | [6 empty] | AC | [7 empty] | NO
P5SNJE1D | The Straits Lighting Company, LLC | Straits Lighting | SL917T8BC-48-12W-100/277V-3500-F-I-N-G13 | Linear Replacement Lamp | T8 Four-Foot | Replacement Lamps (plug and play) (UL Type A) |  | standard | NO | [10 empty] | 2017-06-23 | Not Dimmable | Not Dimmable | NotYetVerified |  | KKKZWV | [25 empty] | 4.4 | 1715 | 138.64 | 12.37 | 20 | 0.9 | 5000 | 82 |  |  |  | NO | NO | NO | [8 empty] | 2018-11-02 | NO | NO | NO | [6 empty] | AC | [7 empty] | NO
PFYRXPGY | The Straits Lighting Company, LLC | Straits Lighting | SL917T8BC-48-20W-100/277V-3500-F-I-N-G13 | Linear Replacement Lamp | T8 Four-Foot | Replacement Lamps (plug and play) (UL Type A) |  | standard | NO | [10 empty] | 2017-06-23 | Not Dimmable | Not Dimmable | NotYetVerified |  | KKKZXC | [25 empty] | 4.4 | 2300 | 120 | 19.2 | 20 | 0.9 | 5000 | 82 |  |  |  | NO | NO | NO | [8 empty] | 2018-11-02 | NO | NO | NO | [6 empty] | AC | [7 empty] | NO
P1YDKVYT | The Straits Lighting Company, LLC | Straits Lighting | SL917T8PP-48-14W-100/277V-3500-F-I-N-G13 | Linear Replacement Lamp | T8 Four-Foot | Replacement Lamps (plug and play) (UL Type A) |  | standard | NO | [10 empty] | 2017-06-23 | Not Dimmable | Not Dimmable | NotYetVerified |  | KKKZWN | [25 empty] | 4.4 | 1920 | 133.33 | 14.4 | 20 | 0.9 | 3500 | 81.8 |  |  |  | NO | NO | NO | [8 empty] | 2018-11-02 | NO | NO | NO | [6 empty] | AC | [7 empty] | NO
P8MUGF2F | The Straits Lighting Company, LLC | Straits Lighting | SL917T8NPP-48-14W-100/277V-3500-F-I-N-G13 | Linear Replacement Lamp | T8 Four-Foot | Replacement Lamps (plug and play) (UL Type A) |  | standard | NO | [10 empty] | 2017-06-23 | Not Dimmable | Not Dimmable | NotYetVerified |  | KKKZWR | [25 empty] | 4.4 | 1680 | 120 | 14 | 20 | 0.9 | 3500 | 82 |  |  |  | NO | NO | NO | [8 empty] | 2018-11-02 | NO | NO | NO | [6 empty] | AC | [7 empty] | NO
PHVZGUZM | The Straits Lighting Company, LLC | Straits Lighting | SL917T8NPP-48-16W-100/277V-3500-F-I-N-G13 | Linear Replacement Lamp | T8 Four-Foot | Replacement Lamps (plug and play) (UL Type A) |  | standard | NO | [10 empty] | 2017-06-23 | Not Dimmable | Not Dimmable | NotYetVerified |  | KKKZWS | [25 empty] | 4.4 | 2132 | 130.4 | 16.35 | 20 | 0.9 | 3500 | 81.8 |  |  |  | NO | NO | NO | [8 empty] | 2018-11-02 | NO | NO | NO | [6 empty] | AC | [7 empty] | NO
P4P7VXW9 | The Straits Lighting Company, LLC | Straits Lighting | SL917T8NBC-48-12W-100/277V-3500-F-I-N-G13 | Linear Replacement Lamp | T8 Four-Foot | Replacement Lamps (plug and play) (UL Type A) |  | standard | YES |  | 1520 | 123.68 | 12.29 | 21.22 | 0.8985 | 2987 | 81.2 | 5 | 50000 | 2017-06-23 | Not Dimmable | Not Dimmable | NotYetVerified |  | KKKZXE | [15 empty] | 90.6 |  | 1.35 | 1.17 | [6 empty] | 4.4 | 1520 | 123.68 | 12.29 | 20 | 0.9 | 3000 | 82 |  |  |  | NO | NO | NO | [8 empty] | 2018-11-02 | NO | NO | NO | [6 empty] | AC | [7 empty] | NO
P482FH1Z | The Straits Lighting Company, LLC | Straits Lighting | SL917T8NPP-24-12W-100/277V-3000-F-I-N-G13 | Linear Replacement Lamp | T8 Four-Foot | Replacement Lamps (plug and play) (UL Type A) |  | standard | YES |  | 1584 | 123.36 | 12.84 | 15.07 | 0.8995 | 3067 | 82.6 | 5 | 50000 | 2017-06-23 | Not Dimmable | Not Dimmable | NotYetVerified |  | KKKZWP | [15 empty] | 85.3 |  | 1.25 | 1.18 | [6 empty] | 4.4 | 1584 | 123.36 | 12.84 | 20 | 0.9 | 3000 | 82 |  |  |  | NO | NO | NO | [8 empty] | 2018-11-02 | NO | NO | NO | [6 empty] | AC | [7 empty] | NO
PV8831TB | The Straits Lighting Company, LLC | Straits Lighting | SL917T8PP-48-12W-100/277V-3000-F-I-N-G13 | Linear Replacement Lamp | T8 Four-Foot | Replacement Lamps (plug and play) (UL Type A) |  | standard | YES |  | 1769 | 132.51 | 13.35 | 10 | 0.9021 | 2953 | 80.4 | 5 | 50000 | 2017-06-23 | Not Dimmable | Not Dimmable | NotYetVerified |  | KKKZWM | [15 empty] | 84.5 |  | 1.33 | 1.23 | [6 empty] | 4.4 | 1769 | 132.51 | 13.35 | 20 | 0.9 | 3000 | 81.8 |  |  |  | NO | NO | NO | [8 empty] | 2018-11-02 | NO | NO | NO | [6 empty] | AC | [7 empty] | NO
P21C79G6 | The Straits Lighting Company, LLC | Straits Lighting | SL917T8NPP-48-12W-100/277V-3000-F-I-N-G13 | Linear Replacement Lamp | T8 Four-Foot | Replacement Lamps (plug and play) (UL Type A) |  | standard | YES |  | 1718 | 132.46 | 12.97 | 7.38 | 0.9481 | 2954 | 81.6 | 5 | 50000 | 2017-06-23 | Not Dimmable | Not Dimmable | NotYetVerified |  | KKKZWQ | [15 empty] | 85.5 |  | 1.12 | 1.16 | [6 empty] | 4.4 | 1718 | 132.46 | 12.97 | 20 | 0.9 | 3000 | 82 |  |  |  | NO | NO | NO | [8 empty] | 2018-11-02 | NO | NO | NO | [6 empty] | AC | [7 empty] | NO
PBPQ6DSE | The Straits Lighting Company, LLC | Straits Lighting | SL917T8PP-48-16W-100/277V-3000-F-I-N-G13 | Linear Replacement Lamp | T8 Four-Foot | Replacement Lamps (plug and play) (UL Type A) |  | standard | YES |  | 2112 | 130.77 | 16.15 | 7.36 | 0.9551 | 2982 | 81.2 | 5 | 50000 | 2017-06-23 | Not Dimmable | Not Dimmable | NotYetVerified |  | KKKZWO | [15 empty] | 84.5 |  | 1.25 | 1.21 | [6 empty] | 4.4 | 2112 | 130.77 | 16.15 | 20 | 0.9 | 3000 | 81.8 |  |  |  | NO | NO | NO | [8 empty] | 2018-11-02 | NO | NO | NO | [6 empty] | AC | [7 empty] | NO
PXC7QM9B | Best Lighting Products | BEST LIGHTING | DR4FT15W4K | Linear Replacement Lamp | T8 Four-Foot | Replacement Lamps (plug and play) (UL Type A) |  | standard | NO | [10 empty] | 2017-06-23 | Not Dimmable | Not Dimmable | NO |  | YYYCAM | [25 empty] | 4.4 | 2200 | 124 | 18 | 9.83 | 0.97 | 4000 | 82 |  |  |  | NO | NO | NO | [8 empty] | 2018-11-02 | NO | NO | NO | [6 empty] | AC | [7 empty] | NO
PE9ZUM3S | Best Lighting Products | BEST LIGHTING | DR4FT11W4K | Linear Replacement Lamp | T8 Four-Foot | Replacement Lamps (plug and play) (UL Type A) |  | standard | NO | [10 empty] | 2017-06-23 | Not Dimmable | Not Dimmable | NO |  | YYYCAL | [25 empty] | 4.4 | 1800 | 124 | 14.5 | 13.61 | 0.95 | 4000 | 82 |  |  |  | NO | NO | NO | [8 empty] | 2018-11-02 | NO | NO | NO | [6 empty] | AC | [7 empty] | NO
PDXADVKV | SHENZHEN TOWINS OPTO.CO.,LIMITED | TOWINS | GB18-W835G1312-07 | Linear Replacement Lamp | T8 Four-Foot | Replacement Lamps (plug and play) (UL Type A) |  | standard | NO | [10 empty] | 2017-06-23 | Not Dimmable | Not Dimmable | NO |  | MMMPKN | [25 empty] | 4.4 | 2585 | 123.92 | 20.86 | 12.94 | 0.97 | 3500 | 81.2 |  |  |  | NO | NO | NO | [8 empty] | 2018-11-02 | NO | NO | NO | [6 empty] | AC | [7 empty] | NO
P9XSJ4K8 | SHENZHEN TOWINS OPTO.CO.,LIMITED | TOWINS | GB18-W850G1312-07 | Linear Replacement Lamp | T8 Four-Foot | Replacement Lamps (plug and play) (UL Type A) |  | standard | NO | [10 empty] | 2017-06-23 | Not Dimmable | Not Dimmable | NO |  | MMMPKN | [25 empty] | 4.4 | 2657 | 126.72 | 20.97 | 13.94 | 0.98 | 5000 | 82.8 |  |  |  | NO | NO | NO | [8 empty] | 2018-11-02 | NO | NO | NO | [6 empty] | AC | [7 empty] | NO
PYZ2TVAR | The Straits Lighting Company, LLC | Straits Lighting | SL917T8NPP-48-12W-100/277V-5000-F-I-N-G13 | Linear Replacement Lamp | T8 Four-Foot | Replacement Lamps (plug and play) (UL Type A) |  | standard | NO | [10 empty] | 2017-06-23 | Not Dimmable | Not Dimmable | NotYetVerified |  | KKKZWQ | [25 empty] | 4.4 | 1718 | 132.46 | 12.97 | 20 | 0.9 | 5000 | 82 |  |  |  | NO | NO | NO | [8 empty] | 2018-11-02 | NO | NO | NO | [6 empty] | AC | [7 empty] | NO
P7BXR1TD | The Straits Lighting Company, LLC | Straits Lighting | SL917T8NPP-48-14W-100/277V-5000-F-I-N-G13 | Linear Replacement Lamp | T8 Four-Foot | Replacement Lamps (plug and play) (UL Type A) |  | standard | NO | [10 empty] | 2017-06-23 | Not Dimmable | Not Dimmable | NotYetVerified |  | KKKZWR | [25 empty] | 4.4 | 1680 | 120 | 14 | 20 | 0.9 | 5000 | 82 |  |  |  | NO | NO | NO | [8 empty] | 2018-11-02 | NO | NO | NO | [6 empty] | AC | [7 empty] | NO
PMQYBMMT | The Straits Lighting Company, LLC | Straits Lighting | SL917T8NPP-48-16W-100/277V-5000-F-I-N-G13 | Linear Replacement Lamp | T8 Four-Foot | Replacement Lamps (plug and play) (UL Type A) |  | standard | NO | [10 empty] | 2017-06-23 | Not Dimmable | Not Dimmable | NotYetVerified |  | KKKZWS | [25 empty] | 4.4 | 2132 | 130.4 | 16.35 | 20 | 0.9 | 5000 | 80.7 |  |  |  | NO | NO | NO | [8 empty] | 2018-11-02 | NO | NO | NO | [6 empty] | AC | [7 empty] | NO
P2FV14QH | The Straits Lighting Company, LLC | Straits Lighting | SL917T8NPP-48-12W-100/277V-3500-F-I-N-G13 | Linear Replacement Lamp | T8 Four-Foot | Replacement Lamps (plug and play) (UL Type A) |  | standard | NO | [10 empty] | 2017-06-23 | Not Dimmable | Not Dimmable | NotYetVerified |  | KKKZWQ | [25 empty] | 4.4 | 1718 | 132.46 | 12.97 | 20 | 0.9 | 3500 | 82 |  |  |  | NO | NO | NO | [8 empty] | 2018-11-02 | NO | NO | NO | [6 empty] | AC | [7 empty] | NO
PQ89AW6T | The Straits Lighting Company, LLC | Straits Lighting | SL917T8NPP-48-14W-100/277V-3000-F-I-N-G13 | Linear Replacement Lamp | T8 Four-Foot | Replacement Lamps (plug and play) (UL Type A) |  | standard | YES |  | 1629 | 119.69 | 13.61 | 9.81 | 0.9449 | 2982 | 81.4 | 5 | 50000 | 2017-06-23 | Not Dimmable | Not Dimmable | NotYetVerified |  | KKKZWR | [15 empty] | 85.3 |  | 1.23 | 1.13 | [6 empty] | 4.4 | 1680 | 120 | 14 | 20 | 0.9 | 3000 | 82 |  |  |  | NO | NO | NO | [8 empty] | 2018-11-02 | NO | NO | NO | [6 empty] | AC | [7 empty] | NO
P32W9XZN | Best Lighting Products | BEST LIGHTING | DR4FT15W5K | Linear Replacement Lamp | T8 Four-Foot | Replacement Lamps (plug and play) (UL Type A) |  | standard | NO | [10 empty] | 2017-06-23 | Not Dimmable | Not Dimmable | NO |  | YYYCAM | [25 empty] | 4.4 | 2200 | 124 | 18 | 10.2 | 0.97 | 5000 | 82 |  |  |  | NO | NO | NO | [8 empty] | 2018-11-02 | NO | NO | NO | [6 empty] | AC | [7 empty] | NO
P3HXQPEX | SHENZHEN TOWINS OPTO.CO.,LIMITED | TOWINS | GB18-W845G1312-07 | Linear Replacement Lamp | T8 Four-Foot | Replacement Lamps (plug and play) (UL Type A) |  | standard | NO | [10 empty] | 2017-06-23 | Not Dimmable | Not Dimmable | NO |  | MMMPKN | [25 empty] | 4.4 | 2633 | 126.22 | 20.86 | 12.94 | 0.97 | 4500 | 81.2 |  |  |  | NO | NO | NO | [8 empty] | 2018-11-02 | NO | NO | NO | [6 empty] | AC | [7 empty] | NO
PGDVZCDE | Best Lighting Products | BEST LIGHTING | DR-T525W-3500LM-4K | Linear Replacement Lamp | T8 Four-Foot | Replacement Lamps (plug and play) (UL Type A) |  | standard | NO | [10 empty] | 2017-06-23 | Dimmable | Continuous Above 10 | NO |  | YYYCAN | [25 empty] | 4.4 | 3500 | 125 | 28 | 20 | 0.9 | 4000 | 82 |  |  |  | NO | NO | NO | [8 empty] | 2018-11-02 | NO | NO | NO | [6 empty] | AC | [7 empty] | NO
P3PM4TYD | The Straits Lighting Company, LLC | Straits Lighting | SL917T8NPP-48-14W-100/277V-4000-F-I-N-G13 | Linear Replacement Lamp | T8 Four-Foot | Replacement Lamps (plug and play) (UL Type A) |  | standard | NO | [10 empty] | 2017-06-23 | Not Dimmable | Not Dimmable | NotYetVerified |  | KKKZWR | [25 empty] | 4.4 | 1680 | 120 | 14 | 20 | 0.9 | 4000 | 82 |  |  |  | NO | NO | NO | [8 empty] | 2018-11-02 | NO | NO | NO | [6 empty] | AC | [7 empty] | NO
P4QWP398 | The Straits Lighting Company, LLC | Straits Lighting | SL917T8BC-48-20W-100/277V-5000-F-I-N-G13 | Linear Replacement Lamp | T8 Four-Foot | Replacement Lamps (plug and play) (UL Type A) |  | standard | NO | [10 empty] | 2017-06-23 | Not Dimmable | Not Dimmable | NotYetVerified |  | KKKZXC | [25 empty] | 4.4 | 2300 | 120 | 19.2 | 20 | 0.9 | 3500 | 82 |  |  |  | NO | NO | NO | [8 empty] | 2018-11-02 | NO | NO | NO | [6 empty] | AC | [7 empty] | NO
PMRAM2W8 | The Straits Lighting Company, LLC | Straits Lighting | SL917T8BC-48-12W-100/277V-5000-F-I-N-G13 | Linear Replacement Lamp | T8 Four-Foot | Replacement Lamps (plug and play) (UL Type A) |  | standard | NO | [10 empty] | 2017-06-23 | Not Dimmable | Not Dimmable | NotYetVerified |  | KKKZWV | [25 empty] | 4.4 | 1715 | 138.64 | 12.37 | 20 | 0.9 | 4000 | 82 |  |  |  | NO | NO | NO | [8 empty] | 2018-11-02 | NO | NO | NO | [6 empty] | AC | [7 empty] | NO
PQNSC5PE | The Straits Lighting Company, LLC | Straits Lighting | SL917T8PP-48-14W-100/277V-5000-F-I-N-G13 | Linear Replacement Lamp | T8 Four-Foot | Replacement Lamps (plug and play) (UL Type A) |  | standard | NO | [10 empty] | 2017-06-23 | Not Dimmable | Not Dimmable | NotYetVerified |  | KKKZWN | [25 empty] | 4.4 | 1920 | 133.33 | 14.4 | 20 | 0.9 | 5000 | 80.7 |  |  |  | NO | NO | NO | [8 empty] | 2018-11-02 | NO | NO | NO | [6 empty] | AC | [7 empty] | NO
PAKQQGRN | The Straits Lighting Company, LLC | Straits Lighting | SL917T8NPP-48-16W-100/277V-3000-F-I-N-G13 | Linear Replacement Lamp | T8 Four-Foot | Replacement Lamps (plug and play) (UL Type A) |  | standard | YES |  | 2132 | 130.4 | 16.35 | 9.14 | 0.902 | 3033 | 81.5 | 5 | 50000 | 2017-06-23 | Not Dimmable | Not Dimmable | NotYetVerified |  | KKKZWS | [15 empty] | 84.1 |  | 1.32 | 1.24 | [6 empty] | 4.4 | 2132 | 130.4 | 16.35 | 20 | 0.9 | 3000 | 81.8 |  |  |  | NO | NO | NO | [8 empty] | 2018-11-02 | NO | NO | NO | [6 empty] | AC | [7 empty] | NO
PCF3VKMT | E2 Lighting International inc. | E2 LIGHTING | E2-T8-GL-A1212(3500K) | Linear Replacement Lamp | T8 Four-Foot | Replacement Lamps (plug and play) (UL Type A) |  | standard | NO | [10 empty] | 2017-06-15 | Not Dimmable | Not Dimmable | NO |  | XXXBFR | [25 empty] | 4.4 | 1624 | 121.24 | 13.4 | 10.86 | 0.9046 | 3500 | 83.3 |  |  |  | NO | NO | NO | [8 empty] | 2018-11-02 | NO | NO | NO | [6 empty] | AC | [7 empty] | NO
PPKTSFW1 | Luminoso, LLC | LUMINOSO LED | 4T8-12-18W-40K-J-MF-FR | Linear Replacement Lamp | T8 Four-Foot | Dual Mode Internal Driver (UL Type A and Type B) |  | standard | NO | [10 empty] | 2017-06-15 | Not Dimmable | Not Dimmable | NO |  | YYYBZX | [25 empty] | 4.4 | 2210.1 | 125.5 | 17.6 | 17.1 | 0.93 | 4000 | 83.9 |  |  |  | NO | NO | NO | [8 empty] | 2018-11-02 | NO | NO | NO | [6 empty] | AC | [7 empty] | NO
PGEUWXR7 | Luminoso, LLC | LUMINOSO LED | 4T8-12-18W-30K-J-MF-FR | Linear Replacement Lamp | T8 Four-Foot | Dual Mode Internal Driver (UL Type A and Type B) |  | standard | YES |  | 2210.16 | 125.577 | 17.6 | 17.1 | 0.926 | 3018 | 83.9 | 5 | 50000 | 2017-06-15 | Not Dimmable | Not Dimmable | NO |  | YYYBZX | [15 empty] | 80.3 |  | 1.04 | 1.24 | [6 empty] | 4.4 | 2210.1 | 125.5 | 17.6 | 17.1 | 0.93 | 3018 | 83.9 |  |  |  | NO | NO | NO | [8 empty] | 2018-11-02 | NO | NO | NO | [6 empty] | AC | [7 empty] | NO
P7JMP4TK | E2 Lighting International inc. | E2 LIGHTING | E2-T8-GL-A1212(4000K) | Linear Replacement Lamp | T8 Four-Foot | Replacement Lamps (plug and play) (UL Type A) |  | standard | NO | [10 empty] | 2017-06-15 | Not Dimmable | Not Dimmable | NO |  | XXXBFR | [25 empty] | 4.4 | 1635 | 122.06 | 13.4 | 10.86 | 0.9046 | 4000 | 83.3 |  |  |  | NO | NO | NO | [8 empty] | 2018-11-02 | NO | NO | NO | [6 empty] | AC | [7 empty] | NO
PYNK1JSF | E2 Lighting International inc. | E2 LIGHTING | E2-T8-GL-A1212(5000K) | Linear Replacement Lamp | T8 Four-Foot | Replacement Lamps (plug and play) (UL Type A) |  | standard | NO | [10 empty] | 2017-06-15 | Not Dimmable | Not Dimmable | NO |  | XXXBFR | [25 empty] | 4.4 | 1657 | 124.12 | 13.35 | 10.94 | 0.903 | 5000 | 84.2 |  |  |  | NO | NO | NO | [8 empty] | 2018-11-02 | NO | NO | NO | [6 empty] | AC | [7 empty] | NO
PR4C2TH2 | Luminoso, LLC | LUMINOSO LED | 4T8-12-18W-50K-J-MF-FR | Linear Replacement Lamp | T8 Four-Foot | Dual Mode Internal Driver (UL Type A and Type B) |  | standard | NO | [10 empty] | 2017-06-15 | Not Dimmable | Not Dimmable | NO |  | YYYBZX | [25 empty] | 4.4 | 2266.3 | 128 | 17.7 | 18.8 | 0.94 | 5128 | 87.1 |  |  |  | NO | NO | NO | [8 empty] | 2018-11-02 | NO | NO | NO | [6 empty] | AC | [7 empty] | NO
PAPQ2DUW | Luminoso, LLC | LUMINOSO LED | 4T8-12-18W-30K-J-MF-CL | Linear Replacement Lamp | T8 Four-Foot | Dual Mode Internal Driver (UL Type A and Type B) |  | standard | YES |  | 2281.82 | 129.649 | 17.6 | 17.2 | 0.926 | 3073 | 83.2 | 5 | 50000 | 2017-06-15 | Not Dimmable | Not Dimmable | NO |  | YYYBZW | [15 empty] | 81.5 |  | 1.06 | 1.24 | [6 empty] | 4.4 | 2281.8 | 129.6 | 17.6 | 17.2 | 0.93 | 3073 | 83.2 |  |  |  | NO | NO | NO | [8 empty] | 2018-11-02 | NO | NO | NO | [6 empty] | AC | [7 empty] | NO
PK3X5DXQ | E2 Lighting International inc. | E2 LIGHTING | E2-T8-GL-A1212(3000K) | Linear Replacement Lamp | T8 Four-Foot | Replacement Lamps (plug and play) (UL Type A) |  | standard | YES |  | 1613 | 120.01 | 13.44 | 10.86 | 0.9046 | 3060 | 83.3 | 5 | 50000 | 2017-06-15 | Not Dimmable | Not Dimmable | NO |  | XXXBFR | [15 empty] | 84.4 |  | 1.24 | 1.34 | [6 empty] | 4.4 | 1613 | 120.01 | 13.44 | 10.86 | 0.9046 | 3000 | 83.3 |  |  |  | NO | NO | NO | [8 empty] | 2018-11-02 | NO | NO | NO | [6 empty] | AC | [7 empty] | NO
PRT4YVEX | Luminoso, LLC | LUMINOSO LED | 4T8-12-18W-50K-J-MF-CL | Linear Replacement Lamp | T8 Four-Foot | Dual Mode Internal Driver (UL Type A and Type B) |  | standard | NO | [10 empty] | 2017-06-15 | Not Dimmable | Not Dimmable | NO |  | YYYBZW | [25 empty] | 4.4 | 2339.7 | 132.1 | 17.7 | 18.1 | 0.93 | 5076 | 84.9 |  |  |  | NO | NO | NO | [8 empty] | 2018-11-02 | NO | NO | NO | [6 empty] | AC | [7 empty] | NO
PWXBYTRN | Luminoso, LLC | LUMINOSO LED | 4T8-12-18W-40K-J-MF-CL | Linear Replacement Lamp | T8 Four-Foot | Dual Mode Internal Driver (UL Type A and Type B) |  | standard | NO | [10 empty] | 2017-06-15 | Not Dimmable | Not Dimmable | NO |  | YYYBZW | [25 empty] | 4.4 | 2281.8 | 129.6 | 17.6 | 17.2 | 0.93 | 4000 | 83.2 |  |  |  | NO | NO | NO | [8 empty] | 2018-11-02 | NO | NO | NO | [6 empty] | AC | [7 empty] | NO
PQSYGE9G | LEDone Distribution, Inc. | LED ONE | LOD-GDMT84F-24W40KF YM | Linear Replacement Lamp | T8 Four-Foot | Dual Mode Internal Driver (UL Type A and Type B) |  | standard | NO | [10 empty] | 2017-06-13 | Not Dimmable | Not Dimmable | NO |  | XXXBFJ | [25 empty] | 4.4 | 3200 | 134 | 24 | 10 | 0.9 | 4000 | 80 |  |  |  | NO | NO | NO | [8 empty] | 2018-11-02 | NO | NO | NO | [6 empty] | AC | [7 empty] | NO
P8NAEWK7 | LEDone Distribution, Inc. | LED ONE | LOD-GDMT84F-24W30KF YM | Linear Replacement Lamp | T8 Four-Foot | Dual Mode Internal Driver (UL Type A and Type B) |  | standard | YES |  | 3239 | 134.3 | 24.11 | 15.27 | 0.902 | 3085 | 83 | 5 | 50000 | 2017-06-13 | Not Dimmable | Not Dimmable | NO |  | XXXBFJ | [15 empty] | 84.4 |  | 1.28 | 1.24 | [6 empty] | 4.4 | 2990 | 125 | 24 | 10 | 0.9 | 3000 | 80 |  |  |  | NO | NO | NO | [8 empty] | 2018-11-02 | NO | NO | NO | [6 empty] | AC | [7 empty] | NO
PP8MSVK9 | LEDone Distribution, Inc. | LED ONE | LOD-GDMT84F-24W45KF YM | Linear Replacement Lamp | T8 Four-Foot | Dual Mode Internal Driver (UL Type A and Type B) |  | standard | NO | [10 empty] | 2017-06-13 | Not Dimmable | Not Dimmable | NO |  | XXXBFJ | [25 empty] | 4.4 | 3200 | 134 | 24 | 10 | 0.9 | 4500 | 80 |  |  |  | NO | NO | NO | [8 empty] | 2018-11-02 | NO | NO | NO | [6 empty] | AC | [7 empty] | NO
PUWKXZGZ | LEDone Distribution, Inc. | LED ONE | LOD-GDMT84F-24W50KF YM | Linear Replacement Lamp | T8 Four-Foot | Dual Mode Internal Driver (UL Type A and Type B) |  | standard | NO | [10 empty] | 2017-06-13 | Not Dimmable | Not Dimmable | NO |  | XXXBFJ | [25 empty] | 4.4 | 3200 | 134 | 24 | 10 | 0.9 | 5000 | 80 |  |  |  | NO | NO | NO | [8 empty] | 2018-11-02 | NO | NO | NO | [6 empty] | AC | [7 empty] | NO
PUAN8S77 | LEDone Distribution, Inc. | LED ONE | LOD-GDMT84F-24W35KF YM | Linear Replacement Lamp | T8 Four-Foot | Dual Mode Internal Driver (UL Type A and Type B) |  | standard | NO | [10 empty] | 2017-06-13 | Not Dimmable | Not Dimmable | NO |  | XXXBFJ | [25 empty] | 4.4 | 2990 | 125 | 24 | 10 | 0.9 | 3500 | 80 |  |  |  | NO | NO | NO | [8 empty] | 2018-11-02 | NO | NO | NO | [6 empty] | AC | [7 empty] | NO
PFRBXH9C | Torshare Ltd | TORSHARE | T8-16W-120-GTB(5000K) | Linear Replacement Lamp | T8 Four-Foot | Dual Mode Internal Driver (UL Type A and Type B) |  | standard | NO | [10 empty] | 2017-06-08 | Not Dimmable | Not Dimmable | NO |  | MMMPJP | [25 empty] | 4.4 | 2026 | 130.28 | 15.55 | 20.76 | 0.9 | 5000 | 84.8 |  |  |  | NO | NO | NO | [8 empty] | 2018-11-02 | NO | NO | NO | [6 empty] | AC | [7 empty] | NO
PZJUUSYR | Torshare Ltd | TORSHARE | T8-16W-120-GTB(4000K) | Linear Replacement Lamp | T8 Four-Foot | Dual Mode Internal Driver (UL Type A and Type B) |  | standard | YES |  | 1968 | 128.57 | 15.31 | 20.17 | 0.9087 | 4041 | 84.4 | 5 | 50000 | 2017-06-08 | Not Dimmable | Not Dimmable | NO |  | MMMPJP | [15 empty] | 84.6 |  | 1.22 | 1.3 | [6 empty] | 4.4 | 1956 | 132.05 | 14.81 | 20.35 | 0.91 | 4000 | 84.2 |  |  |  | NO | NO | NO | [8 empty] | 2018-11-02 | NO | NO | NO | [6 empty] | AC | [7 empty] | NO
PV6W5T7Q | Feit Electric Co., Inc. | FEIT | T48/41K/LED/2(E) | Linear Replacement Lamp | T8 Four-Foot | Replacement Lamps (plug and play) (UL Type A) |  | standard | NO | [10 empty] | 2017-06-07 | Dimmable | Continuous Below 10 | NO |  | XXXBFB | [25 empty] | 4.4 | 1650 | 122.2 | 13.5 | 20 | 0.9 | 4000 | 80 |  |  |  | NO | NO | NO | [8 empty] | 2018-11-02 | NO | NO | NO | [6 empty] | AC | [7 empty] | NO
PU935AT4 | Feit Electric Co., Inc. | FEIT | T48/850/LED(E) | Linear Replacement Lamp | T8 Four-Foot | Replacement Lamps (plug and play) (UL Type A) |  | standard | NO | [10 empty] | 2017-06-07 | Dimmable | Continuous Below 10 | NO |  | XXXBFB | [25 empty] | 4.4 | 1650 | 122.2 | 13.5 | 20 | 0.9 | 5000 | 80 |  |  |  | NO | NO | NO | [8 empty] | 2018-11-02 | NO | NO | NO | [6 empty] | AC | [7 empty] | NO
PZQXA1PF | Feit Electric Co., Inc. | FEIT | T48/830/LED(E) | Linear Replacement Lamp | T8 Four-Foot | Replacement Lamps (plug and play) (UL Type A) |  | standard | YES |  | 1691 | 126.14 | 13.41 | 10.23 | 0.9617 | 3050 | 83.8 | 5 | 50000 | 2017-06-07 | Dimmable | Continuous Below 10 | NO |  | XXXBFB | [15 empty] | 81.6 |  | 1.3 | 1.32 | [6 empty] | 4.4 | 1650 | 122.2 | 13.5 | 20 | 0.9 | 3000 | 80 |  |  |  | NO | NO | NO | [8 empty] | 2018-11-02 | NO | NO | NO | [6 empty] | AC | [7 empty] | NO
P8AE1C5E | Feit Electric Co., Inc. | FEIT | T48/841/LED/RP(E) | Linear Replacement Lamp | T8 Four-Foot | Replacement Lamps (plug and play) (UL Type A) |  | standard | NO | [10 empty] | 2017-06-07 | Dimmable | Continuous Below 10 | NO |  | XXXBFB | [25 empty] | 4.4 | 1650 | 122.2 | 13.5 | 20 | 0.9 | 4000 | 80 |  |  |  | NO | NO | NO | [8 empty] | 2018-11-02 | NO | NO | NO | [6 empty] | AC | [7 empty] | NO
PGYSQ42D | Be Green, LLC | Be Green | BG-TU04-15W-5K-02 | Linear Replacement Lamp | T8 Four-Foot | Replacement Lamps (plug and play) (UL Type A) |  | standard | NO | [10 empty] | 2017-06-07 | Not Dimmable | Not Dimmable | NotYetVerified |  | XXXBFC | [25 empty] | 4.4 | 1800 | 120 | 15 | 5.25 | 0.999 | 5000 | 84 |  |  |  | NO | NO | NO | [8 empty] | 2018-11-02 | NO | NO | NO | [6 empty] | AC | [7 empty] | NO
PSVFVV5E | Feit Electric Co., Inc. | FEIT | T48/841/LED(E) | Linear Replacement Lamp | T8 Four-Foot | Replacement Lamps (plug and play) (UL Type A) |  | standard | NO | [10 empty] | 2017-06-07 | Dimmable | Continuous Below 10 | NO |  | XXXBFB | [25 empty] | 4.4 | 1650 | 122.2 | 13.5 | 20 | 0.9 | 4000 | 80 |  |  |  | NO | NO | NO | [8 empty] | 2018-11-02 | NO | NO | NO | [6 empty] | AC | [7 empty] | NO
PWFQWD2K | JIAXING SUPER LIGHTING ELECTRIC APPLIANCE CO.,LTD | Super | T8L-IDBH13-2200-4ft-CBA-20 | Linear Replacement Lamp | T8 Four-Foot | Dual Mode Internal Driver (UL Type A and Type B) |  | standard | YES |  | 2258 | 125.3 | 18.02 | 8.47 | 0.9723 | 3969 | 82.9 | 5 | 50000 | 2017-06-06 | Not Dimmable | Not Dimmable | NO |  | RRRUGH | [15 empty] | 81.2 |  | 1.32 | 1.26 | [6 empty] | 4.4 | 2200 | 120 | 18 | 20 | 0.9 | 4000 | 82 |  |  |  | NO | NO | NO | [8 empty] | 2018-11-02 | NO | NO | NO | [6 empty] | AC | [7 empty] | NO
P2PEQ7YY | JIAXING SUPER LIGHTING ELECTRIC APPLIANCE CO.,LTD | Super | T8L-IDBH13-1800-4ft-CBA-20 | Linear Replacement Lamp | T8 Four-Foot | Dual Mode Internal Driver (UL Type A and Type B) |  | standard | YES |  | 1857 | 127 | 14.63 | 11.94 | 0.9608 | 3962 | 83 | 5 | 50000 | 2017-06-06 | Not Dimmable | Not Dimmable | NO |  | RRRUGG | [15 empty] | 81.1 |  | 1.24 | 1.28 | [6 empty] | 4.4 | 1800 | 120 | 15 | 20 | 0.9 | 4000 | 82 |  |  |  | NO | NO | NO | [8 empty] | 2018-11-02 | NO | NO | NO | [6 empty] | AC | [7 empty] | NO
PYVZACW1 | JIAXING SUPER LIGHTING ELECTRIC APPLIANCE CO.,LTD | Super | T8L-IDBH13-2200-4ft-DBA-20 | Linear Replacement Lamp | T8 Four-Foot | Dual Mode Internal Driver (UL Type A and Type B) |  | standard | NO | [10 empty] | 2017-06-06 | Not Dimmable | Not Dimmable | NO |  | RRRUGH | [25 empty] | 4.4 | 2200 | 120 | 18 | 20 | 0.9 | 4500 | 82 |  |  |  | NO | NO | NO | [8 empty] | 2018-11-02 | NO | NO | NO | [6 empty] | AC | [7 empty] | NO
PXURPK2W | JIAXING SUPER LIGHTING ELECTRIC APPLIANCE CO.,LTD | Super | T8L-IDBH13-2200-4ft-EBA-20 | Linear Replacement Lamp | T8 Four-Foot | Dual Mode Internal Driver (UL Type A and Type B) |  | standard | NO | [10 empty] | 2017-06-06 | Not Dimmable | Not Dimmable | NO |  | RRRUGH | [25 empty] | 4.4 | 2200 | 120 | 18 | 20 | 0.9 | 5000 | 82 |  |  |  | NO | NO | NO | [8 empty] | 2018-11-02 | NO | NO | NO | [6 empty] | AC | [7 empty] | NO
P8HUPQJE | JIAXING SUPER LIGHTING ELECTRIC APPLIANCE CO.,LTD | Super | T8L-IDBH13-1800-4ft-DBA-20 | Linear Replacement Lamp | T8 Four-Foot | Dual Mode Internal Driver (UL Type A and Type B) |  | standard | NO | [10 empty] | 2017-06-06 | Not Dimmable | Not Dimmable | NO |  | RRRUGG | [25 empty] | 4.4 | 1800 | 120 | 15 | 20 | 0.9 | 4500 | 82 |  |  |  | NO | NO | NO | [8 empty] | 2018-11-02 | NO | NO | NO | [6 empty] | AC | [7 empty] | NO
PUNKTA34 | JIAXING SUPER LIGHTING ELECTRIC APPLIANCE CO.,LTD | Super | T8L-IDBH13-1800-4ft-EBA-20 | Linear Replacement Lamp | T8 Four-Foot | Dual Mode Internal Driver (UL Type A and Type B) |  | standard | NO | [10 empty] | 2017-06-06 | Not Dimmable | Not Dimmable | NO |  | RRRUGG | [25 empty] | 4.4 | 1800 | 120 | 15 | 20 | 0.9 | 5000 | 82 |  |  |  | NO | NO | NO | [8 empty] | 2018-11-02 | NO | NO | NO | [6 empty] | AC | [7 empty] | NO
PDWTYKVA | Falkor Industry Inc. | Falkor lighting | FI-T8-16W-120-GTB 4000K | Linear Replacement Lamp | T8 Four-Foot | Dual Mode Internal Driver (UL Type A and Type B) |  | standard | YES |  | 1968 | 128.57 | 15.31 | 20.35 | 0.9087 | 4041 | 84.4 | 5 |  | 2017-06-05 | Not Dimmable | Not Dimmable | NO |  | NNNMKE | [15 empty] | 84.6 |  | 1.22 | 1.3 | [6 empty] | 4.4 | 1968 | 128.57 | 15.31 | 20.17 | 0.91 | 4000 | 84.4 |  |  |  | NO | NO | NO | [8 empty] | 2018-11-02 | NO | NO | NO | [6 empty] | AC | [7 empty] | NO
P7VY7S76 | Falkor Industry Inc. | Falkor lighting | FI-T8-16W-120-GTB 5000K | Linear Replacement Lamp | T8 Four-Foot | Dual Mode Internal Driver (UL Type A and Type B) |  | standard | NO | [10 empty] | 2017-06-05 | Not Dimmable | Not Dimmable | NO |  | NNNMKE | [25 empty] | 4.4 | 2026 | 130.28 | 15.5 | 20.76 | 0.9 | 5000 | 84.8 |  |  |  | NO | NO | NO | [8 empty] | 2018-11-02 | NO | NO | NO | [6 empty] | AC | [7 empty] | NO
P2NQ8ZRG | LED Lumina USA LLC | LED Lumina USA | TL-4-15 3000K Clear | Linear Replacement Lamp | T8 Four-Foot | Dual Mode Internal Driver (UL Type A and Type B) |  | standard | NO | [10 empty] | 2017-06-02 | Not Yet Verified | Not Yet Verified | NotYetVerified |  | KKKZVZ | [25 empty] | 4.4 | 2172 | 133 | 16.3 | 20 | 0.9 | 3000 | 83 |  |  |  | NO | NO | NO | [8 empty] | 2018-11-02 | NO | NO | NO | [6 empty] | AC | [7 empty] | NO
PY998YF9 | LED Lumina USA LLC | LED Lumina USA | TL-4-20 4000K Frosted | Linear Replacement Lamp | T8 Four-Foot | Dual Mode Internal Driver (UL Type A and Type B) |  | standard | NO | [10 empty] | 2017-06-02 | Not Dimmable | Not Dimmable | NotYetVerified |  | KKKZWE | [25 empty] | 4.4 | 2697 | 134.35 | 20.08 | 20 | 0.9 | 4000 | 83 |  |  |  | NO | NO | NO | [8 empty] | 2018-11-02 | NO | NO | NO | [6 empty] | AC | [7 empty] | NO
PF9HVVJP | LED Lumina USA LLC | LED Lumina USA | TL-4-15 3500K Frosted | Linear Replacement Lamp | T8 Four-Foot | Dual Mode Internal Driver (UL Type A and Type B) |  | standard | NO | [10 empty] | 2017-06-02 | Not Yet Verified | Not Yet Verified | NotYetVerified |  | KKKZVZ | [25 empty] | 4.4 | 2172 | 133 | 16.3 | 20 | 0.9 | 3500 | 83 |  |  |  | NO | NO | NO | [8 empty] | 2018-11-02 | NO | NO | NO | [6 empty] | AC | [7 empty] | NO
PPFPEF3J | LED Lumina USA LLC | LED Lumina USA | TL-4-15 5000K Clear | Linear Replacement Lamp | T8 Four-Foot | Dual Mode Internal Driver (UL Type A and Type B) |  | standard | NO | [10 empty] | 2017-06-02 | Not Yet Verified | Not Yet Verified | NotYetVerified |  | KKKZVZ | [25 empty] | 4.4 | 2172 | 133 | 16.3 | 20 | 0.9 | 5000 | 83 |  |  |  | NO | NO | NO | [8 empty] | 2018-11-02 | NO | NO | NO | [6 empty] | AC | [7 empty] | NO
P9B24AZ8 | LED Lumina USA LLC | LED Lumina USA | TL-4-20 4500K Frosted | Linear Replacement Lamp | T8 Four-Foot | Dual Mode Internal Driver (UL Type A and Type B) |  | standard | NO | [10 empty] | 2017-06-02 | Not Dimmable | Not Dimmable | NotYetVerified |  | KKKZWE | [25 empty] | 4.4 | 2697 | 134.35 | 20.08 | 20 | 0.9 | 4500 | 83 |  |  |  | NO | NO | NO | [8 empty] | 2018-11-02 | NO | NO | NO | [6 empty] | AC | [7 empty] | NO
PQJX8KUE | LED Lumina USA LLC | LED Lumina USA | TL-4-20 5000K Frosted | Linear Replacement Lamp | T8 Four-Foot | Dual Mode Internal Driver (UL Type A and Type B) |  | standard | NO | [10 empty] | 2017-06-02 | Not Dimmable | Not Dimmable | NotYetVerified |  | KKKZWE | [25 empty] | 4.4 | 2697 | 134.35 | 20.08 | 20 | 0.9 | 5000 | 83 |  |  |  | NO | NO | NO | [8 empty] | 2018-11-02 | NO | NO | NO | [6 empty] | AC | [7 empty] | NO
PWF7AXKV | LED Lumina USA LLC | LED Lumina USA | TL-4-15 4500K Frosted | Linear Replacement Lamp | T8 Four-Foot | Dual Mode Internal Driver (UL Type A and Type B) |  | standard | NO | [10 empty] | 2017-06-02 | Not Yet Verified | Not Yet Verified | NotYetVerified |  | KKKZVZ | [25 empty] | 4.4 | 2172 | 133 | 16.3 | 20 | 0.9 | 4500 | 83 |  |  |  | NO | NO | NO | [8 empty] | 2018-11-02 | NO | NO | NO | [6 empty] | AC | [7 empty] | NO
PJUXPHZK | LED Lumina USA LLC | LED Lumina USA | TL-4-20 5000K Clear | Linear Replacement Lamp | T8 Four-Foot | Dual Mode Internal Driver (UL Type A and Type B) |  | standard | NO | [10 empty] | 2017-06-02 | Not Dimmable | Not Dimmable | NotYetVerified |  | KKKZWD | [25 empty] | 4.4 | 2807 | 140.6 | 19.97 | 20 | 0.9 | 5000 | 83 |  |  |  | NO | NO | NO | [8 empty] | 2018-11-02 | NO | NO | NO | [6 empty] | AC | [7 empty] | NO
PM4TTEGM | LED Lumina USA LLC | LED Lumina USA | TL-4-15 5000K Frosted | Linear Replacement Lamp | T8 Four-Foot | Dual Mode Internal Driver (UL Type A and Type B) |  | standard | NO | [10 empty] | 2017-06-02 | Not Yet Verified | Not Yet Verified | NotYetVerified |  | KKKZVZ | [25 empty] | 4.4 | 2172 | 133 | 16.3 | 20 | 0.9 | 5000 | 83 |  |  |  | NO | NO | NO | [8 empty] | 2018-11-02 | NO | NO | NO | [6 empty] | AC | [7 empty] | NO
PC5UTYR4 | LED Lumina USA LLC | LED Lumina USA | TL-4-20 4000K Clear | Linear Replacement Lamp | T8 Four-Foot | Dual Mode Internal Driver (UL Type A and Type B) |  | standard | NO | [10 empty] | 2017-06-02 | Not Dimmable | Not Dimmable | NotYetVerified |  | KKKZWD | [25 empty] | 4.4 | 2807 | 140.6 | 19.97 | 20 | 0.9 | 4000 | 83 |  |  |  | NO | NO | NO | [8 empty] | 2018-11-02 | NO | NO | NO | [6 empty] | AC | [7 empty] | NO
PJF65PGS | LED Lumina USA LLC | LED Lumina USA | TL-4-20 4500K Clear | Linear Replacement Lamp | T8 Four-Foot | Dual Mode Internal Driver (UL Type A and Type B) |  | standard | NO | [10 empty] | 2017-06-02 | Not Dimmable | Not Dimmable | NotYetVerified |  | KKKZWD | [25 empty] | 4.4 | 2807 | 140.6 | 19.97 | 20 | 0.9 | 4500 | 83 |  |  |  | NO | NO | NO | [8 empty] | 2018-11-02 | NO | NO | NO | [6 empty] | AC | [7 empty] | NO
PJQYZE7Z | LED Lumina USA LLC | LED Lumina USA | TL-4-20 3500K Frosted | Linear Replacement Lamp | T8 Four-Foot | Dual Mode Internal Driver (UL Type A and Type B) |  | standard | NO | [10 empty] | 2017-06-02 | Not Dimmable | Not Dimmable | NotYetVerified |  | KKKZWE | [25 empty] | 4.4 | 2697 | 134.35 | 20.08 | 20 | 0.9 | 3500 | 83 |  |  |  | NO | NO | NO | [8 empty] | 2018-11-02 | NO | NO | NO | [6 empty] | AC | [7 empty] | NO
PHZHMUFQ | LED Lumina USA LLC | LED Lumina USA | TL-4-20 3000K Clear | Linear Replacement Lamp | T8 Four-Foot | Dual Mode Internal Driver (UL Type A and Type B) |  | standard | YES |  | 2807 | 140.6 | 19.97 | 6.92 | 0.9734 | 3079 | 83.5 | 5 | 50000 | 2017-06-02 | Not Dimmable | Not Dimmable | NotYetVerified |  | KKKZWD | [15 empty] | 91.7 |  | 1.2 | 1.4 | [6 empty] | 4.4 | 2807 | 140.6 | 19.97 | 20 | 0.9 | 3000 | 83 |  |  |  | NO | NO | NO | [8 empty] | 2018-11-02 | NO | NO | NO | [6 empty] | AC | [7 empty] | NO
PPJ4FW1N | LED Lumina USA LLC | LED Lumina USA | TL-4-20 3000K Frosted | Linear Replacement Lamp | T8 Four-Foot | Dual Mode Internal Driver (UL Type A and Type B) |  | standard | YES |  | 2697 | 134.35 | 20.08 | 6.38 | 0.9693 | 3017 | 82.2 | 5 | 50000 | 2017-06-02 | Not Dimmable | Not Dimmable | NotYetVerified |  | KKKZWE | [15 empty] | 90.3 |  | 1.16 | 1.36 | [6 empty] | 4.4 | 2697 | 134.35 | 20.08 | 20 | 0.9 | 3000 | 83 |  |  |  | NO | NO | NO | [8 empty] | 2018-11-02 | NO | NO | NO | [6 empty] | AC | [7 empty] | NO
P3FRM46J | LED Lumina USA LLC | LED Lumina USA | TL-4-20 3500K Clear | Linear Replacement Lamp | T8 Four-Foot | Dual Mode Internal Driver (UL Type A and Type B) |  | standard | NO | [10 empty] | 2017-06-02 | Not Dimmable | Not Dimmable | NotYetVerified |  | KKKZWD | [25 empty] | 4.4 | 2807 | 140.6 | 19.97 | 20 | 0.9 | 3500 | 83 |  |  |  | NO | NO | NO | [8 empty] | 2018-11-02 | NO | NO | NO | [6 empty] | AC | [7 empty] | NO
PZE8T4P4 | LED Lumina USA LLC | LED Lumina USA | TL-4-15 3500K Clear | Linear Replacement Lamp | T8 Four-Foot | Dual Mode Internal Driver (UL Type A and Type B) |  | standard | NO | [10 empty] | 2017-06-02 | Not Yet Verified | Not Yet Verified | NotYetVerified |  | KKKZVZ | [25 empty] | 4.4 | 2172 | 133 | 16.3 | 20 | 0.9 | 3500 | 83 |  |  |  | NO | NO | NO | [8 empty] | 2018-11-02 | NO | NO | NO | [6 empty] | AC | [7 empty] | NO
P8C7CKHR | LED Lumina USA LLC | LED Lumina USA | TL-4-15 3000K Frosted | Linear Replacement Lamp | T8 Four-Foot | Dual Mode Internal Driver (UL Type A and Type B) |  | standard | YES |  | 2172 | 133.25 | 16.3 | 6.91 | 0.9572 | 3012 | 81.8 | 5 | 50000 | 2017-06-02 | Not Yet Verified | Not Yet Verified | NotYetVerified |  | KKKZVZ | [15 empty] | 90 |  | 1.16 | 1.38 | [6 empty] | 4.4 | 2172 | 133 | 16.3 | 20 | 0.9 | 3000 | 83 |  |  |  | NO | NO | NO | [8 empty] | 2018-11-02 | NO | NO | NO | [6 empty] | AC | [7 empty] | NO
PGX7QPZ4 | LED Lumina USA LLC | LED Lumina USA | TL-4-15 4500K Clear | Linear Replacement Lamp | T8 Four-Foot | Dual Mode Internal Driver (UL Type A and Type B) |  | standard | NO | [10 empty] | 2017-06-02 | Not Yet Verified | Not Yet Verified | NotYetVerified |  | KKKZVZ | [25 empty] | 4.4 | 2172 | 133 | 16.3 | 20 | 0.9 | 4500 | 83 |  |  |  | NO | NO | NO | [8 empty] | 2018-11-02 | NO | NO | NO | [6 empty] | AC | [7 empty] | NO
PNH6VQVC | LED Lumina USA LLC | LED Lumina USA | TL-4-15 4000K Frosted | Linear Replacement Lamp | T8 Four-Foot | Dual Mode Internal Driver (UL Type A and Type B) |  | standard | NO | [10 empty] | 2017-06-02 | Not Yet Verified | Not Yet Verified | NotYetVerified |  | KKKZVZ | [25 empty] | 4.4 | 2172 | 133 | 16.3 | 20 | 0.9 | 4000 | 83 |  |  |  | NO | NO | NO | [8 empty] | 2018-11-02 | NO | NO | NO | [6 empty] | AC | [7 empty] | NO
PY1CV3CJ | LED Lumina USA LLC | LED Lumina USA | TL-4-15 4000K Clear | Linear Replacement Lamp | T8 Four-Foot | Dual Mode Internal Driver (UL Type A and Type B) |  | standard | NO | [10 empty] | 2017-06-02 | Not Yet Verified | Not Yet Verified | NotYetVerified |  | KKKZVZ | [25 empty] | 4.4 | 2172 | 133 | 16.3 | 20 | 0.9 | 4000 | 83 |  |  |  | NO | NO | NO | [8 empty] | 2018-11-02 | NO | NO | NO | [6 empty] | AC | [7 empty] | NO
P4WSMUMA | Legion Lighting Company, Inc. | LEGION | L-T8-18130-4K-AB | Linear Replacement Lamp | T8 Four-Foot | Dual Mode Internal Driver (UL Type A and Type B) |  | standard | YES |  | 2516 | 130.63 | 19.26 | 16.87 | 0.9591 | 4021 | 80.9 | 5 | 50000 | 2017-06-01 | Not Dimmable | Not Dimmable | NO |  | DDDJFE | [15 empty] | 84.7 |  | 1.22 | 1.32 | [6 empty] | 4.4 | 2516 | 130.63 | 19.26 | 16.87 | 0.96 | 4000 | 80.9 |  |  |  | NO | NO | NO | [8 empty] | 2018-11-02 | NO | NO | NO | [6 empty] | AC | [7 empty] | NO
PGNY3HKA | Legion Lighting Company, Inc. | LEGION | L-T8-18130-5K-AB | Linear Replacement Lamp | T8 Four-Foot | Dual Mode Internal Driver (UL Type A and Type B) |  | standard | NO | [10 empty] | 2017-06-01 | Not Dimmable | Not Dimmable | NO |  | DDDJFE | [25 empty] | 4.4 | 2603 | 135.71 | 19.18 | 16.91 | 0.96 | 5000 | 80.3 |  |  |  | NO | NO | NO | [8 empty] | 2018-11-02 | NO | NO | NO | [6 empty] | AC | [7 empty] | NO
PJSWBNAD | Sunpark | Sunpark | T8-48T-835-18W-EB4 | Linear Replacement Lamp | T8 Four-Foot | Replacement Lamps (plug and play) (UL Type A) |  | standard | NO | [10 empty] | 2017-05-31 | Not Dimmable | Not Dimmable | NO |  | VAVWPF | [25 empty] | 4.4 | 2400 | 120 | 20 | 15 | 0.9 | 3500 | 80 |  |  |  | NO | NO | NO | [8 empty] | 2018-11-02 | NO | NO | NO | [6 empty] | AC | [7 empty] | NO
PCAZT1UV | Sunpark | Sunpark | T8-48T-830-18W-EB4 | Linear Replacement Lamp | T8 Four-Foot | Replacement Lamps (plug and play) (UL Type A) |  | standard | YES |  | 2421 | 121.7 | 19.9 | 13.22 | 0.968 | 2943 | 81.8 | 5 | 50000 | 2017-05-31 | Not Dimmable | Not Dimmable | NO |  | VAVWPF | [15 empty] | 84 |  | 1.32 | 1.3 | [6 empty] | 4.4 | 2400 | 120 | 20 | 15 | 0.9 | 3000 | 80 |  |  |  | NO | NO | NO | [8 empty] | 2018-11-02 | NO | NO | NO | [6 empty] | AC | [7 empty] | NO
P7WKCJJC | MiLux Lighting | MiLux | ML-HT8-18W(5000K) | Linear Replacement Lamp | T8 Four-Foot | Replacement Lamps (plug and play) (UL Type A) |  | standard | NO | [10 empty] | 2017-05-30 | Not Dimmable | Not Dimmable | NO |  | CCCELM | [25 empty] | 4.4 | 2250 | 125 | 18 | 20 | 0.98 | 5000 | 80 |  |  |  | NO | NO | NO | [8 empty] | 2018-11-02 | NO | NO | NO | [6 empty] | AC | [7 empty] | NO
PM18Z6SN | P.Q.L. Inc. | Superior Life | 90423 | Linear Replacement Lamp | T8 Four-Foot | Dual Mode Internal Driver (UL Type A and Type B) |  | standard | NO | [10 empty] | 2017-05-30 | Dimmable | Continuous Below 10 | NO |  | CCCAMG | [25 empty] | 4.4 | 2200 | 122 | 18 | 7.39 | 0.98 | 5000 | 83 |  |  |  | NO | NO | NO | [8 empty] | 2018-11-02 | NO | NO | NO | [6 empty] | AC | [7 empty] | NO
PYGWJ3PT | MiLux Lighting | MiLux | ML-HT8-18W(4500K) | Linear Replacement Lamp | T8 Four-Foot | Replacement Lamps (plug and play) (UL Type A) |  | standard | NO | [10 empty] | 2017-05-30 | Not Dimmable | Not Dimmable | NO |  | CCCELM | [25 empty] | 4.4 | 2250 | 125 | 18 | 20 | 0.98 | 4500 | 80 |  |  |  | NO | NO | NO | [8 empty] | 2018-11-02 | NO | NO | NO | [6 empty] | AC | [7 empty] | NO
P8EZVHGP | MiLux Lighting | MiLux | ML-HT8-18W(4000K) | Linear Replacement Lamp | T8 Four-Foot | Replacement Lamps (plug and play) (UL Type A) |  | standard | NO | [10 empty] | 2017-05-30 | Not Dimmable | Not Dimmable | NO |  | CCCELM | [25 empty] | 4.4 | 2250 | 125 | 18 | 20 | 0.98 | 4000 | 80 |  |  |  | NO | NO | NO | [8 empty] | 2018-11-02 | NO | NO | NO | [6 empty] | AC | [7 empty] | NO
PKMJ8Y3F | Signlite Opto-electronics Co.,Ltd | Signlite | TCA096N18 [HO] (4000K) | Linear Replacement Lamp | T8 Four-Foot | Dual Mode Internal Driver (UL Type A and Type B) |  | standard | NO | [10 empty] | 2017-05-25 | Not Dimmable | Not Dimmable | NotYetVerified |  | KKKZVS | [25 empty] | 4.4 | 2280.6 | 128.85 | 17.7 | 21.02 | 0.93 | 4000 | 84.8 |  |  |  | NO | NO | NO | [8 empty] | 2018-11-02 | NO | NO | NO | [6 empty] | AC | [7 empty] | NO
PXVTA625 | Signlite Opto-electronics Co.,Ltd | Signlite | TCA096N18 [HO] (4500K) | Linear Replacement Lamp | T8 Four-Foot | Dual Mode Internal Driver (UL Type A and Type B) |  | standard | NO | [10 empty] | 2017-05-25 | Not Dimmable | Not Dimmable | NotYetVerified |  | KKKZVS | [25 empty] | 4.4 | 2280.6 | 128.85 | 17.7 | 21.02 | 0.93 | 4500 | 84.8 |  |  |  | NO | NO | NO | [8 empty] | 2018-11-02 | NO | NO | NO | [6 empty] | AC | [7 empty] | NO
PE4C6J62 | Signlite Opto-electronics Co.,Ltd | Signlite | TCA096N18 [HO] (5000K) | Linear Replacement Lamp | T8 Four-Foot | Dual Mode Internal Driver (UL Type A and Type B) |  | standard | NO | [10 empty] | 2017-05-25 | Not Dimmable | Not Dimmable | NotYetVerified |  | KKKZVS | [25 empty] | 4.4 | 2540.9 | 146.03 | 17.4 | 21.02 | 0.93 | 5000 | 83.2 |  |  |  | NO | NO | NO | [8 empty] | 2018-11-02 | NO | NO | NO | [6 empty] | AC | [7 empty] | NO
P3TZ8KF8 | Signlite Opto-electronics Co.,Ltd | Signlite | TCA096N18 [HO] (3000K) | Linear Replacement Lamp | T8 Four-Foot | Dual Mode Internal Driver (UL Type A and Type B) |  | standard | YES |  | 2280.6 | 128.85 | 17.7 | 21.02 | 0.9253 | 3191 | 84.8 | 5 | 50000 | 2017-05-25 | Not Dimmable | Not Dimmable | NotYetVerified |  | KKKZVS | [15 empty] | 80.9 |  | 1.12 | 1.16 | [6 empty] | 4.4 | 2280.6 | 128.85 | 17.7 | 21.02 | 0.93 | 3000 | 84.8 |  |  |  | NO | NO | NO | [8 empty] | 2018-11-02 | NO | NO | NO | [6 empty] | AC | [7 empty] | NO
P5UJ4TRH | Revolution Lighting Technologies, Inc. | Revolution Lighting Technologies | 204221-133 | Linear Replacement Lamp | T8 Four-Foot | Replacement Lamps (plug and play) (UL Type A) |  | standard | YES |  | 2044.14 | 132 | 15.51 | 7 | 0.96 | 3891 | 82 | 5 | 50000 | 2017-05-25 | Not Dimmable | Not Dimmable | NotYetVerified |  | WWWBNR | [15 empty] | 88.1 |  | 1.18 | 1.5 | [6 empty] | 4.4 | 2044 | 132 | 15.5 | 7 | 1 | 4000 | 82 |  |  |  | NO | NO | NO | [8 empty] | 2018-11-02 | NO | NO | NO | [6 empty] | AC | [7 empty] | NO
P5GZ1VEJ | Signlite Opto-electronics Co.,Ltd | Signlite | TCA096N18 [HO] (3500K) | Linear Replacement Lamp | T8 Four-Foot | Dual Mode Internal Driver (UL Type A and Type B) |  | standard | NO | [10 empty] | 2017-05-25 | Not Dimmable | Not Dimmable | NotYetVerified |  | KKKZVS | [25 empty] | 4.4 | 2280.6 | 128.85 | 17.7 | 21.02 | 0.93 | 3500 | 84.8 |  |  |  | NO | NO | NO | [8 empty] | 2018-11-02 | NO | NO | NO | [6 empty] | AC | [7 empty] | NO
P78F8W2S | LEDVANCE, LLC (formerly OSRAM SYLVANIA, INC) | SYLVANIA | LED15T8/L48/DIM/835/SUB/G6 | Linear Replacement Lamp | T8 Four-Foot | Replacement Lamps (plug and play) (UL Type A) |  | standard | NO | [10 empty] | 2016-07-18 | Dimmable | Continuous Below 10 | NO | Product updated on 10/21/2016 | HHHBOW | [25 empty] | 4.4 | 2200 | 122 | 18 | 8.68 | 1 | 3500 | 82 |  |  |  | NO | NO | NO | 2018-05-02 | 4.3 |  | standard |  |  |  |  | 2018-11-02 | NO | NO | NO | [6 empty] | AC | [7 empty] | NO
PGZSNX8J | Hengdian Group Tospo Lighting Co.,Ltd | TOSPO | G7 TP120-277-12/T8 G13 DR-RS/IS 4000K | Linear Replacement Lamp | T8 Four-Foot | Replacement Lamps (plug and play) (UL Type A) |  | standard | YES |  | 1670 | 127.4 | 13.11 | 15.11 | 0.9518 | 4051 | 82.3 | 5 | 50000 | 2017-05-24 | Not Dimmable | Not Dimmable | NO |  | JJJMVL | [15 empty] | 82.6 |  | 1.28 | 1.34 | [6 empty] | 4.4 | 1600 | 133 | 12 | 20 | 0.9 | 4000 | 80 |  |  |  | NO | NO | NO | [8 empty] | 2018-11-02 | NO | NO | NO | [6 empty] | AC | [7 empty] | NO
PK4NFH81 | Sunpark | Sunpark | T8-48T-840-18W-EB4 | Linear Replacement Lamp | T8 Four-Foot | Replacement Lamps (plug and play) (UL Type A) |  | standard | YES |  | 2635 | 130.2 | 20.24 | 14.56 | 0.949 | 4118 | 81.3 | 5 | 50000 | 2017-05-24 | Not Dimmable | Not Dimmable | NO |  | VVVWKO | [15 empty] | 83.8 |  | 1.34 | 1.26 | [6 empty] | 4.4 | 2450 | 122.5 | 20 | 15 | 0.9 | 4000 | 80 |  |  |  | NO | NO | NO | [8 empty] | 2018-11-02 | NO | NO | NO | [6 empty] | AC | [7 empty] | NO
PCW935MF | Sunpark | Sunpark | T8-48T-850-18W-EB4 | Linear Replacement Lamp | T8 Four-Foot | Replacement Lamps (plug and play) (UL Type A) |  | standard | NO | [10 empty] | 2017-05-24 | Not Dimmable | Not Dimmable | NO |  | VVVWKO | [25 empty] | 4.4 | 2450 | 122.5 | 20 | 15 | 0.9 | 5000 | 80 |  |  |  | NO | NO | NO | [8 empty] | 2018-11-02 | NO | NO | NO | [6 empty] | AC | [7 empty] | NO
PHCK2N25 | Hengdian Group Tospo Lighting Co.,Ltd | TOSPO | G7 TP120-277-12/T8 G13 DR-RS/IS 5000K | Linear Replacement Lamp | T8 Four-Foot | Replacement Lamps (plug and play) (UL Type A) |  | standard | NO | [10 empty] | 2017-05-24 | Not Dimmable | Not Dimmable | NO |  | JJJMVL | [25 empty] | 4.4 | 1700 | 141 | 12 | 20 | 0.9 | 5000 | 80 |  |  |  | NO | NO | NO | [8 empty] | 2018-11-02 | NO | NO | NO | [6 empty] | AC | [7 empty] | NO
P1JU3NYC | LEDVANCE, LLC (formerly OSRAM SYLVANIA, INC) | SYLVANIA | LED15T8/L48/DIM/841/SUB/G6 | Linear Replacement Lamp | T8 Four-Foot | Replacement Lamps (plug and play) (UL Type A) |  | standard | NO | [10 empty] | 2016-07-18 | Dimmable | Continuous Below 10 | NO | Product updated on 10/21/2016 | HHHBOW | [25 empty] | 4.4 | 2200 | 122 | 18 | 8.68 | 1 | 4000 | 82 |  |  |  | NO | NO | NO | 2018-05-02 | 4.3 |  | standard |  |  |  |  | 2018-11-02 | NO | NO | NO | [6 empty] | AC | [7 empty] | NO
P86ANUDR | WING (SHANGHAI) INTERNATIONAL TRADE CO LTD | TOPSTAR | L48T8-830-18P-G4-EB | Linear Replacement Lamp | T8 Four-Foot | Replacement Lamps (plug and play) (UL Type A) |  | standard | YES |  | 2421 | 121.7 | 19.9 | 13.22 | 0.968 | 2943 | 81.8 | 5 | 50000 | 2017-05-22 | Not Dimmable | Not Dimmable | NO |  | VAVWCQ | [15 empty] | 84 |  | 1.32 | 1.3 | [6 empty] | 4.4 | 2400 | 120 | 20 | 15 | 0.9 | 3000 | 80 |  |  |  | NO | NO | NO | [8 empty] | 2018-11-02 | NO | NO | NO | [6 empty] | AC | [7 empty] | NO
PXDHVGBF | SHENZHEN OURUIMEI LIGHTING TECHNOLOGY CO., LTD | ORM | ORM-T8-4FT-15W-IDAB3(4000K) | Linear Replacement Lamp | T8 Four-Foot | Dual Mode Internal Driver (UL Type A and Type B) |  | standard | NO | [10 empty] | 2017-05-22 | Not Dimmable | Not Dimmable | NO |  | BBBDIR | [25 empty] | 4.4 | 1679 | 121.75 | 13.79 | 13.44 | 0.91 | 4000 | 81.7 |  |  |  | NO | NO | NO | [8 empty] | 2018-11-02 | NO | NO | NO | [6 empty] | AC | [7 empty] | NO
PJ2AWTMG | SHENZHEN OURUIMEI LIGHTING TECHNOLOGY CO., LTD | ORM | ORM-T8-4FT-22W-IDAB3(3500K) | Linear Replacement Lamp | T8 Four-Foot | Dual Mode Internal Driver (UL Type A and Type B) |  | standard | NO | [10 empty] | 2017-05-22 | Not Dimmable | Not Dimmable | NO |  | BBBDIT | [25 empty] | 4.4 | 2555 | 120.86 | 21.14 | 13.31 | 0.91 | 3500 | 81.8 |  |  |  | NO | NO | NO | [8 empty] | 2018-11-02 | NO | NO | NO | [6 empty] | AC | [7 empty] | NO
P379QCFS | SHENZHEN OURUIMEI LIGHTING TECHNOLOGY CO., LTD | ORM | ORM-T8-4FT-15W-IDAB3(5000K) | Linear Replacement Lamp | T8 Four-Foot | Dual Mode Internal Driver (UL Type A and Type B) |  | standard | NO | [10 empty] | 2017-05-22 | Not Dimmable | Not Dimmable | NO |  | BBBDIR | [25 empty] | 4.4 | 1839 | 131.83 | 13.95 | 13.39 | 0.91 | 5000 | 82.3 |  |  |  | NO | NO | NO | [8 empty] | 2018-11-02 | NO | NO | NO | [6 empty] | AC | [7 empty] | NO
PAF2XY4C | WING (SHANGHAI) INTERNATIONAL TRADE CO LTD | TOPSTAR | L48T8-830-14P-G4-EB | Linear Replacement Lamp | T8 Four-Foot | Replacement Lamps (plug and play) (UL Type A) |  | standard | YES |  | 2040 | 120.2 | 16.97 | 11.87 | 0.957 | 2958 | 81.7 | 5 | 50000 | 2017-05-22 | Not Dimmable | Not Dimmable | NO |  | VAVWCP | [15 empty] | 84.1 |  | 1.32 | 1.32 | [6 empty] | 4.4 | 2100 | 127 | 16.5 | 14 | 0.9 | 3000 | 80 |  |  |  | NO | NO | NO | [8 empty] | 2018-11-02 | NO | NO | NO | [6 empty] | AC | [7 empty] | NO
PKWSV9HC | Texas Fluorescents | Texas Fluorescents | (LED48T815W1800LRK30K) | Linear Replacement Lamp | T8 Four-Foot | Dual Mode Internal Driver (UL Type A and Type B) |  | standard | YES |  | 2172 | 133.25 | 16.3 | 6.91 | 0.9572 | 3012 | 81.8 | 5 | 50000 | 2017-05-22 | Not Yet Verified | Not Yet Verified | NotYetVerified |  | KKKXVE | [15 empty] | 90 |  | 1.16 | 1.38 | [6 empty] | 4.4 | 2172 | 133 | 16.3 | 20 | 0.9 | 3000 | 83 |  |  |  | NO | NO | NO | [8 empty] | 2018-11-02 | NO | NO | NO | [6 empty] | AC | [7 empty] | NO
PYWB3XBE | SHENZHEN OURUIMEI LIGHTING TECHNOLOGY CO., LTD | ORM | ORM-T8-4FT-18W-IDAB3(3000K) | Linear Replacement Lamp | T8 Four-Foot | Dual Mode Internal Driver (UL Type A and Type B) |  | standard | YES |  | 2049 | 119.06 | 17.21 | 15.05 | 0.9027 | 2957 | 81.7 | 5 | 50000 | 2017-05-22 | Not Dimmable | Not Dimmable | NO |  | BBBDIS | [15 empty] | 89.2 |  | 1.16 | 1.42 | [6 empty] | 4.4 | 2047 | 120.13 | 17.04 | 15.05 | 0.9 | 3000 | 81.7 |  |  |  | NO | NO | NO | [8 empty] | 2018-11-02 | NO | NO | NO | [6 empty] | AC | [7 empty] | NO
PFZFXWFR | SHENZHEN OURUIMEI LIGHTING TECHNOLOGY CO., LTD | ORM | ORM-T8-4FT-15W-IDAB3(3000K) | Linear Replacement Lamp | T8 Four-Foot | Dual Mode Internal Driver (UL Type A and Type B) |  | standard | YES |  | 1693 | 119.48 | 14.17 | 13.44 | 0.9064 | 2964 | 81.7 | 5 | 50000 | 2017-05-22 | Not Dimmable | Not Dimmable | NO |  | BBBDIR | [15 empty] | 88.9 |  | 1.16 | 1.4 | [6 empty] | 4.4 | 1679 | 121.75 | 13.79 | 13.44 | 0.91 | 3000 | 81.7 |  |  |  | NO | NO | NO | [8 empty] | 2018-11-02 | NO | NO | NO | [6 empty] | AC | [7 empty] | NO
PHR8ET8A | WING (SHANGHAI) INTERNATIONAL TRADE CO LTD | TOPSTAR | L48T8-835-18P-G4-EB | Linear Replacement Lamp | T8 Four-Foot | Replacement Lamps (plug and play) (UL Type A) |  | standard | NO | [10 empty] | 2017-05-22 | Not Dimmable | Not Dimmable | NO |  | VAVWCQ | [25 empty] | 4.4 | 2400 | 120 | 20 | 15 | 0.9 | 3500 | 80 |  |  |  | NO | NO | NO | [8 empty] | 2018-11-02 | NO | NO | NO | [6 empty] | AC | [7 empty] | NO
PGW8SMH9 | SHENZHEN OURUIMEI LIGHTING TECHNOLOGY CO., LTD | ORM | ORM-T8-4FT-18W-IDAB3(5000K) | Linear Replacement Lamp | T8 Four-Foot | Dual Mode Internal Driver (UL Type A and Type B) |  | standard | NO | [10 empty] | 2017-05-22 | Not Dimmable | Not Dimmable | NO |  | BBBDIS | [25 empty] | 4.4 | 2218 | 129.56 | 17.12 | 15.01 | 0.9 | 5000 | 82.3 |  |  |  | NO | NO | NO | [8 empty] | 2018-11-02 | NO | NO | NO | [6 empty] | AC | [7 empty] | NO
PP73K1HP | WING (SHANGHAI) INTERNATIONAL TRADE CO LTD | TOPSTAR | L48T8-835-14P-G4-EB | Linear Replacement Lamp | T8 Four-Foot | Replacement Lamps (plug and play) (UL Type A) |  | standard | NO | [10 empty] | 2017-05-22 | Not Dimmable | Not Dimmable | NO |  | VAVWCP | [25 empty] | 4.4 | 2100 | 127 | 16.5 | 14 | 0.9 | 3500 | 80 |  |  |  | NO | NO | NO | [8 empty] | 2018-11-02 | NO | NO | NO | [6 empty] | AC | [7 empty] | NO
P8DDHRHV | SHENZHEN OURUIMEI LIGHTING TECHNOLOGY CO., LTD | ORM | ORM-T8-4FT-18W-IDAB3(3500K) | Linear Replacement Lamp | T8 Four-Foot | Dual Mode Internal Driver (UL Type A and Type B) |  | standard | NO | [10 empty] | 2017-05-22 | Not Dimmable | Not Dimmable | NO |  | BBBDIS | [25 empty] | 4.4 | 2047 | 120.13 | 17.04 | 15.05 | 0.9 | 3500 | 81.7 |  |  |  | NO | NO | NO | [8 empty] | 2018-11-02 | NO | NO | NO | [6 empty] | AC | [7 empty] | NO
PCEWNUS1 | SHENZHEN OURUIMEI LIGHTING TECHNOLOGY CO., LTD | ORM | ORM-T8-4FT-15W-IDAB3(3500K) | Linear Replacement Lamp | T8 Four-Foot | Dual Mode Internal Driver (UL Type A and Type B) |  | standard | NO | [10 empty] | 2017-05-22 | Not Dimmable | Not Dimmable | NO |  | BBBDIR | [25 empty] | 4.4 | 1679 | 121.75 | 13.79 | 13.44 | 0.91 | 3500 | 81.7 |  |  |  | NO | NO | NO | [8 empty] | 2018-11-02 | NO | NO | NO | [6 empty] | AC | [7 empty] | NO
PNMPTPUJ | SHENZHEN OURUIMEI LIGHTING TECHNOLOGY CO., LTD | ORM | ORM-T8-4FT-18W-IDAB3(4500K) | Linear Replacement Lamp | T8 Four-Foot | Dual Mode Internal Driver (UL Type A and Type B) |  | standard | NO | [10 empty] | 2017-05-22 | Not Dimmable | Not Dimmable | NO |  | BBBDIS | [25 empty] | 4.4 | 2047 | 120.13 | 17.04 | 15.05 | 0.9 | 4500 | 81.7 |  |  |  | NO | NO | NO | [8 empty] | 2018-11-02 | NO | NO | NO | [6 empty] | AC | [7 empty] | NO
PAN5HC27 | SHENZHEN OURUIMEI LIGHTING TECHNOLOGY CO., LTD | ORM | ORM-T8-4FT-15W-IDAB3(4500K) | Linear Replacement Lamp | T8 Four-Foot | Dual Mode Internal Driver (UL Type A and Type B) |  | standard | NO | [10 empty] | 2017-05-22 | Not Dimmable | Not Dimmable | NO |  | BBBDIR | [25 empty] | 4.4 | 1679 | 121.75 | 13.79 | 13.44 | 0.91 | 4500 | 81.7 |  |  |  | NO | NO | NO | [8 empty] | 2018-11-02 | NO | NO | NO | [6 empty] | AC | [7 empty] | NO
PF23E4MM | SHENZHEN OURUIMEI LIGHTING TECHNOLOGY CO., LTD | ORM | ORM-T8-4FT-22W-IDAB3(4000K) | Linear Replacement Lamp | T8 Four-Foot | Dual Mode Internal Driver (UL Type A and Type B) |  | standard | NO | [10 empty] | 2017-05-22 | Not Dimmable | Not Dimmable | NO |  | BBBDIT | [25 empty] | 4.4 | 2555 | 120.86 | 21.14 | 13.31 | 0.91 | 4000 | 81.8 |  |  |  | NO | NO | NO | [8 empty] | 2018-11-02 | NO | NO | NO | [6 empty] | AC | [7 empty] | NO
PSG2UABB | SHENZHEN OURUIMEI LIGHTING TECHNOLOGY CO., LTD | ORM | ORM-T8-4FT-22W-IDAB3(3000K) | Linear Replacement Lamp | T8 Four-Foot | Dual Mode Internal Driver (UL Type A and Type B) |  | standard | YES |  | 2555 | 120.86 | 21.11 | 13.31 | 0.9052 | 2969 | 81.8 | 5 | 50000 | 2017-05-22 | Not Dimmable | Not Dimmable | NO |  | BBBDIT | [15 empty] | 88.8 |  | 1.16 | 1.38 | [6 empty] | 4.4 | 2555 | 120.86 | 21.14 | 13.31 | 0.91 | 3000 | 81.8 |  |  |  | NO | NO | NO | [8 empty] | 2018-11-02 | NO | NO | NO | [6 empty] | AC | [7 empty] | NO
PKXJJT51 | SHENZHEN OURUIMEI LIGHTING TECHNOLOGY CO., LTD | ORM | ORM-T8-4FT-22W-IDAB3(4500K) | Linear Replacement Lamp | T8 Four-Foot | Dual Mode Internal Driver (UL Type A and Type B) |  | standard | NO | [10 empty] | 2017-05-22 | Not Dimmable | Not Dimmable | NO |  | BBBDIT | [25 empty] | 4.4 | 2555 | 120.86 | 21.14 | 13.31 | 0.91 | 4500 | 81.8 |  |  |  | NO | NO | NO | [8 empty] | 2018-11-02 | NO | NO | NO | [6 empty] | AC | [7 empty] | NO
PV2HX7MF | SHENZHEN OURUIMEI LIGHTING TECHNOLOGY CO., LTD | ORM | ORM-T8-4FT-18W-IDAB3(4000K) | Linear Replacement Lamp | T8 Four-Foot | Dual Mode Internal Driver (UL Type A and Type B) |  | standard | NO | [10 empty] | 2017-05-22 | Not Dimmable | Not Dimmable | NO |  | BBBDIS | [25 empty] | 4.4 | 2047 | 120.13 | 17.04 | 15.05 | 0.9 | 4000 | 81.7 |  |  |  | NO | NO | NO | [8 empty] | 2018-11-02 | NO | NO | NO | [6 empty] | AC | [7 empty] | NO
PSF2E9VC | SHENZHEN OURUIMEI LIGHTING TECHNOLOGY CO., LTD | ORM | ORM-T8-4FT-22W-IDAB3(5000K) | Linear Replacement Lamp | T8 Four-Foot | Dual Mode Internal Driver (UL Type A and Type B) |  | standard | NO | [10 empty] | 2017-05-22 | Not Dimmable | Not Dimmable | NO |  | BBBDIT | [25 empty] | 4.4 | 2748 | 129.68 | 21.19 | 13.29 | 0.91 | 5000 | 82.6 |  |  |  | NO | NO | NO | [8 empty] | 2018-11-02 | NO | NO | NO | [6 empty] | AC | [7 empty] | NO
P7UJYPA4 | WayToGo LED Lighting Company Ltd | WTGLED | WTG-4F18WT8 BQET 40F | Linear Replacement Lamp | T8 Four-Foot | Dual Mode Internal Driver (UL Type A and Type B) |  | standard | NO | [10 empty] | 2017-05-19 | Not Dimmable | Not Dimmable | NO |  | CCCELY | [25 empty] | 4.4 | 2210.1 | 125.5 | 17.6 | 17.1 | 0.93 | 4000 | 83.9 |  |  |  | NO | NO | NO | [8 empty] | 2018-11-02 | NO | NO | NO | [6 empty] | AC | [7 empty] | NO
PR8PMSTB | WayToGo LED Lighting Company Ltd | WTGLED | WTG-4F15WT8 BQET(5000K) | Linear Replacement Lamp | T8 Four-Foot | Dual Mode Internal Driver (UL Type A and Type B) |  | standard | NO | [10 empty] | 2017-05-19 | Not Dimmable | Not Dimmable | NO |  | CCCAMA | [25 empty] | 4.4 | 2216 | 122.4 | 18.1 | 18.8 | 0.93 | 5154 | 88.1 |  |  |  | NO | NO | NO | [8 empty] | 2018-11-02 | NO | NO | NO | [6 empty] | AC | [7 empty] | NO
PYJBAKD9 | WayToGo LED Lighting Company Ltd | WTGLED | WTG-4F18WT8 BQET 30C | Linear Replacement Lamp | T8 Four-Foot | Dual Mode Internal Driver (UL Type A and Type B) |  | standard | YES |  | 2281.82 | 129.649 | 17.6 | 17.2 | 0.926 | 3073 | 83.2 | 5 | 50000 | 2017-05-19 | Not Dimmable | Not Dimmable | NO |  | CCCELZ | [15 empty] | 81.5 |  | 1.06 | 1.24 | [6 empty] | 4.4 | 2281.8 | 129.6 | 17.6 | 17.2 | 0.93 | 3073 | 83.2 |  |  |  | NO | NO | NO | [8 empty] | 2018-11-02 | NO | NO | NO | [6 empty] | AC | [7 empty] | NO
PW2BVW6E | WayToGo LED Lighting Company Ltd | WTGLED | WTG-4F18WT8 BQET 50F | Linear Replacement Lamp | T8 Four-Foot | Dual Mode Internal Driver (UL Type A and Type B) |  | standard | NO | [10 empty] | 2017-05-19 | Not Dimmable | Not Dimmable | NO |  | CCCELY | [25 empty] | 4.4 | 2266.3 | 128 | 17.7 | 18.8 | 0.94 | 5128 | 87.1 |  |  |  | NO | NO | NO | [8 empty] | 2018-11-02 | NO | NO | NO | [6 empty] | AC | [7 empty] | NO
PWDBR5AR | WayToGo LED Lighting Company Ltd | WTGLED | WTG-4F18WT8 BQET 30F | Linear Replacement Lamp | T8 Four-Foot | Dual Mode Internal Driver (UL Type A and Type B) |  | standard | YES |  | 2210.16 | 125.577 | 17.6 | 17.1 | 0.926 | 3018 | 83.9 | 5 | 50000 | 2017-05-19 | Not Dimmable | Not Dimmable | NO |  | CCCELY | [15 empty] | 80.3 |  | 1.04 | 1.24 | [6 empty] | 4.4 | 2210.1 | 125.5 | 17.6 | 17.1 | 0.93 | 3018 | 83.9 |  |  |  | NO | NO | NO | [8 empty] | 2018-11-02 | NO | NO | NO | [6 empty] | AC | [7 empty] | NO
PGDM3NZU | WayToGo LED Lighting Company Ltd | WTGLED | WTG-4F18WT8 BQET 50C | Linear Replacement Lamp | T8 Four-Foot | Dual Mode Internal Driver (UL Type A and Type B) |  | standard | NO | [10 empty] | 2017-05-19 | Not Dimmable | Not Dimmable | NO |  | CCCELZ | [25 empty] | 4.4 | 2339.7 | 132.1 | 17.7 | 18.1 | 0.93 | 5076 | 84.9 |  |  |  | NO | NO | NO | [8 empty] | 2018-11-02 | NO | NO | NO | [6 empty] | AC | [7 empty] | NO
P8YDBUT7 | WayToGo LED Lighting Company Ltd | WTGLED | WTG-4F18WT8 BQET 40C | Linear Replacement Lamp | T8 Four-Foot | Dual Mode Internal Driver (UL Type A and Type B) |  | standard | NO | [10 empty] | 2017-05-19 | Not Dimmable | Not Dimmable | NO |  | CCCELZ | [25 empty] | 4.4 | 2281.8 | 129.6 | 17.6 | 17.2 | 0.93 | 4000 | 83.2 |  |  |  | NO | NO | NO | [8 empty] | 2018-11-02 | NO | NO | NO | [6 empty] | AC | [7 empty] | NO
P2AD13KS | Lextar Electronics Corp. | Lextar | 97.AE8O6.416D5(XX) | Linear Replacement Lamp | T8 Four-Foot | Replacement Lamps (plug and play) (UL Type A) |  | standard | NO | [10 empty] | 2017-05-18 | Not Dimmable | Not Dimmable | NO |  | CCCELS | [25 empty] | 4.4 | 1972.4 | 124.56 | 15.84 | 9.86 | 0.94 | 5000 | 82 |  |  |  | NO | NO | NO | [8 empty] | 2018-11-02 | NO | NO | NO | [6 empty] | AC | [7 empty] | NO
P6FNGMDF | Lextar Electronics Corp. | Lextar | 97.AE8O6.416D3(XX) | Linear Replacement Lamp | T8 Four-Foot | Replacement Lamps (plug and play) (UL Type A) |  | standard | YES |  | 1893.9 | 125.26 | 15.12 | 9.85 | 0.942 | 4085 | 83.8 | 5 | 50000 | 2017-05-18 | Not Dimmable | Not Dimmable | NO |  | CCCELS | [15 empty] | 84.2 |  | 1.34 | 1.24 | [6 empty] | 4.4 | 1893.9 | 125.26 | 15.12 | 9.85 | 0.94 | 4000 | 83.8 |  |  |  | NO | NO | NO | [8 empty] | 2018-11-02 | NO | NO | NO | [6 empty] | AC | [7 empty] | NO
PF9QVQ69 | Shenzhen Kingplus Lighting CO.LTD | Kingplus Lighting | KP-T8412NMUG-BHY | Linear Replacement Lamp | T8 Four-Foot | Dual Mode Internal Driver (UL Type A and Type B) |  | standard | NO | [10 empty] | 2017-05-17 | Not Dimmable | Not Dimmable | NO |  | NNNMIV | [25 empty] | 4.4 | 2124 | 160.91 | 13.2 | 17.78 | 0.9 | 4500 | 80.8 |  |  |  | NO | NO | NO | [8 empty] | 2018-11-02 | NO | NO | NO | [6 empty] | AC | [7 empty] | NO
PG821SCE | Shenzhen Kingplus Lighting CO.LTD | Kingplus Lighting | KP-T8412NMUG-BDY | Linear Replacement Lamp | T8 Four-Foot | Dual Mode Internal Driver (UL Type A and Type B) |  | standard | NO | [10 empty] | 2017-05-17 | Not Dimmable | Not Dimmable | NO |  | NNNMIV | [25 empty] | 4.4 | 2180 | 164.78 | 13.23 | 17.53 | 0.9 | 5000 | 80.2 |  |  |  | NO | NO | NO | [8 empty] | 2018-11-02 | NO | NO | NO | [6 empty] | AC | [7 empty] | NO
P3THP4V7 | Sunpark | Sunpark | T8-48T-850-11W-EB4 | Linear Replacement Lamp | T8 Four-Foot | Replacement Lamps (plug and play) (UL Type A) |  | standard | NO | [10 empty] | 2017-05-17 | Not Dimmable | Not Dimmable | NO |  | IIIKKR | [25 empty] | 4.4 | 1800 | 129 | 14 | 14 | 0.9 | 5000 | 80 |  |  |  | NO | NO | NO | [8 empty] | 2018-11-02 | NO | NO | NO | [6 empty] | AC | [7 empty] | NO
PFFH6T4F | Sunpark | Sunpark | T8-48T-840-11W-EB4 | Linear Replacement Lamp | T8 Four-Foot | Replacement Lamps (plug and play) (UL Type A) |  | standard | NO | [10 empty] | 2017-05-17 | Not Dimmable | Not Dimmable | NO |  | IIIKKR | [25 empty] | 4.4 | 1800 | 129 | 14 | 14 | 0.9 | 4000 | 80 |  |  |  | NO | NO | NO | [8 empty] | 2018-11-02 | NO | NO | NO | [6 empty] | AC | [7 empty] | NO
PYPNKQQ1 | Shenzhen Kingplus Lighting CO.LTD | Kingplus Lighting | KP-T8412NMUG-BNY | Linear Replacement Lamp | T8 Four-Foot | Dual Mode Internal Driver (UL Type A and Type B) |  | standard | YES |  | 2124 | 160.79 | 13.21 | 19.05 | 0.9004 | 4058 | 80.8 | 5 | 50000 | 2017-05-17 | Not Dimmable | Not Dimmable | NO |  | NNNMIV | [15 empty] | 85.7 |  | 1.22 | 1.22 | [6 empty] | 4.4 | 2124 | 160.91 | 13.2 | 17.78 | 0.9 | 4000 | 80.8 |  |  |  | NO | NO | NO | [8 empty] | 2018-11-02 | NO | NO | NO | [6 empty] | AC | [7 empty] | NO
PL00F020 | Builders Pack | Builders Pack | 51-T8-120-15W-40K-OF-A+B | Linear Replacement Lamp | T8 Four-Foot | Dual Mode Internal Driver (UL Type A and Type B) |  | standard | YES |  | 2278.6 | 130.35 | 17.48 | 11.98 | 0.966 | 3989 | 80.4 | 5 | 50000 | 2017-05-17 | Not Dimmable | Not Dimmable | NO | Updated on 07/26/2018 | EJWBCA | [15 empty] | 84.9 |  | 1.3 | 1.18 | [6 empty] | 4.4 | 2278.6 | 130.35 | 17.48 | 11.98 | 0.97 | 4000 | 80 |  |  |  | NO | NO | NO | [8 empty] | 2018-11-02 | NO | NO | NO | [6 empty] | AC | [7 empty] | NO
PV2JRPZD | Sunpark | Sunpark | T8-48T-835-11W-EB4 | Linear Replacement Lamp | T8 Four-Foot | Replacement Lamps (plug and play) (UL Type A) |  | standard | NO | [10 empty] | 2017-05-17 | Not Dimmable | Not Dimmable | NO |  | IIIKKR | [25 empty] | 4.4 | 1700 | 122 | 14 | 14 | 0.9 | 3500 | 80 |  |  |  | NO | NO | NO | [8 empty] | 2018-11-02 | NO | NO | NO | [6 empty] | AC | [7 empty] | NO
PK9SMMBJ | Sunpark | Sunpark | T8-48T-830-11W-EB4 | Linear Replacement Lamp | T8 Four-Foot | Replacement Lamps (plug and play) (UL Type A) |  | standard | YES |  | 1642 | 120.8 | 13.59 | 14.09 | 0.942 | 3073 | 82 | 5 |  | 2017-05-17 | Not Dimmable | Not Dimmable | NO |  | IIIKKR | [15 empty] | 84.1 |  | 1.32 | 1.28 | [6 empty] | 4.4 | 1700 | 122 | 14 | 14 | 0.9 | 3000 | 80 |  |  |  | NO | NO | NO | [8 empty] | 2018-11-02 | NO | NO | NO | [6 empty] | AC | [7 empty] | NO
PKYQMK9R | Shenzhen Syhdee Co.,Ltd. | SYHDEE | SYH-PC08-AB1215 (5000K) | Linear Replacement Lamp | T8 Four-Foot | Dual Mode Internal Driver (UL Type A and Type B) |  | standard | NO | [10 empty] | 2017-05-15 | Not Dimmable | Not Dimmable | NO |  | BBBDIH | [25 empty] | 4.4 | 1984 | 124.8 | 15.8 | 14.8 | 0.93 | 4748 | 82.6 |  |  |  | NO | NO | NO | [8 empty] | 2018-11-02 | NO | NO | NO | [6 empty] | AC | [7 empty] | NO
P6W1U3DW | EnerGreen Technologies | EGT ( EnerGreen Technologies ) | EGT-DRLEDT8-18w-4000F-PC | Linear Replacement Lamp | T8 Four-Foot | Replacement Lamps (plug and play) (UL Type A) |  | standard | NO | [10 empty] | 2017-05-15 | Dimmable | Continuous Below 10 | NO |  | SSSCHN | [25 empty] | 4.4 | 2388.99 | 121.7 | 19.63 | 16.9 | 0.91 | 4000 | 83 |  |  |  | NO | NO | NO | [8 empty] | 2018-11-02 | NO | NO | NO | [6 empty] | AC | [7 empty] | NO
PV8BV4YZ | Shenzhen Syhdee Co.,Ltd. | SYHDEE | SYH-PC08-AB1215 (4000K) | Linear Replacement Lamp | T8 Four-Foot | Dual Mode Internal Driver (UL Type A and Type B) |  | standard | NO | [10 empty] | 2017-05-15 | Not Dimmable | Not Dimmable | NO |  | BBBDIH | [25 empty] | 4.4 | 1951.5 | 120.8 | 16.1 | 13.2 | 0.92 | 4000 | 82.6 |  |  |  | NO | NO | NO | [8 empty] | 2018-11-02 | NO | NO | NO | [6 empty] | AC | [7 empty] | NO
P8B457YD | WESTGATE MFG | WESTGATE | T8-EZ4-HL-15W-40K-C | Linear Replacement Lamp | T8 Four-Foot | Replacement Lamps (plug and play) (UL Type A) |  | standard | YES |  | 2629 | 143.04 | 18.38 | 6.1 | 0.9689 | 4062 | 83.3 | 5 | 50000 | 2017-05-15 | Not Dimmable | Not Dimmable | NO |  | FFFIDF | [15 empty] | 85.7 |  | 1.24 | 1.24 | [6 empty] | 4.4 | 2629 | 143.04 | 18.38 | 9.26 | 0.97 | 4000 | 83.3 |  |  |  | NO | NO | NO | [8 empty] | 2018-11-02 | NO | NO | NO | [6 empty] | AC | [7 empty] | NO
PJTK2PKT | WESTGATE MFG | WESTGATE | T8-EZ4-HL-15W-50K-C | Linear Replacement Lamp | T8 Four-Foot | Replacement Lamps (plug and play) (UL Type A) |  | standard | NO | [10 empty] | 2017-05-15 | Not Dimmable | Not Dimmable | NO |  | FFFIDF | [25 empty] | 4.4 | 2652 | 145.24 | 18.26 | 9.3 | 0.97 | 5000 | 83.5 |  |  |  | NO | NO | NO | [8 empty] | 2018-11-02 | NO | NO | NO | [6 empty] | AC | [7 empty] | NO
P7JVNERQ | EnerGreen Technologies | EGT ( EnerGreen Technologies ) | EGT-DRLEDT8-18w-4500F-PC | Linear Replacement Lamp | T8 Four-Foot | Replacement Lamps (plug and play) (UL Type A) |  | standard | NO | [10 empty] | 2017-05-15 | Dimmable | Continuous Below 10 | NO |  | SSSCHN | [25 empty] | 4.4 | 2388.99 | 121.7 | 19.63 | 16.9 | 0.91 | 4500 | 83 |  |  |  | NO | NO | NO | [8 empty] | 2018-11-02 | NO | NO | NO | [6 empty] | AC | [7 empty] | NO
P9N1HS9U | Shenzhen Syhdee Co.,Ltd. | SYHDEE | SYH-PC08-AB1215 (4500K) | Linear Replacement Lamp | T8 Four-Foot | Dual Mode Internal Driver (UL Type A and Type B) |  | standard | NO | [10 empty] | 2017-05-15 | Not Dimmable | Not Dimmable | NO |  | BBBDIH | [25 empty] | 4.4 | 1951.5 | 120.8 | 16.1 | 13.2 | 0.92 | 4500 | 82.6 |  |  |  | NO | NO | NO | [8 empty] | 2018-11-02 | NO | NO | NO | [6 empty] | AC | [7 empty] | NO
P5XH91B9 | EnerGreen Technologies | EGT ( EnerGreen Technologies ) | EGT-DRLEDT8-18w-3500F-PC | Linear Replacement Lamp | T8 Four-Foot | Replacement Lamps (plug and play) (UL Type A) |  | standard | NO | [10 empty] | 2017-05-15 | Dimmable | Continuous Below 10 | NO |  | SSSCHN | [25 empty] | 4.4 | 2388.99 | 121.7 | 19.63 | 16.9 | 0.91 | 3500 | 83 |  |  |  | NO | NO | NO | [8 empty] | 2018-11-02 | NO | NO | NO | [6 empty] | AC | [7 empty] | NO
PU44B769 | EnerGreen Technologies | EGT ( EnerGreen Technologies ) | EGT-DRLEDT8-18w-5000F-PC | Linear Replacement Lamp | T8 Four-Foot | Replacement Lamps (plug and play) (UL Type A) |  | standard | NO | [10 empty] | 2017-05-15 | Dimmable | Continuous Below 10 | NO |  | SSSCHN | [25 empty] | 4.4 | 2520.85 | 127.9 | 19.71 | 17.4 | 0.92 | 5160 | 84.9 |  |  |  | NO | NO | NO | [8 empty] | 2018-11-02 | NO | NO | NO | [6 empty] | AC | [7 empty] | NO
PX6QPN2A | EnerGreen Technologies | EGT ( EnerGreen Technologies ) | EGT-DRLEDT8-15w-4000F-PC | Linear Replacement Lamp | T8 Four-Foot | Replacement Lamps (plug and play) (UL Type A) |  | standard | NO | [10 empty] | 2017-05-15 | Not Dimmable | Not Dimmable | NO |  | SSSCHO | [25 empty] | 4.4 | 1979.1 | 120.68 | 16.4 | 17.8 | 0.92 | 4000 | 83.1 |  |  |  | NO | NO | NO | [8 empty] | 2018-11-02 | NO | NO | NO | [6 empty] | AC | [7 empty] | NO
PGVCG598 | EnerGreen Technologies | EGT ( EnerGreen Technologies ) | EGT-DRLEDT8-15w-3500F-PC | Linear Replacement Lamp | T8 Four-Foot | Replacement Lamps (plug and play) (UL Type A) |  | standard | NO | [10 empty] | 2017-05-15 | Not Dimmable | Not Dimmable | NO |  | SSSCHO | [25 empty] | 4.4 | 1979.1 | 120.68 | 16.4 | 17.8 | 0.92 | 3500 | 83.1 |  |  |  | NO | NO | NO | [8 empty] | 2018-11-02 | NO | NO | NO | [6 empty] | AC | [7 empty] | NO
PAQ3WM73 | WESTGATE MFG | WESTGATE | T8-EZ4-HL-15W-45K-C | Linear Replacement Lamp | T8 Four-Foot | Replacement Lamps (plug and play) (UL Type A) |  | standard | NO | [10 empty] | 2017-05-15 | Not Dimmable | Not Dimmable | NO |  | FFFIDF | [25 empty] | 4.4 | 2641 | 144.13 | 18.32 | 9.26 | 0.97 | 4500 | 83.3 |  |  |  | NO | NO | NO | [8 empty] | 2018-11-02 | NO | NO | NO | [6 empty] | AC | [7 empty] | NO
PPDB3QYK | EnerGreen Technologies | EGT ( EnerGreen Technologies ) | EGT-DRLEDT8-18w-3000F-PC | Linear Replacement Lamp | T8 Four-Foot | Replacement Lamps (plug and play) (UL Type A) |  | standard | YES |  | 2388.99 | 121.701 | 19.63 | 16.9 | 0.913 | 3058 | 83 | 5 | 50000 | 2017-05-15 | Dimmable | Continuous Below 10 | NO |  | SSSCHN | [15 empty] | 78.6 |  | 1.12 | 1.02 | [6 empty] | 4.4 | 2388.99 | 121.7 | 19.63 | 16.9 | 0.91 | 3058 | 83 |  |  |  | NO | NO | NO | [8 empty] | 2018-11-02 | NO | NO | NO | [6 empty] | AC | [7 empty] | NO
P757RY7Y | EnerGreen Technologies | EGT ( EnerGreen Technologies ) | EGT-DRLEDT8-15w-3000F-PC | Linear Replacement Lamp | T8 Four-Foot | Replacement Lamps (plug and play) (UL Type A) |  | standard | YES |  | 1979.1 | 120.677 | 16.4 | 17.8 | 0.917 | 3045 | 83.1 | 5 | 50000 | 2017-05-15 | Not Dimmable | Not Dimmable | NO |  | SSSCHO | [15 empty] | 79.8 |  | 1.12 | 1.06 | [6 empty] | 4.4 | 1979.1 | 120.68 | 16.4 | 17.8 | 0.92 | 3045 | 83.1 |  |  |  | NO | NO | NO | [8 empty] | 2018-11-02 | NO | NO | NO | [6 empty] | AC | [7 empty] | NO
PNFGXXGB | EnerGreen Technologies | EGT ( EnerGreen Technologies ) | EGT-DRLEDT8-15w-4500F-PC | Linear Replacement Lamp | T8 Four-Foot | Replacement Lamps (plug and play) (UL Type A) |  | standard | NO | [10 empty] | 2017-05-15 | Not Dimmable | Not Dimmable | NO |  | SSSCHO | [25 empty] | 4.4 | 1979.1 | 120.68 | 16.4 | 17.8 | 0.92 | 4500 | 83.1 |  |  |  | NO | NO | NO | [8 empty] | 2018-11-02 | NO | NO | NO | [6 empty] | AC | [7 empty] | NO
PN36MPSN | EnerGreen Technologies | EGT ( EnerGreen Technologies ) | EGT-DRLEDT8-15w-5000F-PC | Linear Replacement Lamp | T8 Four-Foot | Replacement Lamps (plug and play) (UL Type A) |  | standard | NO | [10 empty] | 2017-05-15 | Not Dimmable | Not Dimmable | NO |  | SSSCHO | [25 empty] | 4.4 | 2021.33 | 123.03 | 16.43 | 18.4 | 0.92 | 5082 | 84.3 |  |  |  | NO | NO | NO | [8 empty] | 2018-11-02 | NO | NO | NO | [6 empty] | AC | [7 empty] | NO
PR6DNNRZ | Shenzhen Syhdee Co.,Ltd. | SYHDEE | SYH-PC08-AB1215 (3500K) | Linear Replacement Lamp | T8 Four-Foot | Dual Mode Internal Driver (UL Type A and Type B) |  | standard | NO | [10 empty] | 2017-05-15 | Not Dimmable | Not Dimmable | NO |  | BBBDIH | [25 empty] | 4.4 | 1951.5 | 120.8 | 16.1 | 13.2 | 0.92 | 3500 | 82.6 |  |  |  | NO | NO | NO | [8 empty] | 2018-11-02 | NO | NO | NO | [6 empty] | AC | [7 empty] | NO
PB88TKFD | Shenzhen Syhdee Co.,Ltd. | SYHDEE | SYH-PC08-AB1215 (3000K) | Linear Replacement Lamp | T8 Four-Foot | Dual Mode Internal Driver (UL Type A and Type B) |  | standard | YES |  | 1951.57 | 120.84 | 16.15 | 13.2 | 0.915 | 2877 | 82.6 | 5 | 50000 | 2017-05-15 | Not Dimmable | Not Dimmable | NO |  | BBBDIH | [15 empty] | 78.4 |  | 1.28 | 1.28 | [6 empty] | 4.4 | 1951.5 | 120.8 | 16.1 | 13.2 | 0.92 | 2877 | 82.6 |  |  |  | NO | NO | NO | [8 empty] | 2018-11-02 | NO | NO | NO | [6 empty] | AC | [7 empty] | NO
PU5Q88GN | LEDone Distribution, Inc. | LED ONE | LOD-GDMT84F-17W35KD | Linear Replacement Lamp | T8 Four-Foot | Dual Mode Internal Driver (UL Type A and Type B) |  | standard | NO | [10 empty] | 2017-05-12 | Not Dimmable | Not Dimmable | NO |  | TYNAHJ | [25 empty] | 4.4 | 2150 | 127 | 17 | 10 | 0.9 | 3500 | 80 |  |  |  | NO | NO | NO | [8 empty] | 2018-11-02 | NO | NO | NO | [6 empty] | AC | [7 empty] | NO
P1VZHCY4 | LEDone Distribution, Inc. | LED ONE | LOD-GDMT84F-17W40KD | Linear Replacement Lamp | T8 Four-Foot | Dual Mode Internal Driver (UL Type A and Type B) |  | standard | NO | [10 empty] | 2017-05-12 | Not Dimmable | Not Dimmable | NO |  | TYNAHJ | [25 empty] | 4.4 | 2300 | 136 | 17 | 10 | 0.9 | 4000 | 80 |  |  |  | NO | NO | NO | [8 empty] | 2018-11-02 | NO | NO | NO | [6 empty] | AC | [7 empty] | NO
PZT7TPHD | LEDone Distribution, Inc. | LED ONE | LOD-GDMT84F-17W30KD | Linear Replacement Lamp | T8 Four-Foot | Dual Mode Internal Driver (UL Type A and Type B) |  | standard | YES |  | 2411 | 129.6 | 18.61 | 5.81 | 0.99 | 3008 | 80.8 | 5 | 50000 | 2017-05-12 | Not Dimmable | Not Dimmable | NO |  | TYNAHJ | [15 empty] | 84.5 |  | 1.28 | 1.3 | [6 empty] | 4.4 | 2150 | 127 | 17 | 10 | 0.9 | 3000 | 80 |  |  |  | NO | NO | NO | [8 empty] | 2018-11-02 | NO | NO | NO | [6 empty] | AC | [7 empty] | NO
PM9VXXUX | LEDone Distribution, Inc. | LED ONE | LOD-GDMT84F-17W45KD | Linear Replacement Lamp | T8 Four-Foot | Dual Mode Internal Driver (UL Type A and Type B) |  | standard | NO | [10 empty] | 2017-05-12 | Not Dimmable | Not Dimmable | NO |  | TYNAHJ | [25 empty] | 4.4 | 2300 | 136 | 17 | 10 | 0.9 | 4500 | 80 |  |  |  | NO | NO | NO | [8 empty] | 2018-11-02 | NO | NO | NO | [6 empty] | AC | [7 empty] | NO
PUHWJS9X | LEDone Distribution, Inc. | LED ONE | LOD-GDMT84F-17W50KD | Linear Replacement Lamp | T8 Four-Foot | Dual Mode Internal Driver (UL Type A and Type B) |  | standard | NO | [10 empty] | 2017-05-12 | Not Dimmable | Not Dimmable | NO |  | TYNAHJ | [25 empty] | 4.4 | 2300 | 136 | 17 | 10 | 0.9 | 5000 | 80 |  |  |  | NO | NO | NO | [8 empty] | 2018-11-02 | NO | NO | NO | [6 empty] | AC | [7 empty] | NO
P2U8YDDA | Shenzhen Syhdee Co.,Ltd. | SYHDEE | SYH-PC08-AB1212 (5000K) | Linear Replacement Lamp | T8 Four-Foot | Dual Mode Internal Driver (UL Type A and Type B) |  | standard | NO | [10 empty] | 2017-05-11 | Not Dimmable | Not Dimmable | NO |  | BBBDIF | [25 empty] | 4.4 | 1708.7 | 130.8 | 13 | 14.1 | 0.93 | 4752 | 83 |  |  |  | NO | NO | NO | [8 empty] | 2018-11-02 | NO | NO | NO | [6 empty] | AC | [7 empty] | NO
PC4JSNGH | Shenzhen Syhdee Co.,Ltd. | SYHDEE | SYH-PC08-AB1212 (4000K) | Linear Replacement Lamp | T8 Four-Foot | Dual Mode Internal Driver (UL Type A and Type B) |  | standard | NO | [10 empty] | 2017-05-11 | Not Dimmable | Not Dimmable | NO |  | BBBDIF | [25 empty] | 4.4 | 1647 | 125.4 | 13.1 | 13.4 | 0.92 | 4000 | 82.8 |  |  |  | NO | NO | NO | [8 empty] | 2018-11-02 | NO | NO | NO | [6 empty] | AC | [7 empty] | NO
PK6SZMKC | Shenzhen Syhdee Co.,Ltd. | SYHDEE | SYH-PC08-AB1212 (4500K) | Linear Replacement Lamp | T8 Four-Foot | Dual Mode Internal Driver (UL Type A and Type B) |  | standard | NO | [10 empty] | 2017-05-11 | Not Dimmable | Not Dimmable | NO |  | BBBDIF | [25 empty] | 4.4 | 1647 | 125.4 | 13.1 | 13.4 | 0.92 | 4500 | 82.8 |  |  |  | NO | NO | NO | [8 empty] | 2018-11-02 | NO | NO | NO | [6 empty] | AC | [7 empty] | NO
PUSX8M87 | Shenzhen Syhdee Co.,Ltd. | SYHDEE | SYH-PC08-AB1212 (3500K) | Linear Replacement Lamp | T8 Four-Foot | Dual Mode Internal Driver (UL Type A and Type B) |  | standard | NO | [10 empty] | 2017-05-11 | Not Dimmable | Not Dimmable | NO |  | BBBDIF | [25 empty] | 4.4 | 1647 | 125.4 | 13.1 | 13.4 | 0.92 | 3500 | 82.8 |  |  |  | NO | NO | NO | [8 empty] | 2018-11-02 | NO | NO | NO | [6 empty] | AC | [7 empty] | NO
PZGBBC3D | Shenzhen Syhdee Co.,Ltd. | SYHDEE | SYH-PC08-AB1220 (5000K) | Linear Replacement Lamp | T8 Four-Foot | Dual Mode Internal Driver (UL Type A and Type B) |  | standard | NO | [10 empty] | 2017-05-11 | Not Dimmable | Not Dimmable | NO |  | BBBDIC | [25 empty] | 4.4 | 2665.1 | 124.4 | 21.4 | 14.6 | 0.91 | 4786 | 82.9 |  |  |  | NO | NO | NO | [8 empty] | 2018-11-02 | NO | NO | NO | [6 empty] | AC | [7 empty] | NO
PYPW3GP5 | Shenzhen Syhdee Co.,Ltd. | SYHDEE | SYH-PC08-AB1218 (5000K) | Linear Replacement Lamp | T8 Four-Foot | Dual Mode Internal Driver (UL Type A and Type B) |  | standard | NO | [10 empty] | 2017-05-11 | Not Dimmable | Not Dimmable | NO |  | BBBDID | [25 empty] | 4.4 | 2428.8 | 123.9 | 19.5 | 14.2 | 0.92 | 4754 | 82.9 |  |  |  | NO | NO | NO | [8 empty] | 2018-11-02 | NO | NO | NO | [6 empty] | AC | [7 empty] | NO
PPTXBXB1 | Shenzhen Syhdee Co.,Ltd. | SYHDEE | SYH-PC08-AB1212 (3000K) | Linear Replacement Lamp | T8 Four-Foot | Dual Mode Internal Driver (UL Type A and Type B) |  | standard | YES |  | 1647 | 125.438 | 13.13 | 13.4 | 0.915 | 2874 | 82.8 | 5 | 50000 | 2017-05-11 | Not Dimmable | Not Dimmable | NO |  | BBBDIF | [15 empty] | 79.1 |  | 1.2 | 1.16 | [6 empty] | 4.4 | 1647 | 125.4 | 13.1 | 13.4 | 0.92 | 2874 | 82.8 |  |  |  | NO | NO | NO | [8 empty] | 2018-11-02 | NO | NO | NO | [6 empty] | AC | [7 empty] | NO
P9PVF2FP | PowerSecure, Inc | POWERSECURE | L48T8E/40K/FHG | Linear Replacement Lamp | T8 Four-Foot | Replacement Lamps (plug and play) (UL Type A) |  | standard | NO | [10 empty] | 2017-05-10 | Not Dimmable | Not Dimmable | NO | Rotatable end caps lamp is qualified pointing straight down only | VVVWJZ | [25 empty] | 4.4 | 1900 | 120 | 16 | 20 | 0.9 | 4000 | 80 |  |  |  | NO | NO | NO | [8 empty] | 2018-11-02 | NO | NO | NO | [6 empty] | AC | [7 empty] | NO
PBNTSEJR | PowerSecure, Inc | POWERSECURE | L48T8E/50K/FHG | Linear Replacement Lamp | T8 Four-Foot | Replacement Lamps (plug and play) (UL Type A) |  | standard | NO | [10 empty] | 2017-05-10 | Not Dimmable | Not Dimmable | NO | Rotatable end caps lamp is qualified pointing straight down only | VVVWJZ | [25 empty] | 4.4 | 1900 | 120 | 16 | 20 | 0.9 | 5000 | 80 |  |  |  | NO | NO | NO | [8 empty] | 2018-11-02 | NO | NO | NO | [6 empty] | AC | [7 empty] | NO
PUJ4ZZGC | Lighting Science Group, Corp. | LSPro | LSPro T8 A 11 4000K 48 MVOLT CTG SB10 BX25 | Linear Replacement Lamp | T8 Four-Foot | Replacement Lamps (plug and play) (UL Type A) |  | standard | YES |  | 1747 | 125.1 | 13.97 | 14.09 | 0.9564 | 3076 | 85.2 | 5 | 50000 | 2017-05-10 | Not Dimmable | Not Dimmable | NO |  | XXXAZI | [15 empty] | 83 |  | 1.26 | 1.32 | [6 empty] | 4.4 | 1700 | 120 | 14.5 | 20 | 0.9 | 3000 | 82 |  |  |  | NO | NO | NO | [8 empty] | 2018-11-02 | NO | NO | NO | [6 empty] | AC | [7 empty] | NO
P6DQR912 | PowerSecure, Inc | POWERSECURE | L48T8E/30K/FHG | Linear Replacement Lamp | T8 Four-Foot | Replacement Lamps (plug and play) (UL Type A) |  | standard | YES |  | 1910.7 | 120.1 | 15.91 | 7.62 | 0.9605 | 3056 | 82.7 | 5 | 50000 | 2017-05-10 | Not Dimmable | Not Dimmable | NO | Rotatable end caps lamp is qualified pointing straight down only | VVVWJZ | [15 empty] | 81.2 |  | 1.36 | 1.32 | [6 empty] | 4.4 | 1900 | 120 | 16 | 20 | 0.9 | 3000 | 80 |  |  |  | NO | NO | NO | [8 empty] | 2018-11-02 | NO | NO | NO | [6 empty] | AC | [7 empty] | NO
PAMNY4QH | PowerSecure, Inc | POWERSECURE | L48T8E/35K/FHG | Linear Replacement Lamp | T8 Four-Foot | Replacement Lamps (plug and play) (UL Type A) |  | standard | NO | [10 empty] | 2017-05-10 | Not Dimmable | Not Dimmable | NO | Rotatable end caps lamp is qualified pointing straight down only | VVVWJZ | [25 empty] | 4.4 | 1900 | 120 | 16 | 20 | 0.9 | 3500 | 80 |  |  |  | NO | NO | NO | [8 empty] | 2018-11-02 | NO | NO | NO | [6 empty] | AC | [7 empty] | NO
PT8XZ7VN | Beyond Signs Inc. dba Beyond LED Technology | Beyond | BLTT84FT18WBC5K(F) | Linear Replacement Lamp | T8 Four-Foot | Dual Mode Internal Driver (UL Type A and Type B) |  | standard | NO | [10 empty] | 2017-05-08 | Not Dimmable | Not Dimmable | NO |  | SSSCGZ | [25 empty] | 4.4 | 2266.3 | 128 | 17.7 | 18.8 | 0.94 | 5128 | 87.1 |  |  |  | NO | NO | NO | [8 empty] | 2018-11-02 | NO | NO | NO | [6 empty] | AC | [7 empty] | NO
PVRX2SG2 | Beyond Signs Inc. dba Beyond LED Technology | Beyond | BLTT84FT18WBC4K(F) | Linear Replacement Lamp | T8 Four-Foot | Dual Mode Internal Driver (UL Type A and Type B) |  | standard | NO | [10 empty] | 2017-05-08 | Not Dimmable | Not Dimmable | NO |  | SSSCGZ | [25 empty] | 4.4 | 2210.1 | 125.5 | 17.6 | 17.1 | 0.93 | 4000 | 83.9 |  |  |  | NO | NO | NO | [8 empty] | 2018-11-02 | NO | NO | NO | [6 empty] | AC | [7 empty] | NO
PB9DUGBD | Technical Consumer Products | TCP | L11T8D5041K | Linear Replacement Lamp | T8 Four-Foot | Replacement Lamps (plug and play) (UL Type A) |  | standard | NO | [10 empty] | 2017-05-08 | Dimmable | Continuous Below 10 | NO |  | BBBDHF | [25 empty] | 4.4 | 1914 | 141.3 | 13.55 | 16.56 | 0.95 | 4100 | 83 |  |  |  | NO | NO | NO | [8 empty] | 2018-11-02 | NO | NO | NO | [6 empty] | AC | [7 empty] | NO
PHQGE8HB | Fidelux Lighting | Fidelux | FTA84-12W-A250K-UNV-N | Linear Replacement Lamp | T8 Four-Foot | Dual Mode Internal Driver (UL Type A and Type B) |  | standard | NO | [10 empty] | 2017-05-08 | Not Dimmable | Not Dimmable | NO |  | KKKZUS | [25 empty] | 4.4 | 1800 | 150 | 12 | 20 | 0.9 | 5000 | 85 |  |  |  | NO | NO | NO | [8 empty] | 2018-11-02 | NO | NO | NO | [6 empty] | AC | [7 empty] | NO
PBVNF887 | Fidelux Lighting | Fidelux | FT84-12W-A2-30K-UNV-N | Linear Replacement Lamp | T8 Four-Foot | Dual Mode Internal Driver (UL Type A and Type B) |  | standard | YES |  | 1664 | 132.1 | 12.6 | 9.04 | 0.9017 | 3001 | 82.2 | 5 | 50000 | 2017-05-08 | Not Dimmable | Not Dimmable | NotYetVerified |  | KKKZUT | [15 empty] | 90 |  | 1.42 | 1.15 | [6 empty] | 4.4 | 1664 | 132.1 | 12.6 | 20 | 0.9 | 3000 | 82 |  |  |  | NO | NO | NO | [8 empty] | 2018-11-02 | NO | NO | NO | [6 empty] | AC | [7 empty] | NO
PPS6KAVX | Fidelux Lighting | Fidelux | FTA84-12W-A2-C-30K-UNV-N | Linear Replacement Lamp | T8 Four-Foot | Dual Mode Internal Driver (UL Type A and Type B) |  | standard | YES |  | 1764 | 138.41 | 12.69 | 9.87 | 0.9029 | 2973 | 81.7 | 5 | 50000 | 2017-05-08 | Not Dimmable | Not Dimmable | NO |  | KKKZUR | [15 empty] | 92 |  | 1.2 | 1.36 | [6 empty] | 4.4 | 1764 | 138.41 | 12.69 | 20 | 0.9 | 3000 | 82 |  |  |  | NO | NO | NO | [8 empty] | 2018-11-02 | NO | NO | NO | [6 empty] | AC | [7 empty] | NO
PZVY8Z1N | Fidelux Lighting | Fidelux | FTA84-12W-A240K-UNV-N | Linear Replacement Lamp | T8 Four-Foot | Dual Mode Internal Driver (UL Type A and Type B) |  | standard | NO | [10 empty] | 2017-05-08 | Not Dimmable | Not Dimmable | NO |  | KKKZUS | [25 empty] | 4.4 | 1800 | 150 | 12 | 20 | 0.9 | 4000 | 85 |  |  |  | NO | NO | NO | [8 empty] | 2018-11-02 | NO | NO | NO | [6 empty] | AC | [7 empty] | NO
PW7J5F8A | Fidelux Lighting | Fidelux | FT84-15W-A2-C-30K-UNV-N | Linear Replacement Lamp | T8 Four-Foot | Dual Mode Internal Driver (UL Type A and Type B) |  | standard | NO | [10 empty] | 2017-05-08 | Not Yet Verified | Not Yet Verified | NotYetVerified |  | KKKZUQ | [25 empty] | 4.4 | 2172 | 133 | 16.3 | 20 | 0.9 | 3000 | 83 |  |  |  | NO | NO | NO | [8 empty] | 2018-11-02 | NO | NO | NO | [6 empty] | AC | [7 empty] | NO
P6CRX4XP | ARKSMART INC | ARKSMART | ARK/UE/10T(3500K) | Linear Replacement Lamp | T8 Four-Foot | Dual Mode Internal Driver (UL Type A and Type B) |  | standard | NO | [10 empty] | 2017-05-08 | Not Dimmable | Not Dimmable | NO | Product updated 3/5/2018 | EJWBAT | [25 empty] | 4.4 | 1700 | 138.32 | 12.29 | 10.37 | 0.93 | 3500 | 83.2 |  |  |  | NO | NO | NO | [8 empty] | 2018-11-02 | NO | NO | NO | [6 empty] | AC | [7 empty] | NO
PCTG295B | Fidelux Lighting | Fidelux | FT84-15W-A2-C-50K-UNV-N | Linear Replacement Lamp | T8 Four-Foot | Dual Mode Internal Driver (UL Type A and Type B) |  | standard | NO | [10 empty] | 2017-05-08 | Not Yet Verified | Not Yet Verified | NotYetVerified |  | KKKZUQ | [25 empty] | 4.4 | 2172 | 133 | 16.3 | 20 | 0.9 | 5000 | 83 |  |  |  | NO | NO | NO | [8 empty] | 2018-11-02 | NO | NO | NO | [6 empty] | AC | [7 empty] | NO
PAUZS658 | Fidelux Lighting | Fidelux | FTA84-12W-A230K-UNV-N | Linear Replacement Lamp | T8 Four-Foot | Dual Mode Internal Driver (UL Type A and Type B) |  | standard | YES |  | 1705 | 141.11 | 12.21 | 14.28 | 0.9019 | 3002 | 83.1 | 5 | 50000 | 2017-05-08 | Not Dimmable | Not Dimmable | NO |  | KKKZUS | [15 empty] | 88.5 |  | 1.37 | 1.16 | [6 empty] | 4.4 | 1700 | 142 | 12 | 20 | 0.9 | 3000 | 85 |  |  |  | NO | NO | NO | [8 empty] | 2018-11-02 | NO | NO | NO | [6 empty] | AC | [7 empty] | NO
P7QYWADF | Technical Consumer Products | TCP | L11T8D5035K | Linear Replacement Lamp | T8 Four-Foot | Replacement Lamps (plug and play) (UL Type A) |  | standard | YES |  | 1892 | 140 | 13.55 | 16.56 | 0.951 | 3613 | 85 | 5 | 50000 | 2017-05-08 | Dimmable | Continuous Below 10 | NO |  | BBBDHF | [15 empty] | 85.5 |  | 1.4 | 1.32 | [6 empty] | 4.4 | 1892 | 139.6 | 13.55 | 16.56 | 0.95 | 3613 | 83 |  |  |  | NO | NO | NO | [8 empty] | 2018-11-02 | NO | NO | NO | [6 empty] | AC | [7 empty] | NO
PW53WE1B | Beyond Signs Inc. dba Beyond LED Technology | Beyond | BLTT84FT18WBC3K(F) | Linear Replacement Lamp | T8 Four-Foot | Dual Mode Internal Driver (UL Type A and Type B) |  | standard | YES |  | 2210.16 | 125.577 | 17.6 | 17.1 | 0.926 | 3018 | 83.9 | 5 | 50000 | 2017-05-08 | Not Dimmable | Not Dimmable | NO |  | SSSCGZ | [15 empty] | 80.3 |  | 1.04 | 1.24 | [6 empty] | 4.4 | 2210.1 | 125.5 | 17.6 | 17.1 | 0.93 | 3018 | 83.9 |  |  |  | NO | NO | NO | [8 empty] | 2018-11-02 | NO | NO | NO | [6 empty] | AC | [7 empty] | NO
PKVV1V5D | ARKSMART INC | ARKSMART | ARK/UE/10T(4000K) | Linear Replacement Lamp | T8 Four-Foot | Dual Mode Internal Driver (UL Type A and Type B) |  | standard | NO | [10 empty] | 2017-05-08 | Not Dimmable | Not Dimmable | NO | Product updated 3/5/2018 | EJWBAT | [25 empty] | 4.4 | 1708 | 138.97 | 12.29 | 10.37 | 0.93 | 4000 | 83.2 |  |  |  | NO | NO | NO | [8 empty] | 2018-11-02 | NO | NO | NO | [6 empty] | AC | [7 empty] | NO
PK439385 | ARKSMART INC | ARKSMART | ARK/UE/10T(4500K) | Linear Replacement Lamp | T8 Four-Foot | Dual Mode Internal Driver (UL Type A and Type B) |  | standard | NO | [10 empty] | 2017-05-08 | Not Dimmable | Not Dimmable | NO | Product updated 3/5/2018 | EJWBAT | [25 empty] | 4.4 | 1717 | 139.71 | 12.29 | 10.37 | 0.93 | 4500 | 83.2 |  |  |  | NO | NO | NO | [8 empty] | 2018-11-02 | NO | NO | NO | [6 empty] | AC | [7 empty] | NO
P77DU6HT | ARKSMART INC | ARKSMART | ARK/UE/10T(5000K) | Linear Replacement Lamp | T8 Four-Foot | Dual Mode Internal Driver (UL Type A and Type B) |  | standard | NO | [10 empty] | 2017-05-08 | Not Dimmable | Not Dimmable | NO | Product updated 3/5/2018 | EJWBAT | [25 empty] | 4.4 | 1725 | 140.59 | 12.27 | 10.87 | 0.93 | 5000 | 82.2 |  |  |  | NO | NO | NO | [8 empty] | 2018-11-02 | NO | NO | NO | [6 empty] | AC | [7 empty] | NO
P4J8A454 | Fidelux Lighting | Fidelux | FTA84-12W-A2-C-40K-UNV-N | Linear Replacement Lamp | T8 Four-Foot | Dual Mode Internal Driver (UL Type A and Type B) |  | standard | NO | [10 empty] | 2017-05-08 | Not Dimmable | Not Dimmable | NO |  | KKKZUR | [25 empty] | 4.4 | 1764 | 138.41 | 12.69 | 20 | 0.9 | 4000 | 82 |  |  |  | NO | NO | NO | [8 empty] | 2018-11-02 | NO | NO | NO | [6 empty] | AC | [7 empty] | NO
P6KUN942 | Fidelux Lighting | Fidelux | FT84-15W-A2-40K-UNV-N | Linear Replacement Lamp | T8 Four-Foot | Dual Mode Internal Driver (UL Type A and Type B) |  | standard | NO | [10 empty] | 2017-05-08 | Not Yet Verified | Not Yet Verified | NotYetVerified |  | KKKZUQ | [25 empty] | 4.4 | 2172 | 133 | 16.3 | 20 | 0.9 | 4000 | 83 |  |  |  | NO | NO | NO | [8 empty] | 2018-11-02 | NO | NO | NO | [6 empty] | AC | [7 empty] | NO
PE3WCBEM | Fidelux Lighting | Fidelux | FT84-15W-A2-50K-UNV-N | Linear Replacement Lamp | T8 Four-Foot | Dual Mode Internal Driver (UL Type A and Type B) |  | standard | NO | [10 empty] | 2017-05-08 | Not Yet Verified | Not Yet Verified | NotYetVerified |  | KKKZUQ | [25 empty] | 4.4 | 2172 | 133 | 16.3 | 20 | 0.9 | 5000 | 83 |  |  |  | NO | NO | NO | [8 empty] | 2018-11-02 | NO | NO | NO | [6 empty] | AC | [7 empty] | NO
P2JHYYR7 | Beyond Signs Inc. dba Beyond LED Technology | Beyond | BLTT84FT18WBC5K (C) | Linear Replacement Lamp | T8 Four-Foot | Dual Mode Internal Driver (UL Type A and Type B) |  | standard | NO | [10 empty] | 2017-05-08 | Not Dimmable | Not Dimmable | NO |  | SSSCGY | [25 empty] | 4.4 | 2339.7 | 132.1 | 17.7 | 18.1 | 0.93 | 5076 | 84.9 |  |  |  | NO | NO | NO | [8 empty] | 2018-11-02 | NO | NO | NO | [6 empty] | AC | [7 empty] | NO
PQ9SVFXH | Beyond Signs Inc. dba Beyond LED Technology | Beyond | BLTT84FT18WBC4K (C) | Linear Replacement Lamp | T8 Four-Foot | Dual Mode Internal Driver (UL Type A and Type B) |  | standard | NO | [10 empty] | 2017-05-08 | Not Dimmable | Not Dimmable | NO |  | SSSCGY | [25 empty] | 4.4 | 2281.8 | 129.6 | 17.6 | 17.2 | 0.93 | 4000 | 83.2 |  |  |  | NO | NO | NO | [8 empty] | 2018-11-02 | NO | NO | NO | [6 empty] | AC | [7 empty] | NO
PSUCU778 | Technical Consumer Products | TCP | L11T8D5050K | Linear Replacement Lamp | T8 Four-Foot | Replacement Lamps (plug and play) (UL Type A) |  | standard | NO | [10 empty] | 2017-05-08 | Dimmable | Continuous Below 10 | NO |  | BBBDHF | [25 empty] | 4.4 | 1958 | 145 | 13.5 | 9.54 | 0.95 | 4895 | 85 |  |  |  | NO | NO | NO | [8 empty] | 2018-11-02 | NO | NO | NO | [6 empty] | AC | [7 empty] | NO
P21MTEU5 | Fidelux Lighting | Fidelux | FT84-15W-A2-30K-UNV-N | Linear Replacement Lamp | T8 Four-Foot | Dual Mode Internal Driver (UL Type A and Type B) |  | standard | YES |  | 2172 | 133.25 | 16.3 | 6.91 | 0.9572 | 3012 | 81.8 | 5 | 50000 | 2017-05-08 | Not Yet Verified | Not Yet Verified | NotYetVerified |  | KKKZUQ | [15 empty] | 90 |  | 1.16 | 1.38 | [6 empty] | 4.4 | 2172 | 133 | 16.3 | 20 | 0.9 | 3000 | 83 |  |  |  | NO | NO | NO | [8 empty] | 2018-11-02 | NO | NO | NO | [6 empty] | AC | [7 empty] | NO
P5JBX9QP | Fidelux Lighting | Fidelux | FT84-12W-A2-40K-UNV-N | Linear Replacement Lamp | T8 Four-Foot | Dual Mode Internal Driver (UL Type A and Type B) |  | standard | NO | [10 empty] | 2017-05-08 | Not Dimmable | Not Dimmable | NotYetVerified |  | KKKZUT | [25 empty] | 4.4 | 1664 | 132.1 | 12.6 | 20 | 0.9 | 4000 | 82 |  |  |  | NO | NO | NO | [8 empty] | 2018-11-02 | NO | NO | NO | [6 empty] | AC | [7 empty] | NO
P2MDBSZX | Fidelux Lighting | Fidelux | FT84-15W-A2-C-40K-UNV-N | Linear Replacement Lamp | T8 Four-Foot | Dual Mode Internal Driver (UL Type A and Type B) |  | standard | NO | [10 empty] | 2017-05-08 | Not Yet Verified | Not Yet Verified | NotYetVerified |  | KKKZUQ | [25 empty] | 4.4 | 2172 | 133 | 16.3 | 20 | 0.9 | 4000 | 83 |  |  |  | NO | NO | NO | [8 empty] | 2018-11-02 | NO | NO | NO | [6 empty] | AC | [7 empty] | NO
PG8MAQE6 | Fidelux Lighting | Fidelux | FTA84-12W-A2-C-50K-UNV-N | Linear Replacement Lamp | T8 Four-Foot | Dual Mode Internal Driver (UL Type A and Type B) |  | standard | NO | [10 empty] | 2017-05-08 | Not Dimmable | Not Dimmable | NO |  | KKKZUR | [25 empty] | 4.4 | 1764 | 138.41 | 12.69 | 20 | 0.9 | 5000 | 82 |  |  |  | NO | NO | NO | [8 empty] | 2018-11-02 | NO | NO | NO | [6 empty] | AC | [7 empty] | NO
P7G3E1YE | Fidelux Lighting | Fidelux | FT84-12W-A2-50K-UNV-N | Linear Replacement Lamp | T8 Four-Foot | Dual Mode Internal Driver (UL Type A and Type B) |  | standard | NO | [10 empty] | 2017-05-08 | Not Dimmable | Not Dimmable | NotYetVerified |  | KKKZUT | [25 empty] | 4.4 | 1664 | 132.1 | 12.6 | 20 | 0.9 | 5000 | 82 |  |  |  | NO | NO | NO | [8 empty] | 2018-11-02 | NO | NO | NO | [6 empty] | AC | [7 empty] | NO
P9PAYWQ2 | Beyond Signs Inc. dba Beyond LED Technology | Beyond | BLTT84FT18WBC3K(C) | Linear Replacement Lamp | T8 Four-Foot | Dual Mode Internal Driver (UL Type A and Type B) |  | standard | YES |  | 2281.82 | 129.649 | 17.6 | 17.2 | 0.926 | 3073 | 83.2 | 5 | 50000 | 2017-05-08 | Not Dimmable | Not Dimmable | NO |  | SSSCGY | [15 empty] | 81.5 |  | 1.06 | 1.24 | [6 empty] | 4.4 | 2281.8 | 129.6 | 17.6 | 17.2 | 0.93 | 3073 | 83.2 |  |  |  | NO | NO | NO | [8 empty] | 2018-11-02 | NO | NO | NO | [6 empty] | AC | [7 empty] | NO
PUTPR2VK | ARKSMART INC | ARKSMART | ARK/UE/10T(3000K) | Linear Replacement Lamp | T8 Four-Foot | Dual Mode Internal Driver (UL Type A and Type B) |  | standard | YES |  | 1693 | 136.74 | 12.38 | 10.37 | 0.9342 | 2953 | 83.2 | 5 | 50000 | 2017-05-08 | Not Dimmable | Not Dimmable | NO | Product updated 3/5/2018 | EJWBAT | [15 empty] | 85.8 |  | 1.24 | 1.22 | [6 empty] | 4.4 | 1691 | 137.38 | 12.31 | 10.37 | 0.93 | 3000 | 83.2 |  |  |  | NO | NO | NO | [8 empty] | 2018-11-02 | NO | NO | NO | [6 empty] | AC | [7 empty] | NO
PRGUWYYY | ETECH LED | E Tech | FF-T84-A2-12-45 | Linear Replacement Lamp | T8 Four-Foot | Dual Mode Internal Driver (UL Type A and Type B) |  | standard | NO | [10 empty] | 2017-05-06 | Not Dimmable | Not Dimmable | NO |  | KKKZUD | [25 empty] | 4.4 | 1800 | 150 | 12 | 20 | 0.9 | 4500 | 85 |  |  |  | NO | NO | NO | [8 empty] | 2018-11-02 | NO | NO | NO | [6 empty] | AC | [7 empty] | NO
PDFYACBH | ETECH LED | ETech | FF-T84-A3A-15-40 | Linear Replacement Lamp | T8 Four-Foot | Replacement Lamps (plug and play) (UL Type A) |  | standard | NO | [10 empty] | 2017-05-06 | Not Dimmable | Not Dimmable | NotYetVerified | Updated on 10/03/2018 | KKKZUK | [25 empty] | 4.4 | 1920 | 133.33 | 14.4 | 20 | 0.9 | 4000 | 81.8 |  |  |  | NO | NO | NO | [8 empty] | 2018-11-02 | NO | NO | NO | [6 empty] | AC | [7 empty] | NO
PTGZU2AG | ETECH LED | E Tech | FF-T84-A2-12-30 | Linear Replacement Lamp | T8 Four-Foot | Dual Mode Internal Driver (UL Type A and Type B) |  | standard | YES |  | 1705 | 141.11 | 12.21 | 14.28 | 0.9019 | 3002 | 83.1 | 5 | 50000 | 2017-05-06 | Not Dimmable | Not Dimmable | NO |  | KKKZUD | [15 empty] | 88.5 |  | 1.37 | 1.16 | [6 empty] | 4.4 | 1700 | 142 | 12 | 20 | 0.9 | 3000 | 85 |  |  |  | NO | NO | NO | [8 empty] | 2018-11-02 | NO | NO | NO | [6 empty] | AC | [7 empty] | NO
PW3XK3W8 | ETECH LED | ETech | FF-T84-A3A-18-45 | Linear Replacement Lamp | T8 Four-Foot | Replacement Lamps (plug and play) (UL Type A) |  | standard | NO | [10 empty] | 2017-05-06 | Not Dimmable | Not Dimmable | NotYetVerified | Updated on 10/03/2018 | KKKZUL | [25 empty] | 4.4 | 2112 | 130.77 | 16.15 | 20 | 0.9 | 4500 | 81.8 |  |  |  | NO | NO | NO | [8 empty] | 2018-11-02 | NO | NO | NO | [6 empty] | AC | [7 empty] | NO
PFPUMD8U | ETECH LED | E Tech | FF-T84-A3A-16-35 | Linear Replacement Lamp | T8 Four-Foot | Replacement Lamps (plug and play) (UL Type A) |  | standard | NO | [10 empty] | 2017-05-06 | Not Dimmable | Not Dimmable | NotYetVerified |  | KKKZUL | [25 empty] | 4.4 | 2112 | 130.77 | 16.15 | 20 | 0.9 | 3500 | 81.8 |  |  |  | NO | NO | NO | [8 empty] | 2018-11-02 | NO | NO | NO | [6 empty] | AC | [7 empty] | NO
P6ZRRU3S | ETECH LED | ETech | FF-T84-A3A-13-45 | Linear Replacement Lamp | T8 Four-Foot | Replacement Lamps (plug and play) (UL Type A) |  | standard | NO | [10 empty] | 2017-05-06 | Not Dimmable | Not Dimmable | NotYetVerified | Updated on 10/03/2018 | KKKZUJ | [25 empty] | 4.4 | 1769 | 132.51 | 13.35 | 20 | 0.9 | 4500 | 81.8 |  |  |  | NO | NO | NO | [8 empty] | 2018-11-02 | NO | NO | NO | [6 empty] | AC | [7 empty] | NO
PURB482K | ETECH LED | ETech | FF-T84-A3A-18-50 | Linear Replacement Lamp | T8 Four-Foot | Replacement Lamps (plug and play) (UL Type A) |  | standard | NO | [10 empty] | 2017-05-06 | Not Dimmable | Not Dimmable | NotYetVerified | Updated on 10/03/2018 | KKKZUL | [25 empty] | 4.4 | 2112 | 130.77 | 16.15 | 20 | 0.9 | 5000 | 80.7 |  |  |  | NO | NO | NO | [8 empty] | 2018-11-02 | NO | NO | NO | [6 empty] | AC | [7 empty] | NO
PGPTWDUS | ETECH LED | ETech | FF-T84-A3A-15-30 | Linear Replacement Lamp | T8 Four-Foot | Replacement Lamps (plug and play) (UL Type A) |  | standard | YES |  | 1920 | 133.33 | 14.4 | 9.66 | 0.9019 | 3025 | 81.9 | 5 | 50000 | 2017-05-06 | Not Dimmable | Not Dimmable | NotYetVerified | Updated on 10/03/2018 | KKKZUK | [15 empty] | 84.6 |  | 1.38 | 1.22 | [6 empty] | 4.4 | 1920 | 133.33 | 14.4 | 20 | 0.9 | 3000 | 81.8 |  |  |  | NO | NO | NO | [8 empty] | 2018-11-02 | NO | NO | NO | [6 empty] | AC | [7 empty] | NO
PBTC7HZT | ETECH LED | ETech | FF-T84-A3A-15-35 | Linear Replacement Lamp | T8 Four-Foot | Replacement Lamps (plug and play) (UL Type A) |  | standard | NO | [10 empty] | 2017-05-06 | Not Dimmable | Not Dimmable | NotYetVerified | Updated on 10/03/2018 | KKKZUK | [25 empty] | 4.4 | 1920 | 133.33 | 14.4 | 20 | 0.9 | 3500 | 81.8 |  |  |  | NO | NO | NO | [8 empty] | 2018-11-02 | NO | NO | NO | [6 empty] | AC | [7 empty] | NO
P4NUNHF5 | ETECH LED | ETech | FF-T84-A3A-18-30 | Linear Replacement Lamp | T8 Four-Foot | Replacement Lamps (plug and play) (UL Type A) |  | standard | YES |  | 2112 | 130.77 | 16.15 | 7.36 | 0.9551 | 2982 | 81.2 | 5 | 50000 | 2017-05-06 | Not Dimmable | Not Dimmable | NotYetVerified | Updated on 10/03/2018 | KKKZUL | [15 empty] | 84.5 |  | 1.25 | 1.21 | [6 empty] | 4.4 | 2112 | 130.77 | 16.15 | 20 | 0.9 | 3000 | 81.8 |  |  |  | NO | NO | NO | [8 empty] | 2018-11-02 | NO | NO | NO | [6 empty] | AC | [7 empty] | NO
PABGJ7B9 | ETECH LED | E Tech | FF-T84-A2-12-50 | Linear Replacement Lamp | T8 Four-Foot | Dual Mode Internal Driver (UL Type A and Type B) |  | standard | NO | [10 empty] | 2017-05-06 | Not Dimmable | Not Dimmable | NO |  | KKKZUD | [25 empty] | 4.4 | 1800 | 150 | 12 | 20 | 0.9 | 5000 | 85 |  |  |  | NO | NO | NO | [8 empty] | 2018-11-02 | NO | NO | NO | [6 empty] | AC | [7 empty] | NO
PZVB7QHN | ETECH LED | E Tech | FF-T84-A2-12-40 | Linear Replacement Lamp | T8 Four-Foot | Dual Mode Internal Driver (UL Type A and Type B) |  | standard | NO | [10 empty] | 2017-05-06 | Not Dimmable | Not Dimmable | NO |  | KKKZUD | [25 empty] | 4.4 | 1800 | 150 | 12 | 20 | 0.9 | 4000 | 85 |  |  |  | NO | NO | NO | [8 empty] | 2018-11-02 | NO | NO | NO | [6 empty] | AC | [7 empty] | NO
P8H6ER2X | ETECH LED | ETech | FF-T84-A3A-13-40 | Linear Replacement Lamp | T8 Four-Foot | Replacement Lamps (plug and play) (UL Type A) |  | standard | NO | [10 empty] | 2017-05-06 | Not Dimmable | Not Dimmable | NotYetVerified | Updated on 10/03/2018 | KKKZUJ | [25 empty] | 4.4 | 1769 | 132.51 | 13.35 | 20 | 0.9 | 4000 | 81.8 |  |  |  | NO | NO | NO | [8 empty] | 2018-11-02 | NO | NO | NO | [6 empty] | AC | [7 empty] | NO
PTXAUWVN | ETECH LED | ETech | FF-T84-A3A-13-35 | Linear Replacement Lamp | T8 Four-Foot | Replacement Lamps (plug and play) (UL Type A) |  | standard | NO | [10 empty] | 2017-05-06 | Not Dimmable | Not Dimmable | NotYetVerified | Updated on 10/03/2018 | KKKZUJ | [25 empty] | 4.4 | 1769 | 132.51 | 13.35 | 20 | 0.9 | 3500 | 81.8 |  |  |  | NO | NO | NO | [8 empty] | 2018-11-02 | NO | NO | NO | [6 empty] | AC | [7 empty] | NO
PQN7YEPQ | ETECH LED | ETech | FF-T84-A3A-18-40 | Linear Replacement Lamp | T8 Four-Foot | Replacement Lamps (plug and play) (UL Type A) |  | standard | NO | [10 empty] | 2017-05-06 | Not Dimmable | Not Dimmable | NotYetVerified | Updated on 10/03/2018 | KKKZUL | [25 empty] | 4.4 | 2112 | 130.77 | 16.15 | 20 | 0.9 | 4000 | 81.8 |  |  |  | NO | NO | NO | [8 empty] | 2018-11-02 | NO | NO | NO | [6 empty] | AC | [7 empty] | NO
PYVB72FW | ETECH LED | ETech | FF-T84-A3A-13-50 | Linear Replacement Lamp | T8 Four-Foot | Replacement Lamps (plug and play) (UL Type A) |  | standard | NO | [10 empty] | 2017-05-06 | Not Dimmable | Not Dimmable | NotYetVerified | Updated on 10/03/2018 | KKKZUJ | [25 empty] | 4.4 | 1769 | 132.51 | 13.35 | 20 | 0.9 | 5000 | 80.7 |  |  |  | NO | NO | NO | [8 empty] | 2018-11-02 | NO | NO | NO | [6 empty] | AC | [7 empty] | NO
PC8W5Q11 | ETECH LED | ETech | FF-T84-A3A-15-50 | Linear Replacement Lamp | T8 Four-Foot | Replacement Lamps (plug and play) (UL Type A) |  | standard | NO | [10 empty] | 2017-05-06 | Not Dimmable | Not Dimmable | NotYetVerified | Updated on 10/03/2018 | KKKZUK | [25 empty] | 4.4 | 1920 | 133.33 | 14.4 | 20 | 0.9 | 5000 | 80.7 |  |  |  | NO | NO | NO | [8 empty] | 2018-11-02 | NO | NO | NO | [6 empty] | AC | [7 empty] | NO
PESJFSWH | ETECH LED | E Tech | FF-T84-A3A-12-30 | Linear Replacement Lamp | T8 Four-Foot | Replacement Lamps (plug and play) (UL Type A) |  | standard | YES |  | 1769 | 132.51 | 13.35 | 10 | 0.9021 | 2953 | 80.4 | 5 | 50000 | 2017-05-06 | Not Yet Verified | Not Yet Verified | NotYetVerified |  | KKKZUJ | [15 empty] | 84.5 |  | 1.33 | 1.23 | [6 empty] | 4.4 | 1769 | 132.51 | 13.35 | 20 | 0.9 | 3000 | 81.8 |  |  |  | NO | NO | NO | [8 empty] | 2018-11-02 | NO | NO | NO | [6 empty] | AC | [7 empty] | NO
P3318325 | ETECH LED | ETech | FF-T84-A3A-15-45 | Linear Replacement Lamp | T8 Four-Foot | Replacement Lamps (plug and play) (UL Type A) |  | standard | NO | [10 empty] | 2017-05-06 | Not Dimmable | Not Dimmable | NotYetVerified | Updated on 10/03/2018 | KKKZUK | [25 empty] | 4.4 | 1920 | 133.33 | 14.4 | 20 | 0.9 | 4500 | 81.8 |  |  |  | NO | NO | NO | [8 empty] | 2018-11-02 | NO | NO | NO | [6 empty] | AC | [7 empty] | NO
PHRQA49G | ETECH LED | E Tech | FF-T84-A2-12-35 | Linear Replacement Lamp | T8 Four-Foot | Dual Mode Internal Driver (UL Type A and Type B) |  | standard | NO | [10 empty] | 2017-05-06 | Not Dimmable | Not Dimmable | NO |  | KKKZUD | [25 empty] | 4.4 | 1700 | 142 | 12 | 20 | 0.9 | 3500 | 85 |  |  |  | NO | NO | NO | [8 empty] | 2018-11-02 | NO | NO | NO | [6 empty] | AC | [7 empty] | NO
P659KF4N | CH Lighting Technology Co.,Ltd. | CH | CH1128-48-13W 840-8 | Linear Replacement Lamp | T8 Four-Foot | Replacement Lamps (plug and play) (UL Type A) |  | standard | NO | [10 empty] | 2017-05-05 | Dimmable | Continuous Below 10 | NO |  | LLLBDV | [25 empty] | 4.4 | 2100 | 130 | 16 | 8.14 | 1 | 4000 | 83 |  |  |  | NO | NO | NO | [8 empty] | 2018-11-02 | NO | NO | NO | [6 empty] | AC | [7 empty] | NO
P4V9AXWW | Carolina Product Solutions, LLC. | CPSLED | CPS-T8-ADM-4-15W-UL-F-50 | Linear Replacement Lamp | T8 Four-Foot | Dual Mode Internal Driver (UL Type A and Type B) |  | standard | NO | [10 empty] | 2017-05-05 | Not Dimmable | Not Dimmable | NO |  | HHHCHW | [25 empty] | 4.4 | 1839 | 131.83 | 13.95 | 13.39 | 0.91 | 5000 | 82.3 |  |  |  | NO | NO | NO | [8 empty] | 2018-11-02 | NO | NO | NO | [6 empty] | AC | [7 empty] | NO
PBUN5RKY | Carolina Product Solutions, LLC. | CPSLED | CPS-T8-ADM-4-15W-UL-F-40 | Linear Replacement Lamp | T8 Four-Foot | Dual Mode Internal Driver (UL Type A and Type B) |  | standard | NO | [10 empty] | 2017-05-05 | Not Dimmable | Not Dimmable | NO |  | HHHCHW | [25 empty] | 4.4 | 1679 | 121.75 | 13.79 | 13.44 | 0.91 | 4000 | 81.7 |  |  |  | NO | NO | NO | [8 empty] | 2018-11-02 | NO | NO | NO | [6 empty] | AC | [7 empty] | NO
PR2C4F3Q | Carolina Product Solutions, LLC. | CPSLED | CPS-T8-ADM-4-15W-UL-F-35 | Linear Replacement Lamp | T8 Four-Foot | Dual Mode Internal Driver (UL Type A and Type B) |  | standard | NO | [10 empty] | 2017-05-05 | Not Dimmable | Not Dimmable | NO |  | HHHCHW | [25 empty] | 4.4 | 1679 | 121.75 | 13.79 | 13.44 | 0.91 | 3500 | 81.7 |  |  |  | NO | NO | NO | [8 empty] | 2018-11-02 | NO | NO | NO | [6 empty] | AC | [7 empty] | NO
PGPAUJH6 | Carolina Product Solutions, LLC. | CPSLED | CPS-T8-ADM-4-15W-UL-F-30 | Linear Replacement Lamp | T8 Four-Foot | Dual Mode Internal Driver (UL Type A and Type B) |  | standard | YES |  | 1693 | 119.48 | 14.17 | 13.44 | 0.9064 | 2964 | 81.7 | 5 | 50000 | 2017-05-05 | Not Dimmable | Not Dimmable | NO |  | HHHCHW | [15 empty] | 88.9 |  | 1.16 | 1.4 | [6 empty] | 4.4 | 1679 | 121.75 | 13.79 | 13.44 | 0.91 | 3000 | 81.7 |  |  |  | NO | NO | NO | [8 empty] | 2018-11-02 | NO | NO | NO | [6 empty] | AC | [7 empty] | NO
PP9D2NJB | CH Lighting Technology Co.,Ltd. | CH | CH1128-48-13W 850-8 | Linear Replacement Lamp | T8 Four-Foot | Replacement Lamps (plug and play) (UL Type A) |  | standard | NO | [10 empty] | 2017-05-05 | Dimmable | Continuous Below 10 | NO |  | LLLBDV | [25 empty] | 4.4 | 2150 | 133 | 16 | 8.12 | 0.97 | 5000 | 83 |  |  |  | NO | NO | NO | [8 empty] | 2018-11-02 | NO | NO | NO | [6 empty] | AC | [7 empty] | NO
PGM3DEBJ | CH Lighting Technology Co.,Ltd. | CH | CH1128-48-13W 830-8 | Linear Replacement Lamp | T8 Four-Foot | Replacement Lamps (plug and play) (UL Type A) |  | standard | YES |  | 1930 | 128.8 | 14.99 | 8.14 | 0.9965 | 3037 | 83.7 | 5 | 50000 | 2017-05-05 | Dimmable | Continuous Below 10 | NO |  | LLLBDV | [15 empty] | 81.1 |  | 1.26 | 1.26 | [6 empty] | 4.4 | 2050 | 128 | 16 | 8.14 | 1 | 3000 | 83 |  |  |  | NO | NO | NO | [8 empty] | 2018-11-02 | NO | NO | NO | [6 empty] | AC | [7 empty] | NO
PQRP4N1U | CH Lighting Technology Co.,Ltd. | CH | CH1128-48-13W 835-8 | Linear Replacement Lamp | T8 Four-Foot | Replacement Lamps (plug and play) (UL Type A) |  | standard | NO | [10 empty] | 2017-05-05 | Dimmable | Continuous Below 10 | NO |  | LLLBDV | [25 empty] | 4.4 | 2100 | 130 | 16 | 8.14 | 1 | 3500 | 83 |  |  |  | NO | NO | NO | [8 empty] | 2018-11-02 | NO | NO | NO | [6 empty] | AC | [7 empty] | NO
PY15SF2F | Rimikon Inc. | Rimikon | RIM-T8A4-2200lm-15w-4K | Linear Replacement Lamp | T8 Four-Foot | Replacement Lamps (plug and play) (UL Type A) |  | standard | NO | [10 empty] | 2017-05-04 | Not Dimmable | Not Dimmable | NO |  | TTTUOT | [25 empty] | 4.4 | 2200 | 124 | 18 | 9.83 | 0.97 | 4000 | 82 |  |  |  | NO | NO | NO | [8 empty] | 2018-11-02 | NO | NO | NO | [6 empty] | AC | [7 empty] | NO
PX8TBCQK | Rimikon Inc. | Rimikon | RIM-T8A4-1800lm-11.5w-4K | Linear Replacement Lamp | T8 Four-Foot | Replacement Lamps (plug and play) (UL Type A) |  | standard | NO | [10 empty] | 2017-05-04 | Not Dimmable | Not Dimmable | NO |  | TTTUOS | [25 empty] | 4.4 | 1800 | 124 | 14.5 | 13.61 | 0.95 | 4000 | 82 |  |  |  | NO | NO | NO | [8 empty] | 2018-11-02 | NO | NO | NO | [6 empty] | AC | [7 empty] | NO
P59PJNQ8 | Rimikon Inc. | Rimikon | RIM-T8A4-1800lm-11.5w-5K | Linear Replacement Lamp | T8 Four-Foot | Replacement Lamps (plug and play) (UL Type A) |  | standard | NO | [10 empty] | 2017-05-04 | Not Dimmable | Not Dimmable | NO |  | TTTUOS | [25 empty] | 4.4 | 1800 | 124 | 14.5 | 14.44 | 0.96 | 5000 | 82 |  |  |  | NO | NO | NO | [8 empty] | 2018-11-02 | NO | NO | NO | [6 empty] | AC | [7 empty] | NO
PWH8BEKK | Rimikon Inc. | Rimikon | RIM-T8A4-2200lm-15w-5K | Linear Replacement Lamp | T8 Four-Foot | Replacement Lamps (plug and play) (UL Type A) |  | standard | NO | [10 empty] | 2017-05-04 | Not Dimmable | Not Dimmable | NO |  | TTTUOT | [25 empty] | 4.4 | 2200 | 124 | 18 | 10.2 | 0.97 | 5000 | 82 |  |  |  | NO | NO | NO | [8 empty] | 2018-11-02 | NO | NO | NO | [6 empty] | AC | [7 empty] | NO
P89CWN21 | Parmida LLC | PARMIDA | PLED-NT818W3000K-PP-UL-CL | Linear Replacement Lamp | T8 Four-Foot | Replacement Lamps (plug and play) (UL Type A) |  | standard | YES |  | 2267.8 | 118.93 | 19.07 | 6.71 | 0.9773 | 2931 | 82.3 | 5 | 50000 | 2017-05-02 | Not Dimmable | Not Dimmable | NO |  | XXXAYO | [15 empty] | 89.9 |  | 1.3 | 1.4 | [6 empty] | 4.4 | 2200 | 122 | 18 | 7 | 0.9 | 3000 | 80 |  |  |  | NO | NO | NO | [8 empty] | 2018-11-02 | NO | NO | NO | [6 empty] | AC | [7 empty] | NO
PM2CW7R2 | Parmida LLC | PARMIDA | PLED-NT818W5000K-PP-UL-CL | Linear Replacement Lamp | T8 Four-Foot | Replacement Lamps (plug and play) (UL Type A) |  | standard | NO | [10 empty] | 2017-05-02 | Not Dimmable | Not Dimmable | NO |  | XXXAYO | [25 empty] | 4.4 | 2300 | 128 | 18 | 7 | 0.9 | 5000 | 80 |  |  |  | NO | NO | NO | [8 empty] | 2018-11-02 | NO | NO | NO | [6 empty] | AC | [7 empty] | NO
PZYWYJPQ | Parmida LLC | PARMIDA | PLED-NT818W4000K-PP-UL-CL | Linear Replacement Lamp | T8 Four-Foot | Replacement Lamps (plug and play) (UL Type A) |  | standard | NO | [10 empty] | 2017-05-02 | Not Dimmable | Not Dimmable | NO |  | XXXAYO | [25 empty] | 4.4 | 2200 | 122 | 18 | 7 | 0.9 | 4000 | 80 |  |  |  | NO | NO | NO | [8 empty] | 2018-11-02 | NO | NO | NO | [6 empty] | AC | [7 empty] | NO
P1AD87FU | Parmida LLC | PARMIDA | PLED-NT818W4500K-PP-UL-CL | Linear Replacement Lamp | T8 Four-Foot | Replacement Lamps (plug and play) (UL Type A) |  | standard | NO | [10 empty] | 2017-05-02 | Not Dimmable | Not Dimmable | NO |  | XXXAYO | [25 empty] | 4.4 | 2200 | 122 | 18 | 7 | 0.9 | 4500 | 80 |  |  |  | NO | NO | NO | [8 empty] | 2018-11-02 | NO | NO | NO | [6 empty] | AC | [7 empty] | NO
PYXJFZ92 | Xiamen Bymea Lighting Co., Ltd | BYMEA | T08J02-50H2 | Linear Replacement Lamp | T8 Four-Foot | Replacement Lamps (plug and play) (UL Type A) |  | standard | NO | [10 empty] | 2017-05-01 | Not Dimmable | Not Dimmable | NO |  | IIIKIL | [25 empty] | 4.4 | 2652 | 145.24 | 18.26 | 9.3 | 0.97 | 5000 | 83.5 |  |  |  | NO | NO | NO | [8 empty] | 2018-11-02 | NO | NO | NO | [6 empty] | AC | [7 empty] | NO
PNW8MHV3 | Xiamen Bymea Lighting Co., Ltd | BYMEA | T08J02-45H2 | Linear Replacement Lamp | T8 Four-Foot | Replacement Lamps (plug and play) (UL Type A) |  | standard | NO | [10 empty] | 2017-05-01 | Not Dimmable | Not Dimmable | NO |  | IIIKIL | [25 empty] | 4.4 | 2641 | 144.13 | 18.32 | 9.26 | 0.97 | 4500 | 83.3 |  |  |  | NO | NO | NO | [8 empty] | 2018-11-02 | NO | NO | NO | [6 empty] | AC | [7 empty] | NO
PH4HJUYD | Xiamen Bymea Lighting Co., Ltd | BYMEA | T08J02-40H2 | Linear Replacement Lamp | T8 Four-Foot | Replacement Lamps (plug and play) (UL Type A) |  | standard | YES |  | 2629 | 143.04 | 18.38 | 6.1 | 0.9689 | 4062 | 83.3 | 5 | 50000 | 2017-05-01 | Not Dimmable | Not Dimmable | NO |  | IIIKIL | [15 empty] | 85.7 |  | 1.24 | 1.24 | [6 empty] | 4.4 | 2629 | 143.04 | 18.38 | 9.26 | 0.97 | 4000 | 83.3 |  |  |  | NO | NO | NO | [8 empty] | 2018-11-02 | NO | NO | NO | [6 empty] | AC | [7 empty] | NO
PBH3SUDG | LED LEADER INC. | LED LEADER | L4PA-12T8LEDMVBF50 | Linear Replacement Lamp | T8 Four-Foot | Dual Mode Internal Driver (UL Type A and Type B) |  | standard | NO | [10 empty] | 2017-04-27 | Not Dimmable | Not Dimmable | NO |  | VVVWIR | [25 empty] | 4.4 | 1868 | 140.98 | 13.25 | 10.59 | 0.94 | 5000 | 81.3 |  |  |  | NO | NO | NO | 2018-05-02 | 4.3 |  | standard |  |  |  |  | 2018-11-02 | NO | NO | NO | [6 empty] | AC | [7 empty] | NO
PYV4GMHY | LED LEADER INC. | LED LEADER | L4PA-12T8LEDMVBF40 | Linear Replacement Lamp | T8 Four-Foot | Dual Mode Internal Driver (UL Type A and Type B) |  | standard | NO | [10 empty] | 2017-04-27 | Not Dimmable | Not Dimmable | NO |  | VVVWIR | [25 empty] | 4.4 | 1879 | 139.81 | 13.44 | 9.78 | 0.94 | 4000 | 83.2 |  |  |  | NO | NO | NO | 2018-05-02 | 4.3 |  | standard |  |  |  |  | 2018-11-02 | NO | NO | NO | [6 empty] | AC | [7 empty] | NO
PTF51MU1 | LEDVANCE, LLC (formerly OSRAM SYLVANIA, INC) | SYLVANIA | LED15T8/L48/DIM/850/SUB/G6 | Linear Replacement Lamp | T8 Four-Foot | Replacement Lamps (plug and play) (UL Type A) |  | standard | NO | [10 empty] | 2016-07-18 | Dimmable | Continuous Below 10 | NO | Product updated on 10/21/2016 | HHHBOW | [25 empty] | 4.4 | 2200 | 122 | 18 | 8.68 | 1 | 5000 | 82 |  |  |  | NO | NO | NO | 2018-05-02 | 4.3 |  | standard |  |  |  |  | 2018-11-02 | NO | NO | NO | [6 empty] | AC | [7 empty] | NO
P4KUVXPT | LED LEADER INC. | LED LEADER | L4PA-12T8LEDMVBF45 | Linear Replacement Lamp | T8 Four-Foot | Dual Mode Internal Driver (UL Type A and Type B) |  | standard | NO | [10 empty] | 2017-04-27 | Not Dimmable | Not Dimmable | NO |  | VVVWIR | [25 empty] | 4.4 | 1873 | 139.36 | 13.44 | 9.78 | 0.94 | 4500 | 83.2 |  |  |  | NO | NO | NO | 2018-05-02 | 4.3 |  | standard |  |  |  |  | 2018-11-02 | NO | NO | NO | [6 empty] | AC | [7 empty] | NO
PUQ6RQ2Y | LED LEADER INC. | LED LEADER | L4PA-12T8LEDMVBF30 | Linear Replacement Lamp | T8 Four-Foot | Dual Mode Internal Driver (UL Type A and Type B) |  | standard | YES |  | 1881 | 138.09 | 13.62 | 9.78 | 0.942 | 2945 | 83.2 | 5 | 50000 | 2017-04-27 | Not Dimmable | Not Dimmable | NO |  | VVVWIR | [15 empty] | 84.7 |  | 1.24 | 1.38 | [6 empty] | 4.4 | 1889 | 138.57 | 13.63 | 9.78 | 0.94 | 3000 | 83.2 |  |  |  | NO | NO | NO | 2018-05-02 | 4.3 |  | standard |  |  |  |  | 2018-11-02 | NO | NO | NO | [6 empty] | AC | [7 empty] | NO
PCVFZL7J | Lunera Lighting | Lunera | HN-T8-DP2-48-11.5W-850 | Linear Replacement Lamp | T8 Four-Foot | Replacement Lamps (plug and play) (UL Type A) |  | standard | NO | [10 empty] | 2018-03-12 | Not Dimmable | Not Dimmable | NO |  | IIILRA | [25 empty] | 4.4 | 1800 | 128.6 | 14 | 20 | 0.9 | 5000 | 80 |  |  |  | NO | NO | NO | [8 empty] | 2018-11-02 | NO | NO | NO | [6 empty] | AC | [7 empty] | NO
PG37QGGJ | LED LEADER INC. | LED LEADER | L4PA-12T8LEDMVBF35 | Linear Replacement Lamp | T8 Four-Foot | Dual Mode Internal Driver (UL Type A and Type B) |  | standard | NO | [10 empty] | 2017-04-27 | Not Dimmable | Not Dimmable | NO |  | VVVWIR | [25 empty] | 4.4 | 1884 | 140.18 | 13.44 | 9.78 | 0.94 | 3500 | 83.2 |  |  |  | NO | NO | NO | 2018-05-02 | 4.3 |  | standard |  |  |  |  | 2018-11-02 | NO | NO | NO | [6 empty] | AC | [7 empty] | NO
PEUACEAU | Lunera Lighting | Lunera | HN-T8-DP2-48-10.5W-830 | Linear Replacement Lamp | T8 Four-Foot | Replacement Lamps (plug and play) (UL Type A) |  | standard | YES |  | 1696 | 130.1 | 13.04 | 15.41 | 0.9494 | 3033 | 82.9 | 5 | 50000 | 2018-03-12 | Not Dimmable | Not Dimmable | NO |  | IIILRB | [15 empty] | 81.5 |  | 1.26 | 1.3 | [6 empty] | 4.4 | 1650 | 126.9 | 13 | 20 | 0.9 | 3000 | 80 |  |  |  | NO | NO | NO | [8 empty] | 2018-11-02 | NO | NO | NO | [6 empty] | AC | [7 empty] | NO
PROHHJ3N | Lunera Lighting | Lunera | HN-T8-DP2-48-11.5W-840 | Linear Replacement Lamp | T8 Four-Foot | Replacement Lamps (plug and play) (UL Type A) |  | standard | NO | [10 empty] | 2018-03-12 | Not Dimmable | Not Dimmable | NO |  | IIILRA | [25 empty] | 4.4 | 1800 | 128.6 | 14 | 20 | 0.9 | 4000 | 80 |  |  |  | NO | NO | NO | [8 empty] | 2018-11-02 | NO | NO | NO | [6 empty] | AC | [7 empty] | NO
PWRKU3Y9 | Lunera Lighting | Lunera | HN-T8-DP2-48-10.5W-840 | Linear Replacement Lamp | T8 Four-Foot | Replacement Lamps (plug and play) (UL Type A) |  | standard | NO | [10 empty] | 2018-03-12 | Not Dimmable | Not Dimmable | NO |  | IIILRB | [25 empty] | 4.4 | 1650 | 126.9 | 13 | 20 | 0.9 | 4000 | 80 |  |  |  | NO | NO | NO | [8 empty] | 2018-11-02 | NO | NO | NO | [6 empty] | AC | [7 empty] | NO
PQFVNHNB | Energy Focus, Inc. | Energy Focus | LEDFLT8-850-413-[IT3IT3B]F | Linear Replacement Lamp | T8 Four-Foot | Replacement Lamps (plug and play) (UL Type A) |  | standard | NO | [10 empty] | 2017-04-26 | Not Dimmable | Not Dimmable | NO |  | FFFIBF | [25 empty] | 4.4 | 2357.1 | 125.98 | 18.71 | 9.14 | 0.96 | 5000 | 83.4 |  |  |  | NO | NO | NO | 2018-05-02 | 4.3 |  | standard |  |  |  |  | 2018-11-02 | NO | NO | NO | [6 empty] | AC | [7 empty] | NO
PMQ519N6 | Adapt Technologies LLC | Adapt Technologies | T8-BC-48-14W-35K-80D-BI-S | Linear Replacement Lamp | T8 Four-Foot | Replacement Lamps (plug and play) (UL Type A) |  | standard | NO | [10 empty] | 2017-04-26 | Not Dimmable | Not Dimmable | YES |  | MMMPHG | [25 empty] | 4.4 | 1817.4 | 125.3 | 14.51 | 5.8 | 1 | 3126 | 82 |  |  |  | NO | NO | NO | 2018-05-02 | 4.3 |  | standard |  |  |  |  | 2018-11-02 | NO | NO | NO | [6 empty] | AC | [7 empty] | NO
P7N8GU9Q | Ad Art Inc | Adapt Technologies | T8-BC-48-14W-5K-80D-BI-C | Linear Replacement Lamp | T8 Four-Foot | Replacement Lamps (plug and play) (UL Type A) |  | standard | NO | [10 empty] | 2017-04-26 | Not Dimmable | Not Dimmable | YES |  | MMMPHG | [25 empty] | 4.4 | 2000.9 | 137.4 | 14.56 | 5.8 | 1 | 3153 | 82 |  |  |  | NO | NO | NO | 2018-05-02 | 4.3 |  | standard |  |  |  |  | 2018-11-02 | NO | NO | NO | [6 empty] | AC | [7 empty] | NO
PHJD0SJP | Lunera Lighting | Lunera | HN-T8-DP2-48-11.5W-835 | Linear Replacement Lamp | T8 Four-Foot | Replacement Lamps (plug and play) (UL Type A) |  | standard | NO | [10 empty] | 2018-03-12 | Not Dimmable | Not Dimmable | NO |  | IIILRA | [25 empty] | 4.4 | 1800 | 128.6 | 14 | 20 | 0.9 | 3500 | 80 |  |  |  | NO | NO | NO | [8 empty] | 2018-11-02 | NO | NO | NO | [6 empty] | AC | [7 empty] | NO
P8JOFWXS | Lunera Lighting | Lunera | HN-T8-DP2-48-11.5W-830 | Linear Replacement Lamp | T8 Four-Foot | Replacement Lamps (plug and play) (UL Type A) |  | standard | YES |  | 1868 | 131 | 14.26 | 13.7 | 0.9563 | 3043 | 82.9 | 5 | 50000 | 2018-03-12 | Not Dimmable | Not Dimmable | NO |  | IIILRA | [15 empty] | 81.4 |  | 1.26 | 1.3 | [6 empty] | 4.4 | 1800 | 128.6 | 14 | 20 | 0.9 | 3000 | 80 |  |  |  | NO | NO | NO | [8 empty] | 2018-11-02 | NO | NO | NO | [6 empty] | AC | [7 empty] | NO
PF11ZDYY | Adapt Technologies LLC | Adapt Technologies | T8-BC-48-14W-35K-80D-BI-C | Linear Replacement Lamp | T8 Four-Foot | Replacement Lamps (plug and play) (UL Type A) |  | standard | NO | [10 empty] | 2017-04-26 | Not Dimmable | Not Dimmable | YES |  | MMMPHG | [25 empty] | 4.4 | 2000.9 | 137.4 | 14.56 | 5.8 | 1 | 3153 | 82 |  |  |  | NO | NO | NO | 2018-05-02 | 4.3 |  | standard |  |  |  |  | 2018-11-02 | NO | NO | NO | [6 empty] | AC | [7 empty] | NO
PGXMSCJT | Adapt Technologies LLC | Adapt Technologies | T8-BC-48-14W-3K-80D-BI-C | Linear Replacement Lamp | T8 Four-Foot | Replacement Lamps (plug and play) (UL Type A) |  | standard | NO | [10 empty] | 2017-04-26 | Not Dimmable | Not Dimmable | YES |  | MMMPHG | [25 empty] | 4.4 | 2000.9 | 137.4 | 14.56 | 5.8 | 1 | 3153 | 82 |  |  |  | NO | NO | NO | 2018-05-02 | 4.3 |  | standard |  |  |  |  | 2018-11-02 | NO | NO | NO | [6 empty] | AC | [7 empty] | NO
PN15CT1M | Energy Focus, Inc. | Energy Focus | LEDFLT8-840-418-[IT3IT3B]C | Linear Replacement Lamp | T8 Four-Foot | Replacement Lamps (plug and play) (UL Type A) |  | standard | NO | [10 empty] | 2017-04-26 | Not Dimmable | Not Dimmable | NO |  | FFFIBD | [25 empty] | 4.4 | 2500.3 | 129.16 | 19.36 | 9.2 | 0.96 | 4000 | 83.6 |  |  |  | NO | NO | NO | 2018-05-02 | 4.3 |  | standard |  |  |  |  | 2018-11-02 | NO | NO | NO | [6 empty] | AC | [7 empty] | NO
PUBVJREM | Adapt Technologies LLC | Adapt Technologies | T8-BC-48-14W-4K-80D-BI-S | Linear Replacement Lamp | T8 Four-Foot | Replacement Lamps (plug and play) (UL Type A) |  | standard | NO | [10 empty] | 2017-04-26 | Not Dimmable | Not Dimmable | YES |  | MMMPHG | [25 empty] | 4.4 | 1817.4 | 125.3 | 14.51 | 5.8 | 1 | 3126 | 82 |  |  |  | NO | NO | NO | 2018-05-02 | 4.3 |  | standard |  |  |  |  | 2018-11-02 | NO | NO | NO | [6 empty] | AC | [7 empty] | NO
PGHP6MGJ | Energy Focus, Inc. | Energy Focus | LEDFLT8-840-413-[IT3IT3B]C | Linear Replacement Lamp | T8 Four-Foot | Replacement Lamps (plug and play) (UL Type A) |  | standard | NO | [10 empty] | 2017-04-26 | Not Dimmable | Not Dimmable | NO |  | FFFIBG | [25 empty] | 4.4 | 2366.3 | 130 | 18.21 | 9.21 | 0.96 | 4000 | 83.5 |  |  |  | NO | NO | NO | 2018-05-02 | 4.3 |  | standard |  |  |  |  | 2018-11-02 | NO | NO | NO | [6 empty] | AC | [7 empty] | NO
P2E5DHKT | Energy Focus, Inc. | Energy Focus | LEDFLT8-840-415-[IT3IT3B]C | Linear Replacement Lamp | T8 Four-Foot | Replacement Lamps (plug and play) (UL Type A) |  | standard | NO | [10 empty] | 2017-04-26 | Not Dimmable | Not Dimmable | NO |  | FFFIBB | [25 empty] | 4.4 | 2280.2 | 124.15 | 18.36 | 9.19 | 0.96 | 4000 | 83.7 |  |  |  | NO | NO | NO | 2018-05-02 | 4.3 |  | standard |  |  |  |  | 2018-11-02 | NO | NO | NO | [6 empty] | AC | [7 empty] | NO
PQ3XQZ5H | Energy Focus, Inc. | Energy Focus | LEDFLT8-840-413-[IT3IT3B]F | Linear Replacement Lamp | T8 Four-Foot | Replacement Lamps (plug and play) (UL Type A) |  | standard | NO | [10 empty] | 2017-04-26 | Not Dimmable | Not Dimmable | NO |  | FFFIBF | [25 empty] | 4.4 | 2184.5 | 120.3 | 18.16 | 9.18 | 0.96 | 4000 | 83.8 |  |  |  | NO | NO | NO | 2018-05-02 | 4.3 |  | standard |  |  |  |  | 2018-11-02 | NO | NO | NO | [6 empty] | AC | [7 empty] | NO
P1PDMHV6 | Energy Focus, Inc. | Energy Focus | LEDFLT8-850-413-[IT3IT3B]C | Linear Replacement Lamp | T8 Four-Foot | Replacement Lamps (plug and play) (UL Type A) |  | standard | NO | [10 empty] | 2017-04-26 | Not Dimmable | Not Dimmable | NO |  | FFFIBG | [25 empty] | 4.4 | 2464.9 | 131.8 | 18.7 | 9.16 | 0.96 | 5000 | 83.7 |  |  |  | NO | NO | NO | 2018-05-02 | 4.3 |  | standard |  |  |  |  | 2018-11-02 | NO | NO | NO | [6 empty] | AC | [7 empty] | NO
PY6ED9HT | Energy Focus, Inc. | Energy Focus | LEDFLT8-850-415-[IT3IT3B]C | Linear Replacement Lamp | T8 Four-Foot | Replacement Lamps (plug and play) (UL Type A) |  | standard | NO | [10 empty] | 2017-04-26 | Not Dimmable | Not Dimmable | NO |  | FFFIBB | [25 empty] | 4.4 | 2290.5 | 124.62 | 18.38 | 9.21 | 0.96 | 5000 | 86.2 |  |  |  | NO | NO | NO | 2018-05-02 | 4.3 |  | standard |  |  |  |  | 2018-11-02 | NO | NO | NO | [6 empty] | AC | [7 empty] | NO
P9A1LPIQ | Lunera Lighting | Lunera | HN-T8-DP2-48-10.5W-835 | Linear Replacement Lamp | T8 Four-Foot | Replacement Lamps (plug and play) (UL Type A) |  | standard | NO | [10 empty] | 2018-03-12 | Not Dimmable | Not Dimmable | NO |  | IIILRB | [25 empty] | 4.4 | 1650 | 126.9 | 13 | 20 | 0.9 | 3500 | 80 |  |  |  | NO | NO | NO | [8 empty] | 2018-11-02 | NO | NO | NO | [6 empty] | AC | [7 empty] | NO
PPQOKLKL | Lunera Lighting | Lunera | HN-T8-DP2-48-10.5W-850 | Linear Replacement Lamp | T8 Four-Foot | Replacement Lamps (plug and play) (UL Type A) |  | standard | NO | [10 empty] | 2018-03-12 | Not Dimmable | Not Dimmable | NO |  | IIILRB | [25 empty] | 4.4 | 1650 | 126.9 | 13 | 20 | 0.9 | 5000 | 80 |  |  |  | NO | NO | NO | [8 empty] | 2018-11-02 | NO | NO | NO | [6 empty] | AC | [7 empty] | NO
PC3P93SF | Energy Focus, Inc. | Energy Focus | LEDFLT8-835-418-[IT3IT3B]C | Linear Replacement Lamp | T8 Four-Foot | Replacement Lamps (plug and play) (UL Type A) |  | standard | YES |  | 2337 | 124.81 | 18.73 | 9.07 | 0.955 | 3531 | 83.8 | 5 | 50000 | 2017-04-26 | Not Dimmable | Not Dimmable | NO |  | FFFIBD | [15 empty] | 85.4 |  | 1.22 | 1.2 | [6 empty] | 4.4 | 2337 | 124.81 | 18.73 | 9.07 | 0.96 | 3500 | 83.8 |  |  |  | NO | NO | NO | 2018-05-02 | 4.3 |  | standard |  |  |  |  | 2018-11-02 | NO | NO | NO | [6 empty] | AC | [7 empty] | NO
P3DURABW | Energy Focus, Inc. | Energy Focus | LEDFLT8-835-415-[IT3IT3B]C | Linear Replacement Lamp | T8 Four-Foot | Replacement Lamps (plug and play) (UL Type A) |  | standard | YES |  | 2279.4 | 123.69 | 18.34 | 9.08 | 0.956 | 3531 | 83.8 | 5 | 50000 | 2017-04-26 | Not Dimmable | Not Dimmable | NO |  | FFFIBB | [15 empty] | 85.6 |  | 1.2 | 1.22 | [6 empty] | 4.4 | 2279.4 | 123.69 | 18.34 | 9.08 | 0.96 | 3500 | 83.8 |  |  |  | NO | NO | NO | 2018-05-02 | 4.3 |  | standard |  |  |  |  | 2018-11-02 | NO | NO | NO | [6 empty] | AC | [7 empty] | NO
PLODF3BBDU6Z | Lunera Lighting | Lunera | HN-T8-D-48-15W-850-IS | Linear Replacement Lamp | T8 Four-Foot | Replacement Lamps (plug and play) (UL Type A) |  | standard | NO | [10 empty] | 2017-12-13 | Not Dimmable | Not Dimmable | NO |  | UUUBGM | [25 empty] | 4.4 | 2200 | 122.22 | 18 | 20 | 0.9 | 5000 | 80 |  |  |  | NO | NO | NO | [8 empty] | 2018-11-02 | NO | NO | NO | [6 empty] | AC | [7 empty] | NO
PLV6YG04W6N3 | Lunera Lighting | Lunera | HN-T8-D-48-15W-840-IS | Linear Replacement Lamp | T8 Four-Foot | Replacement Lamps (plug and play) (UL Type A) |  | standard | NO | [10 empty] | 2017-12-13 | Not Dimmable | Not Dimmable | NO |  | UUUBGM | [25 empty] | 4.4 | 2200 | 122.22 | 18 | 20 | 0.9 | 4000 | 80 |  |  |  | NO | NO | NO | [8 empty] | 2018-11-02 | NO | NO | NO | [6 empty] | AC | [7 empty] | NO
PHF8DVX5 | Lunera Lighting | Lunera | HN-T8-D-48-11W-850-G2P | Linear Replacement Lamp | T8 Four-Foot | Replacement Lamps (plug and play) (UL Type A) |  | standard | NO | [10 empty] | 2017-03-24 | Not Dimmable | Not Dimmable | NO |  | XXXAQD | [25 empty] | 4.4 | 1800 | 125 | 14.5 | 20 | 0.9 | 5000 | 82 |  |  |  | NO | NO | NO | 2018-05-02 | 4.3 |  | standard |  |  |  |  | 2018-11-02 | NO | NO | NO | [6 empty] | AC | [7 empty] | NO
P6VEQXCX | Energy Focus, Inc. | Energy Focus | LEDFLT8-850-418-[IT3IT3B]F | Linear Replacement Lamp | T8 Four-Foot | Replacement Lamps (plug and play) (UL Type A) |  | standard | NO | [10 empty] | 2017-04-26 | Not Dimmable | Not Dimmable | NO |  | FFFIBC | [25 empty] | 4.4 | 2352.6 | 122.98 | 19.13 | 9.19 | 0.96 | 5000 | 83.3 |  |  |  | NO | NO | NO | 2018-05-02 | 4.3 |  | standard |  |  |  |  | 2018-11-02 | NO | NO | NO | [6 empty] | AC | [7 empty] | NO
PXFN3HP3 | Energy Focus, Inc. | Energy Focus | LEDFLT8-850-418-[IT3IT3B]C | Linear Replacement Lamp | T8 Four-Foot | Replacement Lamps (plug and play) (UL Type A) |  | standard | NO | [10 empty] | 2017-04-26 | Not Dimmable | Not Dimmable | NO |  | FFFIBD | [25 empty] | 4.4 | 2535.5 | 132.1 | 19.19 | 9.16 | 0.96 | 5000 | 83.5 |  |  |  | NO | NO | NO | 2018-05-02 | 4.3 |  | standard |  |  |  |  | 2018-11-02 | NO | NO | NO | [6 empty] | AC | [7 empty] | NO
P3YDTXEJ | Adapt Technologies LLC | Adapt Technologies | T8-BC-48-14W-3K-80D-BI-S | Linear Replacement Lamp | T8 Four-Foot | Replacement Lamps (plug and play) (UL Type A) |  | standard | YES |  | 1817.4 | 125.3 | 14.51 | 12.9 | 0.952 | 3126 | 82 | 5 | 50000 | 2017-04-26 | Not Dimmable | Not Dimmable | YES |  | MMMPHG | [15 empty] | 85.6 |  | 1.24 | 1.24 | [6 empty] | 4.4 | 1817.4 | 125.3 | 14.51 | 5.8 | 1 | 3126 | 82 |  |  |  | NO | NO | NO | 2018-05-02 | 4.3 |  | standard |  |  |  |  | 2018-11-02 | NO | NO | NO | [6 empty] | AC | [7 empty] | NO
PE4WGG92 | Lunera Lighting | Lunera | HN-T8-D-48-15W-850-G2P | Linear Replacement Lamp | T8 Four-Foot | Replacement Lamps (plug and play) (UL Type A) |  | standard | NO | [10 empty] | 2017-03-24 | Not Dimmable | Not Dimmable | NO |  | XXXAQE | [25 empty] | 4.4 | 2200 | 125 | 18 | 20 | 0.9 | 5000 | 82 |  |  |  | NO | NO | NO | 2018-05-02 | 4.3 |  | standard |  |  |  |  | 2018-11-02 | NO | NO | NO | [6 empty] | AC | [7 empty] | NO
PDNESJES | Adapt Technologies LLC | Adapt Technologies | T8-BC-48-14W-4K-80D-BI-C | Linear Replacement Lamp | T8 Four-Foot | Replacement Lamps (plug and play) (UL Type A) |  | standard | NO | [10 empty] | 2017-04-26 | Not Dimmable | Not Dimmable | YES |  | MMMPHG | [25 empty] | 4.4 | 2000.9 | 137.4 | 14.56 | 5.8 | 1 | 3153 | 82 |  |  |  | NO | NO | NO | 2018-05-02 | 4.3 |  | standard |  |  |  |  | 2018-11-02 | NO | NO | NO | [6 empty] | AC | [7 empty] | NO
PJ3ZRAMK | Adapt Technologies LLC | Adapt Technologies | T8-BC-48-14W-5K-80D-BI-S | Linear Replacement Lamp | T8 Four-Foot | Replacement Lamps (plug and play) (UL Type A) |  | standard | NO | [10 empty] | 2017-04-26 | Not Dimmable | Not Dimmable | YES |  | MMMPHG | [25 empty] | 4.4 | 1873.6 | 128 | 14.64 | 5.9 | 1 | 5152 | 85 |  |  |  | NO | NO | NO | 2018-05-02 | 4.3 |  | standard |  |  |  |  | 2018-11-02 | NO | NO | NO | [6 empty] | AC | [7 empty] | NO
PD55J1M1 | Lunera Lighting | Lunera | HN-T8-D-48-11W-840-G2P | Linear Replacement Lamp | T8 Four-Foot | Replacement Lamps (plug and play) (UL Type A) |  | standard | NO | [10 empty] | 2017-03-24 | Not Dimmable | Not Dimmable | NO |  | XXXAQD | [25 empty] | 4.4 | 1800 | 125 | 14.5 | 20 | 0.9 | 4000 | 82 |  |  |  | NO | NO | NO | 2018-05-02 | 4.3 |  | standard |  |  |  |  | 2018-11-02 | NO | NO | NO | [6 empty] | AC | [7 empty] | NO
PFWNYRD7 | Radiant Lighting Inc. | RADIANT LIGHTING INC. | RL-T8P-12W1200 BIXX PLUG AND PLAY (FROSTED LENS) 3500K | Linear Replacement Lamp | T8 Four-Foot | Replacement Lamps (plug and play) (UL Type A) |  | standard | NO | [10 empty] | 2017-04-25 | Not Dimmable | Not Dimmable | NotYetVerified |  | KKKZTI | [25 empty] | 4.4 | 1520 | 123.68 | 12.29 | 20 | 0.9 | 3500 | 82 |  |  |  | NO | NO | NO | 2018-05-02 | 4.3 |  | standard |  |  |  |  | 2018-11-02 | NO | NO | NO | [6 empty] | AC | [7 empty] | NO
PTNF6DH9 | Shenzhen Kingplus Lighting CO.LTD | Kingplus Lighting | KP-T8415NMUG-BNY | Linear Replacement Lamp | T8 Four-Foot | Dual Mode Internal Driver (UL Type A and Type B) |  | standard | YES |  | 2066 | 140.35 | 14.72 | 18.75 | 0.9015 | 3943 | 80.8 | 5 | 50000 | 2017-04-25 | Not Dimmable | Not Dimmable | NO |  | DDDJBS | [15 empty] | 84.8 |  | 1.2 | 1.34 | [6 empty] | 4.4 | 2066 | 140.35 | 14.72 | 18.75 | 0.9 | 4000 | 80.8 |  |  |  | NO | NO | NO | 2018-05-02 | 4.3 |  | standard |  |  |  |  | 2018-11-02 | NO | NO | NO | [6 empty] | AC | [7 empty] | NO
PH7VKCZU | Radiant Lighting Inc. | RADIANT LIGHTING INC. | RL-T8-12W1200 BIXX BALLAST COMPATIBLE LED TUBE (3500K Frosted) | Linear Replacement Lamp | T8 Four-Foot | Dual Mode Internal Driver (UL Type A and Type B) |  | standard | NO | [10 empty] | 2017-04-25 | Not Dimmable | Not Dimmable | NO |  | KKKZTF | [25 empty] | 4.4 | 1700 | 142 | 12 | 20 | 0.9 | 3500 | 85 |  |  |  | NO | NO | NO | 2018-05-02 | 4.3 |  | standard |  |  |  |  | 2018-11-02 | NO | NO | NO | [6 empty] | AC | [7 empty] | NO
PHEF9FEB | Shenzhen Kingplus Lighting CO.LTD | Kingplus Lighting | KP-T8418HMUG-BNY | Linear Replacement Lamp | T8 Four-Foot | Dual Mode Internal Driver (UL Type A and Type B) |  | standard | YES |  | 2414 | 125.93 | 19.17 | 10.01 | 0.9005 | 3913 | 80.1 | 5 | 50000 | 2017-04-25 | Not Dimmable | Not Dimmable | NO |  | DDDJBT | [15 empty] | 89 |  | 1.18 | 1.46 | [6 empty] | 4.4 | 2414 | 125.93 | 19.17 | 10.01 | 0.9 | 4000 | 80.1 |  |  |  | NO | NO | NO | 2018-05-02 | 4.3 |  | standard |  |  |  |  | 2018-11-02 | NO | NO | NO | [6 empty] | AC | [7 empty] | NO
PJ63U13C | Shenzhen Kingplus Lighting CO.LTD | Kingplus Lighting | KP-T8418HMUG-BHY | Linear Replacement Lamp | T8 Four-Foot | Dual Mode Internal Driver (UL Type A and Type B) |  | standard | NO | [10 empty] | 2017-04-25 | Not Dimmable | Not Dimmable | NO |  | DDDJBT | [25 empty] | 4.4 | 2414 | 125.93 | 19.17 | 10.01 | 0.9 | 4500 | 80.1 |  |  |  | NO | NO | NO | 2018-05-02 | 4.3 |  | standard |  |  |  |  | 2018-11-02 | NO | NO | NO | [6 empty] | AC | [7 empty] | NO
P91VVY8D | Shenzhen Kingplus Lighting CO.LTD | Kingplus Lighting | KP-T8415NMUG-BHY | Linear Replacement Lamp | T8 Four-Foot | Dual Mode Internal Driver (UL Type A and Type B) |  | standard | NO | [10 empty] | 2017-04-25 | Not Dimmable | Not Dimmable | NO |  | DDDJBS | [25 empty] | 4.4 | 2066 | 140.35 | 14.72 | 18.75 | 0.9 | 4500 | 80.8 |  |  |  | NO | NO | NO | 2018-05-02 | 4.3 |  | standard |  |  |  |  | 2018-11-02 | NO | NO | NO | [6 empty] | AC | [7 empty] | NO
PQEBWKTJ | Shenzhen Kingplus Lighting CO.LTD | Kingplus Lighting | KP-T8418NMUG-BH3 | Linear Replacement Lamp | T8 Four-Foot | Dual Mode Internal Driver (UL Type A and Type B) |  | standard | NO | [10 empty] | 2017-04-25 | Not Dimmable | Not Dimmable | NO |  | DDDJBU | [25 empty] | 4.4 | 2516 | 130.63 | 19.26 | 16.87 | 0.96 | 4500 | 80.9 |  |  |  | NO | NO | NO | 2018-05-02 | 4.3 |  | standard |  |  |  |  | 2018-11-02 | NO | NO | NO | [6 empty] | AC | [7 empty] | NO
PG978C7Z | Shenzhen Kingplus Lighting CO.LTD | Kingplus Lighting | KP-T8418NMUG-BD3 | Linear Replacement Lamp | T8 Four-Foot | Dual Mode Internal Driver (UL Type A and Type B) |  | standard | NO | [10 empty] | 2017-04-25 | Not Dimmable | Not Dimmable | NO |  | DDDJBU | [25 empty] | 4.4 | 2603 | 135.71 | 19.18 | 16.91 | 0.96 | 5000 | 80.3 |  |  |  | NO | NO | NO | 2018-05-02 | 4.3 |  | standard |  |  |  |  | 2018-11-02 | NO | NO | NO | [6 empty] | AC | [7 empty] | NO
PDEWXSZS | Shenzhen Kingplus Lighting CO.LTD | Kingplus Lighting | KP-T8418HMUG-BDY | Linear Replacement Lamp | T8 Four-Foot | Dual Mode Internal Driver (UL Type A and Type B) |  | standard | NO | [10 empty] | 2017-04-25 | Not Dimmable | Not Dimmable | NO |  | DDDJBT | [25 empty] | 4.4 | 2504 | 130.35 | 19.21 | 10.48 | 0.9 | 5000 | 80.8 |  |  |  | NO | NO | NO | 2018-05-02 | 4.3 |  | standard |  |  |  |  | 2018-11-02 | NO | NO | NO | [6 empty] | AC | [7 empty] | NO
PN63JDPH | Radiant Lighting Inc. | RADIANT LIGHTING INC. | RL-T8P-12W1200 BIXX PLUG AND PLAY (FROSTED LENS) 4000K | Linear Replacement Lamp | T8 Four-Foot | Replacement Lamps (plug and play) (UL Type A) |  | standard | NO | [10 empty] | 2017-04-25 | Not Dimmable | Not Dimmable | NotYetVerified |  | KKKZTI | [25 empty] | 4.4 | 1520 | 123.68 | 12.29 | 20 | 0.9 | 4000 | 82 |  |  |  | NO | NO | NO | 2018-05-02 | 4.3 |  | standard |  |  |  |  | 2018-11-02 | NO | NO | NO | [6 empty] | AC | [7 empty] | NO
PWWAYZQX | Radiant Lighting Inc. | RADIANT LIGHTING INC. | RL-T8-12W1200 BIXX BALLAST COMPATIBLE LED TUBE (4000K Frosted) | Linear Replacement Lamp | T8 Four-Foot | Dual Mode Internal Driver (UL Type A and Type B) |  | standard | NO | [10 empty] | 2017-04-25 | Not Dimmable | Not Dimmable | NO |  | KKKZTF | [25 empty] | 4.4 | 1800 | 150 | 12 | 20 | 0.9 | 4000 | 85 |  |  |  | NO | NO | NO | 2018-05-02 | 4.3 |  | standard |  |  |  |  | 2018-11-02 | NO | NO | NO | [6 empty] | AC | [7 empty] | NO
PEYZY41B | Shenzhen Kingplus Lighting CO.LTD | Kingplus Lighting | KP-T8418NMUG-BN3 | Linear Replacement Lamp | T8 Four-Foot | Dual Mode Internal Driver (UL Type A and Type B) |  | standard | YES |  | 2516 | 130.63 | 19.26 | 16.87 | 0.9591 | 4021 | 80.9 | 5 | 50000 | 2017-04-25 | Not Dimmable | Not Dimmable | NO |  | DDDJBU | [15 empty] | 84.7 |  | 1.22 | 1.32 | [6 empty] | 4.4 | 2516 | 130.63 | 19.26 | 16.87 | 0.96 | 4000 | 80.9 |  |  |  | NO | NO | NO | 2018-05-02 | 4.3 |  | standard |  |  |  |  | 2018-11-02 | NO | NO | NO | [6 empty] | AC | [7 empty] | NO
PY3ZNP81 | Shenzhen Kingplus Lighting CO.LTD | Kingplus Lighting | KP-T8415NMUG-BDY | Linear Replacement Lamp | T8 Four-Foot | Dual Mode Internal Driver (UL Type A and Type B) |  | standard | NO | [10 empty] | 2017-04-25 | Not Dimmable | Not Dimmable | NO |  | DDDJBS | [25 empty] | 4.4 | 2164 | 145.14 | 14.91 | 18.48 | 0.9 | 5000 | 80.2 |  |  |  | NO | NO | NO | 2018-05-02 | 4.3 |  | standard |  |  |  |  | 2018-11-02 | NO | NO | NO | [6 empty] | AC | [7 empty] | NO
P63R9C8Q | Radiant Lighting Inc. | RADIANT LIGHTING INC. | RL-T8P-12W1200 BIXX PLUG AND PLAY (FROSTED LENS) 5000K | Linear Replacement Lamp | T8 Four-Foot | Replacement Lamps (plug and play) (UL Type A) |  | standard | NO | [10 empty] | 2017-04-25 | Not Dimmable | Not Dimmable | NotYetVerified |  | KKKZTI | [25 empty] | 4.4 | 1520 | 123.68 | 12.29 | 20 | 0.9 | 5000 | 82 |  |  |  | NO | NO | NO | 2018-05-02 | 4.3 |  | standard |  |  |  |  | 2018-11-02 | NO | NO | NO | [6 empty] | AC | [7 empty] | NO
PQ384EMW | Radiant Lighting Inc. | RADIANT LIGHTING INC. | RL-T8P-12W1200 BIXX PLUG AND PLAY (FROSTED LENS) 3000K | Linear Replacement Lamp | T8 Four-Foot | Replacement Lamps (plug and play) (UL Type A) |  | standard | YES |  | 1520 | 123.68 | 12.29 | 21.22 | 0.8985 | 2987 | 81.2 | 5 | 50000 | 2017-04-25 | Not Dimmable | Not Dimmable | NotYetVerified |  | KKKZTI | [15 empty] | 90.6 |  | 1.35 | 1.17 | [6 empty] | 4.4 | 1520 | 123.68 | 12.29 | 20 | 0.9 | 3000 | 82 |  |  |  | NO | NO | NO | 2018-05-02 | 4.3 |  | standard |  |  |  |  | 2018-11-02 | NO | NO | NO | [6 empty] | AC | [7 empty] | NO
P5NEXZVK | Radiant Lighting Inc. | RADIANT LIGHTING INC. | RL-T8-12W1200 BIXX BALLAST COMPATIBLE LED TUBE (3000K Frosted) | Linear Replacement Lamp | T8 Four-Foot | Dual Mode Internal Driver (UL Type A and Type B) |  | standard | YES |  | 1705 | 141.11 | 12.21 | 14.28 | 0.9019 | 3002 | 83.1 | 5 | 50000 | 2017-04-25 | Not Dimmable | Not Dimmable | NO |  | KKKZTF | [15 empty] | 88.5 |  | 1.37 | 1.16 | [6 empty] | 4.4 | 1700 | 142 | 12 | 20 | 0.9 | 3000 | 85 |  |  |  | NO | NO | NO | 2018-05-02 | 4.3 |  | standard |  |  |  |  | 2018-11-02 | NO | NO | NO | [6 empty] | AC | [7 empty] | NO
PXWERWFB | Emergence Technologies, LLC. | Emergence | ETA-T8-15-04-2200-DR-4000 | Linear Replacement Lamp | T8 Four-Foot | Replacement Lamps (plug and play) (UL Type A) |  | standard | NO | [10 empty] | 2017-04-24 | Not Dimmable | Not Dimmable | NO |  | TYNAGT | [25 empty] | 4.4 | 2200 | 124 | 18 | 9.83 | 0.97 | 4000 | 82 |  |  |  | NO | NO | NO | 2018-05-02 | 4.3 |  | standard |  |  |  |  | 2018-11-02 | NO | NO | NO | [6 empty] | AC | [7 empty] | NO
P4JE6YNS | Emergence Technologies, LLC. | Emergence | ETA-T8-15-04-2200-DR-5000 | Linear Replacement Lamp | T8 Four-Foot | Replacement Lamps (plug and play) (UL Type A) |  | standard | NO | [10 empty] | 2017-04-24 | Not Dimmable | Not Dimmable | NO |  | TYNAGT | [25 empty] | 4.4 | 2200 | 124 | 18 | 10.2 | 0.97 | 5000 | 82 |  |  |  | NO | NO | NO | 2018-05-02 | 4.3 |  | standard |  |  |  |  | 2018-11-02 | NO | NO | NO | [6 empty] | AC | [7 empty] | NO
PP2Z9K5F | Truly Green Solutions | Truly Green Solutions | 834112-35-B-X | Linear Replacement Lamp | T8 Four-Foot | Dual Mode Internal Driver (UL Type A and Type B) |  | standard | NO | [10 empty] | 2017-04-24 | Not Dimmable | Not Dimmable | NO |  | LLLBDJ | [25 empty] | 4.4 | 1700 | 142 | 12 | 20 | 0.9 | 3500 | 85 |  |  |  | NO | NO | NO | 2018-05-02 | 4.3 |  | standard |  |  |  |  | 2018-11-02 | NO | NO | NO | [6 empty] | AC | [7 empty] | NO
P525GCY1 | Truly Green Solutions | Truly Green Solutions | 834115-35-B-X | Linear Replacement Lamp | T8 Four-Foot | Dual Mode Internal Driver (UL Type A and Type B) |  | standard | NO | [10 empty] | 2017-04-24 | Not Yet Verified | Not Yet Verified | NotYetVerified |  | LLLBDK | [25 empty] | 4.4 | 2172 | 133 | 16.3 | 20 | 0.9 | 3500 | 83 |  |  |  | NO | NO | NO | 2018-05-02 | 4.3 |  | standard |  |  |  |  | 2018-11-02 | NO | NO | NO | [6 empty] | AC | [7 empty] | NO
PVT4TY2Z | Truly Green Solutions | Truly Green Solutions | 834115-40-B-X | Linear Replacement Lamp | T8 Four-Foot | Dual Mode Internal Driver (UL Type A and Type B) |  | standard | NO | [10 empty] | 2017-04-24 | Not Yet Verified | Not Yet Verified | NotYetVerified |  | LLLBDK | [25 empty] | 4.4 | 2172 | 133 | 16.3 | 20 | 0.9 | 4000 | 83 |  |  |  | NO | NO | NO | 2018-05-02 | 4.3 |  | standard |  |  |  |  | 2018-11-02 | NO | NO | NO | [6 empty] | AC | [7 empty] | NO
PYCNU77J | Truly Green Solutions | Truly Green Solutions | 834112-45-B-X | Linear Replacement Lamp | T8 Four-Foot | Dual Mode Internal Driver (UL Type A and Type B) |  | standard | NO | [10 empty] | 2017-04-24 | Not Dimmable | Not Dimmable | NO |  | LLLBDJ | [25 empty] | 4.4 | 1800 | 150 | 12 | 20 | 0.9 | 4500 | 85 |  |  |  | NO | NO | NO | 2018-05-02 | 4.3 |  | standard |  |  |  |  | 2018-11-02 | NO | NO | NO | [6 empty] | AC | [7 empty] | NO
PS7795J9 | Bravoled Lighting Manufacturing Co. Ltd. | Bravoled | BL-T8-18W 1200 BQET(4000K) | Linear Replacement Lamp | T8 Four-Foot | Replacement Lamps (plug and play) (UL Type A) |  | standard | NO | [10 empty] | 2017-04-24 | Dimmable | Continuous Below 10 | NO |  | SSSCFV | [25 empty] | 4.4 | 2388.99 | 121.7 | 19.63 | 16.9 | 0.91 | 4000 | 83 |  |  |  | NO | NO | NO | 2018-05-02 | 4.3 |  | standard |  |  |  |  | 2018-11-02 | NO | NO | NO | [6 empty] | AC | [7 empty] | NO
PYAVBYBJ | Bravoled Lighting Manufacturing Co. Ltd. | Bravoled | BL-T8-18W 1200 BQET(5000K) | Linear Replacement Lamp | T8 Four-Foot | Replacement Lamps (plug and play) (UL Type A) |  | standard | NO | [10 empty] | 2017-04-24 | Dimmable | Continuous Below 10 | NO |  | SSSCFV | [25 empty] | 4.4 | 2520.85 | 127.9 | 19.71 | 17.4 | 0.92 | 5160 | 84.9 |  |  |  | NO | NO | NO | 2018-05-02 | 4.3 |  | standard |  |  |  |  | 2018-11-02 | NO | NO | NO | [6 empty] | AC | [7 empty] | NO
PFQGGBD2 | Truly Green Solutions | Truly Green Solutions | 834115-30-B-X | Linear Replacement Lamp | T8 Four-Foot | Dual Mode Internal Driver (UL Type A and Type B) |  | standard | YES |  | 2172 | 133.25 | 16.3 | 6.91 | 0.9572 | 3012 | 81.8 | 5 | 50000 | 2017-04-24 | Not Yet Verified | Not Yet Verified | NotYetVerified |  | LLLBDK | [15 empty] | 90 |  | 1.16 | 1.38 | [6 empty] | 4.4 | 2172 | 133 | 16.3 | 20 | 0.9 | 3000 | 83 |  |  |  | NO | NO | NO | 2018-05-02 | 4.3 |  | standard |  |  |  |  | 2018-11-02 | NO | NO | NO | [6 empty] | AC | [7 empty] | NO
P6VDGJC4 | Truly Green Solutions | Truly Green Solutions | 834112-40-B-X | Linear Replacement Lamp | T8 Four-Foot | Dual Mode Internal Driver (UL Type A and Type B) |  | standard | NO | [10 empty] | 2017-04-24 | Not Dimmable | Not Dimmable | NO |  | LLLBDJ | [25 empty] | 4.4 | 1800 | 150 | 12 | 20 | 0.9 | 4000 | 85 |  |  |  | NO | NO | NO | 2018-05-02 | 4.3 |  | standard |  |  |  |  | 2018-11-02 | NO | NO | NO | [6 empty] | AC | [7 empty] | NO
P6YKTW7W | Truly Green Solutions | Truly Green Solutions | 834115-50-B-X | Linear Replacement Lamp | T8 Four-Foot | Dual Mode Internal Driver (UL Type A and Type B) |  | standard | NO | [10 empty] | 2017-04-24 | Not Yet Verified | Not Yet Verified | NotYetVerified |  | LLLBDK | [25 empty] | 4.4 | 2172 | 133 | 16.3 | 20 | 0.9 | 5000 | 83 |  |  |  | NO | NO | NO | 2018-05-02 | 4.3 |  | standard |  |  |  |  | 2018-11-02 | NO | NO | NO | [6 empty] | AC | [7 empty] | NO
PDY6NRVA | Truly Green Solutions | Truly Green Solutions | 834112-30-B-X | Linear Replacement Lamp | T8 Four-Foot | Dual Mode Internal Driver (UL Type A and Type B) |  | standard | YES |  | 1705 | 141.11 | 12.21 | 14.28 | 0.9019 | 3002 | 83.1 | 5 | 50000 | 2017-04-24 | Not Dimmable | Not Dimmable | NO |  | LLLBDJ | [15 empty] | 88.5 |  | 1.37 | 1.16 | [6 empty] | 4.4 | 1700 | 142 | 12 | 20 | 0.9 | 3000 | 85 |  |  |  | NO | NO | NO | 2018-05-02 | 4.3 |  | standard |  |  |  |  | 2018-11-02 | NO | NO | NO | [6 empty] | AC | [7 empty] | NO
PCWR8MG5 | Bravoled Lighting Manufacturing Co. Ltd. | Bravoled | BL-T8-18W 1200 BQET(3500K) | Linear Replacement Lamp | T8 Four-Foot | Replacement Lamps (plug and play) (UL Type A) |  | standard | NO | [10 empty] | 2017-04-24 | Dimmable | Continuous Below 10 | NO |  | SSSCFV | [25 empty] | 4.4 | 2388.99 | 121.7 | 19.63 | 16.9 | 0.91 | 3500 | 83 |  |  |  | NO | NO | NO | 2018-05-02 | 4.3 |  | standard |  |  |  |  | 2018-11-02 | NO | NO | NO | [6 empty] | AC | [7 empty] | NO
PQFVZ368 | Bravoled Lighting Manufacturing Co. Ltd. | Bravoled | BL-T8-18W 1200 BQET(4500K) | Linear Replacement Lamp | T8 Four-Foot | Replacement Lamps (plug and play) (UL Type A) |  | standard | NO | [10 empty] | 2017-04-24 | Dimmable | Continuous Below 10 | NO |  | SSSCFV | [25 empty] | 4.4 | 2388.99 | 121.7 | 19.63 | 16.9 | 0.91 | 4500 | 83 |  |  |  | NO | NO | NO | 2018-05-02 | 4.3 |  | standard |  |  |  |  | 2018-11-02 | NO | NO | NO | [6 empty] | AC | [7 empty] | NO
PJTH8HVQ | Truly Green Solutions | Truly Green Solutions | 834115-45-B-X | Linear Replacement Lamp | T8 Four-Foot | Dual Mode Internal Driver (UL Type A and Type B) |  | standard | NO | [10 empty] | 2017-04-24 | Not Yet Verified | Not Yet Verified | NotYetVerified |  | LLLBDK | [25 empty] | 4.4 | 2172 | 133 | 16.3 | 20 | 0.9 | 4500 | 83 |  |  |  | NO | NO | NO | 2018-05-02 | 4.3 |  | standard |  |  |  |  | 2018-11-02 | NO | NO | NO | [6 empty] | AC | [7 empty] | NO
PY67ED3S | Truly Green Solutions | Truly Green Solutions | 834112-50-B-X | Linear Replacement Lamp | T8 Four-Foot | Dual Mode Internal Driver (UL Type A and Type B) |  | standard | NO | [10 empty] | 2017-04-24 | Not Dimmable | Not Dimmable | NO |  | LLLBDJ | [25 empty] | 4.4 | 1800 | 150 | 12 | 20 | 0.9 | 5000 | 85 |  |  |  | NO | NO | NO | 2018-05-02 | 4.3 |  | standard |  |  |  |  | 2018-11-02 | NO | NO | NO | [6 empty] | AC | [7 empty] | NO
P33NHMFH | Bravoled Lighting Manufacturing Co. Ltd. | Bravoled | BL-T8-18W 1200 BQET(3000K) | Linear Replacement Lamp | T8 Four-Foot | Replacement Lamps (plug and play) (UL Type A) |  | standard | YES |  | 2388.99 | 121.701 | 19.63 | 16.9 | 0.913 | 3058 | 83 | 5 | 50000 | 2017-04-24 | Dimmable | Continuous Below 10 | NO |  | SSSCFV | [15 empty] | 78.6 |  | 1.12 | 1.02 | [6 empty] | 4.4 | 2388.99 | 121.7 | 19.63 | 16.9 | 0.91 | 3058 | 83 |  |  |  | NO | NO | NO | 2018-05-02 | 4.3 |  | standard |  |  |  |  | 2018-11-02 | NO | NO | NO | [6 empty] | AC | [7 empty] | NO
PYRHZSY6 | LED Smart Inc. | N/A | GL12AT8-G-1-48-120-0-C-18-50-S | Linear Replacement Lamp | T8 Four-Foot | Replacement Lamps (plug and play) (UL Type A) |  | standard | NO | [10 empty] | 2017-04-21 | Dimmable | Continuous Below 10 | NO |  | RRRUDQ | [25 empty] | 4.4 | 2444.69 | 123.91 | 19.73 | 16.4 | 0.99 | 4993 | 84.5 |  |  |  | NO | NO | NO | 2018-05-02 | 4.3 |  | standard |  |  |  |  | 2018-11-02 | NO | NO | NO | [6 empty] | AC | [7 empty] | NO
PNMYHECC | LED Supply Direct LLP. Dba. LED Direct Supply | Duralife LED | ZY-T8-20W1200 BIXX BALLAST COMPATIBLE LED TUBE (4000K FROSTED LENS) | Linear Replacement Lamp | T8 Four-Foot | Dual Mode Internal Driver (UL Type A and Type B) |  | standard | NO | [10 empty] | 2017-04-21 | Not Dimmable | Not Dimmable | NotYetVerified | Lastx represents either s for single-end power input or T for double-end inputs | KKKZTD | [25 empty] | 4.4 | 2697 | 134.35 | 20.08 | 20 | 0.9 | 4000 | 83 |  |  |  | NO | NO | NO | 2018-05-02 | 4.3 |  | standard |  |  |  |  | 2018-11-02 | NO | NO | NO | [6 empty] | AC | [7 empty] | NO
PEEW22ZS | LED Supply Direct LLP. Dba. LED Direct Supply | Duralife LED | ZY-T8-20W1200 BIXX BALLAST COMPATIBLE LED TUBE (4000K CLEAR LENS) | Linear Replacement Lamp | T8 Four-Foot | Dual Mode Internal Driver (UL Type A and Type B) |  | standard | NO | [10 empty] | 2017-04-21 | Not Dimmable | Not Dimmable | NotYetVerified | Lastx represents either s for single-end power input or T for double-end inputs | KKKZTE | [25 empty] | 4.4 | 2807 | 140.6 | 19.97 | 20 | 0.9 | 4000 | 83 |  |  |  | NO | NO | NO | 2018-05-02 | 4.3 |  | standard |  |  |  |  | 2018-11-02 | NO | NO | NO | [6 empty] | AC | [7 empty] | NO
PVCYUAA2 | LED Supply Direct LLP. Dba. LED Direct Supply | Duralife LED | ZY-T8-20W1200 BIXX BALLAST COMPATIBLE LED TUBE (3000K FROSTED LENS) | Linear Replacement Lamp | T8 Four-Foot | Dual Mode Internal Driver (UL Type A and Type B) |  | standard | YES |  | 2697 | 134.35 | 20.08 | 6.38 | 0.9693 | 3017 | 82.2 | 5 | 50000 | 2017-04-21 | Not Dimmable | Not Dimmable | NotYetVerified | Lastx represents either s for single-end power input or T for double-end inputs | KKKZTD | [15 empty] | 90.3 |  | 1.16 | 1.36 | [6 empty] | 4.4 | 2697 | 134.35 | 20.08 | 20 | 0.9 | 3000 | 83 |  |  |  | NO | NO | NO | 2018-05-02 | 4.3 |  | standard |  |  |  |  | 2018-11-02 | NO | NO | NO | [6 empty] | AC | [7 empty] | NO
PRDNETFY | Carolina Product Solutions, LLC. | CPSLED | CPS-T8-4-18W-UL-F-50 | Linear Replacement Lamp | T8 Four-Foot | Dual Mode Internal Driver (UL Type A and Type B) |  | standard | NO | [10 empty] | 2017-04-21 | Not Dimmable | Not Dimmable | NO |  | TYNAGP | [25 empty] | 4.4 | 2266.3 | 128 | 17.7 | 18.8 | 0.94 | 5128 | 87.1 |  |  |  | NO | NO | NO | 2018-05-02 | 4.3 |  | standard |  |  |  |  | 2018-11-02 | NO | NO | NO | [6 empty] | AC | [7 empty] | NO
P81QWY5F | TGL Inc. | TGL | TGL-SHAT360-12W-4500K | Linear Replacement Lamp | T8 Four-Foot | Replacement Lamps (plug and play) (UL Type A) |  | standard | NO | [10 empty] | 2017-04-21 | Not Dimmable | Not Dimmable | NO |  | VVVWIF | [25 empty] | 4.4 | 1700 | 141.7 | 12 | 10.74 | 0.96 | 4500 | 82.7 |  |  |  | NO | NO | NO | 2018-05-02 | 4.3 |  | standard |  |  |  |  | 2018-11-02 | NO | NO | NO | [6 empty] | AC | [7 empty] | NO
PRQWRDHE | TGL Inc. | TGL | TGL-SHAT360-12W-5000K | Linear Replacement Lamp | T8 Four-Foot | Replacement Lamps (plug and play) (UL Type A) |  | standard | NO | [10 empty] | 2017-04-21 | Not Dimmable | Not Dimmable | NO |  | VVVWIF | [25 empty] | 4.4 | 1700 | 141.7 | 12 | 10.95 | 0.97 | 5000 | 82.7 |  |  |  | NO | NO | NO | 2018-05-02 | 4.3 |  | standard |  |  |  |  | 2018-11-02 | NO | NO | NO | [6 empty] | AC | [7 empty] | NO
PJWJPSZ5 | Carolina Product Solutions, LLC. | CPSLED | CPS-T8-4-18W-UL-C-40 | Linear Replacement Lamp | T8 Four-Foot | Dual Mode Internal Driver (UL Type A and Type B) |  | standard | NO | [10 empty] | 2017-04-21 | Not Dimmable | Not Dimmable | NO |  | TYNAGQ | [25 empty] | 4.4 | 2281.8 | 129.6 | 17.6 | 17.2 | 0.93 | 4000 | 83.2 |  |  |  | NO | NO | NO | 2018-05-02 | 4.3 |  | standard |  |  |  |  | 2018-11-02 | NO | NO | NO | [6 empty] | AC | [7 empty] | NO
PJCW5PWC | Carolina Product Solutions, LLC. | CPSLED | CPS-T8-4-15W-UL-F-50 | Linear Replacement Lamp | T8 Four-Foot | Dual Mode Internal Driver (UL Type A and Type B) |  | standard | NO | [10 empty] | 2017-04-21 | Not Dimmable | Not Dimmable | NO |  | TYNAGO | [25 empty] | 4.4 | 2216 | 122.4 | 18.1 | 18.8 | 0.93 | 5154 | 88.1 |  |  |  | NO | NO | NO | 2018-05-02 | 4.3 |  | standard |  |  |  |  | 2018-11-02 | NO | NO | NO | [6 empty] | AC | [7 empty] | NO
PT25U4CW | LED Supply Direct LLP. Dba. LED Direct Supply | Duralife LED | ZY-T8-20W1200 BIXX BALLAST COMPATIBLE LED TUBE (3500K FROSTED LENS) | Linear Replacement Lamp | T8 Four-Foot | Dual Mode Internal Driver (UL Type A and Type B) |  | standard | NO | [10 empty] | 2017-04-21 | Not Dimmable | Not Dimmable | NotYetVerified | Lastx represents either s for single-end power input or T for double-end inputs | KKKZTD | [25 empty] | 4.4 | 2697 | 134.35 | 20.08 | 20 | 0.9 | 3500 | 83 |  |  |  | NO | NO | NO | 2018-05-02 | 4.3 |  | standard |  |  |  |  | 2018-11-02 | NO | NO | NO | [6 empty] | AC | [7 empty] | NO
PA7GDG2B | LED Supply Direct LLP. Dba. LED Direct Supply | Duralife LED | ZY-T8-20W1200 BIXX BALLAST COMPATIBLE LED TUBE (3500K CLEAR LENS) | Linear Replacement Lamp | T8 Four-Foot | Dual Mode Internal Driver (UL Type A and Type B) |  | standard | NO | [10 empty] | 2017-04-21 | Not Dimmable | Not Dimmable | NotYetVerified | Lastx represents either s for single-end power input or T for double-end inputs | KKKZTE | [25 empty] | 4.4 | 2807 | 140.6 | 19.97 | 20 | 0.9 | 3500 | 83 |  |  |  | NO | NO | NO | 2018-05-02 | 4.3 |  | standard |  |  |  |  | 2018-11-02 | NO | NO | NO | [6 empty] | AC | [7 empty] | NO
PPMA3J1N | LED Supply Direct LLP. Dba. LED Direct Supply | Duralife LED | ZY-T8-15W1200 BIXX BALLAST COMPATIBLE LED TUBE [3500K Frosted] | Linear Replacement Lamp | T8 Four-Foot | Dual Mode Internal Driver (UL Type A and Type B) |  | standard | NO | [10 empty] | 2017-04-21 | Not Yet Verified | Not Yet Verified | NotYetVerified | Lastx represents either s for single-end power input or T for double-end inputs | KKKZTB | [25 empty] | 4.4 | 2172 | 133 | 16.3 | 20 | 0.9 | 3500 | 83 |  |  |  | NO | NO | NO | 2018-05-02 | 4.3 |  | standard |  |  |  |  | 2018-11-02 | NO | NO | NO | [6 empty] | AC | [7 empty] | NO
PWPPBG42 | LED Supply Direct LLP. Dba. LED Direct Supply | Duralife LED | ZY-T8-20W1200 BIXX BALLAST COMPATIBLE LED TUBE (5000K FROSTED LENS) | Linear Replacement Lamp | T8 Four-Foot | Dual Mode Internal Driver (UL Type A and Type B) |  | standard | NO | [10 empty] | 2017-04-21 | Not Dimmable | Not Dimmable | NotYetVerified | Lastx represents either s for single-end power input or T for double-end inputs | KKKZTD | [25 empty] | 4.4 | 2697 | 134.35 | 20.08 | 20 | 0.9 | 5000 | 83 |  |  |  | NO | NO | NO | 2018-05-02 | 4.3 |  | standard |  |  |  |  | 2018-11-02 | NO | NO | NO | [6 empty] | AC | [7 empty] | NO
PRSBSKRB | Carolina Product Solutions, LLC. | CPSLED | CPS-T8-4-18W-UL-C-30 | Linear Replacement Lamp | T8 Four-Foot | Dual Mode Internal Driver (UL Type A and Type B) |  | standard | YES |  | 2281.82 | 129.649 | 17.6 | 17.2 | 0.926 | 3073 | 83.2 | 5 | 50000 | 2017-04-21 | Not Dimmable | Not Dimmable | NO |  | TYNAGQ | [15 empty] | 81.5 |  | 1.06 | 1.24 | [6 empty] | 4.4 | 2281.8 | 129.6 | 17.6 | 17.2 | 0.93 | 3073 | 83.2 |  |  |  | NO | NO | NO | 2018-05-02 | 4.3 |  | standard |  |  |  |  | 2018-11-02 | NO | NO | NO | [6 empty] | AC | [7 empty] | NO
PU81TW7H | Cyber Tech Lighting Inc. | Eco-Star | LB48T8-PNP/850 | Linear Replacement Lamp | T8 Four-Foot | Replacement Lamps (plug and play) (UL Type A) |  | standard | NO | [10 empty] | 2017-04-21 | Not Dimmable | Not Dimmable | NO |  | VVVWIG | [25 empty] | 4.4 | 1900 | 126.7 | 15 | 11.49 | 0.97 | 5000 | 82.6 |  |  |  | NO | NO | NO | 2018-05-02 | 4.3 |  | standard |  |  |  |  | 2018-11-02 | NO | NO | NO | [6 empty] | AC | [7 empty] | NO
PHUKTZAJ | TGL Inc. | TGL | TGL-SHAT360-12W-4000K | Linear Replacement Lamp | T8 Four-Foot | Replacement Lamps (plug and play) (UL Type A) |  | standard | YES |  | 2106 | 128.86 | 16.34 | 10.74 | 0.9638 | 4012 | 82.7 | 5 | 50000 | 2017-04-21 | Not Dimmable | Not Dimmable | NO |  | VVVWIF | [15 empty] | 84.9 |  | 1.22 | 1.3 | [6 empty] | 4.4 | 1700 | 141.7 | 12 | 10.74 | 0.96 | 4000 | 82.7 |  |  |  | NO | NO | NO | 2018-05-02 | 4.3 |  | standard |  |  |  |  | 2018-11-02 | NO | NO | NO | [6 empty] | AC | [7 empty] | NO
P8UXTF7D | LED Smart Inc. | N/A | GL12AT8-G-1-48-120-0-C-18-40-S | Linear Replacement Lamp | T8 Four-Foot | Replacement Lamps (plug and play) (UL Type A) |  | standard | YES |  | 2385.54 | 120.421 | 19.81 | 15.9 | 0.926 | 4183 | 83.2 | 5 | 50000 | 2017-04-21 | Dimmable | Continuous Below 10 | NO |  | RRRUDQ | [15 empty] | 77.7 |  | 1.12 | 1.34 | [6 empty] | 4.4 | 2385.5 | 120.4 | 19.8 | 15.9 | 0.99 | 4183 | 83.2 |  |  |  | NO | NO | NO | 2018-05-02 | 4.3 |  | standard |  |  |  |  | 2018-11-02 | NO | NO | NO | [6 empty] | AC | [7 empty] | NO
P62ZQA9N | Cyber Tech Lighting Inc. | Eco-Star | LB48T8-PNP/840 | Linear Replacement Lamp | T8 Four-Foot | Replacement Lamps (plug and play) (UL Type A) |  | standard | YES |  | 2275 | 123.52 | 18.42 | 11.27 | 0.9684 | 4105 | 82.7 | 5 | 50000 | 2017-04-21 | Not Dimmable | Not Dimmable | NO |  | VVVWIG | [15 empty] | 84.9 |  | 1.22 | 1.3 | [6 empty] | 4.4 | 1900 | 126.7 | 15 | 11.27 | 0.97 | 4000 | 82.7 |  |  |  | NO | NO | NO | 2018-05-02 | 4.3 |  | standard |  |  |  |  | 2018-11-02 | NO | NO | NO | [6 empty] | AC | [7 empty] | NO
P4DA5FN3 | LED Supply Direct LLP. Dba. LED Direct Supply | Duralife LED | ZY-T8-15W1200 BIXX BALLAST COMPATIBLE LED TUBE [4000K Frosted] | Linear Replacement Lamp | T8 Four-Foot | Dual Mode Internal Driver (UL Type A and Type B) |  | standard | NO | [10 empty] | 2017-04-21 | Not Yet Verified | Not Yet Verified | NotYetVerified | Lastx represents either s for single-end power input or T for double-end inputs | KKKZTB | [25 empty] | 4.4 | 2172 | 133 | 16.3 | 20 | 0.9 | 4000 | 83 |  |  |  | NO | NO | NO | 2018-05-02 | 4.3 |  | standard |  |  |  |  | 2018-11-02 | NO | NO | NO | [6 empty] | AC | [7 empty] | NO
PKXXMSAR | LED Supply Direct LLP. Dba. LED Direct Supply | Duralife LED | ZY-T8-15W1200 BIXX BALLAST COMPATIBLE LED TUBE [5000K Frosted] | Linear Replacement Lamp | T8 Four-Foot | Dual Mode Internal Driver (UL Type A and Type B) |  | standard | NO | [10 empty] | 2017-04-21 | Not Yet Verified | Not Yet Verified | NotYetVerified | Lastx represents either s for single-end power input or T for double-end inputs | KKKZTB | [25 empty] | 4.4 | 2172 | 133 | 16.3 | 20 | 0.9 | 5000 | 83 |  |  |  | NO | NO | NO | 2018-05-02 | 4.3 |  | standard |  |  |  |  | 2018-11-02 | NO | NO | NO | [6 empty] | AC | [7 empty] | NO
PA8JCB6T | LED Supply Direct LLP. Dba. LED Direct Supply | Duralife LED | ZY-T8-20W1200 BIXX BALLAST COMPATIBLE LED TUBE (3000K CLEAR LENS) | Linear Replacement Lamp | T8 Four-Foot | Dual Mode Internal Driver (UL Type A and Type B) |  | standard | YES |  | 2807 | 140.6 | 19.97 | 6.92 | 0.9734 | 3079 | 83.5 | 5 | 50000 | 2017-04-21 | Not Dimmable | Not Dimmable | NotYetVerified | Lastx represents either s for single-end power input or T for double-end inputs | KKKZTE | [15 empty] | 91.7 |  | 1.2 | 1.4 | [6 empty] | 4.4 | 2807 | 140.6 | 19.97 | 20 | 0.9 | 3000 | 83 |  |  |  | NO | NO | NO | 2018-05-02 | 4.3 |  | standard |  |  |  |  | 2018-11-02 | NO | NO | NO | [6 empty] | AC | [7 empty] | NO
P63GK2D7 | LED Supply Direct LLP. Dba. LED Direct Supply | Duralife LED | ZY-T8-15W1200 BIXX BALLAST COMPATIBLE LED TUBE [3000K Clear] | Linear Replacement Lamp | T8 Four-Foot | Dual Mode Internal Driver (UL Type A and Type B) |  | standard | NO | [10 empty] | 2017-04-21 | Not Yet Verified | Not Yet Verified | NotYetVerified | Lastx represents either s for single-end power input or T for double-end inputs | KKKZTB | [25 empty] | 4.4 | 2172 | 133 | 16.3 | 20 | 0.9 | 3000 | 83 |  |  |  | NO | NO | NO | 2018-05-02 | 4.3 |  | standard |  |  |  |  | 2018-11-02 | NO | NO | NO | [6 empty] | AC | [7 empty] | NO
P2VYP6M8 | LED Supply Direct LLP. Dba. LED Direct Supply | Duralife LED | ZY-T8-15W1200 BIXX BALLAST COMPATIBLE LED TUBE [3500K Clear] | Linear Replacement Lamp | T8 Four-Foot | Dual Mode Internal Driver (UL Type A and Type B) |  | standard | NO | [10 empty] | 2017-04-21 | Not Yet Verified | Not Yet Verified | NotYetVerified | Lastx represents either s for single-end power input or T for double-end inputs | KKKZTB | [25 empty] | 4.4 | 2172 | 133 | 16.3 | 20 | 0.9 | 3500 | 83 |  |  |  | NO | NO | NO | 2018-05-02 | 4.3 |  | standard |  |  |  |  | 2018-11-02 | NO | NO | NO | [6 empty] | AC | [7 empty] | NO
PQJU7UBT | LED Supply Direct LLP. Dba. LED Direct Supply | Duralife LED | ZY-T8-15W1200 BIXX BALLAST COMPATIBLE LED TUBE [4000K Clear] | Linear Replacement Lamp | T8 Four-Foot | Dual Mode Internal Driver (UL Type A and Type B) |  | standard | NO | [10 empty] | 2017-04-21 | Not Yet Verified | Not Yet Verified | NotYetVerified | Lastx represents either s for single-end power input or T for double-end inputs | KKKZTB | [25 empty] | 4.4 | 2172 | 133 | 16.3 | 20 | 0.9 | 4000 | 83 |  |  |  | NO | NO | NO | 2018-05-02 | 4.3 |  | standard |  |  |  |  | 2018-11-02 | NO | NO | NO | [6 empty] | AC | [7 empty] | NO
PNJT4WK9 | LED Supply Direct LLP. Dba. LED Direct Supply | Duralife LED | ZY-T8-20W1200 BIXX BALLAST COMPATIBLE LED TUBE (5000K CLEAR LENS) | Linear Replacement Lamp | T8 Four-Foot | Dual Mode Internal Driver (UL Type A and Type B) |  | standard | NO | [10 empty] | 2017-04-21 | Not Dimmable | Not Dimmable | NotYetVerified | Lastx represents either s for single-end power input or T for double-end inputs | KKKZTE | [25 empty] | 4.4 | 2807 | 140.6 | 19.97 | 20 | 0.9 | 5000 | 83 |  |  |  | NO | NO | NO | 2018-05-02 | 4.3 |  | standard |  |  |  |  | 2018-11-02 | NO | NO | NO | [6 empty] | AC | [7 empty] | NO
PKVSWBUD | LED Supply Direct LLP. Dba. LED Direct Supply | Duralife LED | ZY-T8-15W1200 BIXX BALLAST COMPATIBLE LED TUBE [5000K Clear] | Linear Replacement Lamp | T8 Four-Foot | Dual Mode Internal Driver (UL Type A and Type B) |  | standard | NO | [10 empty] | 2017-04-21 | Not Yet Verified | Not Yet Verified | NotYetVerified | Lastx represents either s for single-end power input or T for double-end inputs | KKKZTB | [25 empty] | 4.4 | 2172 | 133 | 16.3 | 20 | 0.9 | 5000 | 83 |  |  |  | NO | NO | NO | 2018-05-02 | 4.3 |  | standard |  |  |  |  | 2018-11-02 | NO | NO | NO | [6 empty] | AC | [7 empty] | NO
PH15EEJG | LED Supply Direct LLP. Dba. LED Direct Supply | Duralife LED | ZY-T8-15W1200 BIXX BALLAST COMPATIBLE LED TUBE [3000K Frosted] | Linear Replacement Lamp | T8 Four-Foot | Dual Mode Internal Driver (UL Type A and Type B) |  | standard | YES |  | 2172 | 133.25 | 16.3 | 6.91 | 0.9572 | 3012 | 81.8 | 5 | 50000 | 2017-04-21 | Not Yet Verified | Not Yet Verified | NotYetVerified | Lastx represents either s for single-end power input or T for double-end inputs | KKKZTB | [15 empty] | 90 |  | 1.16 | 1.38 | [6 empty] | 4.4 | 2172 | 133 | 16.3 | 20 | 0.9 | 3000 | 83 |  |  |  | NO | NO | NO | 2018-05-02 | 4.3 |  | standard |  |  |  |  | 2018-11-02 | NO | NO | NO | [6 empty] | AC | [7 empty] | NO
P8NX46RT | Carolina Product Solutions, LLC. | CPSLED | CPS-T8-4-18W-UL-F-40 | Linear Replacement Lamp | T8 Four-Foot | Dual Mode Internal Driver (UL Type A and Type B) |  | standard | NO | [10 empty] | 2017-04-21 | Not Dimmable | Not Dimmable | NO |  | TYNAGP | [25 empty] | 4.4 | 2210.1 | 125.5 | 17.6 | 17.1 | 0.93 | 4000 | 83.9 |  |  |  | NO | NO | NO | 2018-05-02 | 4.3 |  | standard |  |  |  |  | 2018-11-02 | NO | NO | NO | [6 empty] | AC | [7 empty] | NO
PYVZ5G8P | Carolina Product Solutions, LLC. | CPSLED | CPS-T8-4-18W-UL-C-50 | Linear Replacement Lamp | T8 Four-Foot | Dual Mode Internal Driver (UL Type A and Type B) |  | standard | NO | [10 empty] | 2017-04-21 | Not Dimmable | Not Dimmable | NO |  | TYNAGQ | [25 empty] | 4.4 | 2339.7 | 132.1 | 17.7 | 18.1 | 0.93 | 5076 | 84.9 |  |  |  | NO | NO | NO | 2018-05-02 | 4.3 |  | standard |  |  |  |  | 2018-11-02 | NO | NO | NO | [6 empty] | AC | [7 empty] | NO
PT2E7QJV | Carolina Product Solutions, LLC. | CPSLED | CPS-T8-4-18W-UL-F-30 | Linear Replacement Lamp | T8 Four-Foot | Dual Mode Internal Driver (UL Type A and Type B) |  | standard | YES |  | 2210.16 | 125.577 | 17.6 | 17.1 | 0.926 | 3018 | 83.9 | 5 | 50000 | 2017-04-21 | Not Dimmable | Not Dimmable | NO |  | TYNAGP | [15 empty] | 80.3 |  | 1.04 | 1.24 | [6 empty] | 4.4 | 2210.1 | 125.5 | 17.6 | 17.1 | 0.93 | 3018 | 83.9 |  |  |  | NO | NO | NO | 2018-05-02 | 4.3 |  | standard |  |  |  |  | 2018-11-02 | NO | NO | NO | [6 empty] | AC | [7 empty] | NO
P6ZWXJA4 | Bravoled Lighting Manufacturing Co. Ltd. | Bravoled | BL-T8-15W 1200 BQET+3500K | Linear Replacement Lamp | T8 Four-Foot | Replacement Lamps (plug and play) (UL Type A) |  | standard | NO | [10 empty] | 2017-04-20 | Not Dimmable | Not Dimmable | NO |  | SSSCFT | [25 empty] | 4.4 | 1979.1 | 120.68 | 16.4 | 17.8 | 0.92 | 3500 | 83.1 |  |  |  | NO | NO | NO | 2018-05-02 | 4.3 |  | standard |  |  |  |  | 2018-11-02 | NO | NO | NO | [6 empty] | AC | [7 empty] | NO
PC33V62D | Bravoled Lighting Manufacturing Co. Ltd. | Bravoled | BL-T8-15W 1200 BQET+4000K | Linear Replacement Lamp | T8 Four-Foot | Replacement Lamps (plug and play) (UL Type A) |  | standard | NO | [10 empty] | 2017-04-20 | Not Dimmable | Not Dimmable | NO |  | SSSCFT | [25 empty] | 4.4 | 1979.1 | 120.68 | 16.4 | 17.8 | 0.92 | 4000 | 83.1 |  |  |  | NO | NO | NO | 2018-05-02 | 4.3 |  | standard |  |  |  |  | 2018-11-02 | NO | NO | NO | [6 empty] | AC | [7 empty] | NO
P2B3NRUT | Bravoled Lighting Manufacturing Co. Ltd. | Bravoled | BL-T8-15W 1200 BQET+3000K | Linear Replacement Lamp | T8 Four-Foot | Replacement Lamps (plug and play) (UL Type A) |  | standard | YES |  | 1979.1 | 120.677 | 16.4 | 17.8 | 0.917 | 3045 | 83.1 | 5 | 50000 | 2017-04-20 | Not Dimmable | Not Dimmable | NO |  | SSSCFT | [15 empty] | 79.8 |  | 1.12 | 1.06 | [6 empty] | 4.4 | 1979.1 | 120.68 | 16.4 | 17.8 | 0.92 | 3045 | 83.1 |  |  |  | NO | NO | NO | 2018-05-02 | 4.3 |  | standard |  |  |  |  | 2018-11-02 | NO | NO | NO | [6 empty] | AC | [7 empty] | NO
PNNC1H5P | Bravoled Lighting Manufacturing Co. Ltd. | Bravoled | BL-T8-15W 1200 BQET+4500K | Linear Replacement Lamp | T8 Four-Foot | Replacement Lamps (plug and play) (UL Type A) |  | standard | NO | [10 empty] | 2017-04-20 | Not Dimmable | Not Dimmable | NO |  | SSSCFT | [25 empty] | 4.4 | 1979.1 | 120.68 | 16.4 | 17.8 | 0.92 | 4500 | 83.1 |  |  |  | NO | NO | NO | 2018-05-02 | 4.3 |  | standard |  |  |  |  | 2018-11-02 | NO | NO | NO | [6 empty] | AC | [7 empty] | NO
PB42QH1W | Bravoled Lighting Manufacturing Co. Ltd. | Bravoled | BL-T8-15W 1200 BQET+5000K | Linear Replacement Lamp | T8 Four-Foot | Replacement Lamps (plug and play) (UL Type A) |  | standard | NO | [10 empty] | 2017-04-20 | Not Dimmable | Not Dimmable | NO |  | SSSCFT | [25 empty] | 4.4 | 2021.33 | 123.03 | 16.43 | 18.4 | 0.92 | 5082 | 84.3 |  |  |  | NO | NO | NO | 2018-05-02 | 4.3 |  | standard |  |  |  |  | 2018-11-02 | NO | NO | NO | [6 empty] | AC | [7 empty] | NO
PY4KAGXA | Lunera Lighting | Lunera | HN-T8-D-48-15W-840-G2P | Linear Replacement Lamp | T8 Four-Foot | Replacement Lamps (plug and play) (UL Type A) |  | standard | NO | [10 empty] | 2017-03-24 | Not Dimmable | Not Dimmable | NO |  | XXXAQE | [25 empty] | 4.4 | 2200 | 125 | 18 | 20 | 0.9 | 4000 | 82 |  |  |  | NO | NO | NO | 2018-05-02 | 4.3 |  | standard |  |  |  |  | 2018-11-02 | NO | NO | NO | [6 empty] | AC | [7 empty] | NO
PEH9AK46 | Lunera Lighting | Lunera | HN-T8-D-48-15W-850-G2 | Linear Replacement Lamp | T8 Four-Foot | Replacement Lamps (plug and play) (UL Type A) |  | standard | NO | [10 empty] | 2017-02-27 | Not Dimmable | Not Dimmable | NO |  | VVVWCC | [25 empty] | 4.4 | 2200 | 124 | 18 | 10.2 | 0.97 | 5000 | 82 |  |  |  | NO | NO | NO | 2018-05-02 | 4.3 |  | standard |  |  |  |  | 2018-11-02 | NO | NO | NO | [6 empty] | AC | [7 empty] | NO
PAFBEPC7 | Lunera Lighting | Lunera | HN-T8-D-48-11W-840-G2 | Linear Replacement Lamp | T8 Four-Foot | Replacement Lamps (plug and play) (UL Type A) |  | standard | NO | [10 empty] | 2017-02-27 | Not Dimmable | Not Dimmable | NO |  | VVVWCB | [25 empty] | 4.4 | 1800 | 124 | 14.5 | 13.61 | 0.95 | 4000 | 82 |  |  |  | NO | NO | NO | 2018-05-02 | 4.3 |  | standard |  |  |  |  | 2018-11-02 | NO | NO | NO | [6 empty] | AC | [7 empty] | NO
PY1RMQ8U | Shenzhen Youth Green Lighting Technology Co., Limited | YG | YGL-1200-ETLA(5000K) | Linear Replacement Lamp | T8 Four-Foot | Replacement Lamps (plug and play) (UL Type A) |  | standard | NO | [10 empty] | 2017-04-18 | Not Dimmable | Not Dimmable | NO |  | EJWBAP | [25 empty] | 4.4 | 2437.7 | 120.3 | 20.2 | 15.6 | 0.93 | 4979 | 81.1 |  |  |  | NO | NO | NO | 2018-05-02 | 4.3 |  | standard |  |  |  |  | 2018-11-02 | NO | NO | NO | [6 empty] | AC | [7 empty] | NO
PNKCXUNJ | Lunera Lighting | Lunera | HN-T8-D-48-11W-850-G2 | Linear Replacement Lamp | T8 Four-Foot | Replacement Lamps (plug and play) (UL Type A) |  | standard | NO | [10 empty] | 2017-02-27 | Not Dimmable | Not Dimmable | NO |  | VVVWCB | [25 empty] | 4.4 | 1800 | 124 | 14.5 | 14.44 | 0.96 | 5000 | 82 |  |  |  | NO | NO | NO | 2018-05-02 | 4.3 |  | standard |  |  |  |  | 2018-11-02 | NO | NO | NO | [6 empty] | AC | [7 empty] | NO
PFUVXRTH | E2 Lighting International inc. | E2 LIGHTING | E2-DT8-15W-4FT-AB (3500K) | Linear Replacement Lamp | T8 Four-Foot | Dual Mode Internal Driver (UL Type A and Type B) |  | standard | NO | [10 empty] | 2017-04-17 | Not Dimmable | Not Dimmable | NO |  | HHHCGZ | [25 empty] | 4.4 | 1679 | 121.75 | 13.79 | 13.44 | 0.91 | 3500 | 81.7 |  |  |  | NO | NO | NO | 2018-05-02 | 4.3 |  | standard |  |  |  |  | 2018-11-02 | NO | NO | NO | [6 empty] | AC | [7 empty] | NO
P2JW74DB | E2 Lighting International inc. | E2 LIGHTING | E2-DT8-15W-4FT-AB (4000K) | Linear Replacement Lamp | T8 Four-Foot | Dual Mode Internal Driver (UL Type A and Type B) |  | standard | NO | [10 empty] | 2017-04-17 | Not Dimmable | Not Dimmable | NO |  | HHHCGZ | [25 empty] | 4.4 | 1679 | 121.75 | 13.79 | 13.44 | 0.91 | 4000 | 81.7 |  |  |  | NO | NO | NO | 2018-05-02 | 4.3 |  | standard |  |  |  |  | 2018-11-02 | NO | NO | NO | [6 empty] | AC | [7 empty] | NO
PF95MMDN | E2 Lighting International inc. | E2 LIGHTING | E2-DT8-15W-4FT-AB (5000K) | Linear Replacement Lamp | T8 Four-Foot | Dual Mode Internal Driver (UL Type A and Type B) |  | standard | NO | [10 empty] | 2017-04-17 | Not Dimmable | Not Dimmable | NO |  | HHHCGZ | [25 empty] | 4.4 | 1839 | 131.83 | 13.95 | 13.39 | 0.91 | 5000 | 82.3 |  |  |  | NO | NO | NO | 2018-05-02 | 4.3 |  | standard |  |  |  |  | 2018-11-02 | NO | NO | NO | [6 empty] | AC | [7 empty] | NO
PBZJ2CMY | Lunera Lighting | Lunera | HN-T8-D-48-15W-840-G2 | Linear Replacement Lamp | T8 Four-Foot | Replacement Lamps (plug and play) (UL Type A) |  | standard | NO | [10 empty] | 2017-02-27 | Not Dimmable | Not Dimmable | NO |  | VVVWCC | [25 empty] | 4.4 | 2200 | 124 | 18 | 9.83 | 0.97 | 4000 | 82 |  |  |  | NO | NO | NO | 2018-05-02 | 4.3 |  | standard |  |  |  |  | 2018-11-02 | NO | NO | NO | [6 empty] | AC | [7 empty] | NO
PLHYHZU0ZY1G | MaxLite Inc. | Maxlite | L9.5T8DF450-CG | Linear Replacement Lamp | T8 Four-Foot | Replacement Lamps (plug and play) (UL Type A) |  | standard | NO | [10 empty] | 2018-03-28 | Dimmable | Continuous Below 10 | NO |  | XXXBZQ | [25 empty] | 4.4 | 1800 | 138 | 13 | 15.18 | 0.952 | 5000 | 83 |  |  |  | NO | NO | NO | [8 empty] | 2018-11-02 | NO | NO | NO | [6 empty] | AC | [7 empty] | NO
PM2XV6ZF | E2 Lighting International inc. | E2 LIGHTING | E2-DT8-15W-4FT-AB (3000K) | Linear Replacement Lamp | T8 Four-Foot | Dual Mode Internal Driver (UL Type A and Type B) |  | standard | YES |  | 1693 | 119.48 | 14.17 | 13.44 | 0.9064 | 2964 | 81.7 | 5 | 50000 | 2017-04-17 | Not Dimmable | Not Dimmable | NO |  | HHHCGZ | [15 empty] | 88.9 |  | 1.16 | 1.4 | [6 empty] | 4.4 | 1679 | 121.75 | 13.79 | 13.44 | 0.91 | 3000 | 81.7 |  |  |  | NO | NO | NO | 2018-05-02 | 4.3 |  | standard |  |  |  |  | 2018-11-02 | NO | NO | NO | [6 empty] | AC | [7 empty] | NO
P7Q4VRD3 | US Global Glow | US Green Lighting | L/T84F/12/XU/835/JCM1 | Linear Replacement Lamp | T8 Four-Foot | Dual Mode Internal Driver (UL Type A and Type B) |  | standard | NO | [10 empty] | 2017-04-14 | Not Dimmable | Not Dimmable | NO |  | KKKZSS | [25 empty] | 4.4 | 1764 | 138.41 | 12.69 | 20 | 0.9 | 3500 | 82 |  |  |  | NO | NO | NO | 2018-05-02 | 4.3 |  | standard |  |  |  |  | 2018-11-02 | NO | NO | NO | [6 empty] | AC | [7 empty] | NO
PQ44ATMN | US Green Lighting, Inc. | US Green Lighting | L/T84F/20/XU/835/JCM1 | Linear Replacement Lamp | T8 Four-Foot | Dual Mode Internal Driver (UL Type A and Type B) |  | standard | NO | [10 empty] | 2017-04-14 | Not Dimmable | Not Dimmable | NotYetVerified |  | KKKZSW | [25 empty] | 4.4 | 2807 | 140.6 | 19.97 | 20 | 0.9 | 3500 | 83 |  |  |  | NO | NO | NO | 2018-05-02 | 4.3 |  | standard |  |  |  |  | 2018-11-02 | NO | NO | NO | [6 empty] | AC | [7 empty] | NO
PQZSENMA | US Green Lighting, Inc. | US Green Lighting | L/T84F/12/XU/845/JCM1 | Linear Replacement Lamp | T8 Four-Foot | Dual Mode Internal Driver (UL Type A and Type B) |  | standard | NO | [10 empty] | 2017-04-14 | Not Dimmable | Not Dimmable | NO |  | KKKZSS | [25 empty] | 4.4 | 1764 | 138.41 | 12.69 | 20 | 0.9 | 4500 | 82 |  |  |  | NO | NO | NO | 2018-05-02 | 4.3 |  | standard |  |  |  |  | 2018-11-02 | NO | NO | NO | [6 empty] | AC | [7 empty] | NO
PKXS8V6V | US Green Lighting, Inc. | US Green Lighting | L/T84F/15/XU/845/JCM1 | Linear Replacement Lamp | T8 Four-Foot | Dual Mode Internal Driver (UL Type A and Type B) |  | standard | NO | [10 empty] | 2017-04-14 | Not Yet Verified | Not Yet Verified | NotYetVerified |  | KKKZST | [25 empty] | 4.4 | 2172 | 133 | 16.3 | 20 | 0.9 | 4500 | 83 |  |  |  | NO | NO | NO | 2018-05-02 | 4.3 |  | standard |  |  |  |  | 2018-11-02 | NO | NO | NO | [6 empty] | AC | [7 empty] | NO
PMDSBBWY | US Green Lighting, Inc. | US Green Lighting | L/T84F/12/XU/830/JFM1 | Linear Replacement Lamp | T8 Four-Foot | Dual Mode Internal Driver (UL Type A and Type B) |  | standard | YES |  | 1705 | 141.11 | 12.21 | 14.28 | 0.9019 | 3002 | 83.1 | 5 | 50000 | 2017-04-14 | Not Dimmable | Not Dimmable | NO |  | KKKZSR | [15 empty] | 88.5 |  | 1.37 | 1.16 | [6 empty] | 4.4 | 1700 | 142 | 12 | 20 | 0.9 | 3000 | 85 |  |  |  | NO | NO | NO | 2018-05-02 | 4.3 |  | standard |  |  |  |  | 2018-11-02 | NO | NO | NO | [6 empty] | AC | [7 empty] | NO
PZK6W8SF | US Green Lighting, Inc. | US Green Lighting | L/T84F/15/XU/830/JCM1 | Linear Replacement Lamp | T8 Four-Foot | Dual Mode Internal Driver (UL Type A and Type B) |  | standard | NO | [10 empty] | 2017-04-14 | Not Yet Verified | Not Yet Verified | NotYetVerified |  | KKKZST | [25 empty] | 4.4 | 2172 | 133 | 16.3 | 20 | 0.9 | 3000 | 83 |  |  |  | NO | NO | NO | 2018-05-02 | 4.3 |  | standard |  |  |  |  | 2018-11-02 | NO | NO | NO | [6 empty] | AC | [7 empty] | NO
PNHPSXK2 | US Green Lighting, Inc. | US Green Lighting | L/T84F/20/XU/840/JFM1 | Linear Replacement Lamp | T8 Four-Foot | Dual Mode Internal Driver (UL Type A and Type B) |  | standard | NO | [10 empty] | 2017-04-14 | Not Dimmable | Not Dimmable | NotYetVerified |  | KKKZSV | [25 empty] | 4.4 | 2697 | 134.35 | 20.08 | 20 | 0.9 | 4000 | 83 |  |  |  | NO | NO | NO | 2018-05-02 | 4.3 |  | standard |  |  |  |  | 2018-11-02 | NO | NO | NO | [6 empty] | AC | [7 empty] | NO
PYHB7EU6 | US Green Lighting, Inc. | US Green Lighting | L/T84F/15/XU/840/JFM1 | Linear Replacement Lamp | T8 Four-Foot | Dual Mode Internal Driver (UL Type A and Type B) |  | standard | NO | [10 empty] | 2017-04-14 | Not Yet Verified | Not Yet Verified | NotYetVerified |  | KKKZST | [25 empty] | 4.4 | 2172 | 133 | 16.3 | 20 | 0.9 | 4000 | 83 |  |  |  | NO | NO | NO | 2018-05-02 | 4.3 |  | standard |  |  |  |  | 2018-11-02 | NO | NO | NO | [6 empty] | AC | [7 empty] | NO
P93UM4UA | US Green Lighting, Inc. | US Green Lighting | L/T84F/12/XU/850/JFM1 | Linear Replacement Lamp | T8 Four-Foot | Dual Mode Internal Driver (UL Type A and Type B) |  | standard | NO | [10 empty] | 2017-04-14 | Not Dimmable | Not Dimmable | NO |  | KKKZSR | [25 empty] | 4.4 | 1800 | 150 | 12 | 20 | 0.9 | 5000 | 85 |  |  |  | NO | NO | NO | 2018-05-02 | 4.3 |  | standard |  |  |  |  | 2018-11-02 | NO | NO | NO | [6 empty] | AC | [7 empty] | NO
P3W17XU9 | US Green Lighting, Inc. | US Green Lighting | L/T84F/15/XU/850/JCM1 | Linear Replacement Lamp | T8 Four-Foot | Dual Mode Internal Driver (UL Type A and Type B) |  | standard | NO | [10 empty] | 2017-04-14 | Not Yet Verified | Not Yet Verified | NotYetVerified |  | KKKZST | [25 empty] | 4.4 | 2172 | 133 | 16.3 | 20 | 0.9 | 5000 | 83 |  |  |  | NO | NO | NO | 2018-05-02 | 4.3 |  | standard |  |  |  |  | 2018-11-02 | NO | NO | NO | [6 empty] | AC | [7 empty] | NO
PRN6GA9H | ZHEJIANG HONGYAO LIGHTING ELECTRICAL CO.,LTD | HONGYAO | HY-T8-N120-15W-A3500K | Linear Replacement Lamp | T8 Four-Foot | Replacement Lamps (plug and play) (UL Type A) |  | standard | YES |  | 2301.4 | 142.06 | 16.2 | 12.83 | 0.955 | 3429 | 79.5 | 5 | 50000 | 2017-04-14 | Not Dimmable | Not Dimmable | NO |  | YYYBRZ | [15 empty] | 84.6 |  | 1.34 | 1.18 | [6 empty] | 4.4 | 2301.4 | 142.06 | 16.2 | 12.83 | 0.96 | 3500 | 80 |  |  |  | NO | NO | NO | 2018-05-02 | 4.3 |  | standard |  |  |  |  | 2018-11-02 | NO | NO | NO | [6 empty] | AC | [7 empty] | NO
PWHAWDYP | US Green Lighting, Inc. | US Green Lighting | L/T84F/20/XU/835/JFM1 | Linear Replacement Lamp | T8 Four-Foot | Dual Mode Internal Driver (UL Type A and Type B) |  | standard | NO | [10 empty] | 2017-04-14 | Not Dimmable | Not Dimmable | NotYetVerified |  | KKKZSV | [25 empty] | 4.4 | 2697 | 134.35 | 20.08 | 20 | 0.9 | 3500 | 83 |  |  |  | NO | NO | NO | 2018-05-02 | 4.3 |  | standard |  |  |  |  | 2018-11-02 | NO | NO | NO | [6 empty] | AC | [7 empty] | NO
PMV3ES8H | US Green Lighting, Inc. | US Green Lighting | L/T84F/20/XU/845/JFM1 | Linear Replacement Lamp | T8 Four-Foot | Dual Mode Internal Driver (UL Type A and Type B) |  | standard | NO | [10 empty] | 2017-04-14 | Not Dimmable | Not Dimmable | NotYetVerified |  | KKKZSV | [25 empty] | 4.4 | 2697 | 134.35 | 20.08 | 20 | 0.9 | 4500 | 83 |  |  |  | NO | NO | NO | 2018-05-02 | 4.3 |  | standard |  |  |  |  | 2018-11-02 | NO | NO | NO | [6 empty] | AC | [7 empty] | NO
PE4R23SH | US Green Lighting, Inc. | US Green Lighting | L/T84F/20/XU/845/JCM1 | Linear Replacement Lamp | T8 Four-Foot | Dual Mode Internal Driver (UL Type A and Type B) |  | standard | NO | [10 empty] | 2017-04-14 | Not Dimmable | Not Dimmable | NotYetVerified |  | KKKZSW | [25 empty] | 4.4 | 2807 | 140.6 | 19.97 | 20 | 0.9 | 4500 | 83 |  |  |  | NO | NO | NO | 2018-05-02 | 4.3 |  | standard |  |  |  |  | 2018-11-02 | NO | NO | NO | [6 empty] | AC | [7 empty] | NO
PPCHM7NS | US Green Lighting, Inc. | US Green Lighting | L/T84F/20/XU/850/JFM1 | Linear Replacement Lamp | T8 Four-Foot | Dual Mode Internal Driver (UL Type A and Type B) |  | standard | NO | [10 empty] | 2017-04-14 | Not Dimmable | Not Dimmable | NotYetVerified |  | KKKZSV | [25 empty] | 4.4 | 2697 | 134.35 | 20.08 | 20 | 0.9 | 5000 | 83 |  |  |  | NO | NO | NO | 2018-05-02 | 4.3 |  | standard |  |  |  |  | 2018-11-02 | NO | NO | NO | [6 empty] | AC | [7 empty] | NO
PF2JGM6R | US Green Lighting, Inc. | US Green Lighting | L/T84F/20/XU/850/JCM1 | Linear Replacement Lamp | T8 Four-Foot | Dual Mode Internal Driver (UL Type A and Type B) |  | standard | NO | [10 empty] | 2017-04-14 | Not Dimmable | Not Dimmable | NotYetVerified |  | KKKZSW | [25 empty] | 4.4 | 2807 | 140.6 | 19.97 | 20 | 0.9 | 5000 | 83 |  |  |  | NO | NO | NO | 2018-05-02 | 4.3 |  | standard |  |  |  |  | 2018-11-02 | NO | NO | NO | [6 empty] | AC | [7 empty] | NO
PMYYTHY7 | US Green Lighting, Inc. | US Green Lighting | L/T84F/12/XU/830/JCM1 | Linear Replacement Lamp | T8 Four-Foot | Dual Mode Internal Driver (UL Type A and Type B) |  | standard | YES |  | 1764 | 138.41 | 12.69 | 9.87 | 0.9029 | 2973 | 81.7 | 5 | 50000 | 2017-04-14 | Not Dimmable | Not Dimmable | NO |  | KKKZSS | [15 empty] | 92 |  | 1.2 | 1.36 | [6 empty] | 4.4 | 1764 | 138.41 | 12.69 | 20 | 0.9 | 3000 | 82 |  |  |  | NO | NO | NO | 2018-05-02 | 4.3 |  | standard |  |  |  |  | 2018-11-02 | NO | NO | NO | [6 empty] | AC | [7 empty] | NO
P6QGP4VE | US Green Lighting, Inc. | US Green Lighting | L/T84F/20/XU/830/JCM1 | Linear Replacement Lamp | T8 Four-Foot | Dual Mode Internal Driver (UL Type A and Type B) |  | standard | YES |  | 2807 | 140.6 | 19.97 | 6.92 | 0.9734 | 3079 | 83.5 | 5 | 50000 | 2017-04-14 | Not Dimmable | Not Dimmable | NotYetVerified |  | KKKZSW | [15 empty] | 91.7 |  | 1.2 | 1.4 | [6 empty] | 4.4 | 2807 | 140.6 | 19.97 | 20 | 0.9 | 3000 | 83 |  |  |  | NO | NO | NO | 2018-05-02 | 4.3 |  | standard |  |  |  |  | 2018-11-02 | NO | NO | NO | [6 empty] | AC | [7 empty] | NO
P8USYQ74 | Wen Lighting | Wen Lighting | WENT84DUA-20WB-D-45C | Linear Replacement Lamp | T8 Four-Foot | Dual Mode Internal Driver (UL Type A and Type B) |  | standard | NO | [10 empty] | 2017-04-14 | Not Dimmable | Not Dimmable | NO |  | XXXAUJ | [25 empty] | 4.4 | 3060 | 136.89 | 22.35 | 16.08 | 0.9 | 4500 | 85.1 |  |  |  | NO | NO | NO | 2018-05-02 | 4.3 |  | standard |  |  |  |  | 2018-11-02 | NO | NO | NO | [6 empty] | AC | [7 empty] | NO
P14315Y3 | Wen Lighting | Wen Lighting | WENT84DUA-20WB-D-50C | Linear Replacement Lamp | T8 Four-Foot | Dual Mode Internal Driver (UL Type A and Type B) |  | standard | NO | [10 empty] | 2017-04-14 | Not Dimmable | Not Dimmable | NO |  | XXXAUJ | [25 empty] | 4.4 | 3075 | 137.34 | 22.39 | 15.84 | 0.9 | 5000 | 85.3 |  |  |  | NO | NO | NO | 2018-05-02 | 4.3 |  | standard |  |  |  |  | 2018-11-02 | NO | NO | NO | [6 empty] | AC | [7 empty] | NO
PAXKABJ6 | US Green Lighting, Inc. | US Green Lighting | L/T84F/12/XU/835/JFM1 | Linear Replacement Lamp | T8 Four-Foot | Dual Mode Internal Driver (UL Type A and Type B) |  | standard | NO | [10 empty] | 2017-04-14 | Not Dimmable | Not Dimmable | NO |  | KKKZSR | [25 empty] | 4.4 | 1700 | 142 | 12 | 20 | 0.9 | 3500 | 85 |  |  |  | NO | NO | NO | 2018-05-02 | 4.3 |  | standard |  |  |  |  | 2018-11-02 | NO | NO | NO | [6 empty] | AC | [7 empty] | NO
PG9XAJG1 | US Green Lighting, Inc. | US Green Lighting | L/T84F/20/XU/840/JCM1 | Linear Replacement Lamp | T8 Four-Foot | Dual Mode Internal Driver (UL Type A and Type B) |  | standard | NO | [10 empty] | 2017-04-14 | Not Dimmable | Not Dimmable | NotYetVerified |  | KKKZSW | [25 empty] | 4.4 | 2807 | 140.6 | 19.97 | 20 | 0.9 | 4000 | 83 |  |  |  | NO | NO | NO | 2018-05-02 | 4.3 |  | standard |  |  |  |  | 2018-11-02 | NO | NO | NO | [6 empty] | AC | [7 empty] | NO
PHTETW9P | US Green Lighting, Inc. | US Green Lighting | L/T84F/12/XU/840/JFM1 | Linear Replacement Lamp | T8 Four-Foot | Dual Mode Internal Driver (UL Type A and Type B) |  | standard | NO | [10 empty] | 2017-04-14 | Not Dimmable | Not Dimmable | NO |  | KKKZSR | [25 empty] | 4.4 | 1800 | 150 | 12 | 20 | 0.9 | 4000 | 85 |  |  |  | NO | NO | NO | 2018-05-02 | 4.3 |  | standard |  |  |  |  | 2018-11-02 | NO | NO | NO | [6 empty] | AC | [7 empty] | NO
PUYKWMA5 | US Green Lighting, Inc. | US Green Lighting | L/T84F/15/XU/840/JCM1 | Linear Replacement Lamp | T8 Four-Foot | Dual Mode Internal Driver (UL Type A and Type B) |  | standard | NO | [10 empty] | 2017-04-14 | Not Yet Verified | Not Yet Verified | NotYetVerified |  | KKKZST | [25 empty] | 4.4 | 2172 | 133 | 16.3 | 20 | 0.9 | 4000 | 83 |  |  |  | NO | NO | NO | 2018-05-02 | 4.3 |  | standard |  |  |  |  | 2018-11-02 | NO | NO | NO | [6 empty] | AC | [7 empty] | NO
P5Y2U7JM | US Green Lighting, Inc. | US Green Lighting | L/T84F/12/XU/845/JFM1 | Linear Replacement Lamp | T8 Four-Foot | Dual Mode Internal Driver (UL Type A and Type B) |  | standard | NO | [10 empty] | 2017-04-14 | Not Dimmable | Not Dimmable | NO |  | KKKZSR | [25 empty] | 4.4 | 1800 | 150 | 12 | 20 | 0.9 | 4500 | 85 |  |  |  | NO | NO | NO | 2018-05-02 | 4.3 |  | standard |  |  |  |  | 2018-11-02 | NO | NO | NO | [6 empty] | AC | [7 empty] | NO
P9FN6M6C | US Green Lighting, Inc. | US Green Lighting | L/T84F/15/XU/845/JFM1 | Linear Replacement Lamp | T8 Four-Foot | Dual Mode Internal Driver (UL Type A and Type B) |  | standard | NO | [10 empty] | 2017-04-14 | Not Yet Verified | Not Yet Verified | NotYetVerified |  | KKKZST | [25 empty] | 4.4 | 2172 | 133 | 16.3 | 20 | 0.9 | 4500 | 83 |  |  |  | NO | NO | NO | 2018-05-02 | 4.3 |  | standard |  |  |  |  | 2018-11-02 | NO | NO | NO | [6 empty] | AC | [7 empty] | NO
PYEN1H63 | US Green Lighting, Inc. | US Green Lighting | L/T84F/15/XU/850/JFM1 | Linear Replacement Lamp | T8 Four-Foot | Dual Mode Internal Driver (UL Type A and Type B) |  | standard | NO | [10 empty] | 2017-04-14 | Not Yet Verified | Not Yet Verified | NotYetVerified |  | KKKZST | [25 empty] | 4.4 | 2172 | 133 | 16.3 | 20 | 0.9 | 5000 | 83 |  |  |  | NO | NO | NO | 2018-05-02 | 4.3 |  | standard |  |  |  |  | 2018-11-02 | NO | NO | NO | [6 empty] | AC | [7 empty] | NO
P5RAPKR8 | US Green Lighting, Inc. | US Green Lighting | L/T84F/15/XU/830/JFM1 | Linear Replacement Lamp | T8 Four-Foot | Dual Mode Internal Driver (UL Type A and Type B) |  | standard | YES |  | 2172 | 133.25 | 16.3 | 6.91 | 0.9572 | 3012 | 81.8 | 5 | 50000 | 2017-04-14 | Not Yet Verified | Not Yet Verified | NotYetVerified |  | KKKZST | [15 empty] | 90 |  | 1.16 | 1.38 | [6 empty] | 4.4 | 2172 | 133 | 16.3 | 20 | 0.9 | 3000 | 83 |  |  |  | NO | NO | NO | 2018-05-02 | 4.3 |  | standard |  |  |  |  | 2018-11-02 | NO | NO | NO | [6 empty] | AC | [7 empty] | NO
PWXW5G7Z | Wen Lighting | Wen Lighting | WENT84DUA-20WB-D-35C | Linear Replacement Lamp | T8 Four-Foot | Dual Mode Internal Driver (UL Type A and Type B) |  | standard | NO | [10 empty] | 2017-04-14 | Not Dimmable | Not Dimmable | NO |  | XXXAUJ | [25 empty] | 4.4 | 3029 | 135.5 | 22.35 | 16.08 | 0.9 | 3500 | 85.1 |  |  |  | NO | NO | NO | 2018-05-02 | 4.3 |  | standard |  |  |  |  | 2018-11-02 | NO | NO | NO | [6 empty] | AC | [7 empty] | NO
PKJ191FX | Wen Lighting | Wen Lighting | WENT84DUA-20WB-D-40C | Linear Replacement Lamp | T8 Four-Foot | Dual Mode Internal Driver (UL Type A and Type B) |  | standard | NO | [10 empty] | 2017-04-14 | Not Dimmable | Not Dimmable | NO |  | XXXAUJ | [25 empty] | 4.4 | 3044 | 136.2 | 22.35 | 16.08 | 0.9 | 4000 | 85.1 |  |  |  | NO | NO | NO | 2018-05-02 | 4.3 |  | standard |  |  |  |  | 2018-11-02 | NO | NO | NO | [6 empty] | AC | [7 empty] | NO
PZFXZV4M | Wen Lighting | Wen Lighting | WENT84DUA-20WB-D-30C | Linear Replacement Lamp | T8 Four-Foot | Dual Mode Internal Driver (UL Type A and Type B) |  | standard | YES |  | 3013 | 135.05 | 22.31 | 17.22 | 0.8991 | 3078 | 83.1 | 5 | 50000 | 2017-04-14 | Not Dimmable | Not Dimmable | NO |  | XXXAUJ | [15 empty] | 91.1 |  | 1.24 | 1.38 | [6 empty] | 4.4 | 3013 | 135.05 | 22.31 | 16.08 | 0.9 | 3000 | 85.1 |  |  |  | NO | NO | NO | 2018-05-02 | 4.3 |  | standard |  |  |  |  | 2018-11-02 | NO | NO | NO | [6 empty] | AC | [7 empty] | NO
P3UZG3YF | US Green Lighting, Inc. | US Green Lighting | L/T84F/15/XU/835/JCM1 | Linear Replacement Lamp | T8 Four-Foot | Dual Mode Internal Driver (UL Type A and Type B) |  | standard | NO | [10 empty] | 2017-04-14 | Not Yet Verified | Not Yet Verified | NotYetVerified |  | KKKZST | [25 empty] | 4.4 | 2172 | 133 | 16.3 | 20 | 0.9 | 3500 | 83 |  |  |  | NO | NO | NO | 2018-05-02 | 4.3 |  | standard |  |  |  |  | 2018-11-02 | NO | NO | NO | [6 empty] | AC | [7 empty] | NO
PH78RETN | US Green Lighting, Inc. | US Green Lighting | L/T84F/15/XU/835/JFM1 | Linear Replacement Lamp | T8 Four-Foot | Dual Mode Internal Driver (UL Type A and Type B) |  | standard | NO | [10 empty] | 2017-04-14 | Not Yet Verified | Not Yet Verified | NotYetVerified |  | KKKZST | [25 empty] | 4.4 | 2172 | 133 | 16.3 | 20 | 0.9 | 3500 | 83 |  |  |  | NO | NO | NO | 2018-05-02 | 4.3 |  | standard |  |  |  |  | 2018-11-02 | NO | NO | NO | [6 empty] | AC | [7 empty] | NO
PXEKJ6PR | US Green Lighting, Inc. | US Green Lighting | L/T84F/12/XU/840/JCM1 | Linear Replacement Lamp | T8 Four-Foot | Dual Mode Internal Driver (UL Type A and Type B) |  | standard | NO | [10 empty] | 2017-04-14 | Not Dimmable | Not Dimmable | NO |  | KKKZSS | [25 empty] | 4.4 | 1764 | 138.41 | 12.69 | 20 | 0.9 | 4000 | 82 |  |  |  | NO | NO | NO | 2018-05-02 | 4.3 |  | standard |  |  |  |  | 2018-11-02 | NO | NO | NO | [6 empty] | AC | [7 empty] | NO
P52ZH167 | US Green Lighting, Inc. | US Green Lighting | L/T84F/12/XU/850/JCM1 | Linear Replacement Lamp | T8 Four-Foot | Dual Mode Internal Driver (UL Type A and Type B) |  | standard | NO | [10 empty] | 2017-04-14 | Not Dimmable | Not Dimmable | NO |  | KKKZSS | [25 empty] | 4.4 | 1764 | 138.41 | 12.69 | 20 | 0.9 | 5000 | 82 |  |  |  | NO | NO | NO | 2018-05-02 | 4.3 |  | standard |  |  |  |  | 2018-11-02 | NO | NO | NO | [6 empty] | AC | [7 empty] | NO
PCZXVH1Z | US Green Lighting, Inc. | US Green Lighting | L/T84F/20/XU/830/JFM1 | Linear Replacement Lamp | T8 Four-Foot | Dual Mode Internal Driver (UL Type A and Type B) |  | standard | YES |  | 2697 | 134.35 | 20.08 | 6.38 | 0.9693 | 3017 | 82.2 | 5 | 50000 | 2017-04-14 | Not Dimmable | Not Dimmable | NotYetVerified |  | KKKZSV | [15 empty] | 90.3 |  | 1.16 | 1.36 | [6 empty] | 4.4 | 2697 | 134.35 | 20.08 | 20 | 0.9 | 3000 | 83 |  |  |  | NO | NO | NO | 2018-05-02 | 4.3 |  | standard |  |  |  |  | 2018-11-02 | NO | NO | NO | [6 empty] | AC | [7 empty] | NO
PU16HSVZ | ZHEJIANG HONGYAO LIGHTING ELECTRICAL CO.,LTD | HONGYAO | HY-T8-F120-15W-A3500K | Linear Replacement Lamp | T8 Four-Foot | Replacement Lamps (plug and play) (UL Type A) |  | standard | YES |  | 2302 | 140.88 | 16.34 | 12.78 | 0.963 | 3453 | 79.1 | 5 | 50000 | 2017-04-14 | Not Dimmable | Not Dimmable | NO |  | YYYBRY | [15 empty] | 84.6 |  | 1.32 | 1.18 | [6 empty] | 4.4 | 2302 | 140.88 | 16.34 | 12.78 | 0.96 | 3500 | 80 |  |  |  | NO | NO | NO | 2018-05-02 | 4.3 |  | standard |  |  |  |  | 2018-11-02 | NO | NO | NO | [6 empty] | AC | [7 empty] | NO
PY5GYDWC | James Trading Company Limited | JAMES | ZY-T8P-12W1200 BIXX BALLAST COMPATIBLE LED TUBE (FROSTED LENS) 3500K | Linear Replacement Lamp | T8 Four-Foot | Dual Mode Internal Driver (UL Type A and Type B) |  | standard | NO | [10 empty] | 2017-04-13 | Not Dimmable | Not Dimmable | NotYetVerified |  | KKKZSO | [25 empty] | 4.4 | 1664 | 132.1 | 12.6 | 20 | 0.9 | 3500 | 82 |  |  |  | NO | NO | NO | 2018-05-02 | 4.3 |  | standard |  |  |  |  | 2018-11-02 | NO | NO | NO | [6 empty] | AC | [7 empty] | NO
P1RPT9KR | James Trading Company Limited | JAMES | ZY-T8P-12W1200 BIXX PLUG AND PLAY (FROSTED LENS) 5000K | Linear Replacement Lamp | T8 Four-Foot | Replacement Lamps (plug and play) (UL Type A) |  | standard | NO | [10 empty] | 2017-04-13 | Not Dimmable | Not Dimmable | NotYetVerified |  | KKKZSP | [25 empty] | 4.4 | 1520 | 123.68 | 12.29 | 20 | 0.9 | 5000 | 82 |  |  |  | NO | NO | NO | 2018-05-02 | 4.3 |  | standard |  |  |  |  | 2018-11-02 | NO | NO | NO | [6 empty] | AC | [7 empty] | NO
PYE3QXWZ | James Trading Company Limited | JAMES | ZY-T8P-12W1200 BIXX PLUG AND PLAY (FROSTED LENS) 4000K | Linear Replacement Lamp | T8 Four-Foot | Replacement Lamps (plug and play) (UL Type A) |  | standard | NO | [10 empty] | 2017-04-13 | Not Dimmable | Not Dimmable | NotYetVerified |  | KKKZSP | [25 empty] | 4.4 | 1520 | 123.68 | 12.29 | 20 | 0.9 | 4000 | 82 |  |  |  | NO | NO | NO | 2018-05-02 | 4.3 |  | standard |  |  |  |  | 2018-11-02 | NO | NO | NO | [6 empty] | AC | [7 empty] | NO
PC79ZSF3 | ZHEJIANG HONGYAO LIGHTING ELECTRICAL CO.,LTD | HONGYAO | HY-T8-F120-15W-A+B3500K | Linear Replacement Lamp | T8 Four-Foot | Dual Mode Internal Driver (UL Type A and Type B) |  | standard | YES |  | 2264.2 | 128.72 | 17.59 | 11.635 | 0.968 | 3434 | 78.9 | 5 | 50000 | 2017-04-13 | Not Dimmable | Not Dimmable | NO |  | YYYBRW | [15 empty] | 84.45 |  | 1.4 | 1.18 | [6 empty] | 4.4 | 2264.2 | 128.72 | 17.59 | 11.63 | 0.97 | 3500 | 80 |  |  |  | NO | NO | NO | 2018-05-02 | 4.3 |  | standard |  |  |  |  | 2018-11-02 | NO | NO | NO | [6 empty] | AC | [7 empty] | NO
PKCHEECC | ZHEJIANG HONGYAO LIGHTING ELECTRICAL CO.,LTD | HONGYAO | HY-T8-N120-15W-A+B3500K | Linear Replacement Lamp | T8 Four-Foot | Dual Mode Internal Driver (UL Type A and Type B) |  | standard | YES |  | 2306.6 | 135.36 | 17.04 | 12.023 | 0.965 | 3431 | 79.5 | 5 | 50000 | 2017-04-13 | Not Dimmable | Not Dimmable | NO |  | YYYBRX | [15 empty] | 84.6 |  | 1.32 | 1.18 | [6 empty] | 4.4 | 2306.6 | 135.36 | 17.04 | 12.02 | 0.97 | 3500 | 80 |  |  |  | NO | NO | NO | 2018-05-02 | 4.3 |  | standard |  |  |  |  | 2018-11-02 | NO | NO | NO | [6 empty] | AC | [7 empty] | NO
P6RKU4GS | James Trading Company Limited | JAMES | ZY-T8P-12W1200 BIXX PLUG AND PLAY (FROSTED LENS) 4500K | Linear Replacement Lamp | T8 Four-Foot | Replacement Lamps (plug and play) (UL Type A) |  | standard | NO | [10 empty] | 2017-04-13 | Not Dimmable | Not Dimmable | NotYetVerified |  | KKKZSP | [25 empty] | 4.4 | 1520 | 123.68 | 12.29 | 20 | 0.9 | 4500 | 82 |  |  |  | NO | NO | NO | 2018-05-02 | 4.3 |  | standard |  |  |  |  | 2018-11-02 | NO | NO | NO | [6 empty] | AC | [7 empty] | NO
PGE2KWW2 | James Trading Company Limited | JAMES | ZY-T8P-12W1200 BIXX BALLAST COMPATIBLE LED TUBE (FROSTED LENS) 5000K | Linear Replacement Lamp | T8 Four-Foot | Dual Mode Internal Driver (UL Type A and Type B) |  | standard | NO | [10 empty] | 2017-04-13 | Not Dimmable | Not Dimmable | NotYetVerified |  | KKKZSO | [25 empty] | 4.4 | 1664 | 132.1 | 12.6 | 20 | 0.9 | 5000 | 82 |  |  |  | NO | NO | NO | 2018-05-02 | 4.3 |  | standard |  |  |  |  | 2018-11-02 | NO | NO | NO | [6 empty] | AC | [7 empty] | NO
PXAQSJ4A | James Trading Company Limited | JAMES | ZY-T8P-12W1200 BIXX PLUG AND PLAY (FROSTED LENS) 3500K | Linear Replacement Lamp | T8 Four-Foot | Replacement Lamps (plug and play) (UL Type A) |  | standard | NO | [10 empty] | 2017-04-13 | Not Dimmable | Not Dimmable | NotYetVerified |  | KKKZSP | [25 empty] | 4.4 | 1520 | 123.68 | 12.29 | 20 | 0.9 | 3500 | 82 |  |  |  | NO | NO | NO | 2018-05-02 | 4.3 |  | standard |  |  |  |  | 2018-11-02 | NO | NO | NO | [6 empty] | AC | [7 empty] | NO
PKJS131F | James Trading Company Limited | JAMES | ZY-T8P-12W1200 BIXX BALLAST COMPATIBLE LED TUBE (FROSTED LENS) 4000K | Linear Replacement Lamp | T8 Four-Foot | Dual Mode Internal Driver (UL Type A and Type B) |  | standard | NO | [10 empty] | 2017-04-13 | Not Dimmable | Not Dimmable | NotYetVerified |  | KKKZSO | [25 empty] | 4.4 | 1664 | 132.1 | 12.6 | 20 | 0.9 | 4000 | 82 |  |  |  | NO | NO | NO | 2018-05-02 | 4.3 |  | standard |  |  |  |  | 2018-11-02 | NO | NO | NO | [6 empty] | AC | [7 empty] | NO
P74W2RG5 | James Trading Company Limited | JAMES | ZY-T8P-12W1200 BIXX BALLAST COMPATIBLE LED TUBE (FROSTED LENS) 4500K | Linear Replacement Lamp | T8 Four-Foot | Dual Mode Internal Driver (UL Type A and Type B) |  | standard | NO | [10 empty] | 2017-04-13 | Not Dimmable | Not Dimmable | NotYetVerified |  | KKKZSO | [25 empty] | 4.4 | 1664 | 132.1 | 12.6 | 20 | 0.9 | 4500 | 82 |  |  |  | NO | NO | NO | 2018-05-02 | 4.3 |  | standard |  |  |  |  | 2018-11-02 | NO | NO | NO | [6 empty] | AC | [7 empty] | NO
P541V8EU | James Trading Company Limited | JAMES | ZY-T8P-12W1200 BIXX PLUG AND PLAY (FROSTED LENS) 3000K | Linear Replacement Lamp | T8 Four-Foot | Replacement Lamps (plug and play) (UL Type A) |  | standard | YES |  | 1520 | 123.68 | 12.29 | 21.22 | 0.8985 | 2987 | 81.2 | 5 | 50000 | 2017-04-13 | Not Dimmable | Not Dimmable | NotYetVerified |  | KKKZSP | [15 empty] | 90.6 |  | 1.35 | 1.17 | [6 empty] | 4.4 | 1520 | 123.68 | 12.29 | 20 | 0.9 | 3000 | 82 |  |  |  | NO | NO | NO | 2018-05-02 | 4.3 |  | standard |  |  |  |  | 2018-11-02 | NO | NO | NO | [6 empty] | AC | [7 empty] | NO
PXZCC9BC | James Trading Company Limited | JAMES | ZY-T8P-12W1200 BIXX BALLAST COMPATIBLE LED TUBE (FROSTED LENS) 3000K | Linear Replacement Lamp | T8 Four-Foot | Dual Mode Internal Driver (UL Type A and Type B) |  | standard | YES |  | 1664 | 132.1 | 12.6 | 9.04 | 0.9017 | 3001 | 82.2 | 5 | 50000 | 2017-04-13 | Not Dimmable | Not Dimmable | NotYetVerified |  | KKKZSO | [15 empty] | 90 |  | 1.42 | 1.15 | [6 empty] | 4.4 | 1664 | 132.1 | 12.6 | 20 | 0.9 | 3000 | 82 |  |  |  | NO | NO | NO | 2018-05-02 | 4.3 |  | standard |  |  |  |  | 2018-11-02 | NO | NO | NO | [6 empty] | AC | [7 empty] | NO
P6JSHNRP | James Trading Company Limited | JAMES | ZY-T8-20W1200 BIXX PLUG AND PLAY TUBE (FROSTED LENS)(3500K) | Linear Replacement Lamp | T8 Four-Foot | Replacement Lamps (plug and play) (UL Type A) |  | standard | NO | [10 empty] | 2017-04-12 | Not Dimmable | Not Dimmable | NotYetVerified | x is placeholder where is can be eitehr S or T | KKKZSH | [25 empty] | 4.4 | 2300 | 120 | 19.2 | 20 | 0.9 | 3500 | 82 |  |  |  | NO | NO | NO | 2018-05-02 | 4.3 |  | standard |  |  |  |  | 2018-11-02 | NO | NO | NO | [6 empty] | AC | [7 empty] | NO
PASBHUHK | James Trading Company Limited | JAMES | ZY-T8-20W1200 BIXX PLUG AND PLAY TUBE (FROSTED LENS)(4500K) | Linear Replacement Lamp | T8 Four-Foot | Replacement Lamps (plug and play) (UL Type A) |  | standard | NO | [10 empty] | 2017-04-12 | Not Dimmable | Not Dimmable | NotYetVerified | x is placeholder where is can be eitehr S or T | KKKZSH | [25 empty] | 4.4 | 2300 | 120 | 19.2 | 20 | 0.9 | 4500 | 82 |  |  |  | NO | NO | NO | 2018-05-02 | 4.3 |  | standard |  |  |  |  | 2018-11-02 | NO | NO | NO | [6 empty] | AC | [7 empty] | NO
P9VEMMWP | James Trading Company Limited | JAMES | ZY-T8-20W1200 BIXX PLUG AND PLAY TUBE (FROSTED LENS)(3000K) | Linear Replacement Lamp | T8 Four-Foot | Replacement Lamps (plug and play) (UL Type A) |  | standard | YES |  | 2302 | 119.09 | 19.33 | 20.78 | 0.9013 | 3011 | 81.6 | 5 | 50000 | 2017-04-12 | Not Dimmable | Not Dimmable | NotYetVerified | x is placeholder where is can be eitehr S or T | KKKZSH | [15 empty] | 90.6 |  | 1.38 | 1.18 | [6 empty] | 4.4 | 2300 | 120 | 19.2 | 20 | 0.9 | 3000 | 82 |  |  |  | NO | NO | NO | 2018-05-02 | 4.3 |  | standard |  |  |  |  | 2018-11-02 | NO | NO | NO | [6 empty] | AC | [7 empty] | NO
PZFVRX4H | James Trading Company Limited | JAMES | ZY-T8-20W1200 BIXX PLUG AND PLAY TUBE (FROSTED LENS)(4000K) | Linear Replacement Lamp | T8 Four-Foot | Replacement Lamps (plug and play) (UL Type A) |  | standard | NO | [10 empty] | 2017-04-12 | Not Dimmable | Not Dimmable | NotYetVerified | x is placeholder where is can be eitehr S or T | KKKZSH | [25 empty] | 4.4 | 2300 | 120 | 19.2 | 20 | 0.9 | 4000 | 82 |  |  |  | NO | NO | NO | 2018-05-02 | 4.3 |  | standard |  |  |  |  | 2018-11-02 | NO | NO | NO | [6 empty] | AC | [7 empty] | NO
PXM28AR9 | James Trading Company Limited | JAMES | ZY-T8-20W1200 BIXX PLUG AND PLAY TUBE (FROSTED LENS)(5000K) | Linear Replacement Lamp | T8 Four-Foot | Replacement Lamps (plug and play) (UL Type A) |  | standard | NO | [10 empty] | 2017-04-12 | Not Dimmable | Not Dimmable | NotYetVerified | x is placeholder where is can be eitehr S or T | KKKZSH | [25 empty] | 4.4 | 2300 | 120 | 19.2 | 20 | 0.9 | 5000 | 82 |  |  |  | NO | NO | NO | 2018-05-02 | 4.3 |  | standard |  |  |  |  | 2018-11-02 | NO | NO | NO | [6 empty] | AC | [7 empty] | NO
P5ZMXDY2 | Eiko Global, LLC | EIKO | LED11.5WT8/48/830-PET-G7DR | Linear Replacement Lamp | T8 Four-Foot | Replacement Lamps (plug and play) (UL Type A) |  | standard | YES |  | 1747 | 125.1 | 13.97 | 14.09 | 0.9564 | 3076 | 85.2 | 5 | 50000 | 2017-04-11 | Not Dimmable | Not Dimmable | NO |  | IIIKGL | [15 empty] | 83 |  | 1.26 | 1.32 | [6 empty] | 4.4 | 1700 | 120 | 14.5 | 20 | 0.9 | 3000 | 82 |  |  |  | NO | NO | NO | 2018-05-02 | 4.3 |  | standard |  |  |  |  | 2018-11-02 | NO | NO | NO | [6 empty] | AC | [7 empty] | NO
PRVK37G3 | Eiko Global, LLC | EIKO | LED15WT8/48/830-PET-G7DR | Linear Replacement Lamp | T8 Four-Foot | Replacement Lamps (plug and play) (UL Type A) |  | standard | YES |  | 2167 | 125.4 | 17.28 | 10.15 | 0.9699 | 3079 | 85.1 | 5 | 50000 | 2017-04-11 | Not Dimmable | Not Dimmable | NO |  | IIIKGK | [15 empty] | 82.9 |  | 1.26 | 1.3 | [6 empty] | 4.4 | 2100 | 120 | 18 | 20 | 0.9 | 3000 | 82 |  |  |  | NO | NO | NO | 2018-05-02 | 4.3 |  | standard |  |  |  |  | 2018-11-02 | NO | NO | NO | [6 empty] | AC | [7 empty] | NO
PY31ZP9N | Sunpark | Sunpark | T8-48T-840-14W-EB4 | Linear Replacement Lamp | T8 Four-Foot | Replacement Lamps (plug and play) (UL Type A) |  | standard | YES |  | 2234 | 128.2 | 17.42 | 13.88 | 0.935 | 4090 | 81.4 | 5 | 50000 | 2017-04-11 | Not Yet Verified | Not Yet Verified | NO |  | WWWBKW | [15 empty] | 84.1 |  | 1.32 | 1.3 | [6 empty] | 4.4 | 2200 | 133.33 | 16.5 | 14 | 0.9 | 4000 | 80 |  |  |  | NO | NO | NO | 2018-05-02 | 4.3 |  | standard |  |  |  |  | 2018-11-02 | NO | NO | NO | [6 empty] | AC | [7 empty] | NO
PY456STX | Eiko Global, LLC | EiKO | LED11.5WT8/48/835-PET-G7DR | Linear Replacement Lamp | T8 Four-Foot | Replacement Lamps (plug and play) (UL Type A) |  | standard | NO | [10 empty] | 2017-04-11 | Not Dimmable | Not Dimmable | NO |  | IIIKGL | [25 empty] | 4.4 | 1700 | 120 | 14.5 | 20 | 0.9 | 3500 | 82 |  |  |  | NO | NO | NO | 2018-05-02 | 4.3 |  | standard |  |  |  |  | 2018-11-02 | NO | NO | NO | [6 empty] | AC | [7 empty] | NO
PLGRSH71IQAO | MaxLite Inc. | Maxlite | L9.5T8DF430-CG | Linear Replacement Lamp | T8 Four-Foot | Replacement Lamps (plug and play) (UL Type A) |  | standard | YES |  | 1779 | 131.5 | 13.53 | 15.09 | 0.9519 | 3026 | 83.1 | 5 | 50000 | 2018-03-28 | Dimmable | Continuous Below 10 | NO |  | XXXBZQ | [15 empty] | 82.2 |  | 1.24 | 1.28 | [6 empty] | 4.4 | 1700 | 131 | 13 | 15.09 | 0.952 | 3000 | 83 |  |  |  | NO | NO | NO | [8 empty] | 2018-11-02 | NO | NO | NO | [6 empty] | AC | [7 empty] | NO
PZW9DPZT | Sunpark | Sunpark | T8-48T-850-14W-EB4 | Linear Replacement Lamp | T8 Four-Foot | Replacement Lamps (plug and play) (UL Type A) |  | standard | NO | [10 empty] | 2017-04-11 | Not Yet Verified | Not Yet Verified | NO |  | WWWBKW | [25 empty] | 4.4 | 2200 | 133.33 | 16.5 | 14 | 0.9 | 5000 | 80 |  |  |  | NO | NO | NO | 2018-05-02 | 4.3 |  | standard |  |  |  |  | 2018-11-02 | NO | NO | NO | [6 empty] | AC | [7 empty] | NO
PLPMPN2XKBA2 | MaxLite Inc. | Maxlite | L9.5T8DF435-CG | Linear Replacement Lamp | T8 Four-Foot | Replacement Lamps (plug and play) (UL Type A) |  | standard | NO | [10 empty] | 2018-03-28 | Dimmable | Continuous Below 10 | NO |  | XXXBZQ | [25 empty] | 4.4 | 1700 | 131 | 13 | 15.09 | 0.952 | 3500 | 83 |  |  |  | NO | NO | NO | [8 empty] | 2018-11-02 | NO | NO | NO | [6 empty] | AC | [7 empty] | NO
PBJRKSZD | Eiko Global, LLC | EiKO | LED15WT8/48/835-PET-G7DR | Linear Replacement Lamp | T8 Four-Foot | Replacement Lamps (plug and play) (UL Type A) |  | standard | NO | [10 empty] | 2017-04-11 | Not Dimmable | Not Dimmable | NO |  | IIIKGK | [25 empty] | 4.4 | 2100 | 120 | 18 | 20 | 0.9 | 3500 | 82 |  |  |  | NO | NO | NO | 2018-05-02 | 4.3 |  | standard |  |  |  |  | 2018-11-02 | NO | NO | NO | [6 empty] | AC | [7 empty] | NO
PLHUB3FZLU1V | MaxLite Inc. | Maxlite | L9.5T8DF440-CG | Linear Replacement Lamp | T8 Four-Foot | Replacement Lamps (plug and play) (UL Type A) |  | standard | NO | [10 empty] | 2018-03-28 | Dimmable | Continuous Below 10 | NO |  | XXXBZQ | [25 empty] | 4.4 | 1800 | 138 | 13 | 15.09 | 0.952 | 4000 | 83 |  |  |  | NO | NO | NO | [8 empty] | 2018-11-02 | NO | NO | NO | [6 empty] | AC | [7 empty] | NO
PLGU2YHG0GG2 | MaxLite Inc. | Maxlite | L14.5T8DF440-GA | Linear Replacement Lamp | T8 Four-Foot | Replacement Lamps (plug and play) (UL Type A) |  | standard | NO | [10 empty] | 2017-07-25 | Not Dimmable | Not Dimmable | NO |  | TYNAKG | [25 empty] | 4.4 | 2000 | 133 | 15 | 14 | 0.99 | 4000 | 80 |  |  |  | NO | NO | NO | [8 empty] | 2018-11-02 | NO | NO | NO | [6 empty] | AC | [7 empty] | NO
PZ14D14U | MEBULBS.COM | LED Xtreme Duty | PLT517 | Linear Replacement Lamp | T8 Four-Foot | Replacement Lamps (plug and play) (UL Type A) |  | standard | NO | [10 empty] | 2017-04-11 | Dimmable | Continuous Below 10 | NO | Updated on 4/11/2017 | IIIJXF | [25 empty] | 4.4 | 2400 | 120 | 20 | 7.64 | 0.98 | 5000 | 83 |  |  |  | NO | NO | NO | 2018-05-02 | 4.3 |  | standard | 2017-07-28 | 4.2 |  | standard | 2018-11-02 | NO | NO | NO | [6 empty] | AC | [7 empty] | NO
PKQZJCGJ | Wen Lighting | Wen Lighting | WENT84DUA-20WB-D-45M | Linear Replacement Lamp | T8 Four-Foot | Dual Mode Internal Driver (UL Type A and Type B) |  | standard | NO | [10 empty] | 2017-04-10 | Not Dimmable | Not Dimmable | NotYetVerified | Product updated 9/21/2016 | FFFHWR | [25 empty] | 4.4 | 2600 | 130 | 20 | 5.79 | 0.9 | 4500 | 80 |  |  |  | NO | NO | NO | 2018-05-02 | 4.3 |  | standard |  |  |  |  | 2018-11-02 | NO | NO | NO | [6 empty] | AC | [7 empty] | NO
P4TT85KH | Wen Lighting | Wen Lighting | WENT84DUA-16WB-D-45C | Linear Replacement Lamp | T8 Four-Foot | Dual Mode Internal Driver (UL Type A and Type B) |  | standard | NO | [10 empty] | 2017-04-10 | Not Dimmable | Not Dimmable | NotYetVerified |  | FFFHWT | [25 empty] | 4.4 | 2340 | 130 | 18 | 7.7 | 0.9 | 4500 | 80 |  |  |  | NO | NO | NO | 2018-05-02 | 4.3 |  | standard |  |  |  |  | 2018-11-02 | NO | NO | NO | [6 empty] | AC | [7 empty] | NO
PHN4QNEH | ZHEJIANG HONGYAO LIGHTING ELECTRICAL CO.,LTD | HONGYAO | HY-T8-F120-13W-A3500K | Linear Replacement Lamp | T8 Four-Foot | Replacement Lamps (plug and play) (UL Type A) |  | standard | YES |  | 2022.3 | 137.38 | 14.72 | 14.816 | 0.957 | 3443 | 79 | 5 | 50000 | 2017-04-10 | Not Dimmable | Not Dimmable | NO |  | FFFHWY | [15 empty] | 84.6 |  | 1.36 | 1.18 | [6 empty] | 4.4 | 2022.3 | 137.38 | 14.72 | 14.82 | 0.96 | 3500 | 80 |  |  |  | NO | NO | NO | 2018-05-02 | 4.3 |  | standard |  |  |  |  | 2018-11-02 | NO | NO | NO | [6 empty] | AC | [7 empty] | NO
P9WMVRVG | ZHEJIANG HONGYAO LIGHTING ELECTRICAL CO.,LTD | HONGYAO | HY-T8-F120-13W-A+B3500K | Linear Replacement Lamp | T8 Four-Foot | Dual Mode Internal Driver (UL Type A and Type B) |  | standard | YES |  | 1946.2 | 120.88 | 16.1 | 13.259 | 0.97 | 3431 | 78.9 | 5 | 50000 | 2017-04-10 | Not Dimmable | Not Dimmable | NO |  | FFFHWW | [15 empty] | 84.7 |  | 1.34 | 1.18 | [6 empty] | 4.4 | 1946.2 | 120.88 | 16.1 | 13.26 | 0.97 | 3500 | 80 |  |  |  | NO | NO | NO | 2018-05-02 | 4.3 |  | standard |  |  |  |  | 2018-11-02 | NO | NO | NO | [6 empty] | AC | [7 empty] | NO
PG2PHFQS | Sunshine Lighting | SUNLITE | T8/LED/4'/11.5W/IS/40K | Linear Replacement Lamp | T8 Four-Foot | Replacement Lamps (plug and play) (UL Type A) |  | standard | NO | [10 empty] | 2017-04-10 | Not Dimmable | Not Dimmable | NO | Product updated on 03/22/2018 | XXXATA | [25 empty] | 4.4 | 1800 | 124 | 14.5 | 13.61 | 0.95 | 4000 | 82 |  |  |  | NO | NO | NO | 2018-05-02 | 4.3 |  | standard |  |  |  |  | 2018-11-02 | NO | NO | NO | [6 empty] | AC | [7 empty] | NO
P3S7Z6JM | Wen Lighting | Wen Lighting | WENT84DUA-12WB-D-40M | Linear Replacement Lamp | T8 Four-Foot | Dual Mode Internal Driver (UL Type A and Type B) |  | standard | NO | [10 empty] | 2017-04-10 | Not Dimmable | Not Dimmable | NotYetVerified |  | FFFHWU | [25 empty] | 4.4 | 1680 | 140 | 12 | 14.16 | 0.9 | 4000 | 80 |  |  |  | NO | NO | NO | 2018-05-02 | 4.3 |  | standard |  |  |  |  | 2018-11-02 | NO | NO | NO | [6 empty] | AC | [7 empty] | NO
P2C53C4A | Wen Lighting | Wen Lighting | WENT84DUA-12WB-D-45C | Linear Replacement Lamp | T8 Four-Foot | Dual Mode Internal Driver (UL Type A and Type B) |  | standard | NO | [10 empty] | 2017-04-10 | Not Dimmable | Not Dimmable | NotYetVerified |  | FFFHWV | [25 empty] | 4.4 | 1800 | 150 | 12 | 11.66 | 0.9 | 4500 | 80 |  |  |  | NO | NO | NO | 2018-05-02 | 4.3 |  | standard |  |  |  |  | 2018-11-02 | NO | NO | NO | [6 empty] | AC | [7 empty] | NO
PDG6P1Y7 | Wen Lighting | Wen Lighting | WENT84DUA-12WB-D-45M | Linear Replacement Lamp | T8 Four-Foot | Dual Mode Internal Driver (UL Type A and Type B) |  | standard | NO | [10 empty] | 2017-04-10 | Not Dimmable | Not Dimmable | NotYetVerified |  | FFFHWU | [25 empty] | 4.4 | 1680 | 140 | 12 | 14.16 | 0.9 | 4500 | 80 |  |  |  | NO | NO | NO | 2018-05-02 | 4.3 |  | standard |  |  |  |  | 2018-11-02 | NO | NO | NO | [6 empty] | AC | [7 empty] | NO
P6X1ERJR | Wen Lighting | Wen Lighting | WENT84DUA-20WB-D-50M | Linear Replacement Lamp | T8 Four-Foot | Dual Mode Internal Driver (UL Type A and Type B) |  | standard | NO | [10 empty] | 2017-04-10 | Not Dimmable | Not Dimmable | NotYetVerified | Product updated 9/21/2016 | FFFHWR | [25 empty] | 4.4 | 2600 | 130 | 20 | 5.79 | 0.9 | 5000 | 80 |  |  |  | NO | NO | NO | 2018-05-02 | 4.3 |  | standard |  |  |  |  | 2018-11-02 | NO | NO | NO | [6 empty] | AC | [7 empty] | NO
PCWW8KH8 | ZHEJIANG HONGYAO LIGHTING ELECTRICAL CO.,LTD | HONGYAO | HY-T8-N120-13W-A3500K | Linear Replacement Lamp | T8 Four-Foot | Replacement Lamps (plug and play) (UL Type A) |  | standard | YES |  | 1941 | 135.36 | 14.34 | 15.212 | 0.951 | 3409 | 79.3 | 5 | 50000 | 2017-04-10 | Not Dimmable | Not Dimmable | NO |  | FFFHWZ | [15 empty] | 84.5 |  | 1.32 | 1.18 | [6 empty] | 4.4 | 1941 | 135.36 | 14.34 | 15.21 | 0.95 | 3500 | 80 |  |  |  | NO | NO | NO | 2018-05-02 | 4.3 |  | standard |  |  |  |  | 2018-11-02 | NO | NO | NO | [6 empty] | AC | [7 empty] | NO
PGR2VJAJ | Sunshine Lighting | SUNLITE | T8/LED/4'/15W/IS/40K | Linear Replacement Lamp | T8 Four-Foot | Replacement Lamps (plug and play) (UL Type A) |  | standard | NO | [10 empty] | 2017-04-10 | Not Dimmable | Not Dimmable | NO | Product updated on 03/22/2018 | XXXATB | [25 empty] | 4.4 | 2200 | 124 | 18 | 9.83 | 0.97 | 4000 | 82 |  |  |  | NO | NO | NO | 2018-05-02 | 4.3 |  | standard |  |  |  |  | 2018-11-02 | NO | NO | NO | [6 empty] | AC | [7 empty] | NO
PER9Z4UF | Sunshine Lighting | SUNLITE | T8/LED/4'/15W/IS/50K | Linear Replacement Lamp | T8 Four-Foot | Replacement Lamps (plug and play) (UL Type A) |  | standard | NO | [10 empty] | 2017-04-10 | Not Dimmable | Not Dimmable | NO | Product updated on 03/22/2018 | XXXATB | [25 empty] | 4.4 | 2200 | 124 | 18 | 10.2 | 0.97 | 5000 | 82 |  |  |  | NO | NO | NO | 2018-05-02 | 4.3 |  | standard |  |  |  |  | 2018-11-02 | NO | NO | NO | [6 empty] | AC | [7 empty] | NO
PMHBSXGD | Wen Lighting | Wen Lighting | WENT84DUA-12WB-D-40C | Linear Replacement Lamp | T8 Four-Foot | Dual Mode Internal Driver (UL Type A and Type B) |  | standard | NO | [10 empty] | 2017-04-10 | Not Dimmable | Not Dimmable | NotYetVerified |  | FFFHWV | [25 empty] | 4.4 | 1800 | 150 | 12 | 11.66 | 0.9 | 4000 | 80 |  |  |  | NO | NO | NO | 2018-05-02 | 4.3 |  | standard |  |  |  |  | 2018-11-02 | NO | NO | NO | [6 empty] | AC | [7 empty] | NO
PX27MS2G | Wen Lighting | Wen Lighting | WENT84DUA-16WB-D-45M | Linear Replacement Lamp | T8 Four-Foot | Dual Mode Internal Driver (UL Type A and Type B) |  | standard | NO | [10 empty] | 2017-04-10 | Not Dimmable | Not Dimmable | NotYetVerified |  | FFFHWS | [25 empty] | 4.4 | 2160 | 120 | 18 | 7.63 | 0.9 | 4500 | 80 |  |  |  | NO | NO | NO | 2018-05-02 | 4.3 |  | standard |  |  |  |  | 2018-11-02 | NO | NO | NO | [6 empty] | AC | [7 empty] | NO
PS33CU5C | Wen Lighting | Wen Lighting | WENT84DUA-12WB-D-50C | Linear Replacement Lamp | T8 Four-Foot | Dual Mode Internal Driver (UL Type A and Type B) |  | standard | NO | [10 empty] | 2017-04-10 | Not Dimmable | Not Dimmable | NotYetVerified |  | FFFHWV | [25 empty] | 4.4 | 1800 | 150 | 12 | 11.66 | 0.9 | 5000 | 80 |  |  |  | NO | NO | NO | 2018-05-02 | 4.3 |  | standard |  |  |  |  | 2018-11-02 | NO | NO | NO | [6 empty] | AC | [7 empty] | NO
PMV3J8MJ | Wen Lighting | Wen Lighting | WENT84DUA-12WB-D-50M | Linear Replacement Lamp | T8 Four-Foot | Dual Mode Internal Driver (UL Type A and Type B) |  | standard | NO | [10 empty] | 2017-04-10 | Not Dimmable | Not Dimmable | NotYetVerified |  | FFFHWU | [25 empty] | 4.4 | 1680 | 140 | 12 | 14.16 | 0.9 | 5000 | 80 |  |  |  | NO | NO | NO | 2018-05-02 | 4.3 |  | standard |  |  |  |  | 2018-11-02 | NO | NO | NO | [6 empty] | AC | [7 empty] | NO
PSZX7GUS | Wen Lighting | Wen Lighting | WENT84DUA-16WB-D-30C | Linear Replacement Lamp | T8 Four-Foot | Dual Mode Internal Driver (UL Type A and Type B) |  | standard | YES |  | 2195.5 | 123.34 | 17.8 | 7.7 | 0.9727 | 2896 | 81.9 | 5 | 50000 | 2017-04-10 | Not Dimmable | Not Dimmable | NotYetVerified |  | FFFHWT | [15 empty] | 89.3 |  | 1.28 | 1.44 | [6 empty] | 4.4 | 2250 | 125 | 18 | 7.7 | 0.9 | 3000 | 80 |  |  |  | NO | NO | NO | 2018-05-02 | 4.3 |  | standard |  |  |  |  | 2018-11-02 | NO | NO | NO | [6 empty] | AC | [7 empty] | NO
PNPSA17T | ZHEJIANG HONGYAO LIGHTING ELECTRICAL CO.,LTD | HONGYAO | HY-T8-N120-13W-A+B3500K | Linear Replacement Lamp | T8 Four-Foot | Dual Mode Internal Driver (UL Type A and Type B) |  | standard | YES |  | 1965.4 | 122.76 | 16.01 | 13.194 | 0.955 | 3430 | 79.4 | 5 | 50000 | 2017-04-10 | Not Dimmable | Not Dimmable | NO |  | FFFHWX | [15 empty] | 84.6 |  | 1.36 | 1.18 | [6 empty] | 4.4 | 1965.4 | 122.76 | 16.01 | 13.19 | 0.96 | 3500 | 80 |  |  |  | NO | NO | NO | 2018-05-02 | 4.3 |  | standard |  |  |  |  | 2018-11-02 | NO | NO | NO | [6 empty] | AC | [7 empty] | NO
PJ29CKN9 | Wen Lighting | Wen Lighting | WENT84DUA-20WB-D-35M | Linear Replacement Lamp | T8 Four-Foot | Dual Mode Internal Driver (UL Type A and Type B) |  | standard | NO | [10 empty] | 2017-04-10 | Not Dimmable | Not Dimmable | NotYetVerified | Product updated 9/21/2016 | FFFHWR | [25 empty] | 4.4 | 2600 | 130 | 20 | 5.79 | 0.9 | 3500 | 80 |  |  |  | NO | NO | NO | 2018-05-02 | 4.3 |  | standard |  |  |  |  | 2018-11-02 | NO | NO | NO | [6 empty] | AC | [7 empty] | NO
P6GFSMNX | Wen Lighting | Wen Lighting | WENT84DUA-20WB-D-30M | Linear Replacement Lamp | T8 Four-Foot | Dual Mode Internal Driver (UL Type A and Type B) |  | standard | YES |  | 2395 | 114.8 | 20.86 | 5.79 | 0.9799 | 2887 | 81.9 | 5 | 50000 | 2017-04-10 | Not Dimmable | Not Dimmable | NotYetVerified | Product updated 9/21/2016 | FFFHWR | [15 empty] | 84.7 |  | 1.22 | 1.38 | [6 empty] | 4.4 | 2600 | 130 | 20 | 5.79 | 0.9 | 3000 | 80 |  |  |  | NO | NO | NO | 2018-05-02 | 4.3 |  | standard |  |  |  |  | 2018-11-02 | NO | NO | NO | [6 empty] | AC | [7 empty] | NO
P6ZCZUPS | Sunshine Lighting | SUNLITE | T8/LED/4'/11.5W/IS/50K | Linear Replacement Lamp | T8 Four-Foot | Replacement Lamps (plug and play) (UL Type A) |  | standard | NO | [10 empty] | 2017-04-10 | Not Dimmable | Not Dimmable | NO | Product updated on 03/22/2018 | XXXATA | [25 empty] | 4.4 | 1800 | 124 | 14.5 | 14.44 | 0.96 | 5000 | 82 |  |  |  | NO | NO | NO | 2018-05-02 | 4.3 |  | standard |  |  |  |  | 2018-11-02 | NO | NO | NO | [6 empty] | AC | [7 empty] | NO
PMHDTYDS | Wen Lighting | Wen Lighting | WENT84DUA-16WB-D-35C | Linear Replacement Lamp | T8 Four-Foot | Dual Mode Internal Driver (UL Type A and Type B) |  | standard | NO | [10 empty] | 2017-04-10 | Not Dimmable | Not Dimmable | NotYetVerified |  | FFFHWT | [25 empty] | 4.4 | 2250 | 125 | 18 | 7.7 | 0.9 | 3500 | 80 |  |  |  | NO | NO | NO | 2018-05-02 | 4.3 |  | standard |  |  |  |  | 2018-11-02 | NO | NO | NO | [6 empty] | AC | [7 empty] | NO
PN13KEEQ | Wen Lighting | Wen Lighting | WENT84DUA-20WB-D-40M | Linear Replacement Lamp | T8 Four-Foot | Dual Mode Internal Driver (UL Type A and Type B) |  | standard | NO | [10 empty] | 2017-04-10 | Not Dimmable | Not Dimmable | NotYetVerified | Product updated 9/21/2016 | FFFHWR | [25 empty] | 4.4 | 2600 | 130 | 20 | 5.79 | 0.9 | 4000 | 80 |  |  |  | NO | NO | NO | 2018-05-02 | 4.3 |  | standard |  |  |  |  | 2018-11-02 | NO | NO | NO | [6 empty] | AC | [7 empty] | NO
PP2BZDEG | Wen Lighting | Wen Lighting | WENT84DUA-16WB-D-40M | Linear Replacement Lamp | T8 Four-Foot | Dual Mode Internal Driver (UL Type A and Type B) |  | standard | NO | [10 empty] | 2017-04-10 | Not Dimmable | Not Dimmable | NotYetVerified |  | FFFHWS | [25 empty] | 4.4 | 2160 | 120 | 18 | 7.63 | 0.9 | 4000 | 80 |  |  |  | NO | NO | NO | 2018-05-02 | 4.3 |  | standard |  |  |  |  | 2018-11-02 | NO | NO | NO | [6 empty] | AC | [7 empty] | NO
PFNKTN7H | Wen Lighting | Wen Lighting | WENT84DUA-12WB-D-30C | Linear Replacement Lamp | T8 Four-Foot | Dual Mode Internal Driver (UL Type A and Type B) |  | standard | YES |  | 1700.7 | 123.07 | 13.82 | 11.66 | 0.9585 | 2877 | 82 | 5 | 50000 | 2017-04-10 | Not Dimmable | Not Dimmable | NotYetVerified |  | FFFHWV | [15 empty] | 88.6 |  | 1.26 | 1.44 | [6 empty] | 4.4 | 1680 | 140 | 12 | 11.66 | 0.9 | 3000 | 80 |  |  |  | NO | NO | NO | 2018-05-02 | 4.3 |  | standard |  |  |  |  | 2018-11-02 | NO | NO | NO | [6 empty] | AC | [7 empty] | NO
PWQYQCVA | Wen Lighting | Wen Lighting | WENT84DUA-12WB-D-30M | Linear Replacement Lamp | T8 Four-Foot | Dual Mode Internal Driver (UL Type A and Type B) |  | standard | YES |  | 1572.9 | 112.36 | 14 | 14.16 | 0.9756 | 2900 | 83.8 | 5 | 50000 | 2017-04-10 | Not Dimmable | Not Dimmable | NotYetVerified |  | FFFHWU | [15 empty] | 84.5 |  | 1.24 | 1.42 | [6 empty] | 4.4 | 1620 | 135 | 12 | 14.16 | 0.9 | 3000 | 80 |  |  |  | NO | NO | NO | 2018-05-02 | 4.3 |  | standard |  |  |  |  | 2018-11-02 | NO | NO | NO | [6 empty] | AC | [7 empty] | NO
PM6Z2RAD | Wen Lighting | Wen Lighting | WENT84DUA-16WB-D-35M | Linear Replacement Lamp | T8 Four-Foot | Dual Mode Internal Driver (UL Type A and Type B) |  | standard | NO | [10 empty] | 2017-04-10 | Not Dimmable | Not Dimmable | NotYetVerified |  | FFFHWS | [25 empty] | 4.4 | 2160 | 120 | 18 | 7.63 | 0.9 | 3500 | 80 |  |  |  | NO | NO | NO | 2018-05-02 | 4.3 |  | standard |  |  |  |  | 2018-11-02 | NO | NO | NO | [6 empty] | AC | [7 empty] | NO
P2YR4ZMM | Wen Lighting | Wen Lighting | WENT84DUA-12WB-D-35C | Linear Replacement Lamp | T8 Four-Foot | Dual Mode Internal Driver (UL Type A and Type B) |  | standard | NO | [10 empty] | 2017-04-10 | Not Dimmable | Not Dimmable | NotYetVerified |  | FFFHWV | [25 empty] | 4.4 | 1680 | 140 | 12 | 11.66 | 0.9 | 3500 | 80 |  |  |  | NO | NO | NO | 2018-05-02 | 4.3 |  | standard |  |  |  |  | 2018-11-02 | NO | NO | NO | [6 empty] | AC | [7 empty] | NO
PV4XFCW1 | Wen Lighting | Wen Lighting | WENT84DUA-12WB-D-35M | Linear Replacement Lamp | T8 Four-Foot | Dual Mode Internal Driver (UL Type A and Type B) |  | standard | NO | [10 empty] | 2017-04-10 | Not Dimmable | Not Dimmable | NotYetVerified |  | FFFHWU | [25 empty] | 4.4 | 1620 | 135 | 12 | 14.16 | 0.9 | 3500 | 80 |  |  |  | NO | NO | NO | 2018-05-02 | 4.3 |  | standard |  |  |  |  | 2018-11-02 | NO | NO | NO | [6 empty] | AC | [7 empty] | NO
PB8WU227 | Wen Lighting | Wen Lighting | WENT84DUA-16WB-D-40C | Linear Replacement Lamp | T8 Four-Foot | Dual Mode Internal Driver (UL Type A and Type B) |  | standard | NO | [10 empty] | 2017-04-10 | Not Dimmable | Not Dimmable | NotYetVerified |  | FFFHWT | [25 empty] | 4.4 | 2340 | 130 | 18 | 7.7 | 0.9 | 4000 | 80 |  |  |  | NO | NO | NO | 2018-05-02 | 4.3 |  | standard |  |  |  |  | 2018-11-02 | NO | NO | NO | [6 empty] | AC | [7 empty] | NO
PG3DB1WG | Wen Lighting | Wen Lighting | WENT84DUA-16WB-D-50M | Linear Replacement Lamp | T8 Four-Foot | Dual Mode Internal Driver (UL Type A and Type B) |  | standard | NO | [10 empty] | 2017-04-10 | Not Dimmable | Not Dimmable | NotYetVerified |  | FFFHWS | [25 empty] | 4.4 | 2160 | 120 | 18 | 7.63 | 0.9 | 5000 | 80 |  |  |  | NO | NO | NO | 2018-05-02 | 4.3 |  | standard |  |  |  |  | 2018-11-02 | NO | NO | NO | [6 empty] | AC | [7 empty] | NO
PDNG47BF | Wen Lighting | Wen Lighting | WENT84DUA-16WB-D-50C | Linear Replacement Lamp | T8 Four-Foot | Dual Mode Internal Driver (UL Type A and Type B) |  | standard | NO | [10 empty] | 2017-04-10 | Not Dimmable | Not Dimmable | NotYetVerified |  | FFFHWT | [25 empty] | 4.4 | 2340 | 130 | 18 | 7.7 | 0.9 | 5000 | 80 |  |  |  | NO | NO | NO | 2018-05-02 | 4.3 |  | standard |  |  |  |  | 2018-11-02 | NO | NO | NO | [6 empty] | AC | [7 empty] | NO
PA59K4ST | Wen Lighting | Wen Lighting | WENT84DUA-16WB-D-30M | Linear Replacement Lamp | T8 Four-Foot | Dual Mode Internal Driver (UL Type A and Type B) |  | standard | YES |  | 2034.7 | 114.76 | 17.73 | 7.63 | 0.9727 | 2884 | 81.9 | 5 | 50000 | 2017-04-10 | Not Dimmable | Not Dimmable | NotYetVerified |  | FFFHWS | [15 empty] | 84.2 |  | 1.24 | 1.42 | [6 empty] | 4.4 | 2160 | 120 | 18 | 7.63 | 0.9 | 3000 | 80 |  |  |  | NO | NO | NO | 2018-05-02 | 4.3 |  | standard |  |  |  |  | 2018-11-02 | NO | NO | NO | [6 empty] | AC | [7 empty] | NO
P839J4M5 | WING (SHANGHAI) INTERNATIONAL TRADE CO LTD | TOPSTAR | L48T8-840-11P-G4-EB | Linear Replacement Lamp | T8 Four-Foot | Replacement Lamps (plug and play) (UL Type A) |  | standard | NO | [10 empty] | 2017-04-07 | Not Dimmable | Not Dimmable | NO |  | NNNMHV | [25 empty] | 4.4 | 1800 | 129 | 14 | 14 | 0.9 | 4000 | 80 |  |  |  | NO | NO | NO | 2018-05-02 | 4.3 |  | standard |  |  |  |  | 2018-11-02 | NO | NO | NO | [6 empty] | AC | [7 empty] | NO
PPG3A75D | WING (SHANGHAI) INTERNATIONAL TRADE CO LTD | TOPSTAR | L48T8-835-11P-G4-EB | Linear Replacement Lamp | T8 Four-Foot | Replacement Lamps (plug and play) (UL Type A) |  | standard | NO | [10 empty] | 2017-04-07 | Not Dimmable | Not Dimmable | NO |  | NNNMHV | [25 empty] | 4.4 | 1700 | 122 | 14 | 14 | 0.9 | 3500 | 80 |  |  |  | NO | NO | NO | 2018-05-02 | 4.3 |  | standard |  |  |  |  | 2018-11-02 | NO | NO | NO | [6 empty] | AC | [7 empty] | NO
P56DZYTR | WING (SHANGHAI) INTERNATIONAL TRADE CO LTD | TOPSTAR | L48T8-850-11P-G4-EB | Linear Replacement Lamp | T8 Four-Foot | Replacement Lamps (plug and play) (UL Type A) |  | standard | NO | [10 empty] | 2017-04-07 | Not Dimmable | Not Dimmable | NO |  | NNNMHV | [25 empty] | 4.4 | 1800 | 129 | 14 | 14 | 0.9 | 5000 | 80 |  |  |  | NO | NO | NO | 2018-05-02 | 4.3 |  | standard |  |  |  |  | 2018-11-02 | NO | NO | NO | [6 empty] | AC | [7 empty] | NO
PFREN47B | WING (SHANGHAI) INTERNATIONAL TRADE CO LTD | TOPSTAR | L48T8-830-11P-G4-EB | Linear Replacement Lamp | T8 Four-Foot | Replacement Lamps (plug and play) (UL Type A) |  | standard | YES |  | 1642 | 120.8 | 13.59 | 14.09 | 0.942 | 3073 | 82 | 5 |  | 2017-04-07 | Not Dimmable | Not Dimmable | NO |  | NNNMHV | [15 empty] | 84.1 |  | 1.32 | 1.28 | [6 empty] | 4.4 | 1700 | 122 | 14 | 14 | 0.9 | 3000 | 80 |  |  |  | NO | NO | NO | 2018-05-02 | 4.3 |  | standard |  |  |  |  | 2018-11-02 | NO | NO | NO | [6 empty] | AC | [7 empty] | NO
PY73Z851 | Turolight Inc. | TUROLIGHT | VIV-T8DFSP4/17W/50F | Linear Replacement Lamp | T8 Four-Foot | Replacement Lamps (plug and play) (UL Type A) |  | standard | NO | [10 empty] | 2017-04-06 | Dimmable | Continuous Below 10 | NO |  | IIIKFJ | [25 empty] | 4.4 | 2400 | 120 | 20 | 7.64 | 0.98 | 5000 | 83 |  |  |  | NO | NO | NO | 2018-05-02 | 4.3 |  | standard |  |  |  |  | 2018-11-02 | NO | NO | NO | [6 empty] | AC | [7 empty] | NO
PL0O1RGK27B7 | MaxLite Inc. | Maxlite | L14.5T8DF430-GA | Linear Replacement Lamp | T8 Four-Foot | Replacement Lamps (plug and play) (UL Type A) |  | standard | YES |  | 2038.6 | 118.31 | 17.23 | 13.62 | 0.9822 | 2919 | 83 | 5 | 50000 | 2017-07-25 | Not Dimmable | Not Dimmable | NO |  | TYNAKG | [15 empty] | 82 |  | 1.26 | 1.34 | [6 empty] | 4.4 | 2000 | 133 | 15 | 14 | 0.99 | 3000 | 80 |  |  |  | NO | NO | NO | [8 empty] | 2018-11-02 | NO | NO | NO | [6 empty] | AC | [7 empty] | NO
PL3K1AO48F8M | MaxLite Inc. | Maxlite | L14.5T8DF450-GA | Linear Replacement Lamp | T8 Four-Foot | Replacement Lamps (plug and play) (UL Type A) |  | standard | NO | [10 empty] | 2017-07-25 | Not Dimmable | Not Dimmable | NO |  | TYNAKG | [25 empty] | 4.4 | 2000 | 133 | 15 | 14 | 0.99 | 5000 | 80 |  |  |  | NO | NO | NO | [8 empty] | 2018-11-02 | NO | NO | NO | [6 empty] | AC | [7 empty] | NO
P51ZCP75 | Philips Lighting North America Corporation | Philips | 9290020163 | Linear Replacement Lamp | T8 Four-Foot | Replacement Lamps (plug and play) (UL Type A) |  | standard | NO | [10 empty] | 2019-01-18 | Not Dimmable | Not Dimmable | NO |  | KKLAMQ | [25 empty] | 4.4 | 2400 | 126.3 | 19 | 20 | 0.9 | 3500 | 82 |  |  |  | NO | NO | NO | [8 empty] | 2019-01-18 | NO | NO | NO | [6 empty] | AC | [7 empty] | NO
PNKIZ638 | Philips Lighting North America Corporation | Philips | 9290020162 | Linear Replacement Lamp | T8 Four-Foot | Replacement Lamps (plug and play) (UL Type A) |  | standard | YES |  | 2199 | 135.6 | 16.22 | 10.63 | 0.9659 | 3031 | 82.5 | 5 | 50000 | 2019-01-18 | Not Dimmable | Not Dimmable | NO |  | KKLAMQ | [15 empty] | 81.5 |  | 1.26 | 1.32 | [6 empty] | 4.4 | 2300 | 121.1 | 19 | 20 | 0.9 | 3000 | 82 |  |  |  | NO | NO | NO | [8 empty] | 2019-01-18 | NO | NO | NO | [6 empty] | AC |  |  | 120 |  |  |  |  | NO
PZRW54A4 | Shenzhen Ephan Technology Co.,Ltd | EPHAN | EPT-1200AA-ETL(5000K) | Linear Replacement Lamp | T8 Four-Foot | Replacement Lamps (plug and play) (UL Type A) |  | standard | NO | [10 empty] | 2017-04-06 | Not Dimmable | Not Dimmable | NO |  | PPPRSE | [25 empty] | 4.4 | 2437.7 | 120.3 | 20.2 | 15.6 | 0.93 | 4979 | 81.1 |  |  |  | NO | NO | NO | 2018-05-02 | 4.3 |  | standard |  |  |  |  | 2018-11-02 | NO | NO | NO | [6 empty] | AC | [7 empty] | NO
PCYKVJSI | Philips Lighting North America Corporation | Philips | 9290020164 | Linear Replacement Lamp | T8 Four-Foot | Replacement Lamps (plug and play) (UL Type A) |  | standard | NO | [10 empty] | 2019-01-18 | Not Dimmable | Not Dimmable | NO |  | KKLAMQ | [25 empty] | 4.4 | 2500 | 131.6 | 19 | 20 | 0.9 | 4000 | 82 |  |  |  | NO | NO | NO | [8 empty] | 2019-01-18 | NO | NO | NO | [6 empty] | AC | [7 empty] | NO
P0HK0Y9Y | Philips Lighting North America Corporation | Philips | 9290020165 | Linear Replacement Lamp | T8 Four-Foot | Replacement Lamps (plug and play) (UL Type A) |  | standard | NO | [10 empty] | 2019-01-18 | Not Dimmable | Not Dimmable | NO |  | KKLAMQ | [25 empty] | 4.4 | 2500 | 131.6 | 19 | 20 | 0.9 | 5000 | 82 |  |  |  | NO | NO | NO | [8 empty] | 2019-01-18 | NO | NO | NO | [6 empty] | AC | [7 empty] | NO
PJJSR63D | Technical Consumer Products | TCP | L12T8D5050KXX | Linear Replacement Lamp | T8 Four-Foot | Replacement Lamps (plug and play) (UL Type A) |  | standard | NO | [10 empty] | 2017-04-04 | Dimmable | Continuous Below 10 | NO | Updated on 1/25/2018 | MMMPGA | [25 empty] | 4.4 | 1904 | 128 | 14.85 | 9.54 | 0.957 | 5000 | 83 |  |  |  | NO | NO | NO | 2018-05-02 | 4.3 |  | standard |  |  |  |  | 2018-11-02 | NO | NO | NO | [6 empty] | AC | [7 empty] | NO
P00001BFQ | Truly Green Solutions | Truly Green Solutions | 834118-50-B-F | Linear Replacement Lamp | T8 Four-Foot | Dual Mode Internal Driver (UL Type A and Type B) |  | standard | NO | [10 empty] | 2017-04-04 | Not Yet Verified | Not Yet Verified | NotYetVerified | Lastx represents either s for single-end power input or T for double-end inputs. Updated on 4/4/2017. Delisted on 4/1/2017; relisted on 4/4/2018. | JJJKHK | [25 empty] | 4.4 | 2400 | 130 | 18 | 20 | 0.9 | 5000 | 83 |  |  |  | NO | NO | NO | 2018-05-02 | 4.3 |  | standard |  |  |  |  | 2018-11-02 | NO | NO | NO | [6 empty] | AC | [7 empty] | NO
P00001BFO | Truly Green Solutions | Truly Green Solutions | 834118-40-B-F | Linear Replacement Lamp | T8 Four-Foot | Dual Mode Internal Driver (UL Type A and Type B) |  | standard | NO | [10 empty] | 2017-04-04 | Not Yet Verified | Not Yet Verified | NotYetVerified | Lastx represents either s for single-end power input or T for double-end inputs. Updated on 4/4/2017. Delisted on 4/1/2017; relisted on 4/4/2018. | JJJKHK | [25 empty] | 4.4 | 2400 | 130 | 18 | 20 | 0.9 | 4000 | 83 |  |  |  | NO | NO | NO | 2018-05-02 | 4.3 |  | standard |  |  |  |  | 2018-11-02 | NO | NO | NO | [6 empty] | AC | [7 empty] | NO
PH7Q5JC7 | Technical Consumer Products | TCP | L12T8D5035KXX | Linear Replacement Lamp | T8 Four-Foot | Replacement Lamps (plug and play) (UL Type A) |  | standard | YES |  | 1805 | 120 | 15 | 9.3 | 0.958 | 3409 | 84 | 5 | 50000 | 2017-04-04 | Dimmable | Continuous Below 10 | NO | Updated on 1/25/2018 | MMMPGA | [15 empty] | 77.6 |  | 1.26 | 1.26 | [6 empty] | 4.4 | 1805 | 120 | 15 | 9.5 | 0.958 | 3500 | 83 |  |  |  | NO | NO | NO | 2018-05-02 | 4.3 |  | standard |  |  |  |  | 2018-11-02 | NO | NO | NO | [6 empty] | AC | [7 empty] | NO
PRC5JZAX | Truly Green Solutions | Truly Green Solutions | 834118-30-B-F | Linear Replacement Lamp | T8 Four-Foot | Dual Mode Internal Driver (UL Type A and Type B) |  | standard | YES |  | 2399 | 130.56 | 18.1 | 6.74 | 0.9426 | 3001 | 82.2 | 5 | 50000 | 2017-04-04 | Not Yet Verified | Not Yet Verified | NotYetVerified | Lastx represents either s for single-end power input or T for double-end inputs. Updated on 4/4/2017. Delisted on 4/1/2017; relisted on 4/4/2018. | NNNNJR | [15 empty] | 86.83 |  | 1.22 | 1.32 | [6 empty] | 4.4 | 2400 | 130 | 18 | 20 | 0.9 | 3000 | 83 |  |  |  | NO | NO | NO | 2018-05-02 | 4.3 |  | standard |  |  |  |  | 2018-11-02 | NO | NO | NO | [6 empty] | AC | [7 empty] | NO
PKHSZB2P | Technical Consumer Products | TCP | L12T8D5041KXX | Linear Replacement Lamp | T8 Four-Foot | Replacement Lamps (plug and play) (UL Type A) |  | standard | NO | [10 empty] | 2017-04-04 | Dimmable | Continuous Below 10 | NO |  | MMMPGA | [25 empty] | 4.4 | 1838 | 122.53 | 15 | 9.54 | 0.96 | 4100 | 83 |  |  |  | NO | NO | NO | 2018-05-02 | 4.3 |  | standard |  |  |  |  | 2018-11-02 | NO | NO | NO | [6 empty] | AC | [7 empty] | NO
P2EJMYVN | Truly Green Solutions | Truly Green Solutions | 834118-35-B-F | Linear Replacement Lamp | T8 Four-Foot | Dual Mode Internal Driver (UL Type A and Type B) |  | standard | NO | [10 empty] | 2017-04-04 | Not Yet Verified | Not Yet Verified | NotYetVerified | Lastx represents either s for single-end power input or T for double-end inputs. Updated on 4/4/2017. Delisted on 4/1/2017; relisted on 4/4/2018. | NNNNJR | [25 empty] | 4.4 | 2400 | 130 | 18 | 20 | 0.9 | 3500 | 83 |  |  |  | NO | NO | NO | 2018-05-02 | 4.3 |  | standard |  |  |  |  | 2018-11-02 | NO | NO | NO | [6 empty] | AC | [7 empty] | NO
P00001BFP | Truly Green Solutions | Truly Green Solutions | 834118-45-B-F | Linear Replacement Lamp | T8 Four-Foot | Dual Mode Internal Driver (UL Type A and Type B) |  | standard | NO | [10 empty] | 2017-04-04 | Not Yet Verified | Not Yet Verified | NotYetVerified | Lastx represents either s for single-end power input or T for double-end inputs. Updated on 4/4/2017. Delisted on 4/1/2017; relisted on 4/4/2018. | JJJKHK | [25 empty] | 4.4 | 2400 | 130 | 18 | 20 | 0.9 | 4500 | 83 |  |  |  | NO | NO | NO | 2018-05-02 | 4.3 |  | standard |  |  |  |  | 2018-11-02 | NO | NO | NO | [6 empty] | AC | [7 empty] | NO
PA18MUDJ | Xiamen Bymea Lighting Co., Ltd | BYMEA | T08G11-40H | Linear Replacement Lamp | T8 Four-Foot | Dual Mode Internal Driver (UL Type A and Type B) |  | standard | YES |  | 1793 | 119.98 | 14.94 | 11.95 | 0.9605 | 4028 | 82.9 | 5 | 50000 | 2017-03-31 | Not Dimmable | Not Dimmable | NO |  | WWWBKJ | [15 empty] | 84.8 |  | 1.22 | 1.32 | [6 empty] | 4.4 | 1700 | 141.7 | 12 | 11.95 | 0.96 | 4000 | 82.9 |  |  |  | NO | NO | NO | 2018-05-02 | 4.3 |  | standard |  |  |  |  | 2018-11-02 | NO | NO | NO | [6 empty] | AC | [7 empty] | NO
PMV2JCWN | Xiamen Bymea Lighting Co., Ltd | BYMEA | T08G01-45H | Linear Replacement Lamp | T8 Four-Foot | Dual Mode Internal Driver (UL Type A and Type B) |  | standard | NO | [10 empty] | 2017-03-31 | Not Dimmable | Not Dimmable | NO |  | WWWBKI | [25 empty] | 4.4 | 2100 | 140 | 15 | 10.15 | 0.97 | 4500 | 82.7 |  |  |  | NO | NO | NO | 2018-05-02 | 4.3 |  | standard |  |  |  |  | 2018-11-02 | NO | NO | NO | [6 empty] | AC | [7 empty] | NO
PWG93ACH | Xiamen Bymea Lighting Co., Ltd | BYMEA | T08G11-45H | Linear Replacement Lamp | T8 Four-Foot | Dual Mode Internal Driver (UL Type A and Type B) |  | standard | NO | [10 empty] | 2017-03-31 | Not Dimmable | Not Dimmable | NO |  | WWWBKJ | [25 empty] | 4.4 | 1700 | 141.7 | 12 | 11.95 | 0.96 | 4500 | 82.9 |  |  |  | NO | NO | NO | 2018-05-02 | 4.3 |  | standard |  |  |  |  | 2018-11-02 | NO | NO | NO | [6 empty] | AC | [7 empty] | NO
PB584VU7 | Xiamen Bymea Lighting Co., Ltd | BYMEA | T08G31-50H | Linear Replacement Lamp | T8 Four-Foot | Replacement Lamps (plug and play) (UL Type A) |  | standard | NO | [10 empty] | 2017-03-31 | Not Dimmable | Not Dimmable | NO |  | WWWBKL | [25 empty] | 4.4 | 1700 | 141.7 | 12 | 10.95 | 0.97 | 5000 | 82.7 |  |  |  | NO | NO | NO | 2018-05-02 | 4.3 |  | standard |  |  |  |  | 2018-11-02 | NO | NO | NO | [6 empty] | AC | [7 empty] | NO
PV5CNFUQ | Xiamen Bymea Lighting Co., Ltd | BYMEA | T08G01-40H | Linear Replacement Lamp | T8 Four-Foot | Dual Mode Internal Driver (UL Type A and Type B) |  | standard | YES |  | 2054 | 119.62 | 17.17 | 10.15 | 0.9667 | 4014 | 82.7 | 5 | 50000 | 2017-03-31 | Not Dimmable | Not Dimmable | NO |  | WWWBKI | [15 empty] | 84.8 |  | 1.22 | 1.32 | [6 empty] | 4.4 | 2100 | 140 | 15 | 10.15 | 0.97 | 4000 | 82.7 |  |  |  | NO | NO | NO | 2018-05-02 | 4.3 |  | standard |  |  |  |  | 2018-11-02 | NO | NO | NO | [6 empty] | AC | [7 empty] | NO
PRFFDYM9 | Xiamen Bymea Lighting Co., Ltd | BYMEA | T08G21-45H | Linear Replacement Lamp | T8 Four-Foot | Replacement Lamps (plug and play) (UL Type A) |  | standard | NO | [10 empty] | 2017-03-31 | Not Dimmable | Not Dimmable | NO |  | WWWBKM | [25 empty] | 4.4 | 1900 | 126.7 | 15 | 11.27 | 0.97 | 4500 | 82.7 |  |  |  | NO | NO | NO | 2018-05-02 | 4.3 |  | standard |  |  |  |  | 2018-11-02 | NO | NO | NO | [6 empty] | AC | [7 empty] | NO
P7WKGQAT | Xiamen Bymea Lighting Co., Ltd | BYMEA | T08G21-50H | Linear Replacement Lamp | T8 Four-Foot | Replacement Lamps (plug and play) (UL Type A) |  | standard | NO | [10 empty] | 2017-03-31 | Not Dimmable | Not Dimmable | NO |  | WWWBKM | [25 empty] | 4.4 | 1900 | 126.7 | 15 | 11.49 | 0.97 | 5000 | 82.6 |  |  |  | NO | NO | NO | 2018-05-02 | 4.3 |  | standard |  |  |  |  | 2018-11-02 | NO | NO | NO | [6 empty] | AC | [7 empty] | NO
PP2SCTEZ | Xiamen Bymea Lighting Co., Ltd | BYMEA | T08G31-40H | Linear Replacement Lamp | T8 Four-Foot | Replacement Lamps (plug and play) (UL Type A) |  | standard | YES |  | 2106 | 128.86 | 16.34 | 10.74 | 0.9638 | 4012 | 82.7 | 5 | 50000 | 2017-03-31 | Not Dimmable | Not Dimmable | NO |  | WWWBKL | [15 empty] | 84.9 |  | 1.22 | 1.3 | [6 empty] | 4.4 | 1700 | 141.7 | 12 | 10.74 | 0.96 | 4000 | 82.7 |  |  |  | NO | NO | NO | 2018-05-02 | 4.3 |  | standard |  |  |  |  | 2018-11-02 | NO | NO | NO | [6 empty] | AC | [7 empty] | NO
PFAUXWMX | Xiamen Bymea Lighting Co., Ltd | BYMEA | T08G31-45H | Linear Replacement Lamp | T8 Four-Foot | Replacement Lamps (plug and play) (UL Type A) |  | standard | NO | [10 empty] | 2017-03-31 | Not Dimmable | Not Dimmable | NO |  | WWWBKL | [25 empty] | 4.4 | 1700 | 141.7 | 12 | 10.74 | 0.96 | 4500 | 82.7 |  |  |  | NO | NO | NO | 2018-05-02 | 4.3 |  | standard |  |  |  |  | 2018-11-02 | NO | NO | NO | [6 empty] | AC | [7 empty] | NO
PVVF4T4B | Xiamen Bymea Lighting Co., Ltd | BYMEA | T08G11-50H | Linear Replacement Lamp | T8 Four-Foot | Dual Mode Internal Driver (UL Type A and Type B) |  | standard | NO | [10 empty] | 2017-03-31 | Not Dimmable | Not Dimmable | NO |  | WWWBKJ | [25 empty] | 4.4 | 1700 | 141.7 | 12 | 12.38 | 0.95 | 5000 | 82.7 |  |  |  | NO | NO | NO | 2018-05-02 | 4.3 |  | standard |  |  |  |  | 2018-11-02 | NO | NO | NO | [6 empty] | AC | [7 empty] | NO
PDDAXQFZ | Xiamen Bymea Lighting Co., Ltd | BYMEA | T08H11-50H | Linear Replacement Lamp | T8 Four-Foot | Dual Mode Internal Driver (UL Type A and Type B) |  | standard | NO | [10 empty] | 2017-03-31 | Not Dimmable | Not Dimmable | NO |  | WWWBKK | [25 empty] | 4.4 | 1700 | 141.7 | 12 | 12.54 | 0.95 | 5000 | 83.2 |  |  |  | NO | NO | NO | 2018-05-02 | 4.3 |  | standard |  |  |  |  | 2018-11-02 | NO | NO | NO | [6 empty] | AC | [7 empty] | NO
PZ43GSVV | Xiamen Bymea Lighting Co., Ltd | BYMEA | T08H11-45H | Linear Replacement Lamp | T8 Four-Foot | Dual Mode Internal Driver (UL Type A and Type B) |  | standard | NO | [10 empty] | 2017-03-31 | Not Dimmable | Not Dimmable | NO |  | WWWBKK | [25 empty] | 4.4 | 1700 | 141.7 | 12 | 12.01 | 0.95 | 4500 | 83.5 |  |  |  | NO | NO | NO | 2018-05-02 | 4.3 |  | standard |  |  |  |  | 2018-11-02 | NO | NO | NO | [6 empty] | AC | [7 empty] | NO
PJ2GNFQN | Xiamen Bymea Lighting Co., Ltd | BYMEA | T08G01-50H | Linear Replacement Lamp | T8 Four-Foot | Dual Mode Internal Driver (UL Type A and Type B) |  | standard | NO | [10 empty] | 2017-03-31 | Not Dimmable | Not Dimmable | NO |  | WWWBKI | [25 empty] | 4.4 | 2100 | 140 | 15 | 10.35 | 0.96 | 5000 | 83.5 |  |  |  | NO | NO | NO | 2018-05-02 | 4.3 |  | standard |  |  |  |  | 2018-11-02 | NO | NO | NO | [6 empty] | AC | [7 empty] | NO
PNZDN1UZ | Xiamen Bymea Lighting Co., Ltd | BYMEA | T08H11-40H | Linear Replacement Lamp | T8 Four-Foot | Dual Mode Internal Driver (UL Type A and Type B) |  | standard | YES |  | 1885 | 126.07 | 14.95 | 12.01 | 0.9547 | 4041 | 83.5 | 5 | 50000 | 2017-03-31 | Not Dimmable | Not Dimmable | NO |  | WWWBKK | [15 empty] | 85 |  | 1.22 | 1.34 | [6 empty] | 4.4 | 1700 | 141.7 | 12 | 12.01 | 0.95 | 4000 | 83.5 |  |  |  | NO | NO | NO | 2018-05-02 | 4.3 |  | standard |  |  |  |  | 2018-11-02 | NO | NO | NO | [6 empty] | AC | [7 empty] | NO
PNGVTSXR | Xiamen Bymea Lighting Co., Ltd | BYMEA | T08G21-40H | Linear Replacement Lamp | T8 Four-Foot | Replacement Lamps (plug and play) (UL Type A) |  | standard | YES |  | 2275 | 123.52 | 18.42 | 11.27 | 0.9684 | 4105 | 82.7 | 5 | 50000 | 2017-03-31 | Not Dimmable | Not Dimmable | NO |  | WWWBKM | [15 empty] | 84.9 |  | 1.22 | 1.3 | [6 empty] | 4.4 | 1900 | 126.7 | 15 | 11.27 | 0.97 | 4000 | 82.7 |  |  |  | NO | NO | NO | 2018-05-02 | 4.3 |  | standard |  |  |  |  | 2018-11-02 | NO | NO | NO | [6 empty] | AC | [7 empty] | NO
PDXCAWEW | FY Lighting Co., Ltd | Fen Yong | FY-T8-4FTF(45K120CGSA) | Linear Replacement Lamp | T8 Four-Foot | Replacement Lamps (plug and play) (UL Type A) |  | standard | NO | [10 empty] | 2017-03-30 | Not Dimmable | Not Dimmable | NO |  | UUUBAK | [25 empty] | 4.4 | 2550 | 142 | 18 | 15 | 0.9 | 4500 | 80 |  |  |  | NO | NO | NO | 2018-05-02 | 4.3 |  | standard |  |  |  |  | 2018-11-02 | NO | NO | NO | [6 empty] | AC | [7 empty] | NO
P9D57PTB | FY Lighting Co., Ltd | Fen Yong | FY-T8-4FTF(50K120CGSA) | Linear Replacement Lamp | T8 Four-Foot | Replacement Lamps (plug and play) (UL Type A) |  | standard | NO | [10 empty] | 2017-03-30 | Not Dimmable | Not Dimmable | NO |  | UUUBAK | [25 empty] | 4.4 | 2600 | 144 | 18 | 15 | 0.9 | 5000 | 80 |  |  |  | NO | NO | NO | 2018-05-02 | 4.3 |  | standard |  |  |  |  | 2018-11-02 | NO | NO | NO | [6 empty] | AC | [7 empty] | NO
PKK3B2JK | FY Lighting Co., Ltd | Fen Yong | FY-T8-4FTF(35K120CGSA) | Linear Replacement Lamp | T8 Four-Foot | Replacement Lamps (plug and play) (UL Type A) |  | standard | NO | [10 empty] | 2017-03-30 | Not Dimmable | Not Dimmable | NO |  | UUUBAK | [25 empty] | 4.4 | 2450 | 136 | 18 | 15 | 0.9 | 3500 | 80 |  |  |  | NO | NO | NO | 2018-05-02 | 4.3 |  | standard |  |  |  |  | 2018-11-02 | NO | NO | NO | [6 empty] | AC | [7 empty] | NO
PEW6MVDP | FY Lighting Co., Ltd | Fen Yong | FY-T8-4FTF(40K120CGSA) | Linear Replacement Lamp | T8 Four-Foot | Replacement Lamps (plug and play) (UL Type A) |  | standard | NO | [10 empty] | 2017-03-30 | Not Dimmable | Not Dimmable | NO |  | UUUBAK | [25 empty] | 4.4 | 2500 | 139 | 18 | 15 | 0.9 | 4000 | 80 |  |  |  | NO | NO | NO | 2018-05-02 | 4.3 |  | standard |  |  |  |  | 2018-11-02 | NO | NO | NO | [6 empty] | AC | [7 empty] | NO
PCERUSNZ | FY Lighting Co., Ltd | Fen Yong | FY-T8-4FTF(30K120CGSA) | Linear Replacement Lamp | T8 Four-Foot | Replacement Lamps (plug and play) (UL Type A) |  | standard | YES |  | 2391.5 | 126.77 | 18.86 | 12.01 | 0.921 | 2883 | 82.9 | 5 | 50000 | 2017-03-30 | Not Dimmable | Not Dimmable | NO |  | UUUBAK | [15 empty] | 85 |  | 1.24 | 1.18 | [6 empty] | 4.4 | 2400 | 133 | 18 | 15 | 0.9 | 3000 | 80 |  |  |  | NO | NO | NO | 2018-05-02 | 4.3 |  | standard |  |  |  |  | 2018-11-02 | NO | NO | NO | [6 empty] | AC | [7 empty] | NO
P7WEAP2Z | James Trading Company Limited | JAMES | ZY-T8-12W1200 BIXX PLUG AND PLAY TUBE (FROSTED LENS)(5000K) | Linear Replacement Lamp | T8 Four-Foot | Replacement Lamps (plug and play) (UL Type A) |  | standard | NO | [10 empty] | 2017-03-29 | Not Dimmable | Not Dimmable | NotYetVerified |  | KKKZRH | [25 empty] | 4.4 | 1715 | 138.64 | 12.37 | 20 | 0.9 | 5000 | 82 |  |  |  | NO | NO | NO | 2018-05-02 | 4.3 |  | standard |  |  |  |  | 2018-11-02 | NO | NO | NO | [6 empty] | AC | [7 empty] | NO
PF3QAXB4 | James Trading Company Limited | JAMES | ZY-T8-12W1200 BIXX PLUG AND PLAY TUBE (FROSTED LENS)(4500K) | Linear Replacement Lamp | T8 Four-Foot | Replacement Lamps (plug and play) (UL Type A) |  | standard | NO | [10 empty] | 2017-03-29 | Not Dimmable | Not Dimmable | NotYetVerified |  | KKKZRH | [25 empty] | 4.4 | 1715 | 138.64 | 12.37 | 20 | 0.9 | 4500 | 82 |  |  |  | NO | NO | NO | 2018-05-02 | 4.3 |  | standard |  |  |  |  | 2018-11-02 | NO | NO | NO | [6 empty] | AC | [7 empty] | NO
P7T8EDYS | James Trading Company Limited | JAMES | ZY-T8-12W1200 BIXX PLUG AND PLAY TUBE (FROSTED LENS)(4000K) | Linear Replacement Lamp | T8 Four-Foot | Replacement Lamps (plug and play) (UL Type A) |  | standard | NO | [10 empty] | 2017-03-29 | Not Dimmable | Not Dimmable | NotYetVerified |  | KKKZRH | [25 empty] | 4.4 | 1715 | 138.64 | 12.37 | 20 | 0.9 | 4000 | 82 |  |  |  | NO | NO | NO | 2018-05-02 | 4.3 |  | standard |  |  |  |  | 2018-11-02 | NO | NO | NO | [6 empty] | AC | [7 empty] | NO
PS9GTJJJ | James Trading Company Limited | JAMES | ZY-T8-12W1200 BIXX PLUG AND PLAY TUBE (FROSTED LENS)(3000K) | Linear Replacement Lamp | T8 Four-Foot | Replacement Lamps (plug and play) (UL Type A) |  | standard | YES |  | 1715 | 138.64 | 12.37 | 18.3 | 0.8966 | 3009 | 81.3 | 5 | 50000 | 2017-03-29 | Not Dimmable | Not Dimmable | NotYetVerified |  | KKKZRH | [15 empty] | 90.5 |  | 1.38 | 1.16 | [6 empty] | 4.4 | 1715 | 138.64 | 12.37 | 20 | 0.9 | 3000 | 82 |  |  |  | NO | NO | NO | 2018-05-02 | 4.3 |  | standard |  |  |  |  | 2018-11-02 | NO | NO | NO | [6 empty] | AC | [7 empty] | NO
PANJMUP9 | James Trading Company Limited | JAMES | ZY-T8-12W1200 BIXX PLUG AND PLAY TUBE (FROSTED LENS)(3500K) | Linear Replacement Lamp | T8 Four-Foot | Replacement Lamps (plug and play) (UL Type A) |  | standard | NO | [10 empty] | 2017-03-29 | Not Dimmable | Not Dimmable | NotYetVerified |  | KKKZRH | [25 empty] | 4.4 | 1715 | 138.64 | 12.37 | 20 | 0.9 | 3500 | 82 |  |  |  | NO | NO | NO | 2018-05-02 | 4.3 |  | standard |  |  |  |  | 2018-11-02 | NO | NO | NO | [6 empty] | AC | [7 empty] | NO
PK5W16TV | Lextar Electronics Corp. | Lextar | 97.AE8O1.421D200 | Linear Replacement Lamp | T8 Four-Foot | Replacement Lamps (plug and play) (UL Type A) |  | standard | NO | [10 empty] | 2017-03-28 | Dimmable | Continuous Below 10 | NO |  | MMMPFR | [25 empty] | 4.4 | 2414.9 | 126.76 | 19.05 | 9.79 | 0.96 | 3500 | 82.4 |  |  |  | NO | NO | NO | 2018-05-02 | 4.3 |  | standard |  |  |  |  | 2018-11-02 | NO | NO | NO | [6 empty] | AC | [7 empty] | NO
PJM2RAMN | Lextar Electronics Corp. | Lextar | 97.AE8O1.422D500 | Linear Replacement Lamp | T8 Four-Foot | Replacement Lamps (plug and play) (UL Type A) |  | standard | NO | [10 empty] | 2017-03-28 | Dimmable | Continuous Below 10 | NO |  | MMMPFR | [25 empty] | 4.4 | 2507.3 | 134.58 | 18.63 | 8.23 | 0.96 | 5000 | 85.1 |  |  |  | NO | NO | NO | 2018-05-02 | 4.3 |  | standard |  |  |  |  | 2018-11-02 | NO | NO | NO | [6 empty] | AC | [7 empty] | NO
PKAS7PUY | Lextar Electronics Corp. | Lextar | 97.AE8O1.422D300 | Linear Replacement Lamp | T8 Four-Foot | Replacement Lamps (plug and play) (UL Type A) |  | standard | NO | [10 empty] | 2017-03-28 | Dimmable | Continuous Below 10 | NO |  | MMMPFR | [25 empty] | 4.4 | 2426.2 | 130.13 | 18.64 | 9.81 | 0.96 | 4100 | 84.1 |  |  |  | NO | NO | NO | 2018-05-02 | 4.3 |  | standard |  |  |  |  | 2018-11-02 | NO | NO | NO | [6 empty] | AC | [7 empty] | NO
P1322F6Y | LEDone Distribution, Inc. | LED ONE | LOD-GDMT84F-12W35KF YM | Linear Replacement Lamp | T8 Four-Foot | Dual Mode Internal Driver (UL Type A and Type B) |  | standard | NO | [10 empty] | 2017-03-27 | Not Dimmable | Not Dimmable | NO | Updated 5/12/2017 | UUUBAG | [25 empty] | 4.4 | 1680 | 140 | 12 | 10 | 0.9 | 3500 | 80 |  |  |  | NO | NO | NO | 2018-05-02 | 4.3 |  | standard |  |  |  |  | 2018-11-02 | NO | NO | NO | [6 empty] | AC | [7 empty] | NO
P3S5Q6RM | LEDone Distribution, Inc. | LED ONE | LOD-GDMT84F-12W45KF YM | Linear Replacement Lamp | T8 Four-Foot | Dual Mode Internal Driver (UL Type A and Type B) |  | standard | NO | [10 empty] | 2017-03-27 | Not Dimmable | Not Dimmable | NO | Updated 5/12/2017 | UUUBAG | [25 empty] | 4.4 | 1800 | 150 | 12 | 10 | 0.9 | 4500 | 80 |  |  |  | NO | NO | NO | 2018-05-02 | 4.3 |  | standard |  |  |  |  | 2018-11-02 | NO | NO | NO | [6 empty] | AC | [7 empty] | NO
P4GQKA16 | LEDone Distribution, Inc. | LED ONE | LOD-GDMT84F-17W45KF YM | Linear Replacement Lamp | T8 Four-Foot | Dual Mode Internal Driver (UL Type A and Type B) |  | standard | NO | [10 empty] | 2017-03-27 | Not Dimmable | Not Dimmable | NO | Updated 5/12/2017 | UUUBAF | [25 empty] | 4.4 | 2300 | 136 | 17 | 10 | 0.9 | 4500 | 80 |  |  |  | NO | NO | NO | 2018-05-02 | 4.3 |  | standard |  |  |  |  | 2018-11-02 | NO | NO | NO | [6 empty] | AC | [7 empty] | NO
PDGVSD2W | LEDone Distribution, Inc. | LED ONE | LOD-GDMT84F-12W50KF YM2 | Linear Replacement Lamp | T8 Four-Foot | Dual Mode Internal Driver (UL Type A and Type B) |  | standard | NO | [10 empty] | 2017-03-27 | Not Dimmable | Not Dimmable | NO | Updated 5/12/2017, Product updated on 05/18/2018 | UUUBAG | [25 empty] | 4.4 | 1800 | 150 | 12 | 10 | 0.9 | 5000 | 80 |  |  |  | NO | NO | NO | 2018-05-18 | 4.3 |  | standard |  |  |  |  | 2018-11-02 | NO | NO | NO | [6 empty] | AC | [7 empty] | NO
P962BKKB | ZHEJIANG HONGYAO LIGHTING ELECTRICAL CO.,LTD | HONGYAO | HY-T8-F120-13W-A4000K | Linear Replacement Lamp | T8 Four-Foot | Replacement Lamps (plug and play) (UL Type A) |  | standard | YES |  | 1671.5 | 123.54 | 13.53 | 16.691 | 0.951 | 4021 | 81.1 | 5 | 50000 | 2017-03-27 | Not Dimmable | Not Dimmable | NO |  | PPPRRV | [15 empty] | 84.6 |  | 1.54 | 1.2 | [6 empty] | 4.4 | 1671.5 | 123.54 | 13.53 | 16.69 | 0.95 | 4000 | 80 |  |  |  | NO | NO | NO | 2018-05-02 | 4.3 |  | standard |  |  |  |  | 2018-11-02 | NO | NO | NO | [6 empty] | AC | [7 empty] | NO
P8QNJ5PB | ZHEJIANG HONGYAO LIGHTING ELECTRICAL CO.,LTD | HONGYAO | HY-T8-N120-13W-A+B4000K | Linear Replacement Lamp | T8 Four-Foot | Dual Mode Internal Driver (UL Type A and Type B) |  | standard | YES |  | 1880.6 | 122.83 | 15.31 | 14.265 | 0.957 | 4176 | 82.4 | 5 | 50000 | 2017-03-27 | Not Dimmable | Not Dimmable | NO |  | PPPRRU | [15 empty] | 84.6 |  | 1.32 | 1.18 | [6 empty] | 4.4 | 1880.6 | 122.83 | 15.31 | 14.27 | 0.96 | 4000 | 80 |  |  |  | NO | NO | NO | 2018-05-02 | 4.3 |  | standard |  |  |  |  | 2018-11-02 | NO | NO | NO | [6 empty] | AC | [7 empty] | NO
P3NH26TE | LEDone Distribution, Inc. | LED ONE | LOD-GDMT84F-12W40KF YM2 | Linear Replacement Lamp | T8 Four-Foot | Dual Mode Internal Driver (UL Type A and Type B) |  | standard | NO | [10 empty] | 2017-03-27 | Not Dimmable | Not Dimmable | NO | Updated 5/12/2017, Product updated on 05/18/2018 | UUUBAG | [25 empty] | 4.4 | 1800 | 150 | 12 | 10 | 0.9 | 4000 | 80 |  |  |  | NO | NO | NO | 2018-05-18 | 4.3 |  | standard |  |  |  |  | 2018-11-02 | NO | NO | NO | [6 empty] | AC | [7 empty] | NO
PSMHQGN1 | LEDone Distribution, Inc. | LED ONE | LOD-GDMT84F-17W40KF YM2 | Linear Replacement Lamp | T8 Four-Foot | Dual Mode Internal Driver (UL Type A and Type B) |  | standard | NO | [10 empty] | 2017-03-27 | Not Dimmable | Not Dimmable | NO | Updated 5/12/2017, Product updated on 05/18/2018 | UUUBAF | [25 empty] | 4.4 | 2300 | 136 | 17 | 10 | 0.9 | 4000 | 80 |  |  |  | NO | NO | NO | 2018-05-18 | 4.3 |  | standard |  |  |  |  | 2018-11-02 | NO | NO | NO | [6 empty] | AC | [7 empty] | NO
PFXEK4GJ | LEDone Distribution, Inc. | LED ONE | LOD-GDMT84F-17W50KF YM2 | Linear Replacement Lamp | T8 Four-Foot | Dual Mode Internal Driver (UL Type A and Type B) |  | standard | NO | [10 empty] | 2017-03-27 | Not Dimmable | Not Dimmable | NO | Updated 5/12/2017, Product updated on 05/18/2018 | UUUBAF | [25 empty] | 4.4 | 2300 | 136 | 17 | 10 | 0.9 | 5000 | 80 |  |  |  | NO | NO | NO | 2018-05-18 | 4.3 |  | standard |  |  |  |  | 2018-11-02 | NO | NO | NO | [6 empty] | AC | [7 empty] | NO
PSYFXBRV | ZHEJIANG HONGYAO LIGHTING ELECTRICAL CO.,LTD | HONGYAO | HY-T8-F120-15W-A+B4000K | Linear Replacement Lamp | T8 Four-Foot | Dual Mode Internal Driver (UL Type A and Type B) |  | standard | YES |  | 2278.6 | 130.35 | 17.48 | 11.98 | 0.966 | 3989 | 80.4 | 5 | 50000 | 2017-03-27 | Not Dimmable | Not Dimmable | NO |  | PPPRRX | [15 empty] | 84.9 |  | 1.3 | 1.18 | [6 empty] | 4.4 | 2278.6 | 130.35 | 17.48 | 11.98 | 0.97 | 4000 | 80 |  |  |  | NO | NO | NO | 2018-05-02 | 4.3 |  | standard |  |  |  |  | 2018-11-02 | NO | NO | NO | [6 empty] | AC | [7 empty] | NO
PBRJD26P | ZHEJIANG HONGYAO LIGHTING ELECTRICAL CO.,LTD | HONGYAO | HY-T8-N120-13W-A4000K | Linear Replacement Lamp | T8 Four-Foot | Replacement Lamps (plug and play) (UL Type A) |  | standard | YES |  | 1802.7 | 130.44 | 13.82 | 16.348 | 0.954 | 4156 | 82.5 | 5 | 50000 | 2017-03-27 | Not Dimmable | Not Dimmable | NO |  | PPPRRW | [15 empty] | 84.6 |  | 1.32 | 1.18 | [6 empty] | 4.4 | 1802.7 | 130.44 | 13.82 | 16.35 | 0.95 | 4000 | 80 |  |  |  | NO | NO | NO | 2018-05-02 | 4.3 |  | standard |  |  |  |  | 2018-11-02 | NO | NO | NO | [6 empty] | AC | [7 empty] | NO
PYB3Y2BP | LEDone Distribution, Inc. | LED ONE | LOD-GDMT84F-12W30KF YM | Linear Replacement Lamp | T8 Four-Foot | Dual Mode Internal Driver (UL Type A and Type B) |  | standard | YES |  | 1823 | 150.8 | 12.09 | 8.49 | 0.991 | 3056 | 83.2 | 5 | 50000 | 2017-03-27 | Not Dimmable | Not Dimmable | NO | Updated 5/12/2017 | UUUBAG | [15 empty] | 84.6 |  | 1.28 | 1.26 | [6 empty] | 4.4 | 1680 | 140 | 12 | 10 | 0.9 | 3000 | 80 |  |  |  | NO | NO | NO | 2018-05-02 | 4.3 |  | standard |  |  |  |  | 2018-11-02 | NO | NO | NO | [6 empty] | AC | [7 empty] | NO
PB6NTBAP | LEDone Distribution, Inc. | LED ONE | LOD-GDMT84F-17W35KF YM | Linear Replacement Lamp | T8 Four-Foot | Dual Mode Internal Driver (UL Type A and Type B) |  | standard | NO | [10 empty] | 2017-03-27 | Not Dimmable | Not Dimmable | NO | Updated 5/12/2017 | UUUBAF | [25 empty] | 4.4 | 2150 | 127 | 17 | 10 | 0.9 | 3500 | 80 |  |  |  | NO | NO | NO | 2018-05-02 | 4.3 |  | standard |  |  |  |  | 2018-11-02 | NO | NO | NO | [6 empty] | AC | [7 empty] | NO
P9C11EKC | ZHEJIANG HONGYAO LIGHTING ELECTRICAL CO.,LTD | HONGYAO | HY-T8-F120-13W-A+B4000K | Linear Replacement Lamp | T8 Four-Foot | Dual Mode Internal Driver (UL Type A and Type B) |  | standard | YES |  | 1846 | 123.35 | 14.97 | 14.559 | 0.963 | 3970 | 80.7 | 5 | 50000 | 2017-03-27 | Not Dimmable | Not Dimmable | NO |  | PPPRRT | [15 empty] | 85 |  | 1.28 | 1.18 | [6 empty] | 4.4 | 1846 | 123.35 | 14.97 | 14.56 | 0.96 | 4000 | 80 |  |  |  | NO | NO | NO | 2018-05-02 | 4.3 |  | standard |  |  |  |  | 2018-11-02 | NO | NO | NO | [6 empty] | AC | [7 empty] | NO
PEUNTM84 | LEDone Distribution, Inc. | LED ONE | LOD-GDMT84F-17W30KF YM | Linear Replacement Lamp | T8 Four-Foot | Dual Mode Internal Driver (UL Type A and Type B) |  | standard | YES |  | 2289 | 132.8 | 17.23 | 9.55 | 0.987 | 3066 | 82.8 | 5 | 50000 | 2017-03-27 | Not Dimmable | Not Dimmable | NO | Updated 5/12/2017 | UUUBAF | [15 empty] | 84.5 |  | 1.28 | 1.26 | [6 empty] | 4.4 | 2150 | 127 | 17 | 10 | 0.9 | 3000 | 80 |  |  |  | NO | NO | NO | 2018-05-02 | 4.3 |  | standard |  |  |  |  | 2018-11-02 | NO | NO | NO | [6 empty] | AC | [7 empty] | NO
PEMVD3PJ | Shenzhen Bonld Electronics Co.,LTD | BONLD | BDT84DUA-20WB-DDCA | Linear Replacement Lamp | T8 Four-Foot | Dual Mode Internal Driver (UL Type A and Type B) |  | standard | NO | [10 empty] | 2017-03-24 | Not Dimmable | Not Dimmable | NO |  | EAEETM | [25 empty] | 4.4 | 3075 | 137.34 | 22.39 | 15.84 | 0.9 | 5000 | 85.3 |  |  |  | NO | NO | NO | 2018-05-02 | 4.3 |  | standard |  |  |  |  | 2018-11-02 | NO | NO | NO | [6 empty] | AC | [7 empty] | NO
P1EU9WPC | Shenzhen Bonld Electronics Co.,LTD | BONLD | BDT84DUA-20WB-DWCA | Linear Replacement Lamp | T8 Four-Foot | Dual Mode Internal Driver (UL Type A and Type B) |  | standard | YES |  | 3013 | 135.05 | 22.31 | 17.22 | 0.8991 | 3078 | 83.1 | 5 | 50000 | 2017-03-24 | Not Dimmable | Not Dimmable | NO |  | EAEETM | [15 empty] | 91.1 |  | 1.24 | 1.38 | [6 empty] | 4.4 | 3013 | 135.05 | 22.31 | 16.08 | 0.9 | 3000 | 85.1 |  |  |  | NO | NO | NO | 2018-05-02 | 4.3 |  | standard |  |  |  |  | 2018-11-02 | NO | NO | NO | [6 empty] | AC | [7 empty] | NO
PPS0M8AQ | Philips Lighting North America Corporation | Philips | 9290013978B | Linear Replacement Lamp | T8 Four-Foot | Replacement Lamps (plug and play) (UL Type A) |  | standard | NO | [10 empty] | 2018-11-21 | Not Dimmable | Not Dimmable | NO |  | KKLALR | [25 empty] | 4.4 | 2100 | 131.25 | 16 | 15 | 0.9 | 4000 | 82 |  |  |  | NO | NO | NO | [8 empty] | 2018-11-21 | NO | NO | NO | [6 empty] | AC | [7 empty] | NO
PSN8ZSAK | Shenzhen Bonld Electronics Co.,LTD | BONLD | BDT84DUA-20WB-DBCA | Linear Replacement Lamp | T8 Four-Foot | Dual Mode Internal Driver (UL Type A and Type B) |  | standard | NO | [10 empty] | 2017-03-24 | Not Dimmable | Not Dimmable | NO |  | EAEETM | [25 empty] | 4.4 | 3029 | 135.5 | 22.35 | 16.08 | 0.9 | 3500 | 85.1 |  |  |  | NO | NO | NO | 2018-05-02 | 4.3 |  | standard |  |  |  |  | 2018-11-02 | NO | NO | NO | [6 empty] | AC | [7 empty] | NO
PF8QN44H | Shenzhen Bonld Electronics Co.,LTD | BONLD | BDT84DUA-20WB-DNCA | Linear Replacement Lamp | T8 Four-Foot | Dual Mode Internal Driver (UL Type A and Type B) |  | standard | NO | [10 empty] | 2017-03-24 | Not Dimmable | Not Dimmable | NO |  | EAEETM | [25 empty] | 4.4 | 3044 | 136.2 | 22.35 | 16.08 | 0.9 | 4000 | 85.1 |  |  |  | NO | NO | NO | 2018-05-02 | 4.3 |  | standard |  |  |  |  | 2018-11-02 | NO | NO | NO | [6 empty] | AC | [7 empty] | NO
PS6CX4QJ | Light Efficient Design | Remphos | RPT-BCTUBE-T8-48IN-4000K | Linear Replacement Lamp | T8 Four-Foot | Replacement Lamps (plug and play) (UL Type A) |  | standard | NO | [10 empty] | 2017-03-24 | Not Dimmable | Not Dimmable | NotYetVerified | updated on 1/19/2017 | IIIKAI | [25 empty] | 4.4 | 1920 | 133.33 | 14.4 | 20 | 0.9 | 4000 | 81.8 |  |  |  | NO | NO | NO | 2018-05-02 | 4.3 |  | standard |  |  |  |  | 2018-11-02 | NO | NO | NO | [6 empty] | AC | [7 empty] | NO
PUR2QJKS | Lunera Lighting | Lunera | HN-T8-D-48-15W-830-G2P | Linear Replacement Lamp | T8 Four-Foot | Replacement Lamps (plug and play) (UL Type A) |  | standard | YES |  | 2167 | 125.4 | 17.28 | 10.15 | 0.9699 | 3079 | 85.1 | 5 | 50000 | 2017-03-24 | Not Dimmable | Not Dimmable | NO |  | XXXAQE | [15 empty] | 82.9 |  | 1.26 | 1.3 | [6 empty] | 4.4 | 2100 | 120 | 18 | 20 | 0.9 | 3000 | 82 |  |  |  | NO | NO | NO | 2018-05-02 | 4.3 |  | standard |  |  |  |  | 2018-11-02 | NO | NO | NO | [6 empty] | AC | [7 empty] | NO
PZE7F34W | Litetronics International | Litetronics | LT15T84840 | Linear Replacement Lamp | T8 Four-Foot | Replacement Lamps (plug and play) (UL Type A) |  | standard | NO | [10 empty] | 2017-03-24 | Not Dimmable | Not Dimmable | NO |  | XXXAQB | [25 empty] | 4.4 | 2200 | 124 | 18 | 9.83 | 0.97 | 4000 | 82 |  |  |  | NO | NO | NO | 2018-05-02 | 4.3 |  | standard |  |  |  |  | 2018-11-02 | NO | NO | NO | [6 empty] | AC | [7 empty] | NO
PS919XGM | Litetronics International | Litetronics | LT11ET84840 | Linear Replacement Lamp | T8 Four-Foot | Replacement Lamps (plug and play) (UL Type A) |  | standard | NO | [10 empty] | 2017-03-24 | Not Dimmable | Not Dimmable | NO |  | XXXAQA | [25 empty] | 4.4 | 1800 | 124 | 14.5 | 13.61 | 0.95 | 4000 | 82 |  |  |  | NO | NO | NO | 2018-05-02 | 4.3 |  | standard |  |  |  |  | 2018-11-02 | NO | NO | NO | [6 empty] | AC | [7 empty] | NO
PNKEQNTE | Philips Lighting North America Corporation | Philips | 9290013977A | Linear Replacement Lamp | T8 Four-Foot | Replacement Lamps (plug and play) (UL Type A) |  | standard | NO | [10 empty] | 2018-11-21 | Not Dimmable | Not Dimmable | NO |  | KKLALR | [25 empty] | 4.4 | 2000 | 125 | 16 | 15 | 0.9 | 3500 | 82 |  |  |  | NO | NO | NO | [8 empty] | 2018-11-21 | NO | NO | NO | [6 empty] | AC | [7 empty] | NO
P9U5SRYD | Lunera Lighting | Lunera | HN-T8-D-48-11W-830-G2P | Linear Replacement Lamp | T8 Four-Foot | Replacement Lamps (plug and play) (UL Type A) |  | standard | YES |  | 1747 | 125.1 | 13.97 | 14.09 | 0.9564 | 3076 | 85.2 | 5 | 50000 | 2017-03-24 | Not Dimmable | Not Dimmable | NO |  | XXXAQD | [15 empty] | 83 |  | 1.26 | 1.32 | [6 empty] | 4.4 | 1700 | 120 | 14.5 | 20 | 0.9 | 3000 | 82 |  |  |  | NO | NO | NO | 2018-05-02 | 4.3 |  | standard |  |  |  |  | 2018-11-02 | NO | NO | NO | [6 empty] | AC | [7 empty] | NO
P34M4QRQ | Light Efficient Design | Remphos | RPT-BCTUBE-T8-48IN-5000K | Linear Replacement Lamp | T8 Four-Foot | Replacement Lamps (plug and play) (UL Type A) |  | standard | NO | [10 empty] | 2017-03-24 | Not Dimmable | Not Dimmable | NotYetVerified | updated on 1/19/2017 | IIIKAI | [25 empty] | 4.4 | 1920 | 133.33 | 14.4 | 20 | 0.9 | 5000 | 80.7 |  |  |  | NO | NO | NO | 2018-05-02 | 4.3 |  | standard |  |  |  |  | 2018-11-02 | NO | NO | NO | [6 empty] | AC | [7 empty] | NO
P6813XN2 | Litetronics International | Litetronics | LT15T84850 | Linear Replacement Lamp | T8 Four-Foot | Replacement Lamps (plug and play) (UL Type A) |  | standard | NO | [10 empty] | 2017-03-24 | Not Dimmable | Not Dimmable | NO |  | XXXAQB | [25 empty] | 4.4 | 2200 | 124 | 18 | 10.2 | 0.97 | 5000 | 82 |  |  |  | NO | NO | NO | 2018-05-02 | 4.3 |  | standard |  |  |  |  | 2018-11-02 | NO | NO | NO | [6 empty] | AC | [7 empty] | NO
PUHCPSSJ | Lunera Lighting | Lunera | HN-T8-D-48-11W-835-G2P | Linear Replacement Lamp | T8 Four-Foot | Replacement Lamps (plug and play) (UL Type A) |  | standard | NO | [10 empty] | 2017-03-24 | Not Dimmable | Not Dimmable | NO |  | XXXAQD | [25 empty] | 4.4 | 1700 | 120 | 14.5 | 20 | 0.9 | 3500 | 82 |  |  |  | NO | NO | NO | 2018-05-02 | 4.3 |  | standard |  |  |  |  | 2018-11-02 | NO | NO | NO | [6 empty] | AC | [7 empty] | NO
PY4PF7KV | Philips Lighting North America Corporation | Philips | 9290013979A | Linear Replacement Lamp | T8 Four-Foot | Replacement Lamps (plug and play) (UL Type A) |  | standard | NO | [10 empty] | 2018-11-21 | Not Dimmable | Not Dimmable | NO |  | KKLALR | [25 empty] | 4.4 | 2100 | 131.25 | 16 | 15 | 0.9 | 5000 | 82 |  |  |  | NO | NO | NO | [8 empty] | 2018-11-21 | NO | NO | NO | [6 empty] | AC | [7 empty] | NO
P4TY2T4V | Litetronics International | Litetronics | LT11ET84850 | Linear Replacement Lamp | T8 Four-Foot | Replacement Lamps (plug and play) (UL Type A) |  | standard | NO | [10 empty] | 2017-03-24 | Not Dimmable | Not Dimmable | NO |  | XXXAQA | [25 empty] | 4.4 | 1800 | 124 | 14.5 | 14.44 | 0.96 | 5000 | 82 |  |  |  | NO | NO | NO | 2018-05-02 | 4.3 |  | standard |  |  |  |  | 2018-11-02 | NO | NO | NO | [6 empty] | AC | [7 empty] | NO
PM9Z6URC | Lunera Lighting | Lunera | HN-T8-D-48-15W-835-G2P | Linear Replacement Lamp | T8 Four-Foot | Replacement Lamps (plug and play) (UL Type A) |  | standard | NO | [10 empty] | 2017-03-24 | Not Dimmable | Not Dimmable | NO |  | XXXAQE | [25 empty] | 4.4 | 2100 | 120 | 18 | 20 | 0.9 | 3500 | 82 |  |  |  | NO | NO | NO | 2018-05-02 | 4.3 |  | standard |  |  |  |  | 2018-11-02 | NO | NO | NO | [6 empty] | AC | [7 empty] | NO
P4N0XYLX | Philips Lighting North America Corporation | Philips | 9290013976A | Linear Replacement Lamp | T8 Four-Foot | Replacement Lamps (plug and play) (UL Type A) |  | standard | YES |  | 2025 | 139.8 | 14.48 | 12.38 | 0.9586 | 3049 | 81.4 | 5 | 50000 | 2018-11-21 | Not Dimmable | Not Dimmable | NO |  | KKLALR | [15 empty] | 81.82 |  | 1.23 | 1.29 | [6 empty] | 4.4 | 2000 | 125 | 16 | 15 | 0.9 | 3000 | 82 |  |  |  | NO | NO | NO | [8 empty] | 2018-11-21 | NO | NO | NO | [6 empty] | AC | [7 empty] | NO
PN8MJ89V | Shenzhen Bonld Electronics Co.,LTD | BONLD | BDT84DUA-20WB-DHCA | Linear Replacement Lamp | T8 Four-Foot | Dual Mode Internal Driver (UL Type A and Type B) |  | standard | NO | [10 empty] | 2017-03-24 | Not Dimmable | Not Dimmable | NO |  | EAEETM | [25 empty] | 4.4 | 3060 | 136.89 | 22.35 | 16.08 | 0.9 | 4500 | 85.1 |  |  |  | NO | NO | NO | 2018-05-02 | 4.3 |  | standard |  |  |  |  | 2018-11-02 | NO | NO | NO | [6 empty] | AC | [7 empty] | NO
P24N8P4Q | Light Efficient Design | Remphos | RPT-BCTUBE-T8-48IN-3500K | Linear Replacement Lamp | T8 Four-Foot | Replacement Lamps (plug and play) (UL Type A) |  | standard | NO | [10 empty] | 2017-03-24 | Not Dimmable | Not Dimmable | NotYetVerified | updated on 1/19/2017 | IIIKAI | [25 empty] | 4.4 | 1920 | 133.33 | 14.4 | 20 | 0.9 | 3500 | 81.8 |  |  |  | NO | NO | NO | 2018-05-02 | 4.3 |  | standard |  |  |  |  | 2018-11-02 | NO | NO | NO | [6 empty] | AC | [7 empty] | NO
PH76SMWE | Light Efficient Design | Remphos | RPT-BCTUBE-T8-48IN-4500K | Linear Replacement Lamp | T8 Four-Foot | Replacement Lamps (plug and play) (UL Type A) |  | standard | NO | [10 empty] | 2017-03-24 | Not Dimmable | Not Dimmable | NotYetVerified | updated on 1/19/2017 | IIIKAI | [25 empty] | 4.4 | 1920 | 133.33 | 14.4 | 20 | 0.9 | 4500 | 81.8 |  |  |  | NO | NO | NO | 2018-05-02 | 4.3 |  | standard |  |  |  |  | 2018-11-02 | NO | NO | NO | [6 empty] | AC | [7 empty] | NO
P5RWGBAU | Light Efficient Design | Remphos | RPT-BCTUBE-T8-48IN-3000K | Linear Replacement Lamp | T8 Four-Foot | Replacement Lamps (plug and play) (UL Type A) |  | standard | YES |  | 1920 | 133.33 | 14.4 | 9.66 | 0.9019 | 3025 | 81.9 | 5 | 50000 | 2017-03-24 | Not Dimmable | Not Dimmable | NotYetVerified | updated on 1/19/2017 | IIIKAI | [15 empty] | 84.6 |  | 1.38 | 1.22 | [6 empty] | 4.4 | 1920 | 133.33 | 14.4 | 20 | 0.9 | 3000 | 81.8 |  |  |  | NO | NO | NO | 2018-05-02 | 4.3 |  | standard |  |  |  |  | 2018-11-02 | NO | NO | NO | [6 empty] | AC | [7 empty] | NO
PR4H9PTK | Light Efficient Design | Light Efficient Design | LED-6204-4-50K-TFR | Linear Replacement Lamp | T8 Four-Foot | Replacement Lamps (plug and play) (UL Type A) |  | standard | NO | [10 empty] | 2017-03-21 | Not Dimmable | Not Dimmable | NO |  | TYNAFH | [25 empty] | 4.4 | 2200 | 122.22 | 18 | 7 | 0.98 | 5000 | 80 |  |  |  | NO | NO | NO | 2018-05-02 | 4.3 |  | standard |  |  |  |  | 2018-11-02 | NO | NO | NO | [6 empty] | AC | [7 empty] | NO
PFRM3FG9 | Light Efficient Design | Light Efficient Design | LED-6204-4-40K-TFR | Linear Replacement Lamp | T8 Four-Foot | Replacement Lamps (plug and play) (UL Type A) |  | standard | YES |  | 2344.3 | 125.03 | 18.75 | 7 | 0.983 | 4107 | 84.9 | 5 | 50000 | 2017-03-21 | Not Dimmable | Not Dimmable | NO |  | TYNAFH | [15 empty] | 84.4 |  | 1.32 | 1.24 | [6 empty] | 4.4 | 2200 | 122.22 | 18 | 7 | 0.98 | 4000 | 80 |  |  |  | NO | NO | NO | 2018-05-02 | 4.3 |  | standard |  |  |  |  | 2018-11-02 | NO | NO | NO | [6 empty] | AC | [7 empty] | NO
PBZA8GSM | Metrosphere Light Corp. | Metrosphere | MET-WIBC-4/12/4/FR | Linear Replacement Lamp | T8 Four-Foot | Replacement Lamps (plug and play) (UL Type A) |  | standard | YES |  | 2022 | 128.8 | 15.7 | 13.71 | 0.942 | 4101 | 81.8 | 5 | 50000 | 2017-03-20 | Not Dimmable | Not Dimmable | NO |  | YYYBPK | [15 empty] | 84.2 |  | 1.32 | 1.28 | [6 empty] | 4.4 | 1900 | 127 | 15 | 14 | 0.9 | 4000 | 80 |  |  |  | NO | NO | NO | 2018-05-02 | 4.3 |  | standard |  |  |  |  | 2018-11-02 | NO | NO | NO | [6 empty] | AC | [7 empty] | NO
P28TFGCV | ARKSMART INC | ARK SMART | ARK/UE/12K(3000K) | Linear Replacement Lamp | T8 Four-Foot | Dual Mode Internal Driver (UL Type A and Type B) |  | standard | YES |  | 1881 | 138.09 | 13.62 | 9.78 | 0.942 | 2945 | 83.2 | 5 | 50000 | 2017-03-20 | Not Dimmable | Not Dimmable | NO |  | JJJMSE | [15 empty] | 84.7 |  | 1.24 | 1.38 | [6 empty] | 4.4 | 1889 | 138.57 | 13.63 | 9.78 | 0.94 | 3000 | 83.2 |  |  |  | NO | NO | NO | 2018-05-02 | 4.3 |  | standard |  |  |  |  | 2018-11-02 | NO | NO | NO | [6 empty] | AC | [7 empty] | NO
PZ5W9AVT | Metrosphere Light Corp. | Metrosphere | MET-WIBC-4/14/5/FR | Linear Replacement Lamp | T8 Four-Foot | Replacement Lamps (plug and play) (UL Type A) |  | standard | NO | [10 empty] | 2017-03-20 | Not Dimmable | Not Dimmable | NO |  | YYYBPL | [25 empty] | 4.4 | 2200 | 133.33 | 16.5 | 14 | 0.9 | 5000 | 80 |  |  |  | NO | NO | NO | 2018-05-02 | 4.3 |  | standard |  |  |  |  | 2018-11-02 | NO | NO | NO | [6 empty] | AC | [7 empty] | NO
PX5N7WRZ | Metrosphere Light Corp. | Metrosphere | MET-WIBC-4/14/4/FR | Linear Replacement Lamp | T8 Four-Foot | Replacement Lamps (plug and play) (UL Type A) |  | standard | YES |  | 2234 | 128.2 | 17.42 | 13.88 | 0.935 | 4090 | 81.4 | 5 | 50000 | 2017-03-20 | Not Dimmable | Not Dimmable | NO |  | YYYBPL | [15 empty] | 84.1 |  | 1.32 | 1.3 | [6 empty] | 4.4 | 2200 | 133.33 | 16.5 | 14 | 0.9 | 4000 | 80 |  |  |  | NO | NO | NO | 2018-05-02 | 4.3 |  | standard |  |  |  |  | 2018-11-02 | NO | NO | NO | [6 empty] | AC | [7 empty] | NO
P53NRG5N | ARKSMART INC | ARK SMART | ARK/UE/12K(5000K) | Linear Replacement Lamp | T8 Four-Foot | Dual Mode Internal Driver (UL Type A and Type B) |  | standard | NO | [10 empty] | 2017-03-20 | Not Dimmable | Not Dimmable | NO |  | JJJMSE | [25 empty] | 4.4 | 1868 | 140.98 | 13.25 | 10.59 | 0.94 | 5000 | 81.3 |  |  |  | NO | NO | NO | 2018-05-02 | 4.3 |  | standard |  |  |  |  | 2018-11-02 | NO | NO | NO | [6 empty] | AC | [7 empty] | NO
PHTZR1F8 | ARKSMART INC | ARK SMART | ARK/UE/12K(3500K) | Linear Replacement Lamp | T8 Four-Foot | Dual Mode Internal Driver (UL Type A and Type B) |  | standard | NO | [10 empty] | 2017-03-20 | Not Dimmable | Not Dimmable | NO |  | JJJMSE | [25 empty] | 4.4 | 1884 | 140.18 | 13.44 | 9.78 | 0.94 | 3500 | 83.2 |  |  |  | NO | NO | NO | 2018-05-02 | 4.3 |  | standard |  |  |  |  | 2018-11-02 | NO | NO | NO | [6 empty] | AC | [7 empty] | NO
PVBKK6VH | ARKSMART INC | ARK SMART | ARK/UE/12K(4500K) | Linear Replacement Lamp | T8 Four-Foot | Dual Mode Internal Driver (UL Type A and Type B) |  | standard | NO | [10 empty] | 2017-03-20 | Not Dimmable | Not Dimmable | NO |  | JJJMSE | [25 empty] | 4.4 | 1873 | 139.36 | 13.44 | 9.78 | 0.94 | 4500 | 83.2 |  |  |  | NO | NO | NO | 2018-05-02 | 4.3 |  | standard |  |  |  |  | 2018-11-02 | NO | NO | NO | [6 empty] | AC | [7 empty] | NO
P3QF4QD7 | Metrosphere Light Corp. | Metrosphere | MET-WIBC-4/12/5/FR | Linear Replacement Lamp | T8 Four-Foot | Replacement Lamps (plug and play) (UL Type A) |  | standard | NO | [10 empty] | 2017-03-20 | Not Dimmable | Not Dimmable | NO |  | YYYBPK | [25 empty] | 4.4 | 1900 | 127 | 15 | 14 | 0.9 | 5000 | 80 |  |  |  | NO | NO | NO | 2018-05-02 | 4.3 |  | standard |  |  |  |  | 2018-11-02 | NO | NO | NO | [6 empty] | AC | [7 empty] | NO
PMA1NJN5 | ARKSMART INC | ARK SMART | ARK/UE/12K(4000K) | Linear Replacement Lamp | T8 Four-Foot | Dual Mode Internal Driver (UL Type A and Type B) |  | standard | NO | [10 empty] | 2017-03-20 | Not Dimmable | Not Dimmable | NO |  | JJJMSE | [25 empty] | 4.4 | 1879 | 139.81 | 13.44 | 9.78 | 0.94 | 4000 | 83.2 |  |  |  | NO | NO | NO | 2018-05-02 | 4.3 |  | standard |  |  |  |  | 2018-11-02 | NO | NO | NO | [6 empty] | AC | [7 empty] | NO
PYRY5K71 | ZHEJIANG HONGYAO LIGHTING ELECTRICAL CO.,LTD | HONGYAO | HY-T8-F120-15W-A5000K | Linear Replacement Lamp | T8 Four-Foot | Replacement Lamps (plug and play) (UL Type A) |  | standard | YES |  | 2056.6 | 142.23 | 14.46 | 15.29 | 0.9514 | 4972 | 79.8 | 5 | 50000 | 2017-03-17 | Not Dimmable | Not Dimmable | NO |  | NNNMGY | [15 empty] | 84.6 |  | 1.32 | 1.2 | [6 empty] | 4.4 | 2056.6 | 142.23 | 14.46 | 15.29 | 0.95 | 5000 | 80 |  |  |  | NO | NO | NO | 2018-05-02 | 4.3 |  | standard |  |  |  |  | 2018-11-02 | NO | NO | NO | [6 empty] | AC | [7 empty] | NO
P9BMESB9 | James Trading Company Limited | JAMES | BT8P12W4FT(FROSTED LENS)(3000K) | Linear Replacement Lamp | T8 Four-Foot | Replacement Lamps (plug and play) (UL Type A) |  | standard | YES |  | 1718 | 132.46 | 12.97 | 7.38 | 0.9481 | 2954 | 81.6 | 5 | 50000 | 2017-03-17 | Not Dimmable | Not Dimmable | NotYetVerified |  | KKKXPU | [15 empty] | 85.5 |  | 1.12 | 1.16 | [6 empty] | 4.4 | 1718 | 132.46 | 12.97 | 20 | 0.9 | 3000 | 82 |  |  |  | NO | NO | NO | 2018-05-02 | 4.3 |  | standard |  |  |  |  | 2018-11-02 | NO | NO | NO | [6 empty] | AC | [7 empty] | NO
P3SHPGHN | ZHEJIANG HONGYAO LIGHTING ELECTRICAL CO.,LTD | HONGYAO | HY-T8-F120-15W-A+B5000K | Linear Replacement Lamp | T8 Four-Foot | Dual Mode Internal Driver (UL Type A and Type B) |  | standard | YES |  | 2330.7 | 138.81 | 16.79 | 12.62 | 0.9613 | 4959 | 79.8 | 5 | 50000 | 2017-03-17 | Not Dimmable | Not Dimmable | NO |  | NNNMGW | [15 empty] | 84.2 |  | 1.38 | 1.2 | [6 empty] | 4.4 | 2330.7 | 138.81 | 16.79 | 12.62 | 0.96 | 5000 | 80 |  |  |  | NO | NO | NO | 2018-05-02 | 4.3 |  | standard |  |  |  |  | 2018-11-02 | NO | NO | NO | [6 empty] | AC | [7 empty] | NO
P8SRK5ZZ | ZHEJIANG HONGYAO LIGHTING ELECTRICAL CO.,LTD | HONGYAO | HY-T8-N120-15W-A5000K | Linear Replacement Lamp | T8 Four-Foot | Replacement Lamps (plug and play) (UL Type A) |  | standard | YES |  | 2071.4 | 143.55 | 14.43 | 15.184 | 0.941 | 4925 | 80.4 | 5 | 50000 | 2017-03-17 | Not Dimmable | Not Dimmable | NO |  | NNNMHA | [15 empty] | 84.4 |  | 1.34 | 1.18 | [6 empty] | 4.4 | 2071.4 | 143.55 | 14.43 | 15.18 | 0.94 | 5000 | 80 |  |  |  | NO | NO | NO | 2018-05-02 | 4.3 |  | standard |  |  |  |  | 2018-11-02 | NO | NO | NO | [6 empty] | AC | [7 empty] | NO
PDDD3PDH | James Trading Company Limited | JAMES | BT8P12W4FT(FROSTED LENS)(3500K) | Linear Replacement Lamp | T8 Four-Foot | Replacement Lamps (plug and play) (UL Type A) |  | standard | NO | [10 empty] | 2017-03-17 | Not Dimmable | Not Dimmable | NotYetVerified |  | KKKXPU | [25 empty] | 4.4 | 1718 | 132.46 | 12.97 | 20 | 0.9 | 3500 | 82 |  |  |  | NO | NO | NO | 2018-05-02 | 4.3 |  | standard |  |  |  |  | 2018-11-02 | NO | NO | NO | [6 empty] | AC | [7 empty] | NO
P22ZF8XJ | ZHEJIANG HONGYAO LIGHTING ELECTRICAL CO.,LTD | HONGYAO | HY-T8-F120-15W-A4000K | Linear Replacement Lamp | T8 Four-Foot | Replacement Lamps (plug and play) (UL Type A) |  | standard | YES |  | 1793.2 | 123.58 | 14.51 | 15.261 | 0.953 | 4176 | 81.9 | 5 | 50000 | 2017-03-17 | Not Dimmable | Not Dimmable | NO |  | NNNMGX | [15 empty] | 84.2 |  | 1.34 | 1.2 | [6 empty] | 4.4 | 1793.2 | 123.58 | 14.51 | 15.26 | 0.95 | 4000 | 80 |  |  |  | NO | NO | NO | 2018-05-02 | 4.3 |  | standard |  |  |  |  | 2018-11-02 | NO | NO | NO | [6 empty] | AC | [7 empty] | NO
PRFXH2KQ | Keystone Technologies | Keystone Technologies | KT-LED11.5T8-48GC-835-S | Linear Replacement Lamp | T8 Four-Foot | Replacement Lamps (plug and play) (UL Type A) |  | standard | NO | [10 empty] | 2017-03-16 | Not Dimmable | Not Dimmable | NO |  | UUUBDU | [25 empty] | 4.4 | 1700 | 122 | 13.9 | 20 | 0.9 | 3500 | 80 |  |  |  | NO | NO | NO | 2018-05-02 | 4.3 |  | standard |  |  |  |  | 2018-11-02 | NO | NO | NO | [6 empty] | AC | [7 empty] | NO
PW87YQZ5 | Keystone Technologies | KEYSTONE | KT-LED15T8-48GC-835-S | Linear Replacement Lamp | T8 Four-Foot | Replacement Lamps (plug and play) (UL Type A) |  | standard | NO | [10 empty] | 2017-03-16 | Not Dimmable | Not Dimmable | NotYetVerified |  | EJWBAI | [25 empty] | 4.4 | 2100 | 120 | 18 | 20 | 0.9 | 3500 | 82 |  |  |  | NO | NO | NO | 2018-05-02 | 4.3 |  | standard |  |  |  |  | 2018-11-02 | NO | NO | NO | [6 empty] | AC | [7 empty] | NO
PM8EMEKS | Keystone Technologies | KEYSTONE | KT-LED15T8-48GC-850-S | Linear Replacement Lamp | T8 Four-Foot | Replacement Lamps (plug and play) (UL Type A) |  | standard | NO | [10 empty] | 2017-03-16 | Not Dimmable | Not Dimmable | NotYetVerified |  | EJWBAI | [25 empty] | 4.4 | 2200 | 125 | 18 | 20 | 0.9 | 5000 | 82 |  |  |  | NO | NO | NO | 2018-05-02 | 4.3 |  | standard |  |  |  |  | 2018-11-02 | NO | NO | NO | [6 empty] | AC | [7 empty] | NO
P81RSY52 | Keystone Technologies | KEYSTONE | KT-LED15T8-48GC-840-S | Linear Replacement Lamp | T8 Four-Foot | Replacement Lamps (plug and play) (UL Type A) |  | standard | NO | [10 empty] | 2017-03-16 | Not Dimmable | Not Dimmable | NotYetVerified |  | EJWBAI | [25 empty] | 4.4 | 2200 | 125 | 18 | 20 | 0.9 | 4000 | 82 |  |  |  | NO | NO | NO | 2018-05-02 | 4.3 |  | standard |  |  |  |  | 2018-11-02 | NO | NO | NO | [6 empty] | AC | [7 empty] | NO
PTJ6YUQZ | Keystone Technologies | KEYSTONE | KT-LED15T8-48GC-830-S | Linear Replacement Lamp | T8 Four-Foot | Replacement Lamps (plug and play) (UL Type A) |  | standard | YES |  | 2167 | 125.4 | 17.28 | 10.15 | 0.9699 | 3079 | 85.1 | 5 | 50000 | 2017-03-16 | Not Dimmable | Not Dimmable | NotYetVerified |  | EJWBAI | [15 empty] | 82.9 |  | 1.26 | 1.3 | [6 empty] | 4.4 | 2100 | 120 | 18 | 20 | 0.9 | 3000 | 82 |  |  |  | NO | NO | NO | 2018-05-02 | 4.3 |  | standard |  |  |  |  | 2018-11-02 | NO | NO | NO | [6 empty] | AC | [7 empty] | NO
PMUBKIGU | Keystone Technologies | Keystone Technologies | KT-LED11.5T8-48GC-850-S | Linear Replacement Lamp | T8 Four-Foot | Replacement Lamps (plug and play) (UL Type A) |  | standard | NO | [10 empty] | 2017-03-16 | Not Dimmable | Not Dimmable | NO |  | UUUBDU | [25 empty] | 4.4 | 1800 | 130 | 13.9 | 20 | 0.9 | 5000 | 80 |  |  |  | NO | NO | NO | 2018-05-02 | 4.3 |  | standard |  |  |  |  | 2018-11-02 | NO | NO | NO | [6 empty] | AC | [7 empty] | NO
PQ82QD82 | ZHEJIANG HONGYAO LIGHTING ELECTRICAL CO.,LTD | HONGYAO | HY-T8-N120-13W-A5000K | Linear Replacement Lamp | T8 Four-Foot | Replacement Lamps (plug and play) (UL Type A) |  | standard | YES |  | 1716.5 | 138.76 | 12.37 | 17.97 | 0.932 | 4908 | 80.4 | 5 | 50000 | 2017-03-16 | Not Dimmable | Not Dimmable | NO |  | RRRUBS | [15 empty] | 84.4 |  | 1.28 | 1.2 | [6 empty] | 4.4 | 1716.5 | 138.76 | 12.37 | 17.98 | 0.93 | 5000 | 80 |  |  |  | NO | NO | NO | 2018-05-02 | 4.3 |  | standard |  |  |  |  | 2018-11-02 | NO | NO | NO | [6 empty] | AC | [7 empty] | NO
PQFFP515 | WING (SHANGHAI) INTERNATIONAL TRADE CO LTD | TOPSTAR | L48T8-830-12P-G4-EB | Linear Replacement Lamp | T8 Four-Foot | Replacement Lamps (plug and play) (UL Type A) |  | standard | YES |  | 1836 | 123.6 | 14.85 | 13.32 | 0.946 | 2949 | 82.7 | 5 | 50000 | 2017-03-16 | Not Dimmable | Not Dimmable | NO |  | YYYBOV | [15 empty] | 84.2 |  | 1.32 | 1.3 | [6 empty] | 4.4 | 1845 | 123 | 15 | 14 | 0.9 | 3000 | 82 |  |  |  | NO | NO | NO | 2018-05-02 | 4.3 |  | standard |  |  |  |  | 2018-11-02 | NO | NO | NO | [6 empty] | AC | [7 empty] | NO
PKXCYU2E | Keystone Technologies | Keystone Technologies | KT-LED11.5T8-48GC-840-S | Linear Replacement Lamp | T8 Four-Foot | Replacement Lamps (plug and play) (UL Type A) |  | standard | NO | [10 empty] | 2017-03-16 | Not Dimmable | Not Dimmable | NO |  | UUUBDU | [25 empty] | 4.4 | 1800 | 130 | 13.9 | 20 | 0.9 | 4000 | 80 |  |  |  | NO | NO | NO | 2018-05-02 | 4.3 |  | standard |  |  |  |  | 2018-11-02 | NO | NO | NO | [6 empty] | AC | [7 empty] | NO
P3CA1U4S | ZHEJIANG HONGYAO LIGHTING ELECTRICAL CO.,LTD | HONGYAO | HY-T8-N120-13W-A+B5000K | Linear Replacement Lamp | T8 Four-Foot | Dual Mode Internal Driver (UL Type A and Type B) |  | standard | YES |  | 2136.4 | 137.56 | 15.53 | 14.017 | 0.951 | 4898 | 80.4 | 5 | 50000 | 2017-03-16 | Not Dimmable | Not Dimmable | NO |  | RRRUBQ | [15 empty] | 84.4 |  | 1.34 | 1.18 | [6 empty] | 4.4 | 2136.4 | 137.56 | 15.53 | 14.02 | 0.95 | 5000 | 80 |  |  |  | NO | NO | NO | 2018-05-02 | 4.3 |  | standard |  |  |  |  | 2018-11-02 | NO | NO | NO | [6 empty] | AC | [7 empty] | NO
P1HRKAE1 | ZHEJIANG HONGYAO LIGHTING ELECTRICAL CO.,LTD | HONGYAO | HY-T8-F120-13W-A5000K | Linear Replacement Lamp | T8 Four-Foot | Replacement Lamps (plug and play) (UL Type A) |  | standard | YES |  | 1744.2 | 139.97 | 12.47 | 18.064 | 0.972 | 4983 | 79.8 | 5 | 50000 | 2017-03-16 | Not Dimmable | Not Dimmable | NO |  | RRRUBR | [15 empty] | 84.7 |  | 1.34 | 1.2 | [6 empty] | 4.4 | 1744.2 | 139.87 | 12.47 | 18.06 | 0.97 | 5000 | 80 |  |  |  | NO | NO | NO | 2018-05-02 | 4.3 |  | standard |  |  |  |  | 2018-11-02 | NO | NO | NO | [6 empty] | AC | [7 empty] | NO
P58XN8D2 | Keystone Technologies | Keystone Technologies | KT-LED11.5T8-48GC-830-S | Linear Replacement Lamp | T8 Four-Foot | Replacement Lamps (plug and play) (UL Type A) |  | standard | YES |  | 1752 | 126.4 | 13.87 | 14.84 | 0.9536 | 3068 | 81.9 | 5 | 50000 | 2017-03-16 | Not Dimmable | Not Dimmable | NO |  | UUUBDU | [15 empty] | 81.1 |  | 1.32 | 1.22 | [6 empty] | 4.4 | 1700 | 122 | 13.9 | 20 | 0.9 | 3000 | 80 |  |  |  | NO | NO | NO | 2018-05-02 | 4.3 |  | standard |  |  |  |  | 2018-11-02 | NO | NO | NO | [6 empty] | AC | [7 empty] | NO
PGMS88A1 | OLYMPIA LIGHTING, INC. | Olympia | F32T8T-16W-35K-DBD | Linear Replacement Lamp | T8 Four-Foot | Dual Mode Internal Driver (UL Type A and Type B) |  | standard | NO | [10 empty] | 2017-03-15 | Not Dimmable | Not Dimmable | NotYetVerified |  | FFFHVA | [25 empty] | 4.4 | 2250 | 125 | 18 | 7.7 | 0.9 | 3500 | 80 |  |  |  | NO | NO | NO | 2018-05-02 | 4.3 |  | standard |  |  |  |  | 2018-11-02 | NO | NO | NO | [6 empty] | AC | [7 empty] | NO
PHB6H9XV | OLYMPIA LIGHTING, INC. | Olympia | F32T8T-20W-35K-DBC | Linear Replacement Lamp | T8 Four-Foot | Replacement Lamps (plug and play) (UL Type A) |  | standard | NO | [10 empty] | 2017-03-15 | Not Dimmable | Not Dimmable | NO |  | FFFHUW | [25 empty] | 4.4 | 2860 | 132.71 | 21.55 | 6.08 | 0.9126 | 3500 | 82.4 |  |  |  | NO | NO | NO | 2018-05-02 | 4.3 |  | standard |  |  |  |  | 2018-11-02 | NO | NO | NO | [6 empty] | AC | [7 empty] | NO
PPFM1AHM | OLYMPIA LIGHTING, INC. | Olympia | F32T8T-12W-40K-DBC | Linear Replacement Lamp | T8 Four-Foot | Replacement Lamps (plug and play) (UL Type A) |  | standard | NO | [10 empty] | 2017-03-15 | Not Dimmable | Not Dimmable | NO |  | FFFHUS | [25 empty] | 4.4 | 2028 | 136.02 | 14.91 | 9.08 | 0.9068 | 4000 | 85.1 |  |  |  | NO | NO | NO | 2018-05-02 | 4.3 |  | standard |  |  |  |  | 2018-11-02 | NO | NO | NO | [6 empty] | AC | [7 empty] | NO
P5R1Y3E5 | OLYMPIA LIGHTING, INC. | Olympia | F32T8D-12W-45K-DBC | Linear Replacement Lamp | T8 Four-Foot | Replacement Lamps (plug and play) (UL Type A) |  | standard | NO | [10 empty] | 2017-03-15 | Not Dimmable | Not Dimmable | NO |  | FFFHUR | [25 empty] | 4.4 | 1912 | 123.66 | 14.86 | 9.35 | 0.9073 | 4500 | 85.2 |  |  |  | NO | NO | NO | 2018-05-02 | 4.3 |  | standard |  |  |  |  | 2018-11-02 | NO | NO | NO | [6 empty] | AC | [7 empty] | NO
P8YW3E1P | OLYMPIA LIGHTING, INC. | Olympia | F32T8T-16W-50K-DBD | Linear Replacement Lamp | T8 Four-Foot | Dual Mode Internal Driver (UL Type A and Type B) |  | standard | NO | [10 empty] | 2017-03-15 | Not Dimmable | Not Dimmable | NotYetVerified |  | FFFHVA | [25 empty] | 4.4 | 2340 | 130 | 18 | 7.7 | 0.9 | 5000 | 80 |  |  |  | NO | NO | NO | 2018-05-02 | 4.3 |  | standard |  |  |  |  | 2018-11-02 | NO | NO | NO | [6 empty] | AC | [7 empty] | NO
PZ79WWJG | OLYMPIA LIGHTING, INC. | Olympia | F32T8T-16W-50K-DBC | Linear Replacement Lamp | T8 Four-Foot | Replacement Lamps (plug and play) (UL Type A) |  | standard | NO | [10 empty] | 2017-03-15 | Not Dimmable | Not Dimmable | NO |  | FFFHUT | [25 empty] | 4.4 | 2481 | 133.89 | 18.53 | 10.89 | 0.9729 | 5000 | 84 |  |  |  | NO | NO | NO | 2018-05-02 | 4.3 |  | standard |  |  |  |  | 2018-11-02 | NO | NO | NO | [6 empty] | AC | [7 empty] | NO
PE4VNE6R | OLYMPIA LIGHTING, INC. | Olympia | F32T8T-12W-30K-DBD | Linear Replacement Lamp | T8 Four-Foot | Dual Mode Internal Driver (UL Type A and Type B) |  | standard | YES |  | 1700.7 | 123.07 | 13.82 | 11.66 | 0.9585 | 2877 | 82 | 5 | 50000 | 2017-03-15 | Not Dimmable | Not Dimmable | NotYetVerified |  | FFFHUZ | [15 empty] | 88.6 |  | 1.26 | 1.44 | [6 empty] | 4.4 | 1680 | 140 | 12 | 11.66 | 0.9 | 3000 | 80 |  |  |  | NO | NO | NO | 2018-05-02 | 4.3 |  | standard |  |  |  |  | 2018-11-02 | NO | NO | NO | [6 empty] | AC | [7 empty] | NO
PKEPRQ7X | GreenTek Energy Systems | GreenTEK | GT-T8-20W1200 BIXX BALLAST COMPATIBLE LED TUBE (3500K CLEAR LENS) | Linear Replacement Lamp | T8 Four-Foot | Dual Mode Internal Driver (UL Type A and Type B) |  | standard | NO | [10 empty] | 2017-03-15 | Not Dimmable | Not Dimmable | NotYetVerified |  | MMMOJY | [25 empty] | 4.4 | 2807 | 140.6 | 19.97 | 20 | 0.9 | 3500 | 83 |  |  |  | NO | NO | NO | 2018-05-02 | 4.3 |  | standard |  |  |  |  | 2018-11-02 | NO | NO | NO | [6 empty] | AC | [7 empty] | NO
P2X9AZ78 | GreenTek Energy Systems | GreenTEK | GT-T8-13W1200 BIXX Ballast Compatible (5000K Frosted) | Linear Replacement Lamp | T8 Four-Foot | Dual Mode Internal Driver (UL Type A and Type B) |  | standard | NO | [10 empty] | 2017-03-15 | Not Dimmable | Not Dimmable | NotYetVerified | Nominal wattage 13W | KKKZRZ | [25 empty] | 4.4 | 1850 | 130 | 14.2 | 20 | 0.9 | 4000 | 81 |  |  |  | NO | NO | NO | 2018-05-02 | 4.3 |  | standard |  |  |  |  | 2018-11-02 | NO | NO | NO | [6 empty] | AC | [7 empty] | NO
PSSYDC7S | GreenTek Energy Systems | GreenTEK | GT-T8-20W1200 BIXX BALLAST COMPATIBLE LED TUBE (4500K FROSTED LENS) | Linear Replacement Lamp | T8 Four-Foot | Dual Mode Internal Driver (UL Type A and Type B) |  | standard | NO | [10 empty] | 2017-03-15 | Not Dimmable | Not Dimmable | NotYetVerified |  | MMMOJX | [25 empty] | 4.4 | 2697 | 134.35 | 20.08 | 20 | 0.9 | 4500 | 83 |  |  |  | NO | NO | NO | 2018-05-02 | 4.3 |  | standard |  |  |  |  | 2018-11-02 | NO | NO | NO | [6 empty] | AC | [7 empty] | NO
PMRPPUC4 | GreenTek Energy Systems | GreenTEK | GT-T8-20W1200 BIXX BALLAST COMPATIBLE LED TUBE (4500K CLEAR LENS) | Linear Replacement Lamp | T8 Four-Foot | Dual Mode Internal Driver (UL Type A and Type B) |  | standard | NO | [10 empty] | 2017-03-15 | Not Dimmable | Not Dimmable | NotYetVerified |  | MMMOJY | [25 empty] | 4.4 | 2807 | 140.6 | 19.97 | 20 | 0.9 | 4500 | 83 |  |  |  | NO | NO | NO | 2018-05-02 | 4.3 |  | standard |  |  |  |  | 2018-11-02 | NO | NO | NO | [6 empty] | AC | [7 empty] | NO
PDVN7E7R | GreenTek Energy Systems | GreenTEK | GT-T8-13W1200 BIXX Ballast Compatible (4000K Clear) | Linear Replacement Lamp | T8 Four-Foot | Dual Mode Internal Driver (UL Type A and Type B) |  | standard | YES |  | 1930 | 135.06 | 14.3 | 14.92 | 0.9034 | 3996 | 82.7 | 5 | 50000 | 2017-03-15 | Not Dimmable | Not Dimmable | NotYetVerified | Lastx represents either s for single-end power input or T for double-end inputs | KKKZRY | [15 empty] | 85.3 |  | 1.3 | 1.23 | [6 empty] | 4.4 | 1930 | 135 | 14.3 | 20 | 0.9 | 4000 | 83 |  |  |  | NO | NO | NO | 2018-05-02 | 4.3 |  | standard |  |  |  |  | 2018-11-02 | NO | NO | NO | [6 empty] | AC | [7 empty] | NO
PXSW9B2V | OLYMPIA LIGHTING, INC. | Olympia | F32T8D-16W-35K-DBD | Linear Replacement Lamp | T8 Four-Foot | Dual Mode Internal Driver (UL Type A and Type B) |  | standard | NO | [10 empty] | 2017-03-15 | Not Dimmable | Not Dimmable | NotYetVerified |  | FFFHVB | [25 empty] | 4.4 | 2160 | 120 | 18 | 7.63 | 0.9 | 3500 | 80 |  |  |  | NO | NO | NO | 2018-05-02 | 4.3 |  | standard |  |  |  |  | 2018-11-02 | NO | NO | NO | [6 empty] | AC | [7 empty] | NO
PJ1MHKQ1 | OLYMPIA LIGHTING, INC. | Olympia | F32T8D-20W-40K-DBD | Linear Replacement Lamp | T8 Four-Foot | Dual Mode Internal Driver (UL Type A and Type B) |  | standard | NO | [10 empty] | 2017-03-15 | Not Dimmable | Not Dimmable | NotYetVerified | Product updated 9/21/2016 | FFFHVD | [25 empty] | 4.4 | 2600 | 130 | 20 | 5.79 | 0.9 | 4000 | 80 |  |  |  | NO | NO | NO | 2018-05-02 | 4.3 |  | standard |  |  |  |  | 2018-11-02 | NO | NO | NO | [6 empty] | AC | [7 empty] | NO
P6DH3NH5 | OLYMPIA LIGHTING, INC. | Olympia | F32T8D-16W-40K-DBD | Linear Replacement Lamp | T8 Four-Foot | Dual Mode Internal Driver (UL Type A and Type B) |  | standard | NO | [10 empty] | 2017-03-15 | Not Dimmable | Not Dimmable | NotYetVerified |  | FFFHVB | [25 empty] | 4.4 | 2160 | 120 | 18 | 7.63 | 0.9 | 4000 | 80 |  |  |  | NO | NO | NO | 2018-05-02 | 4.3 |  | standard |  |  |  |  | 2018-11-02 | NO | NO | NO | [6 empty] | AC | [7 empty] | NO
P2QYB9CU | OLYMPIA LIGHTING, INC. | Olympia | F32T8T-16W-40K-DBD | Linear Replacement Lamp | T8 Four-Foot | Dual Mode Internal Driver (UL Type A and Type B) |  | standard | NO | [10 empty] | 2017-03-15 | Not Dimmable | Not Dimmable | NotYetVerified |  | FFFHVA | [25 empty] | 4.4 | 2340 | 130 | 18 | 7.7 | 0.9 | 4000 | 80 |  |  |  | NO | NO | NO | 2018-05-02 | 4.3 |  | standard |  |  |  |  | 2018-11-02 | NO | NO | NO | [6 empty] | AC | [7 empty] | NO
PWQG2P5X | OLYMPIA LIGHTING, INC. | Olympia | F32T8T-20W-40K-DBD | Linear Replacement Lamp | T8 Four-Foot | Dual Mode Internal Driver (UL Type A and Type B) |  | standard | NO | [10 empty] | 2017-03-15 | Not Dimmable | Not Dimmable | NotYetVerified | Product updated 9/21/2016 | FFFHVC | [25 empty] | 4.4 | 2600 | 130 | 20 | 20 | 0.9 | 4000 | 80 |  |  |  | NO | NO | NO | 2018-05-02 | 4.3 |  | standard |  |  |  |  | 2018-11-02 | NO | NO | NO | [6 empty] | AC | [7 empty] | NO
PNK2J3Q3 | OLYMPIA LIGHTING, INC. | Olympia | F32T8T-12W-50K-DBD | Linear Replacement Lamp | T8 Four-Foot | Dual Mode Internal Driver (UL Type A and Type B) |  | standard | NO | [10 empty] | 2017-03-15 | Not Dimmable | Not Dimmable | NotYetVerified |  | FFFHUZ | [25 empty] | 4.4 | 1800 | 150 | 12 | 11.66 | 0.9 | 5000 | 80 |  |  |  | NO | NO | NO | 2018-05-02 | 4.3 |  | standard |  |  |  |  | 2018-11-02 | NO | NO | NO | [6 empty] | AC | [7 empty] | NO
PS2SUKGE | OLYMPIA LIGHTING, INC. | Olympia | F32T8T-20W-50K-DBD | Linear Replacement Lamp | T8 Four-Foot | Dual Mode Internal Driver (UL Type A and Type B) |  | standard | NO | [10 empty] | 2017-03-15 | Not Dimmable | Not Dimmable | NotYetVerified | Product updated 9/21/2016 | FFFHVC | [25 empty] | 4.4 | 2600 | 130 | 20 | 20 | 0.9 | 5000 | 80 |  |  |  | NO | NO | NO | 2018-05-02 | 4.3 |  | standard |  |  |  |  | 2018-11-02 | NO | NO | NO | [6 empty] | AC | [7 empty] | NO
PH6ACUXA | OLYMPIA LIGHTING, INC. | Olympia | F32T8D-12W-50K-DBC | Linear Replacement Lamp | T8 Four-Foot | Replacement Lamps (plug and play) (UL Type A) |  | standard | NO | [10 empty] | 2017-03-15 | Not Dimmable | Not Dimmable | NO |  | FFFHUR | [25 empty] | 4.4 | 1987 | 133.62 | 14.87 | 9.31 | 0.9055 | 5000 | 83.8 |  |  |  | NO | NO | NO | 2018-05-02 | 4.3 |  | standard |  |  |  |  | 2018-11-02 | NO | NO | NO | [6 empty] | AC | [7 empty] | NO
PFW8AFYT | OLYMPIA LIGHTING, INC. | Olympia | F32T8D-12W-30K-DBC | Linear Replacement Lamp | T8 Four-Foot | Replacement Lamps (plug and play) (UL Type A) |  | standard | YES |  | 1771 | 119.74 | 14.76 | 9.08 | 0.9047 | 2885 | 82.6 | 5 |  | 2017-03-15 | Not Dimmable | Not Dimmable | NO |  | FFFHUR | [15 empty] | 89.9 |  | 1.16 | 1.36 | [6 empty] | 4.4 | 1778 | 120.46 | 14.76 | 9.08 | 0.9047 | 3000 | 82.6 |  |  |  | NO | NO | NO | 2018-05-02 | 4.3 |  | standard |  |  |  |  | 2018-11-02 | NO | NO | NO | [6 empty] | AC | [7 empty] | NO
PBFPJB8Q | OLYMPIA LIGHTING, INC. | Olympia | F32T8D-16W-30K-DBD | Linear Replacement Lamp | T8 Four-Foot | Dual Mode Internal Driver (UL Type A and Type B) |  | standard | YES |  | 2034.7 | 114.76 | 17.73 | 7.63 | 0.9727 | 2884 | 81.9 | 5 | 50000 | 2017-03-15 | Not Dimmable | Not Dimmable | NotYetVerified |  | FFFHVB | [15 empty] | 84.2 |  | 1.24 | 1.42 | [6 empty] | 4.4 | 2160 | 120 | 18 | 7.63 | 0.9 | 3000 | 80 |  |  |  | NO | NO | NO | 2018-05-02 | 4.3 |  | standard |  |  |  |  | 2018-11-02 | NO | NO | NO | [6 empty] | AC | [7 empty] | NO
PWDBW78G | OLYMPIA LIGHTING, INC. | Olympia | F32T8D-20W-35K-DBD | Linear Replacement Lamp | T8 Four-Foot | Dual Mode Internal Driver (UL Type A and Type B) |  | standard | NO | [10 empty] | 2017-03-15 | Not Dimmable | Not Dimmable | NotYetVerified | Product updated 9/21/2016 | FFFHVD | [25 empty] | 4.4 | 2600 | 130 | 20 | 5.79 | 0.9 | 3500 | 80 |  |  |  | NO | NO | NO | 2018-05-02 | 4.3 |  | standard |  |  |  |  | 2018-11-02 | NO | NO | NO | [6 empty] | AC | [7 empty] | NO
P674UPBY | OLYMPIA LIGHTING, INC. | Olympia | F32T8D-12W-35K-DBC | Linear Replacement Lamp | T8 Four-Foot | Replacement Lamps (plug and play) (UL Type A) |  | standard | NO | [10 empty] | 2017-03-15 | Not Dimmable | Not Dimmable | NO |  | FFFHUR | [25 empty] | 4.4 | 1807 | 122.01 | 14.81 | 9.08 | 0.9047 | 3500 | 82.6 |  |  |  | NO | NO | NO | 2018-05-02 | 4.3 |  | standard |  |  |  |  | 2018-11-02 | NO | NO | NO | [6 empty] | AC | [7 empty] | NO
P8M52594 | OLYMPIA LIGHTING, INC. | Olympia | F32T8T-16W-35K-DBC | Linear Replacement Lamp | T8 Four-Foot | Replacement Lamps (plug and play) (UL Type A) |  | standard | NO | [10 empty] | 2017-03-15 | Not Dimmable | Not Dimmable | NO |  | FFFHUT | [25 empty] | 4.4 | 2395 | 128.83 | 18.59 | 10.69 | 0.9739 | 3500 | 82.6 |  |  |  | NO | NO | NO | 2018-05-02 | 4.3 |  | standard |  |  |  |  | 2018-11-02 | NO | NO | NO | [6 empty] | AC | [7 empty] | NO
PBEKU8FU | OLYMPIA LIGHTING, INC. | Olympia | F32T8D-12W-40K-DBC | Linear Replacement Lamp | T8 Four-Foot | Replacement Lamps (plug and play) (UL Type A) |  | standard | NO | [10 empty] | 2017-03-15 | Not Dimmable | Not Dimmable | NO |  | FFFHUR | [25 empty] | 4.4 | 1836 | 123.64 | 14.85 | 9.35 | 0.9073 | 4000 | 85.2 |  |  |  | NO | NO | NO | 2018-05-02 | 4.3 |  | standard |  |  |  |  | 2018-11-02 | NO | NO | NO | [6 empty] | AC | [7 empty] | NO
P8DUMWPT | OLYMPIA LIGHTING, INC. | Olympia | F32T8D-20W-45K-DBD | Linear Replacement Lamp | T8 Four-Foot | Dual Mode Internal Driver (UL Type A and Type B) |  | standard | NO | [10 empty] | 2017-03-15 | Not Dimmable | Not Dimmable | NotYetVerified | Product updated 9/21/2016 | FFFHVD | [25 empty] | 4.4 | 2600 | 130 | 20 | 5.79 | 0.9 | 4500 | 80 |  |  |  | NO | NO | NO | 2018-05-02 | 4.3 |  | standard |  |  |  |  | 2018-11-02 | NO | NO | NO | [6 empty] | AC | [7 empty] | NO
P1FZVFRJ | OLYMPIA LIGHTING, INC. | Olympia | F32T8D-16W-45K-DBD | Linear Replacement Lamp | T8 Four-Foot | Dual Mode Internal Driver (UL Type A and Type B) |  | standard | NO | [10 empty] | 2017-03-15 | Not Dimmable | Not Dimmable | NotYetVerified |  | FFFHVB | [25 empty] | 4.4 | 2160 | 120 | 18 | 7.63 | 0.9 | 4500 | 80 |  |  |  | NO | NO | NO | 2018-05-02 | 4.3 |  | standard |  |  |  |  | 2018-11-02 | NO | NO | NO | [6 empty] | AC | [7 empty] | NO
PBM8VDPU | OLYMPIA LIGHTING, INC. | Olympia | F32T8T-20W-45K-DBC | Linear Replacement Lamp | T8 Four-Foot | Replacement Lamps (plug and play) (UL Type A) |  | standard | NO | [10 empty] | 2017-03-15 | Not Dimmable | Not Dimmable | NO |  | FFFHUW | [25 empty] | 4.4 | 2911 | 134.96 | 21.57 | 5.97 | 0.9133 | 4500 | 84.5 |  |  |  | NO | NO | NO | 2018-05-02 | 4.3 |  | standard |  |  |  |  | 2018-11-02 | NO | NO | NO | [6 empty] | AC | [7 empty] | NO
PEHMNUXY | OLYMPIA LIGHTING, INC. | Olympia | F32T8T-12W-45K-DBC | Linear Replacement Lamp | T8 Four-Foot | Replacement Lamps (plug and play) (UL Type A) |  | standard | NO | [10 empty] | 2017-03-15 | Not Dimmable | Not Dimmable | NO |  | FFFHUS | [25 empty] | 4.4 | 2053 | 137.42 | 14.94 | 9.08 | 0.9068 | 4500 | 85.1 |  |  |  | NO | NO | NO | 2018-05-02 | 4.3 |  | standard |  |  |  |  | 2018-11-02 | NO | NO | NO | [6 empty] | AC | [7 empty] | NO
PNV17AKZ | OLYMPIA LIGHTING, INC. | Olympia | F32T8D-12W-50K-DBD | Linear Replacement Lamp | T8 Four-Foot | Dual Mode Internal Driver (UL Type A and Type B) |  | standard | NO | [10 empty] | 2017-03-15 | Not Dimmable | Not Dimmable | NotYetVerified |  | FFFHUY | [25 empty] | 4.4 | 1680 | 140 | 12 | 14.16 | 0.9 | 5000 | 80 |  |  |  | NO | NO | NO | 2018-05-02 | 4.3 |  | standard |  |  |  |  | 2018-11-02 | NO | NO | NO | [6 empty] | AC | [7 empty] | NO
PDZDTKWQ | OLYMPIA LIGHTING, INC. | Olympia | F32T8T-20W-30K-DBC | Linear Replacement Lamp | T8 Four-Foot | Replacement Lamps (plug and play) (UL Type A) |  | standard | YES |  | 2834 | 131.33 | 21.58 | 6.08 | 0.9126 | 2893 | 82.4 | 5 | 50000 | 2017-03-15 | Not Dimmable | Not Dimmable | NO |  | FFFHUW | [15 empty] | 91.3 |  | 1.22 | 1.4 | [6 empty] | 4.4 | 2834 | 131.33 | 21.58 | 6.08 | 0.9126 | 3000 | 82.4 |  |  |  | NO | NO | NO | 2018-05-02 | 4.3 |  | standard |  |  |  |  | 2018-11-02 | NO | NO | NO | [6 empty] | AC | [7 empty] | NO
PFKMPCZC | OLYMPIA LIGHTING, INC. | Olympia | F32T8T-16W-30K-DBC | Linear Replacement Lamp | T8 Four-Foot | Replacement Lamps (plug and play) (UL Type A) |  | standard | YES |  | 2368 | 127.24 | 18.61 | 10.69 | 0.9739 | 2886 | 82.6 | 5 | 50000 | 2017-03-15 | Not Dimmable | Not Dimmable | NO |  | FFFHUT | [15 empty] | 91.7 |  | 1.22 | 1.4 | [6 empty] | 4.4 | 2368 | 127.24 | 18.61 | 10.69 | 0.9739 | 3000 | 82.6 |  |  |  | NO | NO | NO | 2018-05-02 | 4.3 |  | standard |  |  |  |  | 2018-11-02 | NO | NO | NO | [6 empty] | AC | [7 empty] | NO
PHK37DD7 | OLYMPIA LIGHTING, INC. | Olympia | F32T8T-20W-30K-DBD | Linear Replacement Lamp | T8 Four-Foot | Dual Mode Internal Driver (UL Type A and Type B) |  | standard | YES |  | 2589.3 | 124.41 | 20.81 | 5.83 | 0.9791 | 2898 | 81.8 | 5 | 50000 | 2017-03-15 | Not Dimmable | Not Dimmable | NotYetVerified | Product updated 9/21/2016 | FFFHVC | [15 empty] | 88.9 |  | 1.26 | 1.42 | [6 empty] | 4.4 | 2600 | 130 | 20 | 20 | 0.9 | 3000 | 80 |  |  |  | NO | NO | NO | 2018-05-02 | 4.3 |  | standard |  |  |  |  | 2018-11-02 | NO | NO | NO | [6 empty] | AC | [7 empty] | NO
PSG934QJ | OLYMPIA LIGHTING, INC. | Olympia | F32T8D-20W-30K-DBD | Linear Replacement Lamp | T8 Four-Foot | Dual Mode Internal Driver (UL Type A and Type B) |  | standard | YES |  | 2395 | 114.8 | 20.86 | 5.79 | 0.9799 | 2887 | 81.9 | 5 | 50000 | 2017-03-15 | Not Dimmable | Not Dimmable | NotYetVerified | Product updated 9/21/2016 | FFFHVD | [15 empty] | 84.7 |  | 1.22 | 1.38 | [6 empty] | 4.4 | 2600 | 130 | 20 | 5.79 | 0.9 | 3000 | 80 |  |  |  | NO | NO | NO | 2018-05-02 | 4.3 |  | standard |  |  |  |  | 2018-11-02 | NO | NO | NO | [6 empty] | AC | [7 empty] | NO
P4GR3RAN | GreenTek Energy Systems | GreenTEK | GT-T8-15W1200 BIXX BALLAST COMPATIBLE LED TUBE [4500K Clear] | Linear Replacement Lamp | T8 Four-Foot | Dual Mode Internal Driver (UL Type A and Type B) |  | standard | NO | [10 empty] | 2017-03-15 | Not Yet Verified | Not Yet Verified | NotYetVerified |  | KKKXAG | [25 empty] | 4.4 | 2172 | 133 | 16.3 | 20 | 0.9 | 4500 | 83 |  |  |  | NO | NO | NO | 2018-05-02 | 4.3 |  | standard |  |  |  |  | 2018-11-02 | NO | NO | NO | [6 empty] | AC | [7 empty] | NO
P3YH2RZG | GreenTek Energy Systems | GreenTEK | GT-T8-13W1200 BIXX Ballast Compatible (4000K Frosted) | Linear Replacement Lamp | T8 Four-Foot | Dual Mode Internal Driver (UL Type A and Type B) |  | standard | YES |  | 1850 | 131.2 | 14.1 | 14.45 | 0.9042 | 3995 | 82.6 | 5 | 50000 | 2017-03-15 | Not Dimmable | Not Dimmable | NotYetVerified | Nominal wattage 13W | KKKZRZ | [15 empty] | 84.5 |  | 1.33 | 1.23 | [6 empty] | 4.4 | 1850 | 130 | 14.2 | 20 | 0.9 | 4000 | 81 |  |  |  | NO | NO | NO | 2018-05-02 | 4.3 |  | standard |  |  |  |  | 2018-11-02 | NO | NO | NO | [6 empty] | AC | [7 empty] | NO
PDHQ6VVT | OLYMPIA LIGHTING, INC. | Olympia | F32T8T-12W-35K-DBD | Linear Replacement Lamp | T8 Four-Foot | Dual Mode Internal Driver (UL Type A and Type B) |  | standard | NO | [10 empty] | 2017-03-15 | Not Dimmable | Not Dimmable | NotYetVerified |  | FFFHUZ | [25 empty] | 4.4 | 1680 | 140 | 12 | 11.66 | 0.9 | 3500 | 80 |  |  |  | NO | NO | NO | 2018-05-02 | 4.3 |  | standard |  |  |  |  | 2018-11-02 | NO | NO | NO | [6 empty] | AC | [7 empty] | NO
P7JZ2SCA | OLYMPIA LIGHTING, INC. | Olympia | F32T8D-12W-35K-DBD | Linear Replacement Lamp | T8 Four-Foot | Dual Mode Internal Driver (UL Type A and Type B) |  | standard | NO | [10 empty] | 2017-03-15 | Not Dimmable | Not Dimmable | NotYetVerified |  | FFFHUY | [25 empty] | 4.4 | 1620 | 135 | 12 | 14.16 | 0.9 | 3500 | 80 |  |  |  | NO | NO | NO | 2018-05-02 | 4.3 |  | standard |  |  |  |  | 2018-11-02 | NO | NO | NO | [6 empty] | AC | [7 empty] | NO
P2SP4AJ5 | OLYMPIA LIGHTING, INC. | Olympia | F32T8T-12W-35K-DBC | Linear Replacement Lamp | T8 Four-Foot | Replacement Lamps (plug and play) (UL Type A) |  | standard | NO | [10 empty] | 2017-03-15 | Not Dimmable | Not Dimmable | NO |  | FFFHUS | [25 empty] | 4.4 | 2000 | 134.59 | 14.86 | 9.11 | 0.9072 | 3500 | 82.6 |  |  |  | NO | NO | NO | 2018-05-02 | 4.3 |  | standard |  |  |  |  | 2018-11-02 | NO | NO | NO | [6 empty] | AC | [7 empty] | NO
P3BX98WE | OLYMPIA LIGHTING, INC. | Olympia | F32T8T-12W-40K-DBD | Linear Replacement Lamp | T8 Four-Foot | Dual Mode Internal Driver (UL Type A and Type B) |  | standard | NO | [10 empty] | 2017-03-15 | Not Dimmable | Not Dimmable | NotYetVerified |  | FFFHUZ | [25 empty] | 4.4 | 1800 | 150 | 12 | 11.66 | 0.9 | 4000 | 80 |  |  |  | NO | NO | NO | 2018-05-02 | 4.3 |  | standard |  |  |  |  | 2018-11-02 | NO | NO | NO | [6 empty] | AC | [7 empty] | NO
PFWY46TH | OLYMPIA LIGHTING, INC. | Olympia | F32T8T-20W-40K-DBC | Linear Replacement Lamp | T8 Four-Foot | Replacement Lamps (plug and play) (UL Type A) |  | standard | NO | [10 empty] | 2017-03-15 | Not Dimmable | Not Dimmable | NO |  | FFFHUW | [25 empty] | 4.4 | 2885 | 134.12 | 21.51 | 5.97 | 0.9133 | 4000 | 84.5 |  |  |  | NO | NO | NO | 2018-05-02 | 4.3 |  | standard |  |  |  |  | 2018-11-02 | NO | NO | NO | [6 empty] | AC | [7 empty] | NO
PZZNUQYJ | OLYMPIA LIGHTING, INC. | Olympia | F32T8T-16W-40K-DBC | Linear Replacement Lamp | T8 Four-Foot | Replacement Lamps (plug and play) (UL Type A) |  | standard | NO | [10 empty] | 2017-03-15 | Not Dimmable | Not Dimmable | NO |  | FFFHUT | [25 empty] | 4.4 | 2421 | 130.37 | 18.57 | 11.06 | 0.9715 | 4000 | 85.1 |  |  |  | NO | NO | NO | 2018-05-02 | 4.3 |  | standard |  |  |  |  | 2018-11-02 | NO | NO | NO | [6 empty] | AC | [7 empty] | NO
PVKK7EP1 | OLYMPIA LIGHTING, INC. | Olympia | F32T8T-16W-45K-DBD | Linear Replacement Lamp | T8 Four-Foot | Dual Mode Internal Driver (UL Type A and Type B) |  | standard | NO | [10 empty] | 2017-03-15 | Not Dimmable | Not Dimmable | NotYetVerified |  | FFFHVA | [25 empty] | 4.4 | 2340 | 130 | 18 | 7.7 | 0.9 | 4500 | 80 |  |  |  | NO | NO | NO | 2018-05-02 | 4.3 |  | standard |  |  |  |  | 2018-11-02 | NO | NO | NO | [6 empty] | AC | [7 empty] | NO
PMEN7942 | OLYMPIA LIGHTING, INC. | Olympia | F32T8D-12W-45K-DBD | Linear Replacement Lamp | T8 Four-Foot | Dual Mode Internal Driver (UL Type A and Type B) |  | standard | NO | [10 empty] | 2017-03-15 | Not Dimmable | Not Dimmable | NotYetVerified |  | FFFHUY | [25 empty] | 4.4 | 1680 | 140 | 12 | 14.16 | 0.9 | 4500 | 80 |  |  |  | NO | NO | NO | 2018-05-02 | 4.3 |  | standard |  |  |  |  | 2018-11-02 | NO | NO | NO | [6 empty] | AC | [7 empty] | NO
P4Q6HE77 | OLYMPIA LIGHTING, INC. | Olympia | F32T8T-20W-45K-DBD | Linear Replacement Lamp | T8 Four-Foot | Dual Mode Internal Driver (UL Type A and Type B) |  | standard | NO | [10 empty] | 2017-03-15 | Not Dimmable | Not Dimmable | NotYetVerified | Product updated 9/21/2016 | FFFHVC | [25 empty] | 4.4 | 2600 | 130 | 20 | 20 | 0.9 | 4500 | 80 |  |  |  | NO | NO | NO | 2018-05-02 | 4.3 |  | standard |  |  |  |  | 2018-11-02 | NO | NO | NO | [6 empty] | AC | [7 empty] | NO
PY6F3KN1 | OLYMPIA LIGHTING, INC. | Olympia | F32T8D-16W-50K-DBD | Linear Replacement Lamp | T8 Four-Foot | Dual Mode Internal Driver (UL Type A and Type B) |  | standard | NO | [10 empty] | 2017-03-15 | Not Dimmable | Not Dimmable | NotYetVerified |  | FFFHVB | [25 empty] | 4.4 | 2160 | 120 | 18 | 7.63 | 0.9 | 5000 | 80 |  |  |  | NO | NO | NO | 2018-05-02 | 4.3 |  | standard |  |  |  |  | 2018-11-02 | NO | NO | NO | [6 empty] | AC | [7 empty] | NO
PB3R4QYW | OLYMPIA LIGHTING, INC. | Olympia | F32T8T-12W-50K-DBC | Linear Replacement Lamp | T8 Four-Foot | Replacement Lamps (plug and play) (UL Type A) |  | standard | NO | [10 empty] | 2017-03-15 | Not Dimmable | Not Dimmable | NO |  | FFFHUS | [25 empty] | 4.4 | 2077 | 138.74 | 14.97 | 9.48 | 0.9051 | 5000 | 83.6 |  |  |  | NO | NO | NO | 2018-05-02 | 4.3 |  | standard |  |  |  |  | 2018-11-02 | NO | NO | NO | [6 empty] | AC | [7 empty] | NO
P474D5H1 | OLYMPIA LIGHTING, INC. | Olympia | F32T8T-20W-50K-DBC | Linear Replacement Lamp | T8 Four-Foot | Replacement Lamps (plug and play) (UL Type A) |  | standard | NO | [10 empty] | 2017-03-15 | Not Dimmable | Not Dimmable | NO |  | FFFHUW | [25 empty] | 4.4 | 2937 | 135.85 | 21.62 | 6.12 | 0.9117 | 5000 | 84 |  |  |  | NO | NO | NO | 2018-05-02 | 4.3 |  | standard |  |  |  |  | 2018-11-02 | NO | NO | NO | [6 empty] | AC | [7 empty] | NO
PXQP8GTN | OLYMPIA LIGHTING, INC. | Olympia | F32T8D-20W-50K-DBC | Linear Replacement Lamp | T8 Four-Foot | Replacement Lamps (plug and play) (UL Type A) |  | standard | NO | [10 empty] | 2017-03-15 | Not Dimmable | Not Dimmable | NO |  | FFFHUV | [25 empty] | 4.4 | 2631 | 120.63 | 21.81 | 6.39 | 0.9093 | 5000 | 84 |  |  |  | NO | NO | NO | 2018-05-02 | 4.3 |  | standard |  |  |  |  | 2018-11-02 | NO | NO | NO | [6 empty] | AC | [7 empty] | NO
PDVJ1X9F | OLYMPIA LIGHTING, INC. | Olympia | F32T8D-12W-30K-DBD | Linear Replacement Lamp | T8 Four-Foot | Dual Mode Internal Driver (UL Type A and Type B) |  | standard | YES |  | 1572.9 | 112.36 | 14 | 14.16 | 0.9756 | 2900 | 83.8 | 5 | 50000 | 2017-03-15 | Not Dimmable | Not Dimmable | NotYetVerified |  | FFFHUY | [15 empty] | 84.5 |  | 1.24 | 1.42 | [6 empty] | 4.4 | 1620 | 135 | 12 | 14.16 | 0.9 | 3000 | 80 |  |  |  | NO | NO | NO | 2018-05-02 | 4.3 |  | standard |  |  |  |  | 2018-11-02 | NO | NO | NO | [6 empty] | AC | [7 empty] | NO
P336BEZ9 | GreenTek Energy Systems | GreenTEK | GT-T8-15W1200 BIXX BALLAST COMPATIBLE LED TUBE [3500K Frosted] | Linear Replacement Lamp | T8 Four-Foot | Dual Mode Internal Driver (UL Type A and Type B) |  | standard | NO | [10 empty] | 2017-03-15 | Not Yet Verified | Not Yet Verified | NotYetVerified |  | KKKXAG | [25 empty] | 4.4 | 2172 | 133 | 16.3 | 20 | 0.9 | 3500 | 83 |  |  |  | NO | NO | NO | 2018-05-02 | 4.3 |  | standard |  |  |  |  | 2018-11-02 | NO | NO | NO | [6 empty] | AC | [7 empty] | NO
PNASET98 | GreenTek Energy Systems | GreenTEK | GT-T8-15W1200 BIXX BALLAST COMPATIBLE LED TUBE [4500K Frosted] | Linear Replacement Lamp | T8 Four-Foot | Dual Mode Internal Driver (UL Type A and Type B) |  | standard | NO | [10 empty] | 2017-03-15 | Not Yet Verified | Not Yet Verified | NotYetVerified |  | KKKXAG | [25 empty] | 4.4 | 2172 | 133 | 16.3 | 20 | 0.9 | 4500 | 83 |  |  |  | NO | NO | NO | 2018-05-02 | 4.3 |  | standard |  |  |  |  | 2018-11-02 | NO | NO | NO | [6 empty] | AC | [7 empty] | NO
P9ZZ6TF8 | OLYMPIA LIGHTING, INC. | Olympia | F32T8T-20W-35K-DBD | Linear Replacement Lamp | T8 Four-Foot | Dual Mode Internal Driver (UL Type A and Type B) |  | standard | NO | [10 empty] | 2017-03-15 | Not Dimmable | Not Dimmable | NotYetVerified | Product updated 9/21/2016 | FFFHVC | [25 empty] | 4.4 | 2600 | 130 | 20 | 20 | 0.9 | 3500 | 80 |  |  |  | NO | NO | NO | 2018-05-02 | 4.3 |  | standard |  |  |  |  | 2018-11-02 | NO | NO | NO | [6 empty] | AC | [7 empty] | NO
PG135DYW | OLYMPIA LIGHTING, INC. | Olympia | F32T8D-12W-40K-DBD | Linear Replacement Lamp | T8 Four-Foot | Dual Mode Internal Driver (UL Type A and Type B) |  | standard | NO | [10 empty] | 2017-03-15 | Not Dimmable | Not Dimmable | NotYetVerified |  | FFFHUY | [25 empty] | 4.4 | 1680 | 140 | 12 | 14.16 | 0.9 | 4000 | 80 |  |  |  | NO | NO | NO | 2018-05-02 | 4.3 |  | standard |  |  |  |  | 2018-11-02 | NO | NO | NO | [6 empty] | AC | [7 empty] | NO
PX99U7CT | OLYMPIA LIGHTING, INC. | Olympia | F32T8T-12W-45K-DBD | Linear Replacement Lamp | T8 Four-Foot | Dual Mode Internal Driver (UL Type A and Type B) |  | standard | NO | [10 empty] | 2017-03-15 | Not Dimmable | Not Dimmable | NotYetVerified |  | FFFHUZ | [25 empty] | 4.4 | 1800 | 150 | 12 | 11.66 | 0.9 | 4500 | 80 |  |  |  | NO | NO | NO | 2018-05-02 | 4.3 |  | standard |  |  |  |  | 2018-11-02 | NO | NO | NO | [6 empty] | AC | [7 empty] | NO
P1Y5AREZ | OLYMPIA LIGHTING, INC. | Olympia | F32T8T-16W-45K-DBC | Linear Replacement Lamp | T8 Four-Foot | Replacement Lamps (plug and play) (UL Type A) |  | standard | NO | [10 empty] | 2017-03-15 | Not Dimmable | Not Dimmable | NO |  | FFFHUT | [25 empty] | 4.4 | 2451 | 132.13 | 18.55 | 11.06 | 0.9715 | 4500 | 85.1 |  |  |  | NO | NO | NO | 2018-05-02 | 4.3 |  | standard |  |  |  |  | 2018-11-02 | NO | NO | NO | [6 empty] | AC | [7 empty] | NO
P7GMG84D | OLYMPIA LIGHTING, INC. | Olympia | F32T8D-20W-50K-DBD | Linear Replacement Lamp | T8 Four-Foot | Dual Mode Internal Driver (UL Type A and Type B) |  | standard | NO | [10 empty] | 2017-03-15 | Not Dimmable | Not Dimmable | NotYetVerified | Product updated 9/21/2016 | FFFHVD | [25 empty] | 4.4 | 2600 | 130 | 20 | 5.79 | 0.9 | 5000 | 80 |  |  |  | NO | NO | NO | 2018-05-02 | 4.3 |  | standard |  |  |  |  | 2018-11-02 | NO | NO | NO | [6 empty] | AC | [7 empty] | NO
PQ8AHUC4 | OLYMPIA LIGHTING, INC. | Olympia | F32T8T-12W-30K-DBC | Linear Replacement Lamp | T8 Four-Foot | Replacement Lamps (plug and play) (UL Type A) |  | standard | YES |  | 1968 | 132.53 | 14.82 | 9.11 | 0.9072 | 2871 | 82.6 | 5 |  | 2017-03-15 | Not Dimmable | Not Dimmable | NO |  | FFFHUS | [15 empty] | 92 |  | 1.2 | 1.44 | [6 empty] | 4.4 | 1972 | 133.06 | 14.82 | 9.11 | 0.9072 | 3000 | 82.6 |  |  |  | NO | NO | NO | 2018-05-02 | 4.3 |  | standard |  |  |  |  | 2018-11-02 | NO | NO | NO | [6 empty] | AC | [7 empty] | NO
PQASWZUF | OLYMPIA LIGHTING, INC. | Olympia | F32T8T-16W-30K-DBD | Linear Replacement Lamp | T8 Four-Foot | Dual Mode Internal Driver (UL Type A and Type B) |  | standard | YES |  | 2195.5 | 123.34 | 17.8 | 7.7 | 0.9727 | 2896 | 81.9 | 5 | 50000 | 2017-03-15 | Not Dimmable | Not Dimmable | NotYetVerified |  | FFFHVA | [15 empty] | 89.3 |  | 1.28 | 1.44 | [6 empty] | 4.4 | 2250 | 125 | 18 | 7.7 | 0.9 | 3000 | 80 |  |  |  | NO | NO | NO | 2018-05-02 | 4.3 |  | standard |  |  |  |  | 2018-11-02 | NO | NO | NO | [6 empty] | AC | [7 empty] | NO
PSDQXAQJ | GreenTek Energy Systems | GreenTEK | GT-T8-20W1200 BIXX BALLAST COMPATIBLE LED TUBE (3500K FROSTED LENS) | Linear Replacement Lamp | T8 Four-Foot | Dual Mode Internal Driver (UL Type A and Type B) |  | standard | NO | [10 empty] | 2017-03-15 | Not Dimmable | Not Dimmable | NotYetVerified |  | MMMOJX | [25 empty] | 4.4 | 2697 | 134.35 | 20.08 | 20 | 0.9 | 3500 | 83 |  |  |  | NO | NO | NO | 2018-05-02 | 4.3 |  | standard |  |  |  |  | 2018-11-02 | NO | NO | NO | [6 empty] | AC | [7 empty] | NO
PJ9BW4D6 | GreenTek Energy Systems | GreenTEK | GT-T8-15W1200 BIXX BALLAST COMPATIBLE LED TUBE [3500K Clear] | Linear Replacement Lamp | T8 Four-Foot | Dual Mode Internal Driver (UL Type A and Type B) |  | standard | NO | [10 empty] | 2017-03-15 | Not Yet Verified | Not Yet Verified | NotYetVerified |  | KKKXAG | [25 empty] | 4.4 | 2172 | 133 | 16.3 | 20 | 0.9 | 3500 | 83 |  |  |  | NO | NO | NO | 2018-05-02 | 4.3 |  | standard |  |  |  |  | 2018-11-02 | NO | NO | NO | [6 empty] | AC | [7 empty] | NO
PHAB3HZZ | GreenTek Energy Systems | GreenTEK | GT-T8-13W1200 BIXX Ballast Compatible (5000K Clear) | Linear Replacement Lamp | T8 Four-Foot | Dual Mode Internal Driver (UL Type A and Type B) |  | standard | NO | [10 empty] | 2017-03-15 | Not Dimmable | Not Dimmable | NotYetVerified | Lastx represents either s for single-end power input or T for double-end inputs | KKKZRY | [25 empty] | 4.4 | 1930 | 135 | 14.3 | 20 | 0.9 | 5000 | 83 |  |  |  | NO | NO | NO | 2018-05-02 | 4.3 |  | standard |  |  |  |  | 2018-11-02 | NO | NO | NO | [6 empty] | AC | [7 empty] | NO
P3151GUP | SHENZHEN YOUXINGUANG TECHNOLOGY CO.,LTD. | YXG | U608-4F18W35MM | Linear Replacement Lamp | T8 Four-Foot | Dual Mode Internal Driver (UL Type A and Type B) |  | standard | NO | [10 empty] | 2017-03-14 | Not Dimmable | Not Dimmable | NO | Updated on 3/14/2017 | PPPRRR | [25 empty] | 4.4 | 2522 | 136.92 | 18.42 | 20.48 | 0.9045 | 3500 | 81.8 |  |  |  | NO | NO | NO | 2018-05-02 | 4.3 |  | standard |  |  |  |  | 2018-11-02 | NO | NO | NO | [6 empty] | AC | [7 empty] | NO
P6NFJKU6 | SHENZHEN YOUXINGUANG TECHNOLOGY CO.,LTD. | YXG | U608-4F18W45MM | Linear Replacement Lamp | T8 Four-Foot | Dual Mode Internal Driver (UL Type A and Type B) |  | standard | NO | [10 empty] | 2017-03-14 | Not Dimmable | Not Dimmable | NO | Updated on 3/14/2017 | PPPRRR | [25 empty] | 4.4 | 2561 | 139.03 | 18.42 | 20.48 | 0.9045 | 4500 | 81.8 |  |  |  | NO | NO | NO | 2018-05-02 | 4.3 |  | standard |  |  |  |  | 2018-11-02 | NO | NO | NO | [6 empty] | AC | [7 empty] | NO
PG158JZE | TORCHSTAR CORP | TORCHSTAR | BWT8-18WDM-50CL | Linear Replacement Lamp | T8 Four-Foot | Dual Mode Internal Driver (UL Type A and Type B) |  | standard | NO | [10 empty] | 2017-03-13 | Not Dimmable | Not Dimmable | NO |  | SSSCCG | [25 empty] | 4.4 | 2339.7 | 132.1 | 17.7 | 18.1 | 0.93 | 5076 | 84.9 |  |  |  | NO | NO | NO | 2018-05-02 | 4.3 |  | standard |  |  |  |  | 2018-11-02 | NO | NO | NO | [6 empty] | AC | [7 empty] | NO
PPV7DNVF | TORCHSTAR CORP | TORCHSTAR | BWT8-18WDM-30FL | Linear Replacement Lamp | T8 Four-Foot | Dual Mode Internal Driver (UL Type A and Type B) |  | standard | YES |  | 2210.16 | 125.577 | 17.6 | 17.1 | 0.926 | 3018 | 83.9 | 5 | 50000 | 2017-03-13 | Not Dimmable | Not Dimmable | NO |  | SSSCCF | [15 empty] | 80.3 |  | 1.04 | 1.24 | [6 empty] | 4.4 | 2210.1 | 125.5 | 17.6 | 17.1 | 0.93 | 3018 | 83.9 |  |  |  | NO | NO | NO | 2018-05-02 | 4.3 |  | standard |  |  |  |  | 2018-11-02 | NO | NO | NO | [6 empty] | AC | [7 empty] | NO
PG3UH18F | TORCHSTAR CORP | TORCHSTAR | BWT8-18WDM-30CL | Linear Replacement Lamp | T8 Four-Foot | Dual Mode Internal Driver (UL Type A and Type B) |  | standard | YES |  | 2281.82 | 129.649 | 17.6 | 17.2 | 0.926 | 3073 | 83.2 | 5 | 50000 | 2017-03-13 | Not Dimmable | Not Dimmable | NO |  | SSSCCG | [15 empty] | 81.5 |  | 1.06 | 1.24 | [6 empty] | 4.4 | 2281.8 | 129.6 | 17.6 | 17.2 | 0.93 | 3073 | 83.2 |  |  |  | NO | NO | NO | 2018-05-02 | 4.3 |  | standard |  |  |  |  | 2018-11-02 | NO | NO | NO | [6 empty] | AC | [7 empty] | NO
PE734XDJ | TORCHSTAR CORP | TORCHSTAR | BWT8-18WDM-50FL | Linear Replacement Lamp | T8 Four-Foot | Dual Mode Internal Driver (UL Type A and Type B) |  | standard | NO | [10 empty] | 2017-03-13 | Not Dimmable | Not Dimmable | NO |  | SSSCCF | [25 empty] | 4.4 | 2266.3 | 128 | 17.7 | 18.8 | 0.94 | 5128 | 87.1 |  |  |  | NO | NO | NO | 2018-05-02 | 4.3 |  | standard |  |  |  |  | 2018-11-02 | NO | NO | NO | [6 empty] | AC | [7 empty] | NO
PNFAT563 | TORCHSTAR CORP | TORCHSTAR | BWT8-18WDM-40CL | Linear Replacement Lamp | T8 Four-Foot | Dual Mode Internal Driver (UL Type A and Type B) |  | standard | NO | [10 empty] | 2017-03-13 | Not Dimmable | Not Dimmable | NO |  | SSSCCG | [25 empty] | 4.4 | 2281.8 | 129.6 | 17.6 | 17.2 | 0.93 | 4000 | 83.2 |  |  |  | NO | NO | NO | 2018-05-02 | 4.3 |  | standard |  |  |  |  | 2018-11-02 | NO | NO | NO | [6 empty] | AC | [7 empty] | NO
PMXSBD2N | Atlantic Energy | AELED | AELED4FT8CBG25457 (5000K) | Linear Replacement Lamp | T8 Four-Foot | Dual Mode Internal Driver (UL Type A and Type B) |  | standard | NO | [10 empty] | 2017-03-13 | Not Dimmable | Not Dimmable | NO |  | SSSCCH | [25 empty] | 4.4 | 2216 | 122.4 | 18.1 | 18.8 | 0.93 | 5154 | 88.1 |  |  |  | NO | NO | NO | 2018-05-02 | 4.3 |  | standard |  |  |  |  | 2018-11-02 | NO | NO | NO | [6 empty] | AC | [7 empty] | NO
PH1BVW89 | TORCHSTAR CORP | TORCHSTAR | BWT8-18WDM-40FL | Linear Replacement Lamp | T8 Four-Foot | Dual Mode Internal Driver (UL Type A and Type B) |  | standard | NO | [10 empty] | 2017-03-13 | Not Dimmable | Not Dimmable | NO |  | SSSCCF | [25 empty] | 4.4 | 2210.1 | 125.5 | 17.6 | 17.1 | 0.93 | 4000 | 83.9 |  |  |  | NO | NO | NO | 2018-05-02 | 4.3 |  | standard |  |  |  |  | 2018-11-02 | NO | NO | NO | [6 empty] | AC | [7 empty] | NO
P1CQM7G4 | Parmida LLC | PARMIDA | PLED-NT818W5000K-PP-UL | Linear Replacement Lamp | T8 Four-Foot | Replacement Lamps (plug and play) (UL Type A) |  | standard | NO | [10 empty] | 2017-03-10 | Not Dimmable | Not Dimmable | NO |  | BBBCVG | [25 empty] | 4.4 | 2200 | 122 | 18 | 11.48 | 0.97 | 5000 | 82.7 |  |  |  | NO | NO | NO | 2018-05-02 | 4.3 |  | standard |  |  |  |  | 2018-11-02 | NO | NO | NO | [6 empty] | AC | [7 empty] | NO
PR3XE3EQ | SmartRay Inc. | SmartRay | SR4MT818W(5000K) | Linear Replacement Lamp | T8 Four-Foot | Dual Mode Internal Driver (UL Type A and Type B) |  | standard | NO | [10 empty] | 2017-03-07 | Not Dimmable | Not Dimmable | NO |  | IIIKFX | [25 empty] | 4.4 | 2339.7 | 132.1 | 17.7 | 18.1 | 0.93 | 5076 | 84.9 |  |  |  | NO | NO | NO | 2018-05-02 | 4.3 |  | standard |  |  |  |  | 2018-11-02 | NO | NO | NO | [6 empty] | AC | [7 empty] | NO
PZ6D67JN | ELB Electronics, Inc. | ELB | LED T8-48-850-[F,R]HF | Linear Replacement Lamp | T8 Four-Foot | Replacement Lamps (plug and play) (UL Type A) |  | standard | NO | [10 empty] | 2017-03-07 | Dimmable | Continuous Below 10 | NO |  | NNNMFF | [25 empty] | 4.4 | 1650 | 122.2 | 13.5 | 20 | 0.9 | 5000 | 80 |  |  |  | NO | NO | NO | 2018-05-02 | 4.3 |  | standard |  |  |  |  | 2018-11-02 | NO | NO | NO | [6 empty] | AC | [7 empty] | NO
PPR3F87G | SmartRay Inc. | SmartRay | SR4MT818W(4000K) | Linear Replacement Lamp | T8 Four-Foot | Dual Mode Internal Driver (UL Type A and Type B) |  | standard | NO | [10 empty] | 2017-03-07 | Not Dimmable | Not Dimmable | NO |  | IIIKFX | [25 empty] | 4.4 | 2281.8 | 129.6 | 17.6 | 17.2 | 0.93 | 4000 | 83.2 |  |  |  | NO | NO | NO | 2018-05-02 | 4.3 |  | standard |  |  |  |  | 2018-11-02 | NO | NO | NO | [6 empty] | AC | [7 empty] | NO
PC5QTMFN | ELB Electronics, Inc. | ELB | LED T8-48-840-[F,R]HF | Linear Replacement Lamp | T8 Four-Foot | Replacement Lamps (plug and play) (UL Type A) |  | standard | NO | [10 empty] | 2017-03-07 | Dimmable | Continuous Below 10 | NO |  | NNNMFF | [25 empty] | 4.4 | 1650 | 122.2 | 13.5 | 20 | 0.9 | 4000 | 80 |  |  |  | NO | NO | NO | 2018-05-02 | 4.3 |  | standard |  |  |  |  | 2018-11-02 | NO | NO | NO | [6 empty] | AC | [7 empty] | NO
P1HKBN4Q | ELB Electronics, Inc. | ELB | LED T8-48-830-[F,R]HF | Linear Replacement Lamp | T8 Four-Foot | Replacement Lamps (plug and play) (UL Type A) |  | standard | YES |  | 1691 | 126.14 | 13.41 | 10.23 | 0.9617 | 3050 | 83.8 | 5 | 50000 | 2017-03-07 | Dimmable | Continuous Below 10 | NO |  | NNNMFF | [15 empty] | 81.6 |  | 1.3 | 1.32 | [6 empty] | 4.4 | 1650 | 122.2 | 13.5 | 20 | 0.9 | 3000 | 80 |  |  |  | NO | NO | NO | 2018-05-02 | 4.3 |  | standard |  |  |  |  | 2018-11-02 | NO | NO | NO | [6 empty] | AC | [7 empty] | NO
P9XQUZ7T | SmartRay Inc. | SmartRay | SR4MT818W(3000K) | Linear Replacement Lamp | T8 Four-Foot | Dual Mode Internal Driver (UL Type A and Type B) |  | standard | YES |  | 2281.82 | 129.649 | 17.6 | 17.2 | 0.926 | 3073 | 83.2 | 5 | 50000 | 2017-03-07 | Not Dimmable | Not Dimmable | NO |  | IIIKFX | [15 empty] | 81.5 |  | 1.06 | 1.24 | [6 empty] | 4.4 | 2281.8 | 129.6 | 17.6 | 17.2 | 0.93 | 3073 | 83.2 |  |  |  | NO | NO | NO | 2018-05-02 | 4.3 |  | standard |  |  |  |  | 2018-11-02 | NO | NO | NO | [6 empty] | AC | [7 empty] | NO
P4JUC7SV | ELB Electronics, Inc. | ELB | LED T8-48-835-[F,R]HF | Linear Replacement Lamp | T8 Four-Foot | Replacement Lamps (plug and play) (UL Type A) |  | standard | NO | [10 empty] | 2017-03-07 | Dimmable | Continuous Below 10 | NO |  | NNNMFF | [25 empty] | 4.4 | 1650 | 122.2 | 13.5 | 20 | 0.9 | 3500 | 80 |  |  |  | NO | NO | NO | 2018-05-02 | 4.3 |  | standard |  |  |  |  | 2018-11-02 | NO | NO | NO | [6 empty] | AC | [7 empty] | NO
P2U967SQ | HTM Lighting | HTM | HTM-LEDT8AB-18W-T 4000K | Linear Replacement Lamp | T8 Four-Foot | Dual Mode Internal Driver (UL Type A and Type B) |  | standard | NO | [10 empty] | 2017-03-06 | Dimmable | Continuous Below 10 | NO |  | YYYBNY | [25 empty] | 4.4 | 2668.22 | 120.73 | 22.1 | 13.7 | 0.95 | 4000 | 82.1 |  |  |  | NO | NO | NO | 2018-05-02 | 4.3 |  | standard |  |  |  |  | 2018-11-02 | NO | NO | NO | [6 empty] | AC | [7 empty] | NO
P4XR51UU | HTM Lighting | HTM | HTM-LEDT8AB-18W-T 5000K | Linear Replacement Lamp | T8 Four-Foot | Dual Mode Internal Driver (UL Type A and Type B) |  | standard | NO | [10 empty] | 2017-03-06 | Dimmable | Continuous Below 10 | NO |  | YYYBNY | [25 empty] | 4.4 | 2716.6 | 122.92 | 22.1 | 13.8 | 0.94 | 5000 | 82.9 |  |  |  | NO | NO | NO | 2018-05-02 | 4.3 |  | standard |  |  |  |  | 2018-11-02 | NO | NO | NO | [6 empty] | AC | [7 empty] | NO
P7X5H3SY | HTM Lighting | HTM | HTM-LEDT8AB-18W-T 3000K | Linear Replacement Lamp | T8 Four-Foot | Dual Mode Internal Driver (UL Type A and Type B) |  | standard | YES |  | 2668.22 | 120.734 | 22.1 | 13.7 | 0.903 | 2969 | 82.1 | 5 | 50000 | 2017-03-06 | Dimmable | Continuous Below 10 | NO |  | YYYBNY | [15 empty] | 80.3 |  | 1.2 | 1.2 | [6 empty] | 4.4 | 2668.22 | 120.73 | 22.1 | 13.7 | 0.95 | 3000 | 82.1 |  |  |  | NO | NO | NO | 2018-05-02 | 4.3 |  | standard |  |  |  |  | 2018-11-02 | NO | NO | NO | [6 empty] | AC | [7 empty] | NO
POV2UF1T | Philips Lighting North America Corporation | Philips | 9290013978C | Linear Replacement Lamp | T8 Four-Foot | Replacement Lamps (plug and play) (UL Type A) |  | standard | YES |  | 2232 | 138.2 | 16.15 | 6.92 | 0.9705 | 3994 | 82.9 | 5 | 50000 | 2018-11-13 | Not Dimmable | Not Dimmable | NO |  | KKLALP | [15 empty] | 81.6 |  | 1.26 | 1.3 | [6 empty] | 4.4 | 2200 | 133 | 16.5 | 15 | 0.9 | 4000 | 82 |  |  |  | NO | NO | NO | [8 empty] | 2018-11-13 | NO | NO | NO | [6 empty] | AC | [7 empty] | NO
PFC9TKKR | Fujian Scoton Electronic Technology Co. Ltd | Scoton | SCT-015-351G1-AB-XXX | Linear Replacement Lamp | T8 Four-Foot | Dual Mode Internal Driver (UL Type A and Type B) |  | standard | NO | [10 empty] | 2017-03-03 | Not Dimmable | Not Dimmable | NO |  | FFFHSA | [25 empty] | 4.4 | 1905 | 127 | 15 | 10.63 | 0.96 | 3500 | 81.7 |  |  |  | NO | NO | NO | 2018-05-02 | 4.3 |  | standard |  |  |  |  | 2018-11-02 | NO | NO | NO | [6 empty] | AC | [7 empty] | NO
PECCRATS | Fujian Scoton Electronic Technology Co. Ltd | Scoton | SCT-015-301G1-AB-XXX | Linear Replacement Lamp | T8 Four-Foot | Dual Mode Internal Driver (UL Type A and Type B) |  | standard | YES |  | 2096 | 127.03 | 16.5 | 10.63 | 0.9627 | 2878 | 81.7 | 5 | 50000 | 2017-03-03 | Not Dimmable | Not Dimmable | NO |  | FFFHSA | [15 empty] | 84.7 |  | 1.24 | 1.32 | [6 empty] | 4.4 | 1905 | 127 | 15 | 10.63 | 0.96 | 3000 | 81.7 |  |  |  | NO | NO | NO | 2018-05-02 | 4.3 |  | standard |  |  |  |  | 2018-11-02 | NO | NO | NO | [6 empty] | AC | [7 empty] | NO
P1ZB4VNE | Fujian Scoton Electronic Technology Co. Ltd | Scoton | SCT-015-451G1-AB-XXX | Linear Replacement Lamp | T8 Four-Foot | Dual Mode Internal Driver (UL Type A and Type B) |  | standard | NO | [10 empty] | 2017-03-03 | Not Dimmable | Not Dimmable | NO |  | FFFHSA | [25 empty] | 4.4 | 1935 | 129 | 15 | 10.63 | 0.96 | 4500 | 81.7 |  |  |  | NO | NO | NO | 2018-05-02 | 4.3 |  | standard |  |  |  |  | 2018-11-02 | NO | NO | NO | [6 empty] | AC | [7 empty] | NO
PJJX910Z | Philips Lighting North America Corporation | Philips | 9290019917 | Linear Replacement Lamp | T8 Four-Foot | Replacement Lamps (plug and play) (UL Type A) |  | standard | NO | [10 empty] | 2018-10-11 | Not Dimmable | Not Dimmable | NO |  | KKLALB | [25 empty] | 4.4 | 1682 | 129.4 | 13 | 15 | 0.9 | 4000 | 82 |  |  |  | NO | NO | NO | [8 empty] | 2018-11-02 | NO | NO | NO | [6 empty] | AC | [7 empty] | NO
P0NVK2RH | Philips Lighting North America Corporation | Philips | 9290019918 | Linear Replacement Lamp | T8 Four-Foot | Replacement Lamps (plug and play) (UL Type A) |  | standard | NO | [10 empty] | 2018-10-11 | Not Dimmable | Not Dimmable | NO |  | KKLALB | [25 empty] | 4.4 | 1760 | 135.2 | 13 | 15 | 0.9 | 5000 | 82 |  |  |  | NO | NO | NO | [8 empty] | 2018-11-02 | NO | NO | NO | [6 empty] | AC | [7 empty] | NO
PA47U467 | Fujian Scoton Electronic Technology Co. Ltd | Scoton | SCT-015-401G1-AB-XXX | Linear Replacement Lamp | T8 Four-Foot | Dual Mode Internal Driver (UL Type A and Type B) |  | standard | NO | [10 empty] | 2017-03-03 | Not Dimmable | Not Dimmable | NO |  | FFFHSA | [25 empty] | 4.4 | 1920 | 128 | 15 | 10.63 | 0.96 | 4000 | 81.7 |  |  |  | NO | NO | NO | 2018-05-02 | 4.3 |  | standard |  |  |  |  | 2018-11-02 | NO | NO | NO | [6 empty] | AC | [7 empty] | NO
PKJQREYQ | Fujian Scoton Electronic Technology Co. Ltd | Scoton | SCT-015-501G1-AB-XXX | Linear Replacement Lamp | T8 Four-Foot | Dual Mode Internal Driver (UL Type A and Type B) |  | standard | NO | [10 empty] | 2017-03-03 | Not Dimmable | Not Dimmable | NO |  | FFFHSA | [25 empty] | 4.4 | 1950 | 130 | 15 | 10.47 | 0.96 | 5000 | 83.1 |  |  |  | NO | NO | NO | 2018-05-02 | 4.3 |  | standard |  |  |  |  | 2018-11-02 | NO | NO | NO | [6 empty] | AC | [7 empty] | NO
PDXDM1HW | Keystone Technologies | KEYSTONE | KT-LED15T8-48G-850-S | Linear Replacement Lamp | T8 Four-Foot | Replacement Lamps (plug and play) (UL Type A) |  | standard | NO | [10 empty] | 2017-03-02 | Not Dimmable | Not Dimmable | NO |  | VVVWCH | [25 empty] | 4.4 | 2200 | 124 | 18 | 10.2 | 0.97 | 5000 | 82 |  |  |  | NO | NO | NO | 2018-05-02 | 4.3 |  | standard |  |  |  |  | 2018-11-02 | NO | NO | NO | [6 empty] | AC | [7 empty] | NO
P3HC7X1P | Keystone Technologies | KEYSTONE | KT-LED11.5T8-48G-850-S | Linear Replacement Lamp | T8 Four-Foot | Replacement Lamps (plug and play) (UL Type A) |  | standard | NO | [10 empty] | 2017-03-02 | Not Dimmable | Not Dimmable | NO |  | VVVWCG | [25 empty] | 4.4 | 1800 | 124 | 14.5 | 14.44 | 0.96 | 5000 | 82 |  |  |  | NO | NO | NO | 2018-05-02 | 4.3 |  | standard |  |  |  |  | 2018-11-02 | NO | NO | NO | [6 empty] | AC | [7 empty] | NO
PVWVR46E | Keystone Technologies | KEYSTONE | KT-LED15T8-48G-840-S | Linear Replacement Lamp | T8 Four-Foot | Replacement Lamps (plug and play) (UL Type A) |  | standard | NO | [10 empty] | 2017-03-02 | Not Dimmable | Not Dimmable | NO |  | VVVWCH | [25 empty] | 4.4 | 2200 | 124 | 18 | 9.83 | 0.97 | 4000 | 82 |  |  |  | NO | NO | NO | 2018-05-02 | 4.3 |  | standard |  |  |  |  | 2018-11-02 | NO | NO | NO | [6 empty] | AC | [7 empty] | NO
P8ZCCCRC | Keystone Technologies | KEYSTONE | KT-LED11.5T8-48G-840-S | Linear Replacement Lamp | T8 Four-Foot | Replacement Lamps (plug and play) (UL Type A) |  | standard | NO | [10 empty] | 2017-03-02 | Not Dimmable | Not Dimmable | NO |  | VVVWCG | [25 empty] | 4.4 | 1800 | 124 | 14.5 | 13.61 | 0.95 | 4000 | 82 |  |  |  | NO | NO | NO | 2018-05-02 | 4.3 |  | standard |  |  |  |  | 2018-11-02 | NO | NO | NO | [6 empty] | AC | [7 empty] | NO
P7ARJ7X6 | TAI MING GREEN POWER Co., Ltd. | TAI MING GREEN POWER CO. LTD. | TMG-T8GF-4F240-35KD YM | Linear Replacement Lamp | T8 Four-Foot | Dual Mode Internal Driver (UL Type A and Type B) |  | standard | NO | [10 empty] | 2017-03-01 | Not Dimmable | Not Dimmable | NO | Product Updated on 4/25/2017. | MMMPEQ | [25 empty] | 4.4 | 2990 | 125 | 24 | 10 | 0.9 | 3500 | 80 |  |  |  | NO | NO | NO | 2018-05-02 | 4.3 |  | standard |  |  |  |  | 2018-11-02 | NO | NO | NO | [6 empty] | AC | [7 empty] | NO
PWQGPVGZ | James Trading Company Limited | JAMES | ZY-T8-12W1200 BIXX BALLAST COMPATIBLE LED TUBE (3500K Clear) | Linear Replacement Lamp | T8 Four-Foot | Dual Mode Internal Driver (UL Type A and Type B) |  | standard | NO | [10 empty] | 2017-03-01 | Not Dimmable | Not Dimmable | NO |  | SSSCBF | [25 empty] | 4.4 | 1764 | 138.41 | 12.69 | 20 | 0.9 | 3500 | 82 |  |  |  | NO | NO | NO | 2018-05-02 | 4.3 |  | standard |  |  |  |  | 2018-11-02 | NO | NO | NO | [6 empty] | AC | [7 empty] | NO
PDZD41ZW | James Trading Company Limited | JAMES | ZY-T8-12W1200 BIXX BALLAST COMPATIBLE LED TUBE (4000K Clear) | Linear Replacement Lamp | T8 Four-Foot | Dual Mode Internal Driver (UL Type A and Type B) |  | standard | NO | [10 empty] | 2017-03-01 | Not Dimmable | Not Dimmable | NO |  | SSSCBF | [25 empty] | 4.4 | 1764 | 138.41 | 12.69 | 20 | 0.9 | 4000 | 82 |  |  |  | NO | NO | NO | 2018-05-02 | 4.3 |  | standard |  |  |  |  | 2018-11-02 | NO | NO | NO | [6 empty] | AC | [7 empty] | NO
P2WX144D | TAI MING GREEN POWER Co., Ltd. | TAI MING GREEN POWER CO. LTD. | TMG-T8GF-4F240-45KD YM | Linear Replacement Lamp | T8 Four-Foot | Dual Mode Internal Driver (UL Type A and Type B) |  | standard | NO | [10 empty] | 2017-03-01 | Not Dimmable | Not Dimmable | NO | Product Updated on 4/25/2017. | MMMPEQ | [25 empty] | 4.4 | 3200 | 134 | 24 | 10 | 0.9 | 4500 | 80 |  |  |  | NO | NO | NO | 2018-05-02 | 4.3 |  | standard |  |  |  |  | 2018-11-02 | NO | NO | NO | [6 empty] | AC | [7 empty] | NO
PHMQVPEJ | James Trading Company Limited | JAMES | ZY-T8-12W1200 BIXX BALLAST COMPATIBLE LED TUBE (5000K Clear) | Linear Replacement Lamp | T8 Four-Foot | Dual Mode Internal Driver (UL Type A and Type B) |  | standard | NO | [10 empty] | 2017-03-01 | Not Dimmable | Not Dimmable | NO |  | SSSCBF | [25 empty] | 4.4 | 1764 | 138.41 | 12.69 | 20 | 0.9 | 5000 | 82 |  |  |  | NO | NO | NO | 2018-05-02 | 4.3 |  | standard |  |  |  |  | 2018-11-02 | NO | NO | NO | [6 empty] | AC | [7 empty] | NO
P8KWJY1H | TAI MING GREEN POWER Co., Ltd. | TAI MING GREEN POWER CO. LTD. | TMG-T8GF-4F240-30KD YM | Linear Replacement Lamp | T8 Four-Foot | Dual Mode Internal Driver (UL Type A and Type B) |  | standard | YES |  | 3239 | 134.3 | 24.11 | 15.27 | 0.902 | 3085 | 83 | 5 | 50000 | 2017-03-01 | Not Dimmable | Not Dimmable | NO | Product Updated on 4/25/2017. | MMMPEQ | [15 empty] | 84.4 |  | 1.28 | 1.24 | [6 empty] | 4.4 | 2990 | 125 | 24 | 10 | 0.9 | 3000 | 80 |  |  |  | NO | NO | NO | 2018-05-02 | 4.3 |  | standard |  |  |  |  | 2018-11-02 | NO | NO | NO | [6 empty] | AC | [7 empty] | NO
P7D8NJY9 | TAI MING GREEN POWER Co., Ltd. | TAI MING GREEN POWER CO. LTD. | TMG-T8GF-4F240-40KD YM | Linear Replacement Lamp | T8 Four-Foot | Dual Mode Internal Driver (UL Type A and Type B) |  | standard | NO | [10 empty] | 2017-03-01 | Not Dimmable | Not Dimmable | NO | Product Updated on 4/25/2017. | MMMPEQ | [25 empty] | 4.4 | 3200 | 134 | 24 | 10 | 0.9 | 4000 | 80 |  |  |  | NO | NO | NO | 2018-05-02 | 4.3 |  | standard |  |  |  |  | 2018-11-02 | NO | NO | NO | [6 empty] | AC | [7 empty] | NO
PC3JEC51 | TAI MING GREEN POWER Co., Ltd. | TAI MING GREEN POWER CO. LTD. | TMG-T8GF-4F240-50KD YM | Linear Replacement Lamp | T8 Four-Foot | Dual Mode Internal Driver (UL Type A and Type B) |  | standard | NO | [10 empty] | 2017-03-01 | Not Dimmable | Not Dimmable | NO | Product Updated on 4/25/2017. | MMMPEQ | [25 empty] | 4.4 | 3200 | 134 | 24 | 10 | 0.9 | 5000 | 80 |  |  |  | NO | NO | NO | 2018-05-02 | 4.3 |  | standard |  |  |  |  | 2018-11-02 | NO | NO | NO | [6 empty] | AC | [7 empty] | NO
PQRQESZZ | James Trading Company Limited | JAMES | ZY-T8-12W1200 BIXX BALLAST COMPATIBLE LED TUBE (3000K Clear) | Linear Replacement Lamp | T8 Four-Foot | Dual Mode Internal Driver (UL Type A and Type B) |  | standard | YES |  | 1764 | 138.41 | 12.69 | 9.87 | 0.9029 | 2973 | 81.7 | 5 | 50000 | 2017-03-01 | Not Dimmable | Not Dimmable | NO |  | SSSCBF | [15 empty] | 92 |  | 1.2 | 1.36 | [6 empty] | 4.4 | 1764 | 138.41 | 12.69 | 20 | 0.9 | 3000 | 82 |  |  |  | NO | NO | NO | 2018-05-02 | 4.3 |  | standard |  |  |  |  | 2018-11-02 | NO | NO | NO | [6 empty] | AC | [7 empty] | NO
PDV72UJ7 | James Trading Company Limited | JAMES | ZY-T8-12W1200 BIXX BALLAST COMPATIBLE LED TUBE (4500K Clear) | Linear Replacement Lamp | T8 Four-Foot | Dual Mode Internal Driver (UL Type A and Type B) |  | standard | NO | [10 empty] | 2017-03-01 | Not Dimmable | Not Dimmable | NO |  | SSSCBF | [25 empty] | 4.4 | 1764 | 138.41 | 12.69 | 20 | 0.9 | 4500 | 82 |  |  |  | NO | NO | NO | 2018-05-02 | 4.3 |  | standard |  |  |  |  | 2018-11-02 | NO | NO | NO | [6 empty] | AC | [7 empty] | NO
PMDDWQMC | ZHEJIANG HONGYAO LIGHTING ELECTRICAL CO.,LTD | HONGYAO | HY-T8-N120-15W-A+B4000K | Linear Replacement Lamp | T8 Four-Foot | Dual Mode Internal Driver (UL Type A and Type B) |  | standard | YES |  | 2127.7 | 120.75 | 17.62 | 11.8 | 0.967 | 4089 | 81.7 | 5 |  | 2017-02-28 | Not Dimmable | Not Dimmable | NO |  | RRRUAP | [15 empty] | 86.1 |  | 2 | 1.18 | [6 empty] | 4.4 | 2127.7 | 120.75 | 17.62 | 11.8 | 0.97 | 4000 | 80 |  |  |  | NO | NO | NO | 2018-05-02 | 4.3 |  | standard |  |  |  |  | 2018-11-02 | NO | NO | NO | [6 empty] | AC | [7 empty] | NO
PXHU2J3D | ZHEJIANG HONGYAO LIGHTING ELECTRICAL CO.,LTD | HONGYAO | HY-T8-N120-15W-A+B5000K | Linear Replacement Lamp | T8 Four-Foot | Dual Mode Internal Driver (UL Type A and Type B) |  | standard | YES |  | 2184.2 | 126.04 | 17.33 | 13.93 | 0.956 | 4986 | 80.2 | 5 |  | 2017-02-28 | Not Dimmable | Not Dimmable | NO |  | RRRUAQ | [15 empty] | 84.5 |  | 1.36 | 1.2 | [6 empty] | 4.4 | 2184.2 | 126.04 | 17.33 | 13.93 | 0.96 | 5000 | 80 |  |  |  | NO | NO | NO | 2018-05-02 | 4.3 |  | standard |  |  |  |  | 2018-11-02 | NO | NO | NO | [6 empty] | AC | [7 empty] | NO
PAT2CHM1 | Philips Lighting North America Corporation | Philips | 9290019916 | Linear Replacement Lamp | T8 Four-Foot | Replacement Lamps (plug and play) (UL Type A) |  | standard | YES |  | 1840 | 135.3 | 13.6 | 13.48 | 0.954 | 3441 | 82.8 | 5 | 50000 | 2018-10-11 | Not Dimmable | Not Dimmable | NO |  | KKLALB | [15 empty] | 81.69 |  | 1.23 | 1.29 | [6 empty] | 4.4 | 1682 | 129.4 | 13 | 15 | 0.9 | 3500 | 82 |  |  |  | NO | NO | NO | [8 empty] | 2018-11-02 | NO | NO | NO | [6 empty] | AC | [7 empty] | NO
PQJR24AE | Philips Lighting North America Corporation | Philips | 9290013432A | Linear Replacement Lamp | T8 Four-Foot | Replacement Lamps (plug and play) (UL Type A) |  | standard | NO | [10 empty] | 2018-02-12 | Not Dimmable | Not Dimmable | NO |  | KKLAHQ | [25 empty] | 4.4 | 2100 | 123.53 | 17 | 15 | 0.9 | 4000 | 82 |  |  |  | NO | NO | NO | [8 empty] | 2018-11-02 | NO | NO | NO | [6 empty] | AC | [7 empty] | NO
P8BW61CD | TORCHSTAR CORP | TORCHSTAR | DB4PT8-18WPC50BC | Linear Replacement Lamp | T8 Four-Foot | Replacement Lamps (plug and play) (UL Type A) |  | standard | NO | [10 empty] | 2017-02-27 | Not Dimmable | Not Dimmable | NO |  | WWWBHX | [25 empty] | 4.4 | 2200 | 122.22 | 18 | 7 | 0.98 | 5000 | 80 |  |  |  | NO | NO | NO | 2018-05-02 | 4.3 |  | standard |  |  |  |  | 2018-11-02 | NO | NO | NO | [6 empty] | AC | [7 empty] | NO
P8JMV6DL | Philips Lighting North America Corporation | Philips | 9290013433A | Linear Replacement Lamp | T8 Four-Foot | Replacement Lamps (plug and play) (UL Type A) |  | standard | NO | [10 empty] | 2018-02-12 | Not Dimmable | Not Dimmable | NO |  | KKLAHQ | [25 empty] | 4.4 | 2100 | 123.53 | 17 | 15 | 0.9 | 5000 | 82 |  |  |  | NO | NO | NO | [8 empty] | 2018-11-02 | NO | NO | NO | [6 empty] | AC | [7 empty] | NO
PFRYZP16 | TORCHSTAR CORP | TORCHSTAR | DB4PT8-18WPC40BC | Linear Replacement Lamp | T8 Four-Foot | Replacement Lamps (plug and play) (UL Type A) |  | standard | YES |  | 2344.3 | 125.03 | 18.75 | 7 | 0.983 | 4107 | 84.9 | 5 | 50000 | 2017-02-27 | Not Dimmable | Not Dimmable | NO |  | WWWBHX | [15 empty] | 84.4 |  | 1.32 | 1.24 | [6 empty] | 4.4 | 2200 | 122.22 | 18 | 7 | 0.98 | 4000 | 80 |  |  |  | NO | NO | NO | 2018-05-02 | 4.3 |  | standard |  |  |  |  | 2018-11-02 | NO | NO | NO | [6 empty] | AC | [7 empty] | NO
P83YRCBG | Philips Lighting North America Corporation | Philips | 9290013978A | Linear Replacement Lamp | T8 Four-Foot | Replacement Lamps (plug and play) (UL Type A) |  | standard | YES |  | 2146 | 133 | 16.14 | 10.42 | 0.9778 | 3965 | 83.5 | 5 | 50000 | 2018-01-22 | Not Dimmable | Not Dimmable | NO |  | KKLAHH | [15 empty] | 81.1 |  | 1.23 | 1.25 | [6 empty] | 4.4 | 2200 | 133.333 | 16.5 | 15 | 0.9 | 4000 | 82 |  |  |  | NO | NO | NO | [8 empty] | 2018-11-02 | NO | NO | NO | [6 empty] | AC | [7 empty] | NO
PQ6NMBPJ | P.Q.L. Inc. | Superior Life | 91294 | Linear Replacement Lamp | T8 Four-Foot | Replacement Lamps (plug and play) (UL Type A) |  | standard | NO | [10 empty] | 2017-02-27 | Dimmable | Continuous Below 10 | NO |  | VAVWFS | [25 empty] | 4.4 | 2400 | 120 | 20 | 7.64 | 0.98 | 5000 | 83 |  |  |  | NO | NO | NO | 2018-05-02 | 4.3 |  | standard |  |  |  |  | 2018-11-02 | NO | NO | NO | [6 empty] | AC | [7 empty] | NO
PXRBH2N7 | JIAXING SUPER LIGHTING ELECTRIC APPLIANCE CO.,LTD | Super | T8L-IDDM13-2200-4ft-CCA-91 | Linear Replacement Lamp | T8 Four-Foot | Replacement Lamps (plug and play) (UL Type A) |  | standard | NO | [10 empty] | 2017-02-22 | Not Dimmable | Not Dimmable | NO | Updated on 6/27/2018 | DDDIWX | [25 empty] | 4.4 | 2200 | 122 | 18 | 20 | 0.9 | 4000 | 82 |  |  |  | NO | NO | NO | 2018-06-27 | 4.3 |  | standard |  |  |  |  | 2018-11-02 | NO | NO | NO | [6 empty] | AC | [7 empty] | NO
PWQJ9UPM | JIAXING SUPER LIGHTING ELECTRIC APPLIANCE CO.,LTD | Super | T8L-IDDM13-2200-4ft-ECA-91 | Linear Replacement Lamp | T8 Four-Foot | Replacement Lamps (plug and play) (UL Type A) |  | standard | NO | [10 empty] | 2017-02-22 | Not Dimmable | Not Dimmable | NO | Updated on 6/27/2018 | DDDIWX | [25 empty] | 4.4 | 2200 | 122 | 18 | 20 | 0.9 | 5000 | 82 |  |  |  | NO | NO | NO | 2018-06-27 | 4.3 |  | standard |  |  |  |  | 2018-11-02 | NO | NO | NO | [6 empty] | AC | [7 empty] | NO
P1PCRGBA | TAI MING GREEN POWER Co., Ltd. | TAI MING GREEN POWER CO. LTD. | TMG-T8GF-4F120-50KD YM | Linear Replacement Lamp | T8 Four-Foot | Dual Mode Internal Driver (UL Type A and Type B) |  | standard | NO | [10 empty] | 2017-02-22 | Not Dimmable | Not Dimmable | NO | Product updated on 4/25/2017. | MMMPEH | [25 empty] | 4.4 | 1800 | 150 | 12 | 10 | 0.9 | 5000 | 80 |  |  |  | NO | NO | NO | 2018-05-02 | 4.3 |  | standard |  |  |  |  | 2018-11-02 | NO | NO | NO | [6 empty] | AC | [7 empty] | NO
PBXCE3S6 | TAI MING GREEN POWER Co., Ltd. | TAI MING GREEN POWER CO. LTD. | TMG-T8GF-4F170-30KD YM | Linear Replacement Lamp | T8 Four-Foot | Dual Mode Internal Driver (UL Type A and Type B) |  | standard | YES |  | 2289 | 132.8 | 17.23 | 13.6 | 0.91 | 3066 | 82.8 | 5 | 50000 | 2017-02-22 | Not Dimmable | Not Dimmable | NO | Product updated on 4/25/2017. | MMMPEG | [15 empty] | 84.5 |  | 1.28 | 1.26 | [6 empty] | 4.4 | 2150 | 127 | 17 | 10 | 0.9 | 3000 | 80 |  |  |  | NO | NO | NO | 2018-05-02 | 4.3 |  | standard |  |  |  |  | 2018-11-02 | NO | NO | NO | [6 empty] | AC | [7 empty] | NO
PX863WE1 | TAI MING GREEN POWER Co., Ltd. | TAI MING GREEN POWER CO. LTD. | TMG-T8GF-4F170-45KD YM | Linear Replacement Lamp | T8 Four-Foot | Dual Mode Internal Driver (UL Type A and Type B) |  | standard | NO | [10 empty] | 2017-02-22 | Not Dimmable | Not Dimmable | NO | Product updated on 4/25/2017. | MMMPEG | [25 empty] | 4.4 | 2300 | 136 | 17 | 10 | 0.9 | 4500 | 80 |  |  |  | NO | NO | NO | 2018-05-02 | 4.3 |  | standard |  |  |  |  | 2018-11-02 | NO | NO | NO | [6 empty] | AC | [7 empty] | NO
PQZVA6KF | TAI MING GREEN POWER Co., Ltd. | TAI MING GREEN POWER CO. LTD. | TMG-T8GF-4F120-40KD YM | Linear Replacement Lamp | T8 Four-Foot | Dual Mode Internal Driver (UL Type A and Type B) |  | standard | NO | [10 empty] | 2017-02-22 | Not Dimmable | Not Dimmable | NO | Product updated on 4/25/2017. | MMMPEH | [25 empty] | 4.4 | 1800 | 150 | 12 | 10 | 0.9 | 4000 | 80 |  |  |  | NO | NO | NO | 2018-05-02 | 4.3 |  | standard |  |  |  |  | 2018-11-02 | NO | NO | NO | [6 empty] | AC | [7 empty] | NO
PMETBKSC | TAI MING GREEN POWER Co., Ltd. | TAI MING GREEN POWER CO. LTD. | TMG-T8GF-4F120-45KD YM | Linear Replacement Lamp | T8 Four-Foot | Dual Mode Internal Driver (UL Type A and Type B) |  | standard | NO | [10 empty] | 2017-02-22 | Not Dimmable | Not Dimmable | NO | Product updated on 4/25/2017. | MMMPEH | [25 empty] | 4.4 | 1800 | 150 | 12 | 10 | 0.9 | 4500 | 80 |  |  |  | NO | NO | NO | 2018-05-02 | 4.3 |  | standard |  |  |  |  | 2018-11-02 | NO | NO | NO | [6 empty] | AC | [7 empty] | NO
PFPZ45VZ | JIAXING SUPER LIGHTING ELECTRIC APPLIANCE CO.,LTD | Super | T8L-IDDM13-2600-4ft-BBA-91 | Linear Replacement Lamp | T8 Four-Foot | Replacement Lamps (plug and play) (UL Type A) |  | standard | NO | [10 empty] | 2017-02-22 | Not Dimmable | Not Dimmable | NO |  | MMMPDS | [25 empty] | 4.4 | 2450 | 120 | 21 | 20 | 0.9 | 3500 | 82 |  |  |  | NO | NO | NO | 2018-05-02 | 4.3 |  | standard |  |  |  |  | 2018-11-02 | NO | NO | NO | [6 empty] | AC | [7 empty] | NO
P58UJJAN | TAI MING GREEN POWER Co., Ltd. | TAI MING GREEN POWER CO. LTD. | TMG-T8GF-4F170-35KD YM | Linear Replacement Lamp | T8 Four-Foot | Dual Mode Internal Driver (UL Type A and Type B) |  | standard | NO | [10 empty] | 2017-02-22 | Not Dimmable | Not Dimmable | NO | Product updated on 4/25/2017. | MMMPEG | [25 empty] | 4.4 | 2150 | 127 | 17 | 10 | 0.9 | 3500 | 80 |  |  |  | NO | NO | NO | 2018-05-02 | 4.3 |  | standard |  |  |  |  | 2018-11-02 | NO | NO | NO | [6 empty] | AC | [7 empty] | NO
PT437H46 | TAI MING GREEN POWER Co., Ltd. | TAI MING GREEN POWER CO. LTD. | TMG-T8GF-4F170-50KD YM | Linear Replacement Lamp | T8 Four-Foot | Dual Mode Internal Driver (UL Type A and Type B) |  | standard | NO | [10 empty] | 2017-02-22 | Not Dimmable | Not Dimmable | NO | Product updated on 4/25/2017. | MMMPEG | [25 empty] | 4.4 | 2300 | 136 | 17 | 10 | 0.9 | 5000 | 80 |  |  |  | NO | NO | NO | 2018-05-02 | 4.3 |  | standard |  |  |  |  | 2018-11-02 | NO | NO | NO | [6 empty] | AC | [7 empty] | NO
P3NQAE4J | TAI MING GREEN POWER Co., Ltd. | TAI MING GREEN POWER CO. LTD. | TMG-T8GF-4F120-35KD YM | Linear Replacement Lamp | T8 Four-Foot | Dual Mode Internal Driver (UL Type A and Type B) |  | standard | NO | [10 empty] | 2017-02-22 | Not Dimmable | Not Dimmable | NO | Product updated on 4/25/2017. | MMMPEH | [25 empty] | 4.4 | 1680 | 140 | 12 | 10 | 0.9 | 3500 | 80 |  |  |  | NO | NO | NO | 2018-05-02 | 4.3 |  | standard |  |  |  |  | 2018-11-02 | NO | NO | NO | [6 empty] | AC | [7 empty] | NO
PGVKP5VQ | JIAXING SUPER LIGHTING ELECTRIC APPLIANCE CO.,LTD | Super | T8L-IDDM13-2600-4ft-CBA-91 | Linear Replacement Lamp | T8 Four-Foot | Replacement Lamps (plug and play) (UL Type A) |  | standard | NO | [10 empty] | 2017-02-22 | Not Dimmable | Not Dimmable | NO |  | MMMPDS | [25 empty] | 4.4 | 2600 | 125 | 21 | 20 | 0.9 | 4000 | 82 |  |  |  | NO | NO | NO | 2018-05-02 | 4.3 |  | standard |  |  |  |  | 2018-11-02 | NO | NO | NO | [6 empty] | AC | [7 empty] | NO
PZPYEVVY | JIAXING SUPER LIGHTING ELECTRIC APPLIANCE CO.,LTD | Super | T8L-IDDM13-2600-4ft-DBA-91 | Linear Replacement Lamp | T8 Four-Foot | Replacement Lamps (plug and play) (UL Type A) |  | standard | NO | [10 empty] | 2017-02-22 | Not Dimmable | Not Dimmable | NO |  | MMMPDS | [25 empty] | 4.4 | 2600 | 125 | 21 | 20 | 0.9 | 4500 | 82 |  |  |  | NO | NO | NO | 2018-05-02 | 4.3 |  | standard |  |  |  |  | 2018-11-02 | NO | NO | NO | [6 empty] | AC | [7 empty] | NO
PWSUWDWN | JIAXING SUPER LIGHTING ELECTRIC APPLIANCE CO.,LTD | Super | T8L-IDDM13-2600-4ft-EBA-91 | Linear Replacement Lamp | T8 Four-Foot | Replacement Lamps (plug and play) (UL Type A) |  | standard | NO | [10 empty] | 2017-02-22 | Not Dimmable | Not Dimmable | NO |  | MMMPDS | [25 empty] | 4.4 | 2600 | 125 | 21 | 20 | 0.9 | 5000 | 82 |  |  |  | NO | NO | NO | 2018-05-02 | 4.3 |  | standard |  |  |  |  | 2018-11-02 | NO | NO | NO | [6 empty] | AC | [7 empty] | NO
PMFPZ15J | JIAXING SUPER LIGHTING ELECTRIC APPLIANCE CO.,LTD | Super | T8L-IDDM13-2600-4ft-ABA-91 | Linear Replacement Lamp | T8 Four-Foot | Replacement Lamps (plug and play) (UL Type A) |  | standard | YES |  | 2555 | 123.7 | 20.65 | 7.48 | 0.9861 | 3092 | 84.6 | 5 | 50000 | 2017-02-22 | Not Dimmable | Not Dimmable | NO |  | MMMPDS | [15 empty] | 82.9 |  | 1.28 | 1.38 | [6 empty] | 4.4 | 2450 | 120 | 21 | 20 | 0.9 | 3000 | 82 |  |  |  | NO | NO | NO | 2018-05-02 | 4.3 |  | standard |  |  |  |  | 2018-11-02 | NO | NO | NO | [6 empty] | AC | [7 empty] | NO
PBHNHBA6 | JIAXING SUPER LIGHTING ELECTRIC APPLIANCE CO.,LTD | Super | T8L-IDDM13-2200-4ft-DCA-91 | Linear Replacement Lamp | T8 Four-Foot | Replacement Lamps (plug and play) (UL Type A) |  | standard | NO | [10 empty] | 2017-02-22 | Not Dimmable | Not Dimmable | NO | Updated on 6/27/2018 | DDDIWX | [25 empty] | 4.4 | 2200 | 122 | 18 | 20 | 0.9 | 4500 | 82 |  |  |  | NO | NO | NO | 2018-06-27 | 4.3 |  | standard |  |  |  |  | 2018-11-02 | NO | NO | NO | [6 empty] | AC | [7 empty] | NO
PVGH3P57 | TAI MING GREEN POWER Co., Ltd. | TAI MING GREEN POWER CO. LTD. | TMG-T8GF-4F170-40KD YM | Linear Replacement Lamp | T8 Four-Foot | Dual Mode Internal Driver (UL Type A and Type B) |  | standard | NO | [10 empty] | 2017-02-22 | Not Dimmable | Not Dimmable | NO | Product updated on 4/25/2017. | MMMPEG | [25 empty] | 4.4 | 2300 | 136 | 17 | 10 | 0.9 | 4000 | 80 |  |  |  | NO | NO | NO | 2018-05-02 | 4.3 |  | standard |  |  |  |  | 2018-11-02 | NO | NO | NO | [6 empty] | AC | [7 empty] | NO
P9GS48HA | TAI MING GREEN POWER Co., Ltd. | TAI MING GREEN POWER CO. LTD. | TMG-T8GF-4F120-30KD YM | Linear Replacement Lamp | T8 Four-Foot | Dual Mode Internal Driver (UL Type A and Type B) |  | standard | YES |  | 1823 | 150.8 | 12.09 | 14.63 | 0.9 | 3056 | 83.2 | 5 | 50000 | 2017-02-22 | Not Dimmable | Not Dimmable | NO | Product updated on 4/25/2017. | MMMPEH | [15 empty] | 84.6 |  | 1.28 | 1.26 | [6 empty] | 4.4 | 1680 | 140 | 12 | 10 | 0.9 | 3000 | 80 |  |  |  | NO | NO | NO | 2018-05-02 | 4.3 |  | standard |  |  |  |  | 2018-11-02 | NO | NO | NO | [6 empty] | AC | [7 empty] | NO
PQZA7UHY | JIAXING SUPER LIGHTING ELECTRIC APPLIANCE CO.,LTD | Super | T8L-IDDM13-1800-4ft-DCA-91 | Linear Replacement Lamp | T8 Four-Foot | Replacement Lamps (plug and play) (UL Type A) |  | standard | NO | [10 empty] | 2017-02-20 | Not Dimmable | Not Dimmable | NO | Updated on 06/27/2018 | MMMPEF | [25 empty] | 4.4 | 1800 | 124 | 14.5 | 20 | 0.9 | 4500 | 82 |  |  |  | NO | NO | NO | 2018-06-27 | 4.3 |  | standard |  |  |  |  | 2018-11-02 | NO | NO | NO | [6 empty] | AC | [7 empty] | NO
PZWW1S5M | JIAXING SUPER LIGHTING ELECTRIC APPLIANCE CO.,LTD | Super | T8L-IDDM13-1800-4ft-CCA-91 | Linear Replacement Lamp | T8 Four-Foot | Replacement Lamps (plug and play) (UL Type A) |  | standard | NO | [10 empty] | 2017-02-20 | Not Dimmable | Not Dimmable | NO | Updated on 06/27/2018 | MMMPEF | [25 empty] | 4.4 | 1800 | 124 | 14.5 | 20 | 0.9 | 4000 | 82 |  |  |  | NO | NO | NO | 2018-06-27 | 4.3 |  | standard |  |  |  |  | 2018-11-02 | NO | NO | NO | [6 empty] | AC | [7 empty] | NO
PB4UNWNP | JIAXING SUPER LIGHTING ELECTRIC APPLIANCE CO.,LTD | Super | T8L-IDDM13-1800-4ft-ECA-91 | Linear Replacement Lamp | T8 Four-Foot | Replacement Lamps (plug and play) (UL Type A) |  | standard | NO | [10 empty] | 2017-02-20 | Not Dimmable | Not Dimmable | NO | Updated on 06/27/2018 | MMMPEF | [25 empty] | 4.4 | 1800 | 124 | 14.5 | 20 | 0.9 | 5000 | 82 |  |  |  | NO | NO | NO | 2018-06-27 | 4.3 |  | standard |  |  |  |  | 2018-11-02 | NO | NO | NO | [6 empty] | AC | [7 empty] | NO
PZHYJPNU | Online Stores LLC. | LumeGen | LG-4T8-20WU-SM50K | Linear Replacement Lamp | T8 Four-Foot | Dual Mode Internal Driver (UL Type A and Type B) |  | standard | NO | [10 empty] | 2017-02-15 | Not Dimmable | Not Dimmable | NotYetVerified | Product updated 9/21/2016, de-listed on 9/6/2018, re-listed on 10/1/2018 | YYYBMP | [25 empty] | 4.4 | 2600 | 130 | 20 | 5.79 | 0.9 | 5000 | 80 |  |  |  | NO | NO | NO | 2018-10-01 | 4.3 |  | standard |  |  |  |  | 2018-11-02 | NO | NO | NO | [6 empty] | AC | [7 empty] | NO
PTRSPVC4 | Online Stores LLC. | LumeGen | LG-4T8-12WU-SC50K | Linear Replacement Lamp | T8 Four-Foot | Dual Mode Internal Driver (UL Type A and Type B) |  | standard | NO | [10 empty] | 2017-02-15 | Not Dimmable | Not Dimmable | NotYetVerified | De-listed on 9/6/2018, re-listed on 10/1/2018 | YYYBMM | [25 empty] | 4.4 | 1800 | 150 | 12 | 11.66 | 0.9 | 5000 | 80 |  |  |  | NO | NO | NO | 2018-10-01 | 4.3 |  | standard |  |  |  |  | 2018-11-02 | NO | NO | NO | [6 empty] | AC | [7 empty] | NO
PVZJ47E5 | Online Stores LLC. | LumeGen | LG-4T8-12WBC-SC50K | Linear Replacement Lamp | T8 Four-Foot | Replacement Lamps (plug and play) (UL Type A) |  | standard | NO | [10 empty] | 2017-02-15 | Not Dimmable | Not Dimmable | NO | De-listed on 9/6/2018, re-listed on 10/1/2018 | YYYBMB | [25 empty] | 4.4 | 2077 | 138.74 | 14.97 | 9.48 | 0.9051 | 5000 | 83.6 |  |  |  | NO | NO | NO | 2018-10-01 | 4.3 |  | standard |  |  |  |  | 2018-11-02 | NO | NO | NO | [6 empty] | AC | [7 empty] | NO
PXDG3884 | Online Stores LLC. | LumeGen | LG-4T8-16WU-SC35K | Linear Replacement Lamp | T8 Four-Foot | Dual Mode Internal Driver (UL Type A and Type B) |  | standard | NO | [10 empty] | 2017-02-15 | Not Dimmable | Not Dimmable | NotYetVerified | De-listed on 9/6/2018, re-listed on 10/1/2018 | YYYBMO | [25 empty] | 4.4 | 2250 | 125 | 18 | 7.7 | 0.9 | 3500 | 80 |  |  |  | NO | NO | NO | 2018-10-01 | 4.3 |  | standard |  |  |  |  | 2018-11-02 | NO | NO | NO | [6 empty] | AC | [7 empty] | NO
PTB77X53 | Online Stores LLC. | LumeGen | LG-4T8-16WBC-SC35K | Linear Replacement Lamp | T8 Four-Foot | Replacement Lamps (plug and play) (UL Type A) |  | standard | NO | [10 empty] | 2017-02-15 | Not Dimmable | Not Dimmable | NO | De-listed on 9/6/2018, re-listed on 10/1/2018 | YYYBMD | [25 empty] | 4.4 | 2395 | 128.83 | 18.59 | 10.69 | 0.9739 | 3500 | 82.6 |  |  |  | NO | NO | NO | 2018-10-01 | 4.3 |  | standard |  |  |  |  | 2018-11-02 | NO | NO | NO | [6 empty] | AC | [7 empty] | NO
PRJ7UJQJ | Online Stores LLC. | LumeGen | LG-4T8-20WU-SM40K | Linear Replacement Lamp | T8 Four-Foot | Dual Mode Internal Driver (UL Type A and Type B) |  | standard | NO | [10 empty] | 2017-02-15 | Not Dimmable | Not Dimmable | NotYetVerified | Product updated 9/21/2016, de-listed on 9/6/2018, re-listed on 10/1/2018 | YYYBMP | [25 empty] | 4.4 | 2600 | 130 | 20 | 5.79 | 0.9 | 4000 | 80 |  |  |  | NO | NO | NO | 2018-10-01 | 4.3 |  | standard |  |  |  |  | 2018-11-02 | NO | NO | NO | [6 empty] | AC | [7 empty] | NO
PFYAX877 | Online Stores LLC. | LumeGen | LG-4T8-12WU-SC40K | Linear Replacement Lamp | T8 Four-Foot | Dual Mode Internal Driver (UL Type A and Type B) |  | standard | NO | [10 empty] | 2017-02-15 | Not Dimmable | Not Dimmable | NotYetVerified | De-listed on 9/6/2018, re-listed on 10/1/2018 | YYYBMM | [25 empty] | 4.4 | 1800 | 150 | 12 | 11.66 | 0.9 | 4000 | 80 |  |  |  | NO | NO | NO | 2018-10-01 | 4.3 |  | standard |  |  |  |  | 2018-11-02 | NO | NO | NO | [6 empty] | AC | [7 empty] | NO
PBAWRNGU | Online Stores LLC. | LumeGen | LG-4T8-12WU-SM40K | Linear Replacement Lamp | T8 Four-Foot | Dual Mode Internal Driver (UL Type A and Type B) |  | standard | NO | [10 empty] | 2017-02-15 | Not Dimmable | Not Dimmable | NotYetVerified | De-listed on 9/6/2018, re-listed on 10/1/2018 | YYYBML | [25 empty] | 4.4 | 1680 | 140 | 12 | 14.16 | 0.9 | 4000 | 80 |  |  |  | NO | NO | NO | 2018-10-01 | 4.3 |  | standard |  |  |  |  | 2018-11-02 | NO | NO | NO | [6 empty] | AC | [7 empty] | NO
PB5XG7NH | Online Stores LLC. | LumeGen | LG-4T8-12WBC-SM40K | Linear Replacement Lamp | T8 Four-Foot | Replacement Lamps (plug and play) (UL Type A) |  | standard | NO | [10 empty] | 2017-02-15 | Not Dimmable | Not Dimmable | NO | De-listed on 9/6/2018, re-listed on 10/1/2018 | YYYBMA | [25 empty] | 4.4 | 1836 | 123.64 | 14.85 | 9.35 | 0.9073 | 4000 | 85.2 |  |  |  | NO | NO | NO | 2018-10-01 | 4.3 |  | standard |  |  |  |  | 2018-11-02 | NO | NO | NO | [6 empty] | AC | [7 empty] | NO
PS8UU5C7 | Online Stores LLC. | LumeGen | LG-4T8-20WU-SM45K | Linear Replacement Lamp | T8 Four-Foot | Dual Mode Internal Driver (UL Type A and Type B) |  | standard | NO | [10 empty] | 2017-02-15 | Not Dimmable | Not Dimmable | NotYetVerified | Product updated 9/21/2016, de-listed on 9/6/2018, re-listed on 10/1/2018 | YYYBMP | [25 empty] | 4.4 | 2600 | 130 | 20 | 5.79 | 0.9 | 4500 | 80 |  |  |  | NO | NO | NO | 2018-10-01 | 4.3 |  | standard |  |  |  |  | 2018-11-02 | NO | NO | NO | [6 empty] | AC | [7 empty] | NO
P95468PF | Online Stores LLC. | LumeGen | LG-4T8-16WU-SC45K | Linear Replacement Lamp | T8 Four-Foot | Dual Mode Internal Driver (UL Type A and Type B) |  | standard | NO | [10 empty] | 2017-02-15 | Not Dimmable | Not Dimmable | NotYetVerified | De-listed on 9/6/2018, re-listed on 10/1/2018 | YYYBMO | [25 empty] | 4.4 | 2340 | 130 | 18 | 7.7 | 0.9 | 4500 | 80 |  |  |  | NO | NO | NO | 2018-10-01 | 4.3 |  | standard |  |  |  |  | 2018-11-02 | NO | NO | NO | [6 empty] | AC | [7 empty] | NO
P2SYAMYX | Online Stores LLC. | LumeGen | LG-4T8-20WU-SC45K | Linear Replacement Lamp | T8 Four-Foot | Dual Mode Internal Driver (UL Type A and Type B) |  | standard | NO | [10 empty] | 2017-02-15 | Not Dimmable | Not Dimmable | NotYetVerified | Product updated 9/21/2016, de-listed on 9/6/2018, re-listed on 10/1/2018 | YYYBMQ | [25 empty] | 4.4 | 2600 | 130 | 20 | 20 | 0.9 | 4500 | 80 |  |  |  | NO | NO | NO | 2018-10-01 | 4.3 |  | standard |  |  |  |  | 2018-11-02 | NO | NO | NO | [6 empty] | AC | [7 empty] | NO
PKD248XU | Online Stores LLC. | LumeGen | LG-4T8-20WBC-SC45K | Linear Replacement Lamp | T8 Four-Foot | Replacement Lamps (plug and play) (UL Type A) |  | standard | NO | [10 empty] | 2017-02-15 | Not Dimmable | Not Dimmable | NO | De-listed on 9/6/2018, re-listed on 10/1/2018 | YYYBMF | [25 empty] | 4.4 | 2911 | 134.96 | 21.57 | 5.97 | 0.9133 | 4500 | 84.5 |  |  |  | NO | NO | NO | 2018-10-01 | 4.3 |  | standard |  |  |  |  | 2018-11-02 | NO | NO | NO | [6 empty] | AC | [7 empty] | NO
PKGV1YC2 | Online Stores LLC. | LumeGen | LG-4T8-16WU-SM35K | Linear Replacement Lamp | T8 Four-Foot | Dual Mode Internal Driver (UL Type A and Type B) |  | standard | NO | [10 empty] | 2017-02-15 | Not Dimmable | Not Dimmable | NotYetVerified | De-listed on 9/6/2018, re-listed on 10/1/2018 | YYYBMN | [25 empty] | 4.4 | 2160 | 120 | 18 | 7.63 | 0.9 | 3500 | 80 |  |  |  | NO | NO | NO | 2018-10-01 | 4.3 |  | standard |  |  |  |  | 2018-11-02 | NO | NO | NO | [6 empty] | AC | [7 empty] | NO
PEBWQEGK | Online Stores LLC. | LumeGen | LG-4T8-20WU-SC40K | Linear Replacement Lamp | T8 Four-Foot | Dual Mode Internal Driver (UL Type A and Type B) |  | standard | NO | [10 empty] | 2017-02-15 | Not Dimmable | Not Dimmable | NotYetVerified | Product updated 9/21/2016, de-listed on 9/6/2018, re-listed on 10/1/2018 | YYYBMQ | [25 empty] | 4.4 | 2600 | 130 | 20 | 20 | 0.9 | 4000 | 80 |  |  |  | NO | NO | NO | 2018-10-01 | 4.3 |  | standard |  |  |  |  | 2018-11-02 | NO | NO | NO | [6 empty] | AC | [7 empty] | NO
PFT7WT9G | Online Stores LLC. | LumeGen | LG-4T8-12WBC-SC40K | Linear Replacement Lamp | T8 Four-Foot | Replacement Lamps (plug and play) (UL Type A) |  | standard | NO | [10 empty] | 2017-02-15 | Not Dimmable | Not Dimmable | NO | De-listed on 9/6/2018, re-listed on 10/1/2018 | YYYBMB | [25 empty] | 4.4 | 2028 | 136.02 | 14.91 | 9.08 | 0.9068 | 4000 | 85.1 |  |  |  | NO | NO | NO | 2018-10-01 | 4.3 |  | standard |  |  |  |  | 2018-11-02 | NO | NO | NO | [6 empty] | AC | [7 empty] | NO
PT5EDDKM | Online Stores LLC. | LumeGen | LG-4T8-12WU-SM45K | Linear Replacement Lamp | T8 Four-Foot | Dual Mode Internal Driver (UL Type A and Type B) |  | standard | NO | [10 empty] | 2017-02-15 | Not Dimmable | Not Dimmable | NotYetVerified | De-listed on 9/6/2018, re-listed on 10/1/2018 | YYYBML | [25 empty] | 4.4 | 1680 | 140 | 12 | 14.16 | 0.9 | 4500 | 80 |  |  |  | NO | NO | NO | 2018-10-01 | 4.3 |  | standard |  |  |  |  | 2018-11-02 | NO | NO | NO | [6 empty] | AC | [7 empty] | NO
PRD93GV5 | Online Stores LLC. | LumeGen | LG-4T8-12WBC-SM30K | Linear Replacement Lamp | T8 Four-Foot | Replacement Lamps (plug and play) (UL Type A) |  | standard | YES |  | 1771 | 119.74 | 14.76 | 9.08 | 0.9047 | 2885 | 82.6 | 5 |  | 2017-02-15 | Not Dimmable | Not Dimmable | NO | De-listed on 9/6/2018, re-listed on 10/1/2018 | YYYBMA | [15 empty] | 89.9 |  | 1.16 | 1.36 | [6 empty] | 4.4 | 1778 | 120.46 | 14.76 | 9.08 | 0.9047 | 3000 | 82.6 |  |  |  | NO | NO | NO | 2018-10-01 | 4.3 |  | standard |  |  |  |  | 2018-11-02 | NO | NO | NO | [6 empty] | AC | [7 empty] | NO
PAGTMN4Q | Online Stores LLC. | LumeGen | LG-4T8-16WBC-SC30K | Linear Replacement Lamp | T8 Four-Foot | Replacement Lamps (plug and play) (UL Type A) |  | standard | YES |  | 2368 | 127.24 | 18.61 | 10.69 | 0.9739 | 2886 | 82.6 | 5 | 50000 | 2017-02-15 | Not Dimmable | Not Dimmable | NO | De-listed on 9/6/2018, re-listed on 10/1/2018 | YYYBMD | [15 empty] | 91.7 |  | 1.22 | 1.4 | [6 empty] | 4.4 | 2368 | 127.24 | 18.61 | 10.69 | 0.9739 | 3000 | 82.6 |  |  |  | NO | NO | NO | 2018-10-01 | 4.3 |  | standard |  |  |  |  | 2018-11-02 | NO | NO | NO | [6 empty] | AC | [7 empty] | NO
PRQ83C2N | Online Stores LLC. | LumeGen | LG-4T8-12WU-SM30K | Linear Replacement Lamp | T8 Four-Foot | Dual Mode Internal Driver (UL Type A and Type B) |  | standard | YES |  | 1572.9 | 112.36 | 14 | 14.16 | 0.9756 | 2900 | 83.8 | 5 | 50000 | 2017-02-15 | Not Dimmable | Not Dimmable | NotYetVerified | De-listed on 9/6/2018, re-listed on 10/1/2018 | YYYBML | [15 empty] | 84.5 |  | 1.24 | 1.42 | [6 empty] | 4.4 | 1620 | 135 | 12 | 14.16 | 0.9 | 3000 | 80 |  |  |  | NO | NO | NO | 2018-10-01 | 4.3 |  | standard |  |  |  |  | 2018-11-02 | NO | NO | NO | [6 empty] | AC | [7 empty] | NO
P1Q9EYVR | Online Stores LLC. | LumeGen | LG-4T8-16WU-SC50K | Linear Replacement Lamp | T8 Four-Foot | Dual Mode Internal Driver (UL Type A and Type B) |  | standard | NO | [10 empty] | 2017-02-15 | Not Dimmable | Not Dimmable | NotYetVerified | De-listed on 9/6/2018, re-listed on 10/1/2018 | YYYBMO | [25 empty] | 4.4 | 2340 | 130 | 18 | 7.7 | 0.9 | 5000 | 80 |  |  |  | NO | NO | NO | 2018-10-01 | 4.3 |  | standard |  |  |  |  | 2018-11-02 | NO | NO | NO | [6 empty] | AC | [7 empty] | NO
PZ2RSBBK | Online Stores LLC. | LumeGen | LG-4T8-20WBC-SM50K | Linear Replacement Lamp | T8 Four-Foot | Replacement Lamps (plug and play) (UL Type A) |  | standard | NO | [10 empty] | 2017-02-15 | Not Dimmable | Not Dimmable | NO | De-listed on 9/6/2018, re-listed on 10/1/2018 | YYYBME | [25 empty] | 4.4 | 2631 | 120.63 | 21.81 | 6.39 | 0.9093 | 5000 | 84 |  |  |  | NO | NO | NO | 2018-10-01 | 4.3 |  | standard |  |  |  |  | 2018-11-02 | NO | NO | NO | [6 empty] | AC | [7 empty] | NO
PMWHZSS3 | Online Stores LLC. | LumeGen | LG-4T8-20WU-SM35K | Linear Replacement Lamp | T8 Four-Foot | Dual Mode Internal Driver (UL Type A and Type B) |  | standard | NO | [10 empty] | 2017-02-15 | Not Dimmable | Not Dimmable | NotYetVerified | Product updated 9/21/2016, de-listed on 9/6/2018, re-listed on 10/1/2018 | YYYBMP | [25 empty] | 4.4 | 2600 | 130 | 20 | 5.79 | 0.9 | 3500 | 80 |  |  |  | NO | NO | NO | 2018-10-01 | 4.3 |  | standard |  |  |  |  | 2018-11-02 | NO | NO | NO | [6 empty] | AC | [7 empty] | NO
P4V8TNWH | Online Stores LLC. | LumeGen | LG-4T8-12WU-SC35K | Linear Replacement Lamp | T8 Four-Foot | Dual Mode Internal Driver (UL Type A and Type B) |  | standard | NO | [10 empty] | 2017-02-15 | Not Dimmable | Not Dimmable | NotYetVerified | De-listed on 9/6/2018, re-listed on 10/1/2018 | YYYBMM | [25 empty] | 4.4 | 1680 | 140 | 12 | 11.66 | 0.9 | 3500 | 80 |  |  |  | NO | NO | NO | 2018-10-01 | 4.3 |  | standard |  |  |  |  | 2018-11-02 | NO | NO | NO | [6 empty] | AC | [7 empty] | NO
PX57YJ14 | Online Stores LLC. | LumeGen | LG-4T8-12WBC-SM35K | Linear Replacement Lamp | T8 Four-Foot | Replacement Lamps (plug and play) (UL Type A) |  | standard | NO | [10 empty] | 2017-02-15 | Not Dimmable | Not Dimmable | NO | De-listed on 9/6/2018, re-listed on 10/1/2018 | YYYBMA | [25 empty] | 4.4 | 1807 | 122.01 | 14.81 | 9.08 | 0.9047 | 3500 | 82.6 |  |  |  | NO | NO | NO | 2018-10-01 | 4.3 |  | standard |  |  |  |  | 2018-11-02 | NO | NO | NO | [6 empty] | AC | [7 empty] | NO
PU4Z8SAZ | Online Stores LLC. | LumeGen | LG-4T8-12WU-SC45K | Linear Replacement Lamp | T8 Four-Foot | Dual Mode Internal Driver (UL Type A and Type B) |  | standard | NO | [10 empty] | 2017-02-15 | Not Dimmable | Not Dimmable | NotYetVerified | De-listed on 9/6/2018, re-listed on 10/1/2018 | YYYBMM | [25 empty] | 4.4 | 1800 | 150 | 12 | 11.66 | 0.9 | 4500 | 80 |  |  |  | NO | NO | NO | 2018-10-01 | 4.3 |  | standard |  |  |  |  | 2018-11-02 | NO | NO | NO | [6 empty] | AC | [7 empty] | NO
P9RY5TQZ | Online Stores LLC. | LumeGen | LG-4T8-16WU-SM30K | Linear Replacement Lamp | T8 Four-Foot | Dual Mode Internal Driver (UL Type A and Type B) |  | standard | YES |  | 2034.7 | 114.76 | 17.73 | 7.63 | 0.9727 | 2884 | 81.9 | 5 | 50000 | 2017-02-15 | Not Dimmable | Not Dimmable | NotYetVerified | De-listed on 9/6/2018, re-listed on 10/1/2018 | YYYBMN | [15 empty] | 84.2 |  | 1.24 | 1.42 | [6 empty] | 4.4 | 2160 | 120 | 18 | 7.63 | 0.9 | 3000 | 80 |  |  |  | NO | NO | NO | 2018-10-01 | 4.3 |  | standard |  |  |  |  | 2018-11-02 | NO | NO | NO | [6 empty] | AC | [7 empty] | NO
P8M3CJ3Y | Online Stores LLC. | LumeGen | LG-4T8-12WBC-SC45K | Linear Replacement Lamp | T8 Four-Foot | Replacement Lamps (plug and play) (UL Type A) |  | standard | NO | [10 empty] | 2017-02-15 | Not Dimmable | Not Dimmable | NO | De-listed on 9/6/2018, re-listed on 10/1/2018 | YYYBMB | [25 empty] | 4.4 | 2053 | 137.42 | 14.94 | 9.08 | 0.9068 | 4500 | 85.1 |  |  |  | NO | NO | NO | 2018-10-01 | 4.3 |  | standard |  |  |  |  | 2018-11-02 | NO | NO | NO | [6 empty] | AC | [7 empty] | NO
PGNT3YAV | Online Stores LLC. | LumeGen | LG-4T8-16WBC-SC45K | Linear Replacement Lamp | T8 Four-Foot | Replacement Lamps (plug and play) (UL Type A) |  | standard | NO | [10 empty] | 2017-02-15 | Not Dimmable | Not Dimmable | NO | De-listed on 9/6/2018, re-listed on 10/1/2018 | YYYBMD | [25 empty] | 4.4 | 2451 | 132.13 | 18.55 | 11.06 | 0.9715 | 4500 | 85.1 |  |  |  | NO | NO | NO | 2018-10-01 | 4.3 |  | standard |  |  |  |  | 2018-11-02 | NO | NO | NO | [6 empty] | AC | [7 empty] | NO
PJFX9DMB | Online Stores LLC. | LumeGen | LG-4T8-12WBC-SM45K | Linear Replacement Lamp | T8 Four-Foot | Replacement Lamps (plug and play) (UL Type A) |  | standard | NO | [10 empty] | 2017-02-15 | Not Dimmable | Not Dimmable | NO | De-listed on 9/6/2018, re-listed on 10/1/2018 | YYYBMA | [25 empty] | 4.4 | 1912 | 123.66 | 14.86 | 9.35 | 0.9073 | 4500 | 85.2 |  |  |  | NO | NO | NO | 2018-10-01 | 4.3 |  | standard |  |  |  |  | 2018-11-02 | NO | NO | NO | [6 empty] | AC | [7 empty] | NO
P7PFERYA | Online Stores LLC. | LumeGen | LG-4T8-12WU-SM50K | Linear Replacement Lamp | T8 Four-Foot | Dual Mode Internal Driver (UL Type A and Type B) |  | standard | NO | [10 empty] | 2017-02-15 | Not Dimmable | Not Dimmable | NotYetVerified | De-listed on 9/6/2018, re-listed on 10/1/2018 | YYYBML | [25 empty] | 4.4 | 1680 | 140 | 12 | 14.16 | 0.9 | 5000 | 80 |  |  |  | NO | NO | NO | 2018-10-01 | 4.3 |  | standard |  |  |  |  | 2018-11-02 | NO | NO | NO | [6 empty] | AC | [7 empty] | NO
PNURDDHF | Online Stores LLC. | LumeGen | LG-4T8-20WU-SC50K | Linear Replacement Lamp | T8 Four-Foot | Dual Mode Internal Driver (UL Type A and Type B) |  | standard | NO | [10 empty] | 2017-02-15 | Not Dimmable | Not Dimmable | NotYetVerified | Product updated 9/21/2016, de-listed on 9/6/2018, re-listed on 10/1/2018 | YYYBMQ | [25 empty] | 4.4 | 2600 | 130 | 20 | 20 | 0.9 | 5000 | 80 |  |  |  | NO | NO | NO | 2018-10-01 | 4.3 |  | standard |  |  |  |  | 2018-11-02 | NO | NO | NO | [6 empty] | AC | [7 empty] | NO
PZFJCSJ8 | Online Stores LLC. | LumeGen | LG-4T8-20WBC-SC50K | Linear Replacement Lamp | T8 Four-Foot | Replacement Lamps (plug and play) (UL Type A) |  | standard | NO | [10 empty] | 2017-02-15 | Not Dimmable | Not Dimmable | NO | De-listed on 9/6/2018, re-listed on 10/1/2018 | YYYBMF | [25 empty] | 4.4 | 2937 | 135.85 | 21.62 | 6.12 | 0.9117 | 5000 | 84 |  |  |  | NO | NO | NO | 2018-10-01 | 4.3 |  | standard |  |  |  |  | 2018-11-02 | NO | NO | NO | [6 empty] | AC | [7 empty] | NO
PJWFS6PJ | Online Stores LLC. | LumeGen | LG-4T8-20WU-SC35K | Linear Replacement Lamp | T8 Four-Foot | Dual Mode Internal Driver (UL Type A and Type B) |  | standard | NO | [10 empty] | 2017-02-15 | Not Dimmable | Not Dimmable | NotYetVerified | Product updated 9/21/2016, de-listed on 9/6/2018, re-listed on 10/1/2018 | YYYBMQ | [25 empty] | 4.4 | 2600 | 130 | 20 | 20 | 0.9 | 3500 | 80 |  |  |  | NO | NO | NO | 2018-10-01 | 4.3 |  | standard |  |  |  |  | 2018-11-02 | NO | NO | NO | [6 empty] | AC | [7 empty] | NO
PZESS1CY | Online Stores LLC. | LumeGen | LG-4T8-16WU-SM40K | Linear Replacement Lamp | T8 Four-Foot | Dual Mode Internal Driver (UL Type A and Type B) |  | standard | NO | [10 empty] | 2017-02-15 | Not Dimmable | Not Dimmable | NotYetVerified | De-listed on 9/6/2018, re-listed on 10/1/2018 | YYYBMN | [25 empty] | 4.4 | 2160 | 120 | 18 | 7.63 | 0.9 | 4000 | 80 |  |  |  | NO | NO | NO | 2018-10-01 | 4.3 |  | standard |  |  |  |  | 2018-11-02 | NO | NO | NO | [6 empty] | AC | [7 empty] | NO
PM9659F2 | Online Stores LLC. | LumeGen | LG-4T8-16WU-SC40K | Linear Replacement Lamp | T8 Four-Foot | Dual Mode Internal Driver (UL Type A and Type B) |  | standard | NO | [10 empty] | 2017-02-15 | Not Dimmable | Not Dimmable | NotYetVerified | De-listed on 9/6/2018, re-listed on 10/1/2018 | YYYBMO | [25 empty] | 4.4 | 2340 | 130 | 18 | 7.7 | 0.9 | 4000 | 80 |  |  |  | NO | NO | NO | 2018-10-01 | 4.3 |  | standard |  |  |  |  | 2018-11-02 | NO | NO | NO | [6 empty] | AC | [7 empty] | NO
PPR5DYX3 | Online Stores LLC. | LumeGen | LG-4T8-16WBC-SC40K | Linear Replacement Lamp | T8 Four-Foot | Replacement Lamps (plug and play) (UL Type A) |  | standard | NO | [10 empty] | 2017-02-15 | Not Dimmable | Not Dimmable | NO | De-listed on 9/6/2018, re-listed on 10/1/2018 | YYYBMD | [25 empty] | 4.4 | 2421 | 130.37 | 18.57 | 11.06 | 0.9715 | 4000 | 85.1 |  |  |  | NO | NO | NO | 2018-10-01 | 4.3 |  | standard |  |  |  |  | 2018-11-02 | NO | NO | NO | [6 empty] | AC | [7 empty] | NO
PFZER4FW | Online Stores LLC. | LumeGen | LG-4T8-12WBC-SC30K | Linear Replacement Lamp | T8 Four-Foot | Replacement Lamps (plug and play) (UL Type A) |  | standard | YES |  | 1968 | 132.53 | 14.82 | 9.11 | 0.9072 | 2871 | 82.6 | 5 |  | 2017-02-15 | Not Dimmable | Not Dimmable | NO | De-listed on 9/6/2018, re-listed on 10/1/2018 | YYYBMB | [15 empty] | 92 |  | 1.2 | 1.44 | [6 empty] | 4.4 | 1972 | 133.06 | 14.82 | 9.11 | 0.9072 | 3000 | 82.6 |  |  |  | NO | NO | NO | 2018-10-01 | 4.3 |  | standard |  |  |  |  | 2018-11-02 | NO | NO | NO | [6 empty] | AC | [7 empty] | NO
PFHYB477 | Online Stores LLC. | LumeGen | LG-4T8-20WBC-SC30K | Linear Replacement Lamp | T8 Four-Foot | Replacement Lamps (plug and play) (UL Type A) |  | standard | YES |  | 2834 | 131.33 | 21.58 | 6.08 | 0.9126 | 2893 | 82.4 | 5 | 50000 | 2017-02-15 | Not Dimmable | Not Dimmable | NO | De-listed on 9/6/2018, re-listed on 10/1/2018 | YYYBMF | [15 empty] | 91.3 |  | 1.22 | 1.4 | [6 empty] | 4.4 | 2834 | 131.33 | 21.58 | 6.08 | 0.9126 | 3000 | 82.4 |  |  |  | NO | NO | NO | 2018-10-01 | 4.3 |  | standard |  |  |  |  | 2018-11-02 | NO | NO | NO | [6 empty] | AC | [7 empty] | NO
PGBF3TYE | Online Stores LLC. | LumeGen | LG-4T8-12WU-SC30K | Linear Replacement Lamp | T8 Four-Foot | Dual Mode Internal Driver (UL Type A and Type B) |  | standard | YES |  | 1700.7 | 123.07 | 13.82 | 11.66 | 0.9585 | 2877 | 82 | 5 | 50000 | 2017-02-15 | Not Dimmable | Not Dimmable | NotYetVerified | De-listed on 9/6/2018, re-listed on 10/1/2018 | YYYBMM | [15 empty] | 88.6 |  | 1.26 | 1.44 | [6 empty] | 4.4 | 1680 | 140 | 12 | 11.66 | 0.9 | 3000 | 80 |  |  |  | NO | NO | NO | 2018-10-01 | 4.3 |  | standard |  |  |  |  | 2018-11-02 | NO | NO | NO | [6 empty] | AC | [7 empty] | NO
PHN3RTHH | Online Stores LLC. | LumeGen | LG-4T8-16WU-SC30K | Linear Replacement Lamp | T8 Four-Foot | Dual Mode Internal Driver (UL Type A and Type B) |  | standard | YES |  | 2195.5 | 123.34 | 17.8 | 7.7 | 0.9727 | 2896 | 81.9 | 5 | 50000 | 2017-02-15 | Not Dimmable | Not Dimmable | NotYetVerified | De-listed on 9/6/2018, re-listed on 10/1/2018 | YYYBMO | [15 empty] | 89.3 |  | 1.28 | 1.44 | [6 empty] | 4.4 | 2250 | 125 | 18 | 7.7 | 0.9 | 3000 | 80 |  |  |  | NO | NO | NO | 2018-10-01 | 4.3 |  | standard |  |  |  |  | 2018-11-02 | NO | NO | NO | [6 empty] | AC | [7 empty] | NO
PK5WD2GX | Online Stores LLC. | LumeGen | LG-4T8-20WU-SC30K | Linear Replacement Lamp | T8 Four-Foot | Dual Mode Internal Driver (UL Type A and Type B) |  | standard | YES |  | 2589.3 | 124.41 | 20.81 | 5.83 | 0.9791 | 2898 | 81.8 | 5 | 50000 | 2017-02-15 | Not Dimmable | Not Dimmable | NotYetVerified | Product updated 9/21/2016, de-listed on 9/6/2018, re-listed on 10/1/2018 | YYYBMQ | [15 empty] | 88.9 |  | 1.26 | 1.42 | [6 empty] | 4.4 | 2600 | 130 | 20 | 20 | 0.9 | 3000 | 80 |  |  |  | NO | NO | NO | 2018-10-01 | 4.3 |  | standard |  |  |  |  | 2018-11-02 | NO | NO | NO | [6 empty] | AC | [7 empty] | NO
PX7WX4HC | Online Stores LLC. | LumeGen | LG-4T8-12WU-SM35K | Linear Replacement Lamp | T8 Four-Foot | Dual Mode Internal Driver (UL Type A and Type B) |  | standard | NO | [10 empty] | 2017-02-15 | Not Dimmable | Not Dimmable | NotYetVerified | De-listed on 9/6/2018, re-listed on 10/1/2018 | YYYBML | [25 empty] | 4.4 | 1620 | 135 | 12 | 14.16 | 0.9 | 3500 | 80 |  |  |  | NO | NO | NO | 2018-10-01 | 4.3 |  | standard |  |  |  |  | 2018-11-02 | NO | NO | NO | [6 empty] | AC | [7 empty] | NO
P56BUSBF | Online Stores LLC. | LumeGen | LG-4T8-20WBC-SC35K | Linear Replacement Lamp | T8 Four-Foot | Replacement Lamps (plug and play) (UL Type A) |  | standard | NO | [10 empty] | 2017-02-15 | Not Dimmable | Not Dimmable | NO | De-listed on 9/6/2018, re-listed on 10/1/2018 | YYYBMF | [25 empty] | 4.4 | 2860 | 132.71 | 21.55 | 6.08 | 0.9126 | 3500 | 82.4 |  |  |  | NO | NO | NO | 2018-10-01 | 4.3 |  | standard |  |  |  |  | 2018-11-02 | NO | NO | NO | [6 empty] | AC | [7 empty] | NO
P6X4H896 | Online Stores LLC. | LumeGen | LG-4T8-12WBC-SC35K | Linear Replacement Lamp | T8 Four-Foot | Replacement Lamps (plug and play) (UL Type A) |  | standard | NO | [10 empty] | 2017-02-15 | Not Dimmable | Not Dimmable | NO | De-listed on 9/6/2018, re-listed on 10/1/2018 | YYYBMB | [25 empty] | 4.4 | 2000 | 134.59 | 14.86 | 9.11 | 0.9072 | 3500 | 82.6 |  |  |  | NO | NO | NO | 2018-10-01 | 4.3 |  | standard |  |  |  |  | 2018-11-02 | NO | NO | NO | [6 empty] | AC | [7 empty] | NO
P3HK2W8J | Online Stores LLC. | LumeGen | LG-4T8-20WBC-SC40K | Linear Replacement Lamp | T8 Four-Foot | Replacement Lamps (plug and play) (UL Type A) |  | standard | NO | [10 empty] | 2017-02-15 | Not Dimmable | Not Dimmable | NO | De-listed on 9/6/2018, re-listed on 10/1/2018 | YYYBMF | [25 empty] | 4.4 | 2885 | 134.12 | 21.51 | 5.97 | 0.9133 | 4000 | 84.5 |  |  |  | NO | NO | NO | 2018-10-01 | 4.3 |  | standard |  |  |  |  | 2018-11-02 | NO | NO | NO | [6 empty] | AC | [7 empty] | NO
PGR4AXRK | Online Stores LLC. | LumeGen | LG-4T8-16WU-SM45K | Linear Replacement Lamp | T8 Four-Foot | Dual Mode Internal Driver (UL Type A and Type B) |  | standard | NO | [10 empty] | 2017-02-15 | Not Dimmable | Not Dimmable | NotYetVerified | De-listed on 9/6/2018, re-listed on 10/1/2018 | YYYBMN | [25 empty] | 4.4 | 2160 | 120 | 18 | 7.63 | 0.9 | 4500 | 80 |  |  |  | NO | NO | NO | 2018-10-01 | 4.3 |  | standard |  |  |  |  | 2018-11-02 | NO | NO | NO | [6 empty] | AC | [7 empty] | NO
PDRE2UQF | Online Stores LLC. | LumeGen | LG-4T8-16WU-SM50K | Linear Replacement Lamp | T8 Four-Foot | Dual Mode Internal Driver (UL Type A and Type B) |  | standard | NO | [10 empty] | 2017-02-15 | Not Dimmable | Not Dimmable | NotYetVerified | De-listed on 9/6/2018, re-listed on 10/1/2018 | YYYBMN | [25 empty] | 4.4 | 2160 | 120 | 18 | 7.63 | 0.9 | 5000 | 80 |  |  |  | NO | NO | NO | 2018-10-01 | 4.3 |  | standard |  |  |  |  | 2018-11-02 | NO | NO | NO | [6 empty] | AC | [7 empty] | NO
P9KHQR3Y | Online Stores LLC. | LumeGen | LG-4T8-12WBC-SM50K | Linear Replacement Lamp | T8 Four-Foot | Replacement Lamps (plug and play) (UL Type A) |  | standard | NO | [10 empty] | 2017-02-15 | Not Dimmable | Not Dimmable | NO | De-listed on 9/6/2018, re-listed on 10/1/2018 | YYYBMA | [25 empty] | 4.4 | 1987 | 133.62 | 14.87 | 9.31 | 0.9055 | 5000 | 83.8 |  |  |  | NO | NO | NO | 2018-10-01 | 4.3 |  | standard |  |  |  |  | 2018-11-02 | NO | NO | NO | [6 empty] | AC | [7 empty] | NO
PJMESE32 | Online Stores LLC. | LumeGen | LG-4T8-16WBC-SC50K | Linear Replacement Lamp | T8 Four-Foot | Replacement Lamps (plug and play) (UL Type A) |  | standard | NO | [10 empty] | 2017-02-15 | Not Dimmable | Not Dimmable | NO | De-listed on 9/6/2018, re-listed on 10/1/2018 | YYYBMD | [25 empty] | 4.4 | 2481 | 133.89 | 18.53 | 10.89 | 0.9729 | 5000 | 84 |  |  |  | NO | NO | NO | 2018-10-01 | 4.3 |  | standard |  |  |  |  | 2018-11-02 | NO | NO | NO | [6 empty] | AC | [7 empty] | NO
P3ZBH5QV | Online Stores LLC. | LumeGen | LG-4T8-20WU-SM30K | Linear Replacement Lamp | T8 Four-Foot | Dual Mode Internal Driver (UL Type A and Type B) |  | standard | YES |  | 2395 | 114.8 | 20.86 | 5.79 | 0.9799 | 2887 | 81.9 | 5 | 50000 | 2017-02-15 | Not Dimmable | Not Dimmable | NotYetVerified | Product updated 9/21/2016, de-listed on 9/6/2018, re-listed on 10/1/2018 | YYYBMP | [15 empty] | 84.7 |  | 1.22 | 1.38 | [6 empty] | 4.4 | 2600 | 130 | 20 | 5.79 | 0.9 | 3000 | 80 |  |  |  | NO | NO | NO | 2018-10-01 | 4.3 |  | standard |  |  |  |  | 2018-11-02 | NO | NO | NO | [6 empty] | AC | [7 empty] | NO
PF7BPMUH | Emium Lighting LLC | Emium | EL-ZY-T8-20W1200 BIXX BALLAST COMPATIBLE LED TUBE(4000K CLEAR) | Linear Replacement Lamp | T8 Four-Foot | Dual Mode Internal Driver (UL Type A and Type B) |  | standard | NO | [10 empty] | 2017-02-14 | Not Yet Verified | Not Yet Verified | NotYetVerified | Updated on 5/4/2017 | VAVWFG | [25 empty] | 4.4 | 2400 | 130 | 18 | 20 | 0.9 | 3500 | 83 |  |  |  | NO | NO | NO | 2018-05-02 | 4.3 |  | standard |  |  |  |  | 2018-11-02 | NO | NO | NO | [6 empty] | AC | [7 empty] | NO
P5NA87DM | Emium Lighting LLC | Emium | EL-ZY-T8-15W1200 BIXX BALLAST COMPATIBLE LED TUBE(5000K FROSTED) | Linear Replacement Lamp | T8 Four-Foot | Dual Mode Internal Driver (UL Type A and Type B) |  | standard | NO | [10 empty] | 2017-02-14 | Not Yet Verified | Not Yet Verified | NotYetVerified | Updated on 5/4/2017 | VAVWFD | [25 empty] | 4.4 | 2172 | 133 | 16.3 | 20 | 0.9 | 3000 | 83 |  |  |  | NO | NO | NO | 2018-05-02 | 4.3 |  | standard |  |  |  |  | 2018-11-02 | NO | NO | NO | [6 empty] | AC | [7 empty] | NO
PEG5NZ9Y | Emium Lighting LLC | EMIUM | EL-ZY-T8-20W1200 BIXX BALLAST COMPATIBLE LED TUBE(3500K CLEAR) | Linear Replacement Lamp | T8 Four-Foot | Dual Mode Internal Driver (UL Type A and Type B) |  | standard | YES |  | 2807 | 140.6 | 19.97 | 6.92 | 0.9734 | 3079 | 83.5 | 5 | 50000 | 2017-02-14 | Not Dimmable | Not Dimmable | NotYetVerified | Updated on 5/4/2017 | VAVWFG | [15 empty] | 91.7 |  | 1.2 | 1.4 | [6 empty] | 4.4 | 2807 | 140.6 | 19.97 | 20 | 0.9 | 3000 | 83 |  |  |  | NO | NO | NO | 2018-05-02 | 4.3 |  | standard |  |  |  |  | 2018-11-02 | NO | NO | NO | [6 empty] | AC | [7 empty] | NO
PMKHU2C8 | Emium Lighting LLC | EMIUM | EL-ZY-T8-15W1200 BIXX BALLAST COMPATIBLE LED TUBE(3000K FROSTED) | Linear Replacement Lamp | T8 Four-Foot | Dual Mode Internal Driver (UL Type A and Type B) |  | standard | YES |  | 2172 | 133.25 | 16.3 | 6.91 | 0.9572 | 3012 | 81.8 | 5 | 50000 | 2017-02-14 | Not Yet Verified | Not Yet Verified | NotYetVerified |  | VAVWFD | [15 empty] | 90 |  | 1.16 | 1.38 | [6 empty] | 4.4 | 2172 | 133 | 16.3 | 20 | 0.9 | 3000 | 83 |  |  |  | NO | NO | NO | 2018-05-02 | 4.3 |  | standard |  |  |  |  | 2018-11-02 | NO | NO | NO | [6 empty] | AC | [7 empty] | NO
P3YK23CQ | Emium Lighting LLC | EMIUM | EL-ZY-T8-20W1200 BIXX BALLAST COMPATIBLE LED TUBE(3000K FROSTED) | Linear Replacement Lamp | T8 Four-Foot | Dual Mode Internal Driver (UL Type A and Type B) |  | standard | NO | [10 empty] | 2017-02-14 | Not Yet Verified | Not Yet Verified | NotYetVerified | Updated on 5/4/2017 | VAVWFF | [25 empty] | 4.4 | 2172 | 133 | 16.3 | 20 | 0.9 | 5000 | 83 |  |  |  | NO | NO | NO | 2018-05-02 | 4.3 |  | standard |  |  |  |  | 2018-11-02 | NO | NO | NO | [6 empty] | AC | [7 empty] | NO
P3X3Q7MD | Emium Lighting LLC | Emium | EL-ZY-T8-20W1200 BIXX BALLAST COMPATIBLE LED TUBE(4000K FROSTED) | Linear Replacement Lamp | T8 Four-Foot | Dual Mode Internal Driver (UL Type A and Type B) |  | standard | NO | [10 empty] | 2017-02-14 | Not Yet Verified | Not Yet Verified | NotYetVerified | Updated on 5/4/2017 | VAVWFF | [25 empty] | 4.4 | 2580 | 140 | 18 | 20 | 0.9 | 3000 | 83 |  |  |  | NO | NO | NO | 2018-05-02 | 4.3 |  | standard |  |  |  |  | 2018-11-02 | NO | NO | NO | [6 empty] | AC | [7 empty] | NO
PUWGEJ6W | Emium Lighting LLC | Emium | EL-ZY-T8-20W1200 BIXX BALLAST COMPATIBLE LED TUBE(3500K FROSTED) | Linear Replacement Lamp | T8 Four-Foot | Dual Mode Internal Driver (UL Type A and Type B) |  | standard | NO | [10 empty] | 2017-02-14 | Not Dimmable | Not Dimmable | NotYetVerified | Updated on 5/4/2017 | VAVWFF | [25 empty] | 4.4 | 2807 | 140.6 | 19.97 | 20 | 0.9 | 5000 | 83 |  |  |  | NO | NO | NO | 2018-05-02 | 4.3 |  | standard |  |  |  |  | 2018-11-02 | NO | NO | NO | [6 empty] | AC | [7 empty] | NO
PXSBRAP8 | Emium Lighting LLC | Emium | EL-ZY-T8-15W1200 BIXX BALLAST COMPATIBLE LED TUBE(4000K FROSTED) | Linear Replacement Lamp | T8 Four-Foot | Dual Mode Internal Driver (UL Type A and Type B) |  | standard | NO | [10 empty] | 2017-02-14 | Not Yet Verified | Not Yet Verified | NotYetVerified | Updated on 5/4/2017 | VAVWFD | [25 empty] | 4.4 | 2400 | 130 | 18 | 20 | 0.9 | 4000 | 83 |  |  |  | NO | NO | NO | 2018-05-02 | 4.3 |  | standard |  |  |  |  | 2018-11-02 | NO | NO | NO | [6 empty] | AC | [7 empty] | NO
PX2MUWHK | Emium Lighting LLC | Emium | EL-ZY-T8-20W1200 BIXX BALLAST COMPATIBLE LED TUBE(5000K FROSTED) | Linear Replacement Lamp | T8 Four-Foot | Dual Mode Internal Driver (UL Type A and Type B) |  | standard | NO | [10 empty] | 2017-02-14 | Not Yet Verified | Not Yet Verified | NotYetVerified | Updated on 5/4/2017 | VAVWFF | [25 empty] | 4.4 | 2580 | 140 | 18 | 20 | 0.9 | 5000 | 83 |  |  |  | NO | NO | NO | 2018-05-02 | 4.3 |  | standard |  |  |  |  | 2018-11-02 | NO | NO | NO | [6 empty] | AC | [7 empty] | NO
PNUQMW3H | Emium Lighting LLC | Emium | EL-ZY-T8-15W1200 BIXX BALLAST COMPATIBLE LED TUBE(3500K CLEAR) | Linear Replacement Lamp | T8 Four-Foot | Dual Mode Internal Driver (UL Type A and Type B) |  | standard | NO | [10 empty] | 2017-02-14 | Not Dimmable | Not Dimmable | NotYetVerified | Updated on 5/4/2017 | VAVWFD | [25 empty] | 4.4 | 2697 | 134.35 | 20.08 | 20 | 0.9 | 4000 | 83 |  |  |  | NO | NO | NO | 2018-05-02 | 4.3 |  | standard |  |  |  |  | 2018-11-02 | NO | NO | NO | [6 empty] | AC | [7 empty] | NO
PDYJ8T5R | Emium Lighting LLC | Emium | EL-ZY-T8-15W1200 BIXX BALLAST COMPATIBLE LED TUBE(5000K CLEAR) | Linear Replacement Lamp | T8 Four-Foot | Dual Mode Internal Driver (UL Type A and Type B) |  | standard | NO | [10 empty] | 2017-02-14 | Not Yet Verified | Not Yet Verified | NotYetVerified | Updated on 5/4/2017 | VAVWFD | [25 empty] | 4.4 | 2172 | 133 | 16.3 | 20 | 0.9 | 3500 | 83 |  |  |  | NO | NO | NO | 2018-05-02 | 4.3 |  | standard |  |  |  |  | 2018-11-02 | NO | NO | NO | [6 empty] | AC | [7 empty] | NO
PTATFG5R | Emium Lighting LLC | Emium | EL-ZY-T8-15W1200 BIXX BALLAST COMPATIBLE LED TUBE(3000K CLEAR) | Linear Replacement Lamp | T8 Four-Foot | Dual Mode Internal Driver (UL Type A and Type B) |  | standard | NO | [10 empty] | 2017-02-14 | Not Dimmable | Not Dimmable | NotYetVerified | Updated on 5/4/2017 | VAVWFD | [25 empty] | 4.4 | 2807 | 140.6 | 19.97 | 20 | 0.9 | 3500 | 83 |  |  |  | NO | NO | NO | 2018-05-02 | 4.3 |  | standard |  |  |  |  | 2018-11-02 | NO | NO | NO | [6 empty] | AC | [7 empty] | NO
PA2K9DAZ | Emium Lighting LLC | Emium | EL-ZY-T8-15W1200 BIXX BALLAST COMPATIBLE LED TUBE(3500K FROSTED) | Linear Replacement Lamp | T8 Four-Foot | Dual Mode Internal Driver (UL Type A and Type B) |  | standard | NO | [10 empty] | 2017-02-14 | Not Dimmable | Not Dimmable | NotYetVerified | Updated on 5/4/2017 | VAVWFD | [25 empty] | 4.4 | 2697 | 134.35 | 20.08 | 20 | 0.9 | 3500 | 83 |  |  |  | NO | NO | NO | 2018-05-02 | 4.3 |  | standard |  |  |  |  | 2018-11-02 | NO | NO | NO | [6 empty] | AC | [7 empty] | NO
PEAWBN6T | Emium Lighting LLC | Emium | EL-ZY-T8-15W1200 BIXX BALLAST COMPATIBLE LED TUBE(4000K CLEAR) | Linear Replacement Lamp | T8 Four-Foot | Dual Mode Internal Driver (UL Type A and Type B) |  | standard | NO | [10 empty] | 2017-02-14 | Not Yet Verified | Not Yet Verified | NotYetVerified | Updated on 5/4/2017 | VAVWFD | [25 empty] | 4.4 | 2580 | 140 | 18 | 20 | 0.9 | 3500 | 83 |  |  |  | NO | NO | NO | 2018-05-02 | 4.3 |  | standard |  |  |  |  | 2018-11-02 | NO | NO | NO | [6 empty] | AC | [7 empty] | NO
PS1SHQTE | Emium Lighting LLC | Emium | EL-ZY-T8-20W1200 BIXX BALLAST COMPATIBLE LED TUBE(5000K CLEAR) | Linear Replacement Lamp | T8 Four-Foot | Dual Mode Internal Driver (UL Type A and Type B) |  | standard | YES |  | 2399 | 130.56 | 18.3 | 6.74 | 0.9426 | 3001 | 82.2 | 5 | 50000 | 2017-02-14 | Not Yet Verified | Not Yet Verified | NotYetVerified | Updated on 5/4/2017 | VAVWFG | [15 empty] | 86.83 |  | 1.22 | 1.32 | [6 empty] | 4.4 | 2400 | 130 | 18 | 20 | 0.9 | 3000 | 83 |  |  |  | NO | NO | NO | 2018-05-02 | 4.3 |  | standard |  |  |  |  | 2018-11-02 | NO | NO | NO | [6 empty] | AC | [7 empty] | NO
PEZ25H2U | Emium Lighting LLC | EMIUM | EL-ZY-T8-20W1200 BIXX BALLAST COMPATIBLE LED TUBE(3000K CLEAR) | Linear Replacement Lamp | T8 Four-Foot | Dual Mode Internal Driver (UL Type A and Type B) |  | standard | YES |  | 2172 | 133.25 | 16.3 | 6.91 | 0.9572 | 3012 | 81.8 | 5 | 50000 | 2017-02-14 | Not Yet Verified | Not Yet Verified | NotYetVerified | Updated on 5/4/2017 | VAVWFG | [15 empty] | 90 |  | 1.16 | 1.38 | [6 empty] | 4.4 | 2172 | 133 | 16.3 | 20 | 0.9 | 3000 | 83 |  |  |  | NO | NO | NO | 2018-05-02 | 4.3 |  | standard |  |  |  |  | 2018-11-02 | NO | NO | NO | [6 empty] | AC | [7 empty] | NO
PMDXD89B | Bravoled Lighting Manufacturing Co. Ltd. | Bravoled | BL-T8-18W1200-BQET+50C | Linear Replacement Lamp | T8 Four-Foot | Dual Mode Internal Driver (UL Type A and Type B) |  | standard | NO | [10 empty] | 2017-02-13 | Not Dimmable | Not Dimmable | NO |  | SSSCAK | [25 empty] | 4.4 | 2339.7 | 132.1 | 17.7 | 18.1 | 0.93 | 5076 | 84.9 |  |  |  | NO | NO | NO | 2018-05-02 | 4.3 |  | standard |  |  |  |  | 2018-11-02 | NO | NO | NO | [6 empty] | AC | [7 empty] | NO
P926GRQM | Bravoled Lighting Manufacturing Co. Ltd. | Bravoled | BL-T8-18W1200-BQET+50F | Linear Replacement Lamp | T8 Four-Foot | Dual Mode Internal Driver (UL Type A and Type B) |  | standard | NO | [10 empty] | 2017-02-13 | Not Dimmable | Not Dimmable | NO |  | SSSCAL | [25 empty] | 4.4 | 2266.3 | 128 | 17.7 | 18.8 | 0.94 | 5128 | 87.1 |  |  |  | NO | NO | NO | 2018-05-02 | 4.3 |  | standard |  |  |  |  | 2018-11-02 | NO | NO | NO | [6 empty] | AC | [7 empty] | NO
P5VQ4TJ8 | Jarvis Lighting | Jarvis Lighting | T8LED-12W-50K | Linear Replacement Lamp | T8 Four-Foot | Dual Mode Internal Driver (UL Type A and Type B) |  | standard | NO | [10 empty] | 2017-02-13 | Not Dimmable | Not Dimmable | NotYetVerified |  | WWWBHN | [25 empty] | 4.4 | 1800 | 150 | 12 | 11.66 | 0.9 | 5000 | 80 |  |  |  | NO | NO | NO | 2018-05-02 | 4.3 |  | standard |  |  |  |  | 2018-11-02 | NO | NO | NO | [6 empty] | AC | [7 empty] | NO
PY2CWAEV | Bravoled Lighting Manufacturing Co. Ltd. | Bravoled | BL-T8-18W1200-BQET+30C | Linear Replacement Lamp | T8 Four-Foot | Dual Mode Internal Driver (UL Type A and Type B) |  | standard | YES |  | 2281.82 | 129.649 | 17.6 | 17.2 | 0.926 | 3073 | 83.2 | 5 | 50000 | 2017-02-13 | Not Dimmable | Not Dimmable | NO |  | SSSCAK | [15 empty] | 81.5 |  | 1.06 | 1.24 | [6 empty] | 4.4 | 2281.8 | 129.6 | 17.6 | 17.2 | 0.93 | 3073 | 83.2 |  |  |  | NO | NO | NO | 2018-05-02 | 4.3 |  | standard |  |  |  |  | 2018-11-02 | NO | NO | NO | [6 empty] | AC | [7 empty] | NO
P8FS4EJB | Bravoled Lighting Manufacturing Co. Ltd. | Bravoled | BL-T8-18W1200-BQET+40F | Linear Replacement Lamp | T8 Four-Foot | Dual Mode Internal Driver (UL Type A and Type B) |  | standard | NO | [10 empty] | 2017-02-13 | Not Dimmable | Not Dimmable | NO |  | SSSCAL | [25 empty] | 4.4 | 2210.1 | 125.5 | 17.6 | 17.1 | 0.93 | 4000 | 83.9 |  |  |  | NO | NO | NO | 2018-05-02 | 4.3 |  | standard |  |  |  |  | 2018-11-02 | NO | NO | NO | [6 empty] | AC | [7 empty] | NO
PNCX7QKV | Bravoled Lighting Manufacturing Co. Ltd. | Bravoled | BL-T8-18W1200-BQET+40C | Linear Replacement Lamp | T8 Four-Foot | Dual Mode Internal Driver (UL Type A and Type B) |  | standard | NO | [10 empty] | 2017-02-13 | Not Dimmable | Not Dimmable | NO |  | SSSCAK | [25 empty] | 4.4 | 2281.8 | 129.6 | 17.6 | 17.2 | 0.93 | 4000 | 83.2 |  |  |  | NO | NO | NO | 2018-05-02 | 4.3 |  | standard |  |  |  |  | 2018-11-02 | NO | NO | NO | [6 empty] | AC | [7 empty] | NO
PQNTP8PR | Jarvis Lighting | Jarvis Lighting | T8LED-12W-40K | Linear Replacement Lamp | T8 Four-Foot | Dual Mode Internal Driver (UL Type A and Type B) |  | standard | NO | [10 empty] | 2017-02-13 | Not Dimmable | Not Dimmable | NotYetVerified |  | WWWBHN | [25 empty] | 4.4 | 1800 | 150 | 12 | 11.66 | 0.9 | 4000 | 80 |  |  |  | NO | NO | NO | 2018-05-02 | 4.3 |  | standard |  |  |  |  | 2018-11-02 | NO | NO | NO | [6 empty] | AC | [7 empty] | NO
PH7MEXU8 | Jarvis Lighting | Jarvis Lighting | T8LED-12W-45K | Linear Replacement Lamp | T8 Four-Foot | Dual Mode Internal Driver (UL Type A and Type B) |  | standard | NO | [10 empty] | 2017-02-13 | Not Dimmable | Not Dimmable | NotYetVerified |  | WWWBHN | [25 empty] | 4.4 | 1800 | 150 | 12 | 11.66 | 0.9 | 4500 | 80 |  |  |  | NO | NO | NO | 2018-05-02 | 4.3 |  | standard |  |  |  |  | 2018-11-02 | NO | NO | NO | [6 empty] | AC | [7 empty] | NO
PH1YJNJX | Jarvis Lighting | Jarvis Lighting | T8LED-12W-30K | Linear Replacement Lamp | T8 Four-Foot | Dual Mode Internal Driver (UL Type A and Type B) |  | standard | YES |  | 1700.7 | 123.07 | 13.82 | 11.66 | 0.9585 | 2877 | 82 | 5 | 50000 | 2017-02-13 | Not Dimmable | Not Dimmable | NotYetVerified |  | WWWBHN | [15 empty] | 88.6 |  | 1.26 | 1.44 | [6 empty] | 4.4 | 1680 | 140 | 12 | 11.66 | 0.9 | 3000 | 80 |  |  |  | NO | NO | NO | 2018-05-02 | 4.3 |  | standard |  |  |  |  | 2018-11-02 | NO | NO | NO | [6 empty] | AC | [7 empty] | NO
P469MM6P | Jarvis Lighting | Jarvis Lighting | T8LED-12W-35K | Linear Replacement Lamp | T8 Four-Foot | Dual Mode Internal Driver (UL Type A and Type B) |  | standard | NO | [10 empty] | 2017-02-13 | Not Dimmable | Not Dimmable | NotYetVerified |  | WWWBHN | [25 empty] | 4.4 | 1680 | 140 | 12 | 11.66 | 0.9 | 3500 | 80 |  |  |  | NO | NO | NO | 2018-05-02 | 4.3 |  | standard |  |  |  |  | 2018-11-02 | NO | NO | NO | [6 empty] | AC | [7 empty] | NO
P5J2XM9W | Bravoled Lighting Manufacturing Co. Ltd. | Bravoled | BL-T8-18W1200-BQET+30F | Linear Replacement Lamp | T8 Four-Foot | Dual Mode Internal Driver (UL Type A and Type B) |  | standard | YES |  | 2210.16 | 125.577 | 17.6 | 17.1 | 0.926 | 3018 | 83.9 | 5 | 50000 | 2017-02-13 | Not Dimmable | Not Dimmable | NO |  | SSSCAL | [15 empty] | 80.3 |  | 1.04 | 1.24 | [6 empty] | 4.4 | 2210.1 | 125.5 | 17.6 | 17.1 | 0.93 | 3018 | 83.9 |  |  |  | NO | NO | NO | 2018-05-02 | 4.3 |  | standard |  |  |  |  | 2018-11-02 | NO | NO | NO | [6 empty] | AC | [7 empty] | NO
PBR6R2FN | Gielight Co., Ltd. | Gielight | GL-UL-g12P(5000K) | Linear Replacement Lamp | T8 Four-Foot | Replacement Lamps (plug and play) (UL Type A) |  | standard | NO | [10 empty] | 2017-02-09 | Not Dimmable | Not Dimmable | NO |  | OOOAKK | [25 empty] | 4.4 | 1800 | 150 | 12 | 11.88 | 0.9 | 5000 | 80.3 |  |  |  | NO | NO | NO | 2018-05-02 | 4.3 |  | standard |  |  |  |  | 2018-11-02 | NO | NO | NO | [6 empty] | AC | [7 empty] | NO
PBQ46UX9 | Gielight Co., Ltd. | Gielight | GL-UL-g12N(4000K) | Linear Replacement Lamp | T8 Four-Foot | Replacement Lamps (plug and play) (UL Type A) |  | standard | YES |  | 1943 | 125.27 | 15.5 | 11.81 | 0.9041 | 3933 | 80.9 | 5 | 50000 | 2017-02-09 | Not Dimmable | Not Dimmable | NO |  | OOOAKK | [15 empty] | 84.5 |  | 1.24 | 1.32 | [6 empty] | 4.4 | 1800 | 150 | 12 | 11.81 | 0.9 | 4000 | 80.9 |  |  |  | NO | NO | NO | 2018-05-02 | 4.3 |  | standard |  |  |  |  | 2018-11-02 | NO | NO | NO | [6 empty] | AC | [7 empty] | NO
P93BGBCA | Gielight Co., Ltd. | Gielight | GL-UL-g12N(4500K) | Linear Replacement Lamp | T8 Four-Foot | Replacement Lamps (plug and play) (UL Type A) |  | standard | NO | [10 empty] | 2017-02-09 | Not Dimmable | Not Dimmable | NO |  | OOOAKK | [25 empty] | 4.4 | 1800 | 150 | 12 | 11.81 | 0.9 | 4500 | 80.9 |  |  |  | NO | NO | NO | 2018-05-02 | 4.3 |  | standard |  |  |  |  | 2018-11-02 | NO | NO | NO | [6 empty] | AC | [7 empty] | NO
PNRG6B8A | ELB Electronics, Inc. | ELB | LED T8E-48-850-GH-[FR]HF | Linear Replacement Lamp | T8 Four-Foot | Replacement Lamps (plug and play) (UL Type A) |  | standard | NO | [10 empty] | 2017-02-02 | Not Dimmable | Not Dimmable | NO | Rotatable end caps lamp is qualified pointing straight down only | SSSCAH | [25 empty] | 4.4 | 1900 | 120 | 16 | 20 | 0.9 | 5000 | 80 |  |  |  | NO | NO | NO | 2018-05-02 | 4.3 |  | standard |  |  |  |  | 2018-11-02 | NO | NO | NO | [6 empty] | AC | [7 empty] | NO
PXQ541P6 | ELB Electronics, Inc. | ELB | LED T8E-48-840-GH-[FR]HF | Linear Replacement Lamp | T8 Four-Foot | Replacement Lamps (plug and play) (UL Type A) |  | standard | NO | [10 empty] | 2017-02-02 | Not Dimmable | Not Dimmable | NO | Rotatable end caps lamp is qualified pointing straight down only | SSSCAH | [25 empty] | 4.4 | 1900 | 120 | 16 | 20 | 0.9 | 4000 | 80 |  |  |  | NO | NO | NO | 2018-05-02 | 4.3 |  | standard |  |  |  |  | 2018-11-02 | NO | NO | NO | [6 empty] | AC | [7 empty] | NO
P4XEUNP3 | ELB Electronics, Inc. | ELB | LED T8E-48-830-GH-[FR]HF | Linear Replacement Lamp | T8 Four-Foot | Replacement Lamps (plug and play) (UL Type A) |  | standard | YES |  | 1910.7 | 120.1 | 15.91 | 7.62 | 0.9605 | 3056 | 82.7 | 5 | 50000 | 2017-02-02 | Not Dimmable | Not Dimmable | NO | Rotatable end caps lamp is qualified pointing straight down only | SSSCAH | [15 empty] | 81.2 |  | 1.36 | 1.32 | [6 empty] | 4.4 | 1900 | 120 | 16 | 20 | 0.9 | 3000 | 80 |  |  |  | NO | NO | NO | 2018-05-02 | 4.3 |  | standard |  |  |  |  | 2018-11-02 | NO | NO | NO | [6 empty] | AC | [7 empty] | NO
P7CVBTBU | ELB Electronics, Inc. | ELB | LED T8E-48-835-GH-[FR]HF | Linear Replacement Lamp | T8 Four-Foot | Replacement Lamps (plug and play) (UL Type A) |  | standard | NO | [10 empty] | 2017-02-02 | Not Dimmable | Not Dimmable | NO | Rotatable end caps lamp is qualified pointing straight down only | SSSCAH | [25 empty] | 4.4 | 1900 | 120 | 16 | 20 | 0.9 | 3500 | 80 |  |  |  | NO | NO | NO | 2018-05-02 | 4.3 |  | standard |  |  |  |  | 2018-11-02 | NO | NO | NO | [6 empty] | AC | [7 empty] | NO
PAB245NP | Lighting Science Group, Corp. | LSPro | LSPro T8 A 12 4000K 48 MVOLT SB20 yyyy | Linear Replacement Lamp | T8 Four-Foot | Replacement Lamps (plug and play) (UL Type A) |  | standard | NO | [10 empty] | 2017-02-01 | Not Dimmable | Not Dimmable | NO |  | YYYBKS | [25 empty] | 4.4 | 1800 | 124 | 14.5 | 13.61 | 0.95 | 4000 | 82 |  |  |  | NO | NO | NO | 2018-05-02 | 4.3 |  | standard |  |  |  |  | 2018-11-02 | NO | NO | NO | [6 empty] | AC | [7 empty] | NO
P9V2497D | Lighting Science Group, Corp. | LSPro | LSPro T8 A 12 5000K 48 MVOLT SB20 yyyy | Linear Replacement Lamp | T8 Four-Foot | Replacement Lamps (plug and play) (UL Type A) |  | standard | NO | [10 empty] | 2017-02-01 | Not Dimmable | Not Dimmable | NO |  | YYYBKS | [25 empty] | 4.4 | 1800 | 124 | 14.5 | 14.44 | 0.96 | 5000 | 82 |  |  |  | NO | NO | NO | 2018-05-02 | 4.3 |  | standard |  |  |  |  | 2018-11-02 | NO | NO | NO | [6 empty] | AC | [7 empty] | NO
PRYW4TJR | LEDone Distribution, Inc. | LED ONE | LOD-GDMT84F-17W30KF | Linear Replacement Lamp | T8 Four-Foot | Dual Mode Internal Driver (UL Type A and Type B) |  | standard | YES |  | 2411 | 129.6 | 18.61 | 5.81 | 0.99 | 3008 | 80.8 | 5 | 50000 | 2017-01-31 | Not Dimmable | Not Dimmable | NO |  | VVVVYG | [15 empty] | 84.5 |  | 1.28 | 1.3 | [6 empty] | 4.4 | 2150 | 127 | 17 | 10 | 0.9 | 3000 | 80 |  |  |  | NO | NO | NO | 2018-05-02 | 4.3 |  | standard |  |  |  |  | 2018-11-02 | NO | NO | NO | [6 empty] | AC | [7 empty] | NO
PM7VXJ12 | Luxul Technology Inc. | LUXUL | Cello T8 4ft 4000K | Linear Replacement Lamp | T8 Four-Foot | Replacement Lamps (plug and play) (UL Type A) |  | standard | NO | [10 empty] | 2017-01-31 | Not Dimmable | Not Dimmable | NO |  | MMMPDI | [25 empty] | 4.4 | 2430.4 | 124.15 | 19.58 | 10.98 | 0.97 | 4044 | 83.7 |  |  |  | NO | NO | NO | 2018-05-02 | 4.3 |  | standard |  |  |  |  | 2018-11-02 | NO | NO | NO | [6 empty] | AC | [7 empty] | NO
P9UPB1AK | LEDone Distribution, Inc. | LED ONE | LOD-GDMT84F-12W50KF | Linear Replacement Lamp | T8 Four-Foot | Dual Mode Internal Driver (UL Type A and Type B) |  | standard | NO | [10 empty] | 2017-01-31 | Not Dimmable | Not Dimmable | NO |  | VVVVYI | [25 empty] | 4.4 | 1800 | 150 | 12 | 10 | 0.9 | 5000 | 80 |  |  |  | NO | NO | NO | 2018-05-02 | 4.3 |  | standard |  |  |  |  | 2018-11-02 | NO | NO | NO | [6 empty] | AC | [7 empty] | NO
PMR21BG8 | LEDone Distribution, Inc. | LED ONE | LOD-GDMT84F-15W50KF | Linear Replacement Lamp | T8 Four-Foot | Dual Mode Internal Driver (UL Type A and Type B) |  | standard | NO | [10 empty] | 2017-01-31 | Not Dimmable | Not Dimmable | NO |  | VVVVYH | [25 empty] | 4.4 | 1900 | 127 | 15 | 10 | 0.9 | 5000 | 80 |  |  |  | NO | NO | NO | 2018-05-02 | 4.3 |  | standard |  |  |  |  | 2018-11-02 | NO | NO | NO | [6 empty] | AC | [7 empty] | NO
PMRMDC79 | LEDone Distribution, Inc. | LED ONE | LOD-GDMT84F-15W40KF | Linear Replacement Lamp | T8 Four-Foot | Dual Mode Internal Driver (UL Type A and Type B) |  | standard | NO | [10 empty] | 2017-01-31 | Not Dimmable | Not Dimmable | NO |  | VVVVYH | [25 empty] | 4.4 | 1900 | 127 | 15 | 10 | 0.9 | 4000 | 80 |  |  |  | NO | NO | NO | 2018-05-02 | 4.3 |  | standard |  |  |  |  | 2018-11-02 | NO | NO | NO | [6 empty] | AC | [7 empty] | NO
PWW12KTE | LEDone Distribution, Inc. | LED ONE | LOD-GDMT84F-12W45KF | Linear Replacement Lamp | T8 Four-Foot | Dual Mode Internal Driver (UL Type A and Type B) |  | standard | NO | [10 empty] | 2017-01-31 | Not Dimmable | Not Dimmable | NO |  | VVVVYI | [25 empty] | 4.4 | 1800 | 150 | 12 | 10 | 0.9 | 4500 | 80 |  |  |  | NO | NO | NO | 2018-05-02 | 4.3 |  | standard |  |  |  |  | 2018-11-02 | NO | NO | NO | [6 empty] | AC | [7 empty] | NO
PBFX3QK6 | LEDone Distribution, Inc. | LED ONE | LOD-GDMT84F-15W45KF | Linear Replacement Lamp | T8 Four-Foot | Dual Mode Internal Driver (UL Type A and Type B) |  | standard | NO | [10 empty] | 2017-01-31 | Not Dimmable | Not Dimmable | NO |  | VVVVYH | [25 empty] | 4.4 | 1900 | 127 | 15 | 10 | 0.9 | 4500 | 80 |  |  |  | NO | NO | NO | 2018-05-02 | 4.3 |  | standard |  |  |  |  | 2018-11-02 | NO | NO | NO | [6 empty] | AC | [7 empty] | NO
P41D18HP | LEDone Distribution, Inc. | LED ONE | LOD-GDMT84F-17W45KF | Linear Replacement Lamp | T8 Four-Foot | Dual Mode Internal Driver (UL Type A and Type B) |  | standard | NO | [10 empty] | 2017-01-31 | Not Dimmable | Not Dimmable | NO |  | VVVVYG | [25 empty] | 4.4 | 2300 | 136 | 17 | 10 | 0.9 | 4500 | 80 |  |  |  | NO | NO | NO | 2018-05-02 | 4.3 |  | standard |  |  |  |  | 2018-11-02 | NO | NO | NO | [6 empty] | AC | [7 empty] | NO
P8XEV6CZ | LEDone Distribution, Inc. | LED ONE | LOD-GDMT84F-24W30KF | Linear Replacement Lamp | T8 Four-Foot | Dual Mode Internal Driver (UL Type A and Type B) |  | standard | YES |  | 3112 | 120.7 | 25.79 | 5.71 | 0.99 | 3018 | 80.3 | 5 | 50000 | 2017-01-31 | Not Dimmable | Not Dimmable | NO |  | VVVVYF | [15 empty] | 84.5 |  | 1.3 | 1.26 | [6 empty] | 4.4 | 2990 | 125 | 24 | 10 | 0.9 | 3000 | 80 |  |  |  | NO | NO | NO | 2018-05-02 | 4.3 |  | standard |  |  |  |  | 2018-11-02 | NO | NO | NO | [6 empty] | AC | [7 empty] | NO
P11NVMFE | Luxul Technology Inc. | LUXUL | Cello T8 4ft DIM 4000K | Linear Replacement Lamp | T8 Four-Foot | Replacement Lamps (plug and play) (UL Type A) |  | standard | NO | [10 empty] | 2017-01-31 | Dimmable | Stepped | NO |  | MMMPDI | [25 empty] | 4.4 | 2430.4 | 124.15 | 19.58 | 10.98 | 0.97 | 4044 | 83.7 |  |  |  | NO | NO | NO | 2018-05-02 | 4.3 |  | standard |  |  |  |  | 2018-11-02 | NO | NO | NO | [6 empty] | AC | [7 empty] | NO
P43GX42U | Philips Lighting North America Corporation | Philips | 9290013978 | Linear Replacement Lamp | T8 Four-Foot | Replacement Lamps (plug and play) (UL Type A) |  | standard | NO | [10 empty] | 2017-11-09 | Not Dimmable | Not Dimmable | NO |  | KKLAFL | [25 empty] | 4.4 | 2100 | 131.25 | 16 | 15 | 0.9 | 4000 | 82 |  |  |  | NO | NO | NO | [8 empty] | 2018-11-02 | NO | NO | NO | [6 empty] | AC | [7 empty] | NO
P8RD5F6G | Halco Lighting Technologies | ProLED | T8FR11/840/DIR2/LED | Linear Replacement Lamp | T8 Four-Foot | Replacement Lamps (plug and play) (UL Type A) |  | standard | NO | [10 empty] | 2017-01-31 | Not Dimmable | Not Dimmable | NO |  | TTTULS | [25 empty] | 4.4 | 1800 | 124 | 14.5 | 13.61 | 0.95 | 4000 | 82 |  |  |  | NO | NO | NO | 2018-05-02 | 4.3 |  | standard |  |  |  |  | 2018-11-02 | NO | NO | NO | [6 empty] | AC | [7 empty] | NO
P1UE3UJA | Halco Lighting Technologies | ProLED | T8FR15/850/DIR/LED | Linear Replacement Lamp | T8 Four-Foot | Replacement Lamps (plug and play) (UL Type A) |  | standard | NO | [10 empty] | 2017-01-31 | Not Dimmable | Not Dimmable | NO |  | TTTULT | [25 empty] | 4.4 | 2200 | 124 | 18 | 10.2 | 0.97 | 5000 | 82 |  |  |  | NO | NO | NO | 2018-05-02 | 4.3 |  | standard |  |  |  |  | 2018-11-02 | NO | NO | NO | [6 empty] | AC | [7 empty] | NO
PAUJT5TX | Luxul Technology Inc. | LUXUL | Cello T8 4ft DIM 5000K | Linear Replacement Lamp | T8 Four-Foot | Replacement Lamps (plug and play) (UL Type A) |  | standard | NO | [10 empty] | 2017-01-31 | Dimmable | Stepped | NO |  | MMMPDI | [25 empty] | 4.4 | 2477 | 126.43 | 19.59 | 11.05 | 0.97 | 4974 | 82.8 |  |  |  | NO | NO | NO | 2018-05-02 | 4.3 |  | standard |  |  |  |  | 2018-11-02 | NO | NO | NO | [6 empty] | AC | [7 empty] | NO
PFY60XS0 | Philips Lighting North America Corporation | Philips | 9290013977 | Linear Replacement Lamp | T8 Four-Foot | Replacement Lamps (plug and play) (UL Type A) |  | standard | NO | [10 empty] | 2017-11-09 | Not Dimmable | Not Dimmable | NO |  | KKLAFL | [25 empty] | 4.4 | 2000 | 125 | 16 | 15 | 0.9 | 3500 | 82 |  |  |  | NO | NO | NO | [8 empty] | 2018-11-02 | NO | NO | NO | [6 empty] | AC | [7 empty] | NO
PICF8UPP | Philips Lighting North America Corporation | Philips | 9290013979 | Linear Replacement Lamp | T8 Four-Foot | Replacement Lamps (plug and play) (UL Type A) |  | standard | NO | [10 empty] | 2017-11-09 | Not Dimmable | Not Dimmable | NO |  | KKLAFL | [25 empty] | 4.4 | 2100 | 131.25 | 16 | 15 | 0.9 | 5000 | 82 |  |  |  | NO | NO | NO | [8 empty] | 2018-11-02 | NO | NO | NO | [6 empty] | AC | [7 empty] | NO
PZS1CTY3 | Halco Lighting Technologies | ProLED | T8FR11/850/DIR2/LED | Linear Replacement Lamp | T8 Four-Foot | Replacement Lamps (plug and play) (UL Type A) |  | standard | NO | [10 empty] | 2017-01-31 | Not Dimmable | Not Dimmable | NO |  | TTTULS | [25 empty] | 4.4 | 1800 | 124 | 14.5 | 14.44 | 0.96 | 5000 | 82 |  |  |  | NO | NO | NO | 2018-05-02 | 4.3 |  | standard |  |  |  |  | 2018-11-02 | NO | NO | NO | [6 empty] | AC | [7 empty] | NO
PS9HSB9V | LEDone Distribution, Inc. | LED ONE | LOD-GDMT84F-17W50KF | Linear Replacement Lamp | T8 Four-Foot | Dual Mode Internal Driver (UL Type A and Type B) |  | standard | NO | [10 empty] | 2017-01-31 | Not Dimmable | Not Dimmable | NO |  | VVVVYG | [25 empty] | 4.4 | 2300 | 136 | 17 | 10 | 0.9 | 5000 | 80 |  |  |  | NO | NO | NO | 2018-05-02 | 4.3 |  | standard |  |  |  |  | 2018-11-02 | NO | NO | NO | [6 empty] | AC | [7 empty] | NO
PHJZQNRV | LEDone Distribution, Inc. | LED ONE | LOD-GDMT84F-12W40KF | Linear Replacement Lamp | T8 Four-Foot | Dual Mode Internal Driver (UL Type A and Type B) |  | standard | NO | [10 empty] | 2017-01-31 | Not Dimmable | Not Dimmable | NO |  | VVVVYI | [25 empty] | 4.4 | 1800 | 150 | 12 | 10 | 0.9 | 4000 | 80 |  |  |  | NO | NO | NO | 2018-05-02 | 4.3 |  | standard |  |  |  |  | 2018-11-02 | NO | NO | NO | [6 empty] | AC | [7 empty] | NO
PRF9BPF5 | LEDone Distribution, Inc. | LED ONE | LOD-GDMT84F-24W40KF | Linear Replacement Lamp | T8 Four-Foot | Dual Mode Internal Driver (UL Type A and Type B) |  | standard | NO | [10 empty] | 2017-01-31 | Not Dimmable | Not Dimmable | NO |  | VVVVYF | [25 empty] | 4.4 | 3200 | 134 | 24 | 10 | 0.9 | 4000 | 80 |  |  |  | NO | NO | NO | 2018-05-02 | 4.3 |  | standard |  |  |  |  | 2018-11-02 | NO | NO | NO | [6 empty] | AC | [7 empty] | NO
PND3GZV9 | LEDone Distribution, Inc. | LED ONE | LOD-GDMT84F-24W45KF | Linear Replacement Lamp | T8 Four-Foot | Dual Mode Internal Driver (UL Type A and Type B) |  | standard | NO | [10 empty] | 2017-01-31 | Not Dimmable | Not Dimmable | NO |  | VVVVYF | [25 empty] | 4.4 | 3200 | 134 | 24 | 10 | 0.9 | 4500 | 80 |  |  |  | NO | NO | NO | 2018-05-02 | 4.3 |  | standard |  |  |  |  | 2018-11-02 | NO | NO | NO | [6 empty] | AC | [7 empty] | NO
PY1NRMKA | LEDone Distribution, Inc. | LED ONE | LOD-GDMT84F-12W30KF | Linear Replacement Lamp | T8 Four-Foot | Dual Mode Internal Driver (UL Type A and Type B) |  | standard | YES |  | 1758 | 123 | 14.29 | 5.91 | 0.99 | 3011 | 80.8 | 5 | 50000 | 2017-01-31 | Not Dimmable | Not Dimmable | NO |  | VVVVYI | [15 empty] | 84.5 |  | 1.3 | 1.18 | [6 empty] | 4.4 | 1680 | 140 | 12 | 10 | 0.9 | 3000 | 80 |  |  |  | NO | NO | NO | 2018-05-02 | 4.3 |  | standard |  |  |  |  | 2018-11-02 | NO | NO | NO | [6 empty] | AC | [7 empty] | NO
PGGVXMPJ | Luxul Technology Inc. | LUXUL | Cello T8 4ft 5000K | Linear Replacement Lamp | T8 Four-Foot | Replacement Lamps (plug and play) (UL Type A) |  | standard | NO | [10 empty] | 2017-01-31 | Not Dimmable | Not Dimmable | NO |  | MMMPDI | [25 empty] | 4.4 | 2477 | 126.43 | 19.59 | 11.05 | 0.97 | 4974 | 82.8 |  |  |  | NO | NO | NO | 2018-05-02 | 4.3 |  | standard |  |  |  |  | 2018-11-02 | NO | NO | NO | [6 empty] | AC | [7 empty] | NO
PA3JUFVP | LEDone Distribution, Inc. | LED ONE | LOD-GDMT84F-17W35KF | Linear Replacement Lamp | T8 Four-Foot | Dual Mode Internal Driver (UL Type A and Type B) |  | standard | NO | [10 empty] | 2017-01-31 | Not Dimmable | Not Dimmable | NO |  | VVVVYG | [25 empty] | 4.4 | 2150 | 127 | 17 | 10 | 0.9 | 3500 | 80 |  |  |  | NO | NO | NO | 2018-05-02 | 4.3 |  | standard |  |  |  |  | 2018-11-02 | NO | NO | NO | [6 empty] | AC | [7 empty] | NO
PQ3KP2YY | LEDone Distribution, Inc. | LED ONE | LOD-GDMT84F-24W35KF | Linear Replacement Lamp | T8 Four-Foot | Dual Mode Internal Driver (UL Type A and Type B) |  | standard | NO | [10 empty] | 2017-01-31 | Not Dimmable | Not Dimmable | NO |  | VVVVYF | [25 empty] | 4.4 | 2990 | 125 | 24 | 10 | 0.9 | 3500 | 80 |  |  |  | NO | NO | NO | 2018-05-02 | 4.3 |  | standard |  |  |  |  | 2018-11-02 | NO | NO | NO | [6 empty] | AC | [7 empty] | NO
PJ92TSH9 | LEDone Distribution, Inc. | LED ONE | LOD-GDMT84F-12W35KF | Linear Replacement Lamp | T8 Four-Foot | Dual Mode Internal Driver (UL Type A and Type B) |  | standard | NO | [10 empty] | 2017-01-31 | Not Dimmable | Not Dimmable | NO |  | VVVVYI | [25 empty] | 4.4 | 1680 | 140 | 12 | 10 | 0.9 | 3500 | 80 |  |  |  | NO | NO | NO | 2018-05-02 | 4.3 |  | standard |  |  |  |  | 2018-11-02 | NO | NO | NO | [6 empty] | AC | [7 empty] | NO
PCKZJ2A3 | LEDone Distribution, Inc. | LED ONE | LOD-GDMT84F-17W40KF | Linear Replacement Lamp | T8 Four-Foot | Dual Mode Internal Driver (UL Type A and Type B) |  | standard | NO | [10 empty] | 2017-01-31 | Not Dimmable | Not Dimmable | NO |  | VVVVYG | [25 empty] | 4.4 | 2300 | 136 | 17 | 10 | 0.9 | 4000 | 80 |  |  |  | NO | NO | NO | 2018-05-02 | 4.3 |  | standard |  |  |  |  | 2018-11-02 | NO | NO | NO | [6 empty] | AC | [7 empty] | NO
PLSV8P2I | Philips Lighting North America Corporation | Philips | 9290013976 | Linear Replacement Lamp | T8 Four-Foot | Replacement Lamps (plug and play) (UL Type A) |  | standard | YES |  | 2014 | 126.5 | 15.93 | 7.1 | 0.9694 | 2989 | 82.3 | 5 | 50000 | 2017-11-09 | Not Dimmable | Not Dimmable | NO |  | KKLAFL | [15 empty] | 81.43 |  | 1.26 | 1.24 | [6 empty] | 4.4 | 2000 | 125 | 16 | 15 | 0.9 | 3000 | 82 |  |  |  | NO | NO | NO | [8 empty] | 2018-11-02 | NO | NO | NO | [6 empty] | AC | [7 empty] | NO
PRYAEG58 | Halco Lighting Technologies | ProLED | T8FR15/840/DIR/LED | Linear Replacement Lamp | T8 Four-Foot | Replacement Lamps (plug and play) (UL Type A) |  | standard | NO | [10 empty] | 2017-01-31 | Not Dimmable | Not Dimmable | NO |  | TTTULT | [25 empty] | 4.4 | 2200 | 124 | 18 | 9.83 | 0.97 | 4000 | 82 |  |  |  | NO | NO | NO | 2018-05-02 | 4.3 |  | standard |  |  |  |  | 2018-11-02 | NO | NO | NO | [6 empty] | AC | [7 empty] | NO
PAZ936D6 | LEDone Distribution, Inc. | LED ONE | LOD-GDMT84F-24W50KF | Linear Replacement Lamp | T8 Four-Foot | Dual Mode Internal Driver (UL Type A and Type B) |  | standard | NO | [10 empty] | 2017-01-31 | Not Dimmable | Not Dimmable | NO |  | VVVVYF | [25 empty] | 4.4 | 3200 | 134 | 24 | 10 | 0.9 | 5000 | 80 |  |  |  | NO | NO | NO | 2018-05-02 | 4.3 |  | standard |  |  |  |  | 2018-11-02 | NO | NO | NO | [6 empty] | AC | [7 empty] | NO
PZSHH318 | Philips Lighting North America Corporation | Philips | 9290013974 | Linear Replacement Lamp | T8 Four-Foot | Replacement Lamps (plug and play) (UL Type A) |  | standard | NO | [10 empty] | 2017-10-10 | Not Dimmable | Not Dimmable | NO |  | KKLADB | [25 empty] | 4.4 | 1600 | 123.08 | 13 | 20 | 0.9 | 4000 | 82 |  |  |  | NO | NO | NO | [8 empty] | 2018-11-02 | NO | NO | NO | [6 empty] | AC | [7 empty] | NO
PN4911BT | Philips Lighting North America Corporation | Philips | 9290013975 | Linear Replacement Lamp | T8 Four-Foot | Replacement Lamps (plug and play) (UL Type A) |  | standard | NO | [10 empty] | 2017-10-10 | Not Dimmable | Not Dimmable | NO |  | KKLADB | [25 empty] | 4.4 | 1600 | 123.08 | 13 | 20 | 0.9 | 5000 | 82 |  |  |  | NO | NO | NO | [8 empty] | 2018-11-02 | NO | NO | NO | [6 empty] | AC | [7 empty] | NO
PWWB9E8E | Ascent Battery Supply,LLC | WERKER | LED11663A | Linear Replacement Lamp | T8 Four-Foot | Replacement Lamps (plug and play) (UL Type A) |  | standard | NO | [10 empty] | 2017-01-30 | Not Dimmable | Not Dimmable | NO |  | TYNADR | [25 empty] | 4.4 | 1800 | 124 | 14.5 | 14.44 | 0.96 | 5000 | 82 |  |  |  | NO | NO | NO | 2018-05-02 | 4.3 |  | standard |  |  |  |  | 2018-11-02 | NO | NO | NO | [6 empty] | AC | [7 empty] | NO
PHZWCRZQ | Philips Lighting North America Corporation | Philips | 9290012813 | Linear Replacement Lamp | T8 Four-Foot | Replacement Lamps (plug and play) (UL Type A) |  | standard | NO | [10 empty] | 2017-07-06 | Dimmable | Continuous Below 10 | YES |  | KKKZXN | [25 empty] | 4.4 | 2100 | 123.53 | 17 | 15 | 0.9 | 4000 | 82 |  |  |  | NO | NO | NO | 2018-05-02 | 4.3 |  | standard |  |  |  |  | 2018-11-02 | NO | NO | NO | [6 empty] | AC | [7 empty] | NO
P3RX5VSP | Ascent Battery Supply,LLC | WERKER | LED11662A | Linear Replacement Lamp | T8 Four-Foot | Replacement Lamps (plug and play) (UL Type A) |  | standard | NO | [10 empty] | 2017-01-30 | Not Dimmable | Not Dimmable | NO |  | TYNADR | [25 empty] | 4.4 | 1800 | 124 | 14.5 | 13.61 | 0.95 | 4000 | 82 |  |  |  | NO | NO | NO | 2018-05-02 | 4.3 |  | standard |  |  |  |  | 2018-11-02 | NO | NO | NO | [6 empty] | AC | [7 empty] | NO
PNSZ3HS6 | Philips Lighting North America Corporation | Philips | 9290012814 | Linear Replacement Lamp | T8 Four-Foot | Replacement Lamps (plug and play) (UL Type A) |  | standard | NO | [10 empty] | 2017-07-06 | Dimmable | Continuous Below 10 | YES |  | KKKZXN | [25 empty] | 4.4 | 2100 | 123.53 | 17 | 15 | 0.9 | 5000 | 82 |  |  |  | NO | NO | NO | 2018-05-02 | 4.3 |  | standard |  |  |  |  | 2018-11-02 | NO | NO | NO | [6 empty] | AC | [7 empty] | NO
PREVHH7E | Verlite Company Ltd. | Verlite | VL-T84FT-4012CC | Linear Replacement Lamp | T8 Four-Foot | Dual Mode Internal Driver (UL Type A and Type B) |  | standard | NO | [10 empty] | 2017-01-26 | Not Yet Verified | Not Yet Verified | NO |  | JJJMOW | [25 empty] | 4.4 | 1765 | 137.54 | 12.83 | 10.98 | 0.9 | 4000 | 83 |  |  |  | NO | NO | NO | 2018-05-02 | 4.3 |  | standard |  |  |  |  | 2018-11-02 | NO | NO | NO | [6 empty] | AC | [7 empty] | NO
PJP49HTW | Lextar Electronics Corp. | Lextar | 97.AE8O4.422D300 | Linear Replacement Lamp | T8 Four-Foot | Replacement Lamps (plug and play) (UL Type A) |  | standard | NO | [10 empty] | 2017-01-26 | Not Dimmable | Not Dimmable | NO |  | SSSBZU | [25 empty] | 4.4 | 2268.1 | 127.37 | 17.81 | 15.57 | 0.96 | 4100 | 83.2 |  |  |  | NO | NO | NO | 2018-05-02 | 4.3 |  | standard |  |  |  |  | 2018-11-02 | NO | NO | NO | [6 empty] | AC | [7 empty] | NO
P7KSCC4E | Verlite Company Ltd. | Verlite | VL-T84FT-4015FC | Linear Replacement Lamp | T8 Four-Foot | Dual Mode Internal Driver (UL Type A and Type B) |  | standard | NO | [10 empty] | 2017-01-26 | Not Yet Verified | Not Yet Verified | NO |  | JJJMOW | [25 empty] | 4.4 | 1950 | 129.07 | 15.11 | 13.91 | 0.9 | 4000 | 83.5 |  |  |  | NO | NO | NO | 2018-05-02 | 4.3 |  | standard |  |  |  |  | 2018-11-02 | NO | NO | NO | [6 empty] | AC | [7 empty] | NO
PHWD14K1 | Verlite Company Ltd. | Verlite | VL-T84FT-5012CC | Linear Replacement Lamp | T8 Four-Foot | Dual Mode Internal Driver (UL Type A and Type B) |  | standard | NO | [10 empty] | 2017-01-26 | Not Yet Verified | Not Yet Verified | NO |  | JJJMOW | [25 empty] | 4.4 | 1817 | 142.29 | 12.77 | 11.03 | 0.9 | 5000 | 83 |  |  |  | NO | NO | NO | 2018-05-02 | 4.3 |  | standard |  |  |  |  | 2018-11-02 | NO | NO | NO | [6 empty] | AC | [7 empty] | NO
P6B5C7W8 | Lextar Electronics Corp. | Lextar | 97.AE8O4.422D500 | Linear Replacement Lamp | T8 Four-Foot | Replacement Lamps (plug and play) (UL Type A) |  | standard | NO | [10 empty] | 2017-01-26 | Not Dimmable | Not Dimmable | NO |  | SSSBZU | [25 empty] | 4.4 | 2286.8 | 127.52 | 17.93 | 15.39 | 0.96 | 5000 | 83.3 |  |  |  | NO | NO | NO | 2018-05-02 | 4.3 |  | standard |  |  |  |  | 2018-11-02 | NO | NO | NO | [6 empty] | AC | [7 empty] | NO
P8F1ZMF3 | Verlite Company Ltd. | Verlite | VL-T84FT-4012FC | Linear Replacement Lamp | T8 Four-Foot | Dual Mode Internal Driver (UL Type A and Type B) |  | standard | NO | [10 empty] | 2017-01-26 | Not Yet Verified | Not Yet Verified | NO |  | JJJMOW | [25 empty] | 4.4 | 1579 | 123.05 | 12.81 | 10.76 | 0.9 | 4000 | 83.6 |  |  |  | NO | NO | NO | 2018-05-02 | 4.3 |  | standard |  |  |  |  | 2018-11-02 | NO | NO | NO | [6 empty] | AC | [7 empty] | NO
PMU69J4E | Verlite Company Ltd. | Verlite | VL-T84FT-5012FC | Linear Replacement Lamp | T8 Four-Foot | Dual Mode Internal Driver (UL Type A and Type B) |  | standard | NO | [10 empty] | 2017-01-26 | Not Yet Verified | Not Yet Verified | NO |  | JJJMOW | [25 empty] | 4.4 | 1606 | 127.13 | 12.63 | 10.43 | 0.9 | 5000 | 83.7 |  |  |  | NO | NO | NO | 2018-05-02 | 4.3 |  | standard |  |  |  |  | 2018-11-02 | NO | NO | NO | [6 empty] | AC | [7 empty] | NO
PAGQ4S93 | Verlite Company Ltd. | Verlite | VL-T84FT-5015CC | Linear Replacement Lamp | T8 Four-Foot | Dual Mode Internal Driver (UL Type A and Type B) |  | standard | NO | [10 empty] | 2017-01-26 | Not Yet Verified | Not Yet Verified | NO |  | JJJMOW | [25 empty] | 4.4 | 2232 | 146.18 | 15.27 | 12.44 | 0.9 | 5000 | 84.2 |  |  |  | NO | NO | NO | 2018-05-02 | 4.3 |  | standard |  |  |  |  | 2018-11-02 | NO | NO | NO | [6 empty] | AC | [7 empty] | NO
PQZAP9G2 | Verlite Company Ltd. | Verlite | VL-T84FT-5015FC | Linear Replacement Lamp | T8 Four-Foot | Dual Mode Internal Driver (UL Type A and Type B) |  | standard | NO | [10 empty] | 2017-01-26 | Not Yet Verified | Not Yet Verified | NO |  | JJJMOW | [25 empty] | 4.4 | 2034 | 134.15 | 15.16 | 13.47 | 0.9 | 5000 | 84.3 |  |  |  | NO | NO | NO | 2018-05-02 | 4.3 |  | standard |  |  |  |  | 2018-11-02 | NO | NO | NO | [6 empty] | AC | [7 empty] | NO
PRHA8KWF | Verlite Company Ltd. | Verlite | VL-T84FT-5018FC | Linear Replacement Lamp | T8 Four-Foot | Dual Mode Internal Driver (UL Type A and Type B) |  | standard | NO | [10 empty] | 2017-01-26 | Not Yet Verified | Not Yet Verified | NO |  | JJJMOW | [25 empty] | 4.4 | 2214 | 128.73 | 17.2 | 14.05 | 0.9 | 5000 | 84.3 |  |  |  | NO | NO | NO | 2018-05-02 | 4.3 |  | standard |  |  |  |  | 2018-11-02 | NO | NO | NO | [6 empty] | AC | [7 empty] | NO
PCYWKDD4 | Lextar Electronics Corp. | Lextar | 97.AE8O4.421D200 | Linear Replacement Lamp | T8 Four-Foot | Replacement Lamps (plug and play) (UL Type A) |  | standard | NO | [10 empty] | 2017-01-26 | Not Dimmable | Not Dimmable | NO |  | SSSBZU | [25 empty] | 4.4 | 2196.6 | 121.77 | 18.04 | 15.34 | 0.96 | 3500 | 84.5 |  |  |  | NO | NO | NO | 2018-05-02 | 4.3 |  | standard |  |  |  |  | 2018-11-02 | NO | NO | NO | [6 empty] | AC | [7 empty] | NO
PX2ZDBE2 | Verlite Company Ltd. | Verlite | VL-T84FT-3012FC | Linear Replacement Lamp | T8 Four-Foot | Dual Mode Internal Driver (UL Type A and Type B) |  | standard | YES |  | 1586 | 120.06 | 13.21 | 13.14 | 0.9006 | 2918 | 83.6 | 5 | 50000 | 2017-01-26 | Not Yet Verified | Not Yet Verified | NO |  | JJJMOW | [15 empty] | 89.5 |  | 1.16 | 1.36 | [6 empty] | 4.4 | 1579 | 123.05 | 12.81 | 10.76 | 0.9 | 3000 | 83.6 |  |  |  | NO | NO | NO | 2018-05-02 | 4.3 |  | standard |  |  |  |  | 2018-11-02 | NO | NO | NO | [6 empty] | AC | [7 empty] | NO
PVEC25B3 | Verlite Company Ltd. | Verlite | VL-T84FT-4015CC | Linear Replacement Lamp | T8 Four-Foot | Dual Mode Internal Driver (UL Type A and Type B) |  | standard | NO | [10 empty] | 2017-01-26 | Not Yet Verified | Not Yet Verified | NO |  | JJJMOW | [25 empty] | 4.4 | 2146 | 141.82 | 15.13 | 12.34 | 0.9 | 4000 | 83.2 |  |  |  | NO | NO | NO | 2018-05-02 | 4.3 |  | standard |  |  |  |  | 2018-11-02 | NO | NO | NO | [6 empty] | AC | [7 empty] | NO
PHXWEYPR | Verlite Company Ltd. | Verlite | VL-T84FT-4018CC | Linear Replacement Lamp | T8 Four-Foot | Dual Mode Internal Driver (UL Type A and Type B) |  | standard | NO | [10 empty] | 2017-01-26 | Not Yet Verified | Not Yet Verified | NO |  | JJJMOW | [25 empty] | 4.4 | 2367 | 138.66 | 17.07 | 14.07 | 0.9 | 4000 | 83.2 |  |  |  | NO | NO | NO | 2018-05-02 | 4.3 |  | standard |  |  |  |  | 2018-11-02 | NO | NO | NO | [6 empty] | AC | [7 empty] | NO
PE77FDNZ | Verlite Company Ltd. | Verlite | VL-T84FT-4018FC | Linear Replacement Lamp | T8 Four-Foot | Dual Mode Internal Driver (UL Type A and Type B) |  | standard | NO | [10 empty] | 2017-01-26 | Not Yet Verified | Not Yet Verified | NO |  | JJJMOW | [25 empty] | 4.4 | 2122 | 124.17 | 17.09 | 14.19 | 0.9 | 4000 | 83.2 |  |  |  | NO | NO | NO | 2018-05-02 | 4.3 |  | standard |  |  |  |  | 2018-11-02 | NO | NO | NO | [6 empty] | AC | [7 empty] | NO
PBQ4F1YH | Verlite Company Ltd. | Verlite | VL-T84FT-5018CC | Linear Replacement Lamp | T8 Four-Foot | Dual Mode Internal Driver (UL Type A and Type B) |  | standard | NO | [10 empty] | 2017-01-26 | Not Yet Verified | Not Yet Verified | NO |  | JJJMOW | [25 empty] | 4.4 | 2464 | 142.91 | 17.24 | 14.12 | 0.9 | 5000 | 84.2 |  |  |  | NO | NO | NO | 2018-05-02 | 4.3 |  | standard |  |  |  |  | 2018-11-02 | NO | NO | NO | [6 empty] | AC | [7 empty] | NO
P7HDDHVN | CH Lighting Technology Co.,Ltd. | CH | CH1157SD-48-15W 850-2 | Linear Replacement Lamp | T8 Four-Foot | Dual Mode Internal Driver (UL Type A and Type B) |  | standard | NO | [10 empty] | 2017-01-26 | Dimmable | Continuous Below 10 | NO |  | SSSBZS | [25 empty] | 4.4 | 2200 | 122 | 18 | 7.39 | 0.98 | 5000 | 83 |  |  |  | NO | NO | NO | 2018-05-02 | 4.3 |  | standard |  |  |  |  | 2018-11-02 | NO | NO | NO | [6 empty] | AC | [7 empty] | NO
PEDPS792 | CH Lighting Technology Co.,Ltd. | CH | CH1157SD-48-13W 850-2 | Linear Replacement Lamp | T8 Four-Foot | Dual Mode Internal Driver (UL Type A and Type B) |  | standard | NO | [10 empty] | 2017-01-26 | Dimmable | Continuous Below 10 | NO |  | SSSBZR | [25 empty] | 4.4 | 2000 | 122 | 16 | 8.07 | 0.98 | 5000 | 83 |  |  |  | NO | NO | NO | 2018-05-02 | 4.3 |  | standard |  |  |  |  | 2018-11-02 | NO | NO | NO | [6 empty] | AC | [7 empty] | NO
PQCATDM2 | The Straits Lighting Company, LLC | SL917 | SL917T8BC-48-15W-100/277V-4000-C-120-I-N-G13 | Linear Replacement Lamp | T8 Four-Foot | Dual Mode Internal Driver (UL Type A and Type B) |  | standard | NO | [10 empty] | 2017-01-25 | Not Yet Verified | Not Yet Verified | NotYetVerified | Lastx represents either s for single-end power input or T for double-end inputs; Update on 11/22/2016 | KKKZPC | [25 empty] | 4.4 | 2172 | 133 | 16.3 | 20 | 0.9 | 4000 | 83 |  |  |  | NO | NO | NO | 2018-05-02 | 4.3 |  | standard |  |  |  |  | 2018-11-02 | NO | NO | NO | [6 empty] | AC | [7 empty] | NO
PSRC3VKY | The Straits Lighting Company, LLC | SL917 | SL917T8BC-48-15W-100/277V-5000-F-120-I-N-G13 | Linear Replacement Lamp | T8 Four-Foot | Dual Mode Internal Driver (UL Type A and Type B) |  | standard | NO | [10 empty] | 2017-01-25 | Not Yet Verified | Not Yet Verified | NotYetVerified | Lastx represents either s for single-end power input or T for double-end inputs; Update on 11/22/2016 | KKKZPC | [25 empty] | 4.4 | 2172 | 133 | 16.3 | 20 | 0.9 | 5000 | 83 |  |  |  | NO | NO | NO | 2018-05-02 | 4.3 |  | standard |  |  |  |  | 2018-11-02 | NO | NO | NO | [6 empty] | AC | [7 empty] | NO
PK1M1F71 | Philips Lighting North America Corporation | Philips | 9290012812 | Linear Replacement Lamp | T8 Four-Foot | Replacement Lamps (plug and play) (UL Type A) |  | standard | NO | [10 empty] | 2017-07-06 | Dimmable | Continuous Below 10 | YES |  | KKKZXN | [25 empty] | 4.4 | 2100 | 123.53 | 17 | 15 | 0.9 | 3500 | 82 |  |  |  | NO | NO | NO | 2018-05-02 | 4.3 |  | standard |  |  |  |  | 2018-11-02 | NO | NO | NO | [6 empty] | AC | [7 empty] | NO
P657RXA5 | Philips Lighting North America Corporation | Philips | 9290011242D | Linear Replacement Lamp | T8 Four-Foot | Replacement Lamps (plug and play) (UL Type A) |  | standard | NO | [10 empty] | 2017-05-24 | Not Dimmable | Not Dimmable | NO |  | WWWBNQ | [25 empty] | 4.4 | 1600 | 123.08 | 13 | 8 | 0.9 | 5000 | 82 |  |  |  | NO | NO | NO | 2018-05-02 | 4.3 |  | standard |  |  |  |  | 2018-11-02 | NO | NO | NO | [6 empty] | AC | [7 empty] | NO
PGRZB3RN | Philips Lighting North America Corporation | Philips | 9290011241D | Linear Replacement Lamp | T8 Four-Foot | Replacement Lamps (plug and play) (UL Type A) |  | standard | NO | [10 empty] | 2017-05-24 | Not Dimmable | Not Dimmable | NO |  | WWWBNQ | [25 empty] | 4.4 | 1600 | 123.08 | 13 | 8 | 0.9 | 4000 | 82 |  |  |  | NO | NO | NO | 2018-05-02 | 4.3 |  | standard |  |  |  |  | 2018-11-02 | NO | NO | NO | [6 empty] | AC | [7 empty] | NO
P8HU6SVS | Philips Lighting North America Corporation | Philips | 9290013433 | Linear Replacement Lamp | T8 Four-Foot | Replacement Lamps (plug and play) (UL Type A) |  | standard | NO | [10 empty] | 2017-04-27 | Not Dimmable | Not Dimmable | NO |  | KKKZTK | [25 empty] | 4.4 | 2100 | 123.53 | 17 | 20 | 0.9 | 5000 | 82 |  |  |  | NO | NO | NO | 2018-05-02 | 4.3 |  | standard |  |  |  |  | 2018-11-02 | NO | NO | NO | [6 empty] | AC | [7 empty] | NO
PHXTKRFH | The Straits Lighting Company, LLC | SL917 | SL917T8BC-48-12W-100/277V-3000-F-120-I-N-G13 | Linear Replacement Lamp | T8 Four-Foot | Dual Mode Internal Driver (UL Type A and Type B) |  | standard | YES |  | 1705 | 141.11 | 12.21 | 14.28 | 0.9019 | 3002 | 83.1 | 5 | 50000 | 2017-01-25 | Not Yet Verified | Not Yet Verified | NO |  | KKKZPB | [15 empty] | 88.5 |  | 1.37 | 1.16 | [6 empty] | 4.4 | 1700 | 142 | 12 | 20 | 0.9 | 3000 | 85 |  |  |  | NO | NO | NO | 2018-05-02 | 4.3 |  | standard |  |  |  |  | 2018-11-02 | NO | NO | NO | [6 empty] | AC | [7 empty] | NO
P4NWQ23C | The Straits Lighting Company, LLC | SL917 | SL917T8BC-48-15W-100/277V-3000-F-120-I-N-G13 | Linear Replacement Lamp | T8 Four-Foot | Dual Mode Internal Driver (UL Type A and Type B) |  | standard | YES |  | 2172 | 133.25 | 16.3 | 6.91 | 0.9572 | 3012 | 81.8 | 5 | 50000 | 2017-01-25 | Not Yet Verified | Not Yet Verified | NotYetVerified | Lastx represents either s for single-end power input or T for double-end inputs; Update on 11/22/2016 | KKKZPC | [15 empty] | 90 |  | 1.16 | 1.38 | [6 empty] | 4.4 | 2172 | 133 | 16.3 | 20 | 0.9 | 3000 | 83 |  |  |  | NO | NO | NO | 2018-05-02 | 4.3 |  | standard |  |  |  |  | 2018-11-02 | NO | NO | NO | [6 empty] | AC | [7 empty] | NO
PSK1TSAP | The Straits Lighting Company, LLC | SL917 | SL917T8BC-48-20W-100/277V-3000-F-120-I-N-G13 | Linear Replacement Lamp | T8 Four-Foot | Dual Mode Internal Driver (UL Type A and Type B) |  | standard | YES |  | 2697 | 134.35 | 20.08 | 6.38 | 0.9693 | 3017 | 82.2 | 5 | 50000 | 2017-01-25 | Not Yet Verified | Not Yet Verified | NotYetVerified | Lastx represents either s for single-end power input or T for double-end inputs; Updated on 11/22/2016 | KKKZPE | [15 empty] | 90.3 |  | 1.16 | 1.36 | [6 empty] | 4.4 | 2697 | 134.35 | 20.08 | 20 | 0.9 | 3000 | 83 |  |  |  | NO | NO | NO | 2018-05-02 | 4.3 |  | standard |  |  |  |  | 2018-11-02 | NO | NO | NO | [6 empty] | AC | [7 empty] | NO
PUQ8ZEAH | Philips Lighting North America Corporation | Philips | 9290013432 | Linear Replacement Lamp | T8 Four-Foot | Replacement Lamps (plug and play) (UL Type A) |  | standard | NO | [10 empty] | 2017-04-27 | Not Dimmable | Not Dimmable | NO |  | KKKZTK | [25 empty] | 4.4 | 2100 | 123.53 | 17 | 20 | 0.9 | 4000 | 82 |  |  |  | NO | NO | NO | 2018-05-02 | 4.3 |  | standard |  |  |  |  | 2018-11-02 | NO | NO | NO | [6 empty] | AC | [7 empty] | NO
P492K2SZ | The Straits Lighting Company, LLC | SL917 | SL917T8BC-48-12W-100/277V-3500-F-120-I-N-G13 | Linear Replacement Lamp | T8 Four-Foot | Dual Mode Internal Driver (UL Type A and Type B) |  | standard | NO | [10 empty] | 2017-01-25 | Not Yet Verified | Not Yet Verified | NO |  | KKKZPB | [25 empty] | 4.4 | 1700 | 142 | 12 | 20 | 0.9 | 3500 | 85 |  |  |  | NO | NO | NO | 2018-05-02 | 4.3 |  | standard |  |  |  |  | 2018-11-02 | NO | NO | NO | [6 empty] | AC | [7 empty] | NO
P62AGETW | The Straits Lighting Company, LLC | SL917 | SL917T8BC-48-15W-100/277V-3500-F-120-I-N-G13 | Linear Replacement Lamp | T8 Four-Foot | Dual Mode Internal Driver (UL Type A and Type B) |  | standard | NO | [10 empty] | 2017-01-25 | Not Yet Verified | Not Yet Verified | NotYetVerified | Lastx represents either s for single-end power input or T for double-end inputs; Update on 11/22/2016 | KKKZPC | [25 empty] | 4.4 | 2172 | 133 | 16.3 | 20 | 0.9 | 3500 | 83 |  |  |  | NO | NO | NO | 2018-05-02 | 4.3 |  | standard |  |  |  |  | 2018-11-02 | NO | NO | NO | [6 empty] | AC | [7 empty] | NO
PUUQ7YY2 | The Straits Lighting Company, LLC | SL917 | SL917T8BC-48-15W-100/277V-3500-C-120-I-N-G13 | Linear Replacement Lamp | T8 Four-Foot | Dual Mode Internal Driver (UL Type A and Type B) |  | standard | NO | [10 empty] | 2017-01-25 | Not Yet Verified | Not Yet Verified | NotYetVerified | Lastx represents either s for single-end power input or T for double-end inputs; Update on 11/22/2016 | KKKZPC | [25 empty] | 4.4 | 2172 | 133 | 16.3 | 20 | 0.9 | 3500 | 83 |  |  |  | NO | NO | NO | 2018-05-02 | 4.3 |  | standard |  |  |  |  | 2018-11-02 | NO | NO | NO | [6 empty] | AC | [7 empty] | NO
PP6EXCV1 | The Straits Lighting Company, LLC | SL917 | SL917T8PP-48-12W-100/277V-4000-F-120-I-N-G13 | Linear Replacement Lamp | T8 Four-Foot | Replacement Lamps (plug and play) (UL Type A) |  | standard | NO | [10 empty] | 2017-01-25 | Not Yet Verified | Not Yet Verified | NotYetVerified | updated on 1/19/2017 | KKKZOX | [25 empty] | 4.4 | 1769 | 132.51 | 13.35 | 20 | 0.9 | 4000 | 81.8 |  |  |  | NO | NO | NO | 2018-05-02 | 4.3 |  | standard |  |  |  |  | 2018-11-02 | NO | NO | NO | [6 empty] | AC | [7 empty] | NO
PAGRHRB7 | The Straits Lighting Company, LLC | SL917 | SL917T8PP-48-16W-100/277V-5000-F-120-I-N-G13 | Linear Replacement Lamp | T8 Four-Foot | Replacement Lamps (plug and play) (UL Type A) |  | standard | NO | [10 empty] | 2017-01-25 | Not Yet Verified | Not Yet Verified | NotYetVerified | updated on 1/19/2017 | KKKZOZ | [25 empty] | 4.4 | 2112 | 130.77 | 16.15 | 20 | 0.9 | 5000 | 80.7 |  |  |  | NO | NO | NO | 2018-05-02 | 4.3 |  | standard |  |  |  |  | 2018-11-02 | NO | NO | NO | [6 empty] | AC | [7 empty] | NO
P6D9D3FT | The Straits Lighting Company, LLC | SL917 | SL917T8BC-48-20W-100/277V-3000-C-120-I-N-G13 | Linear Replacement Lamp | T8 Four-Foot | Dual Mode Internal Driver (UL Type A and Type B) |  | standard | YES |  | 2807 | 140.6 | 19.97 | 6.92 | 0.9734 | 3079 | 83.5 | 5 | 50000 | 2017-01-25 | Not Yet Verified | Not Yet Verified | NotYetVerified | Lastx represents either s for single-end power input or T for double-end inputs; Updated on 11/22/2016 | KKKZPF | [15 empty] | 91.7 |  | 1.2 | 1.4 | [6 empty] | 4.4 | 2807 | 140.6 | 19.97 | 20 | 0.9 | 3000 | 83 |  |  |  | NO | NO | NO | 2018-05-02 | 4.3 |  | standard |  |  |  |  | 2018-11-02 | NO | NO | NO | [6 empty] | AC | [7 empty] | NO
P5GXZJTQ | The Straits Lighting Company, LLC | SL917 | SL917T8BC-48-15W-100/277V-3000-C-120-I-N-G13 | Linear Replacement Lamp | T8 Four-Foot | Dual Mode Internal Driver (UL Type A and Type B) |  | standard | NO | [10 empty] | 2017-01-25 | Not Yet Verified | Not Yet Verified | NotYetVerified | Lastx represents either s for single-end power input or T for double-end inputs; Update on 11/22/2016 | KKKZPC | [25 empty] | 4.4 | 2172 | 133 | 16.3 | 20 | 0.9 | 3000 | 83 |  |  |  | NO | NO | NO | 2018-05-02 | 4.3 |  | standard |  |  |  |  | 2018-11-02 | NO | NO | NO | [6 empty] | AC | [7 empty] | NO
PT9Y3ZR3 | The Straits Lighting Company, LLC | SL917 | SL917T8BC-48-20W-100/277V-3500-C-120-I-N-G13 | Linear Replacement Lamp | T8 Four-Foot | Dual Mode Internal Driver (UL Type A and Type B) |  | standard | NO | [10 empty] | 2017-01-25 | Not Yet Verified | Not Yet Verified | NotYetVerified | Lastx represents either s for single-end power input or T for double-end inputs; Updated on 11/22/2016 | KKKZPF | [25 empty] | 4.4 | 2807 | 140.6 | 19.97 | 20 | 0.9 | 3500 | 83 |  |  |  | NO | NO | NO | 2018-05-02 | 4.3 |  | standard |  |  |  |  | 2018-11-02 | NO | NO | NO | [6 empty] | AC | [7 empty] | NO
PPKVS27V | The Straits Lighting Company, LLC | SL917 | SL917T8BC-48-15W-100/277V-4000-F-120-I-N-G13 | Linear Replacement Lamp | T8 Four-Foot | Dual Mode Internal Driver (UL Type A and Type B) |  | standard | NO | [10 empty] | 2017-01-25 | Not Yet Verified | Not Yet Verified | NotYetVerified | Lastx represents either s for single-end power input or T for double-end inputs; Update on 11/22/2016 | KKKZPC | [25 empty] | 4.4 | 2172 | 133 | 16.3 | 20 | 0.9 | 4000 | 83 |  |  |  | NO | NO | NO | 2018-05-02 | 4.3 |  | standard |  |  |  |  | 2018-11-02 | NO | NO | NO | [6 empty] | AC | [7 empty] | NO
PVYM498N | The Straits Lighting Company, LLC | SL917 | SL917T8BC-48-20W-100/277V-5000-F-120-I-N-G13 | Linear Replacement Lamp | T8 Four-Foot | Dual Mode Internal Driver (UL Type A and Type B) |  | standard | NO | [10 empty] | 2017-01-25 | Not Yet Verified | Not Yet Verified | NotYetVerified | Lastx represents either s for single-end power input or T for double-end inputs; Updated on 11/22/2016 | KKKZPE | [25 empty] | 4.4 | 2697 | 134.35 | 20.08 | 20 | 0.9 | 5000 | 83 |  |  |  | NO | NO | NO | 2018-05-02 | 4.3 |  | standard |  |  |  |  | 2018-11-02 | NO | NO | NO | [6 empty] | AC | [7 empty] | NO
PZNBZC37 | The Straits Lighting Company, LLC | SL917 | SL917T8BC-48-20W-100/277V-5000-C-120-I-N-G13 | Linear Replacement Lamp | T8 Four-Foot | Dual Mode Internal Driver (UL Type A and Type B) |  | standard | NO | [10 empty] | 2017-01-25 | Not Yet Verified | Not Yet Verified | NotYetVerified | Lastx represents either s for single-end power input or T for double-end inputs; Updated on 11/22/2016 | KKKZPF | [25 empty] | 4.4 | 2807 | 140.6 | 19.97 | 20 | 0.9 | 5000 | 83 |  |  |  | NO | NO | NO | 2018-05-02 | 4.3 |  | standard |  |  |  |  | 2018-11-02 | NO | NO | NO | [6 empty] | AC | [7 empty] | NO
PEEVYCGG | The Straits Lighting Company, LLC | SL917 | SL917T8BC-48-12W-100/277V-5000-F-120-I-N-G13 | Linear Replacement Lamp | T8 Four-Foot | Dual Mode Internal Driver (UL Type A and Type B) |  | standard | NO | [10 empty] | 2017-01-25 | Not Yet Verified | Not Yet Verified | NO |  | KKKZPB | [25 empty] | 4.4 | 1800 | 150 | 12 | 20 | 0.9 | 5000 | 85 |  |  |  | NO | NO | NO | 2018-05-02 | 4.3 |  | standard |  |  |  |  | 2018-11-02 | NO | NO | NO | [6 empty] | AC | [7 empty] | NO
PS96AVKW | The Straits Lighting Company, LLC | SL917 | SL917T8PP-48-12W-100/277V-3500-F-120-I-N-G13 | Linear Replacement Lamp | T8 Four-Foot | Replacement Lamps (plug and play) (UL Type A) |  | standard | NO | [10 empty] | 2017-01-25 | Not Yet Verified | Not Yet Verified | NotYetVerified | updated on 1/19/2017 | KKKZOX | [25 empty] | 4.4 | 1769 | 132.51 | 13.35 | 20 | 0.9 | 3500 | 81.8 |  |  |  | NO | NO | NO | 2018-05-02 | 4.3 |  | standard |  |  |  |  | 2018-11-02 | NO | NO | NO | [6 empty] | AC | [7 empty] | NO
PDPACBFF | The Straits Lighting Company, LLC | SL917 | SL917T8PP-48-14W-100/277V-3500-F-120-I-N-G13 | Linear Replacement Lamp | T8 Four-Foot | Replacement Lamps (plug and play) (UL Type A) |  | standard | NO | [10 empty] | 2017-01-25 | Not Yet Verified | Not Yet Verified | NotYetVerified | updated on 1/19/2017 | KKKZOY | [25 empty] | 4.4 | 1920 | 133.33 | 14.4 | 20 | 0.9 | 3500 | 81.8 |  |  |  | NO | NO | NO | 2018-05-02 | 4.3 |  | standard |  |  |  |  | 2018-11-02 | NO | NO | NO | [6 empty] | AC | [7 empty] | NO
PT5883JF | The Straits Lighting Company, LLC | SL917 | SL917T8PP-48-16W-100/277V-3500-F-120-I-N-G13 | Linear Replacement Lamp | T8 Four-Foot | Replacement Lamps (plug and play) (UL Type A) |  | standard | NO | [10 empty] | 2017-01-25 | Not Yet Verified | Not Yet Verified | NotYetVerified | updated on 1/19/2017 | KKKZOZ | [25 empty] | 4.4 | 2112 | 130.77 | 16.15 | 20 | 0.9 | 3500 | 81.8 |  |  |  | NO | NO | NO | 2018-05-02 | 4.3 |  | standard |  |  |  |  | 2018-11-02 | NO | NO | NO | [6 empty] | AC | [7 empty] | NO
P6F5BCF3 | The Straits Lighting Company, LLC | SL917 | SL917T8BC-48-20W-100/277V-3500-F-120-I-N-G13 | Linear Replacement Lamp | T8 Four-Foot | Dual Mode Internal Driver (UL Type A and Type B) |  | standard | NO | [10 empty] | 2017-01-25 | Not Yet Verified | Not Yet Verified | NotYetVerified | Lastx represents either s for single-end power input or T for double-end inputs; Updated on 11/22/2016 | KKKZPE | [25 empty] | 4.4 | 2697 | 134.35 | 20.08 | 20 | 0.9 | 3500 | 83 |  |  |  | NO | NO | NO | 2018-05-02 | 4.3 |  | standard |  |  |  |  | 2018-11-02 | NO | NO | NO | [6 empty] | AC | [7 empty] | NO
PQXEY6PK | The Straits Lighting Company, LLC | SL917 | SL917T8PP-48-14W-100/277V-4000-F-120-I-N-G13 | Linear Replacement Lamp | T8 Four-Foot | Replacement Lamps (plug and play) (UL Type A) |  | standard | NO | [10 empty] | 2017-01-25 | Not Yet Verified | Not Yet Verified | NotYetVerified | updated on 1/19/2017 | KKKZOY | [25 empty] | 4.4 | 1920 | 133.33 | 14.4 | 20 | 0.9 | 4000 | 81.8 |  |  |  | NO | NO | NO | 2018-05-02 | 4.3 |  | standard |  |  |  |  | 2018-11-02 | NO | NO | NO | [6 empty] | AC | [7 empty] | NO
PFNUBCVB | The Straits Lighting Company, LLC | SL917 | SL917T8PP-48-16W-100/277V-4000-F-120-I-N-G13 | Linear Replacement Lamp | T8 Four-Foot | Replacement Lamps (plug and play) (UL Type A) |  | standard | NO | [10 empty] | 2017-01-25 | Not Yet Verified | Not Yet Verified | NotYetVerified | updated on 1/19/2017 | KKKZOZ | [25 empty] | 4.4 | 2112 | 130.77 | 16.15 | 20 | 0.9 | 4000 | 81.8 |  |  |  | NO | NO | NO | 2018-05-02 | 4.3 |  | standard |  |  |  |  | 2018-11-02 | NO | NO | NO | [6 empty] | AC | [7 empty] | NO
PM569CHZ | The Straits Lighting Company, LLC | SL917 | SL917T8BC-48-20W-100/277V-4000-F-120-I-N-G13 | Linear Replacement Lamp | T8 Four-Foot | Dual Mode Internal Driver (UL Type A and Type B) |  | standard | NO | [10 empty] | 2017-01-25 | Not Yet Verified | Not Yet Verified | NotYetVerified | Lastx represents either s for single-end power input or T for double-end inputs; Updated on 11/22/2016 | KKKZPE | [25 empty] | 4.4 | 2697 | 134.35 | 20.08 | 20 | 0.9 | 4000 | 83 |  |  |  | NO | NO | NO | 2018-05-02 | 4.3 |  | standard |  |  |  |  | 2018-11-02 | NO | NO | NO | [6 empty] | AC | [7 empty] | NO
PM3CC2JT | The Straits Lighting Company, LLC | SL917 | SL917T8BC-48-20W-100/277V-4000-C-120-I-N-G13 | Linear Replacement Lamp | T8 Four-Foot | Dual Mode Internal Driver (UL Type A and Type B) |  | standard | NO | [10 empty] | 2017-01-25 | Not Yet Verified | Not Yet Verified | NotYetVerified | Lastx represents either s for single-end power input or T for double-end inputs; Updated on 11/22/2016 | KKKZPF | [25 empty] | 4.4 | 2807 | 140.6 | 19.97 | 20 | 0.9 | 4000 | 83 |  |  |  | NO | NO | NO | 2018-05-02 | 4.3 |  | standard |  |  |  |  | 2018-11-02 | NO | NO | NO | [6 empty] | AC | [7 empty] | NO
PJ7E4YS1 | The Straits Lighting Company, LLC | SL917 | SL917T8BC-48-12W-100/277V-4000-F-120-I-N-G13 | Linear Replacement Lamp | T8 Four-Foot | Dual Mode Internal Driver (UL Type A and Type B) |  | standard | NO | [10 empty] | 2017-01-25 | Not Yet Verified | Not Yet Verified | NO |  | KKKZPB | [25 empty] | 4.4 | 1800 | 150 | 12 | 20 | 0.9 | 4000 | 85 |  |  |  | NO | NO | NO | 2018-05-02 | 4.3 |  | standard |  |  |  |  | 2018-11-02 | NO | NO | NO | [6 empty] | AC | [7 empty] | NO
PX76A99Q | The Straits Lighting Company, LLC | SL917 | SL917T8PP-48-12W-100/277V-4500-F-120-I-N-G13 | Linear Replacement Lamp | T8 Four-Foot | Replacement Lamps (plug and play) (UL Type A) |  | standard | NO | [10 empty] | 2017-01-25 | Not Yet Verified | Not Yet Verified | NotYetVerified | updated on 1/19/2017 | KKKZOX | [25 empty] | 4.4 | 1769 | 132.51 | 13.35 | 20 | 0.9 | 4500 | 81.8 |  |  |  | NO | NO | NO | 2018-05-02 | 4.3 |  | standard |  |  |  |  | 2018-11-02 | NO | NO | NO | [6 empty] | AC | [7 empty] | NO
PXFCHXW7 | The Straits Lighting Company, LLC | SL917 | SL917T8BC-48-12W-100/277V-4500-F-120-I-N-G13 | Linear Replacement Lamp | T8 Four-Foot | Dual Mode Internal Driver (UL Type A and Type B) |  | standard | NO | [10 empty] | 2017-01-25 | Not Yet Verified | Not Yet Verified | NO |  | KKKZPB | [25 empty] | 4.4 | 1800 | 150 | 12 | 20 | 0.9 | 4500 | 85 |  |  |  | NO | NO | NO | 2018-05-02 | 4.3 |  | standard |  |  |  |  | 2018-11-02 | NO | NO | NO | [6 empty] | AC | [7 empty] | NO
PW4TG8S6 | The Straits Lighting Company, LLC | SL917 | SL917T8PP-48-12W-100/277V-5000-F-120-I-N-G13 | Linear Replacement Lamp | T8 Four-Foot | Replacement Lamps (plug and play) (UL Type A) |  | standard | NO | [10 empty] | 2017-01-25 | Not Yet Verified | Not Yet Verified | NotYetVerified | updated on 1/19/2017 | KKKZOX | [25 empty] | 4.4 | 1769 | 132.51 | 13.35 | 20 | 0.9 | 5000 | 80.7 |  |  |  | NO | NO | NO | 2018-05-02 | 4.3 |  | standard |  |  |  |  | 2018-11-02 | NO | NO | NO | [6 empty] | AC | [7 empty] | NO
P16H1DZG | Philips Lighting North America Corporation | Philips | 92900128[1434] | Linear Replacement Lamp | T8 Four-Foot | Replacement Lamps (plug and play) (UL Type A) |  | standard | NO | [10 empty] | 2017-01-03 | Dimmable | Continuous Below 10 | NO |  | SSSBXF | [25 empty] | 4.4 | 2100 | 123.53 | 17 | 15 | 0.9 | 5000 | 82 |  |  |  | NO | NO | NO | 2018-05-02 | 4.3 |  | standard |  |  |  |  | 2018-11-02 | NO | NO | NO | [6 empty] | AC | [7 empty] | NO
P7EDZJYG | The Straits Lighting Company, LLC | SL917 | SL917T8PP-48-12W-100/277V-3000-F-120-I-N-G13 | Linear Replacement Lamp | T8 Four-Foot | Replacement Lamps (plug and play) (UL Type A) |  | standard | YES |  | 1769 | 132.51 | 13.35 | 10 | 0.9021 | 2953 | 80.4 | 5 | 50000 | 2017-01-25 | Not Yet Verified | Not Yet Verified | NotYetVerified | updated on 1/19/2017 | KKKZOX | [15 empty] | 84.5 |  | 1.33 | 1.23 | [6 empty] | 4.4 | 1769 | 132.51 | 13.35 | 20 | 0.9 | 3000 | 81.8 |  |  |  | NO | NO | NO | 2018-05-02 | 4.3 |  | standard |  |  |  |  | 2018-11-02 | NO | NO | NO | [6 empty] | AC | [7 empty] | NO
P4T5JGUP | Philips Lighting North America Corporation | Philips | 92900128[1232] | Linear Replacement Lamp | T8 Four-Foot | Replacement Lamps (plug and play) (UL Type A) |  | standard | NO | [10 empty] | 2017-01-03 | Dimmable | Continuous Below 10 | NO |  | SSSBXF | [25 empty] | 4.4 | 2100 | 123.53 | 17 | 15 | 0.9 | 3500 | 82 |  |  |  | NO | NO | NO | 2018-05-02 | 4.3 |  | standard |  |  |  |  | 2018-11-02 | NO | NO | NO | [6 empty] | AC | [7 empty] | NO
PGK4JU7F | Philips Lighting North America Corporation | Philips | 92900128[1333] | Linear Replacement Lamp | T8 Four-Foot | Replacement Lamps (plug and play) (UL Type A) |  | standard | NO | [10 empty] | 2017-01-03 | Dimmable | Continuous Below 10 | NO |  | SSSBXF | [25 empty] | 4.4 | 2100 | 123.53 | 17 | 15 | 0.9 | 4000 | 82 |  |  |  | NO | NO | NO | 2018-05-02 | 4.3 |  | standard |  |  |  |  | 2018-11-02 | NO | NO | NO | [6 empty] | AC | [7 empty] | NO
PHGZKZ26 | The Straits Lighting Company, LLC | SL917 | SL917T8PP-48-14W-100/277V-4500-F-120-I-N-G13 | Linear Replacement Lamp | T8 Four-Foot | Replacement Lamps (plug and play) (UL Type A) |  | standard | NO | [10 empty] | 2017-01-25 | Not Yet Verified | Not Yet Verified | NotYetVerified | updated on 1/19/2017 | KKKZOY | [25 empty] | 4.4 | 1920 | 133.33 | 14.4 | 20 | 0.9 | 4500 | 81.8 |  |  |  | NO | NO | NO | 2018-05-02 | 4.3 |  | standard |  |  |  |  | 2018-11-02 | NO | NO | NO | [6 empty] | AC | [7 empty] | NO
PFF43PV7 | The Straits Lighting Company, LLC | SL917 | SL917T8PP-48-16W-100/277V-4500-F-120-I-N-G13 | Linear Replacement Lamp | T8 Four-Foot | Replacement Lamps (plug and play) (UL Type A) |  | standard | NO | [10 empty] | 2017-01-25 | Not Yet Verified | Not Yet Verified | NotYetVerified | updated on 1/19/2017 | KKKZOZ | [25 empty] | 4.4 | 2112 | 130.77 | 16.15 | 20 | 0.9 | 4500 | 81.8 |  |  |  | NO | NO | NO | 2018-05-02 | 4.3 |  | standard |  |  |  |  | 2018-11-02 | NO | NO | NO | [6 empty] | AC | [7 empty] | NO
PFP4X41D | The Straits Lighting Company, LLC | SL917 | SL917T8PP-48-14W-100/277V-5000-F-120-I-N-G13 | Linear Replacement Lamp | T8 Four-Foot | Replacement Lamps (plug and play) (UL Type A) |  | standard | NO | [10 empty] | 2017-01-25 | Not Yet Verified | Not Yet Verified | NotYetVerified | updated on 1/19/2017 | KKKZOY | [25 empty] | 4.4 | 1920 | 133.33 | 14.4 | 20 | 0.9 | 5000 | 80.7 |  |  |  | NO | NO | NO | 2018-05-02 | 4.3 |  | standard |  |  |  |  | 2018-11-02 | NO | NO | NO | [6 empty] | AC | [7 empty] | NO
P49FMJWN | The Straits Lighting Company, LLC | SL917 | SL917T8BC-48-15W-100/277V-4500-C-120-I-N-G13 | Linear Replacement Lamp | T8 Four-Foot | Dual Mode Internal Driver (UL Type A and Type B) |  | standard | NO | [10 empty] | 2017-01-25 | Not Yet Verified | Not Yet Verified | NotYetVerified | Lastx represents either s for single-end power input or T for double-end inputs; Update on 11/22/2016 | KKKZPC | [25 empty] | 4.4 | 2172 | 133 | 16.3 | 20 | 0.9 | 5000 | 83 |  |  |  | NO | NO | NO | 2018-05-02 | 4.3 |  | standard |  |  |  |  | 2018-11-02 | NO | NO | NO | [6 empty] | AC | [7 empty] | NO
PJP5DTER | The Straits Lighting Company, LLC | SL917 | SL917T8PP-48-14W-100/277V-3000-F-120-I-N-G13 | Linear Replacement Lamp | T8 Four-Foot | Replacement Lamps (plug and play) (UL Type A) |  | standard | YES |  | 1920 | 133.33 | 14.4 | 9.66 | 0.9019 | 3025 | 81.9 | 5 | 50000 | 2017-01-25 | Not Yet Verified | Not Yet Verified | NotYetVerified | updated on 1/19/2017 | KKKZOY | [15 empty] | 84.6 |  | 1.38 | 1.22 | [6 empty] | 4.4 | 1920 | 133.33 | 14.4 | 20 | 0.9 | 3000 | 81.8 |  |  |  | NO | NO | NO | 2018-05-02 | 4.3 |  | standard |  |  |  |  | 2018-11-02 | NO | NO | NO | [6 empty] | AC | [7 empty] | NO
PTKUVQJU | The Straits Lighting Company, LLC | SL917 | SL917T8PP-48-16W-100/277V-3000-F-120-I-N-G13 | Linear Replacement Lamp | T8 Four-Foot | Replacement Lamps (plug and play) (UL Type A) |  | standard | YES |  | 2112 | 130.77 | 16.15 | 7.36 | 0.9551 | 2982 | 81.2 | 5 | 50000 | 2017-01-25 | Not Yet Verified | Not Yet Verified | NotYetVerified | updated on 1/19/2017 | KKKZOZ | [15 empty] | 84.5 |  | 1.25 | 1.21 | [6 empty] | 4.4 | 2112 | 130.77 | 16.15 | 20 | 0.9 | 3000 | 81.8 |  |  |  | NO | NO | NO | 2018-05-02 | 4.3 |  | standard |  |  |  |  | 2018-11-02 | NO | NO | NO | [6 empty] | AC | [7 empty] | NO
PB41GNC6 | WING (SHANGHAI) INTERNATIONAL TRADE CO LTD | TOPSTAR | L48T8-840-14P-G4-EB | Linear Replacement Lamp | T8 Four-Foot | Replacement Lamps (plug and play) (UL Type A) |  | standard | YES |  | 2234 | 128.2 | 17.42 | 13.88 | 0.935 | 4090 | 81.4 | 5 | 50000 | 2017-01-24 | Not Dimmable | Not Dimmable | NO |  | VAVWCP | [15 empty] | 84.1 |  | 1.32 | 1.3 | [6 empty] | 4.4 | 2200 | 133.33 | 16.5 | 14 | 0.9 | 4000 | 80 |  |  |  | NO | NO | NO | 2018-05-02 | 4.3 |  | standard |  |  |  |  | 2018-11-02 | NO | NO | NO | [6 empty] | AC | [7 empty] | NO
PXAMENVH | WING (SHANGHAI) INTERNATIONAL TRADE CO LTD | TOPSTAR | L48T8-850-14P-G4-EB | Linear Replacement Lamp | T8 Four-Foot | Replacement Lamps (plug and play) (UL Type A) |  | standard | NO | [10 empty] | 2017-01-24 | Not Dimmable | Not Dimmable | NO |  | VAVWCP | [25 empty] | 4.4 | 2200 | 133.33 | 16.5 | 14 | 0.9 | 5000 | 80 |  |  |  | NO | NO | NO | 2018-05-02 | 4.3 |  | standard |  |  |  |  | 2018-11-02 | NO | NO | NO | [6 empty] | AC | [7 empty] | NO
P2KE2X11 | WING (SHANGHAI) INTERNATIONAL TRADE CO LTD | TOPSTAR | L48T8-850-18P-G4-EB | Linear Replacement Lamp | T8 Four-Foot | Replacement Lamps (plug and play) (UL Type A) |  | standard | NO | [10 empty] | 2017-01-24 | Not Dimmable | Not Dimmable | NO |  | VAVWCQ | [25 empty] | 4.4 | 2450 | 122.5 | 20 | 15 | 0.9 | 5000 | 80 |  |  |  | NO | NO | NO | 2018-05-02 | 4.3 |  | standard |  |  |  |  | 2018-11-02 | NO | NO | NO | [6 empty] | AC | [7 empty] | NO
P9YAV515 | WING (SHANGHAI) INTERNATIONAL TRADE CO LTD | TOPSTAR | L48T8-840-18P-G4-EB | Linear Replacement Lamp | T8 Four-Foot | Replacement Lamps (plug and play) (UL Type A) |  | standard | YES |  | 2635 | 130.2 | 20.24 | 14.56 | 0.949 | 4118 | 81.3 | 5 | 50000 | 2017-01-24 | Not Dimmable | Not Dimmable | NO |  | VAVWCQ | [15 empty] | 83.8 |  | 1.34 | 1.26 | [6 empty] | 4.4 | 2450 | 122.5 | 20 | 15 | 0.9 | 4000 | 80 |  |  |  | NO | NO | NO | 2018-05-02 | 4.3 |  | standard |  |  |  |  | 2018-11-02 | NO | NO | NO | [6 empty] | AC | [7 empty] | NO
PCJDC1NP | WING (SHANGHAI) INTERNATIONAL TRADE CO LTD | TOPSTAR | L48T8-850-12P-G4-EB | Linear Replacement Lamp | T8 Four-Foot | Replacement Lamps (plug and play) (UL Type A) |  | standard | NO | [10 empty] | 2017-01-24 | Not Dimmable | Not Dimmable | NO |  | VAVWCO | [25 empty] | 4.4 | 1900 | 127 | 15 | 14 | 0.9 | 5000 | 80 |  |  |  | NO | NO | NO | 2018-05-02 | 4.3 |  | standard |  |  |  |  | 2018-11-02 | NO | NO | NO | [6 empty] | AC | [7 empty] | NO
PJXD4695 | WING (SHANGHAI) INTERNATIONAL TRADE CO LTD | TOPSTAR | L48T8-840-12P-G4-EB | Linear Replacement Lamp | T8 Four-Foot | Replacement Lamps (plug and play) (UL Type A) |  | standard | YES |  | 2022 | 128.8 | 15.7 | 13.71 | 0.942 | 4101 | 81.8 | 5 | 50000 | 2017-01-24 | Not Dimmable | Not Dimmable | NO |  | VAVWCO | [15 empty] | 84.2 |  | 1.32 | 1.28 | [6 empty] | 4.4 | 1900 | 127 | 15 | 14 | 0.9 | 4000 | 80 |  |  |  | NO | NO | NO | 2018-05-02 | 4.3 |  | standard |  |  |  |  | 2018-11-02 | NO | NO | NO | [6 empty] | AC | [7 empty] | NO
PFDX4VAR | TAI MING GREEN POWER Co., Ltd. | TAI MING GREEN POWER CO. LTD. | TMG-T8GF-4F120-35KD | Linear Replacement Lamp | T8 Four-Foot | Dual Mode Internal Driver (UL Type A and Type B) |  | standard | NO | [10 empty] | 2017-01-20 | Not Dimmable | Not Dimmable | NO |  | IIIJWH | [25 empty] | 4.4 | 1680 | 140 | 12 | 10 | 0.9 | 3500 | 80 |  |  |  | NO | NO | NO | 2018-05-02 | 4.3 |  | standard |  |  |  |  | 2018-11-02 | NO | NO | NO | [6 empty] | AC | [7 empty] | NO
PU4HKQS9 | TAI MING GREEN POWER Co., Ltd. | TAI MING GREEN POWER CO. LTD. | TMG-T8GF-4F150-40KD | Linear Replacement Lamp | T8 Four-Foot | Dual Mode Internal Driver (UL Type A and Type B) |  | standard | NO | [10 empty] | 2017-01-20 | Not Dimmable | Not Dimmable | NO |  | IIIJWF | [25 empty] | 4.4 | 1900 | 127 | 15 | 10 | 0.9 | 4000 | 80 |  |  |  | NO | NO | NO | 2018-05-02 | 4.3 |  | standard |  |  |  |  | 2018-11-02 | NO | NO | NO | [6 empty] | AC | [7 empty] | NO
PF1VETCE | TAI MING GREEN POWER Co., Ltd. | TAI MING GREEN POWER CO. LTD. | TMG-T8GF-4F120-45KD | Linear Replacement Lamp | T8 Four-Foot | Dual Mode Internal Driver (UL Type A and Type B) |  | standard | NO | [10 empty] | 2017-01-20 | Not Dimmable | Not Dimmable | NO |  | IIIJWH | [25 empty] | 4.4 | 1800 | 150 | 12 | 10 | 0.9 | 4500 | 80 |  |  |  | NO | NO | NO | 2018-05-02 | 4.3 |  | standard |  |  |  |  | 2018-11-02 | NO | NO | NO | [6 empty] | AC | [7 empty] | NO
P4EX4766 | InnoSys Inc | iLumens | LT84-4000-BBR-1620 | Linear Replacement Lamp | T8 Four-Foot | Replacement Lamps (plug and play) (UL Type A) |  | standard | NO | [10 empty] | 2017-01-20 | Not Dimmable | Not Dimmable | NO |  | OOOAKI | [25 empty] | 4.4 | 2016 | 129.6 | 15.56 | 10 | 0.99 | 3937 | 83.7 |  |  |  | NO | NO | NO | 2018-05-02 | 4.3 |  | standard |  |  |  |  | 2018-11-02 | NO | NO | NO | [6 empty] | AC | [7 empty] | NO
PMRGE7PN | TAI MING GREEN POWER Co., Ltd. | TAI MING GREEN POWER CO. LTD. | TMG-T8GF-4F120-30KD | Linear Replacement Lamp | T8 Four-Foot | Dual Mode Internal Driver (UL Type A and Type B) |  | standard | YES |  | 1758 | 123 | 14.29 | 5.91 | 0.99 | 3011 | 80.8 | 5 | 50000 | 2017-01-20 | Not Dimmable | Not Dimmable | NO |  | IIIJWH | [15 empty] | 84.5 |  | 1.3 | 1.18 | [6 empty] | 4.4 | 1680 | 140 | 12 | 10 | 0.9 | 3000 | 80 |  |  |  | NO | NO | NO | 2018-05-02 | 4.3 |  | standard |  |  |  |  | 2018-11-02 | NO | NO | NO | [6 empty] | AC | [7 empty] | NO
PQCFC5K7 | Gielight Co., Ltd. | Gielight | GL-T8LO-12-12(4000K) | Linear Replacement Lamp | T8 Four-Foot | Dual Mode Internal Driver (UL Type A and Type B) |  | standard | NO | [10 empty] | 2017-01-20 | Not Dimmable | Not Dimmable | NO | Updated on 07/26/2018 | DDDIUC | [25 empty] | 4.4 | 1860 | 155 | 12 | 15 | 0.9 | 4000 | 80 |  |  |  | NO | NO | NO | 2018-07-26 | 4.3 |  | standard |  |  |  |  | 2018-11-02 | NO | NO | NO | [6 empty] | AC | [7 empty] | NO
PTUYP79P | Gielight Co., Ltd. | Gielight | GL-T8LO-12-12(4500K) | Linear Replacement Lamp | T8 Four-Foot | Dual Mode Internal Driver (UL Type A and Type B) |  | standard | NO | [10 empty] | 2017-01-20 | Not Dimmable | Not Dimmable | NO | Updated on 07/26/2018 | DDDIUC | [25 empty] | 4.4 | 1860 | 155 | 12 | 15 | 0.9 | 4500 | 80 |  |  |  | NO | NO | NO | 2018-07-26 | 4.3 |  | standard |  |  |  |  | 2018-11-02 | NO | NO | NO | [6 empty] | AC | [7 empty] | NO
PGQZVBC6 | TAI MING GREEN POWER Co., Ltd. | TAI MING GREEN POWER CO. LTD. | TMG-T8GF-4F240-35KD | Linear Replacement Lamp | T8 Four-Foot | Dual Mode Internal Driver (UL Type A and Type B) |  | standard | NO | [10 empty] | 2017-01-20 | Not Dimmable | Not Dimmable | NO |  | IIIJWI | [25 empty] | 4.4 | 2990 | 125 | 24 | 10 | 0.9 | 3500 | 80 |  |  |  | NO | NO | NO | 2018-05-02 | 4.3 |  | standard |  |  |  |  | 2018-11-02 | NO | NO | NO | [6 empty] | AC | [7 empty] | NO
PRZ4P6X7 | InnoSys Inc | iLumens | LT84-3000-B[L F W]R-1620 | Linear Replacement Lamp | T8 Four-Foot | Replacement Lamps (plug and play) (UL Type A) |  | standard | YES |  | 2012 | 129.4 | 15.55 | 0.487 | 0.9707 | 3006 | 84.1 | 5 | 50000 | 2017-01-20 | Dimmable | Continuous Below 10 | NO |  | OOOAKI | [15 empty] | 79.2 |  | 1.22 | 1.32 | [6 empty] | 4.4 | 2012 | 129.3 | 15.56 | 10 | 0.99 | 3028 | 84.1 |  |  |  | NO | NO | NO | 2018-05-02 | 4.3 |  | standard |  |  |  |  | 2018-11-02 | NO | NO | NO | [6 empty] | AC | [7 empty] | NO
PQX85UD5 | Gielight Co., Ltd. | Gielight | GL-T8LO-12-12(3500K) | Linear Replacement Lamp | T8 Four-Foot | Dual Mode Internal Driver (UL Type A and Type B) |  | standard | NO | [10 empty] | 2017-01-20 | Not Dimmable | Not Dimmable | NO | Updated on 07/26/2018 | DDDIUC | [25 empty] | 4.4 | 1860 | 155 | 12 | 15 | 0.9 | 3500 | 80 |  |  |  | NO | NO | NO | 2018-07-26 | 4.3 |  | standard |  |  |  |  | 2018-11-02 | NO | NO | NO | [6 empty] | AC | [7 empty] | NO
P6WWU7Y3 | TAI MING GREEN POWER Co., Ltd. | TAI MING GREEN POWER CO. LTD. | TMG-T8GF-4F170-50KD | Linear Replacement Lamp | T8 Four-Foot | Dual Mode Internal Driver (UL Type A and Type B) |  | standard | NO | [10 empty] | 2017-01-20 | Not Dimmable | Not Dimmable | NO |  | IIIJWG | [25 empty] | 4.4 | 2300 | 136 | 17 | 10 | 0.9 | 5000 | 80 |  |  |  | NO | NO | NO | 2018-05-02 | 4.3 |  | standard |  |  |  |  | 2018-11-02 | NO | NO | NO | [6 empty] | AC | [7 empty] | NO
P1S2CKVW | TAI MING GREEN POWER Co., Ltd. | TAI MING GREEN POWER CO. LTD. | TMG-T8GF-4F170-30KD | Linear Replacement Lamp | T8 Four-Foot | Dual Mode Internal Driver (UL Type A and Type B) |  | standard | YES |  | 2411 | 129.6 | 18.61 | 5.81 | 0.99 | 3008 | 80.8 | 5 | 50000 | 2017-01-20 | Not Dimmable | Not Dimmable | NO |  | IIIJWG | [15 empty] | 84.5 |  | 1.28 | 1.3 | [6 empty] | 4.4 | 2150 | 127 | 17 | 10 | 0.9 | 3000 | 80 |  |  |  | NO | NO | NO | 2018-05-02 | 4.3 |  | standard |  |  |  |  | 2018-11-02 | NO | NO | NO | [6 empty] | AC | [7 empty] | NO
P4KQXPY8 | Gielight Co., Ltd. | Gielight | GL-T8LO-12-12(3000K) | Linear Replacement Lamp | T8 Four-Foot | Dual Mode Internal Driver (UL Type A and Type B) |  | standard | YES |  | 1874.8 | 151.19 | 12.4 | 13.29 | 0.913 | 3001 | 82.1 | 5 | 50000 | 2017-01-20 | Not Dimmable | Not Dimmable | NO | Updated on 07/26/2018 | DDDIUC | [15 empty] | 88.4 |  | 1.18 | 1.28 | [6 empty] | 4.4 | 1860 | 155 | 12 | 15 | 0.9 | 3000 | 80 |  |  |  | NO | NO | NO | 2018-07-26 | 4.3 |  | standard |  |  |  |  | 2018-11-02 | NO | NO | NO | [6 empty] | AC | [7 empty] | NO
PAUMJXK4 | TAI MING GREEN POWER Co., Ltd. | TAI MING GREEN POWER CO. LTD. | TMG-T8GF-4F170-35KD | Linear Replacement Lamp | T8 Four-Foot | Dual Mode Internal Driver (UL Type A and Type B) |  | standard | NO | [10 empty] | 2017-01-20 | Not Dimmable | Not Dimmable | NO |  | IIIJWG | [25 empty] | 4.4 | 2150 | 127 | 17 | 10 | 0.9 | 3500 | 80 |  |  |  | NO | NO | NO | 2018-05-02 | 4.3 |  | standard |  |  |  |  | 2018-11-02 | NO | NO | NO | [6 empty] | AC | [7 empty] | NO
P9QV1924 | TAI MING GREEN POWER Co., Ltd. | TAI MING GREEN POWER CO. LTD. | TMG-T8GF-4F120-40KD | Linear Replacement Lamp | T8 Four-Foot | Dual Mode Internal Driver (UL Type A and Type B) |  | standard | NO | [10 empty] | 2017-01-20 | Not Dimmable | Not Dimmable | NO |  | IIIJWH | [25 empty] | 4.4 | 1800 | 150 | 12 | 10 | 0.9 | 4000 | 80 |  |  |  | NO | NO | NO | 2018-05-02 | 4.3 |  | standard |  |  |  |  | 2018-11-02 | NO | NO | NO | [6 empty] | AC | [7 empty] | NO
PGZ6TGPB | TAI MING GREEN POWER Co., Ltd. | TAI MING GREEN POWER CO. LTD. | TMG-T8GF-4F170-40KD | Linear Replacement Lamp | T8 Four-Foot | Dual Mode Internal Driver (UL Type A and Type B) |  | standard | NO | [10 empty] | 2017-01-20 | Not Dimmable | Not Dimmable | NO |  | IIIJWG | [25 empty] | 4.4 | 2300 | 136 | 17 | 10 | 0.9 | 4000 | 80 |  |  |  | NO | NO | NO | 2018-05-02 | 4.3 |  | standard |  |  |  |  | 2018-11-02 | NO | NO | NO | [6 empty] | AC | [7 empty] | NO
PPZR6R54 | TAI MING GREEN POWER Co., Ltd. | TAI MING GREEN POWER CO. LTD. | TMG-T8GF-4F150-45KD | Linear Replacement Lamp | T8 Four-Foot | Dual Mode Internal Driver (UL Type A and Type B) |  | standard | NO | [10 empty] | 2017-01-20 | Not Dimmable | Not Dimmable | NO |  | IIIJWF | [25 empty] | 4.4 | 1900 | 127 | 15 | 10 | 0.9 | 4500 | 80 |  |  |  | NO | NO | NO | 2018-05-02 | 4.3 |  | standard |  |  |  |  | 2018-11-02 | NO | NO | NO | [6 empty] | AC | [7 empty] | NO
P7ZZ1WA5 | TAI MING GREEN POWER Co., Ltd. | TAI MING GREEN POWER CO. LTD. | TMG-T8GF-4F120-50KD | Linear Replacement Lamp | T8 Four-Foot | Dual Mode Internal Driver (UL Type A and Type B) |  | standard | NO | [10 empty] | 2017-01-20 | Not Dimmable | Not Dimmable | NO |  | IIIJWH | [25 empty] | 4.4 | 1800 | 150 | 12 | 10 | 0.9 | 5000 | 80 |  |  |  | NO | NO | NO | 2018-05-02 | 4.3 |  | standard |  |  |  |  | 2018-11-02 | NO | NO | NO | [6 empty] | AC | [7 empty] | NO
PXZMD7N4 | TAI MING GREEN POWER Co., Ltd. | TAI MING GREEN POWER CO. LTD. | TMG-T8GF-4F150-50KD | Linear Replacement Lamp | T8 Four-Foot | Dual Mode Internal Driver (UL Type A and Type B) |  | standard | NO | [10 empty] | 2017-01-20 | Not Dimmable | Not Dimmable | NO |  | IIIJWF | [25 empty] | 4.4 | 1900 | 127 | 15 | 10 | 0.9 | 5000 | 80 |  |  |  | NO | NO | NO | 2018-05-02 | 4.3 |  | standard |  |  |  |  | 2018-11-02 | NO | NO | NO | [6 empty] | AC | [7 empty] | NO
PQ7D89V1 | TAI MING GREEN POWER Co., Ltd. | TAI MING GREEN POWER CO. LTD. | TMG-T8GF-4F240-50KD | Linear Replacement Lamp | T8 Four-Foot | Dual Mode Internal Driver (UL Type A and Type B) |  | standard | NO | [10 empty] | 2017-01-20 | Not Dimmable | Not Dimmable | NO |  | IIIJWI | [25 empty] | 4.4 | 3200 | 134 | 24 | 10 | 0.9 | 5000 | 80 |  |  |  | NO | NO | NO | 2018-05-02 | 4.3 |  | standard |  |  |  |  | 2018-11-02 | NO | NO | NO | [6 empty] | AC | [7 empty] | NO
PRFAVQ6G | InnoSys Inc | iLumens | LT84-3000-BBR-1620 | Linear Replacement Lamp | T8 Four-Foot | Replacement Lamps (plug and play) (UL Type A) |  | standard | NO | [10 empty] | 2017-01-20 | Not Dimmable | Not Dimmable | NO |  | OOOAKI | [25 empty] | 4.4 | 2012 | 129.3 | 15.56 | 10 | 0.99 | 3028 | 84.1 |  |  |  | NO | NO | NO | 2018-05-02 | 4.3 |  | standard |  |  |  |  | 2018-11-02 | NO | NO | NO | [6 empty] | AC | [7 empty] | NO
PNGZDD7M | InnoSys Inc | iLumens | LT84-3500-B[L F W]R-1620 | Linear Replacement Lamp | T8 Four-Foot | Replacement Lamps (plug and play) (UL Type A) |  | standard | NO | [10 empty] | 2017-01-20 | Dimmable | Continuous Below 10 | NO |  | OOOAKI | [25 empty] | 4.4 | 2044 | 130.9 | 15.61 | 10 | 0.99 | 3498 | 85.7 |  |  |  | NO | NO | NO | 2018-05-02 | 4.3 |  | standard |  |  |  |  | 2018-11-02 | NO | NO | NO | [6 empty] | AC | [7 empty] | NO
PZA2W96P | InnoSys Inc | iLumens | LT84-3500-BBR-1620 | Linear Replacement Lamp | T8 Four-Foot | Replacement Lamps (plug and play) (UL Type A) |  | standard | NO | [10 empty] | 2017-01-20 | Not Dimmable | Not Dimmable | NO |  | OOOAKI | [25 empty] | 4.4 | 2044 | 130.9 | 15.61 | 10 | 0.99 | 3498 | 85.7 |  |  |  | NO | NO | NO | 2018-05-02 | 4.3 |  | standard |  |  |  |  | 2018-11-02 | NO | NO | NO | [6 empty] | AC | [7 empty] | NO
PRKQ8W7F | Gielight Co., Ltd. | Gielight | GL-T8LO-12-12(5000K) | Linear Replacement Lamp | T8 Four-Foot | Dual Mode Internal Driver (UL Type A and Type B) |  | standard | NO | [10 empty] | 2017-01-20 | Not Dimmable | Not Dimmable | NO | Updated on 07/26/2018 | DDDIUC | [25 empty] | 4.4 | 1860 | 155 | 12 | 15 | 0.9 | 5000 | 80 |  |  |  | NO | NO | NO | 2018-07-26 | 4.3 |  | standard |  |  |  |  | 2018-11-02 | NO | NO | NO | [6 empty] | AC | [7 empty] | NO
PFB4768F | TAI MING GREEN POWER Co., Ltd. | TAI MING GREEN POWER CO. LTD. | TMG-T8GF-4F240-40KD | Linear Replacement Lamp | T8 Four-Foot | Dual Mode Internal Driver (UL Type A and Type B) |  | standard | NO | [10 empty] | 2017-01-20 | Not Dimmable | Not Dimmable | NO |  | IIIJWI | [25 empty] | 4.4 | 3200 | 134 | 24 | 10 | 0.9 | 4000 | 80 |  |  |  | NO | NO | NO | 2018-05-02 | 4.3 |  | standard |  |  |  |  | 2018-11-02 | NO | NO | NO | [6 empty] | AC | [7 empty] | NO
P7KBTEBU | TAI MING GREEN POWER Co., Ltd. | TAI MING GREEN POWER CO. LTD. | TMG-T8GF-4F170-45KD | Linear Replacement Lamp | T8 Four-Foot | Dual Mode Internal Driver (UL Type A and Type B) |  | standard | NO | [10 empty] | 2017-01-20 | Not Dimmable | Not Dimmable | NO |  | IIIJWG | [25 empty] | 4.4 | 2300 | 136 | 17 | 10 | 0.9 | 4500 | 80 |  |  |  | NO | NO | NO | 2018-05-02 | 4.3 |  | standard |  |  |  |  | 2018-11-02 | NO | NO | NO | [6 empty] | AC | [7 empty] | NO
P1XAQMGH | TAI MING GREEN POWER Co., Ltd. | TAI MING GREEN POWER CO. LTD. | TMG-T8GF-4F240-45KD | Linear Replacement Lamp | T8 Four-Foot | Dual Mode Internal Driver (UL Type A and Type B) |  | standard | NO | [10 empty] | 2017-01-20 | Not Dimmable | Not Dimmable | NO |  | IIIJWI | [25 empty] | 4.4 | 3200 | 134 | 24 | 10 | 0.9 | 4500 | 80 |  |  |  | NO | NO | NO | 2018-05-02 | 4.3 |  | standard |  |  |  |  | 2018-11-02 | NO | NO | NO | [6 empty] | AC | [7 empty] | NO
P9HDMHMC | InnoSys Inc | iLumens | LT84-4000-B[L F W]R-1620 | Linear Replacement Lamp | T8 Four-Foot | Replacement Lamps (plug and play) (UL Type A) |  | standard | NO | [10 empty] | 2017-01-20 | Dimmable | Continuous Below 10 | NO |  | OOOAKI | [25 empty] | 4.4 | 2016 | 129.6 | 15.56 | 10 | 0.99 | 3937 | 83.7 |  |  |  | NO | NO | NO | 2018-05-02 | 4.3 |  | standard |  |  |  |  | 2018-11-02 | NO | NO | NO | [6 empty] | AC | [7 empty] | NO
PJZPJAZ2 | TAI MING GREEN POWER Co., Ltd. | TAI MING GREEN POWER CO. LTD. | TMG-T8GF-4F240-30KD | Linear Replacement Lamp | T8 Four-Foot | Dual Mode Internal Driver (UL Type A and Type B) |  | standard | YES |  | 3112 | 120.7 | 25.79 | 5.71 | 0.99 | 3018 | 80.3 | 5 | 50000 | 2017-01-20 | Not Dimmable | Not Dimmable | NO |  | IIIJWI | [15 empty] | 84.5 |  | 1.3 | 1.26 | [6 empty] | 4.4 | 2990 | 125 | 24 | 10 | 0.9 | 3000 | 80 |  |  |  | NO | NO | NO | 2018-05-02 | 4.3 |  | standard |  |  |  |  | 2018-11-02 | NO | NO | NO | [6 empty] | AC | [7 empty] | NO
PKR9U33B | Universal Lighting Technologies | Everline | T8LDR4F15/840B | Linear Replacement Lamp | T8 Four-Foot | Replacement Lamps (plug and play) (UL Type A) |  | standard | NO | [10 empty] | 2017-01-19 | Not Dimmable | Not Dimmable | NO |  | DDDITO | [25 empty] | 4.4 | 2200 | 124 | 18 | 9.83 | 0.97 | 4000 | 82 |  |  |  | NO | NO | NO | 2018-05-02 | 4.3 |  | standard |  |  |  |  | 2018-11-02 | NO | NO | NO | [6 empty] | AC | [7 empty] | NO
PGX1S7YT | Universal Lighting Technologies | Everline | T8LDR4F15/850B | Linear Replacement Lamp | T8 Four-Foot | Replacement Lamps (plug and play) (UL Type A) |  | standard | NO | [10 empty] | 2017-01-19 | Not Dimmable | Not Dimmable | NO |  | DDDITO | [25 empty] | 4.4 | 2200 | 124 | 18 | 10.2 | 0.97 | 5000 | 82 |  |  |  | NO | NO | NO | 2018-05-02 | 4.3 |  | standard |  |  |  |  | 2018-11-02 | NO | NO | NO | [6 empty] | AC | [7 empty] | NO
PAZCXXMP | Universal Lighting Technologies | Everline | T8LDR4F11/850B | Linear Replacement Lamp | T8 Four-Foot | Replacement Lamps (plug and play) (UL Type A) |  | standard | NO | [10 empty] | 2017-01-19 | Not Dimmable | Not Dimmable | NO |  | DDDITN | [25 empty] | 4.4 | 1800 | 124 | 14.5 | 14.44 | 0.96 | 5000 | 82 |  |  |  | NO | NO | NO | 2018-05-02 | 4.3 |  | standard |  |  |  |  | 2018-11-02 | NO | NO | NO | [6 empty] | AC | [7 empty] | NO
PM26Z8RK | Universal Lighting Technologies | Everline | T8LDR4F11/840B | Linear Replacement Lamp | T8 Four-Foot | Replacement Lamps (plug and play) (UL Type A) |  | standard | NO | [10 empty] | 2017-01-19 | Not Dimmable | Not Dimmable | NO |  | DDDITN | [25 empty] | 4.4 | 1800 | 124 | 14.5 | 13.61 | 0.95 | 4000 | 82 |  |  |  | NO | NO | NO | 2018-05-02 | 4.3 |  | standard |  |  |  |  | 2018-11-02 | NO | NO | NO | [6 empty] | AC | [7 empty] | NO
PJDMXPUG | Torshare Ltd | TORSHARE | T8-15W-120-GTB(4000K) | Linear Replacement Lamp | T8 Four-Foot | Dual Mode Internal Driver (UL Type A and Type B) |  | standard | YES |  | 2057 | 148.09 | 13.89 | 20.59 | 0.9015 | 4038 | 84.6 | 5 | 50000 | 2017-01-18 | Not Dimmable | Not Dimmable | NO |  | IIIJVT | [15 empty] | 84.6 |  | 1.22 | 1.28 | [6 empty] | 4.4 | 2078 | 149.71 | 13.88 | 20.59 | 0.9 | 4000 | 84.6 |  |  |  | NO | NO | NO | 2018-05-02 | 4.3 |  | standard |  |  |  |  | 2018-11-02 | NO | NO | NO | [6 empty] | AC | [7 empty] | NO
PD18THSN | Conglom Inc | Luminus | PLT023T2 | Linear Replacement Lamp | T8 Four-Foot | Replacement Lamps (plug and play) (UL Type A) |  | standard | YES |  | 2499.1 | 130.77 | 19.11 | 6.8 | 0.984 | 3398 | 81.6 | 5 | 50000 | 2017-01-18 | Not Dimmable | Not Dimmable | NO |  | EAEEPB | [15 empty] | 84.3 |  | 1.32 | 1.24 | [6 empty] | 4.4 | 2200 | 122.22 | 18 | 6.8 | 0.98 | 3500 | 80 |  |  |  | NO | NO | NO | 2018-05-02 | 4.3 |  | standard |  |  |  |  | 2018-11-02 | NO | NO | NO | [6 empty] | AC | [7 empty] | NO
PZ7U2TZJ | AVL LED | AVL LED | AV-T8-15W1200-ib 2700K | Linear Replacement Lamp | T8 Four-Foot | Dual Mode Internal Driver (UL Type A and Type B) |  | standard | YES |  | 1929 | 109 | 17.7 | 17.9 | 0.9557 | 2655 | 81.6 | 5 | 50000 | 2017-01-18 | Not Yet Verified | Not Yet Verified | NotYetVerified | Lastx represents either s for single-end power input or T for double-end inputs | WWWBFH | [15 empty] | 84.9 |  | 1.25 | 1.4 | [6 empty] | 4.4 | 2040 | 120 | 17.7 | 20 | 0.9 | 2700 | 83 |  |  |  | NO | NO | NO | 2018-05-02 | 4.3 |  | standard |  |  |  |  | 2018-11-02 | NO | NO | NO | [6 empty] | AC | [7 empty] | NO
PPDUHHC3 | AVL LED | AVL LED | AV-T8-15W1200-ib | Linear Replacement Lamp | T8 Four-Foot | Dual Mode Internal Driver (UL Type A and Type B) |  | standard | NO | [10 empty] | 2017-01-18 | Not Yet Verified | Not Yet Verified | NotYetVerified | Lastx represents either s for single-end power input or T for double-end inputs; Update on 11/22/2016 | WWWBFH | [25 empty] | 4.4 | 2172 | 133 | 16.3 | 20 | 0.9 | 5000 | 83 |  |  |  | NO | NO | NO | 2018-05-02 | 4.3 |  | standard |  |  |  |  | 2018-11-02 | NO | NO | NO | [6 empty] | AC | [7 empty] | NO
P8PTCBGU | Conglom Inc | Luminus | PLT024T2 | Linear Replacement Lamp | T8 Four-Foot | Replacement Lamps (plug and play) (UL Type A) |  | standard | NO | [10 empty] | 2017-01-18 | Not Dimmable | Not Dimmable | NO |  | EAEEPB | [25 empty] | 4.4 | 2200 | 122.22 | 18 | 6.8 | 0.98 | 4000 | 80 |  |  |  | NO | NO | NO | 2018-05-02 | 4.3 |  | standard |  |  |  |  | 2018-11-02 | NO | NO | NO | [6 empty] | AC | [7 empty] | NO
PJKEC2E8 | Torshare Ltd | TORSHARE | T8-15W-120-GTB(5000K) | Linear Replacement Lamp | T8 Four-Foot | Dual Mode Internal Driver (UL Type A and Type B) |  | standard | NO | [10 empty] | 2017-01-18 | Not Dimmable | Not Dimmable | NO |  | IIIJVT | [25 empty] | 4.4 | 2153 | 154.01 | 13.98 | 20.74 | 0.9 | 5000 | 81.9 |  |  |  | NO | NO | NO | 2018-05-02 | 4.3 |  | standard |  |  |  |  | 2018-11-02 | NO | NO | NO | [6 empty] | AC | [7 empty] | NO
PBPXHYDV | ARKSMART INC | ARKSMART | ARK/UR/22T(3500K) | Linear Replacement Lamp | T8 Four-Foot | Dual Mode Internal Driver (UL Type A and Type B) |  | standard | NO | [10 empty] | 2017-01-17 | Not Dimmable | Not Dimmable | NO | Product updated 3/5/2018 | MMMPCG | [25 empty] | 4.4 | 2962 | 129.02 | 22.96 | 18.59 | 0.91 | 3500 | 80.2 |  |  |  | NO | NO | NO | 2018-05-02 | 4.3 |  | standard |  |  |  |  | 2018-11-02 | NO | NO | NO | [6 empty] | AC | [7 empty] | NO
P1SGVT1J | YANKON LIGHTING, INC. | YANKON | YGA05A04-T8-18W-850-T-1 | Linear Replacement Lamp | T8 Four-Foot | Replacement Lamps (plug and play) (UL Type A) |  | standard | NO | [10 empty] | 2017-01-17 | Not Dimmable | Not Dimmable | NO | Product updated on 1/17/2017 | KKKXYI | [25 empty] | 4.4 | 2924 | 137.92 | 21.2 | 7.94 | 0.98 | 5000 | 84.9 |  |  |  | NO | NO | NO | 2018-05-02 | 4.3 |  | standard |  |  |  |  | 2018-11-02 | NO | NO | NO | [6 empty] | AC | [7 empty] | NO
P2BP5GFJ | ARKSMART INC | ARKSMART | ARK/UR/22T(4000K) | Linear Replacement Lamp | T8 Four-Foot | Dual Mode Internal Driver (UL Type A and Type B) |  | standard | NO | [10 empty] | 2017-01-17 | Not Dimmable | Not Dimmable | NO | Product updated 3/5/2018 | MMMPCG | [25 empty] | 4.4 | 2962 | 129.02 | 22.96 | 18.59 | 0.91 | 4000 | 80.2 |  |  |  | NO | NO | NO | 2018-05-02 | 4.3 |  | standard |  |  |  |  | 2018-11-02 | NO | NO | NO | [6 empty] | AC | [7 empty] | NO
PQA3VSA7 | ARKSMART INC | ARKSMART | ARK/UR/22T(5000K) | Linear Replacement Lamp | T8 Four-Foot | Dual Mode Internal Driver (UL Type A and Type B) |  | standard | NO | [10 empty] | 2017-01-17 | Not Dimmable | Not Dimmable | NO | Product updated 3/5/2018 | MMMPCG | [25 empty] | 4.4 | 3111 | 132.29 | 23.52 | 17.35 | 0.9 | 5000 | 82.2 |  |  |  | NO | NO | NO | 2018-05-02 | 4.3 |  | standard |  |  |  |  | 2018-11-02 | NO | NO | NO | [6 empty] | AC | [7 empty] | NO
PK94GWNP | Fulton Science and Technology Lighting Co., Ltd. | Fulton | FLT-12T8GXPW-18L12-XX | Linear Replacement Lamp | T8 Four-Foot | Replacement Lamps (plug and play) (UL Type A) |  | standard | NO | [10 empty] | 2017-01-17 | Dimmable | Continuous Below 10 | NO |  | MMMPCI | [25 empty] | 4.4 | 2385.5 | 120.4 | 19.8 | 15.9 | 1 | 4500 | 83.2 |  |  |  | NO | NO | NO | 2018-05-02 | 4.3 |  | standard |  |  |  |  | 2018-11-02 | NO | NO | NO | [6 empty] | AC | [7 empty] | NO
P93UCN19 | YANKON LIGHTING, INC. | YANKON | YGA05A04-T8-18W-835-T-1 | Linear Replacement Lamp | T8 Four-Foot | Replacement Lamps (plug and play) (UL Type A) |  | standard | NO | [10 empty] | 2017-01-17 | Not Dimmable | Not Dimmable | NO | Product updated on 1/17/2017 | KKKXYI | [25 empty] | 4.4 | 2868.5 | 135.05 | 21.24 | 7.41 | 0.98 | 3500 | 84.8 |  |  |  | NO | NO | NO | 2018-05-02 | 4.3 |  | standard |  |  |  |  | 2018-11-02 | NO | NO | NO | [6 empty] | AC | [7 empty] | NO
PGCXMXB8 | YANKON LIGHTING, INC. | YANKON | YGA05A04-T8-18W-845-T-1 | Linear Replacement Lamp | T8 Four-Foot | Replacement Lamps (plug and play) (UL Type A) |  | standard | NO | [10 empty] | 2017-01-17 | Not Dimmable | Not Dimmable | NO | Product updated on 1/17/2017 | KKKXYI | [25 empty] | 4.4 | 2905.5 | 136.79 | 21.24 | 7.41 | 0.98 | 4500 | 84.8 |  |  |  | NO | NO | NO | 2018-05-02 | 4.3 |  | standard |  |  |  |  | 2018-11-02 | NO | NO | NO | [6 empty] | AC | [7 empty] | NO
P281HW46 | CH Lighting Technology Co.,Ltd. | CH | CH1128-48-18W 840-2 | Linear Replacement Lamp | T8 Four-Foot | Replacement Lamps (plug and play) (UL Type A) |  | standard | NO | [10 empty] | 2017-01-17 | Dimmable | Continuous Below 10 | NO |  | LLLBAU | [25 empty] | 4.4 | 2550 | 120 | 21 | 6.41 | 0.98 | 4000 | 83 |  |  |  | NO | NO | NO | 2018-05-02 | 4.3 |  | standard |  |  |  |  | 2018-11-02 | NO | NO | NO | [6 empty] | AC | [7 empty] | NO
PQUAKN46 | CH Lighting Technology Co.,Ltd. | CH | CH1128-48-18W 845-2 | Linear Replacement Lamp | T8 Four-Foot | Replacement Lamps (plug and play) (UL Type A) |  | standard | NO | [10 empty] | 2017-01-17 | Dimmable | Continuous Below 10 | NO |  | LLLBAU | [25 empty] | 4.4 | 2550 | 120 | 21 | 6.41 | 0.98 | 4500 | 83 |  |  |  | NO | NO | NO | 2018-05-02 | 4.3 |  | standard |  |  |  |  | 2018-11-02 | NO | NO | NO | [6 empty] | AC | [7 empty] | NO
P6W416Z8 | CH Lighting Technology Co.,Ltd. | CH | CH1128-48-18W 850-2 | Linear Replacement Lamp | T8 Four-Foot | Replacement Lamps (plug and play) (UL Type A) |  | standard | NO | [10 empty] | 2017-01-17 | Dimmable | Continuous Below 10 | NO |  | LLLBAU | [25 empty] | 4.4 | 2600 | 122 | 21 | 6.76 | 0.98 | 5000 | 83 |  |  |  | NO | NO | NO | 2018-05-02 | 4.3 |  | standard |  |  |  |  | 2018-11-02 | NO | NO | NO | [6 empty] | AC | [7 empty] | NO
PUKCR6K2 | YANKON LIGHTING, INC. | YANKON | YGA05A04-T8-18W-840-T-1 | Linear Replacement Lamp | T8 Four-Foot | Replacement Lamps (plug and play) (UL Type A) |  | standard | NO | [10 empty] | 2017-01-17 | Not Dimmable | Not Dimmable | NO | Product updated on 1/17/2017 | KKKXYI | [25 empty] | 4.4 | 2887 | 135.92 | 21.24 | 7.41 | 0.98 | 4000 | 84.8 |  |  |  | NO | NO | NO | 2018-05-02 | 4.3 |  | standard |  |  |  |  | 2018-11-02 | NO | NO | NO | [6 empty] | AC | [7 empty] | NO
PG6GRTZJ | ARKSMART INC | ARKSMART | ARK/UR/22T(3000K) | Linear Replacement Lamp | T8 Four-Foot | Dual Mode Internal Driver (UL Type A and Type B) |  | standard | YES |  | 2876 | 126.59 | 22.72 | 18.59 | 0.9071 | 2933 | 80.2 | 5 | 50000 | 2017-01-17 | Not Dimmable | Not Dimmable | NO | Product updated 3/5/2018 | MMMPCG | [15 empty] | 87 |  | 1.2 | 1.38 | [6 empty] | 4.4 | 2962 | 129.02 | 22.96 | 18.59 | 0.91 | 3000 | 80.2 |  |  |  | NO | NO | NO | 2018-05-02 | 4.3 |  | standard |  |  |  |  | 2018-11-02 | NO | NO | NO | [6 empty] | AC | [7 empty] | NO
PJB37QAE | Fulton Science and Technology Lighting Co., Ltd. | Fulton | FLT-12T8GXNW-18L12-XX | Linear Replacement Lamp | T8 Four-Foot | Replacement Lamps (plug and play) (UL Type A) |  | standard | YES |  | 2385.54 | 120.421 | 19.81 | 15.9 | 0.926 | 4183 | 83.2 | 5 | 50000 | 2017-01-17 | Dimmable | Continuous Below 10 | NO |  | MMMPCI | [15 empty] | 77.7 |  | 1.12 | 1.34 | [6 empty] | 4.4 | 2385.5 | 120.4 | 19.8 | 15.9 | 1 | 4183 | 83.2 |  |  |  | NO | NO | NO | 2018-05-02 | 4.3 |  | standard |  |  |  |  | 2018-11-02 | NO | NO | NO | [6 empty] | AC | [7 empty] | NO
P76E13YW | ARKSMART INC | ARKSMART | ARK/UR/22T(4500K) | Linear Replacement Lamp | T8 Four-Foot | Dual Mode Internal Driver (UL Type A and Type B) |  | standard | NO | [10 empty] | 2017-01-17 | Not Dimmable | Not Dimmable | NO | Product updated 3/5/2018 | MMMPCG | [25 empty] | 4.4 | 2962 | 129.02 | 22.96 | 18.59 | 0.91 | 4500 | 80.2 |  |  |  | NO | NO | NO | 2018-05-02 | 4.3 |  | standard |  |  |  |  | 2018-11-02 | NO | NO | NO | [6 empty] | AC | [7 empty] | NO
P9V2AF3G | Fulton Science and Technology Lighting Co., Ltd. | Fulton | FLT-12T8GXCW-18L12-XX | Linear Replacement Lamp | T8 Four-Foot | Replacement Lamps (plug and play) (UL Type A) |  | standard | NO | [10 empty] | 2017-01-17 | Dimmable | Continuous Below 10 | NO |  | MMMPCI | [25 empty] | 4.4 | 2444.69 | 123.91 | 19.73 | 16.4 | 1 | 4993 | 84.5 |  |  |  | NO | NO | NO | 2018-05-02 | 4.3 |  | standard |  |  |  |  | 2018-11-02 | NO | NO | NO | [6 empty] | AC | [7 empty] | NO
PSP31K64 | YANKON LIGHTING, INC. | Yankon | YGA05A04-T8-18W-830-T-1 | Linear Replacement Lamp | T8 Four-Foot | Replacement Lamps (plug and play) (UL Type A) |  | standard | YES |  | 2850 | 134.62 | 21.17 | 7.41 | 0.9764 | 3006 | 84.8 | 5 | 50000 | 2017-01-17 | Not Dimmable | Not Dimmable | NO | Product updated on 1/17/2017 | KKKXYI | [15 empty] | 84.7 |  | 1.2 | 1.34 | [6 empty] | 4.4 | 2850 | 133.99 | 21.27 | 7.41 | 0.98 | 3000 | 84.8 |  |  |  | NO | NO | NO | 2018-05-02 | 4.3 |  | standard |  |  |  |  | 2018-11-02 | NO | NO | NO | [6 empty] | AC | [7 empty] | NO
PJ5HMQBQ | CH Lighting Technology Co.,Ltd. | CH | CH1128-48-17W 850-2 | Linear Replacement Lamp | T8 Four-Foot | Replacement Lamps (plug and play) (UL Type A) |  | standard | NO | [10 empty] | 2017-01-12 | Dimmable | Continuous Below 10 | NO |  | WWWBEW | [25 empty] | 4.4 | 2400 | 120 | 20 | 7.64 | 0.98 | 5000 | 83 |  |  |  | NO | NO | NO | 2018-05-02 | 4.3 |  | standard |  |  |  |  | 2018-11-02 | NO | NO | NO | [6 empty] | AC | [7 empty] | NO
PBX38NKC | LED Seed Inc. | LEDSeed | T84-18-50-5-2 | Linear Replacement Lamp | T8 Four-Foot | Dual Mode Internal Driver (UL Type A and Type B) |  | standard | NO | [10 empty] | 2017-01-12 | Not Dimmable | Not Dimmable | NotYetVerified |  | VAVWBL | [25 empty] | 4.4 | 2287 | 127.34 | 17.96 | 14.95 | 0.91 | 5000 | 86 |  |  |  | NO | NO | NO | 2018-05-02 | 4.3 |  | standard |  |  |  |  | 2018-11-02 | NO | NO | NO | [6 empty] | AC | [7 empty] | NO
PM12BHKZ | CCP-MART TECHNOLOGY CORP | CCP-MART | CCP-T-T84F12WC-5000KC | Linear Replacement Lamp | T8 Four-Foot | Dual Mode Internal Driver (UL Type A and Type B) |  | standard | NO | [10 empty] | 2017-01-11 | Not Dimmable | Not Dimmable | NO |  | YYYBGA | [25 empty] | 4.4 | 1817 | 142.29 | 12.77 | 11.03 | 0.9 | 5000 | 83 |  |  |  | NO | NO | NO | 2018-05-02 | 4.3 |  | standard |  |  |  |  | 2018-11-02 | NO | NO | NO | [6 empty] | AC | [7 empty] | NO
PG8UY6F8 | CCP-MART TECHNOLOGY CORP | CCP-MART | CCP-T-T84F12WC-5000KM | Linear Replacement Lamp | T8 Four-Foot | Dual Mode Internal Driver (UL Type A and Type B) |  | standard | NO | [10 empty] | 2017-01-11 | Not Dimmable | Not Dimmable | NO |  | YYYBGA | [25 empty] | 4.4 | 1606 | 127.13 | 12.63 | 10.43 | 0.9 | 5000 | 83.7 |  |  |  | NO | NO | NO | 2018-05-02 | 4.3 |  | standard |  |  |  |  | 2018-11-02 | NO | NO | NO | [6 empty] | AC | [7 empty] | NO
P1UM34J4 | CCP-MART TECHNOLOGY CORP | CCP-MART | CCP-T-T84F12WC-4000KC | Linear Replacement Lamp | T8 Four-Foot | Dual Mode Internal Driver (UL Type A and Type B) |  | standard | NO | [10 empty] | 2017-01-11 | Not Dimmable | Not Dimmable | NO |  | YYYBGA | [25 empty] | 4.4 | 1765 | 137.54 | 12.83 | 10.98 | 0.9 | 4000 | 83 |  |  |  | NO | NO | NO | 2018-05-02 | 4.3 |  | standard |  |  |  |  | 2018-11-02 | NO | NO | NO | [6 empty] | AC | [7 empty] | NO
PZNN1S81 | Premise LED Inc. | PREMISE | T8G2-124-3 | Linear Replacement Lamp | T8 Four-Foot | Replacement Lamps (plug and play) (UL Type A) |  | standard | YES |  | 1613 | 120.01 | 13.44 | 10.86 | 0.9046 | 3060 | 83.3 | 5 | 50000 | 2017-01-11 | Not Dimmable | Not Dimmable | NO |  | TYNACM | [15 empty] | 84.4 |  | 1.24 | 1.34 | [6 empty] | 4.4 | 1613 | 120.01 | 13.44 | 10.86 | 0.9046 | 3000 | 83.3 |  |  |  | NO | NO | NO | 2018-05-02 | 4.3 |  | standard |  |  |  |  | 2018-11-02 | NO | NO | NO | [6 empty] | AC | [7 empty] | NO
PBPN84FE | CCP-MART TECHNOLOGY CORP | CCP-MART | CCP-T-T84F12WC-3000KM | Linear Replacement Lamp | T8 Four-Foot | Dual Mode Internal Driver (UL Type A and Type B) |  | standard | YES |  | 1586 | 120.06 | 13.21 | 13.14 | 0.9006 | 2918 | 83.6 | 5 | 50000 | 2017-01-11 | Not Dimmable | Not Dimmable | NO |  | YYYBGA | [15 empty] | 89.5 |  | 1.16 | 1.36 | [6 empty] | 4.4 | 1579 | 123.05 | 12.81 | 10.76 | 0.9 | 3000 | 83.6 |  |  |  | NO | NO | NO | 2018-05-02 | 4.3 |  | standard |  |  |  |  | 2018-11-02 | NO | NO | NO | [6 empty] | AC | [7 empty] | NO
PZXWAE9T | LED LEADER INC. | LED LEADER | L4GA-11T8LEDMVBF45 | Linear Replacement Lamp | T8 Four-Foot | Dual Mode Internal Driver (UL Type A and Type B) |  | standard | NO | [10 empty] | 2017-01-11 | Not Dimmable | Not Dimmable | NO |  | YYYBGN | [25 empty] | 4.4 | 1608 | 145.39 | 11.06 | 16.49 | 0.9 | 4500 | 83 |  |  |  | NO | NO | NO | 2018-05-02 | 4.3 |  | standard |  |  |  |  | 2018-11-02 | NO | NO | NO | [6 empty] | AC | [7 empty] | NO
P16HHYZG | CCP-MART TECHNOLOGY CORP | CCP-MART | CCP-T-T84F12WC-4000KM | Linear Replacement Lamp | T8 Four-Foot | Dual Mode Internal Driver (UL Type A and Type B) |  | standard | NO | [10 empty] | 2017-01-11 | Not Dimmable | Not Dimmable | NO |  | YYYBGA | [25 empty] | 4.4 | 1579 | 123.05 | 12.81 | 10.76 | 0.9 | 4000 | 83.6 |  |  |  | NO | NO | NO | 2018-05-02 | 4.3 |  | standard |  |  |  |  | 2018-11-02 | NO | NO | NO | [6 empty] | AC | [7 empty] | NO
PKC3DJUZ | Premise LED Inc. | PREMISE | T8G2-124-4 | Linear Replacement Lamp | T8 Four-Foot | Replacement Lamps (plug and play) (UL Type A) |  | standard | NO | [10 empty] | 2017-01-11 | Not Dimmable | Not Dimmable | NO |  | TYNACM | [25 empty] | 4.4 | 1635 | 122.06 | 13.4 | 10.86 | 0.9046 | 4000 | 83.3 |  |  |  | NO | NO | NO | 2018-05-02 | 4.3 |  | standard |  |  |  |  | 2018-11-02 | NO | NO | NO | [6 empty] | AC | [7 empty] | NO
PM4S84AB | LED LEADER INC. | LED LEADER | L4GA-11T8LEDMVBF50 | Linear Replacement Lamp | T8 Four-Foot | Dual Mode Internal Driver (UL Type A and Type B) |  | standard | NO | [10 empty] | 2017-01-11 | Not Dimmable | Not Dimmable | NO |  | YYYBGN | [25 empty] | 4.4 | 1645 | 148.06 | 11.11 | 16.45 | 0.9 | 5000 | 80.4 |  |  |  | NO | NO | NO | 2018-05-02 | 4.3 |  | standard |  |  |  |  | 2018-11-02 | NO | NO | NO | [6 empty] | AC | [7 empty] | NO
PP3S15GM | LED LEADER INC. | LED LEADER | L4GA-11T8LEDMVBF35 | Linear Replacement Lamp | T8 Four-Foot | Dual Mode Internal Driver (UL Type A and Type B) |  | standard | NO | [10 empty] | 2017-01-11 | Not Dimmable | Not Dimmable | NO |  | YYYBGN | [25 empty] | 4.4 | 1608 | 145.39 | 11.06 | 16.49 | 0.9 | 3500 | 83 |  |  |  | NO | NO | NO | 2018-05-02 | 4.3 |  | standard |  |  |  |  | 2018-11-02 | NO | NO | NO | [6 empty] | AC | [7 empty] | NO
P6BDV8WE | Premise LED Inc. | PREMISE | T8G2-124-5 | Linear Replacement Lamp | T8 Four-Foot | Replacement Lamps (plug and play) (UL Type A) |  | standard | NO | [10 empty] | 2017-01-11 | Not Dimmable | Not Dimmable | NO |  | TYNACM | [25 empty] | 4.4 | 1657 | 124.12 | 13.35 | 10.94 | 0.903 | 5000 | 84.2 |  |  |  | NO | NO | NO | 2018-05-02 | 4.3 |  | standard |  |  |  |  | 2018-11-02 | NO | NO | NO | [6 empty] | AC | [7 empty] | NO
PN7C5G8R | LED LEADER INC. | LED LEADER | L4GA-11T8LEDMVBF40 | Linear Replacement Lamp | T8 Four-Foot | Dual Mode Internal Driver (UL Type A and Type B) |  | standard | NO | [10 empty] | 2017-01-11 | Not Dimmable | Not Dimmable | NO |  | YYYBGN | [25 empty] | 4.4 | 1608 | 145.39 | 11.06 | 16.49 | 0.9 | 4000 | 83 |  |  |  | NO | NO | NO | 2018-05-02 | 4.3 |  | standard |  |  |  |  | 2018-11-02 | NO | NO | NO | [6 empty] | AC | [7 empty] | NO
P1DVC7F5 | LED LEADER INC. | LED LEADER | L4GA-11T8LEDMVBF30 | Linear Replacement Lamp | T8 Four-Foot | Dual Mode Internal Driver (UL Type A and Type B) |  | standard | YES |  | 1614 | 145.01 | 11.13 | 16.49 | 0.9016 | 2939 | 83 | 5 | 50000 | 2017-01-11 | Not Dimmable | Not Dimmable | NO |  | YYYBGN | [15 empty] | 86 |  | 1.24 | 1.22 | [6 empty] | 4.4 | 1608 | 145.39 | 11.06 | 16.49 | 0.9 | 3000 | 83 |  |  |  | NO | NO | NO | 2018-05-02 | 4.3 |  | standard |  |  |  |  | 2018-11-02 | NO | NO | NO | [6 empty] | AC | [7 empty] | NO
PSCKKQ5D | Gielight Co., Ltd. | Gielight | GL-T8LO-12-15(3500K) | Linear Replacement Lamp | T8 Four-Foot | Dual Mode Internal Driver (UL Type A and Type B) |  | standard | NO | [10 empty] | 2017-01-10 | Not Dimmable | Not Dimmable | NO | Updated on 07/26/2018 | DDDITE | [25 empty] | 4.4 | 2325 | 155 | 15 | 15 | 0.9 | 3500 | 80 |  |  |  | NO | NO | NO | 2018-07-26 | 4.3 |  | standard |  |  |  |  | 2018-11-02 | NO | NO | NO | [6 empty] | AC | [7 empty] | NO
PT92JDDA | Gielight Co., Ltd. | Gielight | GL-T8LO-12-15(3000K) | Linear Replacement Lamp | T8 Four-Foot | Dual Mode Internal Driver (UL Type A and Type B) |  | standard | YES |  | 2322.6 | 150.72 | 15.41 | 14.06 | 0.918 | 2988 | 81.9 | 5 | 50000 | 2017-01-10 | Not Dimmable | Not Dimmable | NO | Updated on 07/26/2018 | DDDITE | [15 empty] | 88.5 |  | 1.18 | 1.28 | [6 empty] | 4.4 | 2325 | 155 | 15 | 15 | 0.9 | 3000 | 80 |  |  |  | NO | NO | NO | 2018-07-26 | 4.3 |  | standard |  |  |  |  | 2018-11-02 | NO | NO | NO | [6 empty] | AC | [7 empty] | NO
PF9788JX | Gielight Co., Ltd. | Gielight | GL-T8LO-12-15(4500K) | Linear Replacement Lamp | T8 Four-Foot | Dual Mode Internal Driver (UL Type A and Type B) |  | standard | NO | [10 empty] | 2017-01-10 | Not Dimmable | Not Dimmable | NO | Updated on 07/26/2018 | DDDITE | [25 empty] | 4.4 | 2325 | 155 | 15 | 15 | 0.9 | 4500 | 80 |  |  |  | NO | NO | NO | 2018-07-26 | 4.3 |  | standard |  |  |  |  | 2018-11-02 | NO | NO | NO | [6 empty] | AC | [7 empty] | NO
PZ78QX5N | Gielight Co., Ltd. | Gielight | GL-T8LO-12-15(5000K) | Linear Replacement Lamp | T8 Four-Foot | Dual Mode Internal Driver (UL Type A and Type B) |  | standard | NO | [10 empty] | 2017-01-10 | Not Dimmable | Not Dimmable | NO | Updated on 07/26/2018 | DDDITE | [25 empty] | 4.4 | 2325 | 155 | 15 | 15 | 0.9 | 5000 | 80 |  |  |  | NO | NO | NO | 2018-07-26 | 4.3 |  | standard |  |  |  |  | 2018-11-02 | NO | NO | NO | [6 empty] | AC | [7 empty] | NO
PEHYPNFS | Gielight Co., Ltd. | Gielight | GL-T8LO-12-15(4000K) | Linear Replacement Lamp | T8 Four-Foot | Dual Mode Internal Driver (UL Type A and Type B) |  | standard | NO | [10 empty] | 2017-01-10 | Not Dimmable | Not Dimmable | NO | Updated on 07/26/2018 | DDDITE | [25 empty] | 4.4 | 2325 | 155 | 15 | 15 | 0.9 | 4000 | 80 |  |  |  | NO | NO | NO | 2018-07-26 | 4.3 |  | standard |  |  |  |  | 2018-11-02 | NO | NO | NO | [6 empty] | AC | [7 empty] | NO
P9XK4FRF | SATCO Products Inc | SATCO | 11.5T8/LED/48-835/DR-G4(S9939) | Linear Replacement Lamp | T8 Four-Foot | Replacement Lamps (plug and play) (UL Type A) |  | standard | NO | [10 empty] | 2017-01-09 | Not Dimmable | Not Dimmable | NO |  | VAVWAX | [25 empty] | 4.4 | 1700 | 120 | 14.5 | 13.78 | 0.9576 | 3500 | 82 |  |  |  | NO | NO | NO | 2018-05-02 | 4.3 |  | standard |  |  |  |  | 2018-11-02 | NO | NO | NO | [6 empty] | AC | [7 empty] | NO
P94TYM3A | SATCO Products Inc | SATCO | 15T8/LED/48-840/DR(S9977) | Linear Replacement Lamp | T8 Four-Foot | Replacement Lamps (plug and play) (UL Type A) |  | standard | NO | [10 empty] | 2017-01-09 | Not Dimmable | Not Dimmable | NO |  | VAVWBA | [25 empty] | 4.4 | 2200 | 124 | 18 | 9.83 | 0.97 | 4000 | 82 |  |  |  | NO | NO | NO | 2018-05-02 | 4.3 |  | standard |  |  |  |  | 2018-11-02 | NO | NO | NO | [6 empty] | AC | [7 empty] | NO
PTKCH997 | SATCO Products Inc | SATCO | 11.5T8/LED/48-840/DR(S9936) | Linear Replacement Lamp | T8 Four-Foot | Replacement Lamps (plug and play) (UL Type A) |  | standard | NO | [10 empty] | 2017-01-09 | Not Dimmable | Not Dimmable | NO |  | VAVWAY | [25 empty] | 4.4 | 1800 | 124 | 14.5 | 13.61 | 0.95 | 4000 | 82 |  |  |  | NO | NO | NO | 2018-05-02 | 4.3 |  | standard |  |  |  |  | 2018-11-02 | NO | NO | NO | [6 empty] | AC | [7 empty] | NO
PG3R28ES | EarthTronics Inc. | EarthTronics | LT815840AG5 | Linear Replacement Lamp | T8 Four-Foot | Replacement Lamps (plug and play) (UL Type A) |  | standard | NO | [10 empty] | 2017-01-09 | Not Dimmable | Not Dimmable | NO |  | VAVWBB | [25 empty] | 4.4 | 2200 | 124 | 18 | 9.83 | 0.97 | 4000 | 82 |  |  |  | NO | NO | NO | 2018-05-02 | 4.3 |  | standard |  |  |  |  | 2018-11-02 | NO | NO | NO | [6 empty] | AC | [7 empty] | NO
P5CMBUYB | SATCO Products Inc | SATCO | 11.5T8/LED/48-850/DR-G4(S9941) | Linear Replacement Lamp | T8 Four-Foot | Replacement Lamps (plug and play) (UL Type A) |  | standard | NO | [10 empty] | 2017-01-09 | Not Dimmable | Not Dimmable | NO |  | VAVWAX | [25 empty] | 4.4 | 1800 | 125 | 14.5 | 13.62 | 0.9582 | 5000 | 82 |  |  |  | NO | NO | NO | 2018-05-02 | 4.3 |  | standard |  |  |  |  | 2018-11-02 | NO | NO | NO | [6 empty] | AC | [7 empty] | NO
PAH6AUF2 | SATCO Products Inc | SATCO | 11.5T8/LED/48-840/DR-G4(S9940) | Linear Replacement Lamp | T8 Four-Foot | Replacement Lamps (plug and play) (UL Type A) |  | standard | NO | [10 empty] | 2017-01-09 | Not Dimmable | Not Dimmable | NO |  | VAVWAX | [25 empty] | 4.4 | 1800 | 125 | 14.5 | 13.78 | 0.9576 | 4000 | 82 |  |  |  | NO | NO | NO | 2018-05-02 | 4.3 |  | standard |  |  |  |  | 2018-11-02 | NO | NO | NO | [6 empty] | AC | [7 empty] | NO
PUK747TQ | SATCO Products Inc | SATCO | 15T8/LED/48-850/DR(S9978) | Linear Replacement Lamp | T8 Four-Foot | Replacement Lamps (plug and play) (UL Type A) |  | standard | NO | [10 empty] | 2017-01-09 | Not Dimmable | Not Dimmable | NO |  | VAVWBA | [25 empty] | 4.4 | 2200 | 124 | 18 | 10.2 | 0.97 | 5000 | 82 |  |  |  | NO | NO | NO | 2018-05-02 | 4.3 |  | standard |  |  |  |  | 2018-11-02 | NO | NO | NO | [6 empty] | AC | [7 empty] | NO
PYJKYAXM | SATCO Products Inc | SATCO | 11.5T8/LED/48-830/DR-G4(S9938) | Linear Replacement Lamp | T8 Four-Foot | Replacement Lamps (plug and play) (UL Type A) |  | standard | YES |  | 1723 | 122.4 | 14.08 | 13.78 | 0.9576 | 3077 | 83 | 5 | 50000 | 2017-01-09 | Not Dimmable | Not Dimmable | NO |  | VAVWAX | [15 empty] | 83.9 |  | 1.24 | 1.24 | [6 empty] | 4.4 | 1700 | 120 | 14.5 | 13.78 | 0.9576 | 3000 | 82 |  |  |  | NO | NO | NO | 2018-05-02 | 4.3 |  | standard |  |  |  |  | 2018-11-02 | NO | NO | NO | [6 empty] | AC | [7 empty] | NO
PA4P1QV4 | SATCO Products Inc | SATCO | 11.5T8/LED/48-850/DR(S9937) | Linear Replacement Lamp | T8 Four-Foot | Replacement Lamps (plug and play) (UL Type A) |  | standard | NO | [10 empty] | 2017-01-09 | Not Dimmable | Not Dimmable | NO |  | VAVWAY | [25 empty] | 4.4 | 1800 | 124 | 14.5 | 14.44 | 0.96 | 5000 | 82 |  |  |  | NO | NO | NO | 2018-05-02 | 4.3 |  | standard |  |  |  |  | 2018-11-02 | NO | NO | NO | [6 empty] | AC | [7 empty] | NO
P9S4EC6C | EarthTronics Inc. | EarthTronics | LT815850AG5 | Linear Replacement Lamp | T8 Four-Foot | Replacement Lamps (plug and play) (UL Type A) |  | standard | NO | [10 empty] | 2017-01-09 | Not Dimmable | Not Dimmable | NO |  | VAVWBB | [25 empty] | 4.4 | 2200 | 124 | 18 | 10.2 | 0.97 | 5000 | 82 |  |  |  | NO | NO | NO | 2018-05-02 | 4.3 |  | standard |  |  |  |  | 2018-11-02 | NO | NO | NO | [6 empty] | AC | [7 empty] | NO
P48WVPGM | EarthTronics Inc. | EarthTronics | LT815850AG4 | Linear Replacement Lamp | T8 Four-Foot | Replacement Lamps (plug and play) (UL Type A) |  | standard | NO | [10 empty] | 2017-01-04 | Not Dimmable | Not Dimmable | NO |  | SSSBYG | [25 empty] | 4.4 | 2200 | 125 | 17.5 | 10.33 | 0.9694 | 5000 | 82 |  |  |  | NO | NO | NO | 2018-05-02 | 4.3 |  | standard |  |  |  |  | 2018-11-02 | NO | NO | NO | [6 empty] | AC | [7 empty] | NO
PKEEPZ1P | EarthTronics Inc. | EarthTronics | LT815830AG4 | Linear Replacement Lamp | T8 Four-Foot | Replacement Lamps (plug and play) (UL Type A) |  | standard | YES |  | 2097 | 123.1 | 17.04 | 10.3 | 0.9691 | 3091 | 82.8 | 5 | 50000 | 2017-01-04 | Not Dimmable | Not Dimmable | NO |  | SSSBYG | [15 empty] | 83.9 |  | 1.24 | 1.26 | [6 empty] | 4.4 | 2100 | 120 | 17.5 | 10.3 | 0.9691 | 3000 | 82 |  |  |  | NO | NO | NO | 2018-05-02 | 4.3 |  | standard |  |  |  |  | 2018-11-02 | NO | NO | NO | [6 empty] | AC | [7 empty] | NO
PZ76T5SW | EarthTronics Inc. | EarthTronics | LT815835AG4 | Linear Replacement Lamp | T8 Four-Foot | Replacement Lamps (plug and play) (UL Type A) |  | standard | NO | [10 empty] | 2017-01-04 | Not Dimmable | Not Dimmable | NO |  | SSSBYG | [25 empty] | 4.4 | 2100 | 120 | 17.5 | 10.3 | 0.9691 | 3500 | 82 |  |  |  | NO | NO | NO | 2018-05-02 | 4.3 |  | standard |  |  |  |  | 2018-11-02 | NO | NO | NO | [6 empty] | AC | [7 empty] | NO
PEKD64BM | EarthTronics Inc. | EarthTronics | LT815840AG4 | Linear Replacement Lamp | T8 Four-Foot | Replacement Lamps (plug and play) (UL Type A) |  | standard | NO | [10 empty] | 2017-01-04 | Not Dimmable | Not Dimmable | NO |  | SSSBYG | [25 empty] | 4.4 | 2200 | 125 | 17.5 | 10.3 | 0.9691 | 4000 | 82 |  |  |  | NO | NO | NO | 2018-05-02 | 4.3 |  | standard |  |  |  |  | 2018-11-02 | NO | NO | NO | [6 empty] | AC | [7 empty] | NO
P9RG41WJ | Philips Lighting North America Corporation | Philips | 9290011588C | Linear Replacement Lamp | T8 Four-Foot | Replacement Lamps (plug and play) (UL Type A) |  | standard | NO | [10 empty] | 2016-12-06 | Not Dimmable | Not Dimmable | NO |  | KKKZLR | [25 empty] | 4.4 | 2100 | 123.53 | 17 | 15 | 0.9 | 5000 | 82 |  |  |  | NO | NO | NO | 2018-05-02 | 4.3 |  | standard |  |  |  |  | 2018-11-02 | NO | NO | NO | [6 empty] | AC | [7 empty] | NO
PYMCV5W5 | Start Lighting | LOGIC LIGHTING | LT81-20D-50A | Linear Replacement Lamp | T8 Four-Foot | Replacement Lamps (plug and play) (UL Type A) |  | standard | NO | [10 empty] | 2017-01-03 | Not Dimmable | Not Dimmable | NO |  | TYNACH | [25 empty] | 4.4 | 2631 | 120.63 | 21.81 | 6.39 | 0.9093 | 5000 | 84 |  |  |  | NO | NO | NO | 2018-05-02 | 4.3 |  | standard |  |  |  |  | 2018-11-02 | NO | NO | NO | [6 empty] | AC | [7 empty] | NO
PFWPMJNV | Philips Lighting North America Corporation | Philips | 9290011587C | Linear Replacement Lamp | T8 Four-Foot | Replacement Lamps (plug and play) (UL Type A) |  | standard | NO | [10 empty] | 2016-12-06 | Not Dimmable | Not Dimmable | NO |  | KKKZLR | [25 empty] | 4.4 | 2100 | 123.53 | 17 | 15 | 0.9 | 4000 | 82 |  |  |  | NO | NO | NO | 2018-05-02 | 4.3 |  | standard |  |  |  |  | 2018-11-02 | NO | NO | NO | [6 empty] | AC | [7 empty] | NO
PQ2TMYAQ | Philips Lighting North America Corporation | Philips | 9290013036 | Linear Replacement Lamp | T8 Four-Foot | Replacement Lamps (plug and play) (UL Type A) |  | standard | NO | [10 empty] | 2016-11-14 | Not Dimmable | Not Dimmable | NO |  | KKKZLG | [25 empty] | 4.4 | 2100 | 123.53 | 17 | 15 | 0.9 | 5000 | 82 |  |  |  | NO | NO | NO | 2018-05-02 | 4.3 |  | standard |  |  |  |  | 2018-11-02 | NO | NO | NO | [6 empty] | AC | [7 empty] | NO
PJ27B3D4 | Global Lighting Organization | GLO | GLO-LT43T-15(3500K) | Linear Replacement Lamp | T8 Four-Foot | Dual Mode Internal Driver (UL Type A and Type B) |  | standard | NO | [10 empty] | 2016-12-30 | Dimmable | Continuous Below 10 | NO |  | WWWBDK | [25 empty] | 4.4 | 2300.04 | 120.42 | 19.1 | 13.4 | 0.95 | 3500 | 82.3 |  |  |  | NO | NO | NO | 2018-05-02 | 4.3 |  | standard |  |  |  |  | 2018-11-02 | NO | NO | NO | [6 empty] | AC | [7 empty] | NO
PHMPET5B | Global Lighting Organization | GLO | GLO-LT43T-15(4000K) | Linear Replacement Lamp | T8 Four-Foot | Dual Mode Internal Driver (UL Type A and Type B) |  | standard | NO | [10 empty] | 2016-12-30 | Dimmable | Continuous Below 10 | NO |  | WWWBDK | [25 empty] | 4.4 | 2300.04 | 120.42 | 19.1 | 13.4 | 0.95 | 4000 | 82.3 |  |  |  | NO | NO | NO | 2018-05-02 | 4.3 |  | standard |  |  |  |  | 2018-11-02 | NO | NO | NO | [6 empty] | AC | [7 empty] | NO
PVKA4QZZ | Global Lighting Organization | GLO | GLO-LT43T-15(4500K) | Linear Replacement Lamp | T8 Four-Foot | Dual Mode Internal Driver (UL Type A and Type B) |  | standard | NO | [10 empty] | 2016-12-30 | Dimmable | Continuous Below 10 | NO |  | WWWBDK | [25 empty] | 4.4 | 2300.04 | 120.42 | 19.1 | 13.4 | 0.95 | 4500 | 82.3 |  |  |  | NO | NO | NO | 2018-05-02 | 4.3 |  | standard |  |  |  |  | 2018-11-02 | NO | NO | NO | [6 empty] | AC | [7 empty] | NO
PCD9X8TD | Global Lighting Organization | GLO | GLO-LT43T-12(5000K) | Linear Replacement Lamp | T8 Four-Foot | Dual Mode Internal Driver (UL Type A and Type B) |  | standard | NO | [10 empty] | 2016-12-30 | Dimmable | Continuous Below 10 | NO |  | WWWBDJ | [25 empty] | 4.4 | 1964.46 | 122.02 | 16.1 | 14.1 | 0.94 | 5000 | 82.9 |  |  |  | NO | NO | NO | 2018-05-02 | 4.3 |  | standard |  |  |  |  | 2018-11-02 | NO | NO | NO | [6 empty] | AC | [7 empty] | NO
P8N2DP7V | Global Lighting Organization | GLO | GLO-LT43T-15(5000K) | Linear Replacement Lamp | T8 Four-Foot | Dual Mode Internal Driver (UL Type A and Type B) |  | standard | NO | [10 empty] | 2016-12-30 | Dimmable | Continuous Below 10 | NO |  | WWWBDK | [25 empty] | 4.4 | 2349.17 | 122.99 | 19.1 | 13.8 | 0.96 | 5000 | 82.5 |  |  |  | NO | NO | NO | 2018-05-02 | 4.3 |  | standard |  |  |  |  | 2018-11-02 | NO | NO | NO | [6 empty] | AC | [7 empty] | NO
P32DX351 | Global Lighting Organization | GLO | GLO-LT43T-15(3000K) | Linear Replacement Lamp | T8 Four-Foot | Dual Mode Internal Driver (UL Type A and Type B) |  | standard | YES |  | 2300.04 | 120.421 | 19.1 | 13.4 | 0.906 | 3008 | 82.3 | 5 |  | 2016-12-30 | Dimmable | Continuous Below 10 | NO |  | WWWBDK | [15 empty] | 80.4 |  | 1.16 | 1.2 | [6 empty] | 4.4 | 2300.04 | 120.42 | 19.1 | 13.4 | 0.95 | 3000 | 82.3 |  |  |  | NO | NO | NO | 2018-05-02 | 4.3 |  | standard |  |  |  |  | 2018-11-02 | NO | NO | NO | [6 empty] | AC | [7 empty] | NO
P77QWHDB | Gielight Co., Ltd. | Gielight | GL-T8LO-12-18(5000K) | Linear Replacement Lamp | T8 Four-Foot | Dual Mode Internal Driver (UL Type A and Type B) |  | standard | NO | [10 empty] | 2016-12-29 | Not Dimmable | Not Dimmable | NO | Updated on 07/26/2018 | MMMPBS | [25 empty] | 4.4 | 2790 | 155 | 18 | 15 | 0.9 | 5000 | 80 |  |  |  | NO | NO | NO | 2018-07-26 | 4.3 |  | standard |  |  |  |  | 2018-11-02 | NO | NO | NO | [6 empty] | AC | [7 empty] | NO
P49GPV1E | Gielight Co., Ltd. | Gielight | GL-T8LO-12-18(3500K) | Linear Replacement Lamp | T8 Four-Foot | Dual Mode Internal Driver (UL Type A and Type B) |  | standard | NO | [10 empty] | 2016-12-29 | Not Dimmable | Not Dimmable | NO | Updated on 07/26/2018 | MMMPBS | [25 empty] | 4.4 | 2790 | 155 | 18 | 15 | 0.9 | 3500 | 80 |  |  |  | NO | NO | NO | 2018-07-26 | 4.3 |  | standard |  |  |  |  | 2018-11-02 | NO | NO | NO | [6 empty] | AC | [7 empty] | NO
PBXGBHXT | Gielight Co., Ltd. | Gielight | GL-T8LO-12-18(4500K) | Linear Replacement Lamp | T8 Four-Foot | Dual Mode Internal Driver (UL Type A and Type B) |  | standard | NO | [10 empty] | 2016-12-29 | Not Dimmable | Not Dimmable | NO | Updated on 07/26/2018 | MMMPBS | [25 empty] | 4.4 | 2790 | 155 | 18 | 15 | 0.9 | 4500 | 80 |  |  |  | NO | NO | NO | 2018-07-26 | 4.3 |  | standard |  |  |  |  | 2018-11-02 | NO | NO | NO | [6 empty] | AC | [7 empty] | NO
PN61FSKT | Gielight Co., Ltd. | Gielight | GL-T8LO-12-18(4000K) | Linear Replacement Lamp | T8 Four-Foot | Dual Mode Internal Driver (UL Type A and Type B) |  | standard | NO | [10 empty] | 2016-12-29 | Not Dimmable | Not Dimmable | NO | Updated on 07/26/2018 | MMMPBS | [25 empty] | 4.4 | 2790 | 155 | 18 | 15 | 0.9 | 4000 | 80 |  |  |  | NO | NO | NO | 2018-07-26 | 4.3 |  | standard |  |  |  |  | 2018-11-02 | NO | NO | NO | [6 empty] | AC | [7 empty] | NO
PZRHX59N | Gielight Co., Ltd. | Gielight | GL-T8LO-12-18(3000K) | Linear Replacement Lamp | T8 Four-Foot | Dual Mode Internal Driver (UL Type A and Type B) |  | standard | YES |  | 2774.6 | 150.96 | 18.38 | 14.24 | 0.912 | 2952 | 81.9 | 5 | 50000 | 2016-12-29 | Not Dimmable | Not Dimmable | NO | Updated on 07/26/2018 | MMMPBS | [15 empty] | 88.5 |  | 1.18 | 1.26 | [6 empty] | 4.4 | 2790 | 155 | 18 | 15 | 0.9 | 3000 | 80 |  |  |  | NO | NO | NO | 2018-07-26 | 4.3 |  | standard |  |  |  |  | 2018-11-02 | NO | NO | NO | [6 empty] | AC | [7 empty] | NO
PRVJVV8C | Brigade Holdings, Inc. | BHI | BHI-GL08-DC1212(4500K) | Linear Replacement Lamp | T8 Four-Foot | Replacement Lamps (plug and play) (UL Type A) |  | standard | NO | [10 empty] | 2016-12-28 | Not Dimmable | Not Dimmable | NO |  | YYYBBC | [25 empty] | 4.4 | 1646 | 122.88 | 13.4 | 10.86 | 0.9046 | 4500 | 83.3 |  |  |  | NO | NO | NO | 2018-05-02 | 4.3 |  | standard |  |  |  |  | 2018-11-02 | NO | NO | NO | [6 empty] | AC | [7 empty] | NO
PG2BBNXZ | Brigade Holdings, Inc. | BHI | BHI-GL08-DC1212(3000K) | Linear Replacement Lamp | T8 Four-Foot | Replacement Lamps (plug and play) (UL Type A) |  | standard | YES |  | 1613 | 120.01 | 13.44 | 10.86 | 0.9046 | 3060 | 83.3 | 5 |  | 2016-12-28 | Not Dimmable | Not Dimmable | NO |  | YYYBBC | [15 empty] | 84.4 |  | 1.24 | 1.34 | [6 empty] | 4.4 | 1613 | 120.01 | 13.44 | 10.86 | 0.9046 | 3000 | 83.3 |  |  |  | NO | NO | NO | 2018-05-02 | 4.3 |  | standard |  |  |  |  | 2018-11-02 | NO | NO | NO | [6 empty] | AC | [7 empty] | NO
P2AASA9K | Brigade Holdings, Inc. | BHI | BHI-GL08-DC1212(5000K) | Linear Replacement Lamp | T8 Four-Foot | Replacement Lamps (plug and play) (UL Type A) |  | standard | NO | [10 empty] | 2016-12-28 | Not Dimmable | Not Dimmable | NO |  | YYYBBC | [25 empty] | 4.4 | 1657 | 124.12 | 13.35 | 10.94 | 0.903 | 5000 | 84.2 |  |  |  | NO | NO | NO | 2018-05-02 | 4.3 |  | standard |  |  |  |  | 2018-11-02 | NO | NO | NO | [6 empty] | AC | [7 empty] | NO
PPPNC66M | Brigade Holdings, Inc. | BHI | BHI-GL08-DC1212(4000K) | Linear Replacement Lamp | T8 Four-Foot | Replacement Lamps (plug and play) (UL Type A) |  | standard | NO | [10 empty] | 2016-12-28 | Not Dimmable | Not Dimmable | NO |  | YYYBBC | [25 empty] | 4.4 | 1635 | 122.06 | 13.4 | 10.86 | 0.9046 | 4000 | 83.3 |  |  |  | NO | NO | NO | 2018-05-02 | 4.3 |  | standard |  |  |  |  | 2018-11-02 | NO | NO | NO | [6 empty] | AC | [7 empty] | NO
PU11NSCF | Brigade Holdings, Inc. | BHI | BHI-GL08-DC1212(3500K) | Linear Replacement Lamp | T8 Four-Foot | Replacement Lamps (plug and play) (UL Type A) |  | standard | NO | [10 empty] | 2016-12-28 | Not Dimmable | Not Dimmable | NO |  | YYYBBC | [25 empty] | 4.4 | 1624 | 121.24 | 13.4 | 10.86 | 0.9046 | 3500 | 83.3 |  |  |  | NO | NO | NO | 2018-05-02 | 4.3 |  | standard |  |  |  |  | 2018-11-02 | NO | NO | NO | [6 empty] | AC | [7 empty] | NO
P3JFB75S | Luxul Technology Inc. | LUXUL | G-Lux T8 4ft BME1-45H2 | Linear Replacement Lamp | T8 Four-Foot | Replacement Lamps (plug and play) (UL Type A) |  | standard | NO | [10 empty] | 2016-12-22 | Not Dimmable | Not Dimmable | NO |  | DDDISC | [25 empty] | 4.4 | 1800 | 150 | 12 | 11 | 1 | 4500 | 80 |  |  |  | NO | NO | NO | 2018-05-02 | 4.3 |  | standard |  |  |  |  | 2018-11-02 | NO | NO | NO | [6 empty] | AC | [7 empty] | NO
P6JNPCMH | Luxul Technology Inc. | LUXUL | G-Lux T8 4ft BME1-50H2 | Linear Replacement Lamp | T8 Four-Foot | Replacement Lamps (plug and play) (UL Type A) |  | standard | NO | [10 empty] | 2016-12-22 | Not Dimmable | Not Dimmable | NO |  | DDDISC | [25 empty] | 4.4 | 1800 | 150 | 12 | 11 | 1 | 5000 | 80 |  |  |  | NO | NO | NO | 2018-05-02 | 4.3 |  | standard |  |  |  |  | 2018-11-02 | NO | NO | NO | [6 empty] | AC | [7 empty] | NO
P75Y8ESM | Luxul Technology Inc. | LUXUL | G-Lux T8 4ft BME1-40H2 | Linear Replacement Lamp | T8 Four-Foot | Replacement Lamps (plug and play) (UL Type A) |  | standard | YES |  | 2016.2 | 139.76 | 14.43 | 11.04 | 0.9604 | 3885 | 84.6 | 5 | 50000 | 2016-12-22 | Not Dimmable | Not Dimmable | NO |  | DDDISC | [15 empty] | 88.1 |  | 1.26 | 1.42 | [6 empty] | 4.4 | 1800 | 150 | 12 | 11 | 1 | 4000 | 80 |  |  |  | NO | NO | NO | 2018-05-02 | 4.3 |  | standard |  |  |  |  | 2018-11-02 | NO | NO | NO | [6 empty] | AC | [7 empty] | NO
PYTD3KPX | Hengdian Group Tospo Lighting Co.,Ltd | TOSPO | G7 TP120-277-18/T8 G13 DR 3500K | Linear Replacement Lamp | T8 Four-Foot | Replacement Lamps (plug and play) (UL Type A) |  | standard | YES |  | 2421.6 | 128.19 | 18.89 | 7 | 0.984 | 3492 | 83.1 | 5 | 50000 | 2016-12-21 | Not Dimmable | Not Dimmable | NO |  | NNNMBW | [15 empty] | 84 |  | 1.32 | 1.24 | [6 empty] | 4.4 | 2200 | 122.22 | 18 | 7 | 0.98 | 3500 | 80 |  |  |  | NO | NO | NO | 2018-05-02 | 4.3 |  | standard |  |  |  |  | 2018-11-02 | NO | NO | NO | [6 empty] | AC | [7 empty] | NO
PK3ER23S | EDI ELECTRONICS LIMITED | Edilig | EDI-FPT8-4F18-A(5000K) | Linear Replacement Lamp | T8 Four-Foot | Replacement Lamps (plug and play) (UL Type A) |  | standard | NO | [10 empty] | 2016-12-20 | Not Dimmable | Not Dimmable | NO |  | NNNMCC | [25 empty] | 4.4 | 2494 | 135.5 | 18.4 | 8.4 | 0.98 | 5000 | 83 |  |  |  | NO | NO | NO | 2018-05-02 | 4.3 |  | standard |  |  |  |  | 2018-11-02 | NO | NO | NO | [6 empty] | AC | [7 empty] | NO
PJPTS7RJ | EDI ELECTRONICS LIMITED | Edilig | EDI-FPT8-4F18-A(4000K) | Linear Replacement Lamp | T8 Four-Foot | Replacement Lamps (plug and play) (UL Type A) |  | standard | YES |  | 2456 | 132.8 | 18.5 | 8.4 | 0.976 | 4004 | 81 | 5 | 50000 | 2016-12-20 | Not Dimmable | Not Dimmable | NO |  | NNNMCC | [15 empty] | 84.9 |  | 1.2 | 1.28 | [6 empty] | 4.4 | 2456 | 132.8 | 18.5 | 8.4 | 0.98 | 4000 | 81 |  |  |  | NO | NO | NO | 2018-05-02 | 4.3 |  | standard |  |  |  |  | 2018-11-02 | NO | NO | NO | [6 empty] | AC | [7 empty] | NO
PFK8Q4PR | EDI ELECTRONICS LIMITED | Edilig | EDI-FPT8-4F15-A(5000K) | Linear Replacement Lamp | T8 Four-Foot | Replacement Lamps (plug and play) (UL Type A) |  | standard | NO | [10 empty] | 2016-12-20 | Not Dimmable | Not Dimmable | NO |  | NNNMCD | [25 empty] | 4.4 | 2090 | 122.5 | 17.1 | 10.2 | 0.97 | 5000 | 83 |  |  |  | NO | NO | NO | 2018-05-02 | 4.3 |  | standard |  |  |  |  | 2018-11-02 | NO | NO | NO | [6 empty] | AC | [7 empty] | NO
PEVWNJ3K | EDI ELECTRONICS LIMITED | Edilig | EDI-FPT8-4F15-A(4000K) | Linear Replacement Lamp | T8 Four-Foot | Replacement Lamps (plug and play) (UL Type A) |  | standard | YES |  | 2040 | 122.2 | 16.7 | 10.2 | 0.968 | 4132 | 82 | 5 | 50000 | 2016-12-20 | Not Dimmable | Not Dimmable | NO |  | NNNMCD | [15 empty] | 85.1 |  | 1.2 | 1.26 | [6 empty] | 4.4 | 2040 | 122.2 | 16.7 | 10.2 | 0.97 | 4000 | 82 |  |  |  | NO | NO | NO | 2018-05-02 | 4.3 |  | standard |  |  |  |  | 2018-11-02 | NO | NO | NO | [6 empty] | AC | [7 empty] | NO
PA8NND8Z | IGT LIGHTING INC | IGT LIGHTING | IGTTU-1501850F-4BC | Linear Replacement Lamp | T8 Four-Foot | Replacement Lamps (plug and play) (UL Type A) |  | standard | NO | [10 empty] | 2016-12-19 | Not Dimmable | Not Dimmable | NO |  | VVVVVK | [25 empty] | 4.4 | 2340 | 130 | 18 | 13.85 | 0.99 | 5000 | 80 |  |  |  | NO | NO | NO | 2018-05-02 | 4.3 |  | standard |  |  |  |  | 2018-11-02 | NO | NO | NO | [6 empty] | AC | [7 empty] | NO
PDQ44ENH | Shenzhen Syhdee Co.,Ltd. | SYHDEE | SYH-PC08-DC1218(3500K)?? | Linear Replacement Lamp | T8 Four-Foot | Replacement Lamps (plug and play) (UL Type A) |  | standard | NO | [10 empty] | 2016-12-19 | Dimmable | Continuous Below 10 | NO |  | BBBDCJ | [25 empty] | 4.4 | 2365.7 | 120 | 19.7 | 13.2 | 0.91 | 3500 | 82.5 |  |  |  | NO | NO | NO | 2018-05-02 | 4.3 |  | standard |  |  |  |  | 2018-11-02 | NO | NO | NO | [6 empty] | AC | [7 empty] | NO
PRJNZVQ5 | IGT LIGHTING INC | IGT LIGHTING | IGTTU-1501840F-4BC | Linear Replacement Lamp | T8 Four-Foot | Replacement Lamps (plug and play) (UL Type A) |  | standard | NO | [10 empty] | 2016-12-19 | Not Dimmable | Not Dimmable | NO |  | VVVVVK | [25 empty] | 4.4 | 2340 | 130 | 18 | 13.85 | 0.99 | 4000 | 80 |  |  |  | NO | NO | NO | 2018-05-02 | 4.3 |  | standard |  |  |  |  | 2018-11-02 | NO | NO | NO | [6 empty] | AC | [7 empty] | NO
PRGMZDBM | Shenzhen Syhdee Co.,Ltd. | SYHDEE | SYH-PC08-DC1215(4000K) | Linear Replacement Lamp | T8 Four-Foot | Replacement Lamps (plug and play) (UL Type A) |  | standard | NO | [10 empty] | 2016-12-19 | Dimmable | Continuous Below 10 | NO |  | BBBDCI | [25 empty] | 4.4 | 2022.2 | 120.3 | 16.8 | 13.4 | 0.91 | 4000 | 82.6 |  |  |  | NO | NO | NO | 2018-05-02 | 4.3 |  | standard |  |  |  |  | 2018-11-02 | NO | NO | NO | [6 empty] | AC | [7 empty] | NO
PWNKWHTJ | Shenzhen Syhdee Co.,Ltd. | SYHDEE | SYH-PC08-DC1215(3000K) | Linear Replacement Lamp | T8 Four-Foot | Replacement Lamps (plug and play) (UL Type A) |  | standard | YES |  | 2022.28 | 120.374 | 16.8 | 13.4 | 0.913 | 2875 | 82.6 | 5 |  | 2016-12-19 | Dimmable | Continuous Below 10 | NO |  | BBBDCI | [15 empty] | 79.2 |  | 1.14 | 1.22 | [6 empty] | 4.4 | 2022.2 | 120.3 | 16.8 | 13.4 | 0.91 | 2875 | 82.6 |  |  |  | NO | NO | NO | 2018-05-02 | 4.3 |  | standard |  |  |  |  | 2018-11-02 | NO | NO | NO | [6 empty] | AC | [7 empty] | NO
PRRRZWYW | Shenzhen Syhdee Co.,Ltd. | SYHDEE | SYH-PC08-DC1218(4500K)?? | Linear Replacement Lamp | T8 Four-Foot | Replacement Lamps (plug and play) (UL Type A) |  | standard | NO | [10 empty] | 2016-12-19 | Dimmable | Continuous Below 10 | NO |  | BBBDCJ | [25 empty] | 4.4 | 2365.7 | 120 | 19.7 | 13.2 | 0.91 | 4500 | 82.5 |  |  |  | NO | NO | NO | 2018-05-02 | 4.3 |  | standard |  |  |  |  | 2018-11-02 | NO | NO | NO | [6 empty] | AC | [7 empty] | NO
PEQW74XZ | IGT LIGHTING INC | IGT LIGHTING | IGTTU-1501230F-4BC | Linear Replacement Lamp | T8 Four-Foot | Replacement Lamps (plug and play) (UL Type A) |  | standard | YES |  | 1917.3 | 133.62 | 14.35 | 16.37 | 0.9865 | 2875 | 83.8 | 5 | 50000 | 2016-12-19 | Not Dimmable | Not Dimmable | NO |  | VVVVVM | [15 empty] | 84.1 |  | 1.24 | 1.44 | [6 empty] | 4.4 | 1560 | 130 | 12 | 16.37 | 0.99 | 3000 | 80 |  |  |  | NO | NO | NO | 2018-05-02 | 4.3 |  | standard |  |  |  |  | 2018-11-02 | NO | NO | NO | [6 empty] | AC | [7 empty] | NO
PG5V4NAR | Shenzhen Syhdee Co.,Ltd. | SYHDEE | SYH-PC08-DC1212(3000K)?? | Linear Replacement Lamp | T8 Four-Foot | Replacement Lamps (plug and play) (UL Type A) |  | standard | YES |  | 1798.71 | 130.341 | 13.8 | 13.4 | 0.911 | 2886 | 82.7 | 5 | 50000 | 2016-12-19 | Dimmable | Continuous Below 10 | NO |  | BBBDCH | [15 empty] | 78.7 |  | 1.1 | 1.24 | [6 empty] | 4.4 | 1798.7 | 130.3 | 13.8 | 13.4 | 0.91 | 2886 | 82.7 |  |  |  | NO | NO | NO | 2018-05-02 | 4.3 |  | standard |  |  |  |  | 2018-11-02 | NO | NO | NO | [6 empty] | AC | [7 empty] | NO
P926VPRQ | Shenzhen Syhdee Co.,Ltd. | SYHDEE | SYH-PC08-DC1212(4500K)?? | Linear Replacement Lamp | T8 Four-Foot | Replacement Lamps (plug and play) (UL Type A) |  | standard | NO | [10 empty] | 2016-12-19 | Dimmable | Continuous Below 10 | NO |  | BBBDCH | [25 empty] | 4.4 | 1798.7 | 130.3 | 13.8 | 13.4 | 0.91 | 4500 | 82.7 |  |  |  | NO | NO | NO | 2018-05-02 | 4.3 |  | standard |  |  |  |  | 2018-11-02 | NO | NO | NO | [6 empty] | AC | [7 empty] | NO
PP5XRUJK | Shenzhen Syhdee Co.,Ltd. | SYHDEE | SYH-PC08-DC1215(4500K) | Linear Replacement Lamp | T8 Four-Foot | Replacement Lamps (plug and play) (UL Type A) |  | standard | NO | [10 empty] | 2016-12-19 | Dimmable | Continuous Below 10 | NO |  | BBBDCI | [25 empty] | 4.4 | 2022.2 | 120.3 | 16.8 | 13.4 | 0.91 | 4500 | 82.6 |  |  |  | NO | NO | NO | 2018-05-02 | 4.3 |  | standard |  |  |  |  | 2018-11-02 | NO | NO | NO | [6 empty] | AC | [7 empty] | NO
PB4A7UMF | Shenzhen Syhdee Co.,Ltd. | SYHDEE | SYH-PC08-DC1215(5000K) | Linear Replacement Lamp | T8 Four-Foot | Replacement Lamps (plug and play) (UL Type A) |  | standard | NO | [10 empty] | 2016-12-19 | Dimmable | Continuous Below 10 | NO |  | BBBDCI | [25 empty] | 4.4 | 2078.8 | 124.4 | 16.7 | 14.5 | 0.92 | 4790 | 82.7 |  |  |  | NO | NO | NO | 2018-05-02 | 4.3 |  | standard |  |  |  |  | 2018-11-02 | NO | NO | NO | [6 empty] | AC | [7 empty] | NO
PUAUJB6H | Shenzhen Syhdee Co.,Ltd. | SYHDEE | SYH-PC08-DC1218(4000K)?? | Linear Replacement Lamp | T8 Four-Foot | Replacement Lamps (plug and play) (UL Type A) |  | standard | NO | [10 empty] | 2016-12-19 | Dimmable | Continuous Below 10 | NO |  | BBBDCJ | [25 empty] | 4.4 | 2365.7 | 120 | 19.7 | 13.2 | 0.91 | 4000 | 82.5 |  |  |  | NO | NO | NO | 2018-05-02 | 4.3 |  | standard |  |  |  |  | 2018-11-02 | NO | NO | NO | [6 empty] | AC | [7 empty] | NO
PQCUPNCU | Shenzhen Syhdee Co.,Ltd. | SYHDEE | SYH-PC08-DC1218(5000K)?? | Linear Replacement Lamp | T8 Four-Foot | Replacement Lamps (plug and play) (UL Type A) |  | standard | NO | [10 empty] | 2016-12-19 | Dimmable | Continuous Below 10 | NO |  | BBBDCJ | [25 empty] | 4.4 | 2475.3 | 124.3 | 19.9 | 14.1 | 0.92 | 4800 | 82.8 |  |  |  | NO | NO | NO | 2018-05-02 | 4.3 |  | standard |  |  |  |  | 2018-11-02 | NO | NO | NO | [6 empty] | AC | [7 empty] | NO
P1QB832E | Shenzhen Syhdee Co.,Ltd. | SYHDEE | SYH-PC08-DC1212(3500K) | Linear Replacement Lamp | T8 Four-Foot | Replacement Lamps (plug and play) (UL Type A) |  | standard | NO | [10 empty] | 2016-12-19 | Dimmable | Continuous Below 10 | NO |  | BBBDCH | [25 empty] | 4.4 | 1798.7 | 130.3 | 13.8 | 13.4 | 0.91 | 3500 | 82.7 |  |  |  | NO | NO | NO | 2018-05-02 | 4.3 |  | standard |  |  |  |  | 2018-11-02 | NO | NO | NO | [6 empty] | AC | [7 empty] | NO
PAEBPMMT | Shenzhen Syhdee Co.,Ltd. | SYHDEE | SYH-PC08-DC1212(5000K)?? | Linear Replacement Lamp | T8 Four-Foot | Replacement Lamps (plug and play) (UL Type A) |  | standard | NO | [10 empty] | 2016-12-19 | Dimmable | Continuous Below 10 | NO |  | BBBDCH | [25 empty] | 4.4 | 1900.7 | 134.8 | 14.1 | 14.8 | 0.92 | 4809 | 82.9 |  |  |  | NO | NO | NO | 2018-05-02 | 4.3 |  | standard |  |  |  |  | 2018-11-02 | NO | NO | NO | [6 empty] | AC | [7 empty] | NO
PG4N2J59 | IGT LIGHTING INC | IGT LIGHTING | IGTTU-1501540F-4BC | Linear Replacement Lamp | T8 Four-Foot | Replacement Lamps (plug and play) (UL Type A) |  | standard | NO | [10 empty] | 2016-12-19 | Not Dimmable | Not Dimmable | NO |  | VVVVVL | [25 empty] | 4.4 | 1950 | 130 | 15 | 12.48 | 0.99 | 4000 | 80 |  |  |  | NO | NO | NO | 2018-05-02 | 4.3 |  | standard |  |  |  |  | 2018-11-02 | NO | NO | NO | [6 empty] | AC | [7 empty] | NO
P82J2DGC | IGT LIGHTING INC | IGT LIGHTING | IGTTU-1501530F-4BC | Linear Replacement Lamp | T8 Four-Foot | Replacement Lamps (plug and play) (UL Type A) |  | standard | YES |  | 2259.3 | 132.26 | 17.08 | 12.48 | 0.9916 | 2872 | 83.8 | 5 | 50000 | 2016-12-19 | Not Dimmable | Not Dimmable | NO |  | VVVVVL | [15 empty] | 85.5 |  | 1.24 | 1.42 | [6 empty] | 4.4 | 1950 | 130 | 15 | 12.48 | 0.99 | 3000 | 80 |  |  |  | NO | NO | NO | 2018-05-02 | 4.3 |  | standard |  |  |  |  | 2018-11-02 | NO | NO | NO | [6 empty] | AC | [7 empty] | NO
PHM61WMB | IGT LIGHTING INC | IGT LIGHTING | IGTTU-1501550F-4BC | Linear Replacement Lamp | T8 Four-Foot | Replacement Lamps (plug and play) (UL Type A) |  | standard | NO | [10 empty] | 2016-12-19 | Not Dimmable | Not Dimmable | NO |  | VVVVVL | [25 empty] | 4.4 | 1950 | 130 | 15 | 12.48 | 0.99 | 5000 | 80 |  |  |  | NO | NO | NO | 2018-05-02 | 4.3 |  | standard |  |  |  |  | 2018-11-02 | NO | NO | NO | [6 empty] | AC | [7 empty] | NO
PQYUEK4J | IGT LIGHTING INC | IGT LIGHTING | IGTTU-1501250F-4BC | Linear Replacement Lamp | T8 Four-Foot | Replacement Lamps (plug and play) (UL Type A) |  | standard | NO | [10 empty] | 2016-12-19 | Not Dimmable | Not Dimmable | NO |  | VVVVVM | [25 empty] | 4.4 | 1560 | 130 | 12 | 16.37 | 0.99 | 5000 | 80 |  |  |  | NO | NO | NO | 2018-05-02 | 4.3 |  | standard |  |  |  |  | 2018-11-02 | NO | NO | NO | [6 empty] | AC | [7 empty] | NO
PGBR6BNK | Shenzhen Syhdee Co.,Ltd. | SYHDEE | SYH-PC08-DC1212(4000K)?? | Linear Replacement Lamp | T8 Four-Foot | Replacement Lamps (plug and play) (UL Type A) |  | standard | NO | [10 empty] | 2016-12-19 | Dimmable | Continuous Below 10 | NO |  | BBBDCH | [25 empty] | 4.4 | 1798.7 | 130.3 | 13.8 | 13.4 | 0.91 | 4000 | 82.7 |  |  |  | NO | NO | NO | 2018-05-02 | 4.3 |  | standard |  |  |  |  | 2018-11-02 | NO | NO | NO | [6 empty] | AC | [7 empty] | NO
PKH5AJBJ | Shenzhen Syhdee Co.,Ltd. | SYHDEE | SYH-PC08-DC1215(3500K) | Linear Replacement Lamp | T8 Four-Foot | Replacement Lamps (plug and play) (UL Type A) |  | standard | NO | [10 empty] | 2016-12-19 | Dimmable | Continuous Below 10 | NO |  | BBBDCI | [25 empty] | 4.4 | 2022.2 | 120.3 | 16.8 | 13.4 | 0.91 | 3500 | 82.6 |  |  |  | NO | NO | NO | 2018-05-02 | 4.3 |  | standard |  |  |  |  | 2018-11-02 | NO | NO | NO | [6 empty] | AC | [7 empty] | NO
PA5FN68W | IGT LIGHTING INC | IGT LIGHTING | IGTTU-1501240F-4BC | Linear Replacement Lamp | T8 Four-Foot | Replacement Lamps (plug and play) (UL Type A) |  | standard | NO | [10 empty] | 2016-12-19 | Not Dimmable | Not Dimmable | NO |  | VVVVVM | [25 empty] | 4.4 | 1560 | 130 | 12 | 16.37 | 0.99 | 4000 | 80 |  |  |  | NO | NO | NO | 2018-05-02 | 4.3 |  | standard |  |  |  |  | 2018-11-02 | NO | NO | NO | [6 empty] | AC | [7 empty] | NO
PUF8KJS7 | IGT LIGHTING INC | IGT LIGHTING | IGTTU-1501830F-4BC | Linear Replacement Lamp | T8 Four-Foot | Replacement Lamps (plug and play) (UL Type A) |  | standard | YES |  | 2600.2 | 131.94 | 19.71 | 13.85 | 0.9888 | 2939 | 82.4 | 5 | 50000 | 2016-12-19 | Not Dimmable | Not Dimmable | NO |  | VVVVVK | [15 empty] | 84.9 |  | 1.4 | 1.28 | [6 empty] | 4.4 | 2340 | 130 | 18 | 13.85 | 0.99 | 3000 | 80 |  |  |  | NO | NO | NO | 2018-05-02 | 4.3 |  | standard |  |  |  |  | 2018-11-02 | NO | NO | NO | [6 empty] | AC | [7 empty] | NO
PJMT48B4 | Shenzhen Syhdee Co.,Ltd. | SYHDEE | SYH-PC08-DC1218(3000K)?? | Linear Replacement Lamp | T8 Four-Foot | Replacement Lamps (plug and play) (UL Type A) |  | standard | YES |  | 2365.73 | 120.088 | 19.7 | 13.2 | 0.912 | 2894 | 82.5 | 5 | 50000 | 2016-12-19 | Dimmable | Continuous Below 10 | NO |  | BBBDCJ | [15 empty] | 79.1 |  | 1.1 | 1.24 | [6 empty] | 4.4 | 2365.7 | 120 | 19.7 | 13.2 | 0.91 | 2894 | 82.5 |  |  |  | NO | NO | NO | 2018-05-02 | 4.3 |  | standard |  |  |  |  | 2018-11-02 | NO | NO | NO | [6 empty] | AC | [7 empty] | NO
PYTRRBFX | Luxul Technology Inc. | LUXUL | G-Lux T8 4ft BME1-50H2 | Linear Replacement Lamp | T8 Four-Foot | Replacement Lamps (plug and play) (UL Type A) |  | standard | NO | [10 empty] | 2016-12-16 | Not Dimmable | Not Dimmable | NO |  | YYYAZE | [25 empty] | 4.4 | 1800 | 150 | 12 | 11 | 1 | 5000 | 80 |  |  |  | NO | NO | NO | 2018-05-02 | 4.3 |  | standard |  |  |  |  | 2018-11-02 | NO | NO | NO | [6 empty] | AC | [7 empty] | NO
PEU25B53 | Luxul Technology Inc. | LUXUL | G-Lux T8 4ft BME1-45H2 | Linear Replacement Lamp | T8 Four-Foot | Replacement Lamps (plug and play) (UL Type A) |  | standard | NO | [10 empty] | 2016-12-16 | Not Dimmable | Not Dimmable | NO |  | YYYAZE | [25 empty] | 4.4 | 1800 | 150 | 12 | 11 | 1 | 4500 | 80 |  |  |  | NO | NO | NO | 2018-05-02 | 4.3 |  | standard |  |  |  |  | 2018-11-02 | NO | NO | NO | [6 empty] | AC | [7 empty] | NO
P56AW8FG | Luxul Technology Inc. | LUXUL | G-Lux T8 4ft BME1-40H2 | Linear Replacement Lamp | T8 Four-Foot | Replacement Lamps (plug and play) (UL Type A) |  | standard | YES |  | 2016.2 | 139.76 | 14.43 | 11.04 | 0.9604 | 3885 | 84.6 | 5 | 50000 | 2016-12-16 | Not Dimmable | Not Dimmable | NO |  | YYYAZE | [15 empty] | 88.1 |  | 1.26 | 1.42 | [6 empty] | 4.4 | 1800 | 150 | 12 | 11 | 1 | 4000 | 80 |  |  |  | NO | NO | NO | 2018-05-02 | 4.3 |  | standard |  |  |  |  | 2018-11-02 | NO | NO | NO | [6 empty] | AC | [7 empty] | NO
P1NVMMVT | Shenzhen Syhdee Co.,Ltd. | SYHDEE | SYH-PC08-DC1220(3500K) | Linear Replacement Lamp | T8 Four-Foot | Replacement Lamps (plug and play) (UL Type A) |  | standard | NO | [10 empty] | 2016-12-14 | Dimmable | Continuous Below 10 | NO |  | BBBDCD | [25 empty] | 4.4 | 2650.3 | 121 | 21.9 | 13.8 | 0.91 | 3500 | 82.4 |  |  |  | NO | NO | NO | 2018-05-02 | 4.3 |  | standard |  |  |  |  | 2018-11-02 | NO | NO | NO | [6 empty] | AC | [7 empty] | NO
PVKV81QA | Shenzhen Syhdee Co.,Ltd. | SYHDEE | SYH-PC08-DC1220(4000K)? | Linear Replacement Lamp | T8 Four-Foot | Replacement Lamps (plug and play) (UL Type A) |  | standard | NO | [10 empty] | 2016-12-14 | Dimmable | Continuous Below 10 | NO |  | BBBDCD | [25 empty] | 4.4 | 2650.3 | 121 | 21.9 | 13.8 | 0.91 | 4000 | 82.4 |  |  |  | NO | NO | NO | 2018-05-02 | 4.3 |  | standard |  |  |  |  | 2018-11-02 | NO | NO | NO | [6 empty] | AC | [7 empty] | NO
PAHMTWFY | Shenzhen Syhdee Co.,Ltd. | SYHDEE | SYH-PC08-DC1220(4500K)? | Linear Replacement Lamp | T8 Four-Foot | Replacement Lamps (plug and play) (UL Type A) |  | standard | NO | [10 empty] | 2016-12-14 | Dimmable | Continuous Below 10 | NO |  | BBBDCD | [25 empty] | 4.4 | 2650.3 | 121 | 21.9 | 13.8 | 0.91 | 4500 | 82.4 |  |  |  | NO | NO | NO | 2018-05-02 | 4.3 |  | standard |  |  |  |  | 2018-11-02 | NO | NO | NO | [6 empty] | AC | [7 empty] | NO
PKX1FBGT | Bravoled Lighting Manufacturing Co. Ltd. | Bravoled | BL-T8-15W1200 BQET(5000K) | Linear Replacement Lamp | T8 Four-Foot | Dual Mode Internal Driver (UL Type A and Type B) |  | standard | NO | [10 empty] | 2016-12-14 | Not Dimmable | Not Dimmable | NO |  | UUUAXZ | [25 empty] | 4.4 | 2216 | 122.4 | 18.1 | 18.8 | 0.93 | 5154 | 88.1 |  |  |  | NO | NO | NO | 2018-05-02 | 4.3 |  | standard |  |  |  |  | 2018-11-02 | NO | NO | NO | [6 empty] | AC | [7 empty] | NO
P2Z45SS3 | Shenzhen Syhdee Co.,Ltd. | SYHDEE | SYH-PC08-DC1220(3000K) | Linear Replacement Lamp | T8 Four-Foot | Replacement Lamps (plug and play) (UL Type A) |  | standard | YES |  | 2650.36 | 121.021 | 21.9 | 13.8 | 0.91 | 2887 | 82.4 | 5 | 50000 | 2016-12-14 | Dimmable | Continuous Below 10 | NO |  | BBBDCD | [15 empty] | 79.3 |  | 1.16 | 1.22 | [6 empty] | 4.4 | 2650.3 | 121 | 21.9 | 13.8 | 0.91 | 2887 | 82.4 |  |  |  | NO | NO | NO | 2018-05-02 | 4.3 |  | standard |  |  |  |  | 2018-11-02 | NO | NO | NO | [6 empty] | AC | [7 empty] | NO
P5ZUPH84 | Shenzhen Syhdee Co.,Ltd. | SYHDEE | SYH-PC08-DC1220(5000K) | Linear Replacement Lamp | T8 Four-Foot | Replacement Lamps (plug and play) (UL Type A) |  | standard | NO | [10 empty] | 2016-12-14 | Dimmable | Continuous Below 10 | NO |  | BBBDCD | [25 empty] | 4.4 | 2776 | 125.6 | 22.1 | 14.6 | 0.91 | 4828 | 82.9 |  |  |  | NO | NO | NO | 2018-05-02 | 4.3 |  | standard |  |  |  |  | 2018-11-02 | NO | NO | NO | [6 empty] | AC | [7 empty] | NO
P995JY5D | SHENZHEN FUDAKIN DISPLAY LIGHTING CO., LTD. | FUDAKINLED | FDK-LT8C-4-155FA | Linear Replacement Lamp | T8 Four-Foot | Replacement Lamps (plug and play) (UL Type A) |  | standard | NO | [10 empty] | 2016-12-13 | Not Dimmable | Not Dimmable | NotYetVerified |  | MMMPBE | [25 empty] | 4.4 | 1900 | 127 | 15 | 5.12 | 1 | 5000 | 80 |  |  |  | NO | NO | NO | 2018-05-02 | 4.3 |  | standard |  |  |  |  | 2018-11-02 | NO | NO | NO | [6 empty] | AC | [7 empty] | NO
P2YKAH2Y | SHENZHEN FUDAKIN DISPLAY LIGHTING CO., LTD. | FUDAKINLED | FDK-LT8CR-4-155FA | Linear Replacement Lamp | T8 Four-Foot | Replacement Lamps (plug and play) (UL Type A) |  | standard | NO | [10 empty] | 2016-12-13 | Not Dimmable | Not Dimmable | NotYetVerified |  | MMMPBE | [25 empty] | 4.4 | 1900 | 127 | 15 | 5.12 | 1 | 5000 | 80 |  |  |  | NO | NO | NO | 2018-05-02 | 4.3 |  | standard |  |  |  |  | 2018-11-02 | NO | NO | NO | [6 empty] | AC | [7 empty] | NO
PMYMJB9T | SHENZHEN FUDAKIN DISPLAY LIGHTING CO., LTD. | FUDAKINLED | FDK-LT8C-4-154FA | Linear Replacement Lamp | T8 Four-Foot | Replacement Lamps (plug and play) (UL Type A) |  | standard | NO | [10 empty] | 2016-12-13 | Not Dimmable | Not Dimmable | NotYetVerified |  | MMMPBE | [25 empty] | 4.4 | 1800 | 120 | 15 | 5.12 | 1 | 4000 | 80 |  |  |  | NO | NO | NO | 2018-05-02 | 4.3 |  | standard |  |  |  |  | 2018-11-02 | NO | NO | NO | [6 empty] | AC | [7 empty] | NO
P3NQFSEU | SHENZHEN FUDAKIN DISPLAY LIGHTING CO., LTD. | FUDAKINLED | FDK-LT8CR-4-154FA | Linear Replacement Lamp | T8 Four-Foot | Replacement Lamps (plug and play) (UL Type A) |  | standard | NO | [10 empty] | 2016-12-13 | Not Dimmable | Not Dimmable | NotYetVerified |  | MMMPBE | [25 empty] | 4.4 | 1800 | 120 | 15 | 5.12 | 1 | 4000 | 80 |  |  |  | NO | NO | NO | 2018-05-02 | 4.3 |  | standard |  |  |  |  | 2018-11-02 | NO | NO | NO | [6 empty] | AC | [7 empty] | NO
PY3NRNWE | SHENZHEN FUDAKIN DISPLAY LIGHTING CO., LTD. | FUDAKINLED | FDK-LT8C-4-153FA | Linear Replacement Lamp | T8 Four-Foot | Replacement Lamps (plug and play) (UL Type A) |  | standard | NO | [10 empty] | 2016-12-13 | Not Dimmable | Not Dimmable | NotYetVerified |  | MMMPBE | [25 empty] | 4.4 | 1800 | 120 | 15 | 5.12 | 1 | 3000 | 80 |  |  |  | NO | NO | NO | 2018-05-02 | 4.3 |  | standard |  |  |  |  | 2018-11-02 | NO | NO | NO | [6 empty] | AC | [7 empty] | NO
PEE88GTG | SHENZHEN FUDAKIN DISPLAY LIGHTING CO., LTD. | FUDAKINLED | FDK-LT8CR-4-153FA | Linear Replacement Lamp | T8 Four-Foot | Replacement Lamps (plug and play) (UL Type A) |  | standard | YES |  | 1953.4 | 119.04 | 16.41 | 6.74 | 0.98 | 3066 | 82.8 | 5 | 50000 | 2016-12-13 | Not Dimmable | Not Dimmable | NotYetVerified |  | MMMPBE | [15 empty] | 83.9 |  | 1.22 | 1.32 | [6 empty] | 4.4 | 1800 | 120 | 15 | 5.12 | 1 | 3000 | 80 |  |  |  | NO | NO | NO | 2018-05-02 | 4.3 |  | standard |  |  |  |  | 2018-11-02 | NO | NO | NO | [6 empty] | AC | [7 empty] | NO
P7YTFZMG | Optimal LED | OPTIMALLED | 8813NX1810W40AGCD-114 | Linear Replacement Lamp | T8 Four-Foot | Dual Mode Internal Driver (UL Type A and Type B) |  | standard | NO | [10 empty] | 2016-12-12 | Dimmable | Continuous Below 10 | NO |  | JJJMLW | [25 empty] | 4.4 | 2668.22 | 120.73 | 22.1 | 13.7 | 0.95 | 4000 | 82.1 |  |  |  | NO | NO | NO | 2018-05-02 | 4.3 |  | standard |  |  |  |  | 2018-11-02 | NO | NO | NO | [6 empty] | AC | [7 empty] | NO
PKYMEGE5 | Optimal LED | OPTIMALLED | 8813NX1510W40AGCD-114 | Linear Replacement Lamp | T8 Four-Foot | Dual Mode Internal Driver (UL Type A and Type B) |  | standard | NO | [10 empty] | 2016-12-12 | Dimmable | Continuous Below 10 | NO |  | JJJMLU | [25 empty] | 4.4 | 2300.04 | 120.42 | 19.1 | 13.4 | 0.95 | 4000 | 82.3 |  |  |  | NO | NO | NO | 2018-05-02 | 4.3 |  | standard |  |  |  |  | 2018-11-02 | NO | NO | NO | [6 empty] | AC | [7 empty] | NO
PVYV2HG8 | Optimal LED | OPTIMALLED | 8813NX1510W50AGCD-114 | Linear Replacement Lamp | T8 Four-Foot | Dual Mode Internal Driver (UL Type A and Type B) |  | standard | NO | [10 empty] | 2016-12-12 | Dimmable | Continuous Below 10 | NO |  | JJJMLU | [25 empty] | 4.4 | 2349.17 | 122.99 | 19.1 | 13.8 | 0.96 | 5000 | 82.5 |  |  |  | NO | NO | NO | 2018-05-02 | 4.3 |  | standard |  |  |  |  | 2018-11-02 | NO | NO | NO | [6 empty] | AC | [7 empty] | NO
P2N4H1DG | Optimal LED | OPTIMALLED | 8813NX2010W30AGCD-114 | Linear Replacement Lamp | T8 Four-Foot | Dual Mode Internal Driver (UL Type A and Type B) |  | standard | YES |  | 2934.92 | 121.781 | 24.1 | 14.3 | 0.901 | 2990 | 82.2 | 5 | 50000 | 2016-12-12 | Dimmable | Continuous Below 10 | NO |  | JJJMLY | [15 empty] | 80.3 |  | 1.18 | 1.18 | [6 empty] | 4.4 | 2934.92 | 121.78 | 24.1 | 14.3 | 0.95 | 3000 | 82.2 |  |  |  | NO | NO | NO | 2018-05-02 | 4.3 |  | standard |  |  |  |  | 2018-11-02 | NO | NO | NO | [6 empty] | AC | [7 empty] | NO
PAPXFQ5N | Optimal LED | OPTIMALLED | 8813NX1210W50AGCD-101 | Linear Replacement Lamp | T8 Four-Foot | Dual Mode Internal Driver (UL Type A and Type B) |  | standard | NO | [10 empty] | 2016-12-12 | Dimmable | Continuous Below 10 | NO | Product updated on 12/13/2017 | JJJMLS | [25 empty] | 4.4 | 1964.46 | 122.02 | 16.1 | 14.1 | 0.94 | 5000 | 82.9 |  |  |  | NO | NO | NO | 2018-05-02 | 4.3 |  | standard |  |  |  |  | 2018-11-02 | NO | NO | NO | [6 empty] | AC | [7 empty] | NO
PH58Z9JN | Optimal LED | OPTIMALLED | 8813NX2010W50AGCD-114 | Linear Replacement Lamp | T8 Four-Foot | Dual Mode Internal Driver (UL Type A and Type B) |  | standard | NO | [10 empty] | 2016-12-12 | Dimmable | Continuous Below 10 | NO |  | JJJMLY | [25 empty] | 4.4 | 2977.84 | 123.56 | 24.1 | 14.4 | 0.93 | 5000 | 82.6 |  |  |  | NO | NO | NO | 2018-05-02 | 4.3 |  | standard |  |  |  |  | 2018-11-02 | NO | NO | NO | [6 empty] | AC | [7 empty] | NO
PMKRZ68T | Optimal LED | OPTIMALLED | 8813NX1810W50AGCD-114 | Linear Replacement Lamp | T8 Four-Foot | Dual Mode Internal Driver (UL Type A and Type B) |  | standard | NO | [10 empty] | 2016-12-12 | Dimmable | Continuous Below 10 | NO |  | JJJMLW | [25 empty] | 4.4 | 2716.6 | 122.92 | 22.1 | 13.8 | 0.94 | 5000 | 82.9 |  |  |  | NO | NO | NO | 2018-05-02 | 4.3 |  | standard |  |  |  |  | 2018-11-02 | NO | NO | NO | [6 empty] | AC | [7 empty] | NO
PGU3QM2A | Optimal LED | OPTIMALLED | 8813NX1510W30AGCD-114 | Linear Replacement Lamp | T8 Four-Foot | Dual Mode Internal Driver (UL Type A and Type B) |  | standard | YES |  | 2300.04 | 120.421 | 19.1 | 13.4 | 0.906 | 3008 | 82.3 | 5 | 50000 | 2016-12-12 | Dimmable | Continuous Below 10 | NO |  | JJJMLU | [15 empty] | 80.4 |  | 1.16 | 1.2 | [6 empty] | 4.4 | 2300.04 | 120.42 | 19.1 | 13.4 | 0.95 | 3000 | 82.3 |  |  |  | NO | NO | NO | 2018-05-02 | 4.3 |  | standard |  |  |  |  | 2018-11-02 | NO | NO | NO | [6 empty] | AC | [7 empty] | NO
P3ESTUEK | Optimal LED | OPTIMALLED | 8813NX2010W40AGCD-114 | Linear Replacement Lamp | T8 Four-Foot | Dual Mode Internal Driver (UL Type A and Type B) |  | standard | NO | [10 empty] | 2016-12-12 | Dimmable | Continuous Below 10 | NO |  | JJJMLY | [25 empty] | 4.4 | 2934.92 | 121.78 | 24.1 | 14.3 | 0.95 | 4000 | 82.2 |  |  |  | NO | NO | NO | 2018-05-02 | 4.3 |  | standard |  |  |  |  | 2018-11-02 | NO | NO | NO | [6 empty] | AC | [7 empty] | NO
PUY9H3TN | Optimal LED | OPTIMALLED | 8813NX1810W30AGCD-114 | Linear Replacement Lamp | T8 Four-Foot | Dual Mode Internal Driver (UL Type A and Type B) |  | standard | YES |  | 2668.22 | 120.734 | 22.1 | 13.7 | 0.903 | 2969 | 82.1 | 5 | 50000 | 2016-12-12 | Dimmable | Continuous Below 10 | NO |  | JJJMLW | [15 empty] | 80.3 |  | 1.2 | 1.2 | [6 empty] | 4.4 | 2668.22 | 120.73 | 22.1 | 13.7 | 0.95 | 3000 | 82.1 |  |  |  | NO | NO | NO | 2018-05-02 | 4.3 |  | standard |  |  |  |  | 2018-11-02 | NO | NO | NO | [6 empty] | AC | [7 empty] | NO
P2R73QWZ | Philips Lighting North America Corporation | Philips | 9290013035 | Linear Replacement Lamp | T8 Four-Foot | Replacement Lamps (plug and play) (UL Type A) |  | standard | NO | [10 empty] | 2016-11-14 | Not Dimmable | Not Dimmable | NO |  | KKKZLG | [25 empty] | 4.4 | 2100 | 123.53 | 17 | 15 | 0.9 | 4000 | 82 |  |  |  | NO | NO | NO | 2018-05-02 | 4.3 |  | standard |  |  |  |  | 2018-11-02 | NO | NO | NO | [6 empty] | AC | [7 empty] | NO
PES681F4 | Philips Lighting North America Corporation | Philips | 9290011241C | Linear Replacement Lamp | T8 Four-Foot | Replacement Lamps (plug and play) (UL Type A) |  | standard | NO | [10 empty] | 2016-09-22 | Not Dimmable | Not Dimmable | NO |  | KKKZHN | [25 empty] | 4.4 | 1600 | 123.08 | 13 | 8 | 0.9 | 4000 | 82 |  |  |  | NO | NO | NO | 2018-05-02 | 4.3 |  | standard |  |  |  |  | 2018-11-02 | NO | NO | NO | [6 empty] | AC | [7 empty] | NO
PU5FJWJP | ELB Electronics, Inc. | ELB | LED T8E-17-850-[FR]HF | Linear Replacement Lamp | T8 Four-Foot | Replacement Lamps (plug and play) (UL Type A) |  | standard | NO | [10 empty] | 2016-12-02 | Not Dimmable | Not Dimmable | NO | Rotatable end caps lamp is qualified pointing straight down only | SSSBVP | [25 empty] | 4.4 | 2050 | 122 | 17 | 8 | 0.97 | 5000 | 83 |  |  |  | NO | NO | NO | 2018-05-02 | 4.3 |  | standard |  |  |  |  | 2018-11-02 | NO | NO | NO | [6 empty] | AC | [7 empty] | NO
PX2YS7TZ | Aurora Lighting Inc. | SimplyFit T8 Tube | AR-T8H184FFR/50 | Linear Replacement Lamp | T8 Four-Foot | Dual Mode Internal Driver (UL Type A and Type B) |  | standard | NO | [10 empty] | 2016-11-29 | Not Dimmable | Not Dimmable | NO |  | DDDIPA | [25 empty] | 4.4 | 2186 | 125.85 | 17.37 | 22.59 | 0.9 | 5000 | 80.6 |  |  |  | NO | NO | NO | 2018-05-02 | 4.3 |  | standard |  |  |  |  | 2018-11-02 | NO | NO | NO | [6 empty] | AC | [7 empty] | NO
PZ52MF8K | James Trading Company Limited | JAMES | ZY-T8P-15W1200 BIXX BALLAST COMPATIBLE LED TUBE [3500K Frosted] | Linear Replacement Lamp | T8 Four-Foot | Dual Mode Internal Driver (UL Type A and Type B) |  | standard | NO | [10 empty] | 2016-11-23 | Not Dimmable | Not Dimmable | NotYetVerified |  | KKKLLL | [25 empty] | 4.4 | 2160 | 135 | 16 | 20 | 0.9 | 3500 | 83 |  |  |  | NO | NO | NO | 2018-05-02 | 4.3 |  | standard |  |  |  |  | 2018-11-02 | NO | NO | NO | [6 empty] | AC | [7 empty] | NO
P9TQ5T9F | James Trading Company Limited | JAMES | ZY-T8P-18W1200 BIXX BALLAST COMPATIBLE LED TUBE [5000K Frosted] | Linear Replacement Lamp | T8 Four-Foot | Dual Mode Internal Driver (UL Type A and Type B) |  | standard | NO | [10 empty] | 2016-11-23 | Not Dimmable | Not Dimmable | NotYetVerified |  | KKKLLM | [25 empty] | 4.4 | 2430 | 135 | 18 | 20 | 0.9 | 5000 | 83 |  |  |  | NO | NO | NO | 2018-05-02 | 4.3 |  | standard |  |  |  |  | 2018-11-02 | NO | NO | NO | [6 empty] | AC | [7 empty] | NO
PA6X6MFB | James Trading Company Limited | JAMES | ZY-T8P-18W1200 BIXX BALLAST COMPATIBLE LED TUBE [3000K Frosted] | Linear Replacement Lamp | T8 Four-Foot | Dual Mode Internal Driver (UL Type A and Type B) |  | standard | NO | [10 empty] | 2016-11-23 | Not Dimmable | Not Dimmable | NotYetVerified |  | KKKLLM | [25 empty] | 4.4 | 2430 | 135 | 18 | 20 | 0.9 | 3000 | 83 |  |  |  | NO | NO | NO | 2018-05-02 | 4.3 |  | standard |  |  |  |  | 2018-11-02 | NO | NO | NO | [6 empty] | AC | [7 empty] | NO
PG1EW9ET | James Trading Company Limited | JAMES | ZY-T8P-15W1200 BIXX BALLAST COMPATIBLE LED TUBE [3000K Frosted] | Linear Replacement Lamp | T8 Four-Foot | Dual Mode Internal Driver (UL Type A and Type B) |  | standard | NO | [10 empty] | 2016-11-23 | Not Dimmable | Not Dimmable | NotYetVerified |  | KKKLLL | [25 empty] | 4.4 | 2160 | 135 | 16 | 20 | 0.9 | 3000 | 83 |  |  |  | NO | NO | NO | 2018-05-02 | 4.3 |  | standard |  |  |  |  | 2018-11-02 | NO | NO | NO | [6 empty] | AC | [7 empty] | NO
PHGWC6GZ | James Trading Company Limited | JAMES | ZY-T8P-18W1200 BIXX BALLAST COMPATIBLE LED TUBE [4000K Frosted] | Linear Replacement Lamp | T8 Four-Foot | Dual Mode Internal Driver (UL Type A and Type B) |  | standard | NO | [10 empty] | 2016-11-23 | Not Dimmable | Not Dimmable | NotYetVerified |  | KKKLLM | [25 empty] | 4.4 | 2430 | 135 | 18 | 20 | 0.9 | 4000 | 83 |  |  |  | NO | NO | NO | 2018-05-02 | 4.3 |  | standard |  |  |  |  | 2018-11-02 | NO | NO | NO | [6 empty] | AC | [7 empty] | NO
PSR2QM34 | James Trading Company Limited | JAMES | ZY-T8P-15W1200 BIXX BALLAST COMPATIBLE LED TUBE [4500K Frosted] | Linear Replacement Lamp | T8 Four-Foot | Dual Mode Internal Driver (UL Type A and Type B) |  | standard | NO | [10 empty] | 2016-11-23 | Not Dimmable | Not Dimmable | NotYetVerified |  | KKKLLL | [25 empty] | 4.4 | 2160 | 135 | 16 | 20 | 0.9 | 4500 | 83 |  |  |  | NO | NO | NO | 2018-05-02 | 4.3 |  | standard |  |  |  |  | 2018-11-02 | NO | NO | NO | [6 empty] | AC | [7 empty] | NO
PXFEC3MR | James Trading Company Limited | JAMES | ZY-T8P-18W1200 BIXX BALLAST COMPATIBLE LED TUBE [3500K Frosted] | Linear Replacement Lamp | T8 Four-Foot | Dual Mode Internal Driver (UL Type A and Type B) |  | standard | NO | [10 empty] | 2016-11-23 | Not Dimmable | Not Dimmable | NotYetVerified |  | KKKLLM | [25 empty] | 4.4 | 2430 | 135 | 18 | 20 | 0.9 | 3500 | 83 |  |  |  | NO | NO | NO | 2018-05-02 | 4.3 |  | standard |  |  |  |  | 2018-11-02 | NO | NO | NO | [6 empty] | AC | [7 empty] | NO
PF43C4VG | James Trading Company Limited | JAMES | ZY-T8P-15W1200 BIXX BALLAST COMPATIBLE LED TUBE [4000K Frosted] | Linear Replacement Lamp | T8 Four-Foot | Dual Mode Internal Driver (UL Type A and Type B) |  | standard | NO | [10 empty] | 2016-11-23 | Not Dimmable | Not Dimmable | NotYetVerified |  | KKKLLL | [25 empty] | 4.4 | 2160 | 135 | 16 | 20 | 0.9 | 4000 | 83 |  |  |  | NO | NO | NO | 2018-05-02 | 4.3 |  | standard |  |  |  |  | 2018-11-02 | NO | NO | NO | [6 empty] | AC | [7 empty] | NO
PKPFXNZE | James Trading Company Limited | JAMES | ZY-T8P-18W1200 BIXX BALLAST COMPATIBLE LED TUBE [4500K Frosted] | Linear Replacement Lamp | T8 Four-Foot | Dual Mode Internal Driver (UL Type A and Type B) |  | standard | NO | [10 empty] | 2016-11-23 | Not Dimmable | Not Dimmable | NotYetVerified |  | KKKLLM | [25 empty] | 4.4 | 2430 | 135 | 18 | 20 | 0.9 | 4500 | 83 |  |  |  | NO | NO | NO | 2018-05-02 | 4.3 |  | standard |  |  |  |  | 2018-11-02 | NO | NO | NO | [6 empty] | AC | [7 empty] | NO
PU6J7KQK | James Trading Company Limited | JAMES | ZY-T8P-15W1200 BIXX BALLAST COMPATIBLE LED TUBE [5000K Frosted] | Linear Replacement Lamp | T8 Four-Foot | Dual Mode Internal Driver (UL Type A and Type B) |  | standard | NO | [10 empty] | 2016-11-23 | Not Dimmable | Not Dimmable | NotYetVerified |  | KKKLLL | [25 empty] | 4.4 | 2160 | 135 | 16 | 20 | 0.9 | 5000 | 83 |  |  |  | NO | NO | NO | 2018-05-02 | 4.3 |  | standard |  |  |  |  | 2018-11-02 | NO | NO | NO | [6 empty] | AC | [7 empty] | NO
PQX7262U | Hengdian Group Tospo Lighting Co.,Ltd | TOSPO | G7 TP120-277-18/T8 G13 DR-RS/IS 3500K | Linear Replacement Lamp | T8 Four-Foot | Replacement Lamps (plug and play) (UL Type A) |  | standard | YES |  | 2499.1 | 130.77 | 19.11 | 6.8 | 0.984 | 3398 | 81.6 | 5 | 50000 | 2016-11-21 | Not Dimmable | Not Dimmable | NO |  | DDDINX | [15 empty] | 84.3 |  | 1.32 | 1.24 | [6 empty] | 4.4 | 2200 | 122.22 | 18 | 6.8 | 0.98 | 3500 | 80 |  |  |  | NO | NO | NO | 2018-05-02 | 4.3 |  | standard |  |  |  |  | 2018-11-02 | NO | NO | NO | [6 empty] | AC | [7 empty] | NO
P3MBWZ9A | SHENZHEN ZENITH TECHNOLOGY CO.,LTD | ZENITH | ZS-T8F1215R02(4000K) | Linear Replacement Lamp | T8 Four-Foot | Replacement Lamps (plug and play) (UL Type A) |  | standard | NO | [10 empty] | 2016-11-21 | Not Dimmable | Not Dimmable | NO |  | MMMPAG | [25 empty] | 4.4 | 2054.5 | 130.44 | 15.75 | 8.03 | 0.89 | 4000 | 82.3 |  |  |  | NO | NO | NO | 2018-05-02 | 4.3 |  | standard |  |  |  |  | 2018-11-02 | NO | NO | NO | [6 empty] | AC | [7 empty] | NO
P4418AW1 | Blue Arrow Contract Manufacturing Corporation | Shyanne | SHA84G-012-30K | Linear Replacement Lamp | T8 Four-Foot | Replacement Lamps (plug and play) (UL Type A) |  | standard | YES |  | 1613 | 120.01 | 13.44 | 10.86 | 0.9046 | 3060 | 83.3 | 5 | 50000 | 2016-11-21 | Not Dimmable | Not Dimmable | NO |  | WWWAWC | [15 empty] | 84.4 |  | 1.24 | 1.34 | [6 empty] | 4.4 | 1613 | 120.01 | 13.44 | 10.86 | 0.9046 | 3000 | 83.3 |  |  |  | NO | NO | NO | 2018-05-02 | 4.3 |  | standard |  |  |  |  | 2018-11-02 | NO | NO | NO | [6 empty] | AC | [7 empty] | NO
P9JGBD62 | SHENZHEN ZENITH TECHNOLOGY CO.,LTD | ZENITH | ZS-T8F1215R02(4500K) | Linear Replacement Lamp | T8 Four-Foot | Replacement Lamps (plug and play) (UL Type A) |  | standard | NO | [10 empty] | 2016-11-21 | Not Dimmable | Not Dimmable | NO |  | MMMPAG | [25 empty] | 4.4 | 2069.25 | 131.38 | 15.75 | 8.03 | 0.89 | 4500 | 82.3 |  |  |  | NO | NO | NO | 2018-05-02 | 4.3 |  | standard |  |  |  |  | 2018-11-02 | NO | NO | NO | [6 empty] | AC | [7 empty] | NO
PGAE2MSU | SHENZHEN ZENITH TECHNOLOGY CO.,LTD | ZENITH | ZS-T8F1215R02(5000K) | Linear Replacement Lamp | T8 Four-Foot | Replacement Lamps (plug and play) (UL Type A) |  | standard | NO | [10 empty] | 2016-11-21 | Not Dimmable | Not Dimmable | NO |  | MMMPAG | [25 empty] | 4.4 | 2084 | 132.91 | 15.68 | 8.2 | 0.89 | 5000 | 84.8 |  |  |  | NO | NO | NO | 2018-05-02 | 4.3 |  | standard |  |  |  |  | 2018-11-02 | NO | NO | NO | [6 empty] | AC | [7 empty] | NO
P6UJTVU6 | Blue Arrow Contract Manufacturing Corporation | Shyanne | SHA84G-012-35K | Linear Replacement Lamp | T8 Four-Foot | Replacement Lamps (plug and play) (UL Type A) |  | standard | NO | [10 empty] | 2016-11-21 | Not Dimmable | Not Dimmable | NO |  | WWWAWC | [25 empty] | 4.4 | 1624 | 121.24 | 13.4 | 10.86 | 0.9046 | 3500 | 83.3 |  |  |  | NO | NO | NO | 2018-05-02 | 4.3 |  | standard |  |  |  |  | 2018-11-02 | NO | NO | NO | [6 empty] | AC | [7 empty] | NO
PASM3TDP | Blue Arrow Contract Manufacturing Corporation | Shyanne | SHA84G-012-40K | Linear Replacement Lamp | T8 Four-Foot | Replacement Lamps (plug and play) (UL Type A) |  | standard | NO | [10 empty] | 2016-11-21 | Not Dimmable | Not Dimmable | NO |  | WWWAWC | [25 empty] | 4.4 | 1635 | 122.06 | 13.4 | 10.86 | 0.9046 | 4000 | 83.3 |  |  |  | NO | NO | NO | 2018-05-02 | 4.3 |  | standard |  |  |  |  | 2018-11-02 | NO | NO | NO | [6 empty] | AC | [7 empty] | NO
P75TVVW2 | Blue Arrow Contract Manufacturing Corporation | Shyanne | SHA84G-012-45K | Linear Replacement Lamp | T8 Four-Foot | Replacement Lamps (plug and play) (UL Type A) |  | standard | NO | [10 empty] | 2016-11-21 | Not Dimmable | Not Dimmable | NO |  | WWWAWC | [25 empty] | 4.4 | 1646 | 122.88 | 13.4 | 10.86 | 0.9046 | 4500 | 83.3 |  |  |  | NO | NO | NO | 2018-05-02 | 4.3 |  | standard |  |  |  |  | 2018-11-02 | NO | NO | NO | [6 empty] | AC | [7 empty] | NO
PQBGPZ28 | SHENZHEN ZENITH TECHNOLOGY CO.,LTD | ZENITH | ZS-T8F1215R02(3000K) | Linear Replacement Lamp | T8 Four-Foot | Replacement Lamps (plug and play) (UL Type A) |  | standard | YES |  | 1991 | 127.96 | 15.56 | 8.03 | 0.8885 | 2937 | 82.3 | 5 | 50000 | 2016-11-21 | Not Dimmable | Not Dimmable | NO |  | MMMPAG | [15 empty] | 89.5 |  | 1.14 | 1.4 | [6 empty] | 4.4 | 2025 | 128.57 | 15.75 | 8.03 | 0.89 | 3000 | 82.3 |  |  |  | NO | NO | NO | 2018-05-02 | 4.3 |  | standard |  |  |  |  | 2018-11-02 | NO | NO | NO | [6 empty] | AC | [7 empty] | NO
P59SHMGX | Blue Arrow Contract Manufacturing Corporation | Shyanne | SHA84G-012-50K | Linear Replacement Lamp | T8 Four-Foot | Replacement Lamps (plug and play) (UL Type A) |  | standard | NO | [10 empty] | 2016-11-21 | Not Dimmable | Not Dimmable | NO |  | WWWAWC | [25 empty] | 4.4 | 1657 | 124.12 | 13.35 | 10.94 | 0.903 | 5000 | 84.2 |  |  |  | NO | NO | NO | 2018-05-02 | 4.3 |  | standard |  |  |  |  | 2018-11-02 | NO | NO | NO | [6 empty] | AC | [7 empty] | NO
PN3D2WRA | SHENZHEN ZENITH TECHNOLOGY CO.,LTD | ZENITH | ZS-T8F1215R02(3500K) | Linear Replacement Lamp | T8 Four-Foot | Replacement Lamps (plug and play) (UL Type A) |  | standard | NO | [10 empty] | 2016-11-21 | Not Dimmable | Not Dimmable | NO |  | MMMPAG | [25 empty] | 4.4 | 2039.75 | 129.51 | 15.75 | 8.03 | 0.89 | 3500 | 82.3 |  |  |  | NO | NO | NO | 2018-05-02 | 4.3 |  | standard |  |  |  |  | 2018-11-02 | NO | NO | NO | [6 empty] | AC | [7 empty] | NO
PPD75S6H | Hengdian Group Tospo Lighting Co.,Ltd | TOSPO | G7 TP120-277-18/T8 G13 DR-RS/IS 4000K | Linear Replacement Lamp | T8 Four-Foot | Replacement Lamps (plug and play) (UL Type A) |  | standard | NO | [10 empty] | 2016-11-21 | Not Dimmable | Not Dimmable | NO |  | DDDINX | [25 empty] | 4.4 | 2200 | 122.22 | 18 | 6.8 | 0.98 | 4000 | 80 |  |  |  | NO | NO | NO | 2018-05-02 | 4.3 |  | standard |  |  |  |  | 2018-11-02 | NO | NO | NO | [6 empty] | AC | [7 empty] | NO
PAG7TAHN | Hengdian Group Tospo Lighting Co.,Ltd | TOSPO | G7 TP120-277-18/T8 G13 DR-RS/IS 5000K | Linear Replacement Lamp | T8 Four-Foot | Replacement Lamps (plug and play) (UL Type A) |  | standard | NO | [10 empty] | 2016-11-21 | Not Dimmable | Not Dimmable | NO |  | DDDINX | [25 empty] | 4.4 | 2200 | 122.22 | 18 | 6.8 | 0.98 | 5000 | 80 |  |  |  | NO | NO | NO | 2018-05-02 | 4.3 |  | standard |  |  |  |  | 2018-11-02 | NO | NO | NO | [6 empty] | AC | [7 empty] | NO
PJ3ZVVR6 | NEUTEX ADVANCED ENERGY GROUP | NEUTEX ADVANCED ENERGY GROUP INC | TBCFC4DY16K35 | Linear Replacement Lamp | T8 Four-Foot | Dual Mode Internal Driver (UL Type A and Type B) |  | standard | NO | [10 empty] | 2016-11-14 | Not Dimmable | Not Dimmable | NotYetVerified |  | EAEEGC | [25 empty] | 4.4 | 2160 | 120 | 18 | 7.63 | 0.9 | 3500 | 80 |  |  |  | NO | NO | NO | 2018-05-02 | 4.3 |  | standard |  |  |  |  | 2018-11-02 | NO | NO | NO | [6 empty] | AC | [7 empty] | NO
P35GNKUK | NEUTEX ADVANCED ENERGY GROUP | NEUTEX ADVANCED ENERGY GROUP INC | TBCFC4DY20K40 | Linear Replacement Lamp | T8 Four-Foot | Dual Mode Internal Driver (UL Type A and Type B) |  | standard | NO | [10 empty] | 2016-11-14 | Not Dimmable | Not Dimmable | NotYetVerified | Product updated 9/21/2016 | EAEEGE | [25 empty] | 4.4 | 2600 | 130 | 20 | 5.79 | 0.9 | 4000 | 80 |  |  |  | NO | NO | NO | 2018-05-02 | 4.3 |  | standard |  |  |  |  | 2018-11-02 | NO | NO | NO | [6 empty] | AC | [7 empty] | NO
PWV3TJTA | NEUTEX ADVANCED ENERGY GROUP | NEUTEX ADVANCED ENERGY GROUP INC | TBCFC4DY12K40 | Linear Replacement Lamp | T8 Four-Foot | Dual Mode Internal Driver (UL Type A and Type B) |  | standard | NO | [10 empty] | 2016-11-14 | Not Dimmable | Not Dimmable | NotYetVerified |  | EAEEGA | [25 empty] | 4.4 | 1680 | 140 | 12 | 14.16 | 0.9 | 4000 | 80 |  |  |  | NO | NO | NO | 2018-05-02 | 4.3 |  | standard |  |  |  |  | 2018-11-02 | NO | NO | NO | [6 empty] | AC | [7 empty] | NO
PE8UERTH | NEUTEX ADVANCED ENERGY GROUP | NEUTEX ADVANCED ENERGY GROUP INC | TBCFC4DY12K45 | Linear Replacement Lamp | T8 Four-Foot | Dual Mode Internal Driver (UL Type A and Type B) |  | standard | NO | [10 empty] | 2016-11-14 | Not Dimmable | Not Dimmable | NotYetVerified |  | EAEEGA | [25 empty] | 4.4 | 1680 | 140 | 12 | 14.16 | 0.9 | 4500 | 80 |  |  |  | NO | NO | NO | 2018-05-02 | 4.3 |  | standard |  |  |  |  | 2018-11-02 | NO | NO | NO | [6 empty] | AC | [7 empty] | NO
PEX4KWKV | NEUTEX ADVANCED ENERGY GROUP | NEUTEX ADVANCED ENERGY GROUP INC | TBCCC4DY16K50 | Linear Replacement Lamp | T8 Four-Foot | Dual Mode Internal Driver (UL Type A and Type B) |  | standard | NO | [10 empty] | 2016-11-14 | Not Dimmable | Not Dimmable | NotYetVerified |  | EAEEGD | [25 empty] | 4.4 | 2340 | 130 | 18 | 7.7 | 0.9 | 5000 | 80 |  |  |  | NO | NO | NO | 2018-05-02 | 4.3 |  | standard |  |  |  |  | 2018-11-02 | NO | NO | NO | [6 empty] | AC | [7 empty] | NO
PY4D427S | NEUTEX ADVANCED ENERGY GROUP | NEUTEX ADVANCED ENERGY GROUP INC | TBCCC4DY12K30 | Linear Replacement Lamp | T8 Four-Foot | Dual Mode Internal Driver (UL Type A and Type B) |  | standard | YES |  | 1700.7 | 123.07 | 13.82 | 11.66 | 0.9585 | 2877 | 82 | 5 | 50000 | 2016-11-14 | Not Dimmable | Not Dimmable | NotYetVerified |  | EAEEGB | [15 empty] | 88.6 |  | 1.26 | 1.44 | [6 empty] | 4.4 | 1680 | 140 | 12 | 11.66 | 0.9 | 3000 | 80 |  |  |  | NO | NO | NO | 2018-05-02 | 4.3 |  | standard |  |  |  |  | 2018-11-02 | NO | NO | NO | [6 empty] | AC | [7 empty] | NO
PGHZC79F | NEUTEX ADVANCED ENERGY GROUP | NEUTEX ADVANCED ENERGY GROUP INC | TBCFC4DY12K30 | Linear Replacement Lamp | T8 Four-Foot | Dual Mode Internal Driver (UL Type A and Type B) |  | standard | YES |  | 1572.9 | 112.36 | 14 | 14.16 | 0.9756 | 2900 | 83.8 | 5 | 50000 | 2016-11-14 | Not Dimmable | Not Dimmable | NotYetVerified |  | EAEEGA | [15 empty] | 84.5 |  | 1.24 | 1.42 | [6 empty] | 4.4 | 1620 | 135 | 12 | 14.16 | 0.9 | 3000 | 80 |  |  |  | NO | NO | NO | 2018-05-02 | 4.3 |  | standard |  |  |  |  | 2018-11-02 | NO | NO | NO | [6 empty] | AC | [7 empty] | NO
PCUAX1MM | NEUTEX ADVANCED ENERGY GROUP | NEUTEX ADVANCED ENERGY GROUP INC | TBCFC4DY20K30 | Linear Replacement Lamp | T8 Four-Foot | Dual Mode Internal Driver (UL Type A and Type B) |  | standard | YES |  | 2395 | 114.8 | 20.86 | 5.79 | 0.9799 | 2887 | 81.9 | 5 | 50000 | 2016-11-14 | Not Dimmable | Not Dimmable | NotYetVerified | Product updated 9/21/2016 | EAEEGE | [15 empty] | 84.7 |  | 1.22 | 1.38 | [6 empty] | 4.4 | 2600 | 130 | 20 | 5.79 | 0.9 | 3000 | 80 |  |  |  | NO | NO | NO | 2018-05-02 | 4.3 |  | standard |  |  |  |  | 2018-11-02 | NO | NO | NO | [6 empty] | AC | [7 empty] | NO
P1CQAFXR | Philips Lighting North America Corporation | Philips | 9290011242C | Linear Replacement Lamp | T8 Four-Foot | Replacement Lamps (plug and play) (UL Type A) |  | standard | NO | [10 empty] | 2016-09-22 | Not Dimmable | Not Dimmable | NO |  | KKKZHN | [25 empty] | 4.4 | 1600 | 123.08 | 13 | 8 | 0.9 | 5000 | 82 |  |  |  | NO | NO | NO | 2018-05-02 | 4.3 |  | standard |  |  |  |  | 2018-11-02 | NO | NO | NO | [6 empty] | AC | [7 empty] | NO
P6SPTUN9 | NEUTEX ADVANCED ENERGY GROUP | NEUTEX ADVANCED ENERGY GROUP INC | TBCFC4DY20K35 | Linear Replacement Lamp | T8 Four-Foot | Dual Mode Internal Driver (UL Type A and Type B) |  | standard | NO | [10 empty] | 2016-11-14 | Not Dimmable | Not Dimmable | NotYetVerified | Product updated 9/21/2016 | EAEEGE | [25 empty] | 4.4 | 2600 | 130 | 20 | 5.79 | 0.9 | 3500 | 80 |  |  |  | NO | NO | NO | 2018-05-02 | 4.3 |  | standard |  |  |  |  | 2018-11-02 | NO | NO | NO | [6 empty] | AC | [7 empty] | NO
PYENK9VA | NEUTEX ADVANCED ENERGY GROUP | NEUTEX ADVANCED ENERGY GROUP INC | TBCFC4DY16K45 | Linear Replacement Lamp | T8 Four-Foot | Dual Mode Internal Driver (UL Type A and Type B) |  | standard | NO | [10 empty] | 2016-11-14 | Not Dimmable | Not Dimmable | NotYetVerified |  | EAEEGC | [25 empty] | 4.4 | 2160 | 120 | 18 | 7.63 | 0.9 | 4500 | 80 |  |  |  | NO | NO | NO | 2018-05-02 | 4.3 |  | standard |  |  |  |  | 2018-11-02 | NO | NO | NO | [6 empty] | AC | [7 empty] | NO
PUMGX8BM | NEUTEX ADVANCED ENERGY GROUP | NEUTEX ADVANCED ENERGY GROUP INC | TBCCC4DY16K45 | Linear Replacement Lamp | T8 Four-Foot | Dual Mode Internal Driver (UL Type A and Type B) |  | standard | NO | [10 empty] | 2016-11-14 | Not Dimmable | Not Dimmable | NotYetVerified |  | EAEEGD | [25 empty] | 4.4 | 2340 | 130 | 18 | 7.7 | 0.9 | 4500 | 80 |  |  |  | NO | NO | NO | 2018-05-02 | 4.3 |  | standard |  |  |  |  | 2018-11-02 | NO | NO | NO | [6 empty] | AC | [7 empty] | NO
PKE8RS77 | NEUTEX ADVANCED ENERGY GROUP | NEUTEX ADVANCED ENERGY GROUP INC | TBCCC4DY12K45 | Linear Replacement Lamp | T8 Four-Foot | Dual Mode Internal Driver (UL Type A and Type B) |  | standard | NO | [10 empty] | 2016-11-14 | Not Dimmable | Not Dimmable | NotYetVerified |  | EAEEGB | [25 empty] | 4.4 | 1800 | 150 | 12 | 11.66 | 0.9 | 4500 | 80 |  |  |  | NO | NO | NO | 2018-05-02 | 4.3 |  | standard |  |  |  |  | 2018-11-02 | NO | NO | NO | [6 empty] | AC | [7 empty] | NO
P7XB2K5W | NEUTEX ADVANCED ENERGY GROUP | NEUTEX ADVANCED ENERGY GROUP INC | TBCFC4DY16K50 | Linear Replacement Lamp | T8 Four-Foot | Dual Mode Internal Driver (UL Type A and Type B) |  | standard | NO | [10 empty] | 2016-11-14 | Not Dimmable | Not Dimmable | NotYetVerified |  | EAEEGC | [25 empty] | 4.4 | 2160 | 120 | 18 | 7.63 | 0.9 | 5000 | 80 |  |  |  | NO | NO | NO | 2018-05-02 | 4.3 |  | standard |  |  |  |  | 2018-11-02 | NO | NO | NO | [6 empty] | AC | [7 empty] | NO
P4JUEECU | Hengdian Group Tospo Lighting Co.,Ltd | TOSPO | G7 TP120-277-18/T8 G13 DR 5000K | Linear Replacement Lamp | T8 Four-Foot | Replacement Lamps (plug and play) (UL Type A) |  | standard | NO | [10 empty] | 2016-11-14 | Not Dimmable | Not Dimmable | NO |  | MMMOZR | [25 empty] | 4.4 | 2200 | 122.22 | 18 | 7 | 0.98 | 5000 | 80 |  |  |  | NO | NO | NO | 2018-05-02 | 4.3 |  | standard |  |  |  |  | 2018-11-02 | NO | NO | NO | [6 empty] | AC | [7 empty] | NO
P4ZZH6AB | NEUTEX ADVANCED ENERGY GROUP | NEUTEX ADVANCED ENERGY GROUP INC | TBCCC4DY16K30 | Linear Replacement Lamp | T8 Four-Foot | Dual Mode Internal Driver (UL Type A and Type B) |  | standard | YES |  | 2195.5 | 123.34 | 17.8 | 7.7 | 0.9727 | 2896 | 81.9 | 5 | 50000 | 2016-11-14 | Not Dimmable | Not Dimmable | NotYetVerified |  | EAEEGD | [15 empty] | 89.3 |  | 1.28 | 1.44 | [6 empty] | 4.4 | 2250 | 125 | 18 | 7.7 | 0.9 | 3000 | 80 |  |  |  | NO | NO | NO | 2018-05-02 | 4.3 |  | standard |  |  |  |  | 2018-11-02 | NO | NO | NO | [6 empty] | AC | [7 empty] | NO
PNJ66RAY | NEUTEX ADVANCED ENERGY GROUP | NEUTEX ADVANCED ENERGY GROUP INC | TBCCC4DY16K35 | Linear Replacement Lamp | T8 Four-Foot | Dual Mode Internal Driver (UL Type A and Type B) |  | standard | NO | [10 empty] | 2016-11-14 | Not Dimmable | Not Dimmable | NotYetVerified |  | EAEEGD | [25 empty] | 4.4 | 2250 | 125 | 18 | 7.7 | 0.9 | 3500 | 80 |  |  |  | NO | NO | NO | 2018-05-02 | 4.3 |  | standard |  |  |  |  | 2018-11-02 | NO | NO | NO | [6 empty] | AC | [7 empty] | NO
P3X8M2JZ | NEUTEX ADVANCED ENERGY GROUP | NEUTEX ADVANCED ENERGY GROUP INC | TBCCC4DY20K40 | Linear Replacement Lamp | T8 Four-Foot | Dual Mode Internal Driver (UL Type A and Type B) |  | standard | NO | [10 empty] | 2016-11-14 | Not Dimmable | Not Dimmable | NotYetVerified | Product updated 9/21/2016 | EAEEGF | [25 empty] | 4.4 | 2600 | 130 | 20 | 20 | 0.9 | 4000 | 80 |  |  |  | NO | NO | NO | 2018-05-02 | 4.3 |  | standard |  |  |  |  | 2018-11-02 | NO | NO | NO | [6 empty] | AC | [7 empty] | NO
PQ3Y4JCR | NEUTEX ADVANCED ENERGY GROUP | NEUTEX ADVANCED ENERGY GROUP INC | TBCCC4DY20K50 | Linear Replacement Lamp | T8 Four-Foot | Dual Mode Internal Driver (UL Type A and Type B) |  | standard | NO | [10 empty] | 2016-11-14 | Not Dimmable | Not Dimmable | NotYetVerified | Product updated 9/21/2016 | EAEEGF | [25 empty] | 4.4 | 2600 | 130 | 20 | 20 | 0.9 | 5000 | 80 |  |  |  | NO | NO | NO | 2018-05-02 | 4.3 |  | standard |  |  |  |  | 2018-11-02 | NO | NO | NO | [6 empty] | AC | [7 empty] | NO
P1YZSWTB | NEUTEX ADVANCED ENERGY GROUP | NEUTEX ADVANCED ENERGY GROUP INC | TBCFC4DY16K30 | Linear Replacement Lamp | T8 Four-Foot | Dual Mode Internal Driver (UL Type A and Type B) |  | standard | YES |  | 2034.7 | 114.76 | 17.73 | 7.63 | 0.9727 | 2884 | 81.9 | 5 | 50000 | 2016-11-14 | Not Dimmable | Not Dimmable | NotYetVerified |  | EAEEGC | [15 empty] | 84.2 |  | 1.24 | 1.42 | [6 empty] | 4.4 | 2160 | 120 | 18 | 7.63 | 0.9 | 3000 | 80 |  |  |  | NO | NO | NO | 2018-05-02 | 4.3 |  | standard |  |  |  |  | 2018-11-02 | NO | NO | NO | [6 empty] | AC | [7 empty] | NO
PMF7GH1X | NEUTEX ADVANCED ENERGY GROUP | NEUTEX ADVANCED ENERGY GROUP INC | TBCCC4DY20K30 | Linear Replacement Lamp | T8 Four-Foot | Dual Mode Internal Driver (UL Type A and Type B) |  | standard | YES |  | 2589.3 | 124.41 | 20.81 | 5.83 | 0.9791 | 2898 | 81.8 | 5 | 50000 | 2016-11-14 | Not Dimmable | Not Dimmable | NotYetVerified | Product updated 9/21/2016 | EAEEGF | [15 empty] | 88.9 |  | 1.26 | 1.42 | [6 empty] | 4.4 | 2600 | 130 | 20 | 20 | 0.9 | 3000 | 80 |  |  |  | NO | NO | NO | 2018-05-02 | 4.3 |  | standard |  |  |  |  | 2018-11-02 | NO | NO | NO | [6 empty] | AC | [7 empty] | NO
PF97TSCQ | NEUTEX ADVANCED ENERGY GROUP | NEUTEX ADVANCED ENERGY GROUP INC | TBCFC4DY12K35 | Linear Replacement Lamp | T8 Four-Foot | Dual Mode Internal Driver (UL Type A and Type B) |  | standard | NO | [10 empty] | 2016-11-14 | Not Dimmable | Not Dimmable | NotYetVerified |  | EAEEGA | [25 empty] | 4.4 | 1620 | 135 | 12 | 14.16 | 0.9 | 3500 | 80 |  |  |  | NO | NO | NO | 2018-05-02 | 4.3 |  | standard |  |  |  |  | 2018-11-02 | NO | NO | NO | [6 empty] | AC | [7 empty] | NO
P43DPYNN | NEUTEX ADVANCED ENERGY GROUP | NEUTEX ADVANCED ENERGY GROUP INC | TBCCC4DY20K35 | Linear Replacement Lamp | T8 Four-Foot | Dual Mode Internal Driver (UL Type A and Type B) |  | standard | NO | [10 empty] | 2016-11-14 | Not Dimmable | Not Dimmable | NotYetVerified | Product updated 9/21/2016 | EAEEGF | [25 empty] | 4.4 | 2600 | 130 | 20 | 20 | 0.9 | 3500 | 80 |  |  |  | NO | NO | NO | 2018-05-02 | 4.3 |  | standard |  |  |  |  | 2018-11-02 | NO | NO | NO | [6 empty] | AC | [7 empty] | NO
PP2HHU1N | NEUTEX ADVANCED ENERGY GROUP | NEUTEX ADVANCED ENERGY GROUP INC | TBCFC4DY16K40 | Linear Replacement Lamp | T8 Four-Foot | Dual Mode Internal Driver (UL Type A and Type B) |  | standard | NO | [10 empty] | 2016-11-14 | Not Dimmable | Not Dimmable | NotYetVerified |  | EAEEGC | [25 empty] | 4.4 | 2160 | 120 | 18 | 7.63 | 0.9 | 4000 | 80 |  |  |  | NO | NO | NO | 2018-05-02 | 4.3 |  | standard |  |  |  |  | 2018-11-02 | NO | NO | NO | [6 empty] | AC | [7 empty] | NO
PNTPF4QB | NEUTEX ADVANCED ENERGY GROUP | NEUTEX ADVANCED ENERGY GROUP INC | TBCCC4DY12K40 | Linear Replacement Lamp | T8 Four-Foot | Dual Mode Internal Driver (UL Type A and Type B) |  | standard | NO | [10 empty] | 2016-11-14 | Not Dimmable | Not Dimmable | NotYetVerified |  | EAEEGB | [25 empty] | 4.4 | 1800 | 150 | 12 | 11.66 | 0.9 | 4000 | 80 |  |  |  | NO | NO | NO | 2018-05-02 | 4.3 |  | standard |  |  |  |  | 2018-11-02 | NO | NO | NO | [6 empty] | AC | [7 empty] | NO
PNTW88ZG | NEUTEX ADVANCED ENERGY GROUP | NEUTEX ADVANCED ENERGY GROUP INC | TBCFC4DY20K45 | Linear Replacement Lamp | T8 Four-Foot | Dual Mode Internal Driver (UL Type A and Type B) |  | standard | NO | [10 empty] | 2016-11-14 | Not Dimmable | Not Dimmable | NotYetVerified | Product updated 9/21/2016 | EAEEGE | [25 empty] | 4.4 | 2600 | 130 | 20 | 5.79 | 0.9 | 4500 | 80 |  |  |  | NO | NO | NO | 2018-05-02 | 4.3 |  | standard |  |  |  |  | 2018-11-02 | NO | NO | NO | [6 empty] | AC | [7 empty] | NO
PC1DPDX7 | NEUTEX ADVANCED ENERGY GROUP | NEUTEX ADVANCED ENERGY GROUP INC | TBCCC4DY12K50 | Linear Replacement Lamp | T8 Four-Foot | Dual Mode Internal Driver (UL Type A and Type B) |  | standard | NO | [10 empty] | 2016-11-14 | Not Dimmable | Not Dimmable | NotYetVerified |  | EAEEGB | [25 empty] | 4.4 | 1800 | 150 | 12 | 11.66 | 0.9 | 5000 | 80 |  |  |  | NO | NO | NO | 2018-05-02 | 4.3 |  | standard |  |  |  |  | 2018-11-02 | NO | NO | NO | [6 empty] | AC | [7 empty] | NO
PZ5C8FWR | Philips Lighting North America Corporation | Philips | 9290012268 | Linear Replacement Lamp | T8 Four-Foot | Replacement Lamps (plug and play) (UL Type A) |  | standard | NO | [10 empty] | 2016-01-26 | Not Dimmable | Not Dimmable | NO |  | KKKYOI | [25 empty] | 4.4 | 2500 | 125 | 20 | 8 | 0.9 | 4000 | 82 |  |  |  | NO | NO | NO | 2018-05-02 | 4.3 |  | standard |  |  |  |  | 2018-11-02 | NO | NO | NO | [6 empty] | AC | [7 empty] | NO
PDY1R672 | NEUTEX ADVANCED ENERGY GROUP | NEUTEX ADVANCED ENERGY GROUP INC | TBCCC4DY12K35 | Linear Replacement Lamp | T8 Four-Foot | Dual Mode Internal Driver (UL Type A and Type B) |  | standard | NO | [10 empty] | 2016-11-14 | Not Dimmable | Not Dimmable | NotYetVerified |  | EAEEGB | [25 empty] | 4.4 | 1680 | 140 | 12 | 11.66 | 0.9 | 3500 | 80 |  |  |  | NO | NO | NO | 2018-05-02 | 4.3 |  | standard |  |  |  |  | 2018-11-02 | NO | NO | NO | [6 empty] | AC | [7 empty] | NO
P85FV7UB | NEUTEX ADVANCED ENERGY GROUP | NEUTEX ADVANCED ENERGY GROUP INC | TBCCC4DY16K40 | Linear Replacement Lamp | T8 Four-Foot | Dual Mode Internal Driver (UL Type A and Type B) |  | standard | NO | [10 empty] | 2016-11-14 | Not Dimmable | Not Dimmable | NotYetVerified |  | EAEEGD | [25 empty] | 4.4 | 2340 | 130 | 18 | 7.7 | 0.9 | 4000 | 80 |  |  |  | NO | NO | NO | 2018-05-02 | 4.3 |  | standard |  |  |  |  | 2018-11-02 | NO | NO | NO | [6 empty] | AC | [7 empty] | NO
PAQZ2XEJ | NEUTEX ADVANCED ENERGY GROUP | NEUTEX ADVANCED ENERGY GROUP INC | TBCCC4DY20K45 | Linear Replacement Lamp | T8 Four-Foot | Dual Mode Internal Driver (UL Type A and Type B) |  | standard | NO | [10 empty] | 2016-11-14 | Not Dimmable | Not Dimmable | NotYetVerified | Product updated 9/21/2016 | EAEEGF | [25 empty] | 4.4 | 2600 | 130 | 20 | 20 | 0.9 | 4500 | 80 |  |  |  | NO | NO | NO | 2018-05-02 | 4.3 |  | standard |  |  |  |  | 2018-11-02 | NO | NO | NO | [6 empty] | AC | [7 empty] | NO
PWCV41D6 | NEUTEX ADVANCED ENERGY GROUP | NEUTEX ADVANCED ENERGY GROUP INC | TBCFC4DY20K50 | Linear Replacement Lamp | T8 Four-Foot | Dual Mode Internal Driver (UL Type A and Type B) |  | standard | NO | [10 empty] | 2016-11-14 | Not Dimmable | Not Dimmable | NotYetVerified | Product updated 9/21/2016 | EAEEGE | [25 empty] | 4.4 | 2600 | 130 | 20 | 5.79 | 0.9 | 5000 | 80 |  |  |  | NO | NO | NO | 2018-05-02 | 4.3 |  | standard |  |  |  |  | 2018-11-02 | NO | NO | NO | [6 empty] | AC | [7 empty] | NO
PJ7FQC82 | NEUTEX ADVANCED ENERGY GROUP | NEUTEX ADVANCED ENERGY GROUP INC | TBCFC4DY12K50 | Linear Replacement Lamp | T8 Four-Foot | Dual Mode Internal Driver (UL Type A and Type B) |  | standard | NO | [10 empty] | 2016-11-14 | Not Dimmable | Not Dimmable | NotYetVerified |  | EAEEGA | [25 empty] | 4.4 | 1680 | 140 | 12 | 14.16 | 0.9 | 5000 | 80 |  |  |  | NO | NO | NO | 2018-05-02 | 4.3 |  | standard |  |  |  |  | 2018-11-02 | NO | NO | NO | [6 empty] | AC | [7 empty] | NO
PXYCBSNS | Hengdian Group Tospo Lighting Co.,Ltd | TOSPO | G7 TP120-277-18/T8 G13 DR 4000K | Linear Replacement Lamp | T8 Four-Foot | Replacement Lamps (plug and play) (UL Type A) |  | standard | YES |  | 2344.3 | 125.03 | 18.75 | 7 | 0.983 | 4107 | 84.9 | 5 | 50000 | 2016-11-14 | Not Dimmable | Not Dimmable | NO |  | MMMOZR | [15 empty] | 84.4 |  | 1.32 | 1.24 | [6 empty] | 4.4 | 2200 | 122.22 | 18 | 7 | 0.98 | 4000 | 80 |  |  |  | NO | NO | NO | 2018-05-02 | 4.3 |  | standard |  |  |  |  | 2018-11-02 | NO | NO | NO | [6 empty] | AC | [7 empty] | NO
PKYEDEA7 | Nuwave LLC | ALSET | TDT48-2L-50K-UL | Linear Replacement Lamp | T8 Four-Foot | Dual Mode Internal Driver (UL Type A and Type B) |  | standard | NO | [10 empty] | 2016-11-11 | Not Dimmable | Not Dimmable | NO |  | HHHCAK | [25 empty] | 4.4 | 2186 | 125.85 | 17.37 | 22.59 | 0.9 | 5000 | 80.6 |  |  |  | NO | NO | NO | 2018-05-02 | 4.3 |  | standard |  |  |  |  | 2018-11-02 | NO | NO | NO | [6 empty] | AC | [7 empty] | NO
PMQGCJY2 | JIAXING SUPER LIGHTING ELECTRIC APPLIANCE CO.,LTD | Super | T8L-IDDM13-2200-4ft-CBA-91 | Linear Replacement Lamp | T8 Four-Foot | Replacement Lamps (plug and play) (UL Type A) |  | standard | NO | [10 empty] | 2016-11-10 | Not Dimmable | Not Dimmable | NO | Updated on 05/23/2018 | RRRTRP | [25 empty] | 4.4 | 2200 | 122 | 18 | 20 | 0.9 | 4000 | 82 |  |  |  | NO | NO | NO | 2018-05-23 | 4.3 |  | standard |  |  |  |  | 2018-11-02 | NO | NO | NO | [6 empty] | AC | [7 empty] | NO
PHHG621T | JIAXING SUPER LIGHTING ELECTRIC APPLIANCE CO.,LTD | Super | T8L-IDDM13-2200-4ft-EBA-91 | Linear Replacement Lamp | T8 Four-Foot | Replacement Lamps (plug and play) (UL Type A) |  | standard | NO | [10 empty] | 2016-11-10 | Not Dimmable | Not Dimmable | NO | Updated on 05/23/2018 | RRRTRP | [25 empty] | 4.4 | 2200 | 122 | 18 | 20 | 0.9 | 5000 | 82 |  |  |  | NO | NO | NO | 2018-05-23 | 4.3 |  | standard |  |  |  |  | 2018-11-02 | NO | NO | NO | [6 empty] | AC | [7 empty] | NO
PZE9JAP5 | JIAXING SUPER LIGHTING ELECTRIC APPLIANCE CO.,LTD | Super | T8L-IDDM13-1800-4ft-CBA-91 | Linear Replacement Lamp | T8 Four-Foot | Replacement Lamps (plug and play) (UL Type A) |  | standard | NO | [10 empty] | 2016-11-10 | Not Dimmable | Not Dimmable | NO | Updated on 05/22/2018 | RRRTRO | [25 empty] | 4.4 | 1800 | 124 | 14.5 | 20 | 0.9 | 4000 | 82 |  |  |  | NO | NO | NO | 2018-05-22 | 4.3 |  | standard |  |  |  |  | 2018-11-02 | NO | NO | NO | [6 empty] | AC | [7 empty] | NO
PVTSYF43 | JIAXING SUPER LIGHTING ELECTRIC APPLIANCE CO.,LTD | Super | T8L-IDDM13-1800-4ft-EBA-91 | Linear Replacement Lamp | T8 Four-Foot | Replacement Lamps (plug and play) (UL Type A) |  | standard | NO | [10 empty] | 2016-11-10 | Not Dimmable | Not Dimmable | NO | Updated on 05/22/2018 | RRRTRO | [25 empty] | 4.4 | 1800 | 124 | 14.5 | 20 | 0.9 | 5000 | 82 |  |  |  | NO | NO | NO | 2018-05-22 | 4.3 |  | standard |  |  |  |  | 2018-11-02 | NO | NO | NO | [6 empty] | AC | [7 empty] | NO
P4G8HBVT | JIAXING SUPER LIGHTING ELECTRIC APPLIANCE CO.,LTD | Super | T8L-IDDM13-2200-4ft-DBA-91 | Linear Replacement Lamp | T8 Four-Foot | Replacement Lamps (plug and play) (UL Type A) |  | standard | NO | [10 empty] | 2016-11-10 | Not Dimmable | Not Dimmable | NO | Updated on 05/23/2018 | RRRTRP | [25 empty] | 4.4 | 2200 | 122 | 18 | 20 | 0.9 | 4500 | 82 |  |  |  | NO | NO | NO | 2018-05-23 | 4.3 |  | standard |  |  |  |  | 2018-11-02 | NO | NO | NO | [6 empty] | AC | [7 empty] | NO
P93KAMEV | JIAXING SUPER LIGHTING ELECTRIC APPLIANCE CO.,LTD | Super | T8L-IDDM13-1800-4ft-DBA-91 | Linear Replacement Lamp | T8 Four-Foot | Replacement Lamps (plug and play) (UL Type A) |  | standard | NO | [10 empty] | 2016-11-10 | Not Dimmable | Not Dimmable | NO | Updated on 05/22/2018 | RRRTRO | [25 empty] | 4.4 | 1800 | 124 | 14.5 | 20 | 0.9 | 4500 | 82 |  |  |  | NO | NO | NO | 2018-05-22 | 4.3 |  | standard |  |  |  |  | 2018-11-02 | NO | NO | NO | [6 empty] | AC | [7 empty] | NO
P6WFHRAG | Luxul Technology Inc. | LUXUL | Q-Lux T8 4ft Q2 2700K | Linear Replacement Lamp | T8 Four-Foot | Replacement Lamps (plug and play) (UL Type A) |  | standard | YES |  | 1933.9 | 130.81 | 14.78 | 10.58 | 0.972 | 2756 | 82.5 | 5 | 50000 | 2016-11-09 | Not Dimmable | Not Dimmable | NO |  | MMMOZI | [15 empty] | 84.3 |  | 1.3 | 1.24 | [6 empty] | 4.4 | 1933.39 | 130.81 | 14.78 | 10.58 | 0.97 | 2756 | 82.5 |  |  |  | NO | NO | NO | 2018-05-02 | 4.3 |  | standard |  |  |  |  | 2018-11-02 | NO | NO | NO | [6 empty] | AC | [7 empty] | NO
PCTGGNU5 | Luxul Technology Inc. | LUXUL | E-Lux T8 4ft D16-BMF | Linear Replacement Lamp | T8 Four-Foot | Dual Mode Internal Driver (UL Type A and Type B) |  | standard | NO | [10 empty] | 2016-11-08 | Not Dimmable | Not Dimmable | NotYetVerified |  | VAVVVQ | [25 empty] | 4.4 | 2160 | 120 | 18 | 7.63 | 0.9 | 3500 | 80 |  |  |  | NO | NO | NO | 2018-05-02 | 4.3 |  | standard |  |  |  |  | 2018-11-02 | NO | NO | NO | [6 empty] | AC | [7 empty] | NO
PNJ93HUH | Luxul Technology Inc. | LUXUL | E-Lux T8 4ft D16-NMF | Linear Replacement Lamp | T8 Four-Foot | Dual Mode Internal Driver (UL Type A and Type B) |  | standard | NO | [10 empty] | 2016-11-08 | Not Dimmable | Not Dimmable | NotYetVerified |  | VAVVVQ | [25 empty] | 4.4 | 2160 | 120 | 18 | 7.63 | 0.9 | 4000 | 80 |  |  |  | NO | NO | NO | 2018-05-02 | 4.3 |  | standard |  |  |  |  | 2018-11-02 | NO | NO | NO | [6 empty] | AC | [7 empty] | NO
PZ95UCPA | Luxul Technology Inc. | LUXUL | E-Lux T8 4ft D12-HMF | Linear Replacement Lamp | T8 Four-Foot | Dual Mode Internal Driver (UL Type A and Type B) |  | standard | NO | [10 empty] | 2016-11-08 | Not Dimmable | Not Dimmable | NotYetVerified |  | VAVVVP | [25 empty] | 4.4 | 1680 | 140 | 12 | 14.16 | 0.9 | 4500 | 80 |  |  |  | NO | NO | NO | 2018-05-02 | 4.3 |  | standard |  |  |  |  | 2018-11-02 | NO | NO | NO | [6 empty] | AC | [7 empty] | NO
PY1AU8EW | Luxul Technology Inc. | LUXUL | E-Lux T8 4ft F12-SHMF | Linear Replacement Lamp | T8 Four-Foot | Replacement Lamps (plug and play) (UL Type A) |  | standard | NO | [10 empty] | 2016-11-08 | Not Dimmable | Not Dimmable | NO |  | VAVVVS | [25 empty] | 4.4 | 1912 | 123.66 | 14.86 | 9.35 | 0.9073 | 4500 | 85.2 |  |  |  | NO | NO | NO | 2018-05-02 | 4.3 |  | standard |  |  |  |  | 2018-11-02 | NO | NO | NO | [6 empty] | AC | [7 empty] | NO
PXUV4DRA | Luxul Technology Inc. | LUXUL | E-Lux T8 4ft D12-BMF | Linear Replacement Lamp | T8 Four-Foot | Dual Mode Internal Driver (UL Type A and Type B) |  | standard | NO | [10 empty] | 2016-11-08 | Not Dimmable | Not Dimmable | NotYetVerified |  | VAVVVP | [25 empty] | 4.4 | 1620 | 135 | 12 | 14.16 | 0.9 | 3500 | 80 |  |  |  | NO | NO | NO | 2018-05-02 | 4.3 |  | standard |  |  |  |  | 2018-11-02 | NO | NO | NO | [6 empty] | AC | [7 empty] | NO
P1AX2AEY | Luxul Technology Inc. | LUXUL | E-Lux T8 4ft F12-SNMF | Linear Replacement Lamp | T8 Four-Foot | Replacement Lamps (plug and play) (UL Type A) |  | standard | NO | [10 empty] | 2016-11-08 | Not Dimmable | Not Dimmable | NO |  | VAVVVS | [25 empty] | 4.4 | 1836 | 123.64 | 14.85 | 9.35 | 0.9073 | 4000 | 85.2 |  |  |  | NO | NO | NO | 2018-05-02 | 4.3 |  | standard |  |  |  |  | 2018-11-02 | NO | NO | NO | [6 empty] | AC | [7 empty] | NO
PC38EQNS | Luxul Technology Inc. | LUXUL | E-Lux T8 4ft D20-HMF | Linear Replacement Lamp | T8 Four-Foot | Dual Mode Internal Driver (UL Type A and Type B) |  | standard | NO | [10 empty] | 2016-11-08 | Not Dimmable | Not Dimmable | NotYetVerified | Product updated 9/21/2016 | VAVVVR | [25 empty] | 4.4 | 2600 | 130 | 20 | 5.79 | 0.9 | 4500 | 80 |  |  |  | NO | NO | NO | 2018-05-02 | 4.3 |  | standard |  |  |  |  | 2018-11-02 | NO | NO | NO | [6 empty] | AC | [7 empty] | NO
PP7635DW | Luxul Technology Inc. | LUXUL | E-Lux T8 4ft D12-DMF | Linear Replacement Lamp | T8 Four-Foot | Dual Mode Internal Driver (UL Type A and Type B) |  | standard | NO | [10 empty] | 2016-11-08 | Not Dimmable | Not Dimmable | NotYetVerified |  | VAVVVP | [25 empty] | 4.4 | 1680 | 140 | 12 | 14.16 | 0.9 | 5000 | 80 |  |  |  | NO | NO | NO | 2018-05-02 | 4.3 |  | standard |  |  |  |  | 2018-11-02 | NO | NO | NO | [6 empty] | AC | [7 empty] | NO
PSNY1BP6 | Luxul Technology Inc. | LUXUL | E-Lux T8 4ft F12-SDMF | Linear Replacement Lamp | T8 Four-Foot | Replacement Lamps (plug and play) (UL Type A) |  | standard | NO | [10 empty] | 2016-11-08 | Not Dimmable | Not Dimmable | NO |  | VAVVVS | [25 empty] | 4.4 | 1987 | 133.62 | 14.87 | 9.31 | 0.9055 | 5000 | 83.8 |  |  |  | NO | NO | NO | 2018-05-02 | 4.3 |  | standard |  |  |  |  | 2018-11-02 | NO | NO | NO | [6 empty] | AC | [7 empty] | NO
PFTJTHEH | Luxul Technology Inc. | LUXUL | E-Lux T8 4ft D16-HMF | Linear Replacement Lamp | T8 Four-Foot | Dual Mode Internal Driver (UL Type A and Type B) |  | standard | NO | [10 empty] | 2016-11-08 | Not Dimmable | Not Dimmable | NotYetVerified |  | VAVVVQ | [25 empty] | 4.4 | 2160 | 120 | 18 | 7.63 | 0.9 | 4500 | 80 |  |  |  | NO | NO | NO | 2018-05-02 | 4.3 |  | standard |  |  |  |  | 2018-11-02 | NO | NO | NO | [6 empty] | AC | [7 empty] | NO
P5F8AECX | Luxul Technology Inc. | LUXUL | E-Lux T8 4ft D20-DMF | Linear Replacement Lamp | T8 Four-Foot | Dual Mode Internal Driver (UL Type A and Type B) |  | standard | NO | [10 empty] | 2016-11-08 | Not Dimmable | Not Dimmable | NotYetVerified | Product updated 9/21/2016 | VAVVVR | [25 empty] | 4.4 | 2600 | 130 | 20 | 5.79 | 0.9 | 5000 | 80 |  |  |  | NO | NO | NO | 2018-05-02 | 4.3 |  | standard |  |  |  |  | 2018-11-02 | NO | NO | NO | [6 empty] | AC | [7 empty] | NO
PAFTKRBT | Luxul Technology Inc. | LUXUL | E-Lux T8 4ft F20-SDMF | Linear Replacement Lamp | T8 Four-Foot | Replacement Lamps (plug and play) (UL Type A) |  | standard | NO | [10 empty] | 2016-11-08 | Not Dimmable | Not Dimmable | NO |  | VAVVVU | [25 empty] | 4.4 | 2631 | 120.63 | 21.81 | 6.39 | 0.9093 | 5000 | 84 |  |  |  | NO | NO | NO | 2018-05-02 | 4.3 |  | standard |  |  |  |  | 2018-11-02 | NO | NO | NO | [6 empty] | AC | [7 empty] | NO
P1SZF8KW | Luxul Technology Inc. | LUXUL | E-Lux T8 4ft D20-WMF | Linear Replacement Lamp | T8 Four-Foot | Dual Mode Internal Driver (UL Type A and Type B) |  | standard | YES |  | 2395 | 114.8 | 20.86 | 5.79 | 0.9799 | 2887 | 81.9 | 5 | 50000 | 2016-11-08 | Not Dimmable | Not Dimmable | NotYetVerified | Product updated 9/21/2016 | VAVVVR | [15 empty] | 84.7 |  | 1.22 | 1.38 | [6 empty] | 4.4 | 2600 | 130 | 20 | 5.79 | 0.9 | 3000 | 80 |  |  |  | NO | NO | NO | 2018-05-02 | 4.3 |  | standard |  |  |  |  | 2018-11-02 | NO | NO | NO | [6 empty] | AC | [7 empty] | NO
P583N9H8 | Luxul Technology Inc. | LUXUL | E-Lux T8 4ft F12-SBMF | Linear Replacement Lamp | T8 Four-Foot | Replacement Lamps (plug and play) (UL Type A) |  | standard | NO | [10 empty] | 2016-11-08 | Not Dimmable | Not Dimmable | NO |  | VAVVVS | [25 empty] | 4.4 | 1807 | 122.01 | 14.81 | 9.08 | 0.9047 | 3500 | 82.6 |  |  |  | NO | NO | NO | 2018-05-02 | 4.3 |  | standard |  |  |  |  | 2018-11-02 | NO | NO | NO | [6 empty] | AC | [7 empty] | NO
PUMUFTU6 | Luxul Technology Inc. | LUXUL | E-Lux T8 4ft D12-NMF | Linear Replacement Lamp | T8 Four-Foot | Dual Mode Internal Driver (UL Type A and Type B) |  | standard | NO | [10 empty] | 2016-11-08 | Not Dimmable | Not Dimmable | NotYetVerified |  | VAVVVP | [25 empty] | 4.4 | 1680 | 140 | 12 | 14.16 | 0.9 | 4000 | 80 |  |  |  | NO | NO | NO | 2018-05-02 | 4.3 |  | standard |  |  |  |  | 2018-11-02 | NO | NO | NO | [6 empty] | AC | [7 empty] | NO
PWYAJNP2 | Luxul Technology Inc. | LUXUL | E-Lux T8 4ft D16-DMF | Linear Replacement Lamp | T8 Four-Foot | Dual Mode Internal Driver (UL Type A and Type B) |  | standard | NO | [10 empty] | 2016-11-08 | Not Dimmable | Not Dimmable | NotYetVerified |  | VAVVVQ | [25 empty] | 4.4 | 2160 | 120 | 18 | 7.63 | 0.9 | 5000 | 80 |  |  |  | NO | NO | NO | 2018-05-02 | 4.3 |  | standard |  |  |  |  | 2018-11-02 | NO | NO | NO | [6 empty] | AC | [7 empty] | NO
P3JWJJXZ | Luxul Technology Inc. | LUXUL | E-Lux T8 4ft F12-SWMF | Linear Replacement Lamp | T8 Four-Foot | Replacement Lamps (plug and play) (UL Type A) |  | standard | YES |  | 1771 | 119.74 | 14.76 | 9.08 | 0.9047 | 2885 | 82.6 | 5 |  | 2016-11-08 | Not Dimmable | Not Dimmable | NO |  | VAVVVS | [15 empty] | 89.9 |  | 1.16 | 1.36 | [6 empty] | 4.4 | 1778 | 120.46 | 14.76 | 9.08 | 0.9047 | 3000 | 82.6 |  |  |  | NO | NO | NO | 2018-05-02 | 4.3 |  | standard |  |  |  |  | 2018-11-02 | NO | NO | NO | [6 empty] | AC | [7 empty] | NO
P7EN4WXE | Luxul Technology Inc. | LUXUL | E-Lux T8 4ft D12-WMF | Linear Replacement Lamp | T8 Four-Foot | Dual Mode Internal Driver (UL Type A and Type B) |  | standard | YES |  | 1572.9 | 112.36 | 14 | 14.16 | 0.9756 | 2900 | 83.8 | 5 | 50000 | 2016-11-08 | Not Dimmable | Not Dimmable | NotYetVerified |  | VAVVVP | [15 empty] | 84.5 |  | 1.24 | 1.42 | [6 empty] | 4.4 | 1620 | 135 | 12 | 14.16 | 0.9 | 3000 | 80 |  |  |  | NO | NO | NO | 2018-05-02 | 4.3 |  | standard |  |  |  |  | 2018-11-02 | NO | NO | NO | [6 empty] | AC | [7 empty] | NO
PRXMZ5EA | Luxul Technology Inc. | LUXUL | E-Lux T8 4ft D20-BMF | Linear Replacement Lamp | T8 Four-Foot | Dual Mode Internal Driver (UL Type A and Type B) |  | standard | NO | [10 empty] | 2016-11-08 | Not Dimmable | Not Dimmable | NotYetVerified | Product updated 9/21/2016 | VAVVVR | [25 empty] | 4.4 | 2600 | 130 | 20 | 5.79 | 0.9 | 3500 | 80 |  |  |  | NO | NO | NO | 2018-05-02 | 4.3 |  | standard |  |  |  |  | 2018-11-02 | NO | NO | NO | [6 empty] | AC | [7 empty] | NO
PY7AWVPW | Luxul Technology Inc. | LUXUL | E-Lux T8 4ft D20-NMF | Linear Replacement Lamp | T8 Four-Foot | Dual Mode Internal Driver (UL Type A and Type B) |  | standard | NO | [10 empty] | 2016-11-08 | Not Dimmable | Not Dimmable | NotYetVerified | Product updated 9/21/2016 | VAVVVR | [25 empty] | 4.4 | 2600 | 130 | 20 | 5.79 | 0.9 | 4000 | 80 |  |  |  | NO | NO | NO | 2018-05-02 | 4.3 |  | standard |  |  |  |  | 2018-11-02 | NO | NO | NO | [6 empty] | AC | [7 empty] | NO
P3VCSNVV | Luxul Technology Inc. | LUXUL | E-Lux T8 4ft D16-WMF | Linear Replacement Lamp | T8 Four-Foot | Dual Mode Internal Driver (UL Type A and Type B) |  | standard | YES |  | 2034.7 | 114.76 | 17.73 | 7.63 | 0.9727 | 2884 | 81.9 | 5 | 50000 | 2016-11-08 | Not Dimmable | Not Dimmable | NotYetVerified |  | VAVVVQ | [15 empty] | 84.2 |  | 1.24 | 1.42 | [6 empty] | 4.4 | 2160 | 120 | 18 | 7.63 | 0.9 | 3000 | 80 |  |  |  | NO | NO | NO | 2018-05-02 | 4.3 |  | standard |  |  |  |  | 2018-11-02 | NO | NO | NO | [6 empty] | AC | [7 empty] | NO
PHF1JV9U | Global Energy & Lighting | Global Energy & Lighting | GLEDT82-4'-16W-3500-FC-D | Linear Replacement Lamp | T8 Four-Foot | Dual Mode Internal Driver (UL Type A and Type B) |  | standard | NO | [10 empty] | 2016-11-07 | Not Dimmable | Not Dimmable | NotYetVerified |  | JJJMIZ | [25 empty] | 4.4 | 2160 | 120 | 18 | 7.63 | 0.9 | 3500 | 80 |  |  |  | NO | NO | NO | 2018-05-02 | 4.3 |  | standard |  |  |  |  | 2018-11-02 | NO | NO | NO | [6 empty] | AC | [7 empty] | NO
PPM58UWX | Global Energy & Lighting | Global Energy & Lighting | GLEDT82-4'-16W-3500-CC-D | Linear Replacement Lamp | T8 Four-Foot | Dual Mode Internal Driver (UL Type A and Type B) |  | standard | NO | [10 empty] | 2016-11-07 | Not Dimmable | Not Dimmable | NotYetVerified |  | JJJMIY | [25 empty] | 4.4 | 2250 | 125 | 18 | 7.7 | 0.9 | 3500 | 80 |  |  |  | NO | NO | NO | 2018-05-02 | 4.3 |  | standard |  |  |  |  | 2018-11-02 | NO | NO | NO | [6 empty] | AC | [7 empty] | NO
PV4C6UTR | Global Energy & Lighting | Global Energy & Lighting | GLEDT82-4'-20W-4000-FC-D | Linear Replacement Lamp | T8 Four-Foot | Dual Mode Internal Driver (UL Type A and Type B) |  | standard | NO | [10 empty] | 2016-11-07 | Not Dimmable | Not Dimmable | NotYetVerified | Product updated 9/21/2016 | JJJMJB | [25 empty] | 4.4 | 2600 | 130 | 20 | 5.79 | 0.9 | 4000 | 80 |  |  |  | NO | NO | NO | 2018-05-02 | 4.3 |  | standard |  |  |  |  | 2018-11-02 | NO | NO | NO | [6 empty] | AC | [7 empty] | NO
PJDXBXGF | Global Energy & Lighting | Global Energy & Lighting | GLEDT82-4'-12W-4500-CC-D | Linear Replacement Lamp | T8 Four-Foot | Dual Mode Internal Driver (UL Type A and Type B) |  | standard | NO | [10 empty] | 2016-11-07 | Not Dimmable | Not Dimmable | NotYetVerified |  | JJJMIW | [25 empty] | 4.4 | 1800 | 150 | 12 | 11.66 | 0.9 | 4500 | 80 |  |  |  | NO | NO | NO | 2018-05-02 | 4.3 |  | standard |  |  |  |  | 2018-11-02 | NO | NO | NO | [6 empty] | AC | [7 empty] | NO
PE6Q863Q | Global Energy & Lighting | Global Energy & Lighting | GLEDT82-4'-16W-5000-CC-D | Linear Replacement Lamp | T8 Four-Foot | Dual Mode Internal Driver (UL Type A and Type B) |  | standard | NO | [10 empty] | 2016-11-07 | Not Dimmable | Not Dimmable | NotYetVerified |  | JJJMIY | [25 empty] | 4.4 | 2340 | 130 | 18 | 7.7 | 0.9 | 5000 | 80 |  |  |  | NO | NO | NO | 2018-05-02 | 4.3 |  | standard |  |  |  |  | 2018-11-02 | NO | NO | NO | [6 empty] | AC | [7 empty] | NO
PJQ3XAJW | Global Energy & Lighting | Global Energy & Lighting | GLEDT82-4'-12W-5000-CC-D | Linear Replacement Lamp | T8 Four-Foot | Dual Mode Internal Driver (UL Type A and Type B) |  | standard | NO | [10 empty] | 2016-11-07 | Not Dimmable | Not Dimmable | NotYetVerified |  | JJJMIW | [25 empty] | 4.4 | 1800 | 150 | 12 | 11.66 | 0.9 | 5000 | 80 |  |  |  | NO | NO | NO | 2018-05-02 | 4.3 |  | standard |  |  |  |  | 2018-11-02 | NO | NO | NO | [6 empty] | AC | [7 empty] | NO
PTWWR9GZ | Global Energy & Lighting | Global Energy & Lighting | GLEDT82-4'-12W-5000-FC-A | Linear Replacement Lamp | T8 Four-Foot | Replacement Lamps (plug and play) (UL Type A) |  | standard | NO | [10 empty] | 2016-11-07 | Not Dimmable | Not Dimmable | NO |  | JJJMIQ | [25 empty] | 4.4 | 1987 | 133.62 | 14.87 | 9.31 | 0.9055 | 5000 | 83.8 |  |  |  | NO | NO | NO | 2018-05-02 | 4.3 |  | standard |  |  |  |  | 2018-11-02 | NO | NO | NO | [6 empty] | AC | [7 empty] | NO
PZM5HRXF | Global Energy & Lighting | Global Energy & Lighting | GLEDT82-4'-12W-3000-CC-D | Linear Replacement Lamp | T8 Four-Foot | Dual Mode Internal Driver (UL Type A and Type B) |  | standard | YES |  | 1700.7 | 123.07 | 13.82 | 11.66 | 0.9585 | 2877 | 82 | 5 | 50000 | 2016-11-07 | Not Dimmable | Not Dimmable | NotYetVerified |  | JJJMIW | [15 empty] | 88.6 |  | 1.26 | 1.44 | [6 empty] | 4.4 | 1680 | 140 | 12 | 11.66 | 0.9 | 3000 | 80 |  |  |  | NO | NO | NO | 2018-05-02 | 4.3 |  | standard |  |  |  |  | 2018-11-02 | NO | NO | NO | [6 empty] | AC | [7 empty] | NO
PZKPS2VC | Global Energy & Lighting | Global Energy & Lighting | GLEDT82-4'-16W-3000-CC-D | Linear Replacement Lamp | T8 Four-Foot | Dual Mode Internal Driver (UL Type A and Type B) |  | standard | YES |  | 2195.5 | 123.34 | 17.8 | 7.7 | 0.9727 | 2896 | 81.9 | 5 | 50000 | 2016-11-07 | Not Dimmable | Not Dimmable | NotYetVerified |  | JJJMIY | [15 empty] | 89.3 |  | 1.28 | 1.44 | [6 empty] | 4.4 | 2250 | 125 | 18 | 7.7 | 0.9 | 3000 | 80 |  |  |  | NO | NO | NO | 2018-05-02 | 4.3 |  | standard |  |  |  |  | 2018-11-02 | NO | NO | NO | [6 empty] | AC | [7 empty] | NO
PM7XG473 | Global Energy & Lighting | Global Energy & Lighting | GLEDT82-4'-16W-3000-CC-A | Linear Replacement Lamp | T8 Four-Foot | Replacement Lamps (plug and play) (UL Type A) |  | standard | YES |  | 2368 | 127.24 | 18.61 | 10.69 | 0.9739 | 2886 | 82.6 | 5 | 50000 | 2016-11-07 | Not Dimmable | Not Dimmable | NO |  | JJJMIR | [15 empty] | 91.7 |  | 1.22 | 1.4 | [6 empty] | 4.4 | 2368 | 127.24 | 18.61 | 10.69 | 0.9739 | 3000 | 82.6 |  |  |  | NO | NO | NO | 2018-05-02 | 4.3 |  | standard |  |  |  |  | 2018-11-02 | NO | NO | NO | [6 empty] | AC | [7 empty] | NO
PSEH7UCS | Global Energy & Lighting | Global Energy & Lighting | GLEDT82-4'-20W-3000-CC-D | Linear Replacement Lamp | T8 Four-Foot | Dual Mode Internal Driver (UL Type A and Type B) |  | standard | YES |  | 2589.3 | 124.41 | 20.81 | 5.83 | 0.9791 | 2898 | 81.8 | 5 | 50000 | 2016-11-07 | Not Dimmable | Not Dimmable | NotYetVerified | Product updated 9/21/2016 | JJJMJA | [15 empty] | 88.9 |  | 1.26 | 1.42 | [6 empty] | 4.4 | 2600 | 130 | 20 | 20 | 0.9 | 3000 | 80 |  |  |  | NO | NO | NO | 2018-05-02 | 4.3 |  | standard |  |  |  |  | 2018-11-02 | NO | NO | NO | [6 empty] | AC | [7 empty] | NO
PYT538GA | Global Energy & Lighting | Global Energy & Lighting | GLEDT82-4'-12W-3500-FC-A | Linear Replacement Lamp | T8 Four-Foot | Replacement Lamps (plug and play) (UL Type A) |  | standard | NO | [10 empty] | 2016-11-07 | Not Dimmable | Not Dimmable | NO |  | JJJMIQ | [25 empty] | 4.4 | 1807 | 122.01 | 14.81 | 9.08 | 0.9047 | 3500 | 82.6 |  |  |  | NO | NO | NO | 2018-05-02 | 4.3 |  | standard |  |  |  |  | 2018-11-02 | NO | NO | NO | [6 empty] | AC | [7 empty] | NO
PVJX8EPT | Global Energy & Lighting | Global Energy & Lighting | GLEDT82-4'-20W-5000-FC-D | Linear Replacement Lamp | T8 Four-Foot | Dual Mode Internal Driver (UL Type A and Type B) |  | standard | NO | [10 empty] | 2016-11-07 | Not Dimmable | Not Dimmable | NotYetVerified | Product updated 9/21/2016 | JJJMJB | [25 empty] | 4.4 | 2600 | 130 | 20 | 5.79 | 0.9 | 5000 | 80 |  |  |  | NO | NO | NO | 2018-05-02 | 4.3 |  | standard |  |  |  |  | 2018-11-02 | NO | NO | NO | [6 empty] | AC | [7 empty] | NO
PAQ81B1X | Global Energy & Lighting | Global Energy & Lighting | GLEDT82-4'-16W-4000-FC-D | Linear Replacement Lamp | T8 Four-Foot | Dual Mode Internal Driver (UL Type A and Type B) |  | standard | NO | [10 empty] | 2016-11-07 | Not Dimmable | Not Dimmable | NotYetVerified |  | JJJMIZ | [25 empty] | 4.4 | 2160 | 120 | 18 | 7.63 | 0.9 | 4000 | 80 |  |  |  | NO | NO | NO | 2018-05-02 | 4.3 |  | standard |  |  |  |  | 2018-11-02 | NO | NO | NO | [6 empty] | AC | [7 empty] | NO
PZ91XZMP | Global Energy & Lighting | Global Energy & Lighting | GLEDT82-4'-12W-4000-FC-D | Linear Replacement Lamp | T8 Four-Foot | Dual Mode Internal Driver (UL Type A and Type B) |  | standard | NO | [10 empty] | 2016-11-07 | Not Dimmable | Not Dimmable | NotYetVerified |  | JJJMIX | [25 empty] | 4.4 | 1680 | 140 | 12 | 14.16 | 0.9 | 4000 | 80 |  |  |  | NO | NO | NO | 2018-05-02 | 4.3 |  | standard |  |  |  |  | 2018-11-02 | NO | NO | NO | [6 empty] | AC | [7 empty] | NO
PJCBSF3U | Global Energy & Lighting | Global Energy & Lighting | GLEDT82-4'-20W-4000-CC-A | Linear Replacement Lamp | T8 Four-Foot | Replacement Lamps (plug and play) (UL Type A) |  | standard | NO | [10 empty] | 2016-11-07 | Not Dimmable | Not Dimmable | NO |  | JJJMIT | [25 empty] | 4.4 | 2885 | 134.12 | 21.51 | 5.97 | 0.9133 | 4000 | 84.5 |  |  |  | NO | NO | NO | 2018-05-02 | 4.3 |  | standard |  |  |  |  | 2018-11-02 | NO | NO | NO | [6 empty] | AC | [7 empty] | NO
PMVM6Y6D | Global Energy & Lighting | Global Energy & Lighting | GLEDT82-4'-16W-4000-CC-A | Linear Replacement Lamp | T8 Four-Foot | Replacement Lamps (plug and play) (UL Type A) |  | standard | NO | [10 empty] | 2016-11-07 | Not Dimmable | Not Dimmable | NO |  | JJJMIR | [25 empty] | 4.4 | 2421 | 130.37 | 18.57 | 11.06 | 0.9715 | 4000 | 85.1 |  |  |  | NO | NO | NO | 2018-05-02 | 4.3 |  | standard |  |  |  |  | 2018-11-02 | NO | NO | NO | [6 empty] | AC | [7 empty] | NO
PY6YEZ1S | Global Energy & Lighting | Global Energy & Lighting | GLEDT82-4'-16W-4500-FC-D | Linear Replacement Lamp | T8 Four-Foot | Dual Mode Internal Driver (UL Type A and Type B) |  | standard | NO | [10 empty] | 2016-11-07 | Not Dimmable | Not Dimmable | NotYetVerified |  | JJJMIZ | [25 empty] | 4.4 | 2160 | 120 | 18 | 7.63 | 0.9 | 4500 | 80 |  |  |  | NO | NO | NO | 2018-05-02 | 4.3 |  | standard |  |  |  |  | 2018-11-02 | NO | NO | NO | [6 empty] | AC | [7 empty] | NO
PEVUWKPM | Global Energy & Lighting | Global Energy & Lighting | GLEDT82-4'-16W-4500-CC-D | Linear Replacement Lamp | T8 Four-Foot | Dual Mode Internal Driver (UL Type A and Type B) |  | standard | NO | [10 empty] | 2016-11-07 | Not Dimmable | Not Dimmable | NotYetVerified |  | JJJMIY | [25 empty] | 4.4 | 2340 | 130 | 18 | 7.7 | 0.9 | 4500 | 80 |  |  |  | NO | NO | NO | 2018-05-02 | 4.3 |  | standard |  |  |  |  | 2018-11-02 | NO | NO | NO | [6 empty] | AC | [7 empty] | NO
PDBS2BZ9 | Global Energy & Lighting | Global Energy & Lighting | GLEDT82-4'-12W-4500-FC-D | Linear Replacement Lamp | T8 Four-Foot | Dual Mode Internal Driver (UL Type A and Type B) |  | standard | NO | [10 empty] | 2016-11-07 | Not Dimmable | Not Dimmable | NotYetVerified |  | JJJMIX | [25 empty] | 4.4 | 1680 | 140 | 12 | 14.16 | 0.9 | 4500 | 80 |  |  |  | NO | NO | NO | 2018-05-02 | 4.3 |  | standard |  |  |  |  | 2018-11-02 | NO | NO | NO | [6 empty] | AC | [7 empty] | NO
PAG1X9YW | Global Energy & Lighting | Global Energy & Lighting | GLEDT82-4'-20W-4500-CC-A | Linear Replacement Lamp | T8 Four-Foot | Replacement Lamps (plug and play) (UL Type A) |  | standard | NO | [10 empty] | 2016-11-07 | Not Dimmable | Not Dimmable | NO |  | JJJMIT | [25 empty] | 4.4 | 2911 | 134.96 | 21.57 | 5.97 | 0.9133 | 4500 | 84.5 |  |  |  | NO | NO | NO | 2018-05-02 | 4.3 |  | standard |  |  |  |  | 2018-11-02 | NO | NO | NO | [6 empty] | AC | [7 empty] | NO
P1ASHADQ | Global Energy & Lighting | Global Energy & Lighting | GLEDT82-4'-20W-3000-CC-A | Linear Replacement Lamp | T8 Four-Foot | Replacement Lamps (plug and play) (UL Type A) |  | standard | YES |  | 2834 | 131.33 | 21.58 | 6.08 | 0.9126 | 2893 | 82.4 | 5 | 50000 | 2016-11-07 | Not Dimmable | Not Dimmable | NO |  | JJJMIT | [15 empty] | 91.3 |  | 1.22 | 1.4 | [6 empty] | 4.4 | 2834 | 131.33 | 21.58 | 6.08 | 0.9126 | 3000 | 82.4 |  |  |  | NO | NO | NO | 2018-05-02 | 4.3 |  | standard |  |  |  |  | 2018-11-02 | NO | NO | NO | [6 empty] | AC | [7 empty] | NO
PNKWFT1U | Global Energy & Lighting | Global Energy & Lighting | GLEDT82-4'-12W-5000-FC-D | Linear Replacement Lamp | T8 Four-Foot | Dual Mode Internal Driver (UL Type A and Type B) |  | standard | NO | [10 empty] | 2016-11-07 | Not Dimmable | Not Dimmable | NotYetVerified |  | JJJMIX | [25 empty] | 4.4 | 1680 | 140 | 12 | 14.16 | 0.9 | 5000 | 80 |  |  |  | NO | NO | NO | 2018-05-02 | 4.3 |  | standard |  |  |  |  | 2018-11-02 | NO | NO | NO | [6 empty] | AC | [7 empty] | NO
PEV5HYY8 | Global Energy & Lighting | Global Energy & Lighting | GLEDT82-4'-20W-5000-CC-D | Linear Replacement Lamp | T8 Four-Foot | Dual Mode Internal Driver (UL Type A and Type B) |  | standard | NO | [10 empty] | 2016-11-07 | Not Dimmable | Not Dimmable | NotYetVerified | Product updated 9/21/2016 | JJJMJA | [25 empty] | 4.4 | 2600 | 130 | 20 | 20 | 0.9 | 5000 | 80 |  |  |  | NO | NO | NO | 2018-05-02 | 4.3 |  | standard |  |  |  |  | 2018-11-02 | NO | NO | NO | [6 empty] | AC | [7 empty] | NO
PX2W22HD | Global Energy & Lighting | Global Energy & Lighting | GLEDT82-4'-20W-5000-CC-A | Linear Replacement Lamp | T8 Four-Foot | Replacement Lamps (plug and play) (UL Type A) |  | standard | NO | [10 empty] | 2016-11-07 | Not Dimmable | Not Dimmable | NO |  | JJJMIT | [25 empty] | 4.4 | 2937 | 135.85 | 21.62 | 6.12 | 0.9117 | 5000 | 84 |  |  |  | NO | NO | NO | 2018-05-02 | 4.3 |  | standard |  |  |  |  | 2018-11-02 | NO | NO | NO | [6 empty] | AC | [7 empty] | NO
PN1GQN9E | Global Energy & Lighting | Global Energy & Lighting | GLEDT82-4'-20W-5000-FC-A | Linear Replacement Lamp | T8 Four-Foot | Replacement Lamps (plug and play) (UL Type A) |  | standard | NO | [10 empty] | 2016-11-07 | Not Dimmable | Not Dimmable | NO |  | JJJMIU | [25 empty] | 4.4 | 2631 | 120.63 | 21.81 | 6.39 | 0.9093 | 5000 | 84 |  |  |  | NO | NO | NO | 2018-05-02 | 4.3 |  | standard |  |  |  |  | 2018-11-02 | NO | NO | NO | [6 empty] | AC | [7 empty] | NO
P29962C3 | Global Energy & Lighting | Global Energy & Lighting | GLEDT82-4'-12W-4000-CC-A | Linear Replacement Lamp | T8 Four-Foot | Replacement Lamps (plug and play) (UL Type A) |  | standard | NO | [10 empty] | 2016-11-07 | Not Dimmable | Not Dimmable | NO |  | JJJMIP | [25 empty] | 4.4 | 2028 | 136.02 | 14.91 | 9.08 | 0.9068 | 4000 | 85.1 |  |  |  | NO | NO | NO | 2018-05-02 | 4.3 |  | standard |  |  |  |  | 2018-11-02 | NO | NO | NO | [6 empty] | AC | [7 empty] | NO
P9JVCPA9 | Global Energy & Lighting | Global Energy & Lighting | GLEDT82-4'-20W-4500-CC-D | Linear Replacement Lamp | T8 Four-Foot | Dual Mode Internal Driver (UL Type A and Type B) |  | standard | NO | [10 empty] | 2016-11-07 | Not Dimmable | Not Dimmable | NotYetVerified | Product updated 9/21/2016 | JJJMJA | [25 empty] | 4.4 | 2600 | 130 | 20 | 20 | 0.9 | 4500 | 80 |  |  |  | NO | NO | NO | 2018-05-02 | 4.3 |  | standard |  |  |  |  | 2018-11-02 | NO | NO | NO | [6 empty] | AC | [7 empty] | NO
P3QAD96Q | Global Energy & Lighting | Global Energy & Lighting | GLEDT82-4'-16W-4500-CC-A | Linear Replacement Lamp | T8 Four-Foot | Replacement Lamps (plug and play) (UL Type A) |  | standard | NO | [10 empty] | 2016-11-07 | Not Dimmable | Not Dimmable | NO |  | JJJMIR | [25 empty] | 4.4 | 2451 | 132.13 | 18.55 | 11.06 | 0.9715 | 4500 | 85.1 |  |  |  | NO | NO | NO | 2018-05-02 | 4.3 |  | standard |  |  |  |  | 2018-11-02 | NO | NO | NO | [6 empty] | AC | [7 empty] | NO
P198B1FF | Global Energy & Lighting | Global Energy & Lighting | GLEDT82-4'-12W-3500-CC-D | Linear Replacement Lamp | T8 Four-Foot | Dual Mode Internal Driver (UL Type A and Type B) |  | standard | NO | [10 empty] | 2016-11-07 | Not Dimmable | Not Dimmable | NotYetVerified |  | JJJMIW | [25 empty] | 4.4 | 1680 | 140 | 12 | 11.66 | 0.9 | 3500 | 80 |  |  |  | NO | NO | NO | 2018-05-02 | 4.3 |  | standard |  |  |  |  | 2018-11-02 | NO | NO | NO | [6 empty] | AC | [7 empty] | NO
P1N6BAC2 | Global Energy & Lighting | Global Energy & Lighting | GLEDT82-4'-16W-3500-CC-A | Linear Replacement Lamp | T8 Four-Foot | Replacement Lamps (plug and play) (UL Type A) |  | standard | NO | [10 empty] | 2016-11-07 | Not Dimmable | Not Dimmable | NO |  | JJJMIR | [25 empty] | 4.4 | 2395 | 128.83 | 18.59 | 10.69 | 0.9739 | 3500 | 82.6 |  |  |  | NO | NO | NO | 2018-05-02 | 4.3 |  | standard |  |  |  |  | 2018-11-02 | NO | NO | NO | [6 empty] | AC | [7 empty] | NO
P1WUVC4C | Global Energy & Lighting | Global Energy & Lighting | GLEDT82-4'-16W-5000-FC-D | Linear Replacement Lamp | T8 Four-Foot | Dual Mode Internal Driver (UL Type A and Type B) |  | standard | NO | [10 empty] | 2016-11-07 | Not Dimmable | Not Dimmable | NotYetVerified |  | JJJMIZ | [25 empty] | 4.4 | 2160 | 120 | 18 | 7.63 | 0.9 | 5000 | 80 |  |  |  | NO | NO | NO | 2018-05-02 | 4.3 |  | standard |  |  |  |  | 2018-11-02 | NO | NO | NO | [6 empty] | AC | [7 empty] | NO
PDHUQSPU | Global Energy & Lighting | Global Energy & Lighting | GLEDT82-4'-12W-5000-CC-A | Linear Replacement Lamp | T8 Four-Foot | Replacement Lamps (plug and play) (UL Type A) |  | standard | NO | [10 empty] | 2016-11-07 | Not Dimmable | Not Dimmable | NO |  | JJJMIP | [25 empty] | 4.4 | 2077 | 138.74 | 14.97 | 9.48 | 0.9051 | 5000 | 83.6 |  |  |  | NO | NO | NO | 2018-05-02 | 4.3 |  | standard |  |  |  |  | 2018-11-02 | NO | NO | NO | [6 empty] | AC | [7 empty] | NO
P4R4XF63 | Global Energy & Lighting | Global Energy & Lighting | GLEDT82-4'-16W-5000-CC-A | Linear Replacement Lamp | T8 Four-Foot | Replacement Lamps (plug and play) (UL Type A) |  | standard | NO | [10 empty] | 2016-11-07 | Not Dimmable | Not Dimmable | NO |  | JJJMIR | [25 empty] | 4.4 | 2481 | 133.89 | 18.53 | 10.89 | 0.9729 | 5000 | 84 |  |  |  | NO | NO | NO | 2018-05-02 | 4.3 |  | standard |  |  |  |  | 2018-11-02 | NO | NO | NO | [6 empty] | AC | [7 empty] | NO
PQ2U7U5A | Global Energy & Lighting | Global Energy & Lighting | GLEDT82-4'-12W-3500-FC-D | Linear Replacement Lamp | T8 Four-Foot | Dual Mode Internal Driver (UL Type A and Type B) |  | standard | NO | [10 empty] | 2016-11-07 | Not Dimmable | Not Dimmable | NotYetVerified |  | JJJMIX | [25 empty] | 4.4 | 1620 | 135 | 12 | 14.16 | 0.9 | 3500 | 80 |  |  |  | NO | NO | NO | 2018-05-02 | 4.3 |  | standard |  |  |  |  | 2018-11-02 | NO | NO | NO | [6 empty] | AC | [7 empty] | NO
PA23FC8V | Global Energy & Lighting | Global Energy & Lighting | GLEDT82-4'-20W-3500-CC-D | Linear Replacement Lamp | T8 Four-Foot | Dual Mode Internal Driver (UL Type A and Type B) |  | standard | NO | [10 empty] | 2016-11-07 | Not Dimmable | Not Dimmable | NotYetVerified | Product updated 9/21/2016 | JJJMJA | [25 empty] | 4.4 | 2600 | 130 | 20 | 20 | 0.9 | 3500 | 80 |  |  |  | NO | NO | NO | 2018-05-02 | 4.3 |  | standard |  |  |  |  | 2018-11-02 | NO | NO | NO | [6 empty] | AC | [7 empty] | NO
PU9UXTGJ | Global Energy & Lighting | Global Energy & Lighting | GLEDT82-4'-12W-3500-CC-A | Linear Replacement Lamp | T8 Four-Foot | Replacement Lamps (plug and play) (UL Type A) |  | standard | NO | [10 empty] | 2016-11-07 | Not Dimmable | Not Dimmable | NO |  | JJJMIP | [25 empty] | 4.4 | 2000 | 134.59 | 14.86 | 9.11 | 0.9072 | 3500 | 82.6 |  |  |  | NO | NO | NO | 2018-05-02 | 4.3 |  | standard |  |  |  |  | 2018-11-02 | NO | NO | NO | [6 empty] | AC | [7 empty] | NO
PEE85YWS | Global Energy & Lighting | Global Energy & Lighting | GLEDT82-4'-16W-4000-CC-D | Linear Replacement Lamp | T8 Four-Foot | Dual Mode Internal Driver (UL Type A and Type B) |  | standard | NO | [10 empty] | 2016-11-07 | Not Dimmable | Not Dimmable | NotYetVerified |  | JJJMIY | [25 empty] | 4.4 | 2340 | 130 | 18 | 7.7 | 0.9 | 4000 | 80 |  |  |  | NO | NO | NO | 2018-05-02 | 4.3 |  | standard |  |  |  |  | 2018-11-02 | NO | NO | NO | [6 empty] | AC | [7 empty] | NO
PZCQRHEU | Global Energy & Lighting | Global Energy & Lighting | GLEDT82-4'-12W-4000-CC-D | Linear Replacement Lamp | T8 Four-Foot | Dual Mode Internal Driver (UL Type A and Type B) |  | standard | NO | [10 empty] | 2016-11-07 | Not Dimmable | Not Dimmable | NotYetVerified |  | JJJMIW | [25 empty] | 4.4 | 1800 | 150 | 12 | 11.66 | 0.9 | 4000 | 80 |  |  |  | NO | NO | NO | 2018-05-02 | 4.3 |  | standard |  |  |  |  | 2018-11-02 | NO | NO | NO | [6 empty] | AC | [7 empty] | NO
PZYCUA7S | Global Energy & Lighting | Global Energy & Lighting | GLEDT82-4'-20W-4000-CC-D | Linear Replacement Lamp | T8 Four-Foot | Dual Mode Internal Driver (UL Type A and Type B) |  | standard | NO | [10 empty] | 2016-11-07 | Not Dimmable | Not Dimmable | NotYetVerified | Product updated 9/21/2016 | JJJMJA | [25 empty] | 4.4 | 2600 | 130 | 20 | 20 | 0.9 | 4000 | 80 |  |  |  | NO | NO | NO | 2018-05-02 | 4.3 |  | standard |  |  |  |  | 2018-11-02 | NO | NO | NO | [6 empty] | AC | [7 empty] | NO
PE2GPQNB | Global Energy & Lighting | Global Energy & Lighting | GLEDT82-4'-12W-4000-FC-A | Linear Replacement Lamp | T8 Four-Foot | Replacement Lamps (plug and play) (UL Type A) |  | standard | NO | [10 empty] | 2016-11-07 | Not Dimmable | Not Dimmable | NO |  | JJJMIQ | [25 empty] | 4.4 | 1836 | 123.64 | 14.85 | 9.35 | 0.9073 | 4000 | 85.2 |  |  |  | NO | NO | NO | 2018-05-02 | 4.3 |  | standard |  |  |  |  | 2018-11-02 | NO | NO | NO | [6 empty] | AC | [7 empty] | NO
PYFU92BH | Global Energy & Lighting | Global Energy & Lighting | GLEDT82-4'-20W-4500-FC-D | Linear Replacement Lamp | T8 Four-Foot | Dual Mode Internal Driver (UL Type A and Type B) |  | standard | NO | [10 empty] | 2016-11-07 | Not Dimmable | Not Dimmable | NotYetVerified | Product updated 9/21/2016 | JJJMJB | [25 empty] | 4.4 | 2600 | 130 | 20 | 5.79 | 0.9 | 4500 | 80 |  |  |  | NO | NO | NO | 2018-05-02 | 4.3 |  | standard |  |  |  |  | 2018-11-02 | NO | NO | NO | [6 empty] | AC | [7 empty] | NO
PGSGTQPR | Global Energy & Lighting | Global Energy & Lighting | GLEDT82-4'-12W-4500-FC-A | Linear Replacement Lamp | T8 Four-Foot | Replacement Lamps (plug and play) (UL Type A) |  | standard | NO | [10 empty] | 2016-11-07 | Not Dimmable | Not Dimmable | NO |  | JJJMIQ | [25 empty] | 4.4 | 1912 | 123.66 | 14.86 | 9.35 | 0.9073 | 4500 | 85.2 |  |  |  | NO | NO | NO | 2018-05-02 | 4.3 |  | standard |  |  |  |  | 2018-11-02 | NO | NO | NO | [6 empty] | AC | [7 empty] | NO
P7GV6YD7 | Global Energy & Lighting | Global Energy & Lighting | GLEDT82-4'-12W-3000-FC-A | Linear Replacement Lamp | T8 Four-Foot | Replacement Lamps (plug and play) (UL Type A) |  | standard | YES |  | 1771 | 119.74 | 14.76 | 9.08 | 0.9047 | 2885 | 82.6 | 5 |  | 2016-11-07 | Not Dimmable | Not Dimmable | NO |  | JJJMIQ | [15 empty] | 89.9 |  | 1.16 | 1.36 | [6 empty] | 4.4 | 1778 | 120.46 | 14.76 | 9.08 | 0.9047 | 3000 | 82.6 |  |  |  | NO | NO | NO | 2018-05-02 | 4.3 |  | standard |  |  |  |  | 2018-11-02 | NO | NO | NO | [6 empty] | AC | [7 empty] | NO
PWFYKVHS | Global Energy & Lighting | Global Energy & Lighting | GLEDT82-4'-16W-3000-FC-D | Linear Replacement Lamp | T8 Four-Foot | Dual Mode Internal Driver (UL Type A and Type B) |  | standard | YES |  | 2034.7 | 114.76 | 17.73 | 7.63 | 0.9727 | 2884 | 81.9 | 5 | 50000 | 2016-11-07 | Not Dimmable | Not Dimmable | NotYetVerified |  | JJJMIZ | [15 empty] | 84.2 |  | 1.24 | 1.42 | [6 empty] | 4.4 | 2160 | 120 | 18 | 7.63 | 0.9 | 3000 | 80 |  |  |  | NO | NO | NO | 2018-05-02 | 4.3 |  | standard |  |  |  |  | 2018-11-02 | NO | NO | NO | [6 empty] | AC | [7 empty] | NO
PMEM5UES | Global Energy & Lighting | Global Energy & Lighting | GLEDT82-4'-20W-3000-FC-D | Linear Replacement Lamp | T8 Four-Foot | Dual Mode Internal Driver (UL Type A and Type B) |  | standard | YES |  | 2395 | 114.8 | 20.86 | 5.79 | 0.9799 | 2887 | 81.9 | 5 | 50000 | 2016-11-07 | Not Dimmable | Not Dimmable | NotYetVerified | Product updated 9/21/2016 | JJJMJB | [15 empty] | 84.7 |  | 1.22 | 1.38 | [6 empty] | 4.4 | 2600 | 130 | 20 | 5.79 | 0.9 | 3000 | 80 |  |  |  | NO | NO | NO | 2018-05-02 | 4.3 |  | standard |  |  |  |  | 2018-11-02 | NO | NO | NO | [6 empty] | AC | [7 empty] | NO
PRWZPHVE | Global Energy & Lighting | Global Energy & Lighting | GLEDT82-4'-20W-3500-FC-D | Linear Replacement Lamp | T8 Four-Foot | Dual Mode Internal Driver (UL Type A and Type B) |  | standard | NO | [10 empty] | 2016-11-07 | Not Dimmable | Not Dimmable | NotYetVerified | Product updated 9/21/2016 | JJJMJB | [25 empty] | 4.4 | 2600 | 130 | 20 | 5.79 | 0.9 | 3500 | 80 |  |  |  | NO | NO | NO | 2018-05-02 | 4.3 |  | standard |  |  |  |  | 2018-11-02 | NO | NO | NO | [6 empty] | AC | [7 empty] | NO
PERH7VAH | Global Energy & Lighting | Global Energy & Lighting | GLEDT82-4'-20W-3500-CC-A | Linear Replacement Lamp | T8 Four-Foot | Replacement Lamps (plug and play) (UL Type A) |  | standard | NO | [10 empty] | 2016-11-07 | Not Dimmable | Not Dimmable | NO |  | JJJMIT | [25 empty] | 4.4 | 2860 | 132.71 | 21.55 | 6.08 | 0.9126 | 3500 | 82.4 |  |  |  | NO | NO | NO | 2018-05-02 | 4.3 |  | standard |  |  |  |  | 2018-11-02 | NO | NO | NO | [6 empty] | AC | [7 empty] | NO
PSWXGCU7 | Global Energy & Lighting | Global Energy & Lighting | GLEDT82-4'-12W-4500-CC-A | Linear Replacement Lamp | T8 Four-Foot | Replacement Lamps (plug and play) (UL Type A) |  | standard | NO | [10 empty] | 2016-11-07 | Not Dimmable | Not Dimmable | NO |  | JJJMIP | [25 empty] | 4.4 | 2053 | 137.42 | 14.94 | 9.08 | 0.9068 | 4500 | 85.1 |  |  |  | NO | NO | NO | 2018-05-02 | 4.3 |  | standard |  |  |  |  | 2018-11-02 | NO | NO | NO | [6 empty] | AC | [7 empty] | NO
PP7FUAUG | Global Energy & Lighting | Global Energy & Lighting | GLEDT82-4'-12W-3000-CC-A | Linear Replacement Lamp | T8 Four-Foot | Replacement Lamps (plug and play) (UL Type A) |  | standard | YES |  | 1968 | 132.53 | 14.82 | 9.11 | 0.9072 | 2871 | 82.6 | 5 |  | 2016-11-07 | Not Dimmable | Not Dimmable | NO |  | JJJMIP | [15 empty] | 92 |  | 1.2 | 1.44 | [6 empty] | 4.4 | 1972 | 133.06 | 14.82 | 9.11 | 0.9072 | 3000 | 82.6 |  |  |  | NO | NO | NO | 2018-05-02 | 4.3 |  | standard |  |  |  |  | 2018-11-02 | NO | NO | NO | [6 empty] | AC | [7 empty] | NO
PX756X5E | Global Energy & Lighting | Global Energy & Lighting | GLEDT82-4'-12W-3000-FC-D | Linear Replacement Lamp | T8 Four-Foot | Dual Mode Internal Driver (UL Type A and Type B) |  | standard | YES |  | 1572.9 | 112.36 | 14 | 14.16 | 0.9756 | 2900 | 83.8 | 5 | 50000 | 2016-11-07 | Not Dimmable | Not Dimmable | NotYetVerified |  | JJJMIX | [15 empty] | 84.5 |  | 1.24 | 1.42 | [6 empty] | 4.4 | 1620 | 135 | 12 | 14.16 | 0.9 | 3000 | 80 |  |  |  | NO | NO | NO | 2018-05-02 | 4.3 |  | standard |  |  |  |  | 2018-11-02 | NO | NO | NO | [6 empty] | AC | [7 empty] | NO
PK2ED61F | Amati International LLC | AMATRON | AMUL-18W4F-GBC 5000K | Linear Replacement Lamp | T8 Four-Foot | Replacement Lamps (plug and play) (UL Type A) |  | standard | NO | [10 empty] | 2016-11-04 | Not Dimmable | Not Dimmable | NO |  | MMMOZD | [25 empty] | 4.4 | 2251 | 121.15 | 18.58 | 6.82 | 0.97 | 5000 | 82.3 |  |  |  | NO | NO | NO | 2018-05-02 | 4.3 |  | standard |  |  |  |  | 2018-11-02 | NO | NO | NO | [6 empty] | AC | [7 empty] | NO
P51R4FZJ | Shenzhen MTC Lux Co., Ltd | BMTC | T8-012T096UN-18 | Linear Replacement Lamp | T8 Four-Foot | Replacement Lamps (plug and play) (UL Type A) |  | standard | NO | [10 empty] | 2016-11-04 | Not Dimmable | Not Dimmable | NO | Updated on 3/19/2018 | OOOAJT | [25 empty] | 4.4 | 1560 | 130 | 12 | 8.46 | 0.99 | 4000 | 80 |  |  |  | NO | NO | NO | 2018-05-02 | 4.3 |  | standard |  |  |  |  | 2018-11-02 | NO | NO | NO | [6 empty] | AC | [7 empty] | NO
PG1K1GBY | Shenzhen MTC Lux Co., Ltd | BMTC | T8-012T096UD-18 | Linear Replacement Lamp | T8 Four-Foot | Replacement Lamps (plug and play) (UL Type A) |  | standard | NO | [10 empty] | 2016-11-04 | Not Dimmable | Not Dimmable | NO | Updated on 3/19/2018 | OOOAJT | [25 empty] | 4.4 | 1560 | 130 | 12 | 8.46 | 0.99 | 5000 | 80 |  |  |  | NO | NO | NO | 2018-05-02 | 4.3 |  | standard |  |  |  |  | 2018-11-02 | NO | NO | NO | [6 empty] | AC | [7 empty] | NO
PYVG6KSZ | ARKSMART INC | ARK SMART | ARK/UB/10K(4000K) | Linear Replacement Lamp | T8 Four-Foot | Dual Mode Internal Driver (UL Type A and Type B) |  | standard | NO | [10 empty] | 2016-11-04 | Not Dimmable | Not Dimmable | NO |  | EAEEFD | [25 empty] | 4.4 | 1608 | 145.39 | 11.06 | 16.49 | 0.9 | 4000 | 83 |  |  |  | NO | NO | NO | 2018-05-02 | 4.3 |  | standard |  |  |  |  | 2018-11-02 | NO | NO | NO | [6 empty] | AC | [7 empty] | NO
P3V55WMH | Start Lighting | START LIGHTING | HUT14-RDW20D-50 | Linear Replacement Lamp | T8 Four-Foot | Replacement Lamps (plug and play) (UL Type A) |  | standard | NO | [10 empty] | 2016-11-04 | Not Dimmable | Not Dimmable | NO |  | WWWATS | [25 empty] | 4.4 | 2631 | 120.63 | 21.81 | 6.39 | 0.9093 | 5000 | 84 |  |  |  | NO | NO | NO | 2018-05-02 | 4.3 |  | standard |  |  |  |  | 2018-11-02 | NO | NO | NO | [6 empty] | AC | [7 empty] | NO
PSN3KMP6 | ARKSMART INC | ARK SMART | ARK/UB/10K(3500K) | Linear Replacement Lamp | T8 Four-Foot | Dual Mode Internal Driver (UL Type A and Type B) |  | standard | NO | [10 empty] | 2016-11-04 | Not Dimmable | Not Dimmable | NO |  | EAEEFD | [25 empty] | 4.4 | 1608 | 145.39 | 11.06 | 16.49 | 0.9 | 3500 | 83 |  |  |  | NO | NO | NO | 2018-05-02 | 4.3 |  | standard |  |  |  |  | 2018-11-02 | NO | NO | NO | [6 empty] | AC | [7 empty] | NO
PVBMA1Z8 | ARKSMART INC | ARK SMART | ARK/UB/10K(5000K) | Linear Replacement Lamp | T8 Four-Foot | Dual Mode Internal Driver (UL Type A and Type B) |  | standard | NO | [10 empty] | 2016-11-04 | Not Dimmable | Not Dimmable | NO |  | EAEEFD | [25 empty] | 4.4 | 1645 | 148.06 | 11.11 | 16.45 | 0.9 | 5000 | 80.4 |  |  |  | NO | NO | NO | 2018-05-02 | 4.3 |  | standard |  |  |  |  | 2018-11-02 | NO | NO | NO | [6 empty] | AC | [7 empty] | NO
PVXYMCN1 | ARKSMART INC | ARK SMART | ARK/UB/10K(3000K) | Linear Replacement Lamp | T8 Four-Foot | Dual Mode Internal Driver (UL Type A and Type B) |  | standard | YES |  | 1614 | 145.01 | 11.13 | 16.49 | 0.9016 | 2939 | 83 | 5 | 50000 | 2016-11-04 | Not Dimmable | Not Dimmable | NO |  | EAEEFD | [15 empty] | 86 |  | 1.24 | 1.22 | [6 empty] | 4.4 | 1608 | 145.39 | 11.06 | 16.49 | 0.9 | 3000 | 83 |  |  |  | NO | NO | NO | 2018-05-02 | 4.3 |  | standard |  |  |  |  | 2018-11-02 | NO | NO | NO | [6 empty] | AC | [7 empty] | NO
PQ6GUXR7 | ARKSMART INC | ARK SMART | ARK/UB/10K(4500K) | Linear Replacement Lamp | T8 Four-Foot | Dual Mode Internal Driver (UL Type A and Type B) |  | standard | NO | [10 empty] | 2016-11-04 | Not Dimmable | Not Dimmable | NO |  | EAEEFD | [25 empty] | 4.4 | 1608 | 145.39 | 11.06 | 16.49 | 0.9 | 4500 | 83 |  |  |  | NO | NO | NO | 2018-05-02 | 4.3 |  | standard |  |  |  |  | 2018-11-02 | NO | NO | NO | [6 empty] | AC | [7 empty] | NO
PMTMGTUS | Shenzhen MTC Lux Co., Ltd | BMTC | T8-012T096UW-18 | Linear Replacement Lamp | T8 Four-Foot | Replacement Lamps (plug and play) (UL Type A) |  | standard | YES |  | 1837.3 | 130.8 | 14.05 | 8.46 | 0.9903 | 2909 | 82.9 | 5 | 50000 | 2016-11-04 | Not Dimmable | Not Dimmable | NO | Updated on 3/19/2018 | OOOAJT | [15 empty] | 84.9 |  | 1.48 | 1.3 | [6 empty] | 4.4 | 1560 | 130 | 12 | 8.46 | 0.99 | 3000 | 80 |  |  |  | NO | NO | NO | 2018-05-02 | 4.3 |  | standard |  |  |  |  | 2018-11-02 | NO | NO | NO | [6 empty] | AC | [7 empty] | NO
PA47PYUK | JIAXING SUPER LIGHTING ELECTRIC APPLIANCE CO.,LTD | Super | T8L-IDDM13-1800-4ft-BBA-71 | Linear Replacement Lamp | T8 Four-Foot | Replacement Lamps (plug and play) (UL Type A) |  | standard | NO | [10 empty] | 2016-11-03 | Not Dimmable | Not Dimmable | NO |  | RRRTRA | [25 empty] | 4.4 | 1700 | 120 | 14.5 | 13.78 | 0.9576 | 3500 | 82 |  |  |  | NO | NO | NO | 2018-05-02 | 4.3 |  | standard |  |  |  |  | 2018-11-02 | NO | NO | NO | [6 empty] | AC | [7 empty] | NO
PTHQBQ7V | JIAXING SUPER LIGHTING ELECTRIC APPLIANCE CO.,LTD | Super | T8L-IDDM13-2200-4ft-CBA-71 | Linear Replacement Lamp | T8 Four-Foot | Replacement Lamps (plug and play) (UL Type A) |  | standard | NO | [10 empty] | 2016-11-03 | Not Dimmable | Not Dimmable | NO |  | RRRTRB | [25 empty] | 4.4 | 2200 | 125 | 17.5 | 10.3 | 0.9691 | 4000 | 82 |  |  |  | NO | NO | NO | 2018-05-02 | 4.3 |  | standard |  |  |  |  | 2018-11-02 | NO | NO | NO | [6 empty] | AC | [7 empty] | NO
P1K2SPAJ | JIAXING SUPER LIGHTING ELECTRIC APPLIANCE CO.,LTD | Super | T8L-IDDM13-1800-4ft-CBA-71 | Linear Replacement Lamp | T8 Four-Foot | Replacement Lamps (plug and play) (UL Type A) |  | standard | NO | [10 empty] | 2016-11-03 | Not Dimmable | Not Dimmable | NO |  | RRRTRA | [25 empty] | 4.4 | 1800 | 125 | 14.5 | 13.78 | 0.9576 | 4000 | 82 |  |  |  | NO | NO | NO | 2018-05-02 | 4.3 |  | standard |  |  |  |  | 2018-11-02 | NO | NO | NO | [6 empty] | AC | [7 empty] | NO
P9WHY6U7 | JIAXING SUPER LIGHTING ELECTRIC APPLIANCE CO.,LTD | Super | T8L-IDDM13-2200-4ft-EBA-71 | Linear Replacement Lamp | T8 Four-Foot | Replacement Lamps (plug and play) (UL Type A) |  | standard | NO | [10 empty] | 2016-11-03 | Not Dimmable | Not Dimmable | NO |  | RRRTRB | [25 empty] | 4.4 | 2200 | 125 | 17.5 | 10.33 | 0.9694 | 5000 | 82 |  |  |  | NO | NO | NO | 2018-05-02 | 4.3 |  | standard |  |  |  |  | 2018-11-02 | NO | NO | NO | [6 empty] | AC | [7 empty] | NO
PKUUNEXU | JIAXING SUPER LIGHTING ELECTRIC APPLIANCE CO.,LTD | Super | T8L-IDDM13-2200-4ft-ABA-71 | Linear Replacement Lamp | T8 Four-Foot | Replacement Lamps (plug and play) (UL Type A) |  | standard | YES |  | 2097 | 123.1 | 17.04 | 10.3 | 0.9691 | 3091 | 82.8 | 5 | 50000 | 2016-11-03 | Not Dimmable | Not Dimmable | NO |  | RRRTRB | [15 empty] | 83.9 |  | 1.24 | 1.26 | [6 empty] | 4.4 | 2100 | 120 | 17.5 | 10.3 | 0.9691 | 3000 | 82 |  |  |  | NO | NO | NO | 2018-05-02 | 4.3 |  | standard |  |  |  |  | 2018-11-02 | NO | NO | NO | [6 empty] | AC | [7 empty] | NO
PKMUQP87 | JIAXING SUPER LIGHTING ELECTRIC APPLIANCE CO.,LTD | Super | T8L-IDDM13-2200-4ft-BBA-71 | Linear Replacement Lamp | T8 Four-Foot | Replacement Lamps (plug and play) (UL Type A) |  | standard | NO | [10 empty] | 2016-11-03 | Not Dimmable | Not Dimmable | NO |  | RRRTRB | [25 empty] | 4.4 | 2100 | 120 | 17.5 | 10.3 | 0.9691 | 3500 | 82 |  |  |  | NO | NO | NO | 2018-05-02 | 4.3 |  | standard |  |  |  |  | 2018-11-02 | NO | NO | NO | [6 empty] | AC | [7 empty] | NO
PRT1R289 | JIAXING SUPER LIGHTING ELECTRIC APPLIANCE CO.,LTD | Super | T8L-IDDM13-2200-4ft-DBA-71 | Linear Replacement Lamp | T8 Four-Foot | Replacement Lamps (plug and play) (UL Type A) |  | standard | NO | [10 empty] | 2016-11-03 | Not Dimmable | Not Dimmable | NO |  | RRRTRB | [25 empty] | 4.4 | 2200 | 125 | 17.5 | 10.3 | 0.9691 | 4500 | 82 |  |  |  | NO | NO | NO | 2018-05-02 | 4.3 |  | standard |  |  |  |  | 2018-11-02 | NO | NO | NO | [6 empty] | AC | [7 empty] | NO
PXFR17W5 | JIAXING SUPER LIGHTING ELECTRIC APPLIANCE CO.,LTD | Super | T8L-IDDM13-1800-4ft-ABA-71 | Linear Replacement Lamp | T8 Four-Foot | Replacement Lamps (plug and play) (UL Type A) |  | standard | YES |  | 1723 | 122.4 | 14.08 | 13.78 | 0.9576 | 3077 | 83 | 5 | 50000 | 2016-11-03 | Not Dimmable | Not Dimmable | NO |  | RRRTRA | [15 empty] | 83.9 |  | 1.24 | 1.24 | [6 empty] | 4.4 | 1700 | 120 | 14.5 | 13.78 | 0.9576 | 3000 | 82 |  |  |  | NO | NO | NO | 2018-05-02 | 4.3 |  | standard |  |  |  |  | 2018-11-02 | NO | NO | NO | [6 empty] | AC | [7 empty] | NO
PFP8VD2Z | JIAXING SUPER LIGHTING ELECTRIC APPLIANCE CO.,LTD | Super | T8L-IDDM13-1800-4ft-DBA-71 | Linear Replacement Lamp | T8 Four-Foot | Replacement Lamps (plug and play) (UL Type A) |  | standard | NO | [10 empty] | 2016-11-03 | Not Dimmable | Not Dimmable | NO |  | RRRTRA | [25 empty] | 4.4 | 1800 | 125 | 14.5 | 13.78 | 0.9576 | 4500 | 82 |  |  |  | NO | NO | NO | 2018-05-02 | 4.3 |  | standard |  |  |  |  | 2018-11-02 | NO | NO | NO | [6 empty] | AC | [7 empty] | NO
PS2GBYEN | JIAXING SUPER LIGHTING ELECTRIC APPLIANCE CO.,LTD | Super | T8L-IDDM13-1800-4ft-EBA-71 | Linear Replacement Lamp | T8 Four-Foot | Replacement Lamps (plug and play) (UL Type A) |  | standard | NO | [10 empty] | 2016-11-03 | Not Dimmable | Not Dimmable | NO |  | RRRTRA | [25 empty] | 4.4 | 1800 | 125 | 14.5 | 13.62 | 0.9582 | 5000 | 82 |  |  |  | NO | NO | NO | 2018-05-02 | 4.3 |  | standard |  |  |  |  | 2018-11-02 | NO | NO | NO | [6 empty] | AC | [7 empty] | NO
PD9VR4D2 | CCP-MART TECHNOLOGY CORP | CCP-MART | CCP-T-T84F15WC-4000KC | Linear Replacement Lamp | T8 Four-Foot | Dual Mode Internal Driver (UL Type A and Type B) |  | standard | NO | [10 empty] | 2016-10-28 | Not Dimmable | Not Dimmable | NO |  | WWWARY | [25 empty] | 4.4 | 2146 | 141.82 | 15.13 | 12.34 | 0.9 | 4000 | 83.2 |  |  |  | NO | NO | NO | 2018-05-02 | 4.3 |  | standard |  |  |  |  | 2018-11-02 | NO | NO | NO | [6 empty] | AC | [7 empty] | NO
PH5VV8SS | CCP-MART TECHNOLOGY CORP | CCP-MART | CCP-T-T84F15WC-5000KC | Linear Replacement Lamp | T8 Four-Foot | Dual Mode Internal Driver (UL Type A and Type B) |  | standard | NO | [10 empty] | 2016-10-28 | Not Dimmable | Not Dimmable | NO |  | WWWARY | [25 empty] | 4.4 | 2232 | 146.18 | 15.27 | 12.44 | 0.9 | 5000 | 84.2 |  |  |  | NO | NO | NO | 2018-05-02 | 4.3 |  | standard |  |  |  |  | 2018-11-02 | NO | NO | NO | [6 empty] | AC | [7 empty] | NO
PD35YRTK | CCP-MART TECHNOLOGY CORP | CCP-MART | CCP-T-T84F18WC-5000KC | Linear Replacement Lamp | T8 Four-Foot | Dual Mode Internal Driver (UL Type A and Type B) |  | standard | NO | [10 empty] | 2016-10-28 | Not Dimmable | Not Dimmable | NO |  | WWWARY | [25 empty] | 4.4 | 2464 | 142.91 | 17.24 | 14.12 | 0.9 | 5000 | 84.2 |  |  |  | NO | NO | NO | 2018-05-02 | 4.3 |  | standard |  |  |  |  | 2018-11-02 | NO | NO | NO | [6 empty] | AC | [7 empty] | NO
PHS4T6DT | CCP-MART TECHNOLOGY CORP | CCP-MART | CCP-T-T84F18WC-4000KC | Linear Replacement Lamp | T8 Four-Foot | Dual Mode Internal Driver (UL Type A and Type B) |  | standard | NO | [10 empty] | 2016-10-28 | Not Dimmable | Not Dimmable | NO |  | WWWARY | [25 empty] | 4.4 | 2367 | 138.66 | 17.07 | 14.07 | 0.9 | 4000 | 83.2 |  |  |  | NO | NO | NO | 2018-05-02 | 4.3 |  | standard |  |  |  |  | 2018-11-02 | NO | NO | NO | [6 empty] | AC | [7 empty] | NO
P1TJZ4PZ | CCP-MART TECHNOLOGY CORP | CCP-MART | CCP-T-T84F18WC-4000KM | Linear Replacement Lamp | T8 Four-Foot | Dual Mode Internal Driver (UL Type A and Type B) |  | standard | NO | [10 empty] | 2016-10-28 | Not Dimmable | Not Dimmable | NO |  | WWWARY | [25 empty] | 4.4 | 2122 | 124.17 | 17.09 | 14.19 | 0.9 | 4000 | 83.2 |  |  |  | NO | NO | NO | 2018-05-02 | 4.3 |  | standard |  |  |  |  | 2018-11-02 | NO | NO | NO | [6 empty] | AC | [7 empty] | NO
PDTM2ZF5 | CCP-MART TECHNOLOGY CORP | CCP-MART | CCP-T-T84F15WC-4000KM | Linear Replacement Lamp | T8 Four-Foot | Dual Mode Internal Driver (UL Type A and Type B) |  | standard | NO | [10 empty] | 2016-10-28 | Not Dimmable | Not Dimmable | NO |  | WWWARY | [25 empty] | 4.4 | 1950 | 129.07 | 15.11 | 13.91 | 0.9 | 4000 | 83.5 |  |  |  | NO | NO | NO | 2018-05-02 | 4.3 |  | standard |  |  |  |  | 2018-11-02 | NO | NO | NO | [6 empty] | AC | [7 empty] | NO
PTWPEWD1 | CCP-MART TECHNOLOGY CORP | CCP-MART | CCP-T-T84F15WC-5000KM | Linear Replacement Lamp | T8 Four-Foot | Dual Mode Internal Driver (UL Type A and Type B) |  | standard | NO | [10 empty] | 2016-10-28 | Not Dimmable | Not Dimmable | NO |  | WWWARY | [25 empty] | 4.4 | 2034 | 134.15 | 15.16 | 13.47 | 0.9 | 5000 | 84.3 |  |  |  | NO | NO | NO | 2018-05-02 | 4.3 |  | standard |  |  |  |  | 2018-11-02 | NO | NO | NO | [6 empty] | AC | [7 empty] | NO
P2EA9KVK | Silver Stream AiCos | Silver Stream | SST8NB808-10A (4500K) | Linear Replacement Lamp | T8 Four-Foot | Replacement Lamps (plug and play) (UL Type A) |  | standard | NO | [10 empty] | 2016-10-28 | Not Dimmable | Not Dimmable | NO |  | WWWARN | [25 empty] | 4.4 | 1734 | 160 | 10 | 20 | 0.95 | 4500 | 83 |  |  |  | NO | NO | NO | 2018-05-02 | 4.3 |  | standard |  |  |  |  | 2018-11-02 | NO | NO | NO | [6 empty] | AC | [7 empty] | NO
P2C3813B | Silver Stream AiCos | Silver Stream | SST8NB808-10A (5000K) | Linear Replacement Lamp | T8 Four-Foot | Replacement Lamps (plug and play) (UL Type A) |  | standard | NO | [10 empty] | 2016-10-28 | Not Dimmable | Not Dimmable | NO |  | WWWARN | [25 empty] | 4.4 | 1734 | 160 | 10 | 20 | 0.95 | 5000 | 83 |  |  |  | NO | NO | NO | 2018-05-02 | 4.3 |  | standard |  |  |  |  | 2018-11-02 | NO | NO | NO | [6 empty] | AC | [7 empty] | NO
PG89CU9E | Silver Stream AiCos | Silver Stream | SST8NB808-10A (3000K) | Linear Replacement Lamp | T8 Four-Foot | Replacement Lamps (plug and play) (UL Type A) |  | standard | YES |  | 1662.59 | 130.2 | 12.77 | 7.39 | 0.9684 | 3021 | 82.6 | 5 | 50000 | 2016-10-28 | Not Dimmable | Not Dimmable | NO |  | WWWARN | [15 empty] | 85.5 |  | 1.28 | 1.24 | [6 empty] | 4.4 | 1615 | 150 | 10 | 20 | 0.95 | 3000 | 83 |  |  |  | NO | NO | NO | 2018-05-02 | 4.3 |  | standard |  |  |  |  | 2018-11-02 | NO | NO | NO | [6 empty] | AC | [7 empty] | NO
P1PYXD7J | Silver Stream AiCos | Silver Stream | SST8NB808-10A (4000K) | Linear Replacement Lamp | T8 Four-Foot | Replacement Lamps (plug and play) (UL Type A) |  | standard | NO | [10 empty] | 2016-10-28 | Not Dimmable | Not Dimmable | NO |  | WWWARN | [25 empty] | 4.4 | 1650 | 160 | 10 | 20 | 0.95 | 4000 | 83 |  |  |  | NO | NO | NO | 2018-05-02 | 4.3 |  | standard |  |  |  |  | 2018-11-02 | NO | NO | NO | [6 empty] | AC | [7 empty] | NO
PNGMGAAA | CCP-MART TECHNOLOGY CORP | CCP-MART | CCP-T-T84F12WC-3000KM | Linear Replacement Lamp | T8 Four-Foot | Dual Mode Internal Driver (UL Type A and Type B) |  | standard | YES |  | 1586 | 120.06 | 13.21 | 13.14 | 0.9006 | 2918 | 83.6 | 5 | 50000 | 2016-10-28 | Not Dimmable | Not Dimmable | NO |  | WWWARY | [15 empty] | 89.5 |  | 1.16 | 1.36 | [6 empty] | 4.4 | 1579 | 123.05 | 12.81 | 10.76 | 0.9 | 3000 | 83.6 |  |  |  | NO | NO | NO | 2018-05-02 | 4.3 |  | standard |  |  |  |  | 2018-11-02 | NO | NO | NO | [6 empty] | AC | [7 empty] | NO
P9B444FV | CCP-MART TECHNOLOGY CORP | CCP-MART | CCP-T-T84F18WC-5000KM | Linear Replacement Lamp | T8 Four-Foot | Dual Mode Internal Driver (UL Type A and Type B) |  | standard | NO | [10 empty] | 2016-10-28 | Not Dimmable | Not Dimmable | NO |  | WWWARY | [25 empty] | 4.4 | 2214 | 128.73 | 17.2 | 14.05 | 0.9 | 5000 | 84.3 |  |  |  | NO | NO | NO | 2018-05-02 | 4.3 |  | standard |  |  |  |  | 2018-11-02 | NO | NO | NO | [6 empty] | AC | [7 empty] | NO
P3JUK3TT | Silver Stream AiCos | Silver Stream | SST8NB808-10A (3500K) | Linear Replacement Lamp | T8 Four-Foot | Replacement Lamps (plug and play) (UL Type A) |  | standard | NO | [10 empty] | 2016-10-28 | Not Dimmable | Not Dimmable | NO |  | WWWARN | [25 empty] | 4.4 | 1620 | 150 | 10 | 20 | 0.95 | 3500 | 83 |  |  |  | NO | NO | NO | 2018-05-02 | 4.3 |  | standard |  |  |  |  | 2018-11-02 | NO | NO | NO | [6 empty] | AC | [7 empty] | NO
PYMBUVGV | Shenzhen MTC Lux Co., Ltd | BMTC | T8-018T096UN-18 | Linear Replacement Lamp | T8 Four-Foot | Replacement Lamps (plug and play) (UL Type A) |  | standard | NO | [10 empty] | 2016-10-26 | Not Dimmable | Not Dimmable | NO | Updated on 3/19/2018 | HHHCAG | [25 empty] | 4.4 | 2340 | 130 | 18 | 6.34 | 0.99 | 4000 | 80 |  |  |  | NO | NO | NO | 2018-05-02 | 4.3 |  | standard |  |  |  |  | 2018-11-02 | NO | NO | NO | [6 empty] | AC | [7 empty] | NO
PY5MZC4K | Shenzhen MTC Lux Co., Ltd | BMTC | T8-018T096UD-18 | Linear Replacement Lamp | T8 Four-Foot | Replacement Lamps (plug and play) (UL Type A) |  | standard | NO | [10 empty] | 2016-10-26 | Not Dimmable | Not Dimmable | NO | Updated on 3/19/2018 | HHHCAG | [25 empty] | 4.4 | 2340 | 130 | 18 | 6.34 | 0.99 | 5000 | 80 |  |  |  | NO | NO | NO | 2018-05-02 | 4.3 |  | standard |  |  |  |  | 2018-11-02 | NO | NO | NO | [6 empty] | AC | [7 empty] | NO
P1CU9PUY | Shenzhen MTC Lux Co., Ltd | BMTC | T8-018T096UW-18 | Linear Replacement Lamp | T8 Four-Foot | Replacement Lamps (plug and play) (UL Type A) |  | standard | YES |  | 2527.8 | 131.04 | 19.29 | 6.34 | 0.9915 | 2912 | 82.7 | 5 | 50000 | 2016-10-26 | Not Dimmable | Not Dimmable | NO | Updated on 3/19/2018 | HHHCAG | [15 empty] | 84.8 |  | 1.26 | 1.46 | [6 empty] | 4.4 | 2340 | 130 | 18 | 6.34 | 0.99 | 3000 | 80 |  |  |  | NO | NO | NO | 2018-05-02 | 4.3 |  | standard |  |  |  |  | 2018-11-02 | NO | NO | NO | [6 empty] | AC | [7 empty] | NO
PCDJKFP4 | Shenzhen MTC Lux Co., Ltd | BMTC | T8-015T096UN-18 | Linear Replacement Lamp | T8 Four-Foot | Replacement Lamps (plug and play) (UL Type A) |  | standard | NO | [10 empty] | 2016-10-25 | Not Dimmable | Not Dimmable | NO | Updated on 3/19/2018 | HHHCAF | [25 empty] | 4.4 | 1950 | 130 | 15 | 7.36 | 0.99 | 4000 | 80 |  |  |  | NO | NO | NO | 2018-05-02 | 4.3 |  | standard |  |  |  |  | 2018-11-02 | NO | NO | NO | [6 empty] | AC | [7 empty] | NO
PAS9UY3U | APEX LED | APEX LED | APEX-PNP-EPE(5000K) | Linear Replacement Lamp | T8 Four-Foot | Replacement Lamps (plug and play) (UL Type A) |  | standard | NO | [10 empty] | 2016-10-25 | Not Dimmable | Not Dimmable | NO |  | VVVVRJ | [25 empty] | 4.4 | 2332 | 122.03 | 19.11 | 14.14 | 0.902 | 5000 | 83.4 |  |  |  | NO | NO | NO | 2018-05-02 | 4.3 |  | standard |  |  |  |  | 2018-11-02 | NO | NO | NO | [6 empty] | AC | [7 empty] | NO
PQ6A2D4Q | Shenzhen MTC Lux Co., Ltd | BMTC | T8-015T096UD-18 | Linear Replacement Lamp | T8 Four-Foot | Replacement Lamps (plug and play) (UL Type A) |  | standard | NO | [10 empty] | 2016-10-25 | Not Dimmable | Not Dimmable | NO | Updated on 3/19/2018 | HHHCAF | [25 empty] | 4.4 | 1950 | 130 | 15 | 7.36 | 0.99 | 5000 | 80 |  |  |  | NO | NO | NO | 2018-05-02 | 4.3 |  | standard |  |  |  |  | 2018-11-02 | NO | NO | NO | [6 empty] | AC | [7 empty] | NO
P6B1JNPC | APEX LED | APEX LED | APEX-PNP-EPE(4500K) | Linear Replacement Lamp | T8 Four-Foot | Replacement Lamps (plug and play) (UL Type A) |  | standard | NO | [10 empty] | 2016-10-25 | Not Dimmable | Not Dimmable | NO |  | VVVVRJ | [25 empty] | 4.4 | 2308 | 120.84 | 19.1 | 14.96 | 0.9014 | 4500 | 81.1 |  |  |  | NO | NO | NO | 2018-05-02 | 4.3 |  | standard |  |  |  |  | 2018-11-02 | NO | NO | NO | [6 empty] | AC | [7 empty] | NO
P8RTJG29 | Shenzhen MTC Lux Co., Ltd | BMTC | T8-015T096UW-18 | Linear Replacement Lamp | T8 Four-Foot | Replacement Lamps (plug and play) (UL Type A) |  | standard | YES |  | 2220.1 | 132.97 | 16.7 | 7.36 | 0.9903 | 2906 | 82.8 | 5 | 50000 | 2016-10-25 | Not Dimmable | Not Dimmable | NO | Updated on 3/19/2018 | HHHCAF | [15 empty] | 84.3 |  | 1.48 | 1.32 | [6 empty] | 4.4 | 1950 | 130 | 15 | 7.36 | 0.99 | 3000 | 80 |  |  |  | NO | NO | NO | 2018-05-02 | 4.3 |  | standard |  |  |  |  | 2018-11-02 | NO | NO | NO | [6 empty] | AC | [7 empty] | NO
PG9PR8QR | Magic Lighting Inc | Magic Lighting | KL-N4T8DF-18W(3000K) | Linear Replacement Lamp | T8 Four-Foot | Replacement Lamps (plug and play) (UL Type A) |  | standard | YES |  | 2283 | 122.68 | 18.61 | 14.57 | 0.9355 | 2923 | 81 | 5 | 50000 | 2016-10-24 | Not Dimmable | Not Dimmable | NO |  | PPPRKW | [15 empty] | 84.3 |  | 1.2 | 1.28 | [6 empty] | 4.4 | 2283 | 122.68 | 18.61 | 14.57 | 0.9355 | 3000 | 81 |  |  |  | NO | NO | NO | 2018-05-02 | 4.3 |  | standard |  |  |  |  | 2018-11-02 | NO | NO | NO | [6 empty] | AC | [7 empty] | NO
PRKXQTH2 | Magic Lighting Inc | Magic Lighting | KL-N4T8DF-18W(4000K) | Linear Replacement Lamp | T8 Four-Foot | Replacement Lamps (plug and play) (UL Type A) |  | standard | NO | [10 empty] | 2016-10-24 | Not Dimmable | Not Dimmable | NO |  | PPPRKW | [25 empty] | 4.4 | 2320 | 124.7 | 18.61 | 14.57 | 0.9355 | 4000 | 81 |  |  |  | NO | NO | NO | 2018-05-02 | 4.3 |  | standard |  |  |  |  | 2018-11-02 | NO | NO | NO | [6 empty] | AC | [7 empty] | NO
PJF95EKA | Magic Lighting Inc | Magic Lighting | KL-N4T8DF-18W(5000K) | Linear Replacement Lamp | T8 Four-Foot | Replacement Lamps (plug and play) (UL Type A) |  | standard | NO | [10 empty] | 2016-10-24 | Not Dimmable | Not Dimmable | NO |  | PPPRKW | [25 empty] | 4.4 | 2357 | 126.72 | 18.6 | 14.65 | 0.9319 | 5000 | 83 |  |  |  | NO | NO | NO | 2018-05-02 | 4.3 |  | standard |  |  |  |  | 2018-11-02 | NO | NO | NO | [6 empty] | AC | [7 empty] | NO
P31HEG7H | Xiamen Bymea Lighting Co., Ltd | BYMEA | T08J11-40H2 | Linear Replacement Lamp | T8 Four-Foot | Replacement Lamps (plug and play) (UL Type A) |  | standard | YES |  | 2016.2 | 139.76 | 14.43 | 11.04 | 0.9604 | 3885 | 84.6 | 5 | 50000 | 2016-10-21 | Not Dimmable | Not Dimmable | NO |  | LLLAWB | [15 empty] | 88.1 |  | 1.26 | 1.42 | [6 empty] | 4.4 | 1800 | 150 | 12 | 11 | 1 | 4000 | 80 |  |  |  | NO | NO | NO | 2018-05-02 | 4.3 |  | standard |  |  |  |  | 2018-11-02 | NO | NO | NO | [6 empty] | AC | [7 empty] | NO
P97QDGEK | Xiamen Bymea Lighting Co., Ltd | BYMEA | T08J11-50H2 | Linear Replacement Lamp | T8 Four-Foot | Replacement Lamps (plug and play) (UL Type A) |  | standard | NO | [10 empty] | 2016-10-21 | Not Dimmable | Not Dimmable | NO |  | LLLAWB | [25 empty] | 4.4 | 1800 | 150 | 12 | 11 | 1 | 5000 | 80 |  |  |  | NO | NO | NO | 2018-05-02 | 4.3 |  | standard |  |  |  |  | 2018-11-02 | NO | NO | NO | [6 empty] | AC | [7 empty] | NO
P4YY3UJ3 | Xiamen Bymea Lighting Co., Ltd | BYMEA | T08J11-45H2 | Linear Replacement Lamp | T8 Four-Foot | Replacement Lamps (plug and play) (UL Type A) |  | standard | NO | [10 empty] | 2016-10-21 | Not Dimmable | Not Dimmable | NO |  | LLLAWB | [25 empty] | 4.4 | 1800 | 150 | 12 | 11 | 1 | 4500 | 80 |  |  |  | NO | NO | NO | 2018-05-02 | 4.3 |  | standard |  |  |  |  | 2018-11-02 | NO | NO | NO | [6 empty] | AC | [7 empty] | NO
PA7ZJFU7 | Ledsion Lighting Technology CO.,LTD | LEDSION | LS-SMDT8-16WABF35K | Linear Replacement Lamp | T8 Four-Foot | Dual Mode Internal Driver (UL Type A and Type B) |  | standard | NO | [10 empty] | 2016-10-20 | Not Dimmable | Not Dimmable | NotYetVerified |  | DDDIKK | [25 empty] | 4.4 | 2160 | 120 | 18 | 7.63 | 0.9 | 3500 | 80 |  |  |  | NO | NO | NO | 2018-05-02 | 4.3 |  | standard |  |  |  |  | 2018-11-02 | NO | NO | NO | [6 empty] | AC | [7 empty] | NO
PFT652B9 | Ledsion Lighting Technology CO.,LTD | LEDSION | LS-SMDT8-20WABC40K | Linear Replacement Lamp | T8 Four-Foot | Dual Mode Internal Driver (UL Type A and Type B) |  | standard | NO | [10 empty] | 2016-10-20 | Not Dimmable | Not Dimmable | NotYetVerified | Product updated 9/21/2016 | DDDIKN | [25 empty] | 4.4 | 2600 | 130 | 20 | 20 | 0.9 | 4000 | 80 |  |  |  | NO | NO | NO | 2018-05-02 | 4.3 |  | standard |  |  |  |  | 2018-11-02 | NO | NO | NO | [6 empty] | AC | [7 empty] | NO
P8NKP6Q2 | Ledsion Lighting Technology CO.,LTD | LEDSION | LS-SMDT8-16WABC45K | Linear Replacement Lamp | T8 Four-Foot | Dual Mode Internal Driver (UL Type A and Type B) |  | standard | NO | [10 empty] | 2016-10-20 | Not Dimmable | Not Dimmable | NotYetVerified |  | DDDIKL | [25 empty] | 4.4 | 2340 | 130 | 18 | 7.7 | 0.9 | 4500 | 80 |  |  |  | NO | NO | NO | 2018-05-02 | 4.3 |  | standard |  |  |  |  | 2018-11-02 | NO | NO | NO | [6 empty] | AC | [7 empty] | NO
PHNDSJ2F | Ledsion Lighting Technology CO.,LTD | LEDSION | LS-SMDT8-16WABF50K | Linear Replacement Lamp | T8 Four-Foot | Dual Mode Internal Driver (UL Type A and Type B) |  | standard | NO | [10 empty] | 2016-10-20 | Not Dimmable | Not Dimmable | NotYetVerified |  | DDDIKK | [25 empty] | 4.4 | 2160 | 120 | 18 | 7.63 | 0.9 | 5000 | 80 |  |  |  | NO | NO | NO | 2018-05-02 | 4.3 |  | standard |  |  |  |  | 2018-11-02 | NO | NO | NO | [6 empty] | AC | [7 empty] | NO
PUV2632F | Ledsion Lighting Technology CO.,LTD | LEDSION | LS-SMDT8-16WABC50K | Linear Replacement Lamp | T8 Four-Foot | Dual Mode Internal Driver (UL Type A and Type B) |  | standard | NO | [10 empty] | 2016-10-20 | Not Dimmable | Not Dimmable | NotYetVerified |  | DDDIKL | [25 empty] | 4.4 | 2340 | 130 | 18 | 7.7 | 0.9 | 5000 | 80 |  |  |  | NO | NO | NO | 2018-05-02 | 4.3 |  | standard |  |  |  |  | 2018-11-02 | NO | NO | NO | [6 empty] | AC | [7 empty] | NO
P3HPG8T5 | Dauer Manufacturing | DAUER LED | LED-4T8-PARADIGM(4000K) | Linear Replacement Lamp | T8 Four-Foot | Replacement Lamps (plug and play) (UL Type A) |  | standard | NO | [10 empty] | 2016-10-20 | Not Dimmable | Not Dimmable | NO |  | WWWAQE | [25 empty] | 4.4 | 2320 | 124.7 | 18.61 | 14.57 | 0.9355 | 4000 | 81 |  |  |  | NO | NO | NO | 2018-05-02 | 4.3 |  | standard |  |  |  |  | 2018-11-02 | NO | NO | NO | [6 empty] | AC | [7 empty] | NO
PCNCDWSG | Dauer Manufacturing | DAUER LED | LED-4T8-PARADIGM(3000K) | Linear Replacement Lamp | T8 Four-Foot | Replacement Lamps (plug and play) (UL Type A) |  | standard | YES |  | 2283 | 122.68 | 18.61 | 14.57 | 0.9355 | 2923 | 81 | 5 | 50000 | 2016-10-20 | Not Dimmable | Not Dimmable | NO |  | WWWAQE | [15 empty] | 84.3 |  | 1.2 | 1.28 | [6 empty] | 4.4 | 2283 | 122.68 | 18.61 | 14.57 | 0.9355 | 3000 | 81 |  |  |  | NO | NO | NO | 2018-05-02 | 4.3 |  | standard |  |  |  |  | 2018-11-02 | NO | NO | NO | [6 empty] | AC | [7 empty] | NO
PDJUB75Z | Ledsion Lighting Technology CO.,LTD | LEDSION | LS-SMDT8-16WABC30K | Linear Replacement Lamp | T8 Four-Foot | Dual Mode Internal Driver (UL Type A and Type B) |  | standard | YES |  | 2195.5 | 123.34 | 17.8 | 7.7 | 0.9727 | 2896 | 81.9 | 5 | 50000 | 2016-10-20 | Not Dimmable | Not Dimmable | NotYetVerified |  | DDDIKL | [15 empty] | 89.3 |  | 1.28 | 1.44 | [6 empty] | 4.4 | 2250 | 125 | 18 | 7.7 | 0.9 | 3000 | 80 |  |  |  | NO | NO | NO | 2018-05-02 | 4.3 |  | standard |  |  |  |  | 2018-11-02 | NO | NO | NO | [6 empty] | AC | [7 empty] | NO
PUYH5TC5 | Dauer Manufacturing | DAUER LED | LED-4T8-PARADIGM(5000K) | Linear Replacement Lamp | T8 Four-Foot | Replacement Lamps (plug and play) (UL Type A) |  | standard | NO | [10 empty] | 2016-10-20 | Not Dimmable | Not Dimmable | NO |  | WWWAQE | [25 empty] | 4.4 | 2357 | 126.72 | 18.6 | 14.65 | 0.9319 | 5000 | 83 |  |  |  | NO | NO | NO | 2018-05-02 | 4.3 |  | standard |  |  |  |  | 2018-11-02 | NO | NO | NO | [6 empty] | AC | [7 empty] | NO
PF1WMPSY | Ledsion Lighting Technology CO.,LTD | LEDSION | LS-SMDT8-16WABC35K | Linear Replacement Lamp | T8 Four-Foot | Dual Mode Internal Driver (UL Type A and Type B) |  | standard | NO | [10 empty] | 2016-10-20 | Not Dimmable | Not Dimmable | NotYetVerified |  | DDDIKL | [25 empty] | 4.4 | 2250 | 125 | 18 | 7.7 | 0.9 | 3500 | 80 |  |  |  | NO | NO | NO | 2018-05-02 | 4.3 |  | standard |  |  |  |  | 2018-11-02 | NO | NO | NO | [6 empty] | AC | [7 empty] | NO
P6HYBR7W | Ledsion Lighting Technology CO.,LTD | LEDSION | LS-SMDT8-20WABF45K | Linear Replacement Lamp | T8 Four-Foot | Dual Mode Internal Driver (UL Type A and Type B) |  | standard | NO | [10 empty] | 2016-10-20 | Not Dimmable | Not Dimmable | NotYetVerified | Product updated 9/21/2016 | DDDIKM | [25 empty] | 4.4 | 2600 | 130 | 20 | 5.79 | 0.9 | 4500 | 80 |  |  |  | NO | NO | NO | 2018-05-02 | 4.3 |  | standard |  |  |  |  | 2018-11-02 | NO | NO | NO | [6 empty] | AC | [7 empty] | NO
P2FTYCUH | Ledsion Lighting Technology CO.,LTD | LEDSION | LS-SMDT8-16WABF45K | Linear Replacement Lamp | T8 Four-Foot | Dual Mode Internal Driver (UL Type A and Type B) |  | standard | NO | [10 empty] | 2016-10-20 | Not Dimmable | Not Dimmable | NotYetVerified |  | DDDIKK | [25 empty] | 4.4 | 2160 | 120 | 18 | 7.63 | 0.9 | 4500 | 80 |  |  |  | NO | NO | NO | 2018-05-02 | 4.3 |  | standard |  |  |  |  | 2018-11-02 | NO | NO | NO | [6 empty] | AC | [7 empty] | NO
P24ZHJ4F | Ledsion Lighting Technology CO.,LTD | LEDSION | LS-SMDT8-16WABC40K | Linear Replacement Lamp | T8 Four-Foot | Dual Mode Internal Driver (UL Type A and Type B) |  | standard | NO | [10 empty] | 2016-10-20 | Not Dimmable | Not Dimmable | NotYetVerified |  | DDDIKL | [25 empty] | 4.4 | 2340 | 130 | 18 | 7.7 | 0.9 | 4000 | 80 |  |  |  | NO | NO | NO | 2018-05-02 | 4.3 |  | standard |  |  |  |  | 2018-11-02 | NO | NO | NO | [6 empty] | AC | [7 empty] | NO
P6PUM2NW | Ledsion Lighting Technology CO.,LTD | LEDSION | LS-SMDT8-20WABF30K | Linear Replacement Lamp | T8 Four-Foot | Dual Mode Internal Driver (UL Type A and Type B) |  | standard | YES |  | 2395 | 114.8 | 20.86 | 5.79 | 0.9799 | 2887 | 81.9 | 5 | 50000 | 2016-10-20 | Not Dimmable | Not Dimmable | NotYetVerified | Product updated 9/21/2016 | DDDIKM | [15 empty] | 84.7 |  | 1.22 | 1.38 | [6 empty] | 4.4 | 2600 | 130 | 20 | 5.79 | 0.9 | 3000 | 80 |  |  |  | NO | NO | NO | 2018-05-02 | 4.3 |  | standard |  |  |  |  | 2018-11-02 | NO | NO | NO | [6 empty] | AC | [7 empty] | NO
PR8Y45KA | Ledsion Lighting Technology CO.,LTD | LEDSION | LS-SMDT8-20WABC35K | Linear Replacement Lamp | T8 Four-Foot | Dual Mode Internal Driver (UL Type A and Type B) |  | standard | NO | [10 empty] | 2016-10-20 | Not Dimmable | Not Dimmable | NotYetVerified | Product updated 9/21/2016 | DDDIKN | [25 empty] | 4.4 | 2600 | 130 | 20 | 20 | 0.9 | 3500 | 80 |  |  |  | NO | NO | NO | 2018-05-02 | 4.3 |  | standard |  |  |  |  | 2018-11-02 | NO | NO | NO | [6 empty] | AC | [7 empty] | NO
PUPJA89E | Ledsion Lighting Technology CO.,LTD | LEDSION | LS-SMDT8-20WABF40K | Linear Replacement Lamp | T8 Four-Foot | Dual Mode Internal Driver (UL Type A and Type B) |  | standard | NO | [10 empty] | 2016-10-20 | Not Dimmable | Not Dimmable | NotYetVerified | Product updated 9/21/2016 | DDDIKM | [25 empty] | 4.4 | 2600 | 130 | 20 | 5.79 | 0.9 | 4000 | 80 |  |  |  | NO | NO | NO | 2018-05-02 | 4.3 |  | standard |  |  |  |  | 2018-11-02 | NO | NO | NO | [6 empty] | AC | [7 empty] | NO
PJE8WJXC | Ledsion Lighting Technology CO.,LTD | LEDSION | LS-SMDT8-16WABF40K | Linear Replacement Lamp | T8 Four-Foot | Dual Mode Internal Driver (UL Type A and Type B) |  | standard | NO | [10 empty] | 2016-10-20 | Not Dimmable | Not Dimmable | NotYetVerified |  | DDDIKK | [25 empty] | 4.4 | 2160 | 120 | 18 | 7.63 | 0.9 | 4000 | 80 |  |  |  | NO | NO | NO | 2018-05-02 | 4.3 |  | standard |  |  |  |  | 2018-11-02 | NO | NO | NO | [6 empty] | AC | [7 empty] | NO
PE6JMQAK | Ledsion Lighting Technology CO.,LTD | LEDSION | LS-SMDT8-20WABC45K | Linear Replacement Lamp | T8 Four-Foot | Dual Mode Internal Driver (UL Type A and Type B) |  | standard | NO | [10 empty] | 2016-10-20 | Not Dimmable | Not Dimmable | NotYetVerified | Product updated 9/21/2016 | DDDIKN | [25 empty] | 4.4 | 2600 | 130 | 20 | 20 | 0.9 | 4500 | 80 |  |  |  | NO | NO | NO | 2018-05-02 | 4.3 |  | standard |  |  |  |  | 2018-11-02 | NO | NO | NO | [6 empty] | AC | [7 empty] | NO
PE4QVZT6 | Ledsion Lighting Technology CO.,LTD | LEDSION | LS-SMDT8-20WABF50K | Linear Replacement Lamp | T8 Four-Foot | Dual Mode Internal Driver (UL Type A and Type B) |  | standard | NO | [10 empty] | 2016-10-20 | Not Dimmable | Not Dimmable | NotYetVerified | Product updated 9/21/2016 | DDDIKM | [25 empty] | 4.4 | 2600 | 130 | 20 | 5.79 | 0.9 | 5000 | 80 |  |  |  | NO | NO | NO | 2018-05-02 | 4.3 |  | standard |  |  |  |  | 2018-11-02 | NO | NO | NO | [6 empty] | AC | [7 empty] | NO
P8E69RQX | Ledsion Lighting Technology CO.,LTD | LEDSION | LS-SMDT8-16WABF30K | Linear Replacement Lamp | T8 Four-Foot | Dual Mode Internal Driver (UL Type A and Type B) |  | standard | YES |  | 2034.7 | 114.76 | 17.73 | 7.63 | 0.9727 | 2884 | 81.9 | 5 | 50000 | 2016-10-20 | Not Dimmable | Not Dimmable | NotYetVerified |  | DDDIKK | [15 empty] | 84.2 |  | 1.24 | 1.42 | [6 empty] | 4.4 | 2160 | 120 | 18 | 7.63 | 0.9 | 3000 | 80 |  |  |  | NO | NO | NO | 2018-05-02 | 4.3 |  | standard |  |  |  |  | 2018-11-02 | NO | NO | NO | [6 empty] | AC | [7 empty] | NO
PV7UPNGU | Dauer Manufacturing | DAUER LED | LED-4T8-PARADIGM(3500K) | Linear Replacement Lamp | T8 Four-Foot | Replacement Lamps (plug and play) (UL Type A) |  | standard | NO | [10 empty] | 2016-10-20 | Not Dimmable | Not Dimmable | NO |  | WWWAQE | [25 empty] | 4.4 | 2302 | 123.7 | 18.61 | 14.57 | 0.9355 | 3500 | 81 |  |  |  | NO | NO | NO | 2018-05-02 | 4.3 |  | standard |  |  |  |  | 2018-11-02 | NO | NO | NO | [6 empty] | AC | [7 empty] | NO
PPE318RE | Dauer Manufacturing | DAUER LED | LED-4T8-PARADIGM(4500K) | Linear Replacement Lamp | T8 Four-Foot | Replacement Lamps (plug and play) (UL Type A) |  | standard | NO | [10 empty] | 2016-10-20 | Not Dimmable | Not Dimmable | NO |  | WWWAQE | [25 empty] | 4.4 | 2339 | 125.69 | 18.61 | 14.57 | 0.9355 | 4500 | 81 |  |  |  | NO | NO | NO | 2018-05-02 | 4.3 |  | standard |  |  |  |  | 2018-11-02 | NO | NO | NO | [6 empty] | AC | [7 empty] | NO
PR7NZBUS | Ledsion Lighting Technology CO.,LTD | LEDSION | LS-SMDT8-20WABF35K | Linear Replacement Lamp | T8 Four-Foot | Dual Mode Internal Driver (UL Type A and Type B) |  | standard | NO | [10 empty] | 2016-10-20 | Not Dimmable | Not Dimmable | NotYetVerified | Product updated 9/21/2016 | DDDIKM | [25 empty] | 4.4 | 2600 | 130 | 20 | 5.79 | 0.9 | 3500 | 80 |  |  |  | NO | NO | NO | 2018-05-02 | 4.3 |  | standard |  |  |  |  | 2018-11-02 | NO | NO | NO | [6 empty] | AC | [7 empty] | NO
PC7DNBWD | Ledsion Lighting Technology CO.,LTD | LEDSION | LS-SMDT8-20WABC50K | Linear Replacement Lamp | T8 Four-Foot | Dual Mode Internal Driver (UL Type A and Type B) |  | standard | NO | [10 empty] | 2016-10-20 | Not Dimmable | Not Dimmable | NotYetVerified | Product updated 9/21/2016 | DDDIKN | [25 empty] | 4.4 | 2600 | 130 | 20 | 20 | 0.9 | 5000 | 80 |  |  |  | NO | NO | NO | 2018-05-02 | 4.3 |  | standard |  |  |  |  | 2018-11-02 | NO | NO | NO | [6 empty] | AC | [7 empty] | NO
PRF7SRVS | Ledsion Lighting Technology CO.,LTD | LEDSION | LS-SMDT8-20WABC30K | Linear Replacement Lamp | T8 Four-Foot | Dual Mode Internal Driver (UL Type A and Type B) |  | standard | YES |  | 2589.3 | 124.41 | 20.81 | 5.83 | 0.9791 | 2898 | 81.8 | 5 | 50000 | 2016-10-20 | Not Dimmable | Not Dimmable | NotYetVerified | Product updated 9/21/2016 | DDDIKN | [15 empty] | 88.9 |  | 1.26 | 1.42 | [6 empty] | 4.4 | 2600 | 130 | 20 | 20 | 0.9 | 3000 | 80 |  |  |  | NO | NO | NO | 2018-05-02 | 4.3 |  | standard |  |  |  |  | 2018-11-02 | NO | NO | NO | [6 empty] | AC | [7 empty] | NO
PH537UVX | Renesola Zhejiang Ltd | ReneSola | RT8018X0405 | Linear Replacement Lamp | T8 Four-Foot | Replacement Lamps (plug and play) (UL Type A) |  | standard | NO | [10 empty] | 2016-10-19 | Not Dimmable | Not Dimmable | NO |  | BBBDBD | [25 empty] | 4.4 | 2069 | 122.86 | 16.84 | 8.71 | 0.96 | 3500 | 81.9 |  |  |  | NO | NO | NO | 2018-05-02 | 4.3 |  | standard |  |  |  |  | 2018-11-02 | NO | NO | NO | [6 empty] | AC | [7 empty] | NO
PPR3XQ32 | Renesola Zhejiang Ltd | ReneSola | RT8018X0403 | Linear Replacement Lamp | T8 Four-Foot | Replacement Lamps (plug and play) (UL Type A) |  | standard | NO | [10 empty] | 2016-10-19 | Not Dimmable | Not Dimmable | NO |  | BBBDBD | [25 empty] | 4.4 | 2069 | 122.86 | 16.84 | 8.71 | 0.96 | 4000 | 81.9 |  |  |  | NO | NO | NO | 2018-05-02 | 4.3 |  | standard |  |  |  |  | 2018-11-02 | NO | NO | NO | [6 empty] | AC | [7 empty] | NO
PBJW5NHD | EcoLight LED Solutions | Ecolight LED Solutions | EL-T8-18W1200 BIXG (5000K) | Linear Replacement Lamp | T8 Four-Foot | Replacement Lamps (plug and play) (UL Type A) |  | standard | NO | [10 empty] | 2016-10-19 | Not Dimmable | Not Dimmable | NO |  | WWWAQC | [25 empty] | 4.4 | 2269 | 124.19 | 18.27 | 17.58 | 0.99 | 5000 | 82.4 |  |  |  | NO | NO | NO | 2018-05-02 | 4.3 |  | standard |  |  |  |  | 2018-11-02 | NO | NO | NO | [6 empty] | AC | [7 empty] | NO
PPVHP2ZQ | Renesola Zhejiang Ltd | ReneSola | RT8018X0402 | Linear Replacement Lamp | T8 Four-Foot | Replacement Lamps (plug and play) (UL Type A) |  | standard | YES |  | 1945 | 121.71 | 15.98 | 8.71 | 0.9562 | 3006 | 81.9 | 5 | 50000 | 2016-10-19 | Not Dimmable | Not Dimmable | NO |  | BBBDBD | [15 empty] | 89.1 |  | 1.26 | 1.4 | [6 empty] | 4.4 | 2069 | 122.86 | 16.84 | 8.71 | 0.96 | 3000 | 81.9 |  |  |  | NO | NO | NO | 2018-05-02 | 4.3 |  | standard |  |  |  |  | 2018-11-02 | NO | NO | NO | [6 empty] | AC | [7 empty] | NO
P1KSCRKG | Pure Bright Lighting LLC | Pure Bright Lighting | PBT8-WW3004EFX-U | Linear Replacement Lamp | T8 Four-Foot | Replacement Lamps (plug and play) (UL Type A) |  | standard | YES |  | 2013.22 | 122.98 | 16.37 | 10.77 | 0.97 | 3065 | 82 | 5 | 50000 | 2016-10-19 | Not Dimmable | Not Dimmable | NO |  | OOOOAH | [15 empty] | 84.6 |  | 1.28 | 1.22 | [6 empty] | 4.4 | 2013.22 | 122.98 | 16.37 | 10.77 | 0.97 | 3065 | 82 |  |  |  | NO | NO | NO | 2018-05-02 | 4.3 |  | standard |  |  |  |  | 2018-11-02 | NO | NO | NO | [6 empty] | AC | [7 empty] | NO
PW7BRJE3 | EcoLight LED Solutions | Ecolight LED Solutions | EL-T8-22W1200 BIXG (5000K) | Linear Replacement Lamp | T8 Four-Foot | Replacement Lamps (plug and play) (UL Type A) |  | standard | NO | [10 empty] | 2016-10-19 | Not Dimmable | Not Dimmable | NO |  | WWWAQD | [25 empty] | 4.4 | 2726 | 121.86 | 22.37 | 16.06 | 0.91 | 5000 | 82.4 |  |  |  | NO | NO | NO | 2018-05-02 | 4.3 |  | standard |  |  |  |  | 2018-11-02 | NO | NO | NO | [6 empty] | AC | [7 empty] | NO
PUTSB5KG | Pure Bright Lighting LLC | Pure Bright Lighting | PBT8-NW4004EFX-U | Linear Replacement Lamp | T8 Four-Foot | Replacement Lamps (plug and play) (UL Type A) |  | standard | NO | [10 empty] | 2016-10-19 | Not Dimmable | Not Dimmable | NO |  | OOOOAH | [25 empty] | 4.4 | 2081.1 | 126.9 | 16.4 | 10.78 | 0.97 | 4065 | 83.8 |  |  |  | NO | NO | NO | 2018-05-02 | 4.3 |  | standard |  |  |  |  | 2018-11-02 | NO | NO | NO | [6 empty] | AC | [7 empty] | NO
P2C5J87C | Renesola Zhejiang Ltd | ReneSola | RT8018X0401 | Linear Replacement Lamp | T8 Four-Foot | Replacement Lamps (plug and play) (UL Type A) |  | standard | NO | [10 empty] | 2016-10-19 | Not Dimmable | Not Dimmable | NO |  | BBBDBD | [25 empty] | 4.4 | 2195 | 129.5 | 16.95 | 8.65 | 0.96 | 5000 | 82.7 |  |  |  | NO | NO | NO | 2018-05-02 | 4.3 |  | standard |  |  |  |  | 2018-11-02 | NO | NO | NO | [6 empty] | AC | [7 empty] | NO
P13VXW67 | EcoLight LED Solutions | Ecolight LED Solutions | EL-T8-15W1200 BIXG (5000K) | Linear Replacement Lamp | T8 Four-Foot | Replacement Lamps (plug and play) (UL Type A) |  | standard | NO | [10 empty] | 2016-10-19 | Not Dimmable | Not Dimmable | NO |  | WWWAQB | [25 empty] | 4.4 | 1852 | 122.24 | 15.15 | 18.19 | 0.96 | 5000 | 82.4 |  |  |  | NO | NO | NO | 2018-05-02 | 4.3 |  | standard |  |  |  |  | 2018-11-02 | NO | NO | NO | [6 empty] | AC | [7 empty] | NO
P9KTB251 | EcoLight LED Solutions | Ecolight LED Solutions | EL-T8-18W1200 BIXG (4000K) | Linear Replacement Lamp | T8 Four-Foot | Replacement Lamps (plug and play) (UL Type A) |  | standard | YES |  | 2247 | 122.72 | 18.31 | 17.53 | 0.9539 | 4241 | 81.9 | 5 | 50000 | 2016-10-19 | Not Dimmable | Not Dimmable | NO |  | WWWAQC | [15 empty] | 88.6 |  | 1.18 | 1.44 | [6 empty] | 4.4 | 2247 | 122.72 | 18.31 | 17.53 | 0.95 | 4000 | 81.9 |  |  |  | NO | NO | NO | 2018-05-02 | 4.3 |  | standard |  |  |  |  | 2018-11-02 | NO | NO | NO | [6 empty] | AC | [7 empty] | NO
PX5DB23U | EcoLight LED Solutions | Ecolight LED Solutions | EL-T8-15W1200 BIXG (4000K) | Linear Replacement Lamp | T8 Four-Foot | Replacement Lamps (plug and play) (UL Type A) |  | standard | YES |  | 1813 | 119.51 | 15.17 | 18.26 | 0.9584 | 4089 | 82.2 | 5 | 50000 | 2016-10-19 | Not Dimmable | Not Dimmable | NO |  | WWWAQB | [15 empty] | 89 |  | 1.16 | 1.42 | [6 empty] | 4.4 | 1816 | 120.19 | 15.11 | 18.26 | 0.96 | 4000 | 82.2 |  |  |  | NO | NO | NO | 2018-05-02 | 4.3 |  | standard |  |  |  |  | 2018-11-02 | NO | NO | NO | [6 empty] | AC | [7 empty] | NO
PKTUDEXK | Pure Bright Lighting LLC | Pure Bright Lighting | PBT8-DL5004EFX-U | Linear Replacement Lamp | T8 Four-Foot | Replacement Lamps (plug and play) (UL Type A) |  | standard | NO | [10 empty] | 2016-10-19 | Not Dimmable | Not Dimmable | NO |  | OOOOAH | [25 empty] | 4.4 | 2181.2 | 128.31 | 17 | 10.78 | 0.97 | 5040 | 83.4 |  |  |  | NO | NO | NO | 2018-05-02 | 4.3 |  | standard |  |  |  |  | 2018-11-02 | NO | NO | NO | [6 empty] | AC | [7 empty] | NO
PHK72H8F | SHENZHEN ZENITH TECHNOLOGY CO.,LTD | ZENITH | ZS-T8F1213R02(5000K) | Linear Replacement Lamp | T8 Four-Foot | Replacement Lamps (plug and play) (UL Type A) |  | standard | NO | [10 empty] | 2016-10-18 | Not Dimmable | Not Dimmable | NO |  | EAEEEC | [25 empty] | 4.4 | 1677 | 132.36 | 12.67 | 18.58 | 0.9 | 5000 | 84.1 |  |  |  | NO | NO | NO | 2018-05-02 | 4.3 |  | standard |  |  |  |  | 2018-11-02 | NO | NO | NO | [6 empty] | AC | [7 empty] | NO
PBE8WPHV | Parth I Inc, dba midwest circuits | Midwest circuits | MC-T8-4-15WB-30CF | Linear Replacement Lamp | T8 Four-Foot | Dual Mode Internal Driver (UL Type A and Type B) |  | standard | YES |  | 2221 | 123.59 | 17.97 | 17.02 | 0.905 | 2919 | 82 | 5 | 50000 | 2016-10-18 | Not Dimmable | Not Dimmable | NO |  | HHHBZQ | [15 empty] | 91.2 |  | 1.2 | 1.42 | [6 empty] | 4.4 | 1800 | 120 | 15 | 16.57 | 0.91 | 3000 | 82 |  |  |  | NO | NO | NO | 2018-05-02 | 4.3 |  | standard |  |  |  |  | 2018-11-02 | NO | NO | NO | [6 empty] | AC | [7 empty] | NO
PS5KW7PJ | Parth I Inc, dba midwest circuits | Midwest circuits | MC-T8-4-15WB-40CF | Linear Replacement Lamp | T8 Four-Foot | Dual Mode Internal Driver (UL Type A and Type B) |  | standard | NO | [10 empty] | 2016-10-18 | Not Dimmable | Not Dimmable | NO |  | HHHBZQ | [25 empty] | 4.4 | 1800 | 120 | 15 | 16.57 | 0.91 | 4000 | 82 |  |  |  | NO | NO | NO | 2018-05-02 | 4.3 |  | standard |  |  |  |  | 2018-11-02 | NO | NO | NO | [6 empty] | AC | [7 empty] | NO
PC9YF7UV | Parth I Inc, dba midwest circuits | Midwest circuits | MC-T8-4-15WB-45MF | Linear Replacement Lamp | T8 Four-Foot | Dual Mode Internal Driver (UL Type A and Type B) |  | standard | NO | [10 empty] | 2016-10-18 | Not Dimmable | Not Dimmable | NO |  | HHHBZR | [25 empty] | 4.4 | 1800 | 120 | 15 | 16.43 | 0.91 | 4500 | 82.6 |  |  |  | NO | NO | NO | 2018-05-02 | 4.3 |  | standard |  |  |  |  | 2018-11-02 | NO | NO | NO | [6 empty] | AC | [7 empty] | NO
PE2R93RB | Parth I Inc, dba midwest circuits | Midwest circuits | MC-T8-4-15WB-50CF | Linear Replacement Lamp | T8 Four-Foot | Dual Mode Internal Driver (UL Type A and Type B) |  | standard | NO | [10 empty] | 2016-10-18 | Not Dimmable | Not Dimmable | NO |  | HHHBZQ | [25 empty] | 4.4 | 1800 | 120 | 15 | 16.52 | 0.91 | 5000 | 83.8 |  |  |  | NO | NO | NO | 2018-05-02 | 4.3 |  | standard |  |  |  |  | 2018-11-02 | NO | NO | NO | [6 empty] | AC | [7 empty] | NO
P3FFD943 | Parth I Inc, dba midwest circuits | Midwest circuits | MC-T8-4-15WB-30MF | Linear Replacement Lamp | T8 Four-Foot | Dual Mode Internal Driver (UL Type A and Type B) |  | standard | YES |  | 2068 | 114.83 | 18.01 | 16.87 | 0.906 | 2923 | 82.6 | 5 | 50000 | 2016-10-18 | Not Dimmable | Not Dimmable | NO |  | HHHBZR | [15 empty] | 88.5 |  | 1.16 | 1.34 | [6 empty] | 4.4 | 1800 | 120 | 15 | 16.43 | 0.91 | 3000 | 82.6 |  |  |  | NO | NO | NO | 2018-05-02 | 4.3 |  | standard |  |  |  |  | 2018-11-02 | NO | NO | NO | [6 empty] | AC | [7 empty] | NO
PZQWBTVT | Parth I Inc, dba midwest circuits | Midwest circuits | MC-T8-4-15WB-35MF | Linear Replacement Lamp | T8 Four-Foot | Dual Mode Internal Driver (UL Type A and Type B) |  | standard | NO | [10 empty] | 2016-10-18 | Not Dimmable | Not Dimmable | NO |  | HHHBZR | [25 empty] | 4.4 | 1800 | 120 | 15 | 16.43 | 0.91 | 3500 | 82.6 |  |  |  | NO | NO | NO | 2018-05-02 | 4.3 |  | standard |  |  |  |  | 2018-11-02 | NO | NO | NO | [6 empty] | AC | [7 empty] | NO
P25AFNFP | Parth I Inc, dba midwest circuits | Midwest circuits | MC-T8-4-15WB-40MF | Linear Replacement Lamp | T8 Four-Foot | Dual Mode Internal Driver (UL Type A and Type B) |  | standard | NO | [10 empty] | 2016-10-18 | Not Dimmable | Not Dimmable | NO |  | HHHBZR | [25 empty] | 4.4 | 1800 | 120 | 15 | 16.43 | 0.91 | 4000 | 82.6 |  |  |  | NO | NO | NO | 2018-05-02 | 4.3 |  | standard |  |  |  |  | 2018-11-02 | NO | NO | NO | [6 empty] | AC | [7 empty] | NO
PJ2RNMUD | Parth I Inc, dba midwest circuits | Midwest circuits | MC-T8-4-15WB-50MF | Linear Replacement Lamp | T8 Four-Foot | Dual Mode Internal Driver (UL Type A and Type B) |  | standard | NO | [10 empty] | 2016-10-18 | Not Dimmable | Not Dimmable | NO |  | HHHBZR | [25 empty] | 4.4 | 1800 | 120 | 15 | 16.49 | 0.91 | 5000 | 84.2 |  |  |  | NO | NO | NO | 2018-05-02 | 4.3 |  | standard |  |  |  |  | 2018-11-02 | NO | NO | NO | [6 empty] | AC | [7 empty] | NO
PC48XTJA | SHENZHEN ZENITH TECHNOLOGY CO.,LTD | ZENITH | ZS-T8F1213R02(3500K) | Linear Replacement Lamp | T8 Four-Foot | Replacement Lamps (plug and play) (UL Type A) |  | standard | NO | [10 empty] | 2016-10-18 | Not Dimmable | Not Dimmable | NO |  | EAEEEC | [25 empty] | 4.4 | 1602 | 128.06 | 12.51 | 18.82 | 0.9 | 3500 | 82.8 |  |  |  | NO | NO | NO | 2018-05-02 | 4.3 |  | standard |  |  |  |  | 2018-11-02 | NO | NO | NO | [6 empty] | AC | [7 empty] | NO
PMZXMVDA | SHENZHEN ZENITH TECHNOLOGY CO.,LTD | ZENITH | ZS-T8F1213R02(4000K) | Linear Replacement Lamp | T8 Four-Foot | Replacement Lamps (plug and play) (UL Type A) |  | standard | NO | [10 empty] | 2016-10-18 | Not Dimmable | Not Dimmable | NO |  | EAEEEC | [25 empty] | 4.4 | 1602 | 128.06 | 12.51 | 18.82 | 0.9 | 4000 | 82.8 |  |  |  | NO | NO | NO | 2018-05-02 | 4.3 |  | standard |  |  |  |  | 2018-11-02 | NO | NO | NO | [6 empty] | AC | [7 empty] | NO
PZHBF9BW | SHENZHEN ZENITH TECHNOLOGY CO.,LTD | ZENITH | ZS-T8F1213R02(3000K) | Linear Replacement Lamp | T8 Four-Foot | Replacement Lamps (plug and play) (UL Type A) |  | standard | YES |  | 1613 | 125.14 | 12.89 | 18.82 | 0.8975 | 2975 | 82.8 | 5 | 50000 | 2016-10-18 | Not Dimmable | Not Dimmable | NO |  | EAEEEC | [15 empty] | 89.6 |  | 1.33 | 1.15 | [6 empty] | 4.4 | 1602 | 128.06 | 12.51 | 18.82 | 0.9 | 3000 | 82.8 |  |  |  | NO | NO | NO | 2018-05-02 | 4.3 |  | standard |  |  |  |  | 2018-11-02 | NO | NO | NO | [6 empty] | AC | [7 empty] | NO
P37PTNZ3 | Parth I Inc, dba midwest circuits | Midwest circuits | MC-T8-4-15WB-35CF | Linear Replacement Lamp | T8 Four-Foot | Dual Mode Internal Driver (UL Type A and Type B) |  | standard | NO | [10 empty] | 2016-10-18 | Not Dimmable | Not Dimmable | NO |  | HHHBZQ | [25 empty] | 4.4 | 1800 | 120 | 15 | 16.57 | 0.91 | 3500 | 82 |  |  |  | NO | NO | NO | 2018-05-02 | 4.3 |  | standard |  |  |  |  | 2018-11-02 | NO | NO | NO | [6 empty] | AC | [7 empty] | NO
PA9WQ9EW | Parth I Inc, dba midwest circuits | Midwest circuits | MC-T8-4-15WB-45CF | Linear Replacement Lamp | T8 Four-Foot | Dual Mode Internal Driver (UL Type A and Type B) |  | standard | NO | [10 empty] | 2016-10-18 | Not Dimmable | Not Dimmable | NO |  | HHHBZQ | [25 empty] | 4.4 | 1800 | 120 | 15 | 16.57 | 0.91 | 4500 | 82 |  |  |  | NO | NO | NO | 2018-05-02 | 4.3 |  | standard |  |  |  |  | 2018-11-02 | NO | NO | NO | [6 empty] | AC | [7 empty] | NO
PW1FAFRP | SHENZHEN ZENITH TECHNOLOGY CO.,LTD | ZENITH | ZS-T8F1213R02(4500K) | Linear Replacement Lamp | T8 Four-Foot | Replacement Lamps (plug and play) (UL Type A) |  | standard | NO | [10 empty] | 2016-10-18 | Not Dimmable | Not Dimmable | NO |  | EAEEEC | [25 empty] | 4.4 | 1602 | 128.06 | 12.51 | 18.82 | 0.9 | 4500 | 82.8 |  |  |  | NO | NO | NO | 2018-05-02 | 4.3 |  | standard |  |  |  |  | 2018-11-02 | NO | NO | NO | [6 empty] | AC | [7 empty] | NO
P91AKAW4 | LED LEADER INC. | LED LEADER | L4PC-10T8LEDMVBF30 | Linear Replacement Lamp | T8 Four-Foot | Replacement Lamps (plug and play) (UL Type A) |  | standard | YES |  | 1662.59 | 130.2 | 12.77 | 7.39 | 0.9684 | 3021 | 82.6 | 5 | 50000 | 2016-10-14 | Not Dimmable | Not Dimmable | NO |  | VVVVQZ | [15 empty] | 85.5 |  | 1.28 | 1.24 | [6 empty] | 4.4 | 1615 | 150 | 10 | 20 | 0.95 | 3000 | 83 |  |  |  | NO | NO | NO | 2018-05-02 | 4.3 |  | standard |  |  |  |  | 2018-11-02 | NO | NO | NO | [6 empty] | AC | [7 empty] | NO
PS2FPMNA | LED LEADER INC. | LED LEADER | L4PC-10T8LEDMVBF35 | Linear Replacement Lamp | T8 Four-Foot | Replacement Lamps (plug and play) (UL Type A) |  | standard | NO | [10 empty] | 2016-10-14 | Not Dimmable | Not Dimmable | NO |  | VVVVQZ | [25 empty] | 4.4 | 1620 | 150 | 10 | 20 | 0.95 | 3500 | 83 |  |  |  | NO | NO | NO | 2018-05-02 | 4.3 |  | standard |  |  |  |  | 2018-11-02 | NO | NO | NO | [6 empty] | AC | [7 empty] | NO
P5FCRNQ8 | LED LEADER INC. | LED LEADER | L4PC-10T8LEDMVBF40 | Linear Replacement Lamp | T8 Four-Foot | Replacement Lamps (plug and play) (UL Type A) |  | standard | NO | [10 empty] | 2016-10-14 | Not Dimmable | Not Dimmable | NO |  | VVVVQZ | [25 empty] | 4.4 | 1650 | 160 | 10 | 20 | 0.95 | 4000 | 83 |  |  |  | NO | NO | NO | 2018-05-02 | 4.3 |  | standard |  |  |  |  | 2018-11-02 | NO | NO | NO | [6 empty] | AC | [7 empty] | NO
PMN1AAPC | LED LEADER INC. | LED LEADER | L4PC-10T8LEDMVBF45 | Linear Replacement Lamp | T8 Four-Foot | Replacement Lamps (plug and play) (UL Type A) |  | standard | NO | [10 empty] | 2016-10-14 | Not Dimmable | Not Dimmable | NO |  | VVVVQZ | [25 empty] | 4.4 | 1734 | 160 | 10 | 20 | 0.95 | 4500 | 83 |  |  |  | NO | NO | NO | 2018-05-02 | 4.3 |  | standard |  |  |  |  | 2018-11-02 | NO | NO | NO | [6 empty] | AC | [7 empty] | NO
P3GZBP2E | SHANGHAI DENGQING IMP.EXP.CO.,LTD | BAIQING | BQ-N4T8DF-18W(3500K) | Linear Replacement Lamp | T8 Four-Foot | Replacement Lamps (plug and play) (UL Type A) |  | standard | NO | [10 empty] | 2016-10-12 | Not Dimmable | Not Dimmable | NO |  | ZZZARA | [25 empty] | 4.4 | 2302 | 123.7 | 18.61 | 14.57 | 0.9355 | 3500 | 81 |  |  |  | NO | NO | NO | 2018-05-02 | 4.3 |  | standard |  |  |  |  | 2018-11-02 | NO | NO | NO | [6 empty] | AC | [7 empty] | NO
PYQWQC6G | SHANGHAI DENGQING IMP.EXP.CO.,LTD | BAIQING | BQ-N4T8DF-18W(4000K) | Linear Replacement Lamp | T8 Four-Foot | Replacement Lamps (plug and play) (UL Type A) |  | standard | NO | [10 empty] | 2016-10-12 | Not Dimmable | Not Dimmable | NO |  | ZZZARA | [25 empty] | 4.4 | 2320 | 124.7 | 18.61 | 14.57 | 0.9355 | 4000 | 81 |  |  |  | NO | NO | NO | 2018-05-02 | 4.3 |  | standard |  |  |  |  | 2018-11-02 | NO | NO | NO | [6 empty] | AC | [7 empty] | NO
PN94WG3U | SHANGHAI DENGQING IMP.EXP.CO.,LTD | BAIQING | BQ-N4T8DF-18W(5000K) | Linear Replacement Lamp | T8 Four-Foot | Replacement Lamps (plug and play) (UL Type A) |  | standard | NO | [10 empty] | 2016-10-12 | Not Dimmable | Not Dimmable | NO |  | ZZZARA | [25 empty] | 4.4 | 2357 | 126.72 | 18.6 | 14.65 | 0.9319 | 5000 | 83 |  |  |  | NO | NO | NO | 2018-05-02 | 4.3 |  | standard |  |  |  |  | 2018-11-02 | NO | NO | NO | [6 empty] | AC | [7 empty] | NO
P4EGPSDV | SHANGHAI DENGQING IMP.EXP.CO.,LTD | BAIQING | BQ-N4T8DF-18W(4500K) | Linear Replacement Lamp | T8 Four-Foot | Replacement Lamps (plug and play) (UL Type A) |  | standard | NO | [10 empty] | 2016-10-12 | Not Dimmable | Not Dimmable | NO |  | ZZZARA | [25 empty] | 4.4 | 2339 | 125.69 | 18.61 | 14.57 | 0.9355 | 4500 | 81 |  |  |  | NO | NO | NO | 2018-05-02 | 4.3 |  | standard |  |  |  |  | 2018-11-02 | NO | NO | NO | [6 empty] | AC | [7 empty] | NO
PBV3FDCX | SHANGHAI DENGQING IMP.EXP.CO.,LTD | BAIQING | BQ-N4T8DF-18W(3000K) | Linear Replacement Lamp | T8 Four-Foot | Replacement Lamps (plug and play) (UL Type A) |  | standard | YES |  | 2283 | 122.68 | 18.61 | 14.57 | 0.9355 | 2923 | 81 | 5 | 50000 | 2016-10-12 | Not Dimmable | Not Dimmable | NO |  | ZZZARA | [15 empty] | 84.3 |  | 1.2 | 1.28 | [6 empty] | 4.4 | 2283 | 122.68 | 18.61 | 14.57 | 0.9355 | 3000 | 81 |  |  |  | NO | NO | NO | 2018-05-02 | 4.3 |  | standard |  |  |  |  | 2018-11-02 | NO | NO | NO | [6 empty] | AC | [7 empty] | NO
P9YS7447 | Luxul Technology Inc. | LUXUL | Q-Lux T8 4ft Q2 4000K | Linear Replacement Lamp | T8 Four-Foot | Replacement Lamps (plug and play) (UL Type A) |  | standard | NO | [10 empty] | 2016-10-11 | Not Dimmable | Not Dimmable | NO |  | MMMOXR | [25 empty] | 4.4 | 2057.1 | 138.72 | 14.83 | 10.65 | 0.95 | 4035 | 84.3 |  |  |  | NO | NO | NO | 2018-05-02 | 4.3 |  | standard |  |  |  |  | 2018-11-02 | NO | NO | NO | [6 empty] | AC | [7 empty] | NO
P8UMEM3E | Luxul Technology Inc. | LUXUL | Q-Lux T8 4ft Q2 3000K | Linear Replacement Lamp | T8 Four-Foot | Replacement Lamps (plug and play) (UL Type A) |  | standard | YES |  | 1904.74 | 130.11 | 14.64 | 10.66 | 0.972 | 3051 | 83.1 | 5 | 50000 | 2016-10-11 | Not Dimmable | Not Dimmable | NO |  | MMMOXR | [15 empty] | 84.2 |  | 1.3 | 1.24 | [6 empty] | 4.4 | 1904.74 | 130.11 | 14.64 | 10.66 | 0.97 | 3051 | 83.1 |  |  |  | NO | NO | NO | 2018-05-02 | 4.3 |  | standard |  |  |  |  | 2018-11-02 | NO | NO | NO | [6 empty] | AC | [7 empty] | NO
P7ESAGVF | Luxul Technology Inc. | LUXUL | Q-Lux T8 4ft Q2 5000K | Linear Replacement Lamp | T8 Four-Foot | Replacement Lamps (plug and play) (UL Type A) |  | standard | NO | [10 empty] | 2016-10-11 | Not Dimmable | Not Dimmable | NO |  | MMMOXR | [25 empty] | 4.4 | 2188.4 | 147.94 | 14.79 | 10.62 | 0.95 | 4967 | 81.3 |  |  |  | NO | NO | NO | 2018-05-02 | 4.3 |  | standard |  |  |  |  | 2018-11-02 | NO | NO | NO | [6 empty] | AC | [7 empty] | NO
P8C3FE4C | Luxul Technology Inc. | LUXUL | Q-Lux T8 4ft Q2 3500K | Linear Replacement Lamp | T8 Four-Foot | Replacement Lamps (plug and play) (UL Type A) |  | standard | NO | [10 empty] | 2016-10-11 | Not Dimmable | Not Dimmable | NO |  | MMMOXR | [25 empty] | 4.4 | 1983 | 134.11 | 14.79 | 10.7 | 0.95 | 3505 | 84.3 |  |  |  | NO | NO | NO | 2018-05-02 | 4.3 |  | standard |  |  |  |  | 2018-11-02 | NO | NO | NO | [6 empty] | AC | [7 empty] | NO
PTPYA6BG | TGL Inc. | TGL Smart 360 | TGLSM360-T84FT-10W-400K | Linear Replacement Lamp | T8 Four-Foot | Replacement Lamps (plug and play) (UL Type A) |  | standard | NO | [10 empty] | 2016-10-10 | Not Dimmable | Not Dimmable | NO |  | JJJMEY | [25 empty] | 4.4 | 1650 | 160 | 10 | 20 | 0.95 | 4000 | 83 |  |  |  | NO | NO | NO | 2018-05-02 | 4.3 |  | standard |  |  |  |  | 2018-11-02 | NO | NO | NO | [6 empty] | AC | [7 empty] | NO
PCMP67SD | TGL Inc. | TGL Smart 360 | TGLSM360-T84FT-10W-350K | Linear Replacement Lamp | T8 Four-Foot | Replacement Lamps (plug and play) (UL Type A) |  | standard | NO | [10 empty] | 2016-10-10 | Not Dimmable | Not Dimmable | NO |  | JJJMEY | [25 empty] | 4.4 | 1620 | 150 | 10 | 20 | 0.95 | 3500 | 83 |  |  |  | NO | NO | NO | 2018-05-02 | 4.3 |  | standard |  |  |  |  | 2018-11-02 | NO | NO | NO | [6 empty] | AC | [7 empty] | NO
PQ3G4PDV | TGL Inc. | TGL Smart 360 | TGLSM360-T84FT-10W-500K | Linear Replacement Lamp | T8 Four-Foot | Replacement Lamps (plug and play) (UL Type A) |  | standard | NO | [10 empty] | 2016-10-10 | Not Dimmable | Not Dimmable | NO |  | JJJMEY | [25 empty] | 4.4 | 1734 | 160 | 10 | 20 | 0.95 | 5000 | 83 |  |  |  | NO | NO | NO | 2018-05-02 | 4.3 |  | standard |  |  |  |  | 2018-11-02 | NO | NO | NO | [6 empty] | AC | [7 empty] | NO
PYDVQ9E2 | TGL Inc. | TGL Smart 360 | TGLSM360-T84FT-10W-450K | Linear Replacement Lamp | T8 Four-Foot | Replacement Lamps (plug and play) (UL Type A) |  | standard | NO | [10 empty] | 2016-10-10 | Not Dimmable | Not Dimmable | NO |  | JJJMEY | [25 empty] | 4.4 | 1734 | 160 | 10 | 20 | 0.95 | 4500 | 83 |  |  |  | NO | NO | NO | 2018-05-02 | 4.3 |  | standard |  |  |  |  | 2018-11-02 | NO | NO | NO | [6 empty] | AC | [7 empty] | NO
PXZNZAWH | TGL Inc. | TGL Smart 360 | TGLSM360-T84FT-10W-300K | Linear Replacement Lamp | T8 Four-Foot | Replacement Lamps (plug and play) (UL Type A) |  | standard | YES |  | 1662.59 | 130.2 | 12.77 | 7.39 | 0.9684 | 3021 | 82.6 | 5 | 50000 | 2016-10-10 | Not Dimmable | Not Dimmable | NO |  | JJJMEY | [15 empty] | 85.5 |  | 1.28 | 1.24 | [6 empty] | 4.4 | 1615 | 150 | 10 | 20 | 0.95 | 3000 | 83 |  |  |  | NO | NO | NO | 2018-05-02 | 4.3 |  | standard |  |  |  |  | 2018-11-02 | NO | NO | NO | [6 empty] | AC | [7 empty] | NO
PCAP7A72 | Shenzhen MTC Lux Co., Ltd | BMTC | T8-012T136UN-20 | Linear Replacement Lamp | T8 Four-Foot | Replacement Lamps (plug and play) (UL Type A) |  | standard | NO | [10 empty] | 2016-10-07 | Not Dimmable | Not Dimmable | NO | Updated on 3/19/2018 | JJJMEQ | [25 empty] | 4.4 | 1560 | 130 | 12 | 16.37 | 0.99 | 4000 | 80 |  |  |  | NO | NO | NO | 2018-05-02 | 4.3 |  | standard |  |  |  |  | 2018-11-02 | NO | NO | NO | [6 empty] | AC | [7 empty] | NO
P2T4P1H1 | Shenzhen MTC Lux Co., Ltd | BMTC | T8-015T136UD-20 (Danqiao) | Linear Replacement Lamp | T8 Four-Foot | Replacement Lamps (plug and play) (UL Type A) |  | standard | NO | [10 empty] | 2016-10-07 | Not Dimmable | Not Dimmable | NO | Updated on 3/19/2018 | JJJMER | [25 empty] | 4.4 | 1950 | 130 | 15 | 12.48 | 0.99 | 5000 | 80 |  |  |  | NO | NO | NO | 2018-05-02 | 4.3 |  | standard |  |  |  |  | 2018-11-02 | NO | NO | NO | [6 empty] | AC | [7 empty] | NO
P2FWGB1H | Shenzhen MTC Lux Co., Ltd | BMTC | T8-018T136UN-20 (Danqiao) | Linear Replacement Lamp | T8 Four-Foot | Replacement Lamps (plug and play) (UL Type A) |  | standard | NO | [10 empty] | 2016-10-07 | Not Dimmable | Not Dimmable | NO | Updated on 3/19/2018 | JJJMEX | [25 empty] | 4.4 | 2340 | 130 | 18 | 14.07 | 0.99 | 4000 | 80 |  |  |  | NO | NO | NO | 2018-05-02 | 4.3 |  | standard |  |  |  |  | 2018-11-02 | NO | NO | NO | [6 empty] | AC | [7 empty] | NO
PY5S3SYY | Shenzhen MTC Lux Co., Ltd | BMTC | T8-012T136UN-20 (Danqiao) | Linear Replacement Lamp | T8 Four-Foot | Replacement Lamps (plug and play) (UL Type A) |  | standard | NO | [10 empty] | 2016-10-07 | Not Dimmable | Not Dimmable | NO | Updated on 3/19/2018 | JJJMET | [25 empty] | 4.4 | 1560 | 130 | 12 | 15.36 | 0.99 | 4000 | 80 |  |  |  | NO | NO | NO | 2018-05-02 | 4.3 |  | standard |  |  |  |  | 2018-11-02 | NO | NO | NO | [6 empty] | AC | [7 empty] | NO
PG3ZVQUM | Shenzhen MTC Lux Co., Ltd | BMTC | T8-015T136UD-20 | Linear Replacement Lamp | T8 Four-Foot | Replacement Lamps (plug and play) (UL Type A) |  | standard | NO | [10 empty] | 2016-10-07 | Not Dimmable | Not Dimmable | NO | Updated on 3/19/2018 | JJJMEU | [25 empty] | 4.4 | 1950 | 130 | 15 | 14.59 | 0.99 | 5000 | 80 |  |  |  | NO | NO | NO | 2018-05-02 | 4.3 |  | standard |  |  |  |  | 2018-11-02 | NO | NO | NO | [6 empty] | AC | [7 empty] | NO
PEGZ5UZP | Shenzhen MTC Lux Co., Ltd | BMTC | T8-012T136UD-20 | Linear Replacement Lamp | T8 Four-Foot | Replacement Lamps (plug and play) (UL Type A) |  | standard | NO | [10 empty] | 2016-10-07 | Not Dimmable | Not Dimmable | NO | Updated on 3/19/2018 | JJJMEQ | [25 empty] | 4.4 | 1560 | 130 | 12 | 16.37 | 0.99 | 5000 | 80 |  |  |  | NO | NO | NO | 2018-05-02 | 4.3 |  | standard |  |  |  |  | 2018-11-02 | NO | NO | NO | [6 empty] | AC | [7 empty] | NO
PYG4R7Z7 | Shenzhen MTC Lux Co., Ltd | BMTC | T8-018T136UW-20 | Linear Replacement Lamp | T8 Four-Foot | Replacement Lamps (plug and play) (UL Type A) |  | standard | YES |  | 2600.2 | 131.94 | 19.71 | 13.85 | 0.9888 | 2939 | 82.4 | 5 | 50000 | 2016-10-07 | Not Dimmable | Not Dimmable | NO | Updated on 3/19/2018 | JJJMES | [15 empty] | 84.9 |  | 1.4 | 1.28 | [6 empty] | 4.4 | 2340 | 130 | 18 | 13.85 | 0.99 | 3000 | 80 |  |  |  | NO | NO | NO | 2018-05-02 | 4.3 |  | standard |  |  |  |  | 2018-11-02 | NO | NO | NO | [6 empty] | AC | [7 empty] | NO
PGTAHNB6 | Shenzhen MTC Lux Co., Ltd | BMTC | T8-015T136UW-20 | Linear Replacement Lamp | T8 Four-Foot | Replacement Lamps (plug and play) (UL Type A) |  | standard | YES |  | 2222.4 | 131.01 | 16.96 | 14.59 | 0.9914 | 2875 | 83.8 | 5 | 50000 | 2016-10-07 | Not Dimmable | Not Dimmable | NO | Updated on 3/19/2018 | JJJMEU | [15 empty] | 85.1 |  | 1.4 | 1.26 | [6 empty] | 4.4 | 1950 | 130 | 15 | 14.59 | 0.99 | 3000 | 80 |  |  |  | NO | NO | NO | 2018-05-02 | 4.3 |  | standard |  |  |  |  | 2018-11-02 | NO | NO | NO | [6 empty] | AC | [7 empty] | NO
P4AB1NJN | Shenzhen MTC Lux Co., Ltd | BMTC | T8-012T136UW-20 (Danqiao) | Linear Replacement Lamp | T8 Four-Foot | Replacement Lamps (plug and play) (UL Type A) |  | standard | YES |  | 1875.6 | 130.65 | 14.36 | 15.36 | 0.9923 | 2951 | 82.9 | 5 | 50000 | 2016-10-07 | Not Dimmable | Not Dimmable | NO | Updated on 3/19/2018 | JJJMET | [15 empty] | 85.1 |  | 1.24 | 1.44 | [6 empty] | 4.4 | 1560 | 130 | 12 | 15.36 | 0.99 | 3000 | 80 |  |  |  | NO | NO | NO | 2018-05-02 | 4.3 |  | standard |  |  |  |  | 2018-11-02 | NO | NO | NO | [6 empty] | AC | [7 empty] | NO
PAA65BGR | Shenzhen MTC Lux Co., Ltd | BMTC | T8-018T136UN-20 | Linear Replacement Lamp | T8 Four-Foot | Replacement Lamps (plug and play) (UL Type A) |  | standard | NO | [10 empty] | 2016-10-07 | Not Dimmable | Not Dimmable | NO | Updated on 3/19/2018 | JJJMES | [25 empty] | 4.4 | 2340 | 130 | 18 | 13.85 | 0.99 | 4000 | 80 |  |  |  | NO | NO | NO | 2018-05-02 | 4.3 |  | standard |  |  |  |  | 2018-11-02 | NO | NO | NO | [6 empty] | AC | [7 empty] | NO
PC9BW5C4 | Shenzhen MTC Lux Co., Ltd | BMTC | T8-015T136UN-20 | Linear Replacement Lamp | T8 Four-Foot | Replacement Lamps (plug and play) (UL Type A) |  | standard | NO | [10 empty] | 2016-10-07 | Not Dimmable | Not Dimmable | NO | Updated on 3/19/2018 | JJJMEU | [25 empty] | 4.4 | 1950 | 130 | 15 | 14.59 | 0.99 | 4000 | 80 |  |  |  | NO | NO | NO | 2018-05-02 | 4.3 |  | standard |  |  |  |  | 2018-11-02 | NO | NO | NO | [6 empty] | AC | [7 empty] | NO
PB44B4H1 | Shenzhen MTC Lux Co., Ltd | BMTC | T8-018T136UW-20 (Danqiao) | Linear Replacement Lamp | T8 Four-Foot | Replacement Lamps (plug and play) (UL Type A) |  | standard | YES |  | 2569.8 | 131.29 | 19.57 | 14.07 | 0.9913 | 2892 | 83.6 | 5 | 50000 | 2016-10-07 | Not Dimmable | Not Dimmable | NO | Updated on 3/19/2018 | JJJMEX | [15 empty] | 85.9 |  | 1.36 | 1.24 | [6 empty] | 4.4 | 2340 | 130 | 18 | 14.07 | 0.99 | 3000 | 80 |  |  |  | NO | NO | NO | 2018-05-02 | 4.3 |  | standard |  |  |  |  | 2018-11-02 | NO | NO | NO | [6 empty] | AC | [7 empty] | NO
PMW6MCCS | Shenzhen MTC Lux Co., Ltd | BMTC | T8-015T136UW-20 (Danqiao) | Linear Replacement Lamp | T8 Four-Foot | Replacement Lamps (plug and play) (UL Type A) |  | standard | YES |  | 2259.3 | 132.26 | 17.08 | 12.48 | 0.9916 | 2872 | 83.8 | 5 | 50000 | 2016-10-07 | Not Dimmable | Not Dimmable | NO | Updated on 3/19/2018 | JJJMER | [15 empty] | 85.5 |  | 1.24 | 1.42 | [6 empty] | 4.4 | 1950 | 130 | 15 | 12.48 | 0.99 | 3000 | 80 |  |  |  | NO | NO | NO | 2018-05-02 | 4.3 |  | standard |  |  |  |  | 2018-11-02 | NO | NO | NO | [6 empty] | AC | [7 empty] | NO
PPC6EPUP | Shenzhen MTC Lux Co., Ltd | BMTC | T8-012T136UD-20 (Danqiao) | Linear Replacement Lamp | T8 Four-Foot | Replacement Lamps (plug and play) (UL Type A) |  | standard | NO | [10 empty] | 2016-10-07 | Not Dimmable | Not Dimmable | NO | Updated on 3/19/2018 | JJJMET | [25 empty] | 4.4 | 1560 | 130 | 12 | 15.36 | 0.99 | 5000 | 80 |  |  |  | NO | NO | NO | 2018-05-02 | 4.3 |  | standard |  |  |  |  | 2018-11-02 | NO | NO | NO | [6 empty] | AC | [7 empty] | NO
PQGP6JUT | Shenzhen MTC Lux Co., Ltd | BMTC | T8-015T136UN-20 (Danqiao) | Linear Replacement Lamp | T8 Four-Foot | Replacement Lamps (plug and play) (UL Type A) |  | standard | NO | [10 empty] | 2016-10-07 | Not Dimmable | Not Dimmable | NO | Updated on 3/19/2018 | JJJMER | [25 empty] | 4.4 | 1950 | 130 | 15 | 12.48 | 0.99 | 4000 | 80 |  |  |  | NO | NO | NO | 2018-05-02 | 4.3 |  | standard |  |  |  |  | 2018-11-02 | NO | NO | NO | [6 empty] | AC | [7 empty] | NO
P6R4NENY | Shenzhen MTC Lux Co., Ltd | BMTC | T8-018T136UD-20 | Linear Replacement Lamp | T8 Four-Foot | Replacement Lamps (plug and play) (UL Type A) |  | standard | NO | [10 empty] | 2016-10-07 | Not Dimmable | Not Dimmable | NO | Updated on 3/19/2018 | JJJMES | [25 empty] | 4.4 | 2340 | 130 | 18 | 13.85 | 0.99 | 5000 | 80 |  |  |  | NO | NO | NO | 2018-05-02 | 4.3 |  | standard |  |  |  |  | 2018-11-02 | NO | NO | NO | [6 empty] | AC | [7 empty] | NO
P84878MC | Shenzhen MTC Lux Co., Ltd | BMTC | T8-018T136UD-20 (Danqiao) | Linear Replacement Lamp | T8 Four-Foot | Replacement Lamps (plug and play) (UL Type A) |  | standard | NO | [10 empty] | 2016-10-07 | Not Dimmable | Not Dimmable | NO | Updated on 3/19/2018 | JJJMEX | [25 empty] | 4.4 | 2340 | 130 | 18 | 14.07 | 0.99 | 5000 | 80 |  |  |  | NO | NO | NO | 2018-05-02 | 4.3 |  | standard |  |  |  |  | 2018-11-02 | NO | NO | NO | [6 empty] | AC | [7 empty] | NO
P3SNFRH5 | Shenzhen MTC Lux Co., Ltd | BMTC | T8-012T136UW-20 | Linear Replacement Lamp | T8 Four-Foot | Replacement Lamps (plug and play) (UL Type A) |  | standard | YES |  | 1917.3 | 133.62 | 14.35 | 16.37 | 0.9865 | 2875 | 83.8 | 5 | 50000 | 2016-10-07 | Not Dimmable | Not Dimmable | NO | Updated on 3/19/2018 | JJJMEQ | [15 empty] | 84.1 |  | 1.24 | 1.44 | [6 empty] | 4.4 | 1560 | 130 | 12 | 16.37 | 0.99 | 3000 | 80 |  |  |  | NO | NO | NO | 2018-05-02 | 4.3 |  | standard |  |  |  |  | 2018-11-02 | NO | NO | NO | [6 empty] | AC | [7 empty] | NO
PKJ3UZ1F | GreenTek Energy Systems | GreenTEK | GT-G402-50H1 | Linear Replacement Lamp | T8 Four-Foot | Replacement Lamps (plug and play) (UL Type A) |  | standard | NO | [10 empty] | 2016-10-06 | Not Dimmable | Not Dimmable | NO |  | KKKZJK | [25 empty] | 4.4 | 2300 | 128 | 18 | 7 | 0.9 | 5000 | 80 |  |  |  | NO | NO | NO | 2018-05-02 | 4.3 |  | standard |  |  |  |  | 2018-11-02 | NO | NO | NO | [6 empty] | AC | [7 empty] | NO
PQYH338S | Lumion Lighting | LUMION | LT8-S20W-4C50 | Linear Replacement Lamp | T8 Four-Foot | Dual Mode Internal Driver (UL Type A and Type B) |  | standard | NO | [10 empty] | 2016-10-06 | Dimmable | Continuous Below 10 | NO |  | WWWAOB | [25 empty] | 4.4 | 2977.84 | 123.56 | 24.1 | 14.4 | 0.93 | 5000 | 82.6 |  |  |  | NO | NO | NO | 2018-05-02 | 4.3 |  | standard |  |  |  |  | 2018-11-02 | NO | NO | NO | [6 empty] | AC | [7 empty] | NO
P3M7FW7J | Lumion Lighting | LUMION | LT8-S20W-4C30 | Linear Replacement Lamp | T8 Four-Foot | Dual Mode Internal Driver (UL Type A and Type B) |  | standard | YES |  | 2934.92 | 121.781 | 24.1 | 14.3 | 0.901 | 2990 | 82.2 | 5 | 50000 | 2016-10-06 | Dimmable | Continuous Below 10 | NO |  | WWWAOB | [15 empty] | 80.3 |  | 1.18 | 1.18 | [6 empty] | 4.4 | 2934.92 | 121.78 | 24.1 | 14.3 | 0.95 | 3000 | 82.2 |  |  |  | NO | NO | NO | 2018-05-02 | 4.3 |  | standard |  |  |  |  | 2018-11-02 | NO | NO | NO | [6 empty] | AC | [7 empty] | NO
PYWERSH3 | GreenTek Energy Systems | GreenTEK | GT-G402-35H1 | Linear Replacement Lamp | T8 Four-Foot | Replacement Lamps (plug and play) (UL Type A) |  | standard | NO | [10 empty] | 2016-10-06 | Not Dimmable | Not Dimmable | NO |  | KKKZJK | [25 empty] | 4.4 | 2200 | 122 | 18 | 7 | 0.9 | 3500 | 80 |  |  |  | NO | NO | NO | 2018-05-02 | 4.3 |  | standard |  |  |  |  | 2018-11-02 | NO | NO | NO | [6 empty] | AC | [7 empty] | NO
PTSZUF79 | GreenTek Energy Systems | GreenTEK | GT-G402-40H1 | Linear Replacement Lamp | T8 Four-Foot | Replacement Lamps (plug and play) (UL Type A) |  | standard | NO | [10 empty] | 2016-10-06 | Not Dimmable | Not Dimmable | NO |  | KKKZJK | [25 empty] | 4.4 | 2200 | 122 | 18 | 7 | 0.9 | 4000 | 80 |  |  |  | NO | NO | NO | 2018-05-02 | 4.3 |  | standard |  |  |  |  | 2018-11-02 | NO | NO | NO | [6 empty] | AC | [7 empty] | NO
PPNTZTKC | GreenTek Energy Systems | GreenTEK | GT-G402-45H1 | Linear Replacement Lamp | T8 Four-Foot | Replacement Lamps (plug and play) (UL Type A) |  | standard | NO | [10 empty] | 2016-10-06 | Not Dimmable | Not Dimmable | NO |  | KKKZJK | [25 empty] | 4.4 | 2200 | 122 | 18 | 7 | 0.9 | 4500 | 80 |  |  |  | NO | NO | NO | 2018-05-02 | 4.3 |  | standard |  |  |  |  | 2018-11-02 | NO | NO | NO | [6 empty] | AC | [7 empty] | NO
PVXGK8X5 | Enersave LEDs, Inc. | Enersave LEDs | LEDT8 32/12-410-E-FSF | Linear Replacement Lamp | T8 Four-Foot | Replacement Lamps (plug and play) (UL Type A) |  | standard | YES |  | 1773.09 | 153 | 11.63 | 11 | 0.94 | 4077 | 85 | 5 | 50000 | 2016-10-06 | Not Dimmable | Not Dimmable | NO |  | VVVVQH | [15 empty] | 89.6 |  | 1.18 | 1.38 | [6 empty] | 4.4 | 1773.09 | 153 | 11.63 | 11 | 0.94 | 4077 | 85 |  |  |  | NO | NO | NO | 2018-05-02 | 4.3 |  | standard |  |  |  |  | 2018-11-02 | NO | NO | NO | [6 empty] | AC | [7 empty] | NO
P4AXMM5J | GreenTek Energy Systems | GreenTEK | GT-G402-30H1 | Linear Replacement Lamp | T8 Four-Foot | Replacement Lamps (plug and play) (UL Type A) |  | standard | YES |  | 2267.8 | 118.93 | 19.07 | 6.71 | 0.9773 | 2931 | 82.3 | 5 | 50000 | 2016-10-06 | Not Dimmable | Not Dimmable | NO |  | KKKZJK | [15 empty] | 89.9 |  | 1.3 | 1.4 | [6 empty] | 4.4 | 2200 | 122 | 18 | 7 | 0.9 | 3000 | 80 |  |  |  | NO | NO | NO | 2018-05-02 | 4.3 |  | standard |  |  |  |  | 2018-11-02 | NO | NO | NO | [6 empty] | AC | [7 empty] | NO
P4XXZZAT | Enersave LEDs, Inc. | Enersave LEDs | LEDT8 32/12-500-E-FSF | Linear Replacement Lamp | T8 Four-Foot | Replacement Lamps (plug and play) (UL Type A) |  | standard | NO | [10 empty] | 2016-10-06 | Not Dimmable | Not Dimmable | NO |  | VVVVQH | [25 empty] | 4.4 | 1784.79 | 154 | 11.56 | 11 | 0.94 | 5070 | 84 |  |  |  | NO | NO | NO | 2018-05-02 | 4.3 |  | standard |  |  |  |  | 2018-11-02 | NO | NO | NO | [6 empty] | AC | [7 empty] | NO
PHDPV89Y | Lumion Lighting | LUMION | LT8-S20W-4C40 | Linear Replacement Lamp | T8 Four-Foot | Dual Mode Internal Driver (UL Type A and Type B) |  | standard | NO | [10 empty] | 2016-10-06 | Dimmable | Continuous Below 10 | NO |  | WWWAOB | [25 empty] | 4.4 | 2934.92 | 121.78 | 24.1 | 14.3 | 0.95 | 4000 | 82.2 |  |  |  | NO | NO | NO | 2018-05-02 | 4.3 |  | standard |  |  |  |  | 2018-11-02 | NO | NO | NO | [6 empty] | AC | [7 empty] | NO
PNM9GQRZ | McWong International Inc. | Pacific | LLP-18LM-48T8MS/5000 | Linear Replacement Lamp | T8 Four-Foot | Replacement Lamps (plug and play) (UL Type A) |  | standard | NO | [10 empty] | 2016-10-04 | Not Dimmable | Not Dimmable | NO |  | WWWANY | [25 empty] | 4.4 | 2000 | 120 | 16.5 | 15 | 0.98 | 5000 | 80 |  |  |  | NO | NO | NO | 2018-05-02 | 4.3 |  | standard |  |  |  |  | 2018-11-02 | NO | NO | NO | [6 empty] | AC | [7 empty] | NO
PQMC94WC | McWong International Inc. | Pacific | LLP-22LM-48T8MS/4000 | Linear Replacement Lamp | T8 Four-Foot | Replacement Lamps (plug and play) (UL Type A) |  | standard | NO | [10 empty] | 2016-10-04 | Not Dimmable | Not Dimmable | NO |  | WWWANX | [25 empty] | 4.4 | 2300 | 120 | 19 | 15 | 0.98 | 4000 | 80 |  |  |  | NO | NO | NO | 2018-05-02 | 4.3 |  | standard |  |  |  |  | 2018-11-02 | NO | NO | NO | [6 empty] | AC | [7 empty] | NO
P911J8ER | McWong International Inc. | Pacific | LLP-18LM-48T8MS/4000 | Linear Replacement Lamp | T8 Four-Foot | Replacement Lamps (plug and play) (UL Type A) |  | standard | NO | [10 empty] | 2016-10-04 | Not Dimmable | Not Dimmable | NO |  | WWWANY | [25 empty] | 4.4 | 2000 | 120 | 16.5 | 15 | 0.98 | 4000 | 80 |  |  |  | NO | NO | NO | 2018-05-02 | 4.3 |  | standard |  |  |  |  | 2018-11-02 | NO | NO | NO | [6 empty] | AC | [7 empty] | NO
PQYTY4Z6 | McWong International Inc. | Pacific | LLP-22LM-48T8MS/5000 | Linear Replacement Lamp | T8 Four-Foot | Replacement Lamps (plug and play) (UL Type A) |  | standard | NO | [10 empty] | 2016-10-04 | Not Dimmable | Not Dimmable | NO |  | WWWANX | [25 empty] | 4.4 | 2300 | 120 | 19 | 15 | 0.98 | 5000 | 80 |  |  |  | NO | NO | NO | 2018-05-02 | 4.3 |  | standard |  |  |  |  | 2018-11-02 | NO | NO | NO | [6 empty] | AC | [7 empty] | NO
P1PWPGNR | LMS ENERGY | LMS energy | LMS Energy/LMS HLG 18W(5000K) | Linear Replacement Lamp | T8 Four-Foot | Dual Mode Internal Driver (UL Type A and Type B) |  | standard | NO | [10 empty] | 2016-09-30 | Not Dimmable | Not Dimmable | NO |  | DDDIGU | [25 empty] | 4.4 | 2632 | 135.24 | 19.46 | 12.56 | 0.9252 | 5000 | 82.5 |  |  |  | NO | NO | NO | 2018-05-02 | 4.3 |  | standard |  |  |  |  | 2018-11-02 | NO | NO | NO | [6 empty] | AC | [7 empty] | NO
PRXQB1J6 | LMS ENERGY | LMS energy | LMS Energy/LMS HLG 12W(3000K) | Linear Replacement Lamp | T8 Four-Foot | Dual Mode Internal Driver (UL Type A and Type B) |  | standard | YES |  | 1782 | 141.09 | 12.63 | 16.59 | 0.9132 | 3098 | 84 | 5 | 50000 | 2016-09-30 | Not Dimmable | Not Dimmable | NotYetVerified |  | DDDIGT | [15 empty] | 85.5 |  | 1.36 | 1.26 | [6 empty] | 4.4 | 1782 | 141.09 | 12.63 | 16.59 | 0.9132 | 3000 | 83.6 |  |  |  | NO | NO | NO | 2018-05-02 | 4.3 |  | standard |  |  |  |  | 2018-11-02 | NO | NO | NO | [6 empty] | AC | [7 empty] | NO
PQVFQZMQ | LMS ENERGY | LMS energy | LMS Energy/LMS HLG 18W(4000K) | Linear Replacement Lamp | T8 Four-Foot | Dual Mode Internal Driver (UL Type A and Type B) |  | standard | NO | [10 empty] | 2016-09-30 | Not Dimmable | Not Dimmable | NO |  | DDDIGU | [25 empty] | 4.4 | 2586 | 133.16 | 19.42 | 12.6 | 0.9148 | 4000 | 82.6 |  |  |  | NO | NO | NO | 2018-05-02 | 4.3 |  | standard |  |  |  |  | 2018-11-02 | NO | NO | NO | [6 empty] | AC | [7 empty] | NO
PFCUBTCA | LMS ENERGY | LMS energy | LMS Energy/LMS HLG 12W(5000K) | Linear Replacement Lamp | T8 Four-Foot | Dual Mode Internal Driver (UL Type A and Type B) |  | standard | NO | [10 empty] | 2016-09-30 | Not Dimmable | Not Dimmable | NotYetVerified |  | DDDIGT | [25 empty] | 4.4 | 1892 | 148.63 | 12.73 | 16.09 | 0.9137 | 5000 | 82.1 |  |  |  | NO | NO | NO | 2018-05-02 | 4.3 |  | standard |  |  |  |  | 2018-11-02 | NO | NO | NO | [6 empty] | AC | [7 empty] | NO
PUMQ9B23 | LMS ENERGY | LMS energy | LMS Energy/LMS HLG 18W(3000K) | Linear Replacement Lamp | T8 Four-Foot | Dual Mode Internal Driver (UL Type A and Type B) |  | standard | YES |  | 2518 | 130.53 | 19.29 | 12.44 | 0.9265 | 2993 | 82.6 | 5 | 50000 | 2016-09-30 | Not Dimmable | Not Dimmable | NO |  | DDDIGU | [15 empty] | 91.4 |  | 1.2 | 1.36 | [6 empty] | 4.4 | 2540 | 131.06 | 19.38 | 12.6 | 0.9148 | 3000 | 82.6 |  |  |  | NO | NO | NO | 2018-05-02 | 4.3 |  | standard |  |  |  |  | 2018-11-02 | NO | NO | NO | [6 empty] | AC | [7 empty] | NO
PZR6UCRK | LMS ENERGY | LMS energy | LMS Energy/LMS HLG 12W(4000K) | Linear Replacement Lamp | T8 Four-Foot | Dual Mode Internal Driver (UL Type A and Type B) |  | standard | NO | [10 empty] | 2016-09-30 | Not Dimmable | Not Dimmable | NotYetVerified |  | DDDIGT | [25 empty] | 4.4 | 1782 | 141.09 | 12.63 | 16.59 | 0.9132 | 4000 | 83.6 |  |  |  | NO | NO | NO | 2018-05-02 | 4.3 |  | standard |  |  |  |  | 2018-11-02 | NO | NO | NO | [6 empty] | AC | [7 empty] | NO
PCF1D9MZ | YANKON LIGHTING, INC. | YANKON | YGA05A32-T8-18W-845-T-4 | Linear Replacement Lamp | T8 Four-Foot | Replacement Lamps (plug and play) (UL Type A) |  | standard | NO | [10 empty] | 2016-09-28 | Not Dimmable | Not Dimmable | NO |  | RRRTON | [25 empty] | 4.4 | 2326 | 122.16 | 19.04 | 15.11 | 0.97 | 4500 | 83.1 |  |  |  | NO | NO | NO | 2018-05-02 | 4.3 |  | standard |  |  |  |  | 2018-11-02 | NO | NO | NO | [6 empty] | AC | [7 empty] | NO
PEHFR6EE | Anhui Lanrui Electronics Technology Co.,Ltd. | LANRUI | LR1200-T8-18W(4500K) | Linear Replacement Lamp | T8 Four-Foot | Dual Mode Internal Driver (UL Type A and Type B) |  | standard | NO | [10 empty] | 2016-09-28 | Not Dimmable | Not Dimmable | NO |  | FFFHEZ | [25 empty] | 4.4 | 2553 | 135.37 | 18.86 | 6.95 | 0.97 | 4500 | 81.8 |  |  |  | NO | NO | NO | 2018-05-02 | 4.3 |  | standard |  |  |  |  | 2018-11-02 | NO | NO | NO | [6 empty] | AC | [7 empty] | NO
P96UXFZ1 | YANKON LIGHTING, INC. | YANKON | YGA05A32-T8-18W-835-T-4 | Linear Replacement Lamp | T8 Four-Foot | Replacement Lamps (plug and play) (UL Type A) |  | standard | NO | [10 empty] | 2016-09-28 | Not Dimmable | Not Dimmable | NO |  | RRRTON | [25 empty] | 4.4 | 2326 | 122.16 | 19.04 | 15.11 | 0.97 | 3500 | 83.1 |  |  |  | NO | NO | NO | 2018-05-02 | 4.3 |  | standard |  |  |  |  | 2018-11-02 | NO | NO | NO | [6 empty] | AC | [7 empty] | NO
PTZTAEBD | Anhui Lanrui Electronics Technology Co.,Ltd. | LANRUI | LR1200-T8-18W(4000K) | Linear Replacement Lamp | T8 Four-Foot | Dual Mode Internal Driver (UL Type A and Type B) |  | standard | NO | [10 empty] | 2016-09-28 | Not Dimmable | Not Dimmable | NO |  | FFFHEZ | [25 empty] | 4.4 | 2553 | 135.37 | 18.86 | 6.95 | 0.97 | 4000 | 81.8 |  |  |  | NO | NO | NO | 2018-05-02 | 4.3 |  | standard |  |  |  |  | 2018-11-02 | NO | NO | NO | [6 empty] | AC | [7 empty] | NO
P1N6XC8T | Anhui Lanrui Electronics Technology Co.,Ltd. | LANRUI | LR1200-T8-18W(3500K) | Linear Replacement Lamp | T8 Four-Foot | Dual Mode Internal Driver (UL Type A and Type B) |  | standard | NO | [10 empty] | 2016-09-28 | Not Dimmable | Not Dimmable | NO |  | FFFHEZ | [25 empty] | 4.4 | 2553 | 135.37 | 18.86 | 6.95 | 0.97 | 3500 | 81.8 |  |  |  | NO | NO | NO | 2018-05-02 | 4.3 |  | standard |  |  |  |  | 2018-11-02 | NO | NO | NO | [6 empty] | AC | [7 empty] | NO
P2CJK92S | YANKON LIGHTING, INC. | YANKON | YGA05A32-T8-18W-840-T-4 | Linear Replacement Lamp | T8 Four-Foot | Replacement Lamps (plug and play) (UL Type A) |  | standard | NO | [10 empty] | 2016-09-28 | Not Dimmable | Not Dimmable | NO |  | RRRTON | [25 empty] | 4.4 | 2326 | 122.16 | 19.04 | 15.11 | 0.97 | 4000 | 83.1 |  |  |  | NO | NO | NO | 2018-05-02 | 4.3 |  | standard |  |  |  |  | 2018-11-02 | NO | NO | NO | [6 empty] | AC | [7 empty] | NO
PTZF7BEF | YANKON LIGHTING, INC. | YANKON | YGA05A32-T8-18W-850-T-4 | Linear Replacement Lamp | T8 Four-Foot | Replacement Lamps (plug and play) (UL Type A) |  | standard | NO | [10 empty] | 2016-09-28 | Not Dimmable | Not Dimmable | NO |  | RRRTON | [25 empty] | 4.4 | 2451 | 128.46 | 19.08 | 15.03 | 0.97 | 5000 | 83.1 |  |  |  | NO | NO | NO | 2018-05-02 | 4.3 |  | standard |  |  |  |  | 2018-11-02 | NO | NO | NO | [6 empty] | AC | [7 empty] | NO
PCTBBB5C | Anhui Lanrui Electronics Technology Co.,Ltd. | LANRUI | LR1200-T8-18W(5000K) | Linear Replacement Lamp | T8 Four-Foot | Dual Mode Internal Driver (UL Type A and Type B) |  | standard | NO | [10 empty] | 2016-09-28 | Not Dimmable | Not Dimmable | NO |  | FFFHEZ | [25 empty] | 4.4 | 2580 | 138.04 | 18.69 | 6.81 | 0.97 | 5000 | 84.3 |  |  |  | NO | NO | NO | 2018-05-02 | 4.3 |  | standard |  |  |  |  | 2018-11-02 | NO | NO | NO | [6 empty] | AC | [7 empty] | NO
P2BG9W7H | YANKON LIGHTING, INC. | Yankon | YGA05A32-T8-18W-830-T-4 | Linear Replacement Lamp | T8 Four-Foot | Replacement Lamps (plug and play) (UL Type A) |  | standard | YES |  | 2326 | 122.16 | 19.04 | 15.11 | 0.9721 | 3107 | 83.1 | 5 | 50000 | 2016-09-28 | Not Dimmable | Not Dimmable | NO |  | RRRTON | [15 empty] | 84.6 |  | 1.24 | 1.36 | [6 empty] | 4.4 | 2326 | 122.16 | 19.04 | 15.11 | 0.97 | 3000 | 83.1 |  |  |  | NO | NO | NO | 2018-05-02 | 4.3 |  | standard |  |  |  |  | 2018-11-02 | NO | NO | NO | [6 empty] | AC | [7 empty] | NO
PGP1DUUK | YANKON LIGHTING, INC. | YANKON | YGA05A32-T8-18W-850-TB-4 | Linear Replacement Lamp | T8 Four-Foot | Dual Mode Internal Driver (UL Type A and Type B) |  | standard | NO | [10 empty] | 2016-09-28 | Not Dimmable | Not Dimmable | NO |  | RRRTOO | [25 empty] | 4.4 | 2351 | 122.38 | 19.21 | 15.08 | 0.97 | 5000 | 83.3 |  |  |  | NO | NO | NO | 2018-05-02 | 4.3 |  | standard |  |  |  |  | 2018-11-02 | NO | NO | NO | [6 empty] | AC | [7 empty] | NO
P1Y6PYXV | Anhui Lanrui Electronics Technology Co.,Ltd. | LANRUI | LR1200-T8-18W(3000K) | Linear Replacement Lamp | T8 Four-Foot | Dual Mode Internal Driver (UL Type A and Type B) |  | standard | YES |  | 2553 | 135.37 | 18.86 | 6.95 | 0.9663 | 3098 | 81.8 | 5 | 50000 | 2016-09-28 | Not Dimmable | Not Dimmable | NO |  | FFFHEZ | [15 empty] | 89.5 |  | 1.16 | 1.36 | [6 empty] | 4.4 | 2553 | 135.37 | 18.86 | 6.95 | 0.97 | 3000 | 81.8 |  |  |  | NO | NO | NO | 2018-05-02 | 4.3 |  | standard |  |  |  |  | 2018-11-02 | NO | NO | NO | [6 empty] | AC | [7 empty] | NO
PCZGFNV7 | Kobi Electric, Inc. | KOBI ELECTRIC | T8-F4-2240-PP | Linear Replacement Lamp | T8 Four-Foot | Replacement Lamps (plug and play) (UL Type A) |  | standard | NO | [10 empty] | 2016-09-27 | Not Dimmable | Not Dimmable | NotYetVerified |  | NNNMAL | [25 empty] | 4.4 | 2800 | 127 | 22 | 20 | 0.9 | 4000 | 80 |  |  |  | NO | NO | NO | 2018-05-02 | 4.3 |  | standard |  |  |  |  | 2018-11-02 | NO | NO | NO | [6 empty] | AC | [7 empty] | NO
PCXYZYHA | Kobi Electric, Inc. | KOBI ELECTRIC | T8-F4-2250-PP | Linear Replacement Lamp | T8 Four-Foot | Replacement Lamps (plug and play) (UL Type A) |  | standard | NO | [10 empty] | 2016-09-27 | Not Dimmable | Not Dimmable | NotYetVerified |  | NNNMAL | [25 empty] | 4.4 | 2800 | 127 | 22 | 20 | 0.9 | 5000 | 80 |  |  |  | NO | NO | NO | 2018-05-02 | 4.3 |  | standard |  |  |  |  | 2018-11-02 | NO | NO | NO | [6 empty] | AC | [7 empty] | NO
PXPMR4FZ | Kobi Electric, Inc. | KOBI ELECTRIC | T8-F4-2235-PP | Linear Replacement Lamp | T8 Four-Foot | Replacement Lamps (plug and play) (UL Type A) |  | standard | YES |  | 2758.44 | 127.71 | 21.6 | 5.4 | 0.989 | 3442 | 82.6 | 5 |  | 2016-09-27 | Not Dimmable | Not Dimmable | NotYetVerified |  | NNNMAL | [15 empty] | 84.2 |  | 1.22 | 1.32 | [6 empty] | 4.4 | 2650 | 120 | 22 | 20 | 0.9 | 3500 | 80 |  |  |  | NO | NO | NO | 2018-05-02 | 4.3 |  | standard |  |  |  |  | 2018-11-02 | NO | NO | NO | [6 empty] | AC | [7 empty] | NO
PKWBND1Y | Energy Efficiency Holdings, LLC | Every Watt Matters | T8-48-10-MDN-FG33-830-B2-304 | Linear Replacement Lamp | T8 Four-Foot | Replacement Lamps (plug and play) (UL Type A) |  | standard | YES |  | 1662.59 | 130.2 | 12.77 | 7.39 | 0.9684 | 3021 | 82.6 | 5 | 50000 | 2016-09-26 | Not Dimmable | Not Dimmable | NO |  | WWWAMP | [15 empty] | 85.5 |  | 1.28 | 1.24 | [6 empty] | 4.4 | 1615 | 150 | 10 | 20 | 0.95 | 3000 | 83 |  |  |  | NO | NO | NO | 2018-05-02 | 4.3 |  | standard |  |  |  |  | 2018-11-02 | NO | NO | NO | [6 empty] | AC | [7 empty] | NO
P5UZ6FHM | Energy Efficiency Holdings, LLC | Every Watt Matters | T8-48-10-MDN-FG33-840-B2-304 | Linear Replacement Lamp | T8 Four-Foot | Replacement Lamps (plug and play) (UL Type A) |  | standard | NO | [10 empty] | 2016-09-26 | Not Dimmable | Not Dimmable | NO |  | WWWAMP | [25 empty] | 4.4 | 1650 | 160 | 10 | 20 | 0.95 | 4000 | 83 |  |  |  | NO | NO | NO | 2018-05-02 | 4.3 |  | standard |  |  |  |  | 2018-11-02 | NO | NO | NO | [6 empty] | AC | [7 empty] | NO
PRWCGVW5 | Energy Efficiency Holdings, LLC | Every Watt Matters | T8-48-10-MDN-FG33-845-B2-304 | Linear Replacement Lamp | T8 Four-Foot | Replacement Lamps (plug and play) (UL Type A) |  | standard | NO | [10 empty] | 2016-09-26 | Not Dimmable | Not Dimmable | NO |  | WWWAMP | [25 empty] | 4.4 | 1734 | 160 | 10 | 20 | 0.95 | 4500 | 83 |  |  |  | NO | NO | NO | 2018-05-02 | 4.3 |  | standard |  |  |  |  | 2018-11-02 | NO | NO | NO | [6 empty] | AC | [7 empty] | NO
PSPFXTD4 | Energy Efficiency Holdings, LLC | Every Watt Matters | T8-48-10-MDN-FG33-835-B2-304 | Linear Replacement Lamp | T8 Four-Foot | Replacement Lamps (plug and play) (UL Type A) |  | standard | NO | [10 empty] | 2016-09-26 | Not Dimmable | Not Dimmable | NO |  | WWWAMP | [25 empty] | 4.4 | 1620 | 150 | 10 | 20 | 0.95 | 3500 | 83 |  |  |  | NO | NO | NO | 2018-05-02 | 4.3 |  | standard |  |  |  |  | 2018-11-02 | NO | NO | NO | [6 empty] | AC | [7 empty] | NO
PMU37G8X | Energy Efficiency Holdings, LLC | Every Watt Matters | T8-48-10-MDN-FG33-850-B2-304 | Linear Replacement Lamp | T8 Four-Foot | Replacement Lamps (plug and play) (UL Type A) |  | standard | NO | [10 empty] | 2016-09-26 | Not Dimmable | Not Dimmable | NO |  | WWWAMP | [25 empty] | 4.4 | 1734 | 160 | 10 | 20 | 0.95 | 5000 | 83 |  |  |  | NO | NO | NO | 2018-05-02 | 4.3 |  | standard |  |  |  |  | 2018-11-02 | NO | NO | NO | [6 empty] | AC | [7 empty] | NO
PKUE4CCA | Davidson Industry, LLC | Enovo | eNOVOT8/XLUB/14K(4000K) | Linear Replacement Lamp | T8 Four-Foot | Dual Mode Internal Driver (UL Type A and Type B) |  | standard | NO | [10 empty] | 2016-09-22 | Not Dimmable | Not Dimmable | NO |  | LLLATR | [25 empty] | 4.4 | 1813 | 125.03 | 14.5 | 9.44 | 0.909 | 4000 | 81.3 |  |  |  | NO | NO | NO | 2018-05-02 | 4.3 |  | standard |  |  |  |  | 2018-11-02 | NO | NO | NO | [6 empty] | AC | [7 empty] | NO
PUUW2PEU | Davidson Industry, LLC | Enovo | eNOVOT8/XLUB/14K(4500K) | Linear Replacement Lamp | T8 Four-Foot | Dual Mode Internal Driver (UL Type A and Type B) |  | standard | NO | [10 empty] | 2016-09-22 | Not Dimmable | Not Dimmable | NO |  | LLLATR | [25 empty] | 4.4 | 1822 | 125.66 | 14.5 | 9.44 | 0.909 | 4500 | 81.3 |  |  |  | NO | NO | NO | 2018-05-02 | 4.3 |  | standard |  |  |  |  | 2018-11-02 | NO | NO | NO | [6 empty] | AC | [7 empty] | NO
P3T4CE9X | Davidson Industry, LLC | Enovo | eNOVOT8/XLUA/14K(5000K) | Linear Replacement Lamp | T8 Four-Foot | Replacement Lamps (plug and play) (UL Type A) |  | standard | NO | [10 empty] | 2016-09-22 | Not Dimmable | Not Dimmable | NO |  | LLLATS | [25 empty] | 4.4 | 1861 | 127.38 | 14.61 | 14.72 | 0.9015 | 5000 | 82 |  |  |  | NO | NO | NO | 2018-05-02 | 4.3 |  | standard |  |  |  |  | 2018-11-02 | NO | NO | NO | [6 empty] | AC | [7 empty] | NO
PS8REP3K | Philips Lighting North America Corporation | Philips | 9290012269 | Linear Replacement Lamp | T8 Four-Foot | Replacement Lamps (plug and play) (UL Type A) |  | standard | NO | [10 empty] | 2016-01-26 | Not Dimmable | Not Dimmable | NO |  | KKKYOI | [25 empty] | 4.4 | 2500 | 125 | 20 | 8 | 0.9 | 5000 | 82 |  |  |  | NO | NO | NO | 2018-05-02 | 4.3 |  | standard |  |  |  |  | 2018-11-02 | NO | NO | NO | [6 empty] | AC | [7 empty] | NO
PT3267V4 | Davidson Industry, LLC | Enovo | eNOVOT8/XLUA/14K(4000K) | Linear Replacement Lamp | T8 Four-Foot | Replacement Lamps (plug and play) (UL Type A) |  | standard | NO | [10 empty] | 2016-09-22 | Not Dimmable | Not Dimmable | NO |  | LLLATS | [25 empty] | 4.4 | 1809 | 123.91 | 14.6 | 14.69 | 0.9037 | 4000 | 83 |  |  |  | NO | NO | NO | 2018-05-02 | 4.3 |  | standard |  |  |  |  | 2018-11-02 | NO | NO | NO | [6 empty] | AC | [7 empty] | NO
PP5W5E5Y | Davidson Industry, LLC | Enovo | eNOVOT8/XLUB/14K(3000K) | Linear Replacement Lamp | T8 Four-Foot | Dual Mode Internal Driver (UL Type A and Type B) |  | standard | YES |  | 1795 | 123.54 | 14.53 | 9.44 | 0.9085 | 2942 | 81.3 | 5 | 50000 | 2016-09-22 | Not Dimmable | Not Dimmable | NO |  | LLLATR | [15 empty] | 86.3 |  | 1.22 | 1.24 | [6 empty] | 4.4 | 1795 | 123.54 | 14.53 | 9.44 | 0.909 | 3000 | 81.3 |  |  |  | NO | NO | NO | 2018-05-02 | 4.3 |  | standard |  |  |  |  | 2018-11-02 | NO | NO | NO | [6 empty] | AC | [7 empty] | NO
PP9D27J7 | RAB Lighting | RAB | T8-15-48G-830-DIR | Linear Replacement Lamp | T8 Four-Foot | Replacement Lamps (plug and play) (UL Type A) |  | standard | YES |  | 2299 | 140.1 | 16.41 | 6.14 | 0.975 | 3067 | 83.6 | 5 | 50000 | 2018-10-16 | Not Dimmable | Not Dimmable | NO |  | BBBEMN | [15 empty] | 82.6 |  | 1.28 | 1.34 | [6 empty] | 4.4 | 2000 | 133.333 | 15 | 6 | 0.9745 | 3000 | 80 |  |  |  | NO | NO | NO | [8 empty] | 2018-11-02 | NO | NO | NO | [6 empty] | AC | [7 empty] | NO
PR4AQ2HG | Davidson Industry, LLC | Enovo | eNOVOT8/XLUB/14K(3500K) | Linear Replacement Lamp | T8 Four-Foot | Dual Mode Internal Driver (UL Type A and Type B) |  | standard | NO | [10 empty] | 2016-09-22 | Not Dimmable | Not Dimmable | NO |  | LLLATR | [25 empty] | 4.4 | 1804 | 124.41 | 14.5 | 9.44 | 0.909 | 3500 | 81.3 |  |  |  | NO | NO | NO | 2018-05-02 | 4.3 |  | standard |  |  |  |  | 2018-11-02 | NO | NO | NO | [6 empty] | AC | [7 empty] | NO
PK9D2ZDN | Davidson Industry, LLC | Enovo | eNOVOT8/XLUA/14K(4500K) | Linear Replacement Lamp | T8 Four-Foot | Replacement Lamps (plug and play) (UL Type A) |  | standard | NO | [10 empty] | 2016-09-22 | Not Dimmable | Not Dimmable | NO |  | LLLATS | [25 empty] | 4.4 | 1835 | 125.71 | 14.6 | 14.69 | 0.9037 | 4500 | 83 |  |  |  | NO | NO | NO | 2018-05-02 | 4.3 |  | standard |  |  |  |  | 2018-11-02 | NO | NO | NO | [6 empty] | AC | [7 empty] | NO
P3SGCQBR | Goodlite Products Inc | GOODLITE PRODUCTS | G-83460 | Linear Replacement Lamp | T8 Four-Foot | Replacement Lamps (plug and play) (UL Type A) |  | standard | YES |  | 2267.8 | 118.93 | 19.07 | 6.71 | 0.9773 | 2931 | 82.3 | 5 | 50000 | 2016-09-22 | Not Dimmable | Not Dimmable | NO |  | JJJMBM | [15 empty] | 89.9 |  | 1.3 | 1.4 | [6 empty] | 4.4 | 2200 | 122 | 18 | 7 | 0.9 | 3000 | 80 |  |  |  | NO | NO | NO | 2018-05-02 | 4.3 |  | standard |  |  |  |  | 2018-11-02 | NO | NO | NO | [6 empty] | AC | [7 empty] | NO
PFYYVH32 | Goodlite Products Inc | GOODLITE PRODUCTS | G-83463 | Linear Replacement Lamp | T8 Four-Foot | Replacement Lamps (plug and play) (UL Type A) |  | standard | NO | [10 empty] | 2016-09-22 | Not Dimmable | Not Dimmable | NO |  | JJJMBM | [25 empty] | 4.4 | 2300 | 128 | 18 | 7 | 0.9 | 5000 | 80 |  |  |  | NO | NO | NO | 2018-05-02 | 4.3 |  | standard |  |  |  |  | 2018-11-02 | NO | NO | NO | [6 empty] | AC | [7 empty] | NO
PCATVZCG | Davidson Industry, LLC | Enovo | eNOVOT8/XLUB/14K(5000K) | Linear Replacement Lamp | T8 Four-Foot | Dual Mode Internal Driver (UL Type A and Type B) |  | standard | NO | [10 empty] | 2016-09-22 | Not Dimmable | Not Dimmable | NO |  | LLLATR | [25 empty] | 4.4 | 1831 | 126.54 | 14.47 | 9.58 | 0.907 | 5000 | 83.8 |  |  |  | NO | NO | NO | 2018-05-02 | 4.3 |  | standard |  |  |  |  | 2018-11-02 | NO | NO | NO | [6 empty] | AC | [7 empty] | NO
PZ96MQD8 | Davidson Industry, LLC | Enovo | eNOVOT8/XLUA/14K(3500K) | Linear Replacement Lamp | T8 Four-Foot | Replacement Lamps (plug and play) (UL Type A) |  | standard | NO | [10 empty] | 2016-09-22 | Not Dimmable | Not Dimmable | NO |  | LLLATS | [25 empty] | 4.4 | 1782 | 122.11 | 14.6 | 14.69 | 0.9037 | 3500 | 83 |  |  |  | NO | NO | NO | 2018-05-02 | 4.3 |  | standard |  |  |  |  | 2018-11-02 | NO | NO | NO | [6 empty] | AC | [7 empty] | NO
P11G3XWM | Goodlite Products Inc | GOODLITE PRODUCTS | G-83461 | Linear Replacement Lamp | T8 Four-Foot | Replacement Lamps (plug and play) (UL Type A) |  | standard | NO | [10 empty] | 2016-09-22 | Not Dimmable | Not Dimmable | NO |  | JJJMBM | [25 empty] | 4.4 | 2200 | 122 | 18 | 7 | 0.9 | 3500 | 80 |  |  |  | NO | NO | NO | 2018-05-02 | 4.3 |  | standard |  |  |  |  | 2018-11-02 | NO | NO | NO | [6 empty] | AC | [7 empty] | NO
PVBC6ZQN | Goodlite Products Inc | GOODLITE PRODUCTS | G-83462 | Linear Replacement Lamp | T8 Four-Foot | Replacement Lamps (plug and play) (UL Type A) |  | standard | NO | [10 empty] | 2016-09-22 | Not Dimmable | Not Dimmable | NO |  | JJJMBM | [25 empty] | 4.4 | 2200 | 122 | 18 | 7 | 0.9 | 4000 | 80 |  |  |  | NO | NO | NO | 2018-05-02 | 4.3 |  | standard |  |  |  |  | 2018-11-02 | NO | NO | NO | [6 empty] | AC | [7 empty] | NO
PYHA1FCV | Davidson Industry, LLC | Enovo | eNOVOT8/XLUA/14K(3000K) | Linear Replacement Lamp | T8 Four-Foot | Replacement Lamps (plug and play) (UL Type A) |  | standard | YES |  | 1745 | 118.79 | 14.69 | 14.69 | 0.9037 | 2943 | 83 | 5 | 50000 | 2016-09-22 | Not Dimmable | Not Dimmable | NO |  | LLLATS | [15 empty] | 85.2 |  | 1.22 | 1.3 | [6 empty] | 4.4 | 1756 | 120.44 | 14.58 | 14.69 | 0.9037 | 3000 | 83 |  |  |  | NO | NO | NO | 2018-05-02 | 4.3 |  | standard |  |  |  |  | 2018-11-02 | NO | NO | NO | [6 empty] | AC | [7 empty] | NO
PA9CPZNQ | Optimal LED | OPTIMALLED | 8813NX1510W30AGFD-101 | Linear Replacement Lamp | T8 Four-Foot | Dual Mode Internal Driver (UL Type A and Type B) |  | standard | YES |  | 2172 | 133.25 | 16.3 | 6.91 | 0.9572 | 3012 | 81.8 | 5 | 50000 | 2016-09-19 | Not Yet Verified | Not Yet Verified | NotYetVerified | Product updated on 12/13/2017 | KKKZGV | [15 empty] | 90 |  | 1.16 | 1.38 | [6 empty] | 4.4 | 2172 | 133 | 16.3 | 20 | 0.9 | 3000 | 83 |  |  |  | NO | NO | NO | 2018-05-02 | 4.3 |  | standard |  |  |  |  | 2018-11-02 | NO | NO | NO | [6 empty] | AC | [7 empty] | NO
P1JX5MNJ | Optimal LED | OPTIMALLED | 8813NX1510W50AGCD-101 | Linear Replacement Lamp | T8 Four-Foot | Dual Mode Internal Driver (UL Type A and Type B) |  | standard | NO | [10 empty] | 2016-09-19 | Not Yet Verified | Not Yet Verified | NotYetVerified | Product updated on 12/13/2017 | KKKZGV | [25 empty] | 4.4 | 2172 | 133 | 16.3 | 20 | 0.9 | 5000 | 83 |  |  |  | NO | NO | NO | 2018-05-02 | 4.3 |  | standard |  |  |  |  | 2018-11-02 | NO | NO | NO | [6 empty] | AC | [7 empty] | NO
PVYMRSY5 | Optimal LED | OPTIMALLED | 8813NX1510W50AGFD-101 | Linear Replacement Lamp | T8 Four-Foot | Dual Mode Internal Driver (UL Type A and Type B) |  | standard | NO | [10 empty] | 2016-09-19 | Not Yet Verified | Not Yet Verified | NotYetVerified | Product updated on 12/13/2017 | KKKZGV | [25 empty] | 4.4 | 2172 | 133 | 16.3 | 20 | 0.9 | 5000 | 83 |  |  |  | NO | NO | NO | 2018-05-02 | 4.3 |  | standard |  |  |  |  | 2018-11-02 | NO | NO | NO | [6 empty] | AC | [7 empty] | NO
PYDSWQS2 | Optimal LED | OPTIMALLED | 9313NX1621W40AGCO | Linear Replacement Lamp | T8 Four-Foot | Replacement Lamps (plug and play) (UL Type A) |  | standard | NO | [10 empty] | 2016-09-19 | Not Dimmable | Not Dimmable | NotYetVerified | Product updated on 5/20/2017 | KKKZGY | [25 empty] | 4.4 | 2300 | 142 | 16.2 | 11.28 | 0.9057 | 4000 | 81.6 |  |  |  | NO | NO | NO | 2018-05-02 | 4.3 |  | standard |  |  |  |  | 2018-11-02 | NO | NO | NO | [6 empty] | AC | [7 empty] | NO
PU48SWR1 | Optimal LED | OPTIMALLED | 8813NX1510W40AGFD-101 | Linear Replacement Lamp | T8 Four-Foot | Dual Mode Internal Driver (UL Type A and Type B) |  | standard | NO | [10 empty] | 2016-09-19 | Not Yet Verified | Not Yet Verified | NotYetVerified | Product updated on 12/13/2017 | KKKZGV | [25 empty] | 4.4 | 2172 | 133 | 16.3 | 20 | 0.9 | 4000 | 83 |  |  |  | NO | NO | NO | 2018-05-02 | 4.3 |  | standard |  |  |  |  | 2018-11-02 | NO | NO | NO | [6 empty] | AC | [7 empty] | NO
PSBJ9YFJ | Great Lakes Electric LLC | GLE | GLE-T8-16W-1200PB | Linear Replacement Lamp | T8 Four-Foot | Dual Mode Internal Driver (UL Type A and Type B) |  | standard | NO | [10 empty] | 2016-09-19 | Not Dimmable | Not Dimmable | NotYetVerified |  | JJJMBI | [25 empty] | 4.4 | 2160 | 120 | 18 | 7.63 | 0.9 | 3500 | 80 |  |  |  | NO | NO | NO | 2018-05-02 | 4.3 |  | standard |  |  |  |  | 2018-11-02 | NO | NO | NO | [6 empty] | AC | [7 empty] | NO
PVEMD2U6 | Optimal LED | OPTIMALLED | 9313NX1621W30AGCO | Linear Replacement Lamp | T8 Four-Foot | Replacement Lamps (plug and play) (UL Type A) |  | standard | NO | [10 empty] | 2016-09-19 | Not Dimmable | Not Dimmable | NotYetVerified | Product updated on 5/20/2017 | KKKZGY | [25 empty] | 4.4 | 2300 | 142 | 16.2 | 11.28 | 0.9057 | 3000 | 81.6 |  |  |  | NO | NO | NO | 2018-05-02 | 4.3 |  | standard |  |  |  |  | 2018-11-02 | NO | NO | NO | [6 empty] | AC | [7 empty] | NO
PXDNPCKQ | Optimal LED | OPTIMALLED | 9313NX1621W30AMFO | Linear Replacement Lamp | T8 Four-Foot | Replacement Lamps (plug and play) (UL Type A) |  | standard | YES |  | 2112 | 130.77 | 16.15 | 7.36 | 0.9551 | 2982 | 81.2 | 5 | 50000 | 2016-09-19 | Not Dimmable | Not Dimmable | NotYetVerified | Product updated on 5/20/2017 | KKKZGY | [15 empty] | 84.5 |  | 1.25 | 1.21 | [6 empty] | 4.4 | 2112 | 130.77 | 16.15 | 20 | 0.9 | 3000 | 81.8 |  |  |  | NO | NO | NO | 2018-05-02 | 4.3 |  | standard |  |  |  |  | 2018-11-02 | NO | NO | NO | [6 empty] | AC | [7 empty] | NO
PVH1JJJZ | Optimal LED | OPTIMALLED | 9313NX1621W50AGCO | Linear Replacement Lamp | T8 Four-Foot | Replacement Lamps (plug and play) (UL Type A) |  | standard | NO | [10 empty] | 2016-09-19 | Not Dimmable | Not Dimmable | NotYetVerified | Product updated on 5/20/2017 | KKKZGY | [25 empty] | 4.4 | 2300 | 142 | 16.2 | 11.28 | 0.9048 | 5000 | 81.6 |  |  |  | NO | NO | NO | 2018-05-02 | 4.3 |  | standard |  |  |  |  | 2018-11-02 | NO | NO | NO | [6 empty] | AC | [7 empty] | NO
P71Y2T98 | Great Lakes Electric LLC | GLE | GLE-T8-20W-1200PN | Linear Replacement Lamp | T8 Four-Foot | Dual Mode Internal Driver (UL Type A and Type B) |  | standard | NO | [10 empty] | 2016-09-19 | Not Dimmable | Not Dimmable | NotYetVerified |  | JJJMBJ | [25 empty] | 4.4 | 2400 | 120 | 20 | 5.79 | 0.9 | 4000 | 80 |  |  |  | NO | NO | NO | 2018-05-02 | 4.3 |  | standard |  |  |  |  | 2018-11-02 | NO | NO | NO | [6 empty] | AC | [7 empty] | NO
P8US9SXM | Great Lakes Electric LLC | GLE | GLE-T8-20W-1200PH | Linear Replacement Lamp | T8 Four-Foot | Dual Mode Internal Driver (UL Type A and Type B) |  | standard | NO | [10 empty] | 2016-09-19 | Not Dimmable | Not Dimmable | NotYetVerified |  | JJJMBJ | [25 empty] | 4.4 | 2400 | 120 | 20 | 5.79 | 0.9 | 4500 | 80 |  |  |  | NO | NO | NO | 2018-05-02 | 4.3 |  | standard |  |  |  |  | 2018-11-02 | NO | NO | NO | [6 empty] | AC | [7 empty] | NO
PBCSZCQ3 | Great Lakes Electric LLC | GLE | GLE-T8-16W-1200PD | Linear Replacement Lamp | T8 Four-Foot | Dual Mode Internal Driver (UL Type A and Type B) |  | standard | NO | [10 empty] | 2016-09-19 | Not Dimmable | Not Dimmable | NotYetVerified |  | JJJMBI | [25 empty] | 4.4 | 2160 | 120 | 18 | 7.63 | 0.9 | 5000 | 80 |  |  |  | NO | NO | NO | 2018-05-02 | 4.3 |  | standard |  |  |  |  | 2018-11-02 | NO | NO | NO | [6 empty] | AC | [7 empty] | NO
PH4XHDH9 | Optimal LED | OPTIMALLED | 8813nx1510w27amfd | Linear Replacement Lamp | T8 Four-Foot | Dual Mode Internal Driver (UL Type A and Type B) |  | standard | YES |  | 1929 | 109 | 17.7 | 17.9 | 0.9557 | 2655 | 81.6 | 5 | 50000 | 2016-09-19 | Not Yet Verified | Not Yet Verified | NotYetVerified | Lastx represents either s for single-end power input or T for double-end inputs; Product de-listed on 4/1/2017, re-listed on 4/28/2017 due to allowances requirements change | KKKZGV | [15 empty] | 84.9 |  | 1.25 | 1.4 | [6 empty] | 4.4 | 2040 | 120 | 17.7 | 20 | 0.9 | 2700 | 83 |  |  |  | NO | YES | NO | 2018-05-02 | 4.3 |  | standard |  |  |  |  | 2018-11-02 | NO | NO | NO | [6 empty] | AC | [7 empty] | NO
PH6XDQ42 | Optimal LED | OPTIMALLED | 9313NX1621W40AMFO | Linear Replacement Lamp | T8 Four-Foot | Replacement Lamps (plug and play) (UL Type A) |  | standard | NO | [10 empty] | 2016-09-19 | Not Dimmable | Not Dimmable | NotYetVerified | Product updated on 5/20/2017 | KKKZGY | [25 empty] | 4.4 | 2112 | 130.77 | 16.15 | 20 | 0.9 | 4000 | 81.8 |  |  |  | NO | NO | NO | 2018-05-02 | 4.3 |  | standard |  |  |  |  | 2018-11-02 | NO | NO | NO | [6 empty] | AC | [7 empty] | NO
P58P15ZN | Great Lakes Electric LLC | GLE | GLE-T8-16W-1200PW | Linear Replacement Lamp | T8 Four-Foot | Dual Mode Internal Driver (UL Type A and Type B) |  | standard | YES |  | 2034.7 | 114.76 | 17.73 | 7.63 | 0.9727 | 2884 | 81.9 | 5 | 50000 | 2016-09-19 | Not Dimmable | Not Dimmable | NotYetVerified |  | JJJMBI | [15 empty] | 84.2 |  | 1.24 | 1.42 | [6 empty] | 4.4 | 2160 | 120 | 18 | 7.63 | 0.9 | 3000 | 80 |  |  |  | NO | NO | NO | 2018-05-02 | 4.3 |  | standard |  |  |  |  | 2018-11-02 | NO | NO | NO | [6 empty] | AC | [7 empty] | NO
PKVR4HRE | Optimal LED | OPTIMALLED | 8813NX1510W30AGCD-101 | Linear Replacement Lamp | T8 Four-Foot | Dual Mode Internal Driver (UL Type A and Type B) |  | standard | NO | [10 empty] | 2016-09-19 | Not Yet Verified | Not Yet Verified | NotYetVerified | Product updated on 12/13/2017 | KKKZGV | [25 empty] | 4.4 | 2172 | 133 | 16.3 | 20 | 0.9 | 3000 | 83 |  |  |  | NO | NO | NO | 2018-05-02 | 4.3 |  | standard |  |  |  |  | 2018-11-02 | NO | NO | NO | [6 empty] | AC | [7 empty] | NO
PVWTA4ST | Optimal LED | OPTIMALLED | 8813NX1510W40AGCD-101 | Linear Replacement Lamp | T8 Four-Foot | Dual Mode Internal Driver (UL Type A and Type B) |  | standard | NO | [10 empty] | 2016-09-19 | Not Yet Verified | Not Yet Verified | NotYetVerified | Product updated on 12/13/2017 | KKKZGV | [25 empty] | 4.4 | 2172 | 133 | 16.3 | 20 | 0.9 | 4000 | 83 |  |  |  | NO | NO | NO | 2018-05-02 | 4.3 |  | standard |  |  |  |  | 2018-11-02 | NO | NO | NO | [6 empty] | AC | [7 empty] | NO
PXESHUBS | Optimal LED | OPTIMALLED | 9313NX1621W50AMFO | Linear Replacement Lamp | T8 Four-Foot | Replacement Lamps (plug and play) (UL Type A) |  | standard | NO | [10 empty] | 2016-09-19 | Not Dimmable | Not Dimmable | NotYetVerified | Product updated on 5/20/2017 | KKKZGY | [25 empty] | 4.4 | 2112 | 130.77 | 16.15 | 20 | 0.9 | 5000 | 80.7 |  |  |  | NO | NO | NO | 2018-05-02 | 4.3 |  | standard |  |  |  |  | 2018-11-02 | NO | NO | NO | [6 empty] | AC | [7 empty] | NO
PBXS7H3C | Great Lakes Electric LLC | GLE | GLE-T8-16W-1200PH | Linear Replacement Lamp | T8 Four-Foot | Dual Mode Internal Driver (UL Type A and Type B) |  | standard | NO | [10 empty] | 2016-09-19 | Not Dimmable | Not Dimmable | NotYetVerified |  | JJJMBI | [25 empty] | 4.4 | 2160 | 120 | 18 | 7.63 | 0.9 | 4500 | 80 |  |  |  | NO | NO | NO | 2018-05-02 | 4.3 |  | standard |  |  |  |  | 2018-11-02 | NO | NO | NO | [6 empty] | AC | [7 empty] | NO
PZ9V7XXA | Great Lakes Electric LLC | GLE | GLE-T8-20W-1200PD | Linear Replacement Lamp | T8 Four-Foot | Dual Mode Internal Driver (UL Type A and Type B) |  | standard | NO | [10 empty] | 2016-09-19 | Not Dimmable | Not Dimmable | NotYetVerified |  | JJJMBJ | [25 empty] | 4.4 | 2400 | 120 | 20 | 5.79 | 0.9 | 5000 | 80 |  |  |  | NO | NO | NO | 2018-05-02 | 4.3 |  | standard |  |  |  |  | 2018-11-02 | NO | NO | NO | [6 empty] | AC | [7 empty] | NO
P42GCUFM | Great Lakes Electric LLC | GLE | GLE-T8-20W-1200PW | Linear Replacement Lamp | T8 Four-Foot | Dual Mode Internal Driver (UL Type A and Type B) |  | standard | YES |  | 2395 | 114.8 | 20.86 | 5.79 | 0.9799 | 2887 | 81.9 | 5 | 50000 | 2016-09-19 | Not Dimmable | Not Dimmable | NotYetVerified | Product updated 9/21/2016 | JJJMBJ | [15 empty] | 84.7 |  | 1.22 | 1.38 | [6 empty] | 4.4 | 2600 | 130 | 20 | 5.79 | 0.9 | 3000 | 80 |  |  |  | NO | NO | NO | 2018-05-02 | 4.3 |  | standard |  |  |  |  | 2018-11-02 | NO | NO | NO | [6 empty] | AC | [7 empty] | NO
P1AYBFD4 | Great Lakes Electric LLC | GLE | GLE-T8-20W-1200PB | Linear Replacement Lamp | T8 Four-Foot | Dual Mode Internal Driver (UL Type A and Type B) |  | standard | NO | [10 empty] | 2016-09-19 | Not Dimmable | Not Dimmable | NotYetVerified | Product updated 9/21/2016 | JJJMBJ | [25 empty] | 4.4 | 2600 | 130 | 20 | 5.79 | 0.9 | 3500 | 80 |  |  |  | NO | NO | NO | 2018-05-02 | 4.3 |  | standard |  |  |  |  | 2018-11-02 | NO | NO | NO | [6 empty] | AC | [7 empty] | NO
P721UJ4F | Great Lakes Electric LLC | GLE | GLE-T8-16W-1200PN | Linear Replacement Lamp | T8 Four-Foot | Dual Mode Internal Driver (UL Type A and Type B) |  | standard | NO | [10 empty] | 2016-09-19 | Not Dimmable | Not Dimmable | NotYetVerified |  | JJJMBI | [25 empty] | 4.4 | 2160 | 120 | 18 | 7.63 | 0.9 | 4000 | 80 |  |  |  | NO | NO | NO | 2018-05-02 | 4.3 |  | standard |  |  |  |  | 2018-11-02 | NO | NO | NO | [6 empty] | AC | [7 empty] | NO
PNMN8E62 | Illumalite Industries, LLC | Astrolite LED | AL08J02-50H1 | Linear Replacement Lamp | T8 Four-Foot | Replacement Lamps (plug and play) (UL Type A) |  | standard | NO | [10 empty] | 2016-09-16 | Not Dimmable | Not Dimmable | NO |  | DDDIES | [25 empty] | 4.4 | 2300 | 128 | 18 | 7 | 0.9 | 5000 | 80 |  |  |  | NO | NO | NO | 2018-05-02 | 4.3 |  | standard |  |  |  |  | 2018-11-02 | NO | NO | NO | [6 empty] | AC | [7 empty] | NO
P2P3YRYF | Illumalite Industries, LLC | Astrolite LED | AL08J02-30H1 | Linear Replacement Lamp | T8 Four-Foot | Replacement Lamps (plug and play) (UL Type A) |  | standard | YES |  | 2267.8 | 118.93 | 19.07 | 6.71 | 0.9773 | 2931 | 82.3 | 5 | 50000 | 2016-09-16 | Not Dimmable | Not Dimmable | NO |  | DDDIES | [15 empty] | 89.9 |  | 1.3 | 1.4 | [6 empty] | 4.4 | 2200 | 122 | 18 | 7 | 0.9 | 3000 | 80 |  |  |  | NO | NO | NO | 2018-05-02 | 4.3 |  | standard |  |  |  |  | 2018-11-02 | NO | NO | NO | [6 empty] | AC | [7 empty] | NO
PR4Q73KM | Illumalite Industries, LLC | Astrolite LED | AL08J02-35H1 | Linear Replacement Lamp | T8 Four-Foot | Replacement Lamps (plug and play) (UL Type A) |  | standard | NO | [10 empty] | 2016-09-16 | Not Dimmable | Not Dimmable | NO |  | DDDIES | [25 empty] | 4.4 | 2200 | 122 | 18 | 7 | 0.9 | 3500 | 80 |  |  |  | NO | NO | NO | 2018-05-02 | 4.3 |  | standard |  |  |  |  | 2018-11-02 | NO | NO | NO | [6 empty] | AC | [7 empty] | NO
P6R1BCZZ | Illumalite Industries, LLC | Astrolite LED | AL08J02-40H1 | Linear Replacement Lamp | T8 Four-Foot | Replacement Lamps (plug and play) (UL Type A) |  | standard | NO | [10 empty] | 2016-09-16 | Not Dimmable | Not Dimmable | NO |  | DDDIES | [25 empty] | 4.4 | 2200 | 122 | 18 | 7 | 0.9 | 4000 | 80 |  |  |  | NO | NO | NO | 2018-05-02 | 4.3 |  | standard |  |  |  |  | 2018-11-02 | NO | NO | NO | [6 empty] | AC | [7 empty] | NO
PWMJHG3J | Illumalite Industries, LLC | Astrolite LED | AL08J02-45H1 | Linear Replacement Lamp | T8 Four-Foot | Replacement Lamps (plug and play) (UL Type A) |  | standard | NO | [10 empty] | 2016-09-16 | Not Dimmable | Not Dimmable | NO |  | DDDIES | [25 empty] | 4.4 | 2200 | 122 | 18 | 7 | 0.9 | 4500 | 80 |  |  |  | NO | NO | NO | 2018-05-02 | 4.3 |  | standard |  |  |  |  | 2018-11-02 | NO | NO | NO | [6 empty] | AC | [7 empty] | NO
PHQVJSMT | Canada GL lighting technology Inc | GL | GLT8F4-20WB-50MF | Linear Replacement Lamp | T8 Four-Foot | Replacement Lamps (plug and play) (UL Type A) |  | standard | NO | [10 empty] | 2016-09-14 | Not Dimmable | Not Dimmable | NO |  | FFFHDF | [25 empty] | 4.4 | 2631 | 120.63 | 21.81 | 6.39 | 0.9093 | 5000 | 84 |  |  |  | NO | NO | NO | 2018-05-02 | 4.3 |  | standard |  |  |  |  | 2018-11-02 | NO | NO | NO | [6 empty] | AC | [7 empty] | NO
PA5HN5Z7 | Parth I Inc, dba midwest circuits | Midwest circuits | MC-T8-4-20WB-40MF | Linear Replacement Lamp | T8 Four-Foot | Dual Mode Internal Driver (UL Type A and Type B) |  | standard | NO | [10 empty] | 2016-09-13 | Not Dimmable | Not Dimmable | NotYetVerified | Product updated 9/21/2016 | VVVVML | [25 empty] | 4.4 | 2600 | 130 | 20 | 5.79 | 0.9 | 4000 | 80 |  |  |  | NO | NO | NO | 2018-05-02 | 4.3 |  | standard |  |  |  |  | 2018-11-02 | NO | NO | NO | [6 empty] | AC | [7 empty] | NO
PNPFAZ5Z | Parth I Inc, dba midwest circuits | Midwest circuits | MC-T8-4-18WB-40CF | Linear Replacement Lamp | T8 Four-Foot | Dual Mode Internal Driver (UL Type A and Type B) |  | standard | NO | [10 empty] | 2016-09-13 | Not Dimmable | Not Dimmable | NotYetVerified |  | VVVVMK | [25 empty] | 4.4 | 2340 | 130 | 18 | 7.7 | 0.9 | 4000 | 80 |  |  |  | NO | NO | NO | 2018-05-02 | 4.3 |  | standard |  |  |  |  | 2018-11-02 | NO | NO | NO | [6 empty] | AC | [7 empty] | NO
PWN1VWDH | Parth I Inc, dba midwest circuits | Midwest circuits | MC-T8-4-12WB-45MF | Linear Replacement Lamp | T8 Four-Foot | Dual Mode Internal Driver (UL Type A and Type B) |  | standard | NO | [10 empty] | 2016-09-13 | Not Dimmable | Not Dimmable | NotYetVerified |  | VVVVMH | [25 empty] | 4.4 | 1680 | 140 | 12 | 14.16 | 0.9 | 4500 | 80 |  |  |  | NO | NO | NO | 2018-05-02 | 4.3 |  | standard |  |  |  |  | 2018-11-02 | NO | NO | NO | [6 empty] | AC | [7 empty] | NO
P2SW8UEC | Parth I Inc, dba midwest circuits | Midwest circuits | MC-T8-4-20WB-45CF | Linear Replacement Lamp | T8 Four-Foot | Dual Mode Internal Driver (UL Type A and Type B) |  | standard | NO | [10 empty] | 2016-09-13 | Not Dimmable | Not Dimmable | NotYetVerified | Product updated 9/21/2016 | VVVVMM | [25 empty] | 4.4 | 2600 | 130 | 20 | 20 | 0.9 | 4500 | 80 |  |  |  | NO | NO | NO | 2018-05-02 | 4.3 |  | standard |  |  |  |  | 2018-11-02 | NO | NO | NO | [6 empty] | AC | [7 empty] | NO
PGS8CX9Z | Parth I Inc, dba midwest circuits | Midwest circuits | MC-T8-4-20WB-50MF | Linear Replacement Lamp | T8 Four-Foot | Dual Mode Internal Driver (UL Type A and Type B) |  | standard | NO | [10 empty] | 2016-09-13 | Not Dimmable | Not Dimmable | NotYetVerified | Product updated 9/21/2016 | VVVVML | [25 empty] | 4.4 | 2600 | 130 | 20 | 5.79 | 0.9 | 5000 | 80 |  |  |  | NO | NO | NO | 2018-05-02 | 4.3 |  | standard |  |  |  |  | 2018-11-02 | NO | NO | NO | [6 empty] | AC | [7 empty] | NO
P9E8J9TG | LumiRich Co. Ltd | Lumirich | FLC12-3500K-G6-S | Linear Replacement Lamp | T8 Four-Foot | Replacement Lamps (plug and play) (UL Type A) |  | standard | NO | [10 empty] | 2016-09-13 | Not Dimmable | Not Dimmable | NO |  | FFFHCY | [25 empty] | 4.4 | 2245 | 122.67 | 18.3 | 11.95 | 0.96 | 3500 | 83 |  |  |  | NO | NO | NO | 2018-05-02 | 4.3 |  | standard |  |  |  |  | 2018-11-02 | NO | NO | NO | [6 empty] | AC | [7 empty] | NO
PJ1EPCZ6 | LumiRich Co. Ltd | Lumirich | FLC12-4100K-G6-S | Linear Replacement Lamp | T8 Four-Foot | Replacement Lamps (plug and play) (UL Type A) |  | standard | NO | [10 empty] | 2016-09-13 | Not Dimmable | Not Dimmable | NO |  | FFFHCY | [25 empty] | 4.4 | 2245 | 122.67 | 18.3 | 11.95 | 0.96 | 4100 | 84 |  |  |  | NO | NO | NO | 2018-05-02 | 4.3 |  | standard |  |  |  |  | 2018-11-02 | NO | NO | NO | [6 empty] | AC | [7 empty] | NO
PHUQHCM3 | LumiRich Co. Ltd | Lumirich | FLC12-5000K-G6-S | Linear Replacement Lamp | T8 Four-Foot | Replacement Lamps (plug and play) (UL Type A) |  | standard | NO | [10 empty] | 2016-09-13 | Not Dimmable | Not Dimmable | NO |  | FFFHCY | [25 empty] | 4.4 | 2245 | 122.67 | 18.3 | 11.95 | 0.96 | 5000 | 85.1 |  |  |  | NO | NO | NO | 2018-05-02 | 4.3 |  | standard |  |  |  |  | 2018-11-02 | NO | NO | NO | [6 empty] | AC | [7 empty] | NO
PFEHR6PT | Parth I Inc, dba midwest circuits | Midwest circuits | MC-T8-4-18WB-35MF | Linear Replacement Lamp | T8 Four-Foot | Dual Mode Internal Driver (UL Type A and Type B) |  | standard | NO | [10 empty] | 2016-09-13 | Not Dimmable | Not Dimmable | NotYetVerified |  | VVVVMJ | [25 empty] | 4.4 | 2160 | 120 | 18 | 7.63 | 0.9 | 3500 | 80 |  |  |  | NO | NO | NO | 2018-05-02 | 4.3 |  | standard |  |  |  |  | 2018-11-02 | NO | NO | NO | [6 empty] | AC | [7 empty] | NO
PFPSXHP1 | Parth I Inc, dba midwest circuits | Midwest circuits | MC-T8-4-12WB-35MF | Linear Replacement Lamp | T8 Four-Foot | Dual Mode Internal Driver (UL Type A and Type B) |  | standard | NO | [10 empty] | 2016-09-13 | Not Dimmable | Not Dimmable | NotYetVerified |  | VVVVMH | [25 empty] | 4.4 | 1620 | 135 | 12 | 14.16 | 0.9 | 3500 | 80 |  |  |  | NO | NO | NO | 2018-05-02 | 4.3 |  | standard |  |  |  |  | 2018-11-02 | NO | NO | NO | [6 empty] | AC | [7 empty] | NO
PFFFHH95 | Parth I Inc, dba midwest circuits | Midwest circuits | MC-T8-4-20WB-50CF | Linear Replacement Lamp | T8 Four-Foot | Dual Mode Internal Driver (UL Type A and Type B) |  | standard | NO | [10 empty] | 2016-09-13 | Not Dimmable | Not Dimmable | NotYetVerified | Product updated 9/21/2016 | VVVVMM | [25 empty] | 4.4 | 2600 | 130 | 20 | 20 | 0.9 | 5000 | 80 |  |  |  | NO | NO | NO | 2018-05-02 | 4.3 |  | standard |  |  |  |  | 2018-11-02 | NO | NO | NO | [6 empty] | AC | [7 empty] | NO
PKYDH5GZ | Parth I Inc, dba midwest circuits | Midwest circuits | MC-T8-4-20WB-35MF | Linear Replacement Lamp | T8 Four-Foot | Dual Mode Internal Driver (UL Type A and Type B) |  | standard | NO | [10 empty] | 2016-09-13 | Not Dimmable | Not Dimmable | NotYetVerified | Product updated 9/21/2016 | VVVVML | [25 empty] | 4.4 | 2600 | 130 | 20 | 5.79 | 0.9 | 3500 | 80 |  |  |  | NO | NO | NO | 2018-05-02 | 4.3 |  | standard |  |  |  |  | 2018-11-02 | NO | NO | NO | [6 empty] | AC | [7 empty] | NO
PMBDZVQZ | Parth I Inc, dba midwest circuits | Midwest circuits | MC-T8-4-20WB-35CF | Linear Replacement Lamp | T8 Four-Foot | Dual Mode Internal Driver (UL Type A and Type B) |  | standard | NO | [10 empty] | 2016-09-13 | Not Dimmable | Not Dimmable | NotYetVerified | Product updated 9/21/2016 | VVVVMM | [25 empty] | 4.4 | 2600 | 130 | 20 | 20 | 0.9 | 3500 | 80 |  |  |  | NO | NO | NO | 2018-05-02 | 4.3 |  | standard |  |  |  |  | 2018-11-02 | NO | NO | NO | [6 empty] | AC | [7 empty] | NO
P84J3VSC | Parth I Inc, dba midwest circuits | Midwest circuits | MC-T8-4-12WB-40MF | Linear Replacement Lamp | T8 Four-Foot | Dual Mode Internal Driver (UL Type A and Type B) |  | standard | NO | [10 empty] | 2016-09-13 | Not Dimmable | Not Dimmable | NotYetVerified |  | VVVVMH | [25 empty] | 4.4 | 1680 | 140 | 12 | 14.16 | 0.9 | 4000 | 80 |  |  |  | NO | NO | NO | 2018-05-02 | 4.3 |  | standard |  |  |  |  | 2018-11-02 | NO | NO | NO | [6 empty] | AC | [7 empty] | NO
PN8R4RES | Parth I Inc, dba midwest circuits | Midwest circuits | MC-T8-4-20WB-40CF | Linear Replacement Lamp | T8 Four-Foot | Dual Mode Internal Driver (UL Type A and Type B) |  | standard | NO | [10 empty] | 2016-09-13 | Not Dimmable | Not Dimmable | NotYetVerified | Product updated 9/21/2016 | VVVVMM | [25 empty] | 4.4 | 2600 | 130 | 20 | 20 | 0.9 | 4000 | 80 |  |  |  | NO | NO | NO | 2018-05-02 | 4.3 |  | standard |  |  |  |  | 2018-11-02 | NO | NO | NO | [6 empty] | AC | [7 empty] | NO
PVVYDXFK | Parth I Inc, dba midwest circuits | Midwest circuits | MC-T8-4-12WB-45CF | Linear Replacement Lamp | T8 Four-Foot | Dual Mode Internal Driver (UL Type A and Type B) |  | standard | NO | [10 empty] | 2016-09-13 | Not Dimmable | Not Dimmable | NotYetVerified |  | VVVVMI | [25 empty] | 4.4 | 1800 | 150 | 12 | 11.66 | 0.9 | 4500 | 80 |  |  |  | NO | NO | NO | 2018-05-02 | 4.3 |  | standard |  |  |  |  | 2018-11-02 | NO | NO | NO | [6 empty] | AC | [7 empty] | NO
PHFFK7DD | Parth I Inc, dba midwest circuits | Midwest circuits | MC-T8-4-12WB-50CF | Linear Replacement Lamp | T8 Four-Foot | Dual Mode Internal Driver (UL Type A and Type B) |  | standard | NO | [10 empty] | 2016-09-13 | Not Dimmable | Not Dimmable | NotYetVerified |  | VVVVMI | [25 empty] | 4.4 | 1800 | 150 | 12 | 11.66 | 0.9 | 5000 | 80 |  |  |  | NO | NO | NO | 2018-05-02 | 4.3 |  | standard |  |  |  |  | 2018-11-02 | NO | NO | NO | [6 empty] | AC | [7 empty] | NO
P6FMR8SW | Parth I Inc, dba midwest circuits | Midwest circuits | MC-T8-4-12WB-50MF | Linear Replacement Lamp | T8 Four-Foot | Dual Mode Internal Driver (UL Type A and Type B) |  | standard | NO | [10 empty] | 2016-09-13 | Not Dimmable | Not Dimmable | NotYetVerified |  | VVVVMH | [25 empty] | 4.4 | 1680 | 140 | 12 | 14.16 | 0.9 | 5000 | 80 |  |  |  | NO | NO | NO | 2018-05-02 | 4.3 |  | standard |  |  |  |  | 2018-11-02 | NO | NO | NO | [6 empty] | AC | [7 empty] | NO
P45PRTE7 | Parth I Inc, dba midwest circuits | Midwest circuits | MC-T8-4-12WB-30CF | Linear Replacement Lamp | T8 Four-Foot | Dual Mode Internal Driver (UL Type A and Type B) |  | standard | YES |  | 1700.7 | 123.07 | 13.82 | 11.66 | 0.9585 | 2877 | 82 | 5 | 50000 | 2016-09-13 | Not Dimmable | Not Dimmable | NotYetVerified |  | VVVVMI | [15 empty] | 88.6 |  | 1.26 | 1.44 | [6 empty] | 4.4 | 1680 | 140 | 12 | 11.66 | 0.9 | 3000 | 80 |  |  |  | NO | NO | NO | 2018-05-02 | 4.3 |  | standard |  |  |  |  | 2018-11-02 | NO | NO | NO | [6 empty] | AC | [7 empty] | NO
PTGVNFG4 | Parth I Inc, dba midwest circuits | Midwest circuits | MC-T8-4-12WB-35CF | Linear Replacement Lamp | T8 Four-Foot | Dual Mode Internal Driver (UL Type A and Type B) |  | standard | NO | [10 empty] | 2016-09-13 | Not Dimmable | Not Dimmable | NotYetVerified |  | VVVVMI | [25 empty] | 4.4 | 1680 | 140 | 12 | 11.66 | 0.9 | 3500 | 80 |  |  |  | NO | NO | NO | 2018-05-02 | 4.3 |  | standard |  |  |  |  | 2018-11-02 | NO | NO | NO | [6 empty] | AC | [7 empty] | NO
PF43E6PJ | Parth I Inc, dba midwest circuits | Midwest circuits | MC-T8-4-18WB-40MF | Linear Replacement Lamp | T8 Four-Foot | Dual Mode Internal Driver (UL Type A and Type B) |  | standard | NO | [10 empty] | 2016-09-13 | Not Dimmable | Not Dimmable | NotYetVerified |  | VVVVMJ | [25 empty] | 4.4 | 2160 | 120 | 18 | 7.63 | 0.9 | 4000 | 80 |  |  |  | NO | NO | NO | 2018-05-02 | 4.3 |  | standard |  |  |  |  | 2018-11-02 | NO | NO | NO | [6 empty] | AC | [7 empty] | NO
PBPBJCZP | Parth I Inc, dba midwest circuits | Midwest circuits | MC-T8-4-18WB-50MF | Linear Replacement Lamp | T8 Four-Foot | Dual Mode Internal Driver (UL Type A and Type B) |  | standard | NO | [10 empty] | 2016-09-13 | Not Dimmable | Not Dimmable | NotYetVerified |  | VVVVMJ | [25 empty] | 4.4 | 2160 | 120 | 18 | 7.63 | 0.9 | 5000 | 80 |  |  |  | NO | NO | NO | 2018-05-02 | 4.3 |  | standard |  |  |  |  | 2018-11-02 | NO | NO | NO | [6 empty] | AC | [7 empty] | NO
P1GF4ZEC | Parth I Inc, dba midwest circuits | Midwest circuits | MC-T8-4-18WB-50CF | Linear Replacement Lamp | T8 Four-Foot | Dual Mode Internal Driver (UL Type A and Type B) |  | standard | NO | [10 empty] | 2016-09-13 | Not Dimmable | Not Dimmable | NotYetVerified |  | VVVVMK | [25 empty] | 4.4 | 2340 | 130 | 18 | 7.7 | 0.9 | 5000 | 80 |  |  |  | NO | NO | NO | 2018-05-02 | 4.3 |  | standard |  |  |  |  | 2018-11-02 | NO | NO | NO | [6 empty] | AC | [7 empty] | NO
P48KJZ1P | Parth I Inc, dba midwest circuits | Midwest circuits | MC-T8-4-12WB-30MF | Linear Replacement Lamp | T8 Four-Foot | Dual Mode Internal Driver (UL Type A and Type B) |  | standard | YES |  | 1572.9 | 112.36 | 14 | 14.16 | 0.9756 | 2900 | 83.8 | 5 | 50000 | 2016-09-13 | Not Dimmable | Not Dimmable | NotYetVerified |  | VVVVMH | [15 empty] | 84.5 |  | 1.24 | 1.42 | [6 empty] | 4.4 | 1620 | 135 | 12 | 14.16 | 0.9 | 3000 | 80 |  |  |  | NO | NO | NO | 2018-05-02 | 4.3 |  | standard |  |  |  |  | 2018-11-02 | NO | NO | NO | [6 empty] | AC | [7 empty] | NO
PXGXSJ44 | Parth I Inc, dba midwest circuits | Midwest circuits | MC-T8-4-20WB-30MF | Linear Replacement Lamp | T8 Four-Foot | Dual Mode Internal Driver (UL Type A and Type B) |  | standard | YES |  | 2395 | 114.8 | 20.86 | 5.79 | 0.9799 | 2887 | 81.9 | 5 | 50000 | 2016-09-13 | Not Dimmable | Not Dimmable | NotYetVerified | Product updated 9/21/2016 | VVVVML | [15 empty] | 84.7 |  | 1.22 | 1.38 | [6 empty] | 4.4 | 2600 | 130 | 20 | 5.79 | 0.9 | 3000 | 80 |  |  |  | NO | NO | NO | 2018-05-02 | 4.3 |  | standard |  |  |  |  | 2018-11-02 | NO | NO | NO | [6 empty] | AC | [7 empty] | NO
PRQY222C | Parth I Inc, dba midwest circuits | Midwest circuits | MC-T8-4-18WB-35CF | Linear Replacement Lamp | T8 Four-Foot | Dual Mode Internal Driver (UL Type A and Type B) |  | standard | NO | [10 empty] | 2016-09-13 | Not Dimmable | Not Dimmable | NotYetVerified |  | VVVVMK | [25 empty] | 4.4 | 2250 | 125 | 18 | 7.7 | 0.9 | 3500 | 80 |  |  |  | NO | NO | NO | 2018-05-02 | 4.3 |  | standard |  |  |  |  | 2018-11-02 | NO | NO | NO | [6 empty] | AC | [7 empty] | NO
PN9TX4VG | Parth I Inc, dba midwest circuits | Midwest circuits | MC-T8-4-12WB-40CF | Linear Replacement Lamp | T8 Four-Foot | Dual Mode Internal Driver (UL Type A and Type B) |  | standard | NO | [10 empty] | 2016-09-13 | Not Dimmable | Not Dimmable | NotYetVerified |  | VVVVMI | [25 empty] | 4.4 | 1800 | 150 | 12 | 11.66 | 0.9 | 4000 | 80 |  |  |  | NO | NO | NO | 2018-05-02 | 4.3 |  | standard |  |  |  |  | 2018-11-02 | NO | NO | NO | [6 empty] | AC | [7 empty] | NO
PEQE5MKZ | Parth I Inc, dba midwest circuits | Midwest circuits | MC-T8-4-20WB-45MF | Linear Replacement Lamp | T8 Four-Foot | Dual Mode Internal Driver (UL Type A and Type B) |  | standard | NO | [10 empty] | 2016-09-13 | Not Dimmable | Not Dimmable | NotYetVerified | Product updated 9/21/2016 | VVVVML | [25 empty] | 4.4 | 2600 | 130 | 20 | 5.79 | 0.9 | 4500 | 80 |  |  |  | NO | NO | NO | 2018-05-02 | 4.3 |  | standard |  |  |  |  | 2018-11-02 | NO | NO | NO | [6 empty] | AC | [7 empty] | NO
PJZN69WJ | Parth I Inc, dba midwest circuits | Midwest circuits | MC-T8-4-18WB-45MF | Linear Replacement Lamp | T8 Four-Foot | Dual Mode Internal Driver (UL Type A and Type B) |  | standard | NO | [10 empty] | 2016-09-13 | Not Dimmable | Not Dimmable | NotYetVerified |  | VVVVMJ | [25 empty] | 4.4 | 2160 | 120 | 18 | 7.63 | 0.9 | 4500 | 80 |  |  |  | NO | NO | NO | 2018-05-02 | 4.3 |  | standard |  |  |  |  | 2018-11-02 | NO | NO | NO | [6 empty] | AC | [7 empty] | NO
PFAFMU3E | Parth I Inc, dba midwest circuits | Midwest circuits | MC-T8-4-18WB-45CF | Linear Replacement Lamp | T8 Four-Foot | Dual Mode Internal Driver (UL Type A and Type B) |  | standard | NO | [10 empty] | 2016-09-13 | Not Dimmable | Not Dimmable | NotYetVerified |  | VVVVMK | [25 empty] | 4.4 | 2340 | 130 | 18 | 7.7 | 0.9 | 4500 | 80 |  |  |  | NO | NO | NO | 2018-05-02 | 4.3 |  | standard |  |  |  |  | 2018-11-02 | NO | NO | NO | [6 empty] | AC | [7 empty] | NO
PVCR79WQ | LumiRich Co. Ltd | Lumirich | FLC12-3000K-G6-S | Linear Replacement Lamp | T8 Four-Foot | Replacement Lamps (plug and play) (UL Type A) |  | standard | YES |  | 2245 | 122.67 | 18.3 | 11.95 | 0.959 | 3088 | 82.9 | 5 | 50000 | 2016-09-13 | Not Dimmable | Not Dimmable | NO |  | FFFHCY | [15 empty] | 85.1 |  | 1.22 | 1.24 | [6 empty] | 4.4 | 2245 | 122.67 | 18.3 | 11.95 | 0.96 | 3000 | 82.9 |  |  |  | NO | NO | NO | 2018-05-02 | 4.3 |  | standard |  |  |  |  | 2018-11-02 | NO | NO | NO | [6 empty] | AC | [7 empty] | NO
P96NBMFC | Parth I Inc, dba midwest circuits | Midwest circuits | MC-T8-4-18WB-30MF | Linear Replacement Lamp | T8 Four-Foot | Dual Mode Internal Driver (UL Type A and Type B) |  | standard | YES |  | 2034.7 | 114.76 | 17.73 | 7.63 | 0.9727 | 2884 | 81.9 | 5 | 50000 | 2016-09-13 | Not Dimmable | Not Dimmable | NotYetVerified |  | VVVVMJ | [15 empty] | 84.2 |  | 1.24 | 1.42 | [6 empty] | 4.4 | 2160 | 120 | 18 | 7.63 | 0.9 | 3000 | 80 |  |  |  | NO | NO | NO | 2018-05-02 | 4.3 |  | standard |  |  |  |  | 2018-11-02 | NO | NO | NO | [6 empty] | AC | [7 empty] | NO
PDFWSQEQ | Parth I Inc, dba midwest circuits | Midwest circuits | MC-T8-4-18WB-30CF | Linear Replacement Lamp | T8 Four-Foot | Dual Mode Internal Driver (UL Type A and Type B) |  | standard | YES |  | 2195.5 | 123.34 | 17.8 | 7.7 | 0.9727 | 2896 | 81.9 | 5 | 50000 | 2016-09-13 | Not Dimmable | Not Dimmable | NotYetVerified |  | VVVVMK | [15 empty] | 89.3 |  | 1.28 | 1.44 | [6 empty] | 4.4 | 2250 | 125 | 18 | 7.7 | 0.9 | 3000 | 80 |  |  |  | NO | NO | NO | 2018-05-02 | 4.3 |  | standard |  |  |  |  | 2018-11-02 | NO | NO | NO | [6 empty] | AC | [7 empty] | NO
PFUURA56 | Parth I Inc, dba midwest circuits | Midwest circuits | MC-T8-4-20WB-30CF | Linear Replacement Lamp | T8 Four-Foot | Dual Mode Internal Driver (UL Type A and Type B) |  | standard | YES |  | 2589.3 | 124.41 | 20.81 | 5.83 | 0.9791 | 2898 | 81.8 | 5 | 50000 | 2016-09-13 | Not Dimmable | Not Dimmable | NotYetVerified | Product updated 9/21/2016 | VVVVMM | [15 empty] | 88.9 |  | 1.26 | 1.42 | [6 empty] | 4.4 | 2600 | 130 | 20 | 20 | 0.9 | 3000 | 80 |  |  |  | NO | NO | NO | 2018-05-02 | 4.3 |  | standard |  |  |  |  | 2018-11-02 | NO | NO | NO | [6 empty] | AC | [7 empty] | NO
PNBDZHF7 | Shenzhen Dimi Lighting Co.,LTD | Dimi Light | FL-T8-15W1200-BIXF(4000K) | Linear Replacement Lamp | T8 Four-Foot | Dual Mode Internal Driver (UL Type A and Type B) |  | standard | NO | [10 empty] | 2016-09-12 | Not Dimmable | Not Dimmable | NO |  | NNNNYK | [25 empty] | 4.4 | 1679 | 121.75 | 13.79 | 13.44 | 0.91 | 4000 | 81.7 |  |  |  | NO | NO | NO | 2018-05-02 | 4.3 |  | standard |  |  |  |  | 2018-11-02 | NO | NO | NO | [6 empty] | AC | [7 empty] | NO
P53ZPMFT | Shenzhen Dimi Lighting Co.,LTD | Dimi Light | FL-T8-18W1200-BIXF(4500K) | Linear Replacement Lamp | T8 Four-Foot | Dual Mode Internal Driver (UL Type A and Type B) |  | standard | NO | [10 empty] | 2016-09-12 | Not Dimmable | Not Dimmable | NO |  | NNNNYL | [25 empty] | 4.4 | 2047 | 120.13 | 17.04 | 15.05 | 0.9 | 4500 | 81.7 |  |  |  | NO | NO | NO | 2018-05-02 | 4.3 |  | standard |  |  |  |  | 2018-11-02 | NO | NO | NO | [6 empty] | AC | [7 empty] | NO
P6R7W8P6 | Shenzhen Dimi Lighting Co.,LTD | Dimi Light | FL-T8-22W1200-BIXF(4500K) | Linear Replacement Lamp | T8 Four-Foot | Dual Mode Internal Driver (UL Type A and Type B) |  | standard | NO | [10 empty] | 2016-09-12 | Not Dimmable | Not Dimmable | NO |  | NNNNYM | [25 empty] | 4.4 | 2555 | 120.86 | 21.14 | 13.31 | 0.91 | 4500 | 81.8 |  |  |  | NO | NO | NO | 2018-05-02 | 4.3 |  | standard |  |  |  |  | 2018-11-02 | NO | NO | NO | [6 empty] | AC | [7 empty] | NO
PKWK4M8Y | Shenzhen Dimi Lighting Co.,LTD | Dimi Light | FL-T8-18W1200-BIXF(4000K) | Linear Replacement Lamp | T8 Four-Foot | Dual Mode Internal Driver (UL Type A and Type B) |  | standard | NO | [10 empty] | 2016-09-12 | Not Dimmable | Not Dimmable | NO |  | NNNNYL | [25 empty] | 4.4 | 2047 | 120.13 | 17.04 | 15.05 | 0.9 | 4000 | 81.7 |  |  |  | NO | NO | NO | 2018-05-02 | 4.3 |  | standard |  |  |  |  | 2018-11-02 | NO | NO | NO | [6 empty] | AC | [7 empty] | NO
PCER3DKG | Shenzhen Dimi Lighting Co.,LTD | Dimi Light | FL-T8-22W1200-BIXF(3500K) | Linear Replacement Lamp | T8 Four-Foot | Dual Mode Internal Driver (UL Type A and Type B) |  | standard | NO | [10 empty] | 2016-09-12 | Not Dimmable | Not Dimmable | NO |  | NNNNYM | [25 empty] | 4.4 | 2555 | 120.86 | 21.14 | 13.31 | 0.91 | 3500 | 81.8 |  |  |  | NO | NO | NO | 2018-05-02 | 4.3 |  | standard |  |  |  |  | 2018-11-02 | NO | NO | NO | [6 empty] | AC | [7 empty] | NO
P9U6GUA7 | Shenzhen Dimi Lighting Co.,LTD | Dimi Light | FL-T8-22W1200-BIXF(5000K) | Linear Replacement Lamp | T8 Four-Foot | Dual Mode Internal Driver (UL Type A and Type B) |  | standard | NO | [10 empty] | 2016-09-12 | Not Dimmable | Not Dimmable | NO |  | NNNNYM | [25 empty] | 4.4 | 2748 | 129.68 | 21.19 | 13.29 | 0.91 | 5000 | 82.6 |  |  |  | NO | NO | NO | 2018-05-02 | 4.3 |  | standard |  |  |  |  | 2018-11-02 | NO | NO | NO | [6 empty] | AC | [7 empty] | NO
PV82UCJZ | Shenzhen Dimi Lighting Co.,LTD | Dimi Light | FL-T8-15W1200-BIXF(4500K) | Linear Replacement Lamp | T8 Four-Foot | Dual Mode Internal Driver (UL Type A and Type B) |  | standard | NO | [10 empty] | 2016-09-12 | Not Dimmable | Not Dimmable | NO |  | NNNNYK | [25 empty] | 4.4 | 1679 | 121.75 | 13.79 | 13.44 | 0.91 | 4500 | 81.7 |  |  |  | NO | NO | NO | 2018-05-02 | 4.3 |  | standard |  |  |  |  | 2018-11-02 | NO | NO | NO | [6 empty] | AC | [7 empty] | NO
PTFU13KP | Shenzhen Dimi Lighting Co.,LTD | Dimi Light | FL-T8-15W1200-BIXF(5000K) | Linear Replacement Lamp | T8 Four-Foot | Dual Mode Internal Driver (UL Type A and Type B) |  | standard | NO | [10 empty] | 2016-09-12 | Not Dimmable | Not Dimmable | NO |  | NNNNYK | [25 empty] | 4.4 | 1839 | 131.83 | 13.95 | 13.39 | 0.91 | 5000 | 82.3 |  |  |  | NO | NO | NO | 2018-05-02 | 4.3 |  | standard |  |  |  |  | 2018-11-02 | NO | NO | NO | [6 empty] | AC | [7 empty] | NO
PN9PKBAD | Shenzhen Dimi Lighting Co.,LTD | Dimi Light | FL-T8-22W1200-BIXF(3000K) | Linear Replacement Lamp | T8 Four-Foot | Dual Mode Internal Driver (UL Type A and Type B) |  | standard | YES |  | 2555 | 120.86 | 21.11 | 13.31 | 0.9052 | 2969 | 81.8 | 5 | 50000 | 2016-09-12 | Not Dimmable | Not Dimmable | NO |  | NNNNYM | [15 empty] | 88.8 |  | 1.16 | 1.38 | [6 empty] | 4.4 | 2555 | 120.86 | 21.14 | 13.31 | 0.91 | 3000 | 81.8 |  |  |  | NO | NO | NO | 2018-05-02 | 4.3 |  | standard |  |  |  |  | 2018-11-02 | NO | NO | NO | [6 empty] | AC | [7 empty] | NO
PJ4UHRW5 | Shenzhen Dimi Lighting Co.,LTD | Dimi Light | FL-T8-15W1200-BIXF(3000K) | Linear Replacement Lamp | T8 Four-Foot | Dual Mode Internal Driver (UL Type A and Type B) |  | standard | YES |  | 1693 | 119.48 | 14.17 | 13.44 | 0.9064 | 2964 | 81.7 | 5 | 50000 | 2016-09-12 | Not Dimmable | Not Dimmable | NO |  | NNNNYK | [15 empty] | 88.9 |  | 1.16 | 1.4 | [6 empty] | 4.4 | 1679 | 121.75 | 13.79 | 13.44 | 0.91 | 3000 | 81.7 |  |  |  | NO | NO | NO | 2018-05-02 | 4.3 |  | standard |  |  |  |  | 2018-11-02 | NO | NO | NO | [6 empty] | AC | [7 empty] | NO
PA1R4ANA | Shenzhen Dimi Lighting Co.,LTD | Dimi Light | FL-T8-15W1200-BIXF(3500K) | Linear Replacement Lamp | T8 Four-Foot | Dual Mode Internal Driver (UL Type A and Type B) |  | standard | NO | [10 empty] | 2016-09-12 | Not Dimmable | Not Dimmable | NO |  | NNNNYK | [25 empty] | 4.4 | 1679 | 121.75 | 13.79 | 13.44 | 0.91 | 3500 | 81.7 |  |  |  | NO | NO | NO | 2018-05-02 | 4.3 |  | standard |  |  |  |  | 2018-11-02 | NO | NO | NO | [6 empty] | AC | [7 empty] | NO
PR6XDJFQ | Shenzhen Dimi Lighting Co.,LTD | Dimi Light | FL-T8-18W1200-BIXF(3500K) | Linear Replacement Lamp | T8 Four-Foot | Dual Mode Internal Driver (UL Type A and Type B) |  | standard | NO | [10 empty] | 2016-09-12 | Not Dimmable | Not Dimmable | NO |  | NNNNYL | [25 empty] | 4.4 | 2047 | 120.13 | 17.04 | 15.05 | 0.9 | 3500 | 81.7 |  |  |  | NO | NO | NO | 2018-05-02 | 4.3 |  | standard |  |  |  |  | 2018-11-02 | NO | NO | NO | [6 empty] | AC | [7 empty] | NO
PVH7RMZD | Shenzhen Dimi Lighting Co.,LTD | Dimi Light | FL-T8-22W1200-BIXF(4000K) | Linear Replacement Lamp | T8 Four-Foot | Dual Mode Internal Driver (UL Type A and Type B) |  | standard | NO | [10 empty] | 2016-09-12 | Not Dimmable | Not Dimmable | NO |  | NNNNYM | [25 empty] | 4.4 | 2555 | 120.86 | 21.14 | 13.31 | 0.91 | 4000 | 81.8 |  |  |  | NO | NO | NO | 2018-05-02 | 4.3 |  | standard |  |  |  |  | 2018-11-02 | NO | NO | NO | [6 empty] | AC | [7 empty] | NO
PV7CHCXQ | Shenzhen Dimi Lighting Co.,LTD | Dimi Light | FL-T8-18W1200-BIXF(5000K) | Linear Replacement Lamp | T8 Four-Foot | Dual Mode Internal Driver (UL Type A and Type B) |  | standard | NO | [10 empty] | 2016-09-12 | Not Dimmable | Not Dimmable | NO |  | NNNNYL | [25 empty] | 4.4 | 2218 | 129.56 | 17.12 | 15.01 | 0.9 | 5000 | 82.3 |  |  |  | NO | NO | NO | 2018-05-02 | 4.3 |  | standard |  |  |  |  | 2018-11-02 | NO | NO | NO | [6 empty] | AC | [7 empty] | NO
P8ZEK7D6 | Shenzhen Dimi Lighting Co.,LTD | Dimi Light | FL-T8-18W1200-BIXF(3000K) | Linear Replacement Lamp | T8 Four-Foot | Dual Mode Internal Driver (UL Type A and Type B) |  | standard | YES |  | 2049 | 119.06 | 17.21 | 15.05 | 0.9027 | 2957 | 81.7 | 5 | 50000 | 2016-09-12 | Not Dimmable | Not Dimmable | NO |  | NNNNYL | [15 empty] | 89.2 |  | 1.16 | 1.42 | [6 empty] | 4.4 | 2047 | 120.13 | 17.04 | 15.05 | 0.9 | 3000 | 81.7 |  |  |  | NO | NO | NO | 2018-05-02 | 4.3 |  | standard |  |  |  |  | 2018-11-02 | NO | NO | NO | [6 empty] | AC | [7 empty] | NO
PDND55EM | Jintec America Inc | fulBrite | JK-T8-4F-12(3000K) | Linear Replacement Lamp | T8 Four-Foot | Replacement Lamps (plug and play) (UL Type A) |  | standard | NO | [10 empty] | 2016-09-09 | Not Dimmable | Not Dimmable | NO |  | FFFHCG | [25 empty] | 4.4 | 1663 | 121.74 | 13.66 | 12.77 | 0.91 | 3000 | 82.5 |  |  |  | NO | NO | NO | 2018-05-02 | 4.3 |  | standard |  |  |  |  | 2018-11-02 | NO | NO | NO | [6 empty] | AC | [7 empty] | NO
PDZPDEBZ | Jintec America Inc | fulBrite | JK-T8-4F-12(5000K) | Linear Replacement Lamp | T8 Four-Foot | Replacement Lamps (plug and play) (UL Type A) |  | standard | NO | [10 empty] | 2016-09-09 | Not Dimmable | Not Dimmable | NO |  | FFFHCG | [25 empty] | 4.4 | 1718 | 126.51 | 13.58 | 16.84 | 0.91 | 5000 | 84.8 |  |  |  | NO | NO | NO | 2018-05-02 | 4.3 |  | standard |  |  |  |  | 2018-11-02 | NO | NO | NO | [6 empty] | AC | [7 empty] | NO
P5XMHAET | Jintec America Inc | fulBrite | JK-T8-4F-12(2700K) | Linear Replacement Lamp | T8 Four-Foot | Replacement Lamps (plug and play) (UL Type A) |  | standard | YES |  | 1661 | 120.01 | 13.84 | 12.77 | 0.9065 | 2765 | 82.5 | 5 | 50000 | 2016-09-09 | Not Dimmable | Not Dimmable | NO |  | FFFHCG | [15 empty] | 85.5 |  | 1.2 | 1.32 | [6 empty] | 4.4 | 1663 | 121.74 | 13.66 | 12.77 | 0.91 | 2700 | 82.5 |  |  |  | NO | NO | NO | 2018-05-02 | 4.3 |  | standard |  |  |  |  | 2018-11-02 | NO | NO | NO | [6 empty] | AC | [7 empty] | NO
PQMAMMW6 | Jintec America Inc | fulBrite | JK-T8-4F-12(3500K) | Linear Replacement Lamp | T8 Four-Foot | Replacement Lamps (plug and play) (UL Type A) |  | standard | NO | [10 empty] | 2016-09-09 | Not Dimmable | Not Dimmable | NO |  | FFFHCG | [25 empty] | 4.4 | 1663 | 121.74 | 13.66 | 12.77 | 0.91 | 3500 | 82.5 |  |  |  | NO | NO | NO | 2018-05-02 | 4.3 |  | standard |  |  |  |  | 2018-11-02 | NO | NO | NO | [6 empty] | AC | [7 empty] | NO
PC6XW1K4 | Jintec America Inc | fulBrite | JK-T8-4F-12(4000K) | Linear Replacement Lamp | T8 Four-Foot | Replacement Lamps (plug and play) (UL Type A) |  | standard | NO | [10 empty] | 2016-09-09 | Not Dimmable | Not Dimmable | NO |  | FFFHCG | [25 empty] | 4.4 | 1663 | 121.74 | 13.66 | 12.77 | 0.91 | 4000 | 82.5 |  |  |  | NO | NO | NO | 2018-05-02 | 4.3 |  | standard |  |  |  |  | 2018-11-02 | NO | NO | NO | [6 empty] | AC | [7 empty] | NO
PHSYS1TS | Jintec America Inc | fulBrite | JK-T8-4F-12(4500K) | Linear Replacement Lamp | T8 Four-Foot | Replacement Lamps (plug and play) (UL Type A) |  | standard | NO | [10 empty] | 2016-09-09 | Not Dimmable | Not Dimmable | NO |  | FFFHCG | [25 empty] | 4.4 | 1663 | 121.74 | 13.66 | 12.77 | 0.91 | 4500 | 82.5 |  |  |  | NO | NO | NO | 2018-05-02 | 4.3 |  | standard |  |  |  |  | 2018-11-02 | NO | NO | NO | [6 empty] | AC | [7 empty] | NO
PHT4V3TG | WESTGATE MFG | WESTGATE | T8-EZ4-18W-45K-C | Linear Replacement Lamp | T8 Four-Foot | Replacement Lamps (plug and play) (UL Type A) |  | standard | NO | [10 empty] | 2016-09-08 | Not Dimmable | Not Dimmable | NO |  | SSSBPH | [25 empty] | 4.4 | 2200 | 122 | 18 | 7 | 0.9 | 4500 | 80 |  |  |  | NO | NO | NO | 2018-05-02 | 4.3 |  | standard |  |  |  |  | 2018-11-02 | NO | NO | NO | [6 empty] | AC | [7 empty] | NO
PNTRWT5X | WESTGATE MFG | WESTGATE | T8-EZ4-18W-50K-F | Linear Replacement Lamp | T8 Four-Foot | Replacement Lamps (plug and play) (UL Type A) |  | standard | NO | [10 empty] | 2016-09-08 | Not Dimmable | Not Dimmable | NO | Updated on 6/7/2017 | SSSBPG | [25 empty] | 4.4 | 2200 | 122 | 18 | 12 | 0.9 | 5000 | 80 |  |  |  | NO | NO | NO | 2018-05-02 | 4.3 |  | standard |  |  |  |  | 2018-11-02 | NO | NO | NO | [6 empty] | AC | [7 empty] | NO
P99ENKQ5 | IRTRONIX INC DBA EURI LIGHTING | Euri Lighting | ET8-1150H-20 | Linear Replacement Lamp | T8 Four-Foot | Dual Mode Internal Driver (UL Type A and Type B) |  | standard | NO | [10 empty] | 2016-09-08 | Not Dimmable | Not Dimmable | NotYetVerified |  | DDDIDE | [25 empty] | 4.4 | 2400 | 120 | 20 | 5.79 | 0.9 | 5000 | 80 |  |  |  | NO | NO | NO | 2018-05-02 | 4.3 |  | standard |  |  |  |  | 2018-11-02 | NO | NO | NO | [6 empty] | AC | [7 empty] | NO
P4RVWPE2 | WESTGATE MFG | WESTGATE | T8-EZ4-18W-35K-C | Linear Replacement Lamp | T8 Four-Foot | Replacement Lamps (plug and play) (UL Type A) |  | standard | NO | [10 empty] | 2016-09-08 | Not Dimmable | Not Dimmable | NO |  | SSSBPH | [25 empty] | 4.4 | 2200 | 122 | 18 | 7 | 0.9 | 3500 | 80 |  |  |  | NO | NO | NO | 2018-05-02 | 4.3 |  | standard |  |  |  |  | 2018-11-02 | NO | NO | NO | [6 empty] | AC | [7 empty] | NO
PYSHJCAW | IRTRONIX INC DBA EURI LIGHTING | Euri Lighting | ET8-1140H-20 | Linear Replacement Lamp | T8 Four-Foot | Dual Mode Internal Driver (UL Type A and Type B) |  | standard | NO | [10 empty] | 2016-09-08 | Not Dimmable | Not Dimmable | NotYetVerified |  | DDDIDE | [25 empty] | 4.4 | 2400 | 120 | 20 | 5.79 | 0.9 | 4000 | 80 |  |  |  | NO | NO | NO | 2018-05-02 | 4.3 |  | standard |  |  |  |  | 2018-11-02 | NO | NO | NO | [6 empty] | AC | [7 empty] | NO
P7WU65GK | WESTGATE MFG | WESTGATE | T8-EZ4-18W-50K-C | Linear Replacement Lamp | T8 Four-Foot | Replacement Lamps (plug and play) (UL Type A) |  | standard | NO | [10 empty] | 2016-09-08 | Not Dimmable | Not Dimmable | NO |  | SSSBPH | [25 empty] | 4.4 | 2300 | 128 | 18 | 7 | 0.9 | 5000 | 80 |  |  |  | NO | NO | NO | 2018-05-02 | 4.3 |  | standard |  |  |  |  | 2018-11-02 | NO | NO | NO | [6 empty] | AC | [7 empty] | NO
PZXC43AF | IRTRONIX INC DBA EURI LIGHTING | Euri Lighting | ET8-1135H-20W | Linear Replacement Lamp | T8 Four-Foot | Dual Mode Internal Driver (UL Type A and Type B) |  | standard | NO | [10 empty] | 2016-09-08 | Not Dimmable | Not Dimmable | NotYetVerified |  | DDDIDE | [25 empty] | 4.4 | 2400 | 120 | 20 | 5.79 | 0.9 | 3500 | 80 |  |  |  | NO | NO | NO | 2018-05-02 | 4.3 |  | standard |  |  |  |  | 2018-11-02 | NO | NO | NO | [6 empty] | AC | [7 empty] | NO
PQ12AU15 | WESTGATE MFG | WESTGATE | T8-EZ4-18W-40K-C | Linear Replacement Lamp | T8 Four-Foot | Replacement Lamps (plug and play) (UL Type A) |  | standard | NO | [10 empty] | 2016-09-08 | Not Dimmable | Not Dimmable | NO |  | SSSBPH | [25 empty] | 4.4 | 2200 | 122 | 18 | 7 | 0.9 | 4000 | 80 |  |  |  | NO | NO | NO | 2018-05-02 | 4.3 |  | standard |  |  |  |  | 2018-11-02 | NO | NO | NO | [6 empty] | AC | [7 empty] | NO
PW7NTX1K | IRTRONIX INC DBA EURI LIGHTING | Euri Lighting | ET8-1145H-20W | Linear Replacement Lamp | T8 Four-Foot | Dual Mode Internal Driver (UL Type A and Type B) |  | standard | NO | [10 empty] | 2016-09-08 | Not Dimmable | Not Dimmable | NotYetVerified |  | DDDIDE | [25 empty] | 4.4 | 2400 | 120 | 20 | 5.79 | 0.9 | 4500 | 80 |  |  |  | NO | NO | NO | 2018-05-02 | 4.3 |  | standard |  |  |  |  | 2018-11-02 | NO | NO | NO | [6 empty] | AC | [7 empty] | NO
P9KZYH76 | WESTGATE MFG | WESTGATE | T8-EZ4-18W-30K-C | Linear Replacement Lamp | T8 Four-Foot | Replacement Lamps (plug and play) (UL Type A) |  | standard | YES |  | 2267.8 | 118.93 | 19.07 | 6.71 | 0.9773 | 2931 | 82.3 | 5 | 50000 | 2016-09-08 | Not Dimmable | Not Dimmable | NO |  | SSSBPH | [15 empty] | 89.9 |  | 1.3 | 1.4 | [6 empty] | 4.4 | 2200 | 122 | 18 | 7 | 0.9 | 3000 | 80 |  |  |  | NO | NO | NO | 2018-05-02 | 4.3 |  | standard |  |  |  |  | 2018-11-02 | NO | NO | NO | [6 empty] | AC | [7 empty] | NO
PGKZRDQ4 | IRTRONIX INC DBA EURI LIGHTING | Euri lighting | ET8-1130H-20W | Linear Replacement Lamp | T8 Four-Foot | Dual Mode Internal Driver (UL Type A and Type B) |  | standard | YES |  | 2395 | 114.8 | 20.86 | 5.79 | 0.9799 | 2887 | 81.9 | 5 | 50000 | 2016-09-08 | Not Dimmable | Not Dimmable | NotYetVerified |  | DDDIDE | [15 empty] | 84.7 |  | 1.22 | 1.38 | [6 empty] | 4.4 | 2400 | 120 | 20 | 5.79 | 0.9 | 3000 | 80 |  |  |  | NO | NO | NO | 2018-05-02 | 4.3 |  | standard |  |  |  |  | 2018-11-02 | NO | NO | NO | [6 empty] | AC | [7 empty] | NO
P7R1EV49 | Shenzhen Syhdee Co.,Ltd. | SYHDEE | SYHU-TT8-015C-1235(F) | Linear Replacement Lamp | T8 Four-Foot | Replacement Lamps (plug and play) (UL Type A) |  | standard | NO | [10 empty] | 2016-09-07 | Not Dimmable | Not Dimmable | NO |  | BBBCXS | [25 empty] | 4.4 | 1868 | 123.06 | 15.18 | 8.78 | 0.91 | 3500 | 82.4 |  |  |  | NO | NO | NO | 2018-05-02 | 4.3 |  | standard |  |  |  |  | 2018-11-02 | NO | NO | NO | [6 empty] | AC | [7 empty] | NO
PDFV7F31 | Shenzhen Syhdee Co.,Ltd. | SYHDEE | SYHU-TT8-015C-1250(F) | Linear Replacement Lamp | T8 Four-Foot | Replacement Lamps (plug and play) (UL Type A) |  | standard | NO | [10 empty] | 2016-09-07 | Not Dimmable | Not Dimmable | NO |  | BBBCXS | [25 empty] | 4.4 | 1961 | 128.34 | 15.28 | 8.61 | 0.91 | 5000 | 82.2 |  |  |  | NO | NO | NO | 2018-05-02 | 4.3 |  | standard |  |  |  |  | 2018-11-02 | NO | NO | NO | [6 empty] | AC | [7 empty] | NO
P9BG25FU | DONG GUAN WALSTAR OPTOELECTRONICS TECHNOLOGY CO., LTD | WALSTAR | FL-T8-22W1200 BIGS(5000K) | Linear Replacement Lamp | T8 Four-Foot | Replacement Lamps (plug and play) (UL Type A) |  | standard | NO | [10 empty] | 2016-09-07 | Not Dimmable | Not Dimmable | NO |  | YYYAWV | [25 empty] | 4.4 | 2726 | 121.86 | 22.37 | 16.06 | 0.91 | 5000 | 82.4 |  |  |  | NO | NO | NO | 2018-05-02 | 4.3 |  | standard |  |  |  |  | 2018-11-02 | NO | NO | NO | [6 empty] | AC | [7 empty] | NO
PC4WUFUY | DONG GUAN WALSTAR OPTOELECTRONICS TECHNOLOGY CO., LTD | WALSTAR | FL-T8-18W1200 BIGS(5000K) | Linear Replacement Lamp | T8 Four-Foot | Replacement Lamps (plug and play) (UL Type A) |  | standard | NO | [10 empty] | 2016-09-07 | Not Dimmable | Not Dimmable | NO |  | YYYAWU | [25 empty] | 4.4 | 2269 | 124.19 | 18.27 | 17.58 | 0.99 | 5000 | 82.4 |  |  |  | NO | NO | NO | 2018-05-02 | 4.3 |  | standard |  |  |  |  | 2018-11-02 | NO | NO | NO | [6 empty] | AC | [7 empty] | NO
PKB9AHFZ | Hyperikon, Inc. | Hyperikon | HyperBC-4F-305 | Linear Replacement Lamp | T8 Four-Foot | Dual Mode Internal Driver (UL Type A and Type B) |  | standard | NO | [10 empty] | 2016-09-07 | Not Dimmable | Not Dimmable | NO |  | DDDIDF | [25 empty] | 4.4 | 2122 | 124.17 | 17.09 | 14.19 | 0.9 | 3000 | 83.2 |  |  |  | NO | NO | NO | 2018-05-02 | 4.3 |  | standard |  |  |  |  | 2018-11-02 | NO | NO | NO | [6 empty] | AC | [7 empty] | NO
PSQD6FFV | Hyperikon, Inc. | Hyperikon | HyperBC15-4F-35 | Linear Replacement Lamp | T8 Four-Foot | Dual Mode Internal Driver (UL Type A and Type B) |  | standard | NO | [10 empty] | 2016-09-07 | Not Dimmable | Not Dimmable | NO |  | DDDIDF | [25 empty] | 4.4 | 1950 | 129.07 | 15.11 | 13.91 | 0.9 | 3500 | 83.5 |  |  |  | NO | NO | NO | 2018-05-02 | 4.3 |  | standard |  |  |  |  | 2018-11-02 | NO | NO | NO | [6 empty] | AC | [7 empty] | NO
PR9B7TNK | Hyperikon, Inc. | Hyperikon | HyperBC12-4F-35 | Linear Replacement Lamp | T8 Four-Foot | Dual Mode Internal Driver (UL Type A and Type B) |  | standard | NO | [10 empty] | 2016-09-07 | Not Dimmable | Not Dimmable | NO |  | DDDIDF | [25 empty] | 4.4 | 1579 | 123.05 | 12.81 | 10.76 | 0.9 | 3500 | 83.6 |  |  |  | NO | NO | NO | 2018-05-02 | 4.3 |  | standard |  |  |  |  | 2018-11-02 | NO | NO | NO | [6 empty] | AC | [7 empty] | NO
P2XWPRK4 | DONG GUAN WALSTAR OPTOELECTRONICS TECHNOLOGY CO., LTD | WALSTAR | FL-T8-18W1200 BIGS(4000K) | Linear Replacement Lamp | T8 Four-Foot | Replacement Lamps (plug and play) (UL Type A) |  | standard | YES |  | 2247 | 122.72 | 18.31 | 17.53 | 0.9539 | 4241 | 81.9 | 5 | 50000 | 2016-09-07 | Not Dimmable | Not Dimmable | NO |  | YYYAWU | [15 empty] | 88.6 |  | 1.18 | 1.44 | [6 empty] | 4.4 | 2247 | 122.72 | 18.31 | 17.53 | 0.95 | 4000 | 81.9 |  |  |  | NO | NO | NO | 2018-05-02 | 4.3 |  | standard |  |  |  |  | 2018-11-02 | NO | NO | NO | [6 empty] | AC | [7 empty] | NO
PPWZXMA4 | Hyperikon, Inc. | Hyperikon | HyperBC-4C-305 | Linear Replacement Lamp | T8 Four-Foot | Dual Mode Internal Driver (UL Type A and Type B) |  | standard | NO | [10 empty] | 2016-09-07 | Not Dimmable | Not Dimmable | NO |  | DDDIDF | [25 empty] | 4.4 | 2367 | 138.66 | 17.07 | 14.07 | 0.9 | 3000 | 83.2 |  |  |  | NO | NO | NO | 2018-05-02 | 4.3 |  | standard |  |  |  |  | 2018-11-02 | NO | NO | NO | [6 empty] | AC | [7 empty] | NO
PZHT18W9 | Hyperikon, Inc. | Hyperikon | HyperBC12-4C-35 | Linear Replacement Lamp | T8 Four-Foot | Dual Mode Internal Driver (UL Type A and Type B) |  | standard | NO | [10 empty] | 2016-09-07 | Not Dimmable | Not Dimmable | NO |  | DDDIDF | [25 empty] | 4.4 | 1765 | 137.54 | 12.83 | 10.98 | 0.9 | 3500 | 83 |  |  |  | NO | NO | NO | 2018-05-02 | 4.3 |  | standard |  |  |  |  | 2018-11-02 | NO | NO | NO | [6 empty] | AC | [7 empty] | NO
PJ6SWG9T | Hyperikon, Inc. | Hyperikon | HyperBC15-4C-40 | Linear Replacement Lamp | T8 Four-Foot | Dual Mode Internal Driver (UL Type A and Type B) |  | standard | NO | [10 empty] | 2016-09-07 | Not Dimmable | Not Dimmable | NO |  | DDDIDF | [25 empty] | 4.4 | 2146 | 141.82 | 15.13 | 12.34 | 0.9 | 4000 | 83.2 |  |  |  | NO | NO | NO | 2018-05-02 | 4.3 |  | standard |  |  |  |  | 2018-11-02 | NO | NO | NO | [6 empty] | AC | [7 empty] | NO
PRPD4EUW | Hyperikon, Inc. | Hyperikon | HyperBC12-4C-45 | Linear Replacement Lamp | T8 Four-Foot | Dual Mode Internal Driver (UL Type A and Type B) |  | standard | NO | [10 empty] | 2016-09-07 | Not Dimmable | Not Dimmable | NO |  | DDDIDF | [25 empty] | 4.4 | 1765 | 137.54 | 12.83 | 10.98 | 0.9 | 4500 | 83 |  |  |  | NO | NO | NO | 2018-05-02 | 4.3 |  | standard |  |  |  |  | 2018-11-02 | NO | NO | NO | [6 empty] | AC | [7 empty] | NO
PUH4ZHQC | Hyperikon, Inc. | Hyperikon | HyperBC-4C-455 | Linear Replacement Lamp | T8 Four-Foot | Dual Mode Internal Driver (UL Type A and Type B) |  | standard | NO | [10 empty] | 2016-09-07 | Not Dimmable | Not Dimmable | NO |  | DDDIDF | [25 empty] | 4.4 | 2367 | 138.66 | 17.07 | 14.07 | 0.9 | 4500 | 83.2 |  |  |  | NO | NO | NO | 2018-05-02 | 4.3 |  | standard |  |  |  |  | 2018-11-02 | NO | NO | NO | [6 empty] | AC | [7 empty] | NO
PZ875W41 | DONG GUAN WALSTAR OPTOELECTRONICS TECHNOLOGY CO., LTD | WALSTAR | FL-T8-15W1200 BIGS(5000K) | Linear Replacement Lamp | T8 Four-Foot | Replacement Lamps (plug and play) (UL Type A) |  | standard | NO | [10 empty] | 2016-09-07 | Not Dimmable | Not Dimmable | NO |  | YYYAWW | [25 empty] | 4.4 | 1852 | 122.24 | 15.15 | 18.19 | 0.96 | 5000 | 82.4 |  |  |  | NO | NO | NO | 2018-05-02 | 4.3 |  | standard |  |  |  |  | 2018-11-02 | NO | NO | NO | [6 empty] | AC | [7 empty] | NO
P45UBMPP | Shenzhen Syhdee Co.,Ltd. | SYHDEE | SYHU-TT8-018C-1240(F) | Linear Replacement Lamp | T8 Four-Foot | Replacement Lamps (plug and play) (UL Type A) |  | standard | NO | [10 empty] | 2016-09-07 | Not Dimmable | Not Dimmable | NO |  | BBBCXR | [25 empty] | 4.4 | 2069 | 122.86 | 16.84 | 8.71 | 0.96 | 4000 | 81.9 |  |  |  | NO | NO | NO | 2018-05-02 | 4.3 |  | standard |  |  |  |  | 2018-11-02 | NO | NO | NO | [6 empty] | AC | [7 empty] | NO
PCK9441C | DONG GUAN WALSTAR OPTOELECTRONICS TECHNOLOGY CO., LTD | WALSTAR | FL-T8-15W1200 BIGS(4000K) | Linear Replacement Lamp | T8 Four-Foot | Replacement Lamps (plug and play) (UL Type A) |  | standard | YES |  | 1813 | 119.51 | 15.17 | 18.26 | 0.9584 | 4089 | 82.2 | 5 | 50000 | 2016-09-07 | Not Dimmable | Not Dimmable | NO |  | YYYAWW | [15 empty] | 89 |  | 1.16 | 1.42 | [6 empty] | 4.4 | 1816 | 120.19 | 15.11 | 18.26 | 0.96 | 4000 | 82.2 |  |  |  | NO | NO | NO | 2018-05-02 | 4.3 |  | standard |  |  |  |  | 2018-11-02 | NO | NO | NO | [6 empty] | AC | [7 empty] | NO
PDP5MW3Y | Hyperikon, Inc. | Hyperikon | HyperBC12-4C-50 | Linear Replacement Lamp | T8 Four-Foot | Dual Mode Internal Driver (UL Type A and Type B) |  | standard | NO | [10 empty] | 2016-09-07 | Not Dimmable | Not Dimmable | NO |  | DDDIDF | [25 empty] | 4.4 | 1817 | 142.29 | 12.77 | 11.03 | 0.9 | 5000 | 83 |  |  |  | NO | NO | NO | 2018-05-02 | 4.3 |  | standard |  |  |  |  | 2018-11-02 | NO | NO | NO | [6 empty] | AC | [7 empty] | NO
PMYVZBUN | Hyperikon, Inc. | Hyperikon | HyperBC15-4C-50 | Linear Replacement Lamp | T8 Four-Foot | Dual Mode Internal Driver (UL Type A and Type B) |  | standard | NO | [10 empty] | 2016-09-07 | Not Dimmable | Not Dimmable | NO |  | DDDIDF | [25 empty] | 4.4 | 2232 | 146.18 | 15.27 | 12.44 | 0.9 | 5000 | 84.2 |  |  |  | NO | NO | NO | 2018-05-02 | 4.3 |  | standard |  |  |  |  | 2018-11-02 | NO | NO | NO | [6 empty] | AC | [7 empty] | NO
PPM8E2CJ | Hyperikon, Inc. | Hyperikon | HyperBC15-4F-50 | Linear Replacement Lamp | T8 Four-Foot | Dual Mode Internal Driver (UL Type A and Type B) |  | standard | NO | [10 empty] | 2016-09-07 | Not Dimmable | Not Dimmable | NO |  | DDDIDF | [25 empty] | 4.4 | 2034 | 134.15 | 15.16 | 13.47 | 0.9 | 5000 | 84.3 |  |  |  | NO | NO | NO | 2018-05-02 | 4.3 |  | standard |  |  |  |  | 2018-11-02 | NO | NO | NO | [6 empty] | AC | [7 empty] | NO
PZV3YB85 | Shenzhen Syhdee Co.,Ltd. | SYHDEE | SYHU-TT8-018C-1235(T) | Linear Replacement Lamp | T8 Four-Foot | Replacement Lamps (plug and play) (UL Type A) |  | standard | NO | [10 empty] | 2016-09-07 | Not Dimmable | Not Dimmable | YES |  | BBBCXP | [25 empty] | 4.4 | 2104 | 124.13 | 16.95 | 8.84 | 0.97 | 3500 | 81.9 |  |  |  | NO | NO | NO | 2018-05-02 | 4.3 |  | standard |  |  |  |  | 2018-11-02 | NO | NO | NO | [6 empty] | AC | [7 empty] | NO
P61AJ99V | Shenzhen Syhdee Co.,Ltd. | SYHDEE | SYHU-TT8-018C-1240(T) | Linear Replacement Lamp | T8 Four-Foot | Replacement Lamps (plug and play) (UL Type A) |  | standard | NO | [10 empty] | 2016-09-07 | Not Dimmable | Not Dimmable | YES |  | BBBCXP | [25 empty] | 4.4 | 2104 | 124.13 | 16.95 | 8.84 | 0.97 | 4000 | 81.9 |  |  |  | NO | NO | NO | 2018-05-02 | 4.3 |  | standard |  |  |  |  | 2018-11-02 | NO | NO | NO | [6 empty] | AC | [7 empty] | NO
PYGRGCXJ | DONG GUAN WALSTAR OPTOELECTRONICS TECHNOLOGY CO., LTD | WALSTAR | FL-T8-18W1200 BIGS(4500K) | Linear Replacement Lamp | T8 Four-Foot | Replacement Lamps (plug and play) (UL Type A) |  | standard | NO | [10 empty] | 2016-09-07 | Not Dimmable | Not Dimmable | NO |  | YYYAWU | [25 empty] | 4.4 | 2247 | 122.72 | 18.31 | 17.53 | 0.95 | 4500 | 81.9 |  |  |  | NO | NO | NO | 2018-05-02 | 4.3 |  | standard |  |  |  |  | 2018-11-02 | NO | NO | NO | [6 empty] | AC | [7 empty] | NO
PEF4ZNW1 | Hyperikon, Inc. | Hyperikon | HyperBC12-4C-40 | Linear Replacement Lamp | T8 Four-Foot | Dual Mode Internal Driver (UL Type A and Type B) |  | standard | NO | [10 empty] | 2016-09-07 | Not Dimmable | Not Dimmable | NO |  | DDDIDF | [25 empty] | 4.4 | 1765 | 137.54 | 12.83 | 10.98 | 0.9 | 4000 | 83 |  |  |  | NO | NO | NO | 2018-05-02 | 4.3 |  | standard |  |  |  |  | 2018-11-02 | NO | NO | NO | [6 empty] | AC | [7 empty] | NO
PS5QR195 | Hyperikon, Inc. | Hyperikon | HyperBC-4F-405 | Linear Replacement Lamp | T8 Four-Foot | Dual Mode Internal Driver (UL Type A and Type B) |  | standard | NO | [10 empty] | 2016-09-07 | Not Dimmable | Not Dimmable | NO |  | DDDIDF | [25 empty] | 4.4 | 2122 | 124.17 | 17.09 | 14.19 | 0.9 | 4000 | 83.2 |  |  |  | NO | NO | NO | 2018-05-02 | 4.3 |  | standard |  |  |  |  | 2018-11-02 | NO | NO | NO | [6 empty] | AC | [7 empty] | NO
PYD95AVY | Hyperikon, Inc. | Hyperikon | HyperBC12-4F-40 | Linear Replacement Lamp | T8 Four-Foot | Dual Mode Internal Driver (UL Type A and Type B) |  | standard | NO | [10 empty] | 2016-09-07 | Not Dimmable | Not Dimmable | NO |  | DDDIDF | [25 empty] | 4.4 | 1579 | 123.05 | 12.81 | 10.76 | 0.9 | 4000 | 83.6 |  |  |  | NO | NO | NO | 2018-05-02 | 4.3 |  | standard |  |  |  |  | 2018-11-02 | NO | NO | NO | [6 empty] | AC | [7 empty] | NO
PU44XGSU | Shenzhen Syhdee Co.,Ltd. | SYHDEE | SYHU-TT8-018C-1230(F) | Linear Replacement Lamp | T8 Four-Foot | Replacement Lamps (plug and play) (UL Type A) |  | standard | YES |  | 1945 | 121.71 | 15.98 | 8.71 | 0.9562 | 3006 | 81.9 | 5 | 50000 | 2016-09-07 | Not Dimmable | Not Dimmable | NO |  | BBBCXR | [15 empty] | 89.1 |  | 1.26 | 1.4 | [6 empty] | 4.4 | 2069 | 122.86 | 16.84 | 8.71 | 0.96 | 3000 | 81.9 |  |  |  | NO | NO | NO | 2018-05-02 | 4.3 |  | standard |  |  |  |  | 2018-11-02 | NO | NO | NO | [6 empty] | AC | [7 empty] | NO
P5YPN4M1 | Hyperikon, Inc. | Hyperikon | HyperBC12-4F-50 | Linear Replacement Lamp | T8 Four-Foot | Dual Mode Internal Driver (UL Type A and Type B) |  | standard | NO | [10 empty] | 2016-09-07 | Not Dimmable | Not Dimmable | NO |  | DDDIDF | [25 empty] | 4.4 | 1606 | 127.13 | 12.63 | 10.43 | 0.9 | 5000 | 83.7 |  |  |  | NO | NO | NO | 2018-05-02 | 4.3 |  | standard |  |  |  |  | 2018-11-02 | NO | NO | NO | [6 empty] | AC | [7 empty] | NO
PQ8V34V9 | Shenzhen Syhdee Co.,Ltd. | SYHDEE | SYHU-TT8-018C-1235(F) | Linear Replacement Lamp | T8 Four-Foot | Replacement Lamps (plug and play) (UL Type A) |  | standard | NO | [10 empty] | 2016-09-07 | Not Dimmable | Not Dimmable | NO |  | BBBCXR | [25 empty] | 4.4 | 2069 | 122.86 | 16.84 | 8.71 | 0.96 | 3500 | 81.9 |  |  |  | NO | NO | NO | 2018-05-02 | 4.3 |  | standard |  |  |  |  | 2018-11-02 | NO | NO | NO | [6 empty] | AC | [7 empty] | NO
PPJVY9B7 | Shenzhen Syhdee Co.,Ltd. | SYHDEE | SYHU-TT8-018C-1245(F) | Linear Replacement Lamp | T8 Four-Foot | Replacement Lamps (plug and play) (UL Type A) |  | standard | NO | [10 empty] | 2016-09-07 | Not Dimmable | Not Dimmable | NO |  | BBBCXR | [25 empty] | 4.4 | 2069 | 122.86 | 16.84 | 8.71 | 0.96 | 4500 | 81.9 |  |  |  | NO | NO | NO | 2018-05-02 | 4.3 |  | standard |  |  |  |  | 2018-11-02 | NO | NO | NO | [6 empty] | AC | [7 empty] | NO
PR6CD4XN | Shenzhen Syhdee Co.,Ltd. | SYHDEE | SYHU-TT8-018C-1250(F) | Linear Replacement Lamp | T8 Four-Foot | Replacement Lamps (plug and play) (UL Type A) |  | standard | NO | [10 empty] | 2016-09-07 | Not Dimmable | Not Dimmable | NO |  | BBBCXR | [25 empty] | 4.4 | 2195 | 129.5 | 16.95 | 8.65 | 0.96 | 5000 | 82.7 |  |  |  | NO | NO | NO | 2018-05-02 | 4.3 |  | standard |  |  |  |  | 2018-11-02 | NO | NO | NO | [6 empty] | AC | [7 empty] | NO
PGSRXZDA | DONG GUAN WALSTAR OPTOELECTRONICS TECHNOLOGY CO., LTD | WALSTAR | FL-T8-15W1200 BIGS(4500K) | Linear Replacement Lamp | T8 Four-Foot | Replacement Lamps (plug and play) (UL Type A) |  | standard | NO | [10 empty] | 2016-09-07 | Not Dimmable | Not Dimmable | NO |  | YYYAWW | [25 empty] | 4.4 | 1816 | 120.19 | 15.11 | 18.26 | 0.96 | 4500 | 82.2 |  |  |  | NO | NO | NO | 2018-05-02 | 4.3 |  | standard |  |  |  |  | 2018-11-02 | NO | NO | NO | [6 empty] | AC | [7 empty] | NO
PKDR8DAA | Hyperikon, Inc. | Hyperikon | HyperBC15-4C-30 | Linear Replacement Lamp | T8 Four-Foot | Dual Mode Internal Driver (UL Type A and Type B) |  | standard | NO | [10 empty] | 2016-09-07 | Not Dimmable | Not Dimmable | NO |  | DDDIDF | [25 empty] | 4.4 | 2146 | 141.82 | 15.13 | 12.34 | 0.9 | 3000 | 83.2 |  |  |  | NO | NO | NO | 2018-05-02 | 4.3 |  | standard |  |  |  |  | 2018-11-02 | NO | NO | NO | [6 empty] | AC | [7 empty] | NO
PAT67VYS | Hyperikon, Inc. | Hyperikon | HyperBC15-4F-30 | Linear Replacement Lamp | T8 Four-Foot | Dual Mode Internal Driver (UL Type A and Type B) |  | standard | NO | [10 empty] | 2016-09-07 | Not Dimmable | Not Dimmable | NO |  | DDDIDF | [25 empty] | 4.4 | 1950 | 129.07 | 15.11 | 13.91 | 0.9 | 3000 | 83.5 |  |  |  | NO | NO | NO | 2018-05-02 | 4.3 |  | standard |  |  |  |  | 2018-11-02 | NO | NO | NO | [6 empty] | AC | [7 empty] | NO
PQC6XFKQ | Hyperikon, Inc. | Hyperikon | HyperBC15-4C-35 | Linear Replacement Lamp | T8 Four-Foot | Dual Mode Internal Driver (UL Type A and Type B) |  | standard | NO | [10 empty] | 2016-09-07 | Not Dimmable | Not Dimmable | NO |  | DDDIDF | [25 empty] | 4.4 | 2146 | 141.82 | 15.13 | 12.34 | 0.9 | 3500 | 83.2 |  |  |  | NO | NO | NO | 2018-05-02 | 4.3 |  | standard |  |  |  |  | 2018-11-02 | NO | NO | NO | [6 empty] | AC | [7 empty] | NO
P9PR58AV | Hyperikon, Inc. | Hyperikon | HyperBC-4C-355 | Linear Replacement Lamp | T8 Four-Foot | Dual Mode Internal Driver (UL Type A and Type B) |  | standard | NO | [10 empty] | 2016-09-07 | Not Dimmable | Not Dimmable | NO |  | DDDIDF | [25 empty] | 4.4 | 2367 | 138.66 | 17.07 | 14.07 | 0.9 | 3500 | 83.2 |  |  |  | NO | NO | NO | 2018-05-02 | 4.3 |  | standard |  |  |  |  | 2018-11-02 | NO | NO | NO | [6 empty] | AC | [7 empty] | NO
P24CZKNK | Hyperikon, Inc. | Hyperikon | HyperBC-4C-405 | Linear Replacement Lamp | T8 Four-Foot | Dual Mode Internal Driver (UL Type A and Type B) |  | standard | NO | [10 empty] | 2016-09-07 | Not Dimmable | Not Dimmable | NO |  | DDDIDF | [25 empty] | 4.4 | 2367 | 138.66 | 17.07 | 14.07 | 0.9 | 4000 | 83.2 |  |  |  | NO | NO | NO | 2018-05-02 | 4.3 |  | standard |  |  |  |  | 2018-11-02 | NO | NO | NO | [6 empty] | AC | [7 empty] | NO
PZ9XC6QC | Hyperikon, Inc. | Hyperikon | HyperBC15-4F-45 | Linear Replacement Lamp | T8 Four-Foot | Dual Mode Internal Driver (UL Type A and Type B) |  | standard | NO | [10 empty] | 2016-09-07 | Not Dimmable | Not Dimmable | NO |  | DDDIDF | [25 empty] | 4.4 | 1950 | 129.07 | 15.11 | 13.91 | 0.9 | 4500 | 83.5 |  |  |  | NO | NO | NO | 2018-05-02 | 4.3 |  | standard |  |  |  |  | 2018-11-02 | NO | NO | NO | [6 empty] | AC | [7 empty] | NO
PEKYE6VC | Hyperikon, Inc. | Hyperikon | HyperBC12-4C-30 | Linear Replacement Lamp | T8 Four-Foot | Dual Mode Internal Driver (UL Type A and Type B) |  | standard | NO | [10 empty] | 2016-09-07 | Not Dimmable | Not Dimmable | NO |  | DDDIDF | [25 empty] | 4.4 | 1765 | 137.54 | 12.83 | 10.98 | 0.9 | 3000 | 83 |  |  |  | NO | NO | NO | 2018-05-02 | 4.3 |  | standard |  |  |  |  | 2018-11-02 | NO | NO | NO | [6 empty] | AC | [7 empty] | NO
PVFH8PTW | Hyperikon, Inc. | Hyperikon | HyperBC-4F-355 | Linear Replacement Lamp | T8 Four-Foot | Dual Mode Internal Driver (UL Type A and Type B) |  | standard | NO | [10 empty] | 2016-09-07 | Not Dimmable | Not Dimmable | NO |  | DDDIDF | [25 empty] | 4.4 | 2122 | 124.17 | 17.09 | 14.19 | 0.9 | 3500 | 83.2 |  |  |  | NO | NO | NO | 2018-05-02 | 4.3 |  | standard |  |  |  |  | 2018-11-02 | NO | NO | NO | [6 empty] | AC | [7 empty] | NO
P261WNHA | Hyperikon, Inc. | Hyperikon | HyperBC15-4F-40 | Linear Replacement Lamp | T8 Four-Foot | Dual Mode Internal Driver (UL Type A and Type B) |  | standard | NO | [10 empty] | 2016-09-07 | Not Dimmable | Not Dimmable | NO |  | DDDIDF | [25 empty] | 4.4 | 1950 | 129.07 | 15.11 | 13.91 | 0.9 | 4000 | 83.5 |  |  |  | NO | NO | NO | 2018-05-02 | 4.3 |  | standard |  |  |  |  | 2018-11-02 | NO | NO | NO | [6 empty] | AC | [7 empty] | NO
PKQSMADW | Hyperikon, Inc. | Hyperikon | HyperBC15-4C-45 | Linear Replacement Lamp | T8 Four-Foot | Dual Mode Internal Driver (UL Type A and Type B) |  | standard | NO | [10 empty] | 2016-09-07 | Not Dimmable | Not Dimmable | NO |  | DDDIDF | [25 empty] | 4.4 | 2146 | 141.82 | 15.13 | 12.34 | 0.9 | 4500 | 83.2 |  |  |  | NO | NO | NO | 2018-05-02 | 4.3 |  | standard |  |  |  |  | 2018-11-02 | NO | NO | NO | [6 empty] | AC | [7 empty] | NO
PN58CV16 | Hyperikon, Inc. | Hyperikon | HyperBC-4F-455 | Linear Replacement Lamp | T8 Four-Foot | Dual Mode Internal Driver (UL Type A and Type B) |  | standard | NO | [10 empty] | 2016-09-07 | Not Dimmable | Not Dimmable | NO |  | DDDIDF | [25 empty] | 4.4 | 2122 | 124.17 | 17.09 | 14.19 | 0.9 | 4500 | 83.2 |  |  |  | NO | NO | NO | 2018-05-02 | 4.3 |  | standard |  |  |  |  | 2018-11-02 | NO | NO | NO | [6 empty] | AC | [7 empty] | NO
P7UK1BSW | Hyperikon, Inc. | Hyperikon | HyperBC12-4F-45 | Linear Replacement Lamp | T8 Four-Foot | Dual Mode Internal Driver (UL Type A and Type B) |  | standard | NO | [10 empty] | 2016-09-07 | Not Dimmable | Not Dimmable | NO |  | DDDIDF | [25 empty] | 4.4 | 1579 | 123.05 | 12.81 | 10.76 | 0.9 | 4500 | 83.6 |  |  |  | NO | NO | NO | 2018-05-02 | 4.3 |  | standard |  |  |  |  | 2018-11-02 | NO | NO | NO | [6 empty] | AC | [7 empty] | NO
PCF1PCKN | Hyperikon, Inc. | Hyperikon | HyperBC-4C-505 | Linear Replacement Lamp | T8 Four-Foot | Dual Mode Internal Driver (UL Type A and Type B) |  | standard | NO | [10 empty] | 2016-09-07 | Not Dimmable | Not Dimmable | NO |  | DDDIDF | [25 empty] | 4.4 | 2464 | 142.91 | 17.24 | 14.12 | 0.9 | 5000 | 84.2 |  |  |  | NO | NO | NO | 2018-05-02 | 4.3 |  | standard |  |  |  |  | 2018-11-02 | NO | NO | NO | [6 empty] | AC | [7 empty] | NO
PHZR5ZGS | Hyperikon, Inc. | Hyperikon | HyperBC-4F-505 | Linear Replacement Lamp | T8 Four-Foot | Dual Mode Internal Driver (UL Type A and Type B) |  | standard | NO | [10 empty] | 2016-09-07 | Not Dimmable | Not Dimmable | NO |  | DDDIDF | [25 empty] | 4.4 | 2214 | 128.73 | 17.2 | 14.05 | 0.9 | 5000 | 84.3 |  |  |  | NO | NO | NO | 2018-05-02 | 4.3 |  | standard |  |  |  |  | 2018-11-02 | NO | NO | NO | [6 empty] | AC | [7 empty] | NO
P6A2WSHS | Shenzhen Syhdee Co.,Ltd. | SYHDEE | SYHU-TT8-015C-1240(F) | Linear Replacement Lamp | T8 Four-Foot | Replacement Lamps (plug and play) (UL Type A) |  | standard | NO | [10 empty] | 2016-09-07 | Not Dimmable | Not Dimmable | NO |  | BBBCXS | [25 empty] | 4.4 | 1868 | 123.06 | 15.18 | 8.78 | 0.91 | 4000 | 82.4 |  |  |  | NO | NO | NO | 2018-05-02 | 4.3 |  | standard |  |  |  |  | 2018-11-02 | NO | NO | NO | [6 empty] | AC | [7 empty] | NO
PR4QKYT4 | Shenzhen Syhdee Co.,Ltd. | SYHDEE | SYHU-TT8-018C-1245(T) | Linear Replacement Lamp | T8 Four-Foot | Replacement Lamps (plug and play) (UL Type A) |  | standard | NO | [10 empty] | 2016-09-07 | Not Dimmable | Not Dimmable | YES |  | BBBCXP | [25 empty] | 4.4 | 2104 | 124.13 | 16.95 | 8.84 | 0.97 | 4500 | 81.9 |  |  |  | NO | NO | NO | 2018-05-02 | 4.3 |  | standard |  |  |  |  | 2018-11-02 | NO | NO | NO | [6 empty] | AC | [7 empty] | NO
PW5EGGAU | Shenzhen Syhdee Co.,Ltd. | SYHDEE | SYHU-TT8-015C-1245(F) | Linear Replacement Lamp | T8 Four-Foot | Replacement Lamps (plug and play) (UL Type A) |  | standard | NO | [10 empty] | 2016-09-07 | Not Dimmable | Not Dimmable | NO |  | BBBCXS | [25 empty] | 4.4 | 1868 | 123.06 | 15.18 | 8.78 | 0.91 | 4500 | 82.4 |  |  |  | NO | NO | NO | 2018-05-02 | 4.3 |  | standard |  |  |  |  | 2018-11-02 | NO | NO | NO | [6 empty] | AC | [7 empty] | NO
PV2MS516 | Shenzhen Syhdee Co.,Ltd. | SYHDEE | SYHU-TT8-018C-1250(T) | Linear Replacement Lamp | T8 Four-Foot | Replacement Lamps (plug and play) (UL Type A) |  | standard | NO | [10 empty] | 2016-09-07 | Not Dimmable | Not Dimmable | YES |  | BBBCXP | [25 empty] | 4.4 | 2247 | 131.17 | 17.13 | 8.81 | 0.96 | 5000 | 82 |  |  |  | NO | NO | NO | 2018-05-02 | 4.3 |  | standard |  |  |  |  | 2018-11-02 | NO | NO | NO | [6 empty] | AC | [7 empty] | NO
PXNASJZS | Shenzhen Syhdee Co.,Ltd. | SYHDEE | SYHU-TT8-015C-1250(T) | Linear Replacement Lamp | T8 Four-Foot | Replacement Lamps (plug and play) (UL Type A) |  | standard | NO | [10 empty] | 2016-09-07 | Not Dimmable | Not Dimmable | YES |  | BBBCXQ | [25 empty] | 4.4 | 1867 | 121.16 | 15.41 | 8.29 | 0.91 | 5000 | 82.2 |  |  |  | NO | NO | NO | 2018-05-02 | 4.3 |  | standard |  |  |  |  | 2018-11-02 | NO | NO | NO | [6 empty] | AC | [7 empty] | NO
PQ5ZHPS1 | Hyperikon, Inc. | Hyperikon | HyperBC12-4F-30 | Linear Replacement Lamp | T8 Four-Foot | Dual Mode Internal Driver (UL Type A and Type B) |  | standard | YES |  | 1586 | 120.06 | 13.21 | 13.14 | 0.9006 | 2918 | 83.6 | 5 | 50000 | 2016-09-07 | Not Dimmable | Not Dimmable | NO |  | DDDIDF | [15 empty] | 89.5 |  | 1.16 | 1.36 | [6 empty] | 4.4 | 1579 | 123.05 | 12.81 | 10.76 | 0.9 | 3000 | 83.6 |  |  |  | NO | NO | NO | 2018-05-02 | 4.3 |  | standard |  |  |  |  | 2018-11-02 | NO | NO | NO | [6 empty] | AC | [7 empty] | NO
PUCU9DXX | Shenzhen Syhdee Co.,Ltd. | SYHDEE | SYHU-TT8-015C-1230(F) | Linear Replacement Lamp | T8 Four-Foot | Replacement Lamps (plug and play) (UL Type A) |  | standard | YES |  | 1945 | 121.71 | 15.98 | 8.71 | 0.9562 | 3006 | 81.9 | 5 | 50000 | 2016-09-07 | Not Dimmable | Not Dimmable | NO |  | BBBCXS | [15 empty] | 88.1 |  | 1.28 | 1.44 | [6 empty] | 4.4 | 1868 | 123.06 | 15.18 | 8.78 | 0.91 | 3000 | 82.4 |  |  |  | NO | NO | NO | 2018-05-02 | 4.3 |  | standard |  |  |  |  | 2018-11-02 | NO | NO | NO | [6 empty] | AC | [7 empty] | NO
P1BB9KG8 | Shenzhen Syhdee Co.,Ltd. | SYHDEE | SYHU-TT8-018C-1230(T) | Linear Replacement Lamp | T8 Four-Foot | Replacement Lamps (plug and play) (UL Type A) |  | standard | YES |  | 2104 | 124.13 | 16.95 | 8.84 | 0.9658 | 3006 | 81.9 | 5 | 50000 | 2016-09-07 | Not Dimmable | Not Dimmable | YES |  | BBBCXP | [15 empty] | 91.2 |  | 1.22 | 1.38 | [6 empty] | 4.4 | 2104 | 124.13 | 16.95 | 8.84 | 0.97 | 3000 | 81.9 |  |  |  | NO | NO | NO | 2018-05-02 | 4.3 |  | standard |  |  |  |  | 2018-11-02 | NO | NO | NO | [6 empty] | AC | [7 empty] | NO
PWXNS8A5 | Verimex Universal Corp. | Verimex | VX-T8-15W1200 BIXX BALLAST COMPATIBLE LED TUBE(2700K FROSTED) | Linear Replacement Lamp | T8 Four-Foot | Dual Mode Internal Driver (UL Type A and Type B) |  | standard | YES |  | 1929 | 109 | 17.7 | 17.9 | 0.9557 | 2655 | 81.6 | 5 | 50000 | 2016-09-02 | Not Yet Verified | Not Yet Verified | NotYetVerified | Lastx represents either s for single-end power input or T for double-end inputs; Product de-listed on 4/1/2017, re-listed on 4/28/2017 due to allowances requirements change | JJJLZT | [15 empty] | 84.9 |  | 1.25 | 1.4 | [6 empty] | 4.4 | 2040 | 120 | 17.7 | 20 | 0.9 | 2700 | 83 |  |  |  | NO | YES | NO | 2018-05-02 | 4.3 |  | standard |  |  |  |  | 2018-11-02 | NO | NO | NO | [6 empty] | AC | [7 empty] | NO
PM8K7RZF | Shenzhen Bonld Electronics Co.,LTD | BONLD | BDT84DUA-16WB-DBMF | Linear Replacement Lamp | T8 Four-Foot | Dual Mode Internal Driver (UL Type A and Type B) |  | standard | NO | [10 empty] | 2016-09-01 | Not Dimmable | Not Dimmable | NotYetVerified |  | IIIJIZ | [25 empty] | 4.4 | 2160 | 120 | 18 | 7.63 | 0.9 | 3500 | 80 |  |  |  | NO | NO | NO | 2018-05-02 | 4.3 |  | standard |  |  |  |  | 2018-11-02 | NO | NO | NO | [6 empty] | AC | [7 empty] | NO
PBTB6E5G | Shenzhen Bonld Electronics Co.,LTD | BONLD | BDT84DUA-12WB-DHCF | Linear Replacement Lamp | T8 Four-Foot | Dual Mode Internal Driver (UL Type A and Type B) |  | standard | NO | [10 empty] | 2016-09-01 | Not Dimmable | Not Dimmable | NotYetVerified |  | IIIJJB | [25 empty] | 4.4 | 1800 | 150 | 12 | 11.66 | 0.9 | 4500 | 80 |  |  |  | NO | NO | NO | 2018-05-02 | 4.3 |  | standard |  |  |  |  | 2018-11-02 | NO | NO | NO | [6 empty] | AC | [7 empty] | NO
PPD47XF6 | Hocan Group Co. LTD | SEPICN LED Lighting | HC-T8-4FT-22W-ID-C-A/B(5000KCLEAR) | Linear Replacement Lamp | T8 Four-Foot | Dual Mode Internal Driver (UL Type A and Type B) |  | standard | NO | [10 empty] | 2016-09-01 | Not Dimmable | Not Dimmable | NO |  | SSSBON | [25 empty] | 4.4 | 2934 | 143.07 | 20.51 | 11.47 | 0.9014 | 5000 | 83.6 |  |  |  | NO | NO | NO | 2018-05-02 | 4.3 |  | standard |  |  |  |  | 2018-11-02 | NO | NO | NO | [6 empty] | AC | [7 empty] | NO
PF5Q9BF2 | Hocan Group Co. LTD | SEPICN LED Lighting | HC-T8-4FT-13W-ID-C-A/B(5000KCLEAR) | Linear Replacement Lamp | T8 Four-Foot | Dual Mode Internal Driver (UL Type A and Type B) |  | standard | NO | [10 empty] | 2016-09-01 | Not Dimmable | Not Dimmable | NO |  | SSSBOK | [25 empty] | 4.4 | 1871 | 145.38 | 12.87 | 16.59 | 0.9023 | 5000 | 84 |  |  |  | NO | NO | NO | 2018-05-02 | 4.3 |  | standard |  |  |  |  | 2018-11-02 | NO | NO | NO | [6 empty] | AC | [7 empty] | NO
PXDE3XZM | Shenzhen Bonld Electronics Co.,LTD | BONLD | BDT84DUA-12WB-DDCF | Linear Replacement Lamp | T8 Four-Foot | Dual Mode Internal Driver (UL Type A and Type B) |  | standard | NO | [10 empty] | 2016-09-01 | Not Dimmable | Not Dimmable | NotYetVerified |  | IIIJJB | [25 empty] | 4.4 | 1800 | 150 | 12 | 11.66 | 0.9 | 5000 | 80 |  |  |  | NO | NO | NO | 2018-05-02 | 4.3 |  | standard |  |  |  |  | 2018-11-02 | NO | NO | NO | [6 empty] | AC | [7 empty] | NO
PN9F31MZ | Hocan Group Co. LTD | SEPICN LED Lighting | HC-T8-4FT-13W-ID-C-A/B(3000KCLEAR) | Linear Replacement Lamp | T8 Four-Foot | Dual Mode Internal Driver (UL Type A and Type B) |  | standard | YES |  | 1755 | 140.74 | 12.47 | 16.53 | 0.9029 | 2881 | 82.1 | 5 | 50000 | 2016-09-01 | Not Dimmable | Not Dimmable | NO |  | SSSBOK | [15 empty] | 91.1 |  | 1.2 | 1.38 | [6 empty] | 4.4 | 1755 | 140.74 | 12.47 | 16.53 | 0.9029 | 3000 | 82.1 |  |  |  | NO | NO | NO | 2018-05-02 | 4.3 |  | standard |  |  |  |  | 2018-11-02 | NO | NO | NO | [6 empty] | AC | [7 empty] | NO
PRFYP95X | Shenzhen Bonld Electronics Co.,LTD | BONLD | BDT84DUA-12WB-DWCF | Linear Replacement Lamp | T8 Four-Foot | Dual Mode Internal Driver (UL Type A and Type B) |  | standard | YES |  | 1700.7 | 123.07 | 13.82 | 11.66 | 0.9585 | 2877 | 82 | 5 | 50000 | 2016-09-01 | Not Dimmable | Not Dimmable | NotYetVerified |  | IIIJJB | [15 empty] | 88.6 |  | 1.26 | 1.44 | [6 empty] | 4.4 | 1680 | 140 | 12 | 11.66 | 0.9 | 3000 | 80 |  |  |  | NO | NO | NO | 2018-05-02 | 4.3 |  | standard |  |  |  |  | 2018-11-02 | NO | NO | NO | [6 empty] | AC | [7 empty] | NO
PB5CSN8C | Hocan Group Co. LTD | SEPICN LED Lighting | HC-T8-4FT-22W-ID-C-A/B(4000KCLEAR) | Linear Replacement Lamp | T8 Four-Foot | Dual Mode Internal Driver (UL Type A and Type B) |  | standard | NO | [10 empty] | 2016-09-01 | Not Dimmable | Not Dimmable | NO |  | SSSBON | [25 empty] | 4.4 | 2837 | 139.27 | 20.37 | 11.48 | 0.9008 | 4000 | 81.7 |  |  |  | NO | NO | NO | 2018-05-02 | 4.3 |  | standard |  |  |  |  | 2018-11-02 | NO | NO | NO | [6 empty] | AC | [7 empty] | NO
PXN4GNC8 | Hocan Group Co. LTD | SEPICN LED Lighting | HC-T8-4FT-18W-ID-C-A/B(4000KCLEAR) | Linear Replacement Lamp | T8 Four-Foot | Dual Mode Internal Driver (UL Type A and Type B) |  | standard | NO | [10 empty] | 2016-09-01 | Not Dimmable | Not Dimmable | NO |  | SSSBOL | [25 empty] | 4.4 | 2137 | 123.6 | 17.29 | 11.26 | 0.9019 | 4000 | 81.9 |  |  |  | NO | NO | NO | 2018-05-02 | 4.3 |  | standard |  |  |  |  | 2018-11-02 | NO | NO | NO | [6 empty] | AC | [7 empty] | NO
PT7R1BW7 | Hocan Group Co. LTD | SEPICN LED Lighting | HC-T8-4FT-13W-ID-C-A/B(5000KFROSTED) | Linear Replacement Lamp | T8 Four-Foot | Dual Mode Internal Driver (UL Type A and Type B) |  | standard | NO | [10 empty] | 2016-09-01 | Not Dimmable | Not Dimmable | NO |  | SSSBOJ | [25 empty] | 4.4 | 1736 | 135.02 | 12.86 | 16.33 | 0.9024 | 5000 | 84 |  |  |  | NO | NO | NO | 2018-05-02 | 4.3 |  | standard |  |  |  |  | 2018-11-02 | NO | NO | NO | [6 empty] | AC | [7 empty] | NO
P3XEPN8G | Shenzhen Bonld Electronics Co.,LTD | BONLD | BDT84DUA-12WB-DBCF | Linear Replacement Lamp | T8 Four-Foot | Dual Mode Internal Driver (UL Type A and Type B) |  | standard | NO | [10 empty] | 2016-09-01 | Not Dimmable | Not Dimmable | NotYetVerified |  | IIIJJB | [25 empty] | 4.4 | 1680 | 140 | 12 | 11.66 | 0.9 | 3500 | 80 |  |  |  | NO | NO | NO | 2018-05-02 | 4.3 |  | standard |  |  |  |  | 2018-11-02 | NO | NO | NO | [6 empty] | AC | [7 empty] | NO
PETNF59N | Shenzhen Bonld Electronics Co.,LTD | BONLD | BDT84DUA-12WB-DBMF | Linear Replacement Lamp | T8 Four-Foot | Dual Mode Internal Driver (UL Type A and Type B) |  | standard | NO | [10 empty] | 2016-09-01 | Not Dimmable | Not Dimmable | NotYetVerified |  | IIIJIX | [25 empty] | 4.4 | 1620 | 135 | 12 | 14.16 | 0.9 | 3500 | 80 |  |  |  | NO | NO | NO | 2018-05-02 | 4.3 |  | standard |  |  |  |  | 2018-11-02 | NO | NO | NO | [6 empty] | AC | [7 empty] | NO
P2RY1XCK | Shenzhen Bonld Electronics Co.,LTD | BONLD | BDT84DUA-16WB-DNCF | Linear Replacement Lamp | T8 Four-Foot | Dual Mode Internal Driver (UL Type A and Type B) |  | standard | NO | [10 empty] | 2016-09-01 | Not Dimmable | Not Dimmable | NotYetVerified |  | IIIJIY | [25 empty] | 4.4 | 2340 | 130 | 18 | 7.7 | 0.9 | 4000 | 80 |  |  |  | NO | NO | NO | 2018-05-02 | 4.3 |  | standard |  |  |  |  | 2018-11-02 | NO | NO | NO | [6 empty] | AC | [7 empty] | NO
PHEQYN4J | Shenzhen Bonld Electronics Co.,LTD | BONLD | BDT84DUA-16WB-DWMF | Linear Replacement Lamp | T8 Four-Foot | Dual Mode Internal Driver (UL Type A and Type B) |  | standard | YES |  | 2034.7 | 114.76 | 17.73 | 7.63 | 0.9727 | 2884 | 81.9 | 5 | 50000 | 2016-09-01 | Not Dimmable | Not Dimmable | NotYetVerified |  | IIIJIZ | [15 empty] | 84.2 |  | 1.24 | 1.42 | [6 empty] | 4.4 | 2160 | 120 | 18 | 7.63 | 0.9 | 3000 | 80 |  |  |  | NO | NO | NO | 2018-05-02 | 4.3 |  | standard |  |  |  |  | 2018-11-02 | NO | NO | NO | [6 empty] | AC | [7 empty] | NO
P45PY4G6 | Hocan Group Co. LTD | SEPICN LED Lighting | HC-T8-4FT-18W-ID-C-A/B(3000KCLEAR) | Linear Replacement Lamp | T8 Four-Foot | Dual Mode Internal Driver (UL Type A and Type B) |  | standard | YES |  | 2137 | 123.6 | 16.9 | 11.26 | 0.9019 | 2896 | 81.9 | 5 | 50000 | 2016-09-01 | Not Dimmable | Not Dimmable | NO |  | SSSBOL | [15 empty] | 91.4 |  | 1.2 | 1.36 | [6 empty] | 4.4 | 2137 | 123.6 | 17.29 | 11.26 | 0.9019 | 3000 | 81.9 |  |  |  | NO | NO | NO | 2018-05-02 | 4.3 |  | standard |  |  |  |  | 2018-11-02 | NO | NO | NO | [6 empty] | AC | [7 empty] | NO
PT9V1J65 | Shenzhen Bonld Electronics Co.,LTD | BONLD | BDT84DUA-20WB-DDMF | Linear Replacement Lamp | T8 Four-Foot | Dual Mode Internal Driver (UL Type A and Type B) |  | standard | NO | [10 empty] | 2016-09-01 | Not Dimmable | Not Dimmable | NotYetVerified | Product updated 9/21/2016 | IIIJJW | [25 empty] | 4.4 | 2600 | 130 | 20 | 5.79 | 0.9 | 5000 | 80 |  |  |  | NO | NO | NO | 2018-05-02 | 4.3 |  | standard |  |  |  |  | 2018-11-02 | NO | NO | NO | [6 empty] | AC | [7 empty] | NO
PJF9VFT3 | Hocan Group Co. LTD | SEPICN LED Lighting | HC-T8-4FT-18W-ID-C-A/B(5000KFROSTED) | Linear Replacement Lamp | T8 Four-Foot | Dual Mode Internal Driver (UL Type A and Type B) |  | standard | NO | [10 empty] | 2016-09-01 | Not Dimmable | Not Dimmable | NO |  | SSSBOM | [25 empty] | 4.4 | 2123 | 120.3 | 17.65 | 11.41 | 0.9019 | 5000 | 83.7 |  |  |  | NO | NO | NO | 2018-05-02 | 4.3 |  | standard |  |  |  |  | 2018-11-02 | NO | NO | NO | [6 empty] | AC | [7 empty] | NO
PWQ1KHN5 | Shenzhen Bonld Electronics Co.,LTD | BONLD | BDT84DUA-16WB-DBCF | Linear Replacement Lamp | T8 Four-Foot | Dual Mode Internal Driver (UL Type A and Type B) |  | standard | NO | [10 empty] | 2016-09-01 | Not Dimmable | Not Dimmable | NotYetVerified |  | IIIJIY | [25 empty] | 4.4 | 2250 | 125 | 18 | 7.7 | 0.9 | 3500 | 80 |  |  |  | NO | NO | NO | 2018-05-02 | 4.3 |  | standard |  |  |  |  | 2018-11-02 | NO | NO | NO | [6 empty] | AC | [7 empty] | NO
PP7N767B | Shenzhen Bonld Electronics Co.,LTD | BONLD | BDT84DUA-16WB-DNMF | Linear Replacement Lamp | T8 Four-Foot | Dual Mode Internal Driver (UL Type A and Type B) |  | standard | NO | [10 empty] | 2016-09-01 | Not Dimmable | Not Dimmable | NotYetVerified |  | IIIJIZ | [25 empty] | 4.4 | 2160 | 120 | 18 | 7.63 | 0.9 | 4000 | 80 |  |  |  | NO | NO | NO | 2018-05-02 | 4.3 |  | standard |  |  |  |  | 2018-11-02 | NO | NO | NO | [6 empty] | AC | [7 empty] | NO
P4TAFC1Y | Shenzhen Bonld Electronics Co.,LTD | BONLD | BDT84DUA-12WB-DNCF | Linear Replacement Lamp | T8 Four-Foot | Dual Mode Internal Driver (UL Type A and Type B) |  | standard | NO | [10 empty] | 2016-09-01 | Not Dimmable | Not Dimmable | NotYetVerified |  | IIIJJB | [25 empty] | 4.4 | 1800 | 150 | 12 | 11.66 | 0.9 | 4000 | 80 |  |  |  | NO | NO | NO | 2018-05-02 | 4.3 |  | standard |  |  |  |  | 2018-11-02 | NO | NO | NO | [6 empty] | AC | [7 empty] | NO
P9KYS58F | Shenzhen Bonld Electronics Co.,LTD | BONLD | BDT84DUA-20WB-DWMF | Linear Replacement Lamp | T8 Four-Foot | Dual Mode Internal Driver (UL Type A and Type B) |  | standard | YES |  | 2395 | 114.8 | 20.86 | 5.79 | 0.9799 | 2887 | 81.9 | 5 | 50000 | 2016-09-01 | Not Dimmable | Not Dimmable | NotYetVerified | Product updated 9/21/2016 | IIIJJW | [15 empty] | 84.7 |  | 1.22 | 1.38 | [6 empty] | 4.4 | 2600 | 130 | 20 | 5.79 | 0.9 | 3000 | 80 |  |  |  | NO | NO | NO | 2018-05-02 | 4.3 |  | standard |  |  |  |  | 2018-11-02 | NO | NO | NO | [6 empty] | AC | [7 empty] | NO
P68RYVHS | Hocan Group Co. LTD | SEPICN LED Lighting | HC-T8-4FT-22W-ID-C-A/B(3000KCLEAR) | Linear Replacement Lamp | T8 Four-Foot | Dual Mode Internal Driver (UL Type A and Type B) |  | standard | YES |  | 2740 | 135.42 | 20.31 | 11.48 | 0.9008 | 2887 | 81.7 | 5 | 50000 | 2016-09-01 | Not Dimmable | Not Dimmable | NO |  | SSSBON | [15 empty] | 90.9 |  | 1.2 | 1.4 | [6 empty] | 4.4 | 2740 | 135.42 | 20.23 | 11.48 | 0.9008 | 3000 | 81.7 |  |  |  | NO | NO | NO | 2018-05-02 | 4.3 |  | standard |  |  |  |  | 2018-11-02 | NO | NO | NO | [6 empty] | AC | [7 empty] | NO
PG78CBMB | Hocan Group Co. LTD | SEPICN LED Lighting | HC-T8-4FT-22W-ID-C-A/B(3000KFROSTED) | Linear Replacement Lamp | T8 Four-Foot | Dual Mode Internal Driver (UL Type A and Type B) |  | standard | YES |  | 2670 | 129.51 | 20.97 | 11.55 | 0.9012 | 2903 | 82.1 | 5 | 50000 | 2016-09-01 | Not Dimmable | Not Dimmable | NO |  | SSSBOO | [15 empty] | 90.2 |  | 1.16 | 1.36 | [6 empty] | 4.4 | 2670 | 129.51 | 20.62 | 11.55 | 0.9012 | 3000 | 82.1 |  |  |  | NO | NO | NO | 2018-05-02 | 4.3 |  | standard |  |  |  |  | 2018-11-02 | NO | NO | NO | [6 empty] | AC | [7 empty] | NO
PTGFB5YQ | Hocan Group Co. LTD | SEPICN LED Lighting | HC-T8-4FT-13W-ID-C-A/B(4000KCLEAR) | Linear Replacement Lamp | T8 Four-Foot | Dual Mode Internal Driver (UL Type A and Type B) |  | standard | NO | [10 empty] | 2016-09-01 | Not Dimmable | Not Dimmable | NO |  | SSSBOK | [25 empty] | 4.4 | 1813 | 143.09 | 12.67 | 16.53 | 0.9029 | 4000 | 82.1 |  |  |  | NO | NO | NO | 2018-05-02 | 4.3 |  | standard |  |  |  |  | 2018-11-02 | NO | NO | NO | [6 empty] | AC | [7 empty] | NO
P2T5Z6ZQ | Hocan Group Co. LTD | SEPICN LED Lighting | HC-T8-4FT-18W-ID-C-A/B(5000KCLEAR) | Linear Replacement Lamp | T8 Four-Foot | Dual Mode Internal Driver (UL Type A and Type B) |  | standard | NO | [10 empty] | 2016-09-01 | Not Dimmable | Not Dimmable | NO |  | SSSBOL | [25 empty] | 4.4 | 2300 | 133.32 | 17.51 | 11.42 | 0.9026 | 5000 | 83.7 |  |  |  | NO | NO | NO | 2018-05-02 | 4.3 |  | standard |  |  |  |  | 2018-11-02 | NO | NO | NO | [6 empty] | AC | [7 empty] | NO
PVPQUKFD | Hocan Group Co. LTD | SEPICN LED Lighting | HC-T8-4FT-22W-ID-C-A/B(5000KFROSTED) | Linear Replacement Lamp | T8 Four-Foot | Dual Mode Internal Driver (UL Type A and Type B) |  | standard | NO | [10 empty] | 2016-09-01 | Not Dimmable | Not Dimmable | NO |  | SSSBOO | [25 empty] | 4.4 | 2765 | 133.14 | 20.77 | 11.65 | 0.9033 | 5000 | 83.7 |  |  |  | NO | NO | NO | 2018-05-02 | 4.3 |  | standard |  |  |  |  | 2018-11-02 | NO | NO | NO | [6 empty] | AC | [7 empty] | NO
P62ZWE3U | Shenzhen Bonld Electronics Co.,LTD | BONLD | BDT84DUA-12WB-DHMF | Linear Replacement Lamp | T8 Four-Foot | Dual Mode Internal Driver (UL Type A and Type B) |  | standard | NO | [10 empty] | 2016-09-01 | Not Dimmable | Not Dimmable | NotYetVerified |  | IIIJIX | [25 empty] | 4.4 | 1680 | 140 | 12 | 14.16 | 0.9 | 4500 | 80 |  |  |  | NO | NO | NO | 2018-05-02 | 4.3 |  | standard |  |  |  |  | 2018-11-02 | NO | NO | NO | [6 empty] | AC | [7 empty] | NO
PY2CJAE4 | Shenzhen Bonld Electronics Co.,LTD | BONLD | BDT84DUA-16WB-DDCF | Linear Replacement Lamp | T8 Four-Foot | Dual Mode Internal Driver (UL Type A and Type B) |  | standard | NO | [10 empty] | 2016-09-01 | Not Dimmable | Not Dimmable | NotYetVerified |  | IIIJIY | [25 empty] | 4.4 | 2340 | 130 | 18 | 7.7 | 0.9 | 5000 | 80 |  |  |  | NO | NO | NO | 2018-05-02 | 4.3 |  | standard |  |  |  |  | 2018-11-02 | NO | NO | NO | [6 empty] | AC | [7 empty] | NO
PM3GZ6YP | Shenzhen Bonld Electronics Co.,LTD | BONLD | BDT84DUA-12WB-DNMF | Linear Replacement Lamp | T8 Four-Foot | Dual Mode Internal Driver (UL Type A and Type B) |  | standard | NO | [10 empty] | 2016-09-01 | Not Dimmable | Not Dimmable | NotYetVerified |  | IIIJIX | [25 empty] | 4.4 | 1680 | 140 | 12 | 14.16 | 0.9 | 4000 | 80 |  |  |  | NO | NO | NO | 2018-05-02 | 4.3 |  | standard |  |  |  |  | 2018-11-02 | NO | NO | NO | [6 empty] | AC | [7 empty] | NO
PSUBJGKV | Shenzhen Bonld Electronics Co.,LTD | BONLD | BDT84DUA-16WB-DWCF | Linear Replacement Lamp | T8 Four-Foot | Dual Mode Internal Driver (UL Type A and Type B) |  | standard | YES |  | 2195.5 | 123.34 | 17.8 | 7.7 | 0.9727 | 2896 | 81.9 | 5 | 50000 | 2016-09-01 | Not Dimmable | Not Dimmable | NotYetVerified |  | IIIJIY | [15 empty] | 89.3 |  | 1.28 | 1.44 | [6 empty] | 4.4 | 2250 | 125 | 18 | 7.7 | 0.9 | 3000 | 80 |  |  |  | NO | NO | NO | 2018-05-02 | 4.3 |  | standard |  |  |  |  | 2018-11-02 | NO | NO | NO | [6 empty] | AC | [7 empty] | NO
PYYAGGAT | Shenzhen Bonld Electronics Co.,LTD | BONLD | BDT84DUA-16WB-DDMF | Linear Replacement Lamp | T8 Four-Foot | Dual Mode Internal Driver (UL Type A and Type B) |  | standard | NO | [10 empty] | 2016-09-01 | Not Dimmable | Not Dimmable | NotYetVerified |  | IIIJIZ | [25 empty] | 4.4 | 2160 | 120 | 18 | 7.63 | 0.9 | 5000 | 80 |  |  |  | NO | NO | NO | 2018-05-02 | 4.3 |  | standard |  |  |  |  | 2018-11-02 | NO | NO | NO | [6 empty] | AC | [7 empty] | NO
P84VDV8H | Shenzhen Bonld Electronics Co.,LTD | BONLD | BDT84DUA-12WB-DDMF | Linear Replacement Lamp | T8 Four-Foot | Dual Mode Internal Driver (UL Type A and Type B) |  | standard | NO | [10 empty] | 2016-09-01 | Not Dimmable | Not Dimmable | NotYetVerified |  | IIIJIX | [25 empty] | 4.4 | 1680 | 140 | 12 | 14.16 | 0.9 | 5000 | 80 |  |  |  | NO | NO | NO | 2018-05-02 | 4.3 |  | standard |  |  |  |  | 2018-11-02 | NO | NO | NO | [6 empty] | AC | [7 empty] | NO
P8V9ZDG1 | Shenzhen Bonld Electronics Co.,LTD | BONLD | BDT84DUA-20WB-DBMF | Linear Replacement Lamp | T8 Four-Foot | Dual Mode Internal Driver (UL Type A and Type B) |  | standard | NO | [10 empty] | 2016-09-01 | Not Dimmable | Not Dimmable | NotYetVerified | Product updated 9/21/2016 | IIIJJW | [25 empty] | 4.4 | 2600 | 130 | 20 | 5.79 | 0.9 | 3500 | 80 |  |  |  | NO | NO | NO | 2018-05-02 | 4.3 |  | standard |  |  |  |  | 2018-11-02 | NO | NO | NO | [6 empty] | AC | [7 empty] | NO
P2Z5V7TP | Shenzhen Bonld Electronics Co.,LTD | BONLD | BDT84DUA-20WB-DNMF | Linear Replacement Lamp | T8 Four-Foot | Dual Mode Internal Driver (UL Type A and Type B) |  | standard | NO | [10 empty] | 2016-09-01 | Not Dimmable | Not Dimmable | NotYetVerified | Product updated 9/21/2016 | IIIJJW | [25 empty] | 4.4 | 2600 | 130 | 20 | 5.79 | 0.9 | 4000 | 80 |  |  |  | NO | NO | NO | 2018-05-02 | 4.3 |  | standard |  |  |  |  | 2018-11-02 | NO | NO | NO | [6 empty] | AC | [7 empty] | NO
PYXS59QE | Shenzhen Bonld Electronics Co.,LTD | BONLD | BDT84DUA-20WB-DHMF | Linear Replacement Lamp | T8 Four-Foot | Dual Mode Internal Driver (UL Type A and Type B) |  | standard | NO | [10 empty] | 2016-09-01 | Not Dimmable | Not Dimmable | NotYetVerified | Product updated 9/21/2016 | IIIJJW | [25 empty] | 4.4 | 2600 | 130 | 20 | 5.79 | 0.9 | 4500 | 80 |  |  |  | NO | NO | NO | 2018-05-02 | 4.3 |  | standard |  |  |  |  | 2018-11-02 | NO | NO | NO | [6 empty] | AC | [7 empty] | NO
PPZWF4P8 | Shenzhen Bonld Electronics Co.,LTD | BONLD | BDT84DUA-16WB-DHMF | Linear Replacement Lamp | T8 Four-Foot | Dual Mode Internal Driver (UL Type A and Type B) |  | standard | NO | [10 empty] | 2016-09-01 | Not Dimmable | Not Dimmable | NotYetVerified |  | IIIJIZ | [25 empty] | 4.4 | 2160 | 120 | 18 | 7.63 | 0.9 | 4500 | 80 |  |  |  | NO | NO | NO | 2018-05-02 | 4.3 |  | standard |  |  |  |  | 2018-11-02 | NO | NO | NO | [6 empty] | AC | [7 empty] | NO
PRFNYBRF | Shenzhen Bonld Electronics Co.,LTD | BONLD | BDT84DUA-16WB-DHCF | Linear Replacement Lamp | T8 Four-Foot | Dual Mode Internal Driver (UL Type A and Type B) |  | standard | NO | [10 empty] | 2016-09-01 | Not Dimmable | Not Dimmable | NotYetVerified |  | IIIJIY | [25 empty] | 4.4 | 2340 | 130 | 18 | 7.7 | 0.9 | 4500 | 80 |  |  |  | NO | NO | NO | 2018-05-02 | 4.3 |  | standard |  |  |  |  | 2018-11-02 | NO | NO | NO | [6 empty] | AC | [7 empty] | NO
PW9YSEMD | Hocan Group Co. LTD | SEPICN LED Lighting | HC-T8-4FT-22W-ID-C-A/B(4000KFROSTED) | Linear Replacement Lamp | T8 Four-Foot | Dual Mode Internal Driver (UL Type A and Type B) |  | standard | NO | [10 empty] | 2016-09-01 | Not Dimmable | Not Dimmable | NO |  | SSSBOO | [25 empty] | 4.4 | 2670 | 129.51 | 20.62 | 11.55 | 0.9012 | 4000 | 82.1 |  |  |  | NO | NO | NO | 2018-05-02 | 4.3 |  | standard |  |  |  |  | 2018-11-02 | NO | NO | NO | [6 empty] | AC | [7 empty] | NO
PSZQ2FW1 | Hocan Group Co. LTD | SEPICN LED Lighting | HC-T8-4FT-13W-ID-C-A/B(4000KFROSTED) | Linear Replacement Lamp | T8 Four-Foot | Dual Mode Internal Driver (UL Type A and Type B) |  | standard | NO | [10 empty] | 2016-09-01 | Not Dimmable | Not Dimmable | NO |  | SSSBOJ | [25 empty] | 4.4 | 1640 | 129.83 | 12.63 | 15.97 | 0.9025 | 4000 | 82.4 |  |  |  | NO | NO | NO | 2018-05-02 | 4.3 |  | standard |  |  |  |  | 2018-11-02 | NO | NO | NO | [6 empty] | AC | [7 empty] | NO
PQRFA4ZT | Hocan Group Co. LTD | SEPICN LED Lighting | HC-T8-4FT-13W-ID-C-A/B(3000KFROSTED) | Linear Replacement Lamp | T8 Four-Foot | Dual Mode Internal Driver (UL Type A and Type B) |  | standard | YES |  | 1544 | 124.52 | 12.4 | 15.97 | 0.9025 | 2889 | 82.4 | 5 | 50000 | 2016-09-01 | Not Dimmable | Not Dimmable | NO |  | SSSBOJ | [15 empty] | 90.1 |  | 1.16 | 1.34 | [6 empty] | 4.4 | 1544 | 124.52 | 12.4 | 15.97 | 0.9025 | 3000 | 82.4 |  |  |  | NO | NO | NO | 2018-05-02 | 4.3 |  | standard |  |  |  |  | 2018-11-02 | NO | NO | NO | [6 empty] | AC | [7 empty] | NO
PFG5834A | Shenzhen Bonld Electronics Co.,LTD | BONLD | BDT84DUA-12WB-DWMF | Linear Replacement Lamp | T8 Four-Foot | Dual Mode Internal Driver (UL Type A and Type B) |  | standard | YES |  | 1572.9 | 112.36 | 14 | 14.16 | 0.9756 | 2900 | 83.8 | 5 | 50000 | 2016-09-01 | Not Dimmable | Not Dimmable | NotYetVerified |  | IIIJIX | [15 empty] | 84.5 |  | 1.24 | 1.42 | [6 empty] | 4.4 | 1620 | 135 | 12 | 14.16 | 0.9 | 3000 | 80 |  |  |  | NO | NO | NO | 2018-05-02 | 4.3 |  | standard |  |  |  |  | 2018-11-02 | NO | NO | NO | [6 empty] | AC | [7 empty] | NO
P4DJE1Y4 | Renesola Zhejiang Ltd | ReneSola | RDFT8F-18W/50K | Linear Replacement Lamp | T8 Four-Foot | Dual Mode Internal Driver (UL Type A and Type B) |  | standard | NO | [10 empty] | 2016-08-31 | Not Dimmable | Not Dimmable | NotYetVerified |  | HHHBUE | [25 empty] | 4.4 | 2287 | 127.34 | 17.96 | 14.95 | 0.91 | 5000 | 86 |  |  |  | NO | NO | NO | 2018-05-02 | 4.3 |  | standard |  |  |  |  | 2018-11-02 | NO | NO | NO | [6 empty] | AC | [7 empty] | NO
PA8QVP3M | Shenzhen sunpzone lighting electronic co., ltd | Sunpzone | SPZT8418P(4000K) | Linear Replacement Lamp | T8 Four-Foot | Replacement Lamps (plug and play) (UL Type A) |  | standard | NO | [10 empty] | 2016-08-31 | Not Dimmable | Not Dimmable | NO |  | TTTUHW | [25 empty] | 4.4 | 2252 | 123.57 | 18.22 | 14.05 | 0.903 | 4000 | 82.6 |  |  |  | NO | NO | NO | 2018-05-02 | 4.3 |  | standard |  |  |  |  | 2018-11-02 | NO | NO | NO | [6 empty] | AC | [7 empty] | NO
PNM52SR8 | Shenzhen sunpzone lighting electronic co., ltd | Sunpzone | T8422A(4000K) | Linear Replacement Lamp | T8 Four-Foot | Replacement Lamps (plug and play) (UL Type A) |  | standard | NO | [10 empty] | 2016-08-31 | Not Dimmable | Not Dimmable | NO |  | TTTUHX | [25 empty] | 4.4 | 3344 | 135.67 | 24.65 | 14.77 | 0.901 | 4000 | 82.8 |  |  |  | NO | NO | NO | 2018-05-02 | 4.3 |  | standard |  |  |  |  | 2018-11-02 | NO | NO | NO | [6 empty] | AC | [7 empty] | NO
PFX5ZZJX | Shenzhen sunpzone lighting electronic co., ltd | Sunpzone | T8418A(4000K) | Linear Replacement Lamp | T8 Four-Foot | Replacement Lamps (plug and play) (UL Type A) |  | standard | NO | [10 empty] | 2016-08-31 | Not Dimmable | Not Dimmable | NO |  | TTTUHY | [25 empty] | 4.4 | 2217 | 120.27 | 18.43 | 15.72 | 0.902 | 4000 | 83.1 |  |  |  | NO | NO | NO | 2018-05-02 | 4.3 |  | standard |  |  |  |  | 2018-11-02 | NO | NO | NO | [6 empty] | AC | [7 empty] | NO
PGPPDQ1D | Shenzhen sunpzone lighting electronic co., ltd | Sunpzone | T8422A(4500K) | Linear Replacement Lamp | T8 Four-Foot | Replacement Lamps (plug and play) (UL Type A) |  | standard | NO | [10 empty] | 2016-08-31 | Not Dimmable | Not Dimmable | NO |  | TTTUHX | [25 empty] | 4.4 | 3394 | 137.71 | 24.65 | 14.77 | 0.901 | 4500 | 82.8 |  |  |  | NO | NO | NO | 2018-05-02 | 4.3 |  | standard |  |  |  |  | 2018-11-02 | NO | NO | NO | [6 empty] | AC | [7 empty] | NO
PEWX8QCF | Shenzhen sunpzone lighting electronic co., ltd | Sunpzone | T8422A(5000K) | Linear Replacement Lamp | T8 Four-Foot | Replacement Lamps (plug and play) (UL Type A) |  | standard | NO | [10 empty] | 2016-08-31 | Not Dimmable | Not Dimmable | NO |  | TTTUHX | [25 empty] | 4.4 | 3444 | 138.42 | 24.88 | 14.82 | 0.901 | 5000 | 83 |  |  |  | NO | NO | NO | 2018-05-02 | 4.3 |  | standard |  |  |  |  | 2018-11-02 | NO | NO | NO | [6 empty] | AC | [7 empty] | NO
PAD9XRXA | Shenzhen sunpzone lighting electronic co., ltd | Sunpzone | T8418A(5000K) | Linear Replacement Lamp | T8 Four-Foot | Replacement Lamps (plug and play) (UL Type A) |  | standard | NO | [10 empty] | 2016-08-31 | Not Dimmable | Not Dimmable | NO |  | TTTUHY | [25 empty] | 4.4 | 2245 | 122.08 | 18.39 | 15.62 | 0.902 | 5000 | 83.1 |  |  |  | NO | NO | NO | 2018-05-02 | 4.3 |  | standard |  |  |  |  | 2018-11-02 | NO | NO | NO | [6 empty] | AC | [7 empty] | NO
P8TJYWHC | CSC LED Corp | CSC LED | CSC-T8-18W-120-GTB-50K | Linear Replacement Lamp | T8 Four-Foot | Dual Mode Internal Driver (UL Type A and Type B) |  | standard | NO | [10 empty] | 2016-08-31 | Not Dimmable | Not Dimmable | NO |  | EEEETF | [25 empty] | 4.4 | 2186 | 125.85 | 17.37 | 22.59 | 0.9 | 5000 | 80.6 |  |  |  | NO | NO | NO | 2018-05-02 | 4.3 |  | standard |  |  |  |  | 2018-11-02 | NO | NO | NO | [6 empty] | AC | [7 empty] | NO
PGEB7WVA | Shenzhen sunpzone lighting electronic co., ltd | Sunpzone | T8418A(4500K) | Linear Replacement Lamp | T8 Four-Foot | Replacement Lamps (plug and play) (UL Type A) |  | standard | NO | [10 empty] | 2016-08-31 | Not Dimmable | Not Dimmable | NO |  | TTTUHY | [25 empty] | 4.4 | 2231 | 121.04 | 18.43 | 15.72 | 0.902 | 4500 | 83.1 |  |  |  | NO | NO | NO | 2018-05-02 | 4.3 |  | standard |  |  |  |  | 2018-11-02 | NO | NO | NO | [6 empty] | AC | [7 empty] | NO
P7XDJEUJ | Shenzhen sunpzone lighting electronic co., ltd | Sunpzone | SPZT8418P(3500K) | Linear Replacement Lamp | T8 Four-Foot | Replacement Lamps (plug and play) (UL Type A) |  | standard | NO | [10 empty] | 2016-08-31 | Not Dimmable | Not Dimmable | NO |  | TTTUHW | [25 empty] | 4.4 | 2237 | 122.76 | 18.22 | 14.05 | 0.903 | 3500 | 82.6 |  |  |  | NO | NO | NO | 2018-05-02 | 4.3 |  | standard |  |  |  |  | 2018-11-02 | NO | NO | NO | [6 empty] | AC | [7 empty] | NO
PEW17BT4 | Shenzhen sunpzone lighting electronic co., ltd | Sunpzone | T8422A(3500K) | Linear Replacement Lamp | T8 Four-Foot | Replacement Lamps (plug and play) (UL Type A) |  | standard | NO | [10 empty] | 2016-08-31 | Not Dimmable | Not Dimmable | NO |  | TTTUHX | [25 empty] | 4.4 | 3293 | 133.63 | 24.65 | 14.77 | 0.901 | 3500 | 82.8 |  |  |  | NO | NO | NO | 2018-05-02 | 4.3 |  | standard |  |  |  |  | 2018-11-02 | NO | NO | NO | [6 empty] | AC | [7 empty] | NO
P3TTXGEG | Shenzhen sunpzone lighting electronic co., ltd | Sunpzone | SPZT8418P(5000K) | Linear Replacement Lamp | T8 Four-Foot | Replacement Lamps (plug and play) (UL Type A) |  | standard | NO | [10 empty] | 2016-08-31 | Not Dimmable | Not Dimmable | NO |  | TTTUHW | [25 empty] | 4.4 | 2281 | 125.33 | 18.2 | 14.56 | 0.902 | 5000 | 82.3 |  |  |  | NO | NO | NO | 2018-05-02 | 4.3 |  | standard |  |  |  |  | 2018-11-02 | NO | NO | NO | [6 empty] | AC | [7 empty] | NO
P2N9Z4NV | Shenzhen sunpzone lighting electronic co., ltd | Sunpzone | SPZT8418P(3000K) | Linear Replacement Lamp | T8 Four-Foot | Replacement Lamps (plug and play) (UL Type A) |  | standard | YES |  | 2222 | 121.82 | 18.24 | 14.05 | 0.9026 | 3011 | 82.6 | 5 | 50000 | 2016-08-31 | Not Dimmable | Not Dimmable | NO |  | TTTUHW | [15 empty] | 84.5 |  | 1.22 | 1.36 | [6 empty] | 4.4 | 2222 | 121.81 | 18.24 | 14.05 | 0.903 | 3000 | 82.6 |  |  |  | NO | NO | NO | 2018-05-02 | 4.3 |  | standard |  |  |  |  | 2018-11-02 | NO | NO | NO | [6 empty] | AC | [7 empty] | NO
P4FVKZ74 | Shenzhen sunpzone lighting electronic co., ltd | Sunpzone | SPZT8418P(4500K) | Linear Replacement Lamp | T8 Four-Foot | Replacement Lamps (plug and play) (UL Type A) |  | standard | NO | [10 empty] | 2016-08-31 | Not Dimmable | Not Dimmable | NO |  | TTTUHW | [25 empty] | 4.4 | 2266 | 124.38 | 18.22 | 14.05 | 0.903 | 4500 | 82.6 |  |  |  | NO | NO | NO | 2018-05-02 | 4.3 |  | standard |  |  |  |  | 2018-11-02 | NO | NO | NO | [6 empty] | AC | [7 empty] | NO
P5WTFNMY | Shenzhen sunpzone lighting electronic co., ltd | Sunpzone | T8422A(3000K) | Linear Replacement Lamp | T8 Four-Foot | Replacement Lamps (plug and play) (UL Type A) |  | standard | YES |  | 3234 | 132.49 | 24.41 | 14.77 | 0.9014 | 3022 | 82.8 | 5 | 50000 | 2016-08-31 | Not Dimmable | Not Dimmable | NO |  | TTTUHX | [15 empty] | 91.4 |  | 1.2 | 1.32 | [6 empty] | 4.4 | 3243 | 132.49 | 24.41 | 14.77 | 0.901 | 3000 | 82.8 |  |  |  | NO | NO | NO | 2018-05-02 | 4.3 |  | standard |  |  |  |  | 2018-11-02 | NO | NO | NO | [6 empty] | AC | [7 empty] | NO
PPCBWAC4 | ARKSMART INC | ARK SMART | ARK/UA/10K(4000K) | Linear Replacement Lamp | T8 Four-Foot | Replacement Lamps (plug and play) (UL Type A) |  | standard | NO | [10 empty] | 2016-08-29 | Not Dimmable | Not Dimmable | NO |  | QQQSXV | [25 empty] | 4.4 | 1650 | 160 | 10 | 20 | 0.95 | 4000 | 83 |  |  |  | NO | NO | NO | 2018-05-02 | 4.3 |  | standard |  |  |  |  | 2018-11-02 | NO | NO | NO | [6 empty] | AC | [7 empty] | NO
PYK4GSDM | ARKSMART INC | ARK SMART | ARK/UA/10K(3500K) | Linear Replacement Lamp | T8 Four-Foot | Replacement Lamps (plug and play) (UL Type A) |  | standard | NO | [10 empty] | 2016-08-29 | Not Dimmable | Not Dimmable | NO |  | QQQSXV | [25 empty] | 4.4 | 1620 | 150 | 10 | 20 | 0.95 | 3500 | 83 |  |  |  | NO | NO | NO | 2018-05-02 | 4.3 |  | standard |  |  |  |  | 2018-11-02 | NO | NO | NO | [6 empty] | AC | [7 empty] | NO
PSYPNGZ9 | ARKSMART INC | ARK SMART | ARK/UA/10K(3000K) | Linear Replacement Lamp | T8 Four-Foot | Replacement Lamps (plug and play) (UL Type A) |  | standard | YES |  | 1662.59 | 130.2 | 12.77 | 7.39 | 0.9684 | 3021 | 82.6 | 5 | 50000 | 2016-08-29 | Not Dimmable | Not Dimmable | NO |  | QQQSXV | [15 empty] | 85.5 |  | 1.28 | 1.24 | [6 empty] | 4.4 | 1615 | 150 | 10 | 20 | 0.95 | 3000 | 83 |  |  |  | NO | NO | NO | 2018-05-02 | 4.3 |  | standard |  |  |  |  | 2018-11-02 | NO | NO | NO | [6 empty] | AC | [7 empty] | NO
PH6YNM5M | ARKSMART INC | ARK SMART | ARK/UA/10K(5000K) | Linear Replacement Lamp | T8 Four-Foot | Replacement Lamps (plug and play) (UL Type A) |  | standard | NO | [10 empty] | 2016-08-29 | Not Dimmable | Not Dimmable | NO |  | QQQSXV | [25 empty] | 4.4 | 1734 | 160 | 10 | 20 | 0.95 | 5000 | 83 |  |  |  | NO | NO | NO | 2018-05-02 | 4.3 |  | standard |  |  |  |  | 2018-11-02 | NO | NO | NO | [6 empty] | AC | [7 empty] | NO
PSEU4F2U | ARKSMART INC | ARK SMART | ARK/UA/10K(4500K) | Linear Replacement Lamp | T8 Four-Foot | Replacement Lamps (plug and play) (UL Type A) |  | standard | NO | [10 empty] | 2016-08-29 | Not Dimmable | Not Dimmable | NO |  | QQQSXV | [25 empty] | 4.4 | 1734 | 160 | 10 | 20 | 0.95 | 4500 | 83 |  |  |  | NO | NO | NO | 2018-05-02 | 4.3 |  | standard |  |  |  |  | 2018-11-02 | NO | NO | NO | [6 empty] | AC | [7 empty] | NO
PW3XG3DQ | Shenzhen Topband Co., Ltd. | Topband | TPUCT8X4NLA-12WSB(45F) | Linear Replacement Lamp | T8 Four-Foot | Dual Mode Internal Driver (UL Type A and Type B) |  | standard | NO | [10 empty] | 2016-08-26 | Not Dimmable | Not Dimmable | NO |  | KKKZFO | [25 empty] | 4.4 | 1789 | 146.38 | 12.22 | 14.53 | 0.9 | 4500 | 84.3 |  |  |  | NO | NO | NO | 2018-05-02 | 4.3 |  | standard |  |  |  |  | 2018-11-02 | NO | NO | NO | [6 empty] | AC | [7 empty] | NO
P6JHE8WK | Shenzhen Topband Co., Ltd. | Topband | TPUCT8X4NLA-18WSB(50F) | Linear Replacement Lamp | T8 Four-Foot | Dual Mode Internal Driver (UL Type A and Type B) |  | standard | NO | [10 empty] | 2016-08-26 | Not Dimmable | Not Dimmable | NO |  | KKKZFQ | [25 empty] | 4.4 | 2634 | 143.77 | 18.32 | 12.19 | 0.9 | 5000 | 83.4 |  |  |  | NO | NO | NO | 2018-05-02 | 4.3 |  | standard |  |  |  |  | 2018-11-02 | NO | NO | NO | [6 empty] | AC | [7 empty] | NO
P65X2ASA | Shenzhen Topband Co., Ltd. | Topband | TPUCT8X4NLA-15WSB(40F) | Linear Replacement Lamp | T8 Four-Foot | Dual Mode Internal Driver (UL Type A and Type B) |  | standard | YES |  | 2437 | 140.15 | 17.39 | 13.4 | 0.9022 | 4073 | 83.7 | 5 | 50000 | 2016-08-26 | Not Dimmable | Not Dimmable | NO |  | KKKZFP | [15 empty] | 85.2 |  | 1.25 | 1.19 | [6 empty] | 4.4 | 2437 | 140.15 | 17.39 | 15.25 | 0.9 | 4000 | 83.4 |  |  |  | NO | NO | NO | 2018-05-02 | 4.3 |  | standard |  |  |  |  | 2018-11-02 | NO | NO | NO | [6 empty] | AC | [7 empty] | NO
PC3ZT37D | Shenzhen Topband Co., Ltd. | Topband | TPUCT8X4NLA-15WSB(45F) | Linear Replacement Lamp | T8 Four-Foot | Dual Mode Internal Driver (UL Type A and Type B) |  | standard | NO | [10 empty] | 2016-08-26 | Not Dimmable | Not Dimmable | NO |  | KKKZFP | [25 empty] | 4.4 | 2437 | 140.15 | 17.39 | 15.25 | 0.9 | 4500 | 83.4 |  |  |  | NO | NO | NO | 2018-05-02 | 4.3 |  | standard |  |  |  |  | 2018-11-02 | NO | NO | NO | [6 empty] | AC | [7 empty] | NO
P82H8W7D | Shenzhen Topband Co., Ltd. | Topband | TPUCT8X4NLA-18WSB(40F) | Linear Replacement Lamp | T8 Four-Foot | Dual Mode Internal Driver (UL Type A and Type B) |  | standard | YES |  | 2516 | 140.01 | 18.24 | 12.3 | 0.9003 | 4075 | 84 | 5 | 50000 | 2016-08-26 | Not Dimmable | Not Dimmable | NO |  | KKKZFQ | [15 empty] | 85.3 |  | 1.36 | 1.19 | [6 empty] | 4.4 | 2516 | 140.48 | 17.91 | 12.3 | 0.9 | 4000 | 84 |  |  |  | NO | NO | NO | 2018-05-02 | 4.3 |  | standard |  |  |  |  | 2018-11-02 | NO | NO | NO | [6 empty] | AC | [7 empty] | NO
PTZZ8113 | Shenzhen Topband Co., Ltd. | Topband | TPUCT8X4NLA-18WSB(45F) | Linear Replacement Lamp | T8 Four-Foot | Dual Mode Internal Driver (UL Type A and Type B) |  | standard | NO | [10 empty] | 2016-08-26 | Not Dimmable | Not Dimmable | NO |  | KKKZFQ | [25 empty] | 4.4 | 2516 | 140.48 | 17.91 | 12.3 | 0.9 | 4500 | 84 |  |  |  | NO | NO | NO | 2018-05-02 | 4.3 |  | standard |  |  |  |  | 2018-11-02 | NO | NO | NO | [6 empty] | AC | [7 empty] | NO
PFKNM9KD | Shenzhen Topband Co., Ltd. | Topband | TPUCT8X4NLA-15WSB(50F) | Linear Replacement Lamp | T8 Four-Foot | Dual Mode Internal Driver (UL Type A and Type B) |  | standard | NO | [10 empty] | 2016-08-26 | Not Dimmable | Not Dimmable | NO |  | KKKZFP | [25 empty] | 4.4 | 2458 | 142.25 | 17.28 | 15.39 | 0.9 | 5000 | 82.5 |  |  |  | NO | NO | NO | 2018-05-02 | 4.3 |  | standard |  |  |  |  | 2018-11-02 | NO | NO | NO | [6 empty] | AC | [7 empty] | NO
P76M6VH6 | Shenzhen Topband Co., Ltd. | Topband | TPUCT8X4NLA-12WSB(50F) | Linear Replacement Lamp | T8 Four-Foot | Dual Mode Internal Driver (UL Type A and Type B) |  | standard | NO | [10 empty] | 2016-08-26 | Not Dimmable | Not Dimmable | NO |  | KKKZFO | [25 empty] | 4.4 | 1834 | 149.23 | 12.29 | 14.59 | 0.9 | 5000 | 82.9 |  |  |  | NO | NO | NO | 2018-05-02 | 4.3 |  | standard |  |  |  |  | 2018-11-02 | NO | NO | NO | [6 empty] | AC | [7 empty] | NO
PB7UM86Q | Shenzhen Topband Co., Ltd. | Topband | TPUCT8X4NLA-12WSB(40F) | Linear Replacement Lamp | T8 Four-Foot | Dual Mode Internal Driver (UL Type A and Type B) |  | standard | YES |  | 1789 | 146.38 | 12.15 | 12.08 | 0.9012 | 4085 | 84.3 | 5 | 50000 | 2016-08-26 | Not Dimmable | Not Dimmable | NO |  | KKKZFO | [15 empty] | 85.1 |  | 1.19 | 1.22 | [6 empty] | 4.4 | 1789 | 146.38 | 12.22 | 14.53 | 0.9 | 4000 | 84.3 |  |  |  | NO | NO | NO | 2018-05-02 | 4.3 |  | standard |  |  |  |  | 2018-11-02 | NO | NO | NO | [6 empty] | AC | [7 empty] | NO
P8ZN6WMZ | Shenzhen Syhdee Co.,Ltd. | SYHDEE | SYH-T08-AB1218 (4000K) | Linear Replacement Lamp | T8 Four-Foot | Dual Mode Internal Driver (UL Type A and Type B) |  | standard | NO | [10 empty] | 2016-08-22 | Dimmable | Continuous Below 10 | NO |  | BBBCWK | [25 empty] | 4.4 | 2668.22 | 120.73 | 22.1 | 13.7 | 0.95 | 4000 | 82.1 |  |  |  | NO | NO | NO | 2018-05-02 | 4.3 |  | standard |  |  |  |  | 2018-11-02 | NO | NO | NO | [6 empty] | AC | [7 empty] | NO
PR4JC6W6 | Shenzhen Syhdee Co.,Ltd. | SYHDEE | SYH-T08-AB1218 (5000K) | Linear Replacement Lamp | T8 Four-Foot | Dual Mode Internal Driver (UL Type A and Type B) |  | standard | NO | [10 empty] | 2016-08-22 | Dimmable | Continuous Below 10 | NO |  | BBBCWK | [25 empty] | 4.4 | 2716.6 | 122.92 | 22.1 | 13.8 | 0.94 | 5000 | 82.9 |  |  |  | NO | NO | NO | 2018-05-02 | 4.3 |  | standard |  |  |  |  | 2018-11-02 | NO | NO | NO | [6 empty] | AC | [7 empty] | NO
PM5M448V | Jintec America Inc | fulBrite | JK-T8-4F-18 (4000K) | Linear Replacement Lamp | T8 Four-Foot | Replacement Lamps (plug and play) (UL Type A) |  | standard | NO | [10 empty] | 2016-08-22 | Not Dimmable | Not Dimmable | NO |  | LLLARM | [25 empty] | 4.4 | 2204 | 121.23 | 18.18 | 17.68 | 0.91 | 4000 | 82.2 |  |  |  | NO | NO | NO | 2018-05-02 | 4.3 |  | standard |  |  |  |  | 2018-11-02 | NO | NO | NO | [6 empty] | AC | [7 empty] | NO
PE2JZE98 | Jintec America Inc | fulBrite | JK-T8-4F-18 (4500K) | Linear Replacement Lamp | T8 Four-Foot | Replacement Lamps (plug and play) (UL Type A) |  | standard | NO | [10 empty] | 2016-08-22 | Not Dimmable | Not Dimmable | NO |  | LLLARM | [25 empty] | 4.4 | 2204 | 121.23 | 18.18 | 17.68 | 0.91 | 4500 | 82.2 |  |  |  | NO | NO | NO | 2018-05-02 | 4.3 |  | standard |  |  |  |  | 2018-11-02 | NO | NO | NO | [6 empty] | AC | [7 empty] | NO
PM6GJDKV | Jintec America Inc | fulBrite | JK-T8-4F-18 (5000K) | Linear Replacement Lamp | T8 Four-Foot | Replacement Lamps (plug and play) (UL Type A) |  | standard | NO | [10 empty] | 2016-08-22 | Not Dimmable | Not Dimmable | NO |  | LLLARM | [25 empty] | 4.4 | 2241 | 123.06 | 18.21 | 17.64 | 0.91 | 5000 | 81.6 |  |  |  | NO | NO | NO | 2018-05-02 | 4.3 |  | standard |  |  |  |  | 2018-11-02 | NO | NO | NO | [6 empty] | AC | [7 empty] | NO
PN1UC9UU | Jintec America Inc | fulBrite | JK-T8-4F-18 (2700K) | Linear Replacement Lamp | T8 Four-Foot | Replacement Lamps (plug and play) (UL Type A) |  | standard | YES |  | 2189 | 121.01 | 18.09 | 17.68 | 0.9107 | 2805 | 82.2 | 5 | 50000 | 2016-08-22 | Not Dimmable | Not Dimmable | NO |  | LLLARM | [15 empty] | 85.3 |  | 1.2 | 1.28 | [6 empty] | 4.4 | 2204 | 121.23 | 18.18 | 17.68 | 0.91 | 2700 | 82.2 |  |  |  | NO | NO | NO | 2018-05-02 | 4.3 |  | standard |  |  |  |  | 2018-11-02 | NO | NO | NO | [6 empty] | AC | [7 empty] | NO
PJYEK3D4 | Shenzhen Syhdee Co.,Ltd. | SYHDEE | SYH-T08-AB1218 (3500K) | Linear Replacement Lamp | T8 Four-Foot | Dual Mode Internal Driver (UL Type A and Type B) |  | standard | NO | [10 empty] | 2016-08-22 | Dimmable | Continuous Below 10 | NO |  | BBBCWK | [25 empty] | 4.4 | 2668.22 | 120.73 | 22.1 | 13.7 | 0.95 | 3500 | 82.1 |  |  |  | NO | NO | NO | 2018-05-02 | 4.3 |  | standard |  |  |  |  | 2018-11-02 | NO | NO | NO | [6 empty] | AC | [7 empty] | NO
PDUDVJ8J | Shenzhen Syhdee Co.,Ltd. | SYHDEE | SYH-T08-AB1218 (3000K) | Linear Replacement Lamp | T8 Four-Foot | Dual Mode Internal Driver (UL Type A and Type B) |  | standard | YES |  | 2668.22 | 120.734 | 22.1 | 13.7 | 0.903 | 2969 | 82.1 | 5 | 50000 | 2016-08-22 | Dimmable | Continuous Below 10 | NO |  | BBBCWK | [15 empty] | 80.3 |  | 1.2 | 1.2 | [6 empty] | 4.4 | 2668.22 | 120.73 | 22.1 | 13.7 | 0.95 | 3000 | 82.1 |  |  |  | NO | NO | NO | 2018-05-02 | 4.3 |  | standard |  |  |  |  | 2018-11-02 | NO | NO | NO | [6 empty] | AC | [7 empty] | NO
P21HF97E | Jintec America Inc | fulBrite | JK-T8-4F-18 (3000K) | Linear Replacement Lamp | T8 Four-Foot | Replacement Lamps (plug and play) (UL Type A) |  | standard | NO | [10 empty] | 2016-08-22 | Not Dimmable | Not Dimmable | NO |  | LLLARM | [25 empty] | 4.4 | 2204 | 121.23 | 18.18 | 17.68 | 0.91 | 3000 | 82.2 |  |  |  | NO | NO | NO | 2018-05-02 | 4.3 |  | standard |  |  |  |  | 2018-11-02 | NO | NO | NO | [6 empty] | AC | [7 empty] | NO
PC3APVFG | Jintec America Inc | fulBrite | JK-T8-4F-18 (3500K) | Linear Replacement Lamp | T8 Four-Foot | Replacement Lamps (plug and play) (UL Type A) |  | standard | NO | [10 empty] | 2016-08-22 | Not Dimmable | Not Dimmable | NO |  | LLLARM | [25 empty] | 4.4 | 2204 | 121.23 | 18.18 | 17.68 | 0.91 | 3500 | 82.2 |  |  |  | NO | NO | NO | 2018-05-02 | 4.3 |  | standard |  |  |  |  | 2018-11-02 | NO | NO | NO | [6 empty] | AC | [7 empty] | NO
P168Z6DR | Shenzhen Syhdee Co.,Ltd. | SYHDEE | SYH-T08-AB1218 (4500K) | Linear Replacement Lamp | T8 Four-Foot | Dual Mode Internal Driver (UL Type A and Type B) |  | standard | NO | [10 empty] | 2016-08-22 | Dimmable | Continuous Below 10 | NO |  | BBBCWK | [25 empty] | 4.4 | 2668.22 | 120.73 | 22.1 | 13.7 | 0.95 | 4500 | 82.1 |  |  |  | NO | NO | NO | 2018-05-02 | 4.3 |  | standard |  |  |  |  | 2018-11-02 | NO | NO | NO | [6 empty] | AC | [7 empty] | NO
PTWRCPGG | Shenzhen Syhdee Co.,Ltd. | SYHDEE | SYH-T08-AB1220 (4000K) | Linear Replacement Lamp | T8 Four-Foot | Dual Mode Internal Driver (UL Type A and Type B) |  | standard | NO | [10 empty] | 2016-08-18 | Dimmable | Continuous Below 10 | NO |  | BBBCWE | [25 empty] | 4.4 | 2934.92 | 121.78 | 24.1 | 14.3 | 0.95 | 4000 | 82.2 |  |  |  | NO | NO | NO | 2018-05-02 | 4.3 |  | standard |  |  |  |  | 2018-11-02 | NO | NO | NO | [6 empty] | AC | [7 empty] | NO
PZ6ZXZB6 | Shenzhen Syhdee Co.,Ltd. | SYHDEE | SYH-T08-AB1212 (5000K) | Linear Replacement Lamp | T8 Four-Foot | Dual Mode Internal Driver (UL Type A and Type B) |  | standard | NO | [10 empty] | 2016-08-18 | Dimmable | Continuous Below 10 | NO |  | BBBCWC | [25 empty] | 4.4 | 1964.46 | 122.02 | 16.1 | 14.1 | 0.94 | 5000 | 82.9 |  |  |  | NO | NO | NO | 2018-05-02 | 4.3 |  | standard |  |  |  |  | 2018-11-02 | NO | NO | NO | [6 empty] | AC | [7 empty] | NO
PF4891HV | Shenzhen Topband Co., Ltd. | Topband | TPDF3T8X4NLA-18WBB(40C) | Linear Replacement Lamp | T8 Four-Foot | Dual Mode Internal Driver (UL Type A and Type B) |  | standard | NO | [10 empty] | 2016-08-18 | Not Dimmable | Not Dimmable | NO |  | TTTUHH | [25 empty] | 4.4 | 2367 | 138.66 | 17.07 | 14.07 | 0.9 | 4000 | 83.2 |  |  |  | NO | NO | NO | 2018-05-02 | 4.3 |  | standard |  |  |  |  | 2018-11-02 | NO | NO | NO | [6 empty] | AC | [7 empty] | NO
PNCK6UM6 | Shenzhen Topband Co., Ltd. | Topband | TPDF3T8X4NLA-18WBB(40F) | Linear Replacement Lamp | T8 Four-Foot | Dual Mode Internal Driver (UL Type A and Type B) |  | standard | NO | [10 empty] | 2016-08-18 | Not Dimmable | Not Dimmable | NO |  | TTTUHH | [25 empty] | 4.4 | 2122 | 124.17 | 17.09 | 14.19 | 0.9 | 4000 | 83.2 |  |  |  | NO | NO | NO | 2018-05-02 | 4.3 |  | standard |  |  |  |  | 2018-11-02 | NO | NO | NO | [6 empty] | AC | [7 empty] | NO
PKWYRBX4 | Shenzhen Topband Co., Ltd. | Topband | TPDF3T8X4NLA-18WSB(40F) | Linear Replacement Lamp | T8 Four-Foot | Dual Mode Internal Driver (UL Type A and Type B) |  | standard | NO | [10 empty] | 2016-08-18 | Not Dimmable | Not Dimmable | NO |  | TTTUHH | [25 empty] | 4.4 | 2220 | 122.31 | 18.15 | 13.18 | 0.9 | 4000 | 83.4 |  |  |  | NO | NO | NO | 2018-05-02 | 4.3 |  | standard |  |  |  |  | 2018-11-02 | NO | NO | NO | [6 empty] | AC | [7 empty] | NO
PDMPKFK6 | Shenzhen Topband Co., Ltd. | Topband | TPDF3T8X4NLA-12WSB(45C) | Linear Replacement Lamp | T8 Four-Foot | Dual Mode Internal Driver (UL Type A and Type B) |  | standard | NO | [10 empty] | 2016-08-18 | Not Dimmable | Not Dimmable | NO |  | TTTUHH | [25 empty] | 4.4 | 1765 | 137.54 | 12.83 | 10.98 | 0.9 | 4500 | 83 |  |  |  | NO | NO | NO | 2018-05-02 | 4.3 |  | standard |  |  |  |  | 2018-11-02 | NO | NO | NO | [6 empty] | AC | [7 empty] | NO
PES7GTMB | Shenzhen Topband Co., Ltd. | Topband | TPDF3T8X4NLA-18WBB(45F) | Linear Replacement Lamp | T8 Four-Foot | Dual Mode Internal Driver (UL Type A and Type B) |  | standard | NO | [10 empty] | 2016-08-18 | Not Dimmable | Not Dimmable | NO |  | TTTUHH | [25 empty] | 4.4 | 2122 | 124.17 | 17.09 | 14.19 | 0.9 | 4500 | 83.2 |  |  |  | NO | NO | NO | 2018-05-02 | 4.3 |  | standard |  |  |  |  | 2018-11-02 | NO | NO | NO | [6 empty] | AC | [7 empty] | NO
PNFAKW27 | Shenzhen Topband Co., Ltd. | Topband | TPDF3T8X4NLA-15WSB(50F) | Linear Replacement Lamp | T8 Four-Foot | Dual Mode Internal Driver (UL Type A and Type B) |  | standard | NO | [10 empty] | 2016-08-18 | Not Dimmable | Not Dimmable | NO |  | TTTUHH | [25 empty] | 4.4 | 2034 | 134.15 | 15.16 | 13.47 | 0.9 | 5000 | 84.3 |  |  |  | NO | NO | NO | 2018-05-02 | 4.3 |  | standard |  |  |  |  | 2018-11-02 | NO | NO | NO | [6 empty] | AC | [7 empty] | NO
PQT2KMHX | Shenzhen Topband Co., Ltd. | Topband | TPDF3T8X4NLA-18WSB(50F) | Linear Replacement Lamp | T8 Four-Foot | Dual Mode Internal Driver (UL Type A and Type B) |  | standard | NO | [10 empty] | 2016-08-18 | Not Dimmable | Not Dimmable | NO |  | TTTUHH | [25 empty] | 4.4 | 2310 | 127.02 | 18.19 | 13.37 | 0.9 | 5000 | 84.4 |  |  |  | NO | NO | NO | 2018-05-02 | 4.3 |  | standard |  |  |  |  | 2018-11-02 | NO | NO | NO | [6 empty] | AC | [7 empty] | NO
PV4EPKNH | Shenzhen Topband Co., Ltd. | Topband | TPDF3T8X4NLA-18WSB(30C) | Linear Replacement Lamp | T8 Four-Foot | Dual Mode Internal Driver (UL Type A and Type B) |  | standard | NO | [10 empty] | 2016-08-18 | Not Dimmable | Not Dimmable | NO |  | TTTUHH | [25 empty] | 4.4 | 2466 | 136.39 | 18.08 | 13.19 | 0.9 | 3000 | 82.9 |  |  |  | NO | NO | NO | 2018-05-02 | 4.3 |  | standard |  |  |  |  | 2018-11-02 | NO | NO | NO | [6 empty] | AC | [7 empty] | NO
PEWJZG8E | Shenzhen Topband Co., Ltd. | Topband | TPDF3T8X4NLA-12WSB(30C) | Linear Replacement Lamp | T8 Four-Foot | Dual Mode Internal Driver (UL Type A and Type B) |  | standard | NO | [10 empty] | 2016-08-18 | Not Dimmable | Not Dimmable | NO |  | TTTUHH | [25 empty] | 4.4 | 1765 | 137.54 | 12.83 | 10.98 | 0.9 | 3000 | 83 |  |  |  | NO | NO | NO | 2018-05-02 | 4.3 |  | standard |  |  |  |  | 2018-11-02 | NO | NO | NO | [6 empty] | AC | [7 empty] | NO
P76SB221 | Shenzhen Syhdee Co.,Ltd. | SYHDEE | SYH-T08-AB1215 (4000K) | Linear Replacement Lamp | T8 Four-Foot | Dual Mode Internal Driver (UL Type A and Type B) |  | standard | NO | [10 empty] | 2016-08-18 | Dimmable | Continuous Below 10 | NO |  | BBBCWB | [25 empty] | 4.4 | 2300.04 | 120.42 | 19.1 | 13.4 | 0.95 | 4000 | 82.3 |  |  |  | NO | NO | NO | 2018-05-02 | 4.3 |  | standard |  |  |  |  | 2018-11-02 | NO | NO | NO | [6 empty] | AC | [7 empty] | NO
P5X5BT4V | Shenzhen Topband Co., Ltd. | Topband | TPDF3T8X4NLA-15WSB(40F) | Linear Replacement Lamp | T8 Four-Foot | Dual Mode Internal Driver (UL Type A and Type B) |  | standard | NO | [10 empty] | 2016-08-18 | Not Dimmable | Not Dimmable | NO |  | TTTUHH | [25 empty] | 4.4 | 1950 | 129.07 | 15.11 | 13.91 | 0.9 | 4000 | 83.5 |  |  |  | NO | NO | NO | 2018-05-02 | 4.3 |  | standard |  |  |  |  | 2018-11-02 | NO | NO | NO | [6 empty] | AC | [7 empty] | NO
PS4Y9TU4 | Shenzhen Topband Co., Ltd. | Topband | TPDF3T8X4NLA-15WSB(50C) | Linear Replacement Lamp | T8 Four-Foot | Dual Mode Internal Driver (UL Type A and Type B) |  | standard | NO | [10 empty] | 2016-08-18 | Not Dimmable | Not Dimmable | NO |  | TTTUHH | [25 empty] | 4.4 | 2232 | 146.18 | 15.27 | 12.44 | 0.9 | 5000 | 84.2 |  |  |  | NO | NO | NO | 2018-05-02 | 4.3 |  | standard |  |  |  |  | 2018-11-02 | NO | NO | NO | [6 empty] | AC | [7 empty] | NO
PUHJMP43 | Shenzhen Topband Co., Ltd. | Topband | TPDF3T8X4NLA-18WSB(50C) | Linear Replacement Lamp | T8 Four-Foot | Dual Mode Internal Driver (UL Type A and Type B) |  | standard | NO | [10 empty] | 2016-08-18 | Not Dimmable | Not Dimmable | NO |  | TTTUHH | [25 empty] | 4.4 | 2554 | 140.56 | 18.17 | 13.18 | 0.9 | 5000 | 84.2 |  |  |  | NO | NO | NO | 2018-05-02 | 4.3 |  | standard |  |  |  |  | 2018-11-02 | NO | NO | NO | [6 empty] | AC | [7 empty] | NO
PD3W8YSY | Shenzhen Topband Co., Ltd. | Topband | TPDF3T8X4NLA-18WBB(30C) | Linear Replacement Lamp | T8 Four-Foot | Dual Mode Internal Driver (UL Type A and Type B) |  | standard | NO | [10 empty] | 2016-08-18 | Not Dimmable | Not Dimmable | NO |  | TTTUHH | [25 empty] | 4.4 | 2367 | 138.66 | 17.07 | 14.07 | 0.9 | 3000 | 83.2 |  |  |  | NO | NO | NO | 2018-05-02 | 4.3 |  | standard |  |  |  |  | 2018-11-02 | NO | NO | NO | [6 empty] | AC | [7 empty] | NO
PWFHMEET | Shenzhen Topband Co., Ltd. | Topband | TPDF3T8X4NLA-12WSB(35C) | Linear Replacement Lamp | T8 Four-Foot | Dual Mode Internal Driver (UL Type A and Type B) |  | standard | NO | [10 empty] | 2016-08-18 | Not Dimmable | Not Dimmable | NO |  | TTTUHH | [25 empty] | 4.4 | 1765 | 137.54 | 12.83 | 10.98 | 0.9 | 3500 | 83 |  |  |  | NO | NO | NO | 2018-05-02 | 4.3 |  | standard |  |  |  |  | 2018-11-02 | NO | NO | NO | [6 empty] | AC | [7 empty] | NO
P9ERJPKF | Shenzhen Topband Co., Ltd. | Topband | TPDF3T8X4NLA-18WBB(35F) | Linear Replacement Lamp | T8 Four-Foot | Dual Mode Internal Driver (UL Type A and Type B) |  | standard | NO | [10 empty] | 2016-08-18 | Not Dimmable | Not Dimmable | NO |  | TTTUHH | [25 empty] | 4.4 | 2122 | 124.17 | 17.09 | 14.19 | 0.9 | 3500 | 83.2 |  |  |  | NO | NO | NO | 2018-05-02 | 4.3 |  | standard |  |  |  |  | 2018-11-02 | NO | NO | NO | [6 empty] | AC | [7 empty] | NO
PHESH9YX | Shenzhen Topband Co., Ltd. | Topband | TPDF3T8X4NLA-18WSB(30F) | Linear Replacement Lamp | T8 Four-Foot | Dual Mode Internal Driver (UL Type A and Type B) |  | standard | YES |  | 2244 | 121.56 | 18.46 | 13.18 | 0.901 | 2955 | 83.4 | 5 | 50000 | 2016-08-18 | Not Dimmable | Not Dimmable | NO |  | TTTUHH | [15 empty] | 89.2 |  | 1.14 | 1.38 | [6 empty] | 4.4 | 2220 | 122.31 | 18.15 | 13.18 | 0.9 | 3000 | 83.4 |  |  |  | NO | NO | NO | 2018-05-02 | 4.3 |  | standard |  |  |  |  | 2018-11-02 | NO | NO | NO | [6 empty] | AC | [7 empty] | NO
PYVSDYQ3 | Shenzhen Syhdee Co.,Ltd. | SYHDEE | SYH-T08-AB1220 (3500K) | Linear Replacement Lamp | T8 Four-Foot | Dual Mode Internal Driver (UL Type A and Type B) |  | standard | NO | [10 empty] | 2016-08-18 | Dimmable | Continuous Below 10 | NO |  | BBBCWE | [25 empty] | 4.4 | 2934.92 | 121.78 | 24.1 | 14.3 | 0.95 | 3500 | 82.2 |  |  |  | NO | NO | NO | 2018-05-02 | 4.3 |  | standard |  |  |  |  | 2018-11-02 | NO | NO | NO | [6 empty] | AC | [7 empty] | NO
PCAZ5RFN | Shenzhen Syhdee Co.,Ltd. | SYHDEE | SYH-T08-AB1215 (4500K) | Linear Replacement Lamp | T8 Four-Foot | Dual Mode Internal Driver (UL Type A and Type B) |  | standard | NO | [10 empty] | 2016-08-18 | Dimmable | Continuous Below 10 | NO |  | BBBCWB | [25 empty] | 4.4 | 2300.04 | 120.42 | 19.1 | 13.4 | 0.95 | 4500 | 82.3 |  |  |  | NO | NO | NO | 2018-05-02 | 4.3 |  | standard |  |  |  |  | 2018-11-02 | NO | NO | NO | [6 empty] | AC | [7 empty] | NO
PTC9GM52 | Shenzhen Syhdee Co.,Ltd. | SYHDEE | SYH-T08-AB1220 (5000K) | Linear Replacement Lamp | T8 Four-Foot | Dual Mode Internal Driver (UL Type A and Type B) |  | standard | NO | [10 empty] | 2016-08-18 | Dimmable | Continuous Below 10 | NO |  | BBBCWE | [25 empty] | 4.4 | 2977.84 | 123.56 | 24.1 | 14.4 | 0.93 | 5000 | 82.6 |  |  |  | NO | NO | NO | 2018-05-02 | 4.3 |  | standard |  |  |  |  | 2018-11-02 | NO | NO | NO | [6 empty] | AC | [7 empty] | NO
P7YXJBYG | Shenzhen Topband Co., Ltd. | Topband | TPDF3T8X4NLA-15WSB(30C) | Linear Replacement Lamp | T8 Four-Foot | Dual Mode Internal Driver (UL Type A and Type B) |  | standard | NO | [10 empty] | 2016-08-18 | Not Dimmable | Not Dimmable | NO |  | TTTUHH | [25 empty] | 4.4 | 2146 | 141.82 | 15.13 | 12.34 | 0.9 | 3000 | 83.2 |  |  |  | NO | NO | NO | 2018-05-02 | 4.3 |  | standard |  |  |  |  | 2018-11-02 | NO | NO | NO | [6 empty] | AC | [7 empty] | NO
P5HD5M7H | Shenzhen Topband Co., Ltd. | Topband | TPDF3T8X4NLA-18WBB(30F) | Linear Replacement Lamp | T8 Four-Foot | Dual Mode Internal Driver (UL Type A and Type B) |  | standard | NO | [10 empty] | 2016-08-18 | Not Dimmable | Not Dimmable | NO |  | TTTUHH | [25 empty] | 4.4 | 2122 | 124.17 | 17.09 | 14.19 | 0.9 | 3000 | 83.2 |  |  |  | NO | NO | NO | 2018-05-02 | 4.3 |  | standard |  |  |  |  | 2018-11-02 | NO | NO | NO | [6 empty] | AC | [7 empty] | NO
PPF5A3EW | Shenzhen Topband Co., Ltd. | Topband | TPDF3T8X4NLA-15WSB(35C) | Linear Replacement Lamp | T8 Four-Foot | Dual Mode Internal Driver (UL Type A and Type B) |  | standard | NO | [10 empty] | 2016-08-18 | Not Dimmable | Not Dimmable | NO |  | TTTUHH | [25 empty] | 4.4 | 2146 | 141.82 | 15.13 | 12.34 | 0.9 | 3500 | 83.2 |  |  |  | NO | NO | NO | 2018-05-02 | 4.3 |  | standard |  |  |  |  | 2018-11-02 | NO | NO | NO | [6 empty] | AC | [7 empty] | NO
P4EE3FBR | Shenzhen Topband Co., Ltd. | Topband | TPDF3T8X4NLA-18WSB(35F) | Linear Replacement Lamp | T8 Four-Foot | Dual Mode Internal Driver (UL Type A and Type B) |  | standard | NO | [10 empty] | 2016-08-18 | Not Dimmable | Not Dimmable | NO |  | TTTUHH | [25 empty] | 4.4 | 2220 | 122.31 | 18.15 | 13.18 | 0.9 | 3500 | 83.4 |  |  |  | NO | NO | NO | 2018-05-02 | 4.3 |  | standard |  |  |  |  | 2018-11-02 | NO | NO | NO | [6 empty] | AC | [7 empty] | NO
P68GRFT1 | Shenzhen Topband Co., Ltd. | Topband | TPDF3T8X4NLA-12WSB(35F) | Linear Replacement Lamp | T8 Four-Foot | Dual Mode Internal Driver (UL Type A and Type B) |  | standard | NO | [10 empty] | 2016-08-18 | Not Dimmable | Not Dimmable | NO |  | TTTUHH | [25 empty] | 4.4 | 1579 | 123.05 | 12.81 | 10.76 | 0.9 | 3500 | 83.6 |  |  |  | NO | NO | NO | 2018-05-02 | 4.3 |  | standard |  |  |  |  | 2018-11-02 | NO | NO | NO | [6 empty] | AC | [7 empty] | NO
P17EGP4B | Shenzhen Topband Co., Ltd. | Topband | TPDF3T8X4NLA-12WSB(40F) | Linear Replacement Lamp | T8 Four-Foot | Dual Mode Internal Driver (UL Type A and Type B) |  | standard | NO | [10 empty] | 2016-08-18 | Not Dimmable | Not Dimmable | NO |  | TTTUHH | [25 empty] | 4.4 | 1579 | 123.05 | 12.81 | 10.76 | 0.9 | 4000 | 83.6 |  |  |  | NO | NO | NO | 2018-05-02 | 4.3 |  | standard |  |  |  |  | 2018-11-02 | NO | NO | NO | [6 empty] | AC | [7 empty] | NO
P2FX4WFW | Shenzhen Topband Co., Ltd. | Topband | TPDF3T8X4NLA-18WSB(45C) | Linear Replacement Lamp | T8 Four-Foot | Dual Mode Internal Driver (UL Type A and Type B) |  | standard | NO | [10 empty] | 2016-08-18 | Not Dimmable | Not Dimmable | NO |  | TTTUHH | [25 empty] | 4.4 | 2466 | 136.39 | 18.08 | 13.19 | 0.9 | 4500 | 82.9 |  |  |  | NO | NO | NO | 2018-05-02 | 4.3 |  | standard |  |  |  |  | 2018-11-02 | NO | NO | NO | [6 empty] | AC | [7 empty] | NO
PYTVZFW8 | Shenzhen Topband Co., Ltd. | Topband | TPDF3T8X4NLA-18WSB(45F) | Linear Replacement Lamp | T8 Four-Foot | Dual Mode Internal Driver (UL Type A and Type B) |  | standard | NO | [10 empty] | 2016-08-18 | Not Dimmable | Not Dimmable | NO |  | TTTUHH | [25 empty] | 4.4 | 2220 | 122.31 | 18.15 | 13.18 | 0.9 | 4500 | 83.4 |  |  |  | NO | NO | NO | 2018-05-02 | 4.3 |  | standard |  |  |  |  | 2018-11-02 | NO | NO | NO | [6 empty] | AC | [7 empty] | NO
PK5PAXJJ | Shenzhen Topband Co., Ltd. | Topband | TPDF3T8X4NLA-12WSB(45F) | Linear Replacement Lamp | T8 Four-Foot | Dual Mode Internal Driver (UL Type A and Type B) |  | standard | NO | [10 empty] | 2016-08-18 | Not Dimmable | Not Dimmable | NO |  | TTTUHH | [25 empty] | 4.4 | 1579 | 123.05 | 12.81 | 10.76 | 0.9 | 4500 | 83.6 |  |  |  | NO | NO | NO | 2018-05-02 | 4.3 |  | standard |  |  |  |  | 2018-11-02 | NO | NO | NO | [6 empty] | AC | [7 empty] | NO
PBRP3FAG | Shenzhen Topband Co., Ltd. | Topband | TPDF3T8X4NLA-12WSB(50F) | Linear Replacement Lamp | T8 Four-Foot | Dual Mode Internal Driver (UL Type A and Type B) |  | standard | NO | [10 empty] | 2016-08-18 | Not Dimmable | Not Dimmable | NO |  | TTTUHH | [25 empty] | 4.4 | 1606 | 127.13 | 12.63 | 10.43 | 0.9 | 5000 | 83.7 |  |  |  | NO | NO | NO | 2018-05-02 | 4.3 |  | standard |  |  |  |  | 2018-11-02 | NO | NO | NO | [6 empty] | AC | [7 empty] | NO
P5QXKPY9 | Shenzhen Syhdee Co.,Ltd. | SYHDEE | SYH-T08-AB1220 (3000K) | Linear Replacement Lamp | T8 Four-Foot | Dual Mode Internal Driver (UL Type A and Type B) |  | standard | YES |  | 2934.92 | 121.781 | 24.1 | 14.3 | 0.901 | 2990 | 82.2 | 5 | 50000 | 2016-08-18 | Dimmable | Continuous Below 10 | NO |  | BBBCWE | [15 empty] | 80.3 |  | 1.18 | 1.18 | [6 empty] | 4.4 | 2934.92 | 121.78 | 24.1 | 14.3 | 0.95 | 3000 | 82.2 |  |  |  | NO | NO | NO | 2018-05-02 | 4.3 |  | standard |  |  |  |  | 2018-11-02 | NO | NO | NO | [6 empty] | AC | [7 empty] | NO
PEM8HUZ7 | Shenzhen Syhdee Co.,Ltd. | SYHDEE | SYH-T08-AB1215 (3500K) | Linear Replacement Lamp | T8 Four-Foot | Dual Mode Internal Driver (UL Type A and Type B) |  | standard | NO | [10 empty] | 2016-08-18 | Dimmable | Continuous Below 10 | NO |  | BBBCWB | [25 empty] | 4.4 | 2300.04 | 120.42 | 19.1 | 13.4 | 0.95 | 3500 | 82.3 |  |  |  | NO | NO | NO | 2018-05-02 | 4.3 |  | standard |  |  |  |  | 2018-11-02 | NO | NO | NO | [6 empty] | AC | [7 empty] | NO
P1WBU7A5 | Shenzhen Syhdee Co.,Ltd. | SYHDEE | SYH-T08-AB1215 (5000K) | Linear Replacement Lamp | T8 Four-Foot | Dual Mode Internal Driver (UL Type A and Type B) |  | standard | NO | [10 empty] | 2016-08-18 | Dimmable | Continuous Below 10 | NO |  | BBBCWB | [25 empty] | 4.4 | 2349.17 | 122.99 | 19.1 | 13.8 | 0.96 | 5000 | 82.5 |  |  |  | NO | NO | NO | 2018-05-02 | 4.3 |  | standard |  |  |  |  | 2018-11-02 | NO | NO | NO | [6 empty] | AC | [7 empty] | NO
PYKJGEN7 | Shenzhen Topband Co., Ltd. | Topband | TPDF3T8X4NLA-15WSB(45F) | Linear Replacement Lamp | T8 Four-Foot | Dual Mode Internal Driver (UL Type A and Type B) |  | standard | NO | [10 empty] | 2016-08-18 | Not Dimmable | Not Dimmable | NO |  | TTTUHH | [25 empty] | 4.4 | 1950 | 129.07 | 15.11 | 13.91 | 0.9 | 4500 | 83.5 |  |  |  | NO | NO | NO | 2018-05-02 | 4.3 |  | standard |  |  |  |  | 2018-11-02 | NO | NO | NO | [6 empty] | AC | [7 empty] | NO
PND27M8T | Shenzhen Topband Co., Ltd. | Topband | TPDF3T8X4NLA-12WSB(50C) | Linear Replacement Lamp | T8 Four-Foot | Dual Mode Internal Driver (UL Type A and Type B) |  | standard | NO | [10 empty] | 2016-08-18 | Not Dimmable | Not Dimmable | NO |  | TTTUHH | [25 empty] | 4.4 | 1817 | 142.29 | 12.77 | 11.03 | 0.9 | 5000 | 83 |  |  |  | NO | NO | NO | 2018-05-02 | 4.3 |  | standard |  |  |  |  | 2018-11-02 | NO | NO | NO | [6 empty] | AC | [7 empty] | NO
PJT7MF46 | Shenzhen Topband Co., Ltd. | Topband | TPDF3T8X4NLA-15WSB(30F) | Linear Replacement Lamp | T8 Four-Foot | Dual Mode Internal Driver (UL Type A and Type B) |  | standard | NO | [10 empty] | 2016-08-18 | Not Dimmable | Not Dimmable | NO |  | TTTUHH | [25 empty] | 4.4 | 1950 | 129.07 | 15.11 | 13.91 | 0.9 | 3000 | 83.5 |  |  |  | NO | NO | NO | 2018-05-02 | 4.3 |  | standard |  |  |  |  | 2018-11-02 | NO | NO | NO | [6 empty] | AC | [7 empty] | NO
PTY2CZFA | Shenzhen Topband Co., Ltd. | Topband | TPDF3T8X4NLA-18WSB(35C) | Linear Replacement Lamp | T8 Four-Foot | Dual Mode Internal Driver (UL Type A and Type B) |  | standard | NO | [10 empty] | 2016-08-18 | Not Dimmable | Not Dimmable | NO |  | TTTUHH | [25 empty] | 4.4 | 2466 | 136.39 | 18.08 | 13.19 | 0.9 | 3500 | 82.9 |  |  |  | NO | NO | NO | 2018-05-02 | 4.3 |  | standard |  |  |  |  | 2018-11-02 | NO | NO | NO | [6 empty] | AC | [7 empty] | NO
PYUA5DX5 | Shenzhen Topband Co., Ltd. | Topband | TPDF3T8X4NLA-15WSB(35F) | Linear Replacement Lamp | T8 Four-Foot | Dual Mode Internal Driver (UL Type A and Type B) |  | standard | NO | [10 empty] | 2016-08-18 | Not Dimmable | Not Dimmable | NO |  | TTTUHH | [25 empty] | 4.4 | 1950 | 129.07 | 15.11 | 13.91 | 0.9 | 3500 | 83.5 |  |  |  | NO | NO | NO | 2018-05-02 | 4.3 |  | standard |  |  |  |  | 2018-11-02 | NO | NO | NO | [6 empty] | AC | [7 empty] | NO
PRME169X | Shenzhen Topband Co., Ltd. | Topband | TPDF3T8X4NLA-18WBB(35C) | Linear Replacement Lamp | T8 Four-Foot | Dual Mode Internal Driver (UL Type A and Type B) |  | standard | NO | [10 empty] | 2016-08-18 | Not Dimmable | Not Dimmable | NO |  | TTTUHH | [25 empty] | 4.4 | 2367 | 138.66 | 17.07 | 14.07 | 0.9 | 3500 | 83.2 |  |  |  | NO | NO | NO | 2018-05-02 | 4.3 |  | standard |  |  |  |  | 2018-11-02 | NO | NO | NO | [6 empty] | AC | [7 empty] | NO
P6JXMW4Z | Shenzhen Topband Co., Ltd. | Topband | TPDF3T8X4NLA-18WSB(40C) | Linear Replacement Lamp | T8 Four-Foot | Dual Mode Internal Driver (UL Type A and Type B) |  | standard | NO | [10 empty] | 2016-08-18 | Not Dimmable | Not Dimmable | NO |  | TTTUHH | [25 empty] | 4.4 | 2466 | 136.39 | 18.08 | 13.19 | 0.9 | 4000 | 82.9 |  |  |  | NO | NO | NO | 2018-05-02 | 4.3 |  | standard |  |  |  |  | 2018-11-02 | NO | NO | NO | [6 empty] | AC | [7 empty] | NO
P5DC97FR | Shenzhen Topband Co., Ltd. | Topband | TPDF3T8X4NLA-12WSB(40C) | Linear Replacement Lamp | T8 Four-Foot | Dual Mode Internal Driver (UL Type A and Type B) |  | standard | NO | [10 empty] | 2016-08-18 | Not Dimmable | Not Dimmable | NO |  | TTTUHH | [25 empty] | 4.4 | 1765 | 137.54 | 12.83 | 10.98 | 0.9 | 4000 | 83 |  |  |  | NO | NO | NO | 2018-05-02 | 4.3 |  | standard |  |  |  |  | 2018-11-02 | NO | NO | NO | [6 empty] | AC | [7 empty] | NO
PFW18DSP | Shenzhen Topband Co., Ltd. | Topband | TPDF3T8X4NLA-15WSB(40C) | Linear Replacement Lamp | T8 Four-Foot | Dual Mode Internal Driver (UL Type A and Type B) |  | standard | NO | [10 empty] | 2016-08-18 | Not Dimmable | Not Dimmable | NO |  | TTTUHH | [25 empty] | 4.4 | 2146 | 141.82 | 15.13 | 12.34 | 0.9 | 4000 | 83.2 |  |  |  | NO | NO | NO | 2018-05-02 | 4.3 |  | standard |  |  |  |  | 2018-11-02 | NO | NO | NO | [6 empty] | AC | [7 empty] | NO
PW3UPSG4 | Shenzhen Syhdee Co.,Ltd. | SYHDEE | SYH-T08-AB1220 (4500K) | Linear Replacement Lamp | T8 Four-Foot | Dual Mode Internal Driver (UL Type A and Type B) |  | standard | NO | [10 empty] | 2016-08-18 | Dimmable | Continuous Below 10 | NO |  | BBBCWE | [25 empty] | 4.4 | 2934.92 | 121.78 | 24.1 | 14.3 | 0.95 | 4500 | 82.2 |  |  |  | NO | NO | NO | 2018-05-02 | 4.3 |  | standard |  |  |  |  | 2018-11-02 | NO | NO | NO | [6 empty] | AC | [7 empty] | NO
PMAMA5U5 | Shenzhen Topband Co., Ltd. | Topband | TPDF3T8X4NLA-15WSB(45C) | Linear Replacement Lamp | T8 Four-Foot | Dual Mode Internal Driver (UL Type A and Type B) |  | standard | NO | [10 empty] | 2016-08-18 | Not Dimmable | Not Dimmable | NO |  | TTTUHH | [25 empty] | 4.4 | 2146 | 141.82 | 15.13 | 12.34 | 0.9 | 4500 | 83.2 |  |  |  | NO | NO | NO | 2018-05-02 | 4.3 |  | standard |  |  |  |  | 2018-11-02 | NO | NO | NO | [6 empty] | AC | [7 empty] | NO
PGXDAR9M | Shenzhen Topband Co., Ltd. | Topband | TPDF3T8X4NLA-18WBB(45C) | Linear Replacement Lamp | T8 Four-Foot | Dual Mode Internal Driver (UL Type A and Type B) |  | standard | NO | [10 empty] | 2016-08-18 | Not Dimmable | Not Dimmable | NO |  | TTTUHH | [25 empty] | 4.4 | 2367 | 138.66 | 17.07 | 14.07 | 0.9 | 4500 | 83.2 |  |  |  | NO | NO | NO | 2018-05-02 | 4.3 |  | standard |  |  |  |  | 2018-11-02 | NO | NO | NO | [6 empty] | AC | [7 empty] | NO
PP9VT571 | Shenzhen Topband Co., Ltd. | Topband | TPDF3T8X4NLA-18WBB(50C) | Linear Replacement Lamp | T8 Four-Foot | Dual Mode Internal Driver (UL Type A and Type B) |  | standard | NO | [10 empty] | 2016-08-18 | Not Dimmable | Not Dimmable | NO |  | TTTUHH | [25 empty] | 4.4 | 2464 | 142.91 | 17.24 | 14.12 | 0.9 | 5000 | 84.2 |  |  |  | NO | NO | NO | 2018-05-02 | 4.3 |  | standard |  |  |  |  | 2018-11-02 | NO | NO | NO | [6 empty] | AC | [7 empty] | NO
PNVHAB6M | Shenzhen Topband Co., Ltd. | Topband | TPDF3T8X4NLA-18WBB(50F) | Linear Replacement Lamp | T8 Four-Foot | Dual Mode Internal Driver (UL Type A and Type B) |  | standard | NO | [10 empty] | 2016-08-18 | Not Dimmable | Not Dimmable | NO |  | TTTUHH | [25 empty] | 4.4 | 2214 | 128.73 | 17.2 | 14.05 | 0.9 | 5000 | 84.3 |  |  |  | NO | NO | NO | 2018-05-02 | 4.3 |  | standard |  |  |  |  | 2018-11-02 | NO | NO | NO | [6 empty] | AC | [7 empty] | NO
PYGQNXD3 | Shenzhen Topband Co., Ltd. | Topband | TPDF3T8X4NLA-12WSB(30F) | Linear Replacement Lamp | T8 Four-Foot | Dual Mode Internal Driver (UL Type A and Type B) |  | standard | YES |  | 1586 | 120.06 | 13.21 | 13.14 | 0.9006 | 2918 | 83.6 | 5 | 50000 | 2016-08-18 | Not Dimmable | Not Dimmable | NO |  | TTTUHH | [15 empty] | 89.5 |  | 1.16 | 1.36 | [6 empty] | 4.4 | 1579 | 123.05 | 12.81 | 10.76 | 0.9 | 3000 | 83.6 |  |  |  | NO | NO | NO | 2018-05-02 | 4.3 |  | standard |  |  |  |  | 2018-11-02 | NO | NO | NO | [6 empty] | AC | [7 empty] | NO
P9TQUDNU | Shenzhen Syhdee Co.,Ltd. | SYHDEE | SYH-T08-AB1215 (3000K) | Linear Replacement Lamp | T8 Four-Foot | Dual Mode Internal Driver (UL Type A and Type B) |  | standard | YES |  | 2300.04 | 120.421 | 19.1 | 13.4 | 0.906 | 3008 | 82.3 | 5 | 50000 | 2016-08-18 | Dimmable | Continuous Below 10 | NO |  | BBBCWB | [15 empty] | 80.4 |  | 1.16 | 1.2 | [6 empty] | 4.4 | 2300.04 | 120.42 | 19.1 | 13.4 | 0.95 | 3000 | 82.3 |  |  |  | NO | NO | NO | 2018-05-02 | 4.3 |  | standard |  |  |  |  | 2018-11-02 | NO | NO | NO | [6 empty] | AC | [7 empty] | NO
PS3SZAG3 | Shenzhen Bonld Electronics Co.,LTD | BONLD | BDT84DUA-20WB-DWCF | Linear Replacement Lamp | T8 Four-Foot | Dual Mode Internal Driver (UL Type A and Type B) |  | standard | YES |  | 2589.3 | 124.41 | 20.81 | 5.83 | 0.9791 | 2898 | 81.8 | 5 | 50000 | 2016-08-16 | Not Dimmable | Not Dimmable | NotYetVerified | Product updated 9/21/2016 | IIIJII | [15 empty] | 88.9 |  | 1.26 | 1.42 | [6 empty] | 4.4 | 2600 | 130 | 20 | 20 | 0.9 | 3000 | 80 |  |  |  | NO | NO | NO | 2018-05-02 | 4.3 |  | standard |  |  |  |  | 2018-11-02 | NO | NO | NO | [6 empty] | AC | [7 empty] | NO
PUPXA8XJ | Shenzhen Bonld Electronics Co.,LTD | BONLD | BDT84DUA-20WB-DBCF | Linear Replacement Lamp | T8 Four-Foot | Dual Mode Internal Driver (UL Type A and Type B) |  | standard | NO | [10 empty] | 2016-08-16 | Not Dimmable | Not Dimmable | NotYetVerified | Product updated 9/21/2016 | IIIJII | [25 empty] | 4.4 | 2600 | 130 | 20 | 20 | 0.9 | 3500 | 80 |  |  |  | NO | NO | NO | 2018-05-02 | 4.3 |  | standard |  |  |  |  | 2018-11-02 | NO | NO | NO | [6 empty] | AC | [7 empty] | NO
PZTGSBDX | Shenzhen Bonld Electronics Co.,LTD | BONLD | BDT84DUA-20WB-DHCF | Linear Replacement Lamp | T8 Four-Foot | Dual Mode Internal Driver (UL Type A and Type B) |  | standard | NO | [10 empty] | 2016-08-16 | Not Dimmable | Not Dimmable | NotYetVerified | Product updated 9/21/2016 | IIIJII | [25 empty] | 4.4 | 2600 | 130 | 20 | 20 | 0.9 | 4500 | 80 |  |  |  | NO | NO | NO | 2018-05-02 | 4.3 |  | standard |  |  |  |  | 2018-11-02 | NO | NO | NO | [6 empty] | AC | [7 empty] | NO
PFXR11WN | Shenzhen Bonld Electronics Co.,LTD | BONLD | BDT84DUA-20WB-DDCF | Linear Replacement Lamp | T8 Four-Foot | Dual Mode Internal Driver (UL Type A and Type B) |  | standard | NO | [10 empty] | 2016-08-16 | Not Dimmable | Not Dimmable | NotYetVerified | Product updated 9/21/2016 | IIIJII | [25 empty] | 4.4 | 2600 | 130 | 20 | 20 | 0.9 | 5000 | 80 |  |  |  | NO | NO | NO | 2018-05-02 | 4.3 |  | standard |  |  |  |  | 2018-11-02 | NO | NO | NO | [6 empty] | AC | [7 empty] | NO
PEZZJ9PJ | Shenzhen Bonld Electronics Co.,LTD | BONLD | BDT84DUA-20WB-DNCF | Linear Replacement Lamp | T8 Four-Foot | Dual Mode Internal Driver (UL Type A and Type B) |  | standard | NO | [10 empty] | 2016-08-16 | Not Dimmable | Not Dimmable | NotYetVerified | Product updated 9/21/2016 | IIIJII | [25 empty] | 4.4 | 2600 | 130 | 20 | 20 | 0.9 | 4000 | 80 |  |  |  | NO | NO | NO | 2018-05-02 | 4.3 |  | standard |  |  |  |  | 2018-11-02 | NO | NO | NO | [6 empty] | AC | [7 empty] | NO
P1QJGUEV | Shenzhen Kingplus Lighting CO.LTD | N/A | KP-T81212NM-YY(4000K) | Linear Replacement Lamp | T8 Four-Foot | Replacement Lamps (plug and play) (UL Type A) |  | standard | YES |  | 2250 | 163.91 | 13.73 | 18.13 | 0.9208 | 3892 | 80.2 | 5 | 50000 | 2016-08-15 | Not Dimmable | Not Dimmable | NO | Updated on 3/27/2017 | QQQSWS | [15 empty] | 85 |  | 1.2 | 1.28 | [6 empty] | 4.4 | 2262 | 164.86 | 13.72 | 18.13 | 0.92 | 4000 | 80.2 |  |  |  | NO | NO | NO | 2018-05-02 | 4.3 |  | standard |  |  |  |  | 2018-11-02 | NO | NO | NO | [6 empty] | AC | [7 empty] | NO
PE4KFCUT | Shenzhen Kingplus Lighting CO.LTD | N/A | KP-T81212NM-YY(5000K) | Linear Replacement Lamp | T8 Four-Foot | Replacement Lamps (plug and play) (UL Type A) |  | standard | NO | [10 empty] | 2016-08-15 | Not Dimmable | Not Dimmable | NO | Updated on 3/27/2017 | QQQSWS | [25 empty] | 4.4 | 2327 | 166.84 | 13.95 | 18.49 | 0.91 | 5000 | 80.4 |  |  |  | NO | NO | NO | 2018-05-02 | 4.3 |  | standard |  |  |  |  | 2018-11-02 | NO | NO | NO | [6 empty] | AC | [7 empty] | NO
PP3UWEPH | Shenzhen Kingplus Lighting CO.LTD | N/A | KP-T81215NM-YY(4500K) | Linear Replacement Lamp | T8 Four-Foot | Replacement Lamps (plug and play) (UL Type A) |  | standard | NO | [10 empty] | 2016-08-15 | Not Dimmable | Not Dimmable | NO | Updated on 3/27/2017 | QQQSWR | [25 empty] | 4.4 | 2220 | 144.06 | 15.41 | 17.59 | 0.96 | 4500 | 80.1 |  |  |  | NO | NO | NO | 2018-05-02 | 4.3 |  | standard |  |  |  |  | 2018-11-02 | NO | NO | NO | [6 empty] | AC | [7 empty] | NO
PYTSYW6E | Shenzhen Kingplus Lighting CO.LTD | Shenzhen Kingplus Lighting CO.LTD | KP-T81212NM-YY(2700K) | Linear Replacement Lamp | T8 Four-Foot | Replacement Lamps (plug and play) (UL Type A) |  | standard | YES |  | 1661 | 120.01 | 13.84 | 12.77 | 0.9065 | 2765 | 82.5 | 5 | 50000 | 2016-08-15 | Not Dimmable | Not Dimmable | NO |  | QQQSWS | [15 empty] | 85.5 |  | 1.2 | 1.32 | [6 empty] | 4.4 | 1663 | 121.74 | 13.66 | 12.77 | 0.91 | 2700 | 82.5 |  |  |  | NO | NO | NO | 2018-05-02 | 4.3 |  | standard |  |  |  |  | 2018-11-02 | NO | NO | NO | [6 empty] | AC | [7 empty] | NO
PE1127W7 | Shenzhen Kingplus Lighting CO.LTD | Shenzhen Kingplus Lighting CO.LTD | KP-T81212NM-YY(3000K) | Linear Replacement Lamp | T8 Four-Foot | Replacement Lamps (plug and play) (UL Type A) |  | standard | NO | [10 empty] | 2016-08-15 | Not Dimmable | Not Dimmable | NO |  | QQQSWS | [25 empty] | 4.4 | 1663 | 121.74 | 13.66 | 12.77 | 0.91 | 3000 | 82.5 |  |  |  | NO | NO | NO | 2018-05-02 | 4.3 |  | standard |  |  |  |  | 2018-11-02 | NO | NO | NO | [6 empty] | AC | [7 empty] | NO
PBGCZYZ6 | Shenzhen Kingplus Lighting CO.LTD | Shenzhen Kingplus Lighting CO.LTD | KP-T81212NM-YY(3500K) | Linear Replacement Lamp | T8 Four-Foot | Replacement Lamps (plug and play) (UL Type A) |  | standard | NO | [10 empty] | 2016-08-15 | Not Dimmable | Not Dimmable | NO |  | QQQSWS | [25 empty] | 4.4 | 1663 | 121.74 | 13.66 | 12.77 | 0.91 | 3500 | 82.5 |  |  |  | NO | NO | NO | 2018-05-02 | 4.3 |  | standard |  |  |  |  | 2018-11-02 | NO | NO | NO | [6 empty] | AC | [7 empty] | NO
PT8TDMV6 | Shenzhen Kingplus Lighting CO.LTD | N/A | KP-T81215NM-YY(4000K) | Linear Replacement Lamp | T8 Four-Foot | Replacement Lamps (plug and play) (UL Type A) |  | standard | YES |  | 2172 | 142.91 | 15.2 | 18.7 | 0.953 | 3913 | 80.1 | 5 | 50000 | 2016-08-15 | Not Dimmable | Not Dimmable | NO | Updated on 3/27/2017 | QQQSWR | [15 empty] | 85 |  | 1.2 | 1.3 | [6 empty] | 4.4 | 2172 | 142.91 | 15.2 | 17.59 | 0.96 | 4000 | 80.1 |  |  |  | NO | NO | NO | 2018-05-02 | 4.3 |  | standard |  |  |  |  | 2018-11-02 | NO | NO | NO | [6 empty] | AC | [7 empty] | NO
PZG2H4KN | Shenzhen Kingplus Lighting CO.LTD | N/A | KP-T81212NM-YY(4500K) | Linear Replacement Lamp | T8 Four-Foot | Replacement Lamps (plug and play) (UL Type A) |  | standard | NO | [10 empty] | 2016-08-15 | Not Dimmable | Not Dimmable | NO | Updated on 3/27/2017 | QQQSWS | [25 empty] | 4.4 | 2295 | 165.8 | 13.84 | 18.13 | 0.92 | 4500 | 80.2 |  |  |  | NO | NO | NO | 2018-05-02 | 4.3 |  | standard |  |  |  |  | 2018-11-02 | NO | NO | NO | [6 empty] | AC | [7 empty] | NO
P9X3FBK5 | Shenzhen Kingplus Lighting CO.LTD | N/A | KP-T81215NM-YY(5000K) | Linear Replacement Lamp | T8 Four-Foot | Replacement Lamps (plug and play) (UL Type A) |  | standard | NO | [10 empty] | 2016-08-15 | Not Dimmable | Not Dimmable | NO | Updated on 3/27/2017 | QQQSWR | [25 empty] | 4.4 | 2268 | 145.17 | 15.62 | 18.73 | 0.95 | 5000 | 80.2 |  |  |  | NO | NO | NO | 2018-05-02 | 4.3 |  | standard |  |  |  |  | 2018-11-02 | NO | NO | NO | [6 empty] | AC | [7 empty] | NO
PCX7E4ZC | Shenzhen Kingplus Lighting CO.LTD | N/A | KP-T812NM-YY(4500K) | Linear Replacement Lamp | T8 Four-Foot | Replacement Lamps (plug and play) (UL Type A) |  | standard | NO | [10 empty] | 2016-08-05 | Not Dimmable | Not Dimmable | NO |  | LLLAPT | [25 empty] | 4.4 | 2204 | 121.23 | 18.18 | 17.68 | 0.91 | 4500 | 82.2 |  |  |  | NO | NO | NO | 2018-05-02 | 4.3 |  | standard |  |  |  |  | 2018-11-02 | NO | NO | NO | [6 empty] | AC | [7 empty] | NO
PYEQ9JW4 | Shenzhen Kingplus Lighting CO.LTD | N/A | KP-T812NM-YY(4000K) | Linear Replacement Lamp | T8 Four-Foot | Replacement Lamps (plug and play) (UL Type A) |  | standard | NO | [10 empty] | 2016-08-05 | Not Dimmable | Not Dimmable | NO |  | LLLAPT | [25 empty] | 4.4 | 2204 | 121.23 | 18.18 | 17.68 | 0.91 | 4000 | 82.2 |  |  |  | NO | NO | NO | 2018-05-02 | 4.3 |  | standard |  |  |  |  | 2018-11-02 | NO | NO | NO | [6 empty] | AC | [7 empty] | NO
PNQMJU74 | Shenzhen Kingplus Lighting CO.LTD | N/A | KP-T812NM-YY(5000K) | Linear Replacement Lamp | T8 Four-Foot | Replacement Lamps (plug and play) (UL Type A) |  | standard | NO | [10 empty] | 2016-08-05 | Not Dimmable | Not Dimmable | NO |  | LLLAPT | [25 empty] | 4.4 | 2241 | 123.06 | 18.21 | 17.64 | 0.91 | 5000 | 81.6 |  |  |  | NO | NO | NO | 2018-05-02 | 4.3 |  | standard |  |  |  |  | 2018-11-02 | NO | NO | NO | [6 empty] | AC | [7 empty] | NO
PQF3FYWA | Shenzhen Kingplus Lighting CO.LTD | N/A | KP-T812NM-YY(2700K) | Linear Replacement Lamp | T8 Four-Foot | Replacement Lamps (plug and play) (UL Type A) |  | standard | YES |  | 2189 | 121.01 | 18.09 | 17.68 | 0.9107 | 2805 | 82.2 | 5 | 50000 | 2016-08-05 | Not Dimmable | Not Dimmable | NO |  | LLLAPT | [15 empty] | 85.3 |  | 1.2 | 1.28 | [6 empty] | 4.4 | 2204 | 121.23 | 18.18 | 17.68 | 0.91 | 2700 | 82.2 |  |  |  | NO | NO | NO | 2018-05-02 | 4.3 |  | standard |  |  |  |  | 2018-11-02 | NO | NO | NO | [6 empty] | AC | [7 empty] | NO
PWWY2ATS | James Trading Company Limited | JAMES | ZY-T8-12W1200 BIXX BALLAST COMPATIBLE LED TUBE (5000K Frosted) | Linear Replacement Lamp | T8 Four-Foot | Dual Mode Internal Driver (UL Type A and Type B) |  | standard | NO | [10 empty] | 2016-08-05 | Not Dimmable | Not Dimmable | NO |  | KKKZEP | [25 empty] | 4.4 | 1800 | 150 | 12 | 20 | 0.9 | 5000 | 85 |  |  |  | NO | NO | NO | 2018-05-02 | 4.3 |  | standard |  |  |  |  | 2018-11-02 | NO | NO | NO | [6 empty] | AC | [7 empty] | NO
PFEQHW9D | Shenzhen Kingplus Lighting CO.LTD | N/A | KP-T812NM-YY(3000K) | Linear Replacement Lamp | T8 Four-Foot | Replacement Lamps (plug and play) (UL Type A) |  | standard | NO | [10 empty] | 2016-08-05 | Not Dimmable | Not Dimmable | NO |  | LLLAPT | [25 empty] | 4.4 | 2204 | 121.23 | 18.18 | 17.68 | 0.91 | 3000 | 82.2 |  |  |  | NO | NO | NO | 2018-05-02 | 4.3 |  | standard |  |  |  |  | 2018-11-02 | NO | NO | NO | [6 empty] | AC | [7 empty] | NO
P2A9ST3Z | Shenzhen Kingplus Lighting CO.LTD | N/A | KP-T812NM-YY(3500K) | Linear Replacement Lamp | T8 Four-Foot | Replacement Lamps (plug and play) (UL Type A) |  | standard | NO | [10 empty] | 2016-08-05 | Not Dimmable | Not Dimmable | NO |  | LLLAPT | [25 empty] | 4.4 | 2204 | 121.23 | 18.18 | 17.68 | 0.91 | 3500 | 82.2 |  |  |  | NO | NO | NO | 2018-05-02 | 4.3 |  | standard |  |  |  |  | 2018-11-02 | NO | NO | NO | [6 empty] | AC | [7 empty] | NO
PXRCBTH2 | James Trading Company Limited | JAMES | ZY-T8-12W1200 BIXX BALLAST COMPATIBLE LED TUBE (3500K Frosted) | Linear Replacement Lamp | T8 Four-Foot | Dual Mode Internal Driver (UL Type A and Type B) |  | standard | NO | [10 empty] | 2016-08-05 | Not Dimmable | Not Dimmable | NO |  | KKKZEP | [25 empty] | 4.4 | 1700 | 142 | 12 | 20 | 0.9 | 3500 | 85 |  |  |  | NO | NO | NO | 2018-05-02 | 4.3 |  | standard |  |  |  |  | 2018-11-02 | NO | NO | NO | [6 empty] | AC | [7 empty] | NO
P3CNR7FJ | James Trading Company Limited | JAMES | ZY-T8-12W1200 BIXX BALLAST COMPATIBLE LED TUBE (4000K Frosted) | Linear Replacement Lamp | T8 Four-Foot | Dual Mode Internal Driver (UL Type A and Type B) |  | standard | NO | [10 empty] | 2016-08-05 | Not Dimmable | Not Dimmable | NO |  | KKKZEP | [25 empty] | 4.4 | 1800 | 150 | 12 | 20 | 0.9 | 4000 | 85 |  |  |  | NO | NO | NO | 2018-05-02 | 4.3 |  | standard |  |  |  |  | 2018-11-02 | NO | NO | NO | [6 empty] | AC | [7 empty] | NO
PX893KEF | James Trading Company Limited | JAMES | ZY-T8-12W1200 BIXX BALLAST COMPATIBLE LED TUBE (4500K Frosted) | Linear Replacement Lamp | T8 Four-Foot | Dual Mode Internal Driver (UL Type A and Type B) |  | standard | NO | [10 empty] | 2016-08-05 | Not Dimmable | Not Dimmable | NO |  | KKKZEP | [25 empty] | 4.4 | 1800 | 150 | 12 | 20 | 0.9 | 4500 | 85 |  |  |  | NO | NO | NO | 2018-05-02 | 4.3 |  | standard |  |  |  |  | 2018-11-02 | NO | NO | NO | [6 empty] | AC | [7 empty] | NO
PFD9SKD8 | James Trading Company Limited | JAMES | ZY-T8-12W1200 BIXX BALLAST COMPATIBLE LED TUBE (3000K Frosted) | Linear Replacement Lamp | T8 Four-Foot | Dual Mode Internal Driver (UL Type A and Type B) |  | standard | YES |  | 1705 | 141.11 | 12.21 | 14.28 | 0.9019 | 3002 | 83.1 | 5 | 50000 | 2016-08-05 | Not Dimmable | Not Dimmable | NO |  | KKKZEP | [15 empty] | 88.5 |  | 1.37 | 1.16 | [6 empty] | 4.4 | 1700 | 142 | 12 | 20 | 0.9 | 3000 | 85 |  |  |  | NO | NO | NO | 2018-05-02 | 4.3 |  | standard |  |  |  |  | 2018-11-02 | NO | NO | NO | [6 empty] | AC | [7 empty] | NO
PFPQJVBB | Renesola Zhejiang Ltd | ReneSola | RT8012AU0107 | Linear Replacement Lamp | T8 Four-Foot | Replacement Lamps (plug and play) (UL Type A) |  | standard | NO | [10 empty] | 2016-08-04 | Not Yet Verified | Not Yet Verified | NO | Updated on 8/18/2016 | PPPREE | [25 empty] | 4.4 | 1900 | 126.66 | 15 | 15 | 0.9 | 4500 | 81 |  |  |  | NO | NO | NO | 2018-05-02 | 4.3 |  | standard |  |  |  |  | 2018-11-02 | NO | NO | NO | [6 empty] | AC | [7 empty] | NO
PJYDMWN3 | Torshare Ltd | TORSHARE | T8-18W-120-GTB(5000K) | Linear Replacement Lamp | T8 Four-Foot | Dual Mode Internal Driver (UL Type A and Type B) |  | standard | NO | [10 empty] | 2016-08-03 | Not Dimmable | Not Dimmable | NO |  | FFFGYG | [25 empty] | 4.4 | 2186 | 125.85 | 17.37 | 22.59 | 0.9 | 5000 | 80.6 |  |  |  | NO | NO | NO | 2018-05-02 | 4.3 |  | standard |  |  |  |  | 2018-11-02 | NO | NO | NO | [6 empty] | AC | [7 empty] | NO
P5DWDUT4 | Rocket Lite Inc. | Rocket Lite | RLI-T818WDF(3000K) | Linear Replacement Lamp | T8 Four-Foot | Replacement Lamps (plug and play) (UL Type A) |  | standard | YES |  | 2283 | 122.68 | 18.61 | 14.57 | 0.9355 | 2923 | 81 | 5 | 50000 | 2016-07-28 | Not Dimmable | Not Dimmable | NO |  | HHHBQE | [15 empty] | 84.3 |  | 1.2 | 1.28 | [6 empty] | 4.4 | 2283 | 122.68 | 18.61 | 14.57 | 0.9355 | 3000 | 81 |  |  |  | NO | NO | NO | 2018-05-02 | 4.3 |  | standard |  |  |  |  | 2018-11-02 | NO | NO | NO | [6 empty] | AC | [7 empty] | NO
PSYP3CD3 | Rocket Lite Inc. | Rocket Lite | RLI-T818WDF(3500K) | Linear Replacement Lamp | T8 Four-Foot | Replacement Lamps (plug and play) (UL Type A) |  | standard | NO | [10 empty] | 2016-07-28 | Not Dimmable | Not Dimmable | NO |  | HHHBQE | [25 empty] | 4.4 | 2302 | 123.7 | 18.61 | 14.57 | 0.9355 | 3500 | 81 |  |  |  | NO | NO | NO | 2018-05-02 | 4.3 |  | standard |  |  |  |  | 2018-11-02 | NO | NO | NO | [6 empty] | AC | [7 empty] | NO
PJS6EDTZ | Rocket Lite Inc. | Rocket Lite | RLI-T818WDF(4000K) | Linear Replacement Lamp | T8 Four-Foot | Replacement Lamps (plug and play) (UL Type A) |  | standard | NO | [10 empty] | 2016-07-28 | Not Dimmable | Not Dimmable | NO |  | HHHBQE | [25 empty] | 4.4 | 2320 | 124.7 | 18.61 | 14.57 | 0.9355 | 4000 | 81 |  |  |  | NO | NO | NO | 2018-05-02 | 4.3 |  | standard |  |  |  |  | 2018-11-02 | NO | NO | NO | [6 empty] | AC | [7 empty] | NO
PUHSV72K | Rocket Lite Inc. | Rocket Lite | RLI-T818WDF(4500K) | Linear Replacement Lamp | T8 Four-Foot | Replacement Lamps (plug and play) (UL Type A) |  | standard | NO | [10 empty] | 2016-07-28 | Not Dimmable | Not Dimmable | NO |  | HHHBQE | [25 empty] | 4.4 | 2339 | 125.69 | 18.61 | 14.57 | 0.9355 | 4500 | 81 |  |  |  | NO | NO | NO | 2018-05-02 | 4.3 |  | standard |  |  |  |  | 2018-11-02 | NO | NO | NO | [6 empty] | AC | [7 empty] | NO
P2VAM7NV | Rocket Lite Inc. | Rocket Lite | RLI-T818WDF(5000K) | Linear Replacement Lamp | T8 Four-Foot | Replacement Lamps (plug and play) (UL Type A) |  | standard | NO | [10 empty] | 2016-07-28 | Not Dimmable | Not Dimmable | NO |  | HHHBQE | [25 empty] | 4.4 | 2357 | 126.72 | 18.6 | 14.65 | 0.9319 | 5000 | 83 |  |  |  | NO | NO | NO | 2018-05-02 | 4.3 |  | standard |  |  |  |  | 2018-11-02 | NO | NO | NO | [6 empty] | AC | [7 empty] | NO
P3KDYPE8 | Xiamen Bymea Lighting Co., Ltd | BYMEA | T08J02-45H1 | Linear Replacement Lamp | T8 Four-Foot | Replacement Lamps (plug and play) (UL Type A) |  | standard | NO | [10 empty] | 2016-07-26 | Not Dimmable | Not Dimmable | NO |  | IIIJGU | [25 empty] | 4.4 | 2200 | 122 | 18 | 7 | 0.9 | 4500 | 80 |  |  |  | NO | NO | NO | 2018-05-02 | 4.3 |  | standard |  |  |  |  | 2018-11-02 | NO | NO | NO | [6 empty] | AC | [7 empty] | NO
PTDRQNFK | Xiamen Bymea Lighting Co., Ltd | BYMEA | T08J02-30H1 | Linear Replacement Lamp | T8 Four-Foot | Replacement Lamps (plug and play) (UL Type A) |  | standard | YES |  | 2267.8 | 118.93 | 19.07 | 6.71 | 0.9773 | 2931 | 82.3 | 5 | 50000 | 2016-07-26 | Not Dimmable | Not Dimmable | NO |  | IIIJGU | [15 empty] | 89.9 |  | 1.3 | 1.4 | [6 empty] | 4.4 | 2200 | 122 | 18 | 7 | 0.9 | 3000 | 80 |  |  |  | NO | NO | NO | 2018-05-02 | 4.3 |  | standard |  |  |  |  | 2018-11-02 | NO | NO | NO | [6 empty] | AC | [7 empty] | NO
PNHQG33S | Xiamen Bymea Lighting Co., Ltd | BYMEA | T08J02-35H1 | Linear Replacement Lamp | T8 Four-Foot | Replacement Lamps (plug and play) (UL Type A) |  | standard | NO | [10 empty] | 2016-07-26 | Not Dimmable | Not Dimmable | NO |  | IIIJGU | [25 empty] | 4.4 | 2200 | 122 | 18 | 7 | 0.9 | 3500 | 80 |  |  |  | NO | NO | NO | 2018-05-02 | 4.3 |  | standard |  |  |  |  | 2018-11-02 | NO | NO | NO | [6 empty] | AC | [7 empty] | NO
PPDKW69T | Xiamen Bymea Lighting Co., Ltd | BYMEA | T08J02-40H1 | Linear Replacement Lamp | T8 Four-Foot | Replacement Lamps (plug and play) (UL Type A) |  | standard | NO | [10 empty] | 2016-07-26 | Not Dimmable | Not Dimmable | NO |  | IIIJGU | [25 empty] | 4.4 | 2200 | 122 | 18 | 7 | 0.9 | 4000 | 80 |  |  |  | NO | NO | NO | 2018-05-02 | 4.3 |  | standard |  |  |  |  | 2018-11-02 | NO | NO | NO | [6 empty] | AC | [7 empty] | NO
PAPCA2GP | Xiamen Bymea Lighting Co., Ltd | BYMEA | T08J02-50H1 | Linear Replacement Lamp | T8 Four-Foot | Replacement Lamps (plug and play) (UL Type A) |  | standard | NO | [10 empty] | 2016-07-26 | Not Dimmable | Not Dimmable | NO |  | IIIJGU | [25 empty] | 4.4 | 2300 | 128 | 18 | 7 | 0.9 | 5000 | 80 |  |  |  | NO | NO | NO | 2018-05-02 | 4.3 |  | standard |  |  |  |  | 2018-11-02 | NO | NO | NO | [6 empty] | AC | [7 empty] | NO
PN55N9TA | NEUTEX ADVANCED ENERGY GROUP | NEUTEX ADVANCED ENERGY GROUP INC | T820C4T45C | Linear Replacement Lamp | T8 Four-Foot | Replacement Lamps (plug and play) (UL Type A) |  | standard | NO | [10 empty] | 2016-07-25 | Not Dimmable | Not Dimmable | NO |  | SSSBKT | [25 empty] | 4.4 | 2911 | 134.96 | 21.57 | 5.97 | 0.9133 | 4500 | 84.5 |  |  |  | NO | NO | NO | 2018-05-02 | 4.3 |  | standard |  |  |  |  | 2018-11-02 | NO | NO | NO | [6 empty] | AC | [7 empty] | NO
PYM8Q3TG | NEUTEX ADVANCED ENERGY GROUP | NEUTEX ADVANCED ENERGY GROUP INC | T812C4T45C | Linear Replacement Lamp | T8 Four-Foot | Replacement Lamps (plug and play) (UL Type A) |  | standard | NO | [10 empty] | 2016-07-25 | Not Dimmable | Not Dimmable | NO |  | SSSBKP | [25 empty] | 4.4 | 2053 | 137.42 | 14.94 | 9.08 | 0.9068 | 4500 | 85.1 |  |  |  | NO | NO | NO | 2018-05-02 | 4.3 |  | standard |  |  |  |  | 2018-11-02 | NO | NO | NO | [6 empty] | AC | [7 empty] | NO
PD18G18V | NEUTEX ADVANCED ENERGY GROUP | NEUTEX ADVANCED ENERGY GROUP INC | T812C4T45F | Linear Replacement Lamp | T8 Four-Foot | Replacement Lamps (plug and play) (UL Type A) |  | standard | NO | [10 empty] | 2016-07-25 | Not Dimmable | Not Dimmable | NO |  | SSSBKQ | [25 empty] | 4.4 | 1912 | 123.66 | 14.86 | 9.35 | 0.9073 | 4500 | 85.2 |  |  |  | NO | NO | NO | 2018-05-02 | 4.3 |  | standard |  |  |  |  | 2018-11-02 | NO | NO | NO | [6 empty] | AC | [7 empty] | NO
PS6RWFSY | NEUTEX ADVANCED ENERGY GROUP | NEUTEX ADVANCED ENERGY GROUP INC | T812C4S50F | Linear Replacement Lamp | T8 Four-Foot | Replacement Lamps (plug and play) (UL Type A) |  | standard | NO | [10 empty] | 2016-07-25 | Not Dimmable | Not Dimmable | NO |  | SSSBKQ | [25 empty] | 4.4 | 1987 | 133.62 | 14.87 | 9.31 | 0.9055 | 5000 | 83.8 |  |  |  | NO | NO | NO | 2018-05-02 | 4.3 |  | standard |  |  |  |  | 2018-11-02 | NO | NO | NO | [6 empty] | AC | [7 empty] | NO
PQ596ECM | NEUTEX ADVANCED ENERGY GROUP | NEUTEX ADVANCED ENERGY GROUP INC | T812C4T40F | Linear Replacement Lamp | T8 Four-Foot | Replacement Lamps (plug and play) (UL Type A) |  | standard | NO | [10 empty] | 2016-07-25 | Not Dimmable | Not Dimmable | NO |  | SSSBKQ | [25 empty] | 4.4 | 1836 | 123.64 | 14.85 | 9.35 | 0.9073 | 4000 | 85.2 |  |  |  | NO | NO | NO | 2018-05-02 | 4.3 |  | standard |  |  |  |  | 2018-11-02 | NO | NO | NO | [6 empty] | AC | [7 empty] | NO
PCQC5CK6 | NEUTEX ADVANCED ENERGY GROUP | NEUTEX ADVANCED ENERGY GROUP INC | T820C4S50C | Linear Replacement Lamp | T8 Four-Foot | Replacement Lamps (plug and play) (UL Type A) |  | standard | NO | [10 empty] | 2016-07-25 | Not Dimmable | Not Dimmable | NO |  | SSSBKT | [25 empty] | 4.4 | 2937 | 135.85 | 21.62 | 6.12 | 0.9117 | 5000 | 84 |  |  |  | NO | NO | NO | 2018-05-02 | 4.3 |  | standard |  |  |  |  | 2018-11-02 | NO | NO | NO | [6 empty] | AC | [7 empty] | NO
P12W4S9H | NEUTEX ADVANCED ENERGY GROUP | NEUTEX ADVANCED ENERGY GROUP INC | T816C4S50C | Linear Replacement Lamp | T8 Four-Foot | Replacement Lamps (plug and play) (UL Type A) |  | standard | NO | [10 empty] | 2016-07-25 | Not Dimmable | Not Dimmable | NO |  | SSSBKR | [25 empty] | 4.4 | 2481 | 133.89 | 18.53 | 10.89 | 0.9729 | 5000 | 84 |  |  |  | NO | NO | NO | 2018-05-02 | 4.3 |  | standard |  |  |  |  | 2018-11-02 | NO | NO | NO | [6 empty] | AC | [7 empty] | NO
PND6D3ZE | NEUTEX ADVANCED ENERGY GROUP | NEUTEX ADVANCED ENERGY GROUP INC | T812C4V35C | Linear Replacement Lamp | T8 Four-Foot | Replacement Lamps (plug and play) (UL Type A) |  | standard | NO | [10 empty] | 2016-07-25 | Not Dimmable | Not Dimmable | NO |  | SSSBKP | [25 empty] | 4.4 | 2000 | 134.59 | 14.86 | 9.11 | 0.9072 | 3500 | 82.6 |  |  |  | NO | NO | NO | 2018-05-02 | 4.3 |  | standard |  |  |  |  | 2018-11-02 | NO | NO | NO | [6 empty] | AC | [7 empty] | NO
PDBEMHCA | NEUTEX ADVANCED ENERGY GROUP | NEUTEX ADVANCED ENERGY GROUP INC | T820C4T40C | Linear Replacement Lamp | T8 Four-Foot | Replacement Lamps (plug and play) (UL Type A) |  | standard | NO | [10 empty] | 2016-07-25 | Not Dimmable | Not Dimmable | NO |  | SSSBKT | [25 empty] | 4.4 | 2885 | 134.12 | 21.51 | 5.97 | 0.9133 | 4000 | 84.5 |  |  |  | NO | NO | NO | 2018-05-02 | 4.3 |  | standard |  |  |  |  | 2018-11-02 | NO | NO | NO | [6 empty] | AC | [7 empty] | NO
PCGN6B1N | NEUTEX ADVANCED ENERGY GROUP | NEUTEX ADVANCED ENERGY GROUP INC | T816C4T45C | Linear Replacement Lamp | T8 Four-Foot | Replacement Lamps (plug and play) (UL Type A) |  | standard | NO | [10 empty] | 2016-07-25 | Not Dimmable | Not Dimmable | NO |  | SSSBKR | [25 empty] | 4.4 | 2451 | 132.13 | 18.55 | 11.06 | 0.9715 | 4500 | 85.1 |  |  |  | NO | NO | NO | 2018-05-02 | 4.3 |  | standard |  |  |  |  | 2018-11-02 | NO | NO | NO | [6 empty] | AC | [7 empty] | NO
P3W9YGUY | NEUTEX ADVANCED ENERGY GROUP | NEUTEX ADVANCED ENERGY GROUP INC | T812C4S50C | Linear Replacement Lamp | T8 Four-Foot | Replacement Lamps (plug and play) (UL Type A) |  | standard | NO | [10 empty] | 2016-07-25 | Not Dimmable | Not Dimmable | NO |  | SSSBKP | [25 empty] | 4.4 | 2077 | 138.74 | 14.97 | 9.48 | 0.9051 | 5000 | 83.6 |  |  |  | NO | NO | NO | 2018-05-02 | 4.3 |  | standard |  |  |  |  | 2018-11-02 | NO | NO | NO | [6 empty] | AC | [7 empty] | NO
PS81XTW4 | NEUTEX ADVANCED ENERGY GROUP | NEUTEX ADVANCED ENERGY GROUP INC | T820C4V35C | Linear Replacement Lamp | T8 Four-Foot | Replacement Lamps (plug and play) (UL Type A) |  | standard | NO | [10 empty] | 2016-07-25 | Not Dimmable | Not Dimmable | NO |  | SSSBKT | [25 empty] | 4.4 | 2860 | 132.71 | 21.55 | 6.08 | 0.9126 | 3500 | 82.4 |  |  |  | NO | NO | NO | 2018-05-02 | 4.3 |  | standard |  |  |  |  | 2018-11-02 | NO | NO | NO | [6 empty] | AC | [7 empty] | NO
P4XGG98X | NEUTEX ADVANCED ENERGY GROUP | NEUTEX ADVANCED ENERGY GROUP INC | T812C4V35F | Linear Replacement Lamp | T8 Four-Foot | Replacement Lamps (plug and play) (UL Type A) |  | standard | NO | [10 empty] | 2016-07-25 | Not Dimmable | Not Dimmable | NO |  | SSSBKQ | [25 empty] | 4.4 | 1807 | 122.01 | 14.81 | 9.08 | 0.9047 | 3500 | 82.6 |  |  |  | NO | NO | NO | 2018-05-02 | 4.3 |  | standard |  |  |  |  | 2018-11-02 | NO | NO | NO | [6 empty] | AC | [7 empty] | NO
PY1H3VUN | NEUTEX ADVANCED ENERGY GROUP | NEUTEX ADVANCED ENERGY GROUP INC | T816C4V35C | Linear Replacement Lamp | T8 Four-Foot | Replacement Lamps (plug and play) (UL Type A) |  | standard | NO | [10 empty] | 2016-07-25 | Not Dimmable | Not Dimmable | NO |  | SSSBKR | [25 empty] | 4.4 | 2395 | 128.83 | 18.59 | 10.69 | 0.9739 | 3500 | 82.6 |  |  |  | NO | NO | NO | 2018-05-02 | 4.3 |  | standard |  |  |  |  | 2018-11-02 | NO | NO | NO | [6 empty] | AC | [7 empty] | NO
P292CSM6 | NEUTEX ADVANCED ENERGY GROUP | NEUTEX ADVANCED ENERGY GROUP INC | T816C4T40C | Linear Replacement Lamp | T8 Four-Foot | Replacement Lamps (plug and play) (UL Type A) |  | standard | NO | [10 empty] | 2016-07-25 | Not Dimmable | Not Dimmable | NO |  | SSSBKR | [25 empty] | 4.4 | 2421 | 130.37 | 18.57 | 11.06 | 0.9715 | 4000 | 85.1 |  |  |  | NO | NO | NO | 2018-05-02 | 4.3 |  | standard |  |  |  |  | 2018-11-02 | NO | NO | NO | [6 empty] | AC | [7 empty] | NO
PA3EUXAM | NEUTEX ADVANCED ENERGY GROUP | NEUTEX ADVANCED ENERGY GROUP INC | T812C4V30F | Linear Replacement Lamp | T8 Four-Foot | Replacement Lamps (plug and play) (UL Type A) |  | standard | YES |  | 1771 | 119.74 | 14.76 | 9.08 | 0.9047 | 2885 | 82.6 | 5 |  | 2016-07-25 | Not Dimmable | Not Dimmable | NO |  | SSSBKQ | [15 empty] | 89.9 |  | 1.16 | 1.36 | [6 empty] | 4.4 | 1778 | 120.46 | 14.76 | 9.08 | 0.9047 | 3000 | 82.6 |  |  |  | NO | NO | NO | 2018-05-02 | 4.3 |  | standard |  |  |  |  | 2018-11-02 | NO | NO | NO | [6 empty] | AC | [7 empty] | NO
PARZNAJF | NEUTEX ADVANCED ENERGY GROUP | NEUTEX ADVANCED ENERGY GROUP INC | T812C4V30C | Linear Replacement Lamp | T8 Four-Foot | Replacement Lamps (plug and play) (UL Type A) |  | standard | YES |  | 1968 | 132.53 | 14.82 | 9.11 | 0.9072 | 2871 | 82.6 | 5 |  | 2016-07-25 | Not Dimmable | Not Dimmable | NO |  | SSSBKP | [15 empty] | 92 |  | 1.2 | 1.44 | [6 empty] | 4.4 | 1972 | 133.06 | 14.82 | 9.11 | 0.9072 | 3000 | 82.6 |  |  |  | NO | NO | NO | 2018-05-02 | 4.3 |  | standard |  |  |  |  | 2018-11-02 | NO | NO | NO | [6 empty] | AC | [7 empty] | NO
PYAXUDYB | NEUTEX ADVANCED ENERGY GROUP | NEUTEX ADVANCED ENERGY GROUP INC | T812C4T40C | Linear Replacement Lamp | T8 Four-Foot | Replacement Lamps (plug and play) (UL Type A) |  | standard | NO | [10 empty] | 2016-07-25 | Not Dimmable | Not Dimmable | NO |  | SSSBKP | [25 empty] | 4.4 | 2028 | 136.02 | 14.91 | 9.08 | 0.9068 | 4000 | 85.1 |  |  |  | NO | NO | NO | 2018-05-02 | 4.3 |  | standard |  |  |  |  | 2018-11-02 | NO | NO | NO | [6 empty] | AC | [7 empty] | NO
PUY2QK73 | NEUTEX ADVANCED ENERGY GROUP | NEUTEX ADVANCED ENERGY GROUP INC | T820C4S50F | Linear Replacement Lamp | T8 Four-Foot | Replacement Lamps (plug and play) (UL Type A) |  | standard | NO | [10 empty] | 2016-07-25 | Not Dimmable | Not Dimmable | NO |  | SSSBKU | [25 empty] | 4.4 | 2631 | 120.63 | 21.81 | 6.39 | 0.9093 | 5000 | 84 |  |  |  | NO | NO | NO | 2018-05-02 | 4.3 |  | standard |  |  |  |  | 2018-11-02 | NO | NO | NO | [6 empty] | AC | [7 empty] | NO
PANVE4RC | NEUTEX ADVANCED ENERGY GROUP | NEUTEX ADVANCED ENERGY GROUP INC | T820C4V30C | Linear Replacement Lamp | T8 Four-Foot | Replacement Lamps (plug and play) (UL Type A) |  | standard | YES |  | 2834 | 131.33 | 21.58 | 6.08 | 0.9126 | 2893 | 82.4 | 5 | 50000 | 2016-07-25 | Not Dimmable | Not Dimmable | NO |  | SSSBKT | [15 empty] | 91.3 |  | 1.22 | 1.4 | [6 empty] | 4.4 | 2834 | 131.33 | 21.58 | 6.08 | 0.9126 | 3000 | 82.4 |  |  |  | NO | NO | NO | 2018-05-02 | 4.3 |  | standard |  |  |  |  | 2018-11-02 | NO | NO | NO | [6 empty] | AC | [7 empty] | NO
PGT9RX15 | NEUTEX ADVANCED ENERGY GROUP | NEUTEX ADVANCED ENERGY GROUP INC | T816C4V30C | Linear Replacement Lamp | T8 Four-Foot | Replacement Lamps (plug and play) (UL Type A) |  | standard | YES |  | 2368 | 127.24 | 18.61 | 10.69 | 0.9739 | 2886 | 82.6 | 5 | 50000 | 2016-07-25 | Not Dimmable | Not Dimmable | NO |  | SSSBKR | [15 empty] | 91.7 |  | 1.22 | 1.4 | [6 empty] | 4.4 | 2368 | 127.24 | 18.61 | 10.69 | 0.9739 | 3000 | 82.6 |  |  |  | NO | NO | NO | 2018-05-02 | 4.3 |  | standard |  |  |  |  | 2018-11-02 | NO | NO | NO | [6 empty] | AC | [7 empty] | NO
P6GYG29Z | Torshare Ltd | TORSHARE | T8-18W-120-JHC(5000K) | Linear Replacement Lamp | T8 Four-Foot | Dual Mode Internal Driver (UL Type A and Type B) |  | standard | NO | [10 empty] | 2016-07-20 | Not Dimmable | Not Dimmable | NotYetVerified |  | BBBCSU | [25 empty] | 4.4 | 2287 | 127.34 | 17.96 | 14.95 | 0.91 | 5000 | 86 |  |  |  | NO | NO | NO | 2018-05-02 | 4.3 |  | standard |  |  |  |  | 2018-11-02 | NO | NO | NO | [6 empty] | AC | [7 empty] | NO
PA489J6P | ELB Electronics, Inc. | ELB | LEDT8E-48-14-830-G-FHF | Linear Replacement Lamp | T8 Four-Foot | Replacement Lamps (plug and play) (UL Type A) |  | standard | YES |  | 1720 | 122.02 | 14.1 | 9.29 | 0.9612 | 3093 | 82.2 | 5 | 50000 | 2016-07-18 | Not Dimmable | Not Dimmable | NO |  | SSSBIA | [15 empty] | 81 |  | 1.36 | 1.34 | [6 empty] | 4.4 | 1700 | 120 | 14 | 20 | 0.99 | 3000 | 80 |  |  |  | NO | NO | NO | 2018-05-02 | 4.3 |  | standard |  |  |  |  | 2018-11-02 | NO | NO | NO | [6 empty] | AC | [7 empty] | NO
PD9WWAN8 | RAB Lighting | RAB | T8-12-48G-835-DIR | Linear Replacement Lamp | T8 Four-Foot | Replacement Lamps (plug and play) (UL Type A) |  | standard | NO | [10 empty] | 2018-10-16 | Not Dimmable | Not Dimmable | NO |  | BBBEMM | [25 empty] | 4.4 | 1650 | 137.5 | 12 | 14.4 | 0.9286 | 3500 | 80 |  |  |  | NO | NO | NO | [8 empty] | 2018-11-02 | NO | NO | NO | [6 empty] | AC | [7 empty] | NO
PRH4XU9R | ELB Electronics, Inc. | ELB | LEDT8E-48-14-840-G-FHF | Linear Replacement Lamp | T8 Four-Foot | Replacement Lamps (plug and play) (UL Type A) |  | standard | NO | [10 empty] | 2016-07-18 | Not Dimmable | Not Dimmable | NO |  | SSSBIA | [25 empty] | 4.4 | 1700 | 120 | 14 | 20 | 0.99 | 4000 | 80 |  |  |  | NO | NO | NO | 2018-05-02 | 4.3 |  | standard |  |  |  |  | 2018-11-02 | NO | NO | NO | [6 empty] | AC | [7 empty] | NO
P46HV7IK | RAB Lighting | RAB | T8-15-48G-850-DIR | Linear Replacement Lamp | T8 Four-Foot | Replacement Lamps (plug and play) (UL Type A) |  | standard | NO | [10 empty] | 2018-10-16 | Not Dimmable | Not Dimmable | NO |  | BBBEMN | [25 empty] | 4.4 | 2200 | 146.667 | 15 | 6 | 0.9745 | 5000 | 80 |  |  |  | NO | NO | NO | [8 empty] | 2018-11-02 | NO | NO | NO | [6 empty] | AC | [7 empty] | NO
P7OCSJRB | RAB Lighting | RAB | T8-12-48G-850-DIR | Linear Replacement Lamp | T8 Four-Foot | Replacement Lamps (plug and play) (UL Type A) |  | standard | NO | [10 empty] | 2018-10-16 | Not Dimmable | Not Dimmable | NO |  | BBBEMM | [25 empty] | 4.4 | 1800 | 150 | 12 | 14.4 | 0.9286 | 5000 | 80 |  |  |  | NO | NO | NO | [8 empty] | 2018-11-02 | NO | NO | NO | [6 empty] | AC | [7 empty] | NO
PYL0QIHQ | RAB Lighting | RAB | T8-12-48G-840-DIR | Linear Replacement Lamp | T8 Four-Foot | Replacement Lamps (plug and play) (UL Type A) |  | standard | NO | [10 empty] | 2018-10-16 | Not Dimmable | Not Dimmable | NO |  | BBBEMM | [25 empty] | 4.4 | 1800 | 150 | 12 | 14.4 | 0.9286 | 4000 | 80 |  |  |  | NO | NO | NO | [8 empty] | 2018-11-02 | NO | NO | NO | [6 empty] | AC | [7 empty] | NO
PEHBD59M | ELB Electronics, Inc. | ELB | LEDT8E-48-14-835-G-FHF | Linear Replacement Lamp | T8 Four-Foot | Replacement Lamps (plug and play) (UL Type A) |  | standard | NO | [10 empty] | 2016-07-18 | Not Dimmable | Not Dimmable | NO |  | SSSBIA | [25 empty] | 4.4 | 1700 | 120 | 14 | 20 | 0.99 | 3500 | 80 |  |  |  | NO | NO | NO | 2018-05-02 | 4.3 |  | standard |  |  |  |  | 2018-11-02 | NO | NO | NO | [6 empty] | AC | [7 empty] | NO
P58TZ53R | ELB Electronics, Inc. | ELB | LEDT8E-48-14-850-G-FHF | Linear Replacement Lamp | T8 Four-Foot | Replacement Lamps (plug and play) (UL Type A) |  | standard | NO | [10 empty] | 2016-07-18 | Not Dimmable | Not Dimmable | NO |  | SSSBIA | [25 empty] | 4.4 | 1700 | 120 | 14 | 20 | 0.99 | 5000 | 80 |  |  |  | NO | NO | NO | 2018-05-02 | 4.3 |  | standard |  |  |  |  | 2018-11-02 | NO | NO | NO | [6 empty] | AC | [7 empty] | NO
PTBDMB5T | Shenzhen Top Technology Co.,Ltd | TOOPER | TOP-T8-14W12 MCC(4500K) [120-277 V ONLY] | Linear Replacement Lamp | T8 Four-Foot | Replacement Lamps (plug and play) (UL Type A) |  | standard | NO | [10 empty] | 2016-07-14 | Not Dimmable | Not Dimmable | NO |  | NNNNVB | [25 empty] | 4.4 | 1897.77 | 130.252 | 14.57 | 18.89 | 0.974 | 4500 | 82.6 |  |  |  | NO | NO | NO | 2018-05-02 | 4.3 |  | standard |  |  |  |  | 2018-11-02 | NO | NO | NO | [6 empty] | AC | [7 empty] | NO
P9ZXGCH6 | Shenzhen Top Technology Co.,Ltd | TOOPER | TOP-T8-20W12 MCC(3500K) [120-277 V ONLY] | Linear Replacement Lamp | T8 Four-Foot | Replacement Lamps (plug and play) (UL Type A) |  | standard | NO | [10 empty] | 2016-07-14 | Not Dimmable | Not Dimmable | NO |  | NNNNVD | [25 empty] | 4.4 | 2633.85 | 127.362 | 20.68 | 18.12 | 0.936 | 3500 | 81.4 |  |  |  | NO | NO | NO | 2018-05-02 | 4.3 |  | standard |  |  |  |  | 2018-11-02 | NO | NO | NO | [6 empty] | AC | [7 empty] | NO
PQR73376 | Shenzhen Top Technology Co.,Ltd | TOOPER | TOP-T8-16W12 TCC(3500K) [120-277 V ONLY] | Linear Replacement Lamp | T8 Four-Foot | Replacement Lamps (plug and play) (UL Type A) |  | standard | NO | [10 empty] | 2016-07-14 | Not Dimmable | Not Dimmable | NO |  | NNNNVC | [25 empty] | 4.4 | 2375.83 | 142.265 | 16.7 | 17.19 | 0.974 | 3500 | 81.6 |  |  |  | NO | NO | NO | 2018-05-02 | 4.3 |  | standard |  |  |  |  | 2018-11-02 | NO | NO | NO | [6 empty] | AC | [7 empty] | NO
PY8PG1RY | Shenzhen Top Technology Co.,Ltd | TOOPER | TOP-T8-11.5W12 MCC(4500K) [120-277 V ONLY] | Linear Replacement Lamp | T8 Four-Foot | Replacement Lamps (plug and play) (UL Type A) |  | standard | NO | [10 empty] | 2016-07-14 | Not Dimmable | Not Dimmable | NO |  | NNNNVA | [25 empty] | 4.4 | 1612.89 | 129.862 | 12.42 | 18.15 | 0.973 | 4500 | 82.6 |  |  |  | NO | NO | NO | 2018-05-02 | 4.3 |  | standard |  |  |  |  | 2018-11-02 | NO | NO | NO | [6 empty] | AC | [7 empty] | NO
PX9R97Q6 | Shenzhen Top Technology Co.,Ltd | TOOPER | TOP-T8-11.5W12 MCC(3500K) [120-277 V ONLY] | Linear Replacement Lamp | T8 Four-Foot | Replacement Lamps (plug and play) (UL Type A) |  | standard | NO | [10 empty] | 2016-07-14 | Not Dimmable | Not Dimmable | NO |  | NNNNVA | [25 empty] | 4.4 | 1549.7 | 125.279 | 12.37 | 18.31 | 0.973 | 3500 | 81.3 |  |  |  | NO | NO | NO | 2018-05-02 | 4.3 |  | standard |  |  |  |  | 2018-11-02 | NO | NO | NO | [6 empty] | AC | [7 empty] | NO
PP14N6B9 | Shenzhen Top Technology Co.,Ltd | TOOPER | TOP-T8-14W12 MCC(3500K) [120-277 V ONLY] | Linear Replacement Lamp | T8 Four-Foot | Replacement Lamps (plug and play) (UL Type A) |  | standard | NO | [10 empty] | 2016-07-14 | Not Dimmable | Not Dimmable | NO |  | NNNNVB | [25 empty] | 4.4 | 1853.6 | 126.181 | 14.69 | 19.14 | 0.971 | 3500 | 81.3 |  |  |  | NO | NO | NO | 2018-05-02 | 4.3 |  | standard |  |  |  |  | 2018-11-02 | NO | NO | NO | [6 empty] | AC | [7 empty] | NO
P3CRUK4W | Shenzhen Top Technology Co.,Ltd | TOOPER | TOP-T8-16W12 TCC(4500K) [120-277 V ONLY] | Linear Replacement Lamp | T8 Four-Foot | Replacement Lamps (plug and play) (UL Type A) |  | standard | NO | [10 empty] | 2016-07-14 | Not Dimmable | Not Dimmable | NO |  | NNNNVC | [25 empty] | 4.4 | 2457.26 | 146.527 | 16.77 | 16.84 | 0.973 | 4500 | 83 |  |  |  | NO | NO | NO | 2018-05-02 | 4.3 |  | standard |  |  |  |  | 2018-11-02 | NO | NO | NO | [6 empty] | AC | [7 empty] | NO
PATH9Q3D | Shenzhen Top Technology Co.,Ltd | TOOPER | TOP-T8-20W12 MCC(4500K) [120-277 V ONLY] | Linear Replacement Lamp | T8 Four-Foot | Replacement Lamps (plug and play) (UL Type A) |  | standard | NO | [10 empty] | 2016-07-14 | Not Dimmable | Not Dimmable | NO |  | NNNNVD | [25 empty] | 4.4 | 2729.37 | 131.663 | 20.73 | 17.98 | 0.935 | 4500 | 83.2 |  |  |  | NO | NO | NO | 2018-05-02 | 4.3 |  | standard |  |  |  |  | 2018-11-02 | NO | NO | NO | [6 empty] | AC | [7 empty] | NO
PPMK2SX2 | Xiamen Superlite Lighting Co., Ltd. | XMSUPERLITE | T8P-18A5B | Linear Replacement Lamp | T8 Four-Foot | Replacement Lamps (plug and play) (UL Type A) |  | standard | NO | [10 empty] | 2016-07-12 | Not Dimmable | Not Dimmable | NO |  | SSSBJS | [25 empty] | 4.4 | 2200 | 122 | 18 | 20 | 0.99 | 5000 | 80 |  |  |  | NO | NO | NO | 2018-05-02 | 4.3 |  | standard |  |  |  |  | 2018-11-02 | NO | NO | NO | [6 empty] | AC | [7 empty] | NO
P41J9752 | Xiamen Superlite Lighting Co., Ltd. | XMSUPERLITE | T8P-20A5A | Linear Replacement Lamp | T8 Four-Foot | Replacement Lamps (plug and play) (UL Type A) |  | standard | NO | [10 empty] | 2016-07-12 | Not Dimmable | Not Dimmable | NO |  | SSSBJT | [25 empty] | 4.4 | 2400 | 120 | 20 | 20 | 0.99 | 5000 | 80 |  |  |  | NO | NO | NO | 2018-05-02 | 4.3 |  | standard |  |  |  |  | 2018-11-02 | NO | NO | NO | [6 empty] | AC | [7 empty] | NO
PP5EZC34 | Xiamen Superlite Lighting Co., Ltd. | XMSUPERLITE | T8P-18A4B | Linear Replacement Lamp | T8 Four-Foot | Replacement Lamps (plug and play) (UL Type A) |  | standard | YES |  | 2503.1 | 126.2 | 19.84 | 11.6 | 0.971 | 4031 | 80.7 | 5 | 50000 | 2016-07-12 | Not Dimmable | Not Dimmable | NO |  | SSSBJS | [15 empty] | 82.2 |  | 1.26 | 1.3 | [6 empty] | 4.4 | 2200 | 122 | 18 | 20 | 0.99 | 4100 | 80 |  |  |  | NO | NO | NO | 2018-05-02 | 4.3 |  | standard |  |  |  |  | 2018-11-02 | NO | NO | NO | [6 empty] | AC | [7 empty] | NO
PA9UV2KP | Xiamen Superlite Lighting Co., Ltd. | XMSUPERLITE | T8P-20A4A | Linear Replacement Lamp | T8 Four-Foot | Replacement Lamps (plug and play) (UL Type A) |  | standard | YES |  | 2528.2 | 117.92 | 22.23 | 13.2 | 0.971 | 3974 | 84.1 | 5 | 50000 | 2016-07-12 | Not Dimmable | Not Dimmable | NO |  | SSSBJT | [15 empty] | 82.2 |  | 1.28 | 1.3 | [6 empty] | 4.4 | 2400 | 120 | 20 | 20 | 0.99 | 4100 | 80 |  |  |  | NO | NO | NO | 2018-05-02 | 4.3 |  | standard |  |  |  |  | 2018-11-02 | NO | NO | NO | [6 empty] | AC | [7 empty] | NO
PQRM1553 | US Lighting Group | US Lighting Group | FEB-UV18-30-F | Linear Replacement Lamp | T8 Four-Foot | Replacement Lamps (plug and play) (UL Type A) |  | standard | YES |  | 2350.86 | 124.45 | 18.89 | 17.7 | 0.911 | 2934 | 83.6 | 5 | 50000 | 2016-07-08 | Not Dimmable | Not Dimmable | NO | Product de-listed on 4/1/2017, re-listed on 6/12/2017 due to update | TTTUFN | [15 empty] | 84 |  | 1.22 | 1.28 | [6 empty] | 4.4 | 2350.8 | 124.4 | 18.8 | 17.7 | 0.91 | 2934 | 83.6 |  |  |  | NO | NO | NO | 2018-05-02 | 4.3 |  | standard |  |  |  |  | 2018-11-02 | NO | NO | NO | [6 empty] | AC | [7 empty] | NO
PNUE9UPV | US Lighting Group | US Lighting Group | FEB-UV12-45-F | Linear Replacement Lamp | T8 Four-Foot | Replacement Lamps (plug and play) (UL Type A) |  | standard | NO | [10 empty] | 2016-07-08 | Not Dimmable | Not Dimmable | NO |  | TTTUFL | [25 empty] | 4.4 | 1600 | 133.33 | 12 | 4.9 | 0.999 | 4500 | 81 |  |  |  | NO | NO | NO | 2018-05-02 | 4.3 |  | standard |  |  |  |  | 2018-11-02 | NO | NO | NO | [6 empty] | AC | [7 empty] | NO
PB891YJU | iGlo, LLC | IGLO | GL18WT8JZNH5000KUDX1.2MC | Linear Replacement Lamp | T8 Four-Foot | Replacement Lamps (plug and play) (UL Type A) |  | standard | NO | [10 empty] | 2016-07-08 | Not Dimmable | Not Dimmable | NO |  | FFFGUW | [25 empty] | 4.4 | 2505 | 134.22 | 18.66 | 13.64 | 0.9112 | 5000 | 82.8 |  |  |  | NO | NO | NO | 2018-05-02 | 4.3 |  | standard |  |  |  |  | 2018-11-02 | NO | NO | NO | [6 empty] | AC | [7 empty] | NO
PHUURFYM | iGlo, LLC | IGLO | GL22WT8FZNH5000KUDX1.2MX | Linear Replacement Lamp | T8 Four-Foot | Replacement Lamps (plug and play) (UL Type A) |  | standard | NO | [10 empty] | 2016-07-08 | Not Dimmable | Not Dimmable | NO |  | FFFGUY | [25 empty] | 4.4 | 3444 | 138.42 | 24.88 | 14.82 | 0.901 | 5000 | 83 |  |  |  | NO | NO | NO | 2018-05-02 | 4.3 |  | standard |  |  |  |  | 2018-11-02 | NO | NO | NO | [6 empty] | AC | [7 empty] | NO
PXJHHB82 | iGlo, LLC | IGLO | GL22WT8FZNH3000KUDX1.2MX | Linear Replacement Lamp | T8 Four-Foot | Replacement Lamps (plug and play) (UL Type A) |  | standard | YES |  | 3234 | 132.49 | 24.41 | 14.77 | 0.9014 | 3022 | 82.8 | 5 | 50000 | 2016-07-08 | Not Dimmable | Not Dimmable | NO |  | FFFGUY | [15 empty] | 91.4 |  | 1.2 | 1.32 | [6 empty] | 4.4 | 3243 | 132.49 | 24.41 | 14.77 | 0.901 | 3000 | 82.8 |  |  |  | NO | NO | NO | 2018-05-02 | 4.3 |  | standard |  |  |  |  | 2018-11-02 | NO | NO | NO | [6 empty] | AC | [7 empty] | NO
P9S46D8B | iGlo, LLC | IGLO | GL18WT8JZNH3000KUDX1.2MC | Linear Replacement Lamp | T8 Four-Foot | Replacement Lamps (plug and play) (UL Type A) |  | standard | YES |  | 2465 | 131.53 | 18.74 | 13.64 | 0.9058 | 2960 | 81.5 | 5 | 50000 | 2016-07-08 | Not Dimmable | Not Dimmable | NO |  | FFFGUW | [15 empty] | 91.5 |  | 1.37 | 1.18 | [6 empty] | 4.4 | 2465 | 131.53 | 18.74 | 13.64 | 0.9058 | 3000 | 81.5 |  |  |  | NO | NO | NO | 2018-05-02 | 4.3 |  | standard |  |  |  |  | 2018-11-02 | NO | NO | NO | [6 empty] | AC | [7 empty] | NO
PDCVQQVC | US Lighting Group | US Lighting Group | FEB-UV12-50-F | Linear Replacement Lamp | T8 Four-Foot | Replacement Lamps (plug and play) (UL Type A) |  | standard | NO | [10 empty] | 2016-07-08 | Not Dimmable | Not Dimmable | NO |  | TTTUFL | [25 empty] | 4.4 | 1600 | 133.33 | 12 | 4.9 | 0.999 | 5000 | 81 |  |  |  | NO | NO | NO | 2018-05-02 | 4.3 |  | standard |  |  |  |  | 2018-11-02 | NO | NO | NO | [6 empty] | AC | [7 empty] | NO
PUBY9JXV | US Lighting Group | US Lighting Group | FEB-UV12-35-F | Linear Replacement Lamp | T8 Four-Foot | Replacement Lamps (plug and play) (UL Type A) |  | standard | NO | [10 empty] | 2016-07-08 | Not Dimmable | Not Dimmable | NO |  | TTTUFL | [25 empty] | 4.4 | 1600 | 133.33 | 12 | 4.9 | 0.999 | 3500 | 81 |  |  |  | NO | NO | NO | 2018-05-02 | 4.3 |  | standard |  |  |  |  | 2018-11-02 | NO | NO | NO | [6 empty] | AC | [7 empty] | NO
PX9GMC3V | iGlo, LLC | IGLO | GL18WT8JZNH4100KUDX1.2MC | Linear Replacement Lamp | T8 Four-Foot | Replacement Lamps (plug and play) (UL Type A) |  | standard | NO | [10 empty] | 2016-07-08 | Not Dimmable | Not Dimmable | NO |  | FFFGUW | [25 empty] | 4.4 | 2485 | 132.88 | 18.7 | 13.64 | 0.9058 | 4000 | 81.5 |  |  |  | NO | NO | NO | 2018-05-02 | 4.3 |  | standard |  |  |  |  | 2018-11-02 | NO | NO | NO | [6 empty] | AC | [7 empty] | NO
PCU9HJ7T | iGlo, LLC | IGLO | GL18WT8DZNH4100KUDX1.2MP | Linear Replacement Lamp | T8 Four-Foot | Replacement Lamps (plug and play) (UL Type A) |  | standard | NO | [10 empty] | 2016-07-08 | Not Dimmable | Not Dimmable | NO |  | FFFGUZ | [25 empty] | 4.4 | 2252 | 123.57 | 18.22 | 14.05 | 0.903 | 4000 | 82.6 |  |  |  | NO | NO | NO | 2018-05-02 | 4.3 |  | standard |  |  |  |  | 2018-11-02 | NO | NO | NO | [6 empty] | AC | [7 empty] | NO
P25MFCVQ | Nectar Partners | NextLUX | NLT08-4048-85ED | Linear Replacement Lamp | T8 Four-Foot | Replacement Lamps (plug and play) (UL Type A) |  | standard | YES |  | 3362 | 107.4 | 31.3 | 13.2 | 0.954 | 4040 | 83.4 | 5 | 50000 | 2016-07-08 | Dimmable | Continuous Below 10 | NotYetVerified | Product de-listed on 4/1/2017, re-listed on 5/1/2017 due to update. | BBBCRS | [15 empty] | 86.4 |  | 1.22 | 1.5 | [6 empty] | 4.4 | 1898 | 127.6 | 14.9 | 13.2 | 0.9 | 4040 | 83 |  |  |  | NO | NO | NO | 2018-05-02 | 4.3 |  | standard |  |  |  |  | 2018-11-02 | NO | NO | NO | [6 empty] | AC | [7 empty] | NO
P9HJDGZE | Nectar Partners | NextLUX | NLT08-5048-85ED | Linear Replacement Lamp | T8 Four-Foot | Replacement Lamps (plug and play) (UL Type A) |  | standard | NO | [10 empty] | 2016-07-08 | Dimmable | Continuous Below 10 | NotYetVerified | Product de-listed on 4/1/2017, re-listed on 5/1/2017 due to update. | BBBCRS | [25 empty] | 4.4 | 1905 | 128.2 | 14.9 | 13.3 | 0.9 | 5201 | 84 |  |  |  | NO | NO | NO | 2018-05-02 | 4.3 |  | standard |  |  |  |  | 2018-11-02 | NO | NO | NO | [6 empty] | AC | [7 empty] | NO
PTMCTE3A | US Lighting Group | US Lighting Group | FEB-UV18-45-F | Linear Replacement Lamp | T8 Four-Foot | Replacement Lamps (plug and play) (UL Type A) |  | standard | NO | [10 empty] | 2016-07-08 | Not Dimmable | Not Dimmable | NO | Product de-listed on 4/1/2017, re-listed on 6/12/2017 due to update | TTTUFN | [25 empty] | 4.4 | 2350.8 | 124.4 | 18.8 | 17.7 | 0.91 | 4500 | 83.6 |  |  |  | NO | NO | NO | 2018-05-02 | 4.3 |  | standard |  |  |  |  | 2018-11-02 | NO | NO | NO | [6 empty] | AC | [7 empty] | NO
PRGCEZ4W | US Lighting Group | US Lighting Group | FEB-UV18-50-F | Linear Replacement Lamp | T8 Four-Foot | Replacement Lamps (plug and play) (UL Type A) |  | standard | NO | [10 empty] | 2016-07-08 | Not Dimmable | Not Dimmable | NO | Product de-listed on 4/1/2017, re-listed on 6/12/2017 due to update | TTTUFN | [25 empty] | 4.4 | 2499 | 130.7 | 19.1 | 18.1 | 0.92 | 4964 | 85 |  |  |  | NO | NO | NO | 2018-05-02 | 4.3 |  | standard |  |  |  |  | 2018-11-02 | NO | NO | NO | [6 empty] | AC | [7 empty] | NO
PHKF3YP3 | iGlo, LLC | IGLO | GL22WT8FZNH4100KUDX1.2MX | Linear Replacement Lamp | T8 Four-Foot | Replacement Lamps (plug and play) (UL Type A) |  | standard | NO | [10 empty] | 2016-07-08 | Not Dimmable | Not Dimmable | NO |  | FFFGUY | [25 empty] | 4.4 | 3344 | 135.67 | 24.65 | 14.77 | 0.901 | 4000 | 82.8 |  |  |  | NO | NO | NO | 2018-05-02 | 4.3 |  | standard |  |  |  |  | 2018-11-02 | NO | NO | NO | [6 empty] | AC | [7 empty] | NO
P9BCV4VD | iGlo, LLC | IGLO | GL18WT8DZNH5000KUDX1.2MP | Linear Replacement Lamp | T8 Four-Foot | Replacement Lamps (plug and play) (UL Type A) |  | standard | NO | [10 empty] | 2016-07-08 | Not Dimmable | Not Dimmable | NO |  | FFFGUZ | [25 empty] | 4.4 | 2281 | 125.33 | 18.2 | 14.56 | 0.902 | 5000 | 82.3 |  |  |  | NO | NO | NO | 2018-05-02 | 4.3 |  | standard |  |  |  |  | 2018-11-02 | NO | NO | NO | [6 empty] | AC | [7 empty] | NO
PVAYKB8K | iGlo, LLC | IGLO | GL18WT8DZNH3000KUDX1.2MP | Linear Replacement Lamp | T8 Four-Foot | Replacement Lamps (plug and play) (UL Type A) |  | standard | YES |  | 2222 | 121.82 | 18.24 | 14.05 | 0.9026 | 3011 | 82.6 | 5 | 50000 | 2016-07-08 | Not Dimmable | Not Dimmable | NO |  | FFFGUZ | [15 empty] | 84.5 |  | 1.22 | 1.36 | [6 empty] | 4.4 | 2222 | 121.81 | 18.24 | 14.05 | 0.903 | 3000 | 82.6 |  |  |  | NO | NO | NO | 2018-05-02 | 4.3 |  | standard |  |  |  |  | 2018-11-02 | NO | NO | NO | [6 empty] | AC | [7 empty] | NO
PBH923R5 | Abaco Lighting | ABACO | L32T8-14-8-BC-A-5000K | Linear Replacement Lamp | T8 Four-Foot | Replacement Lamps (plug and play) (UL Type A) |  | standard | NO | [10 empty] | 2016-07-01 | Not Dimmable | Not Dimmable | NO |  | TTTUEY | [25 empty] | 4.4 | 2000 | 120 | 16.5 | 15 | 0.98 | 5000 | 80 |  |  |  | NO | NO | NO | 2018-05-02 | 4.3 |  | standard |  |  |  |  | 2018-11-02 | NO | NO | NO | [6 empty] | AC | [7 empty] | NO
PGSSMPWD | Abaco Lighting | ABACO | L32T8-14-8-BC-A-4000K | Linear Replacement Lamp | T8 Four-Foot | Replacement Lamps (plug and play) (UL Type A) |  | standard | NO | [10 empty] | 2016-07-01 | Not Dimmable | Not Dimmable | NO |  | TTTUEY | [25 empty] | 4.4 | 2000 | 120 | 16.5 | 15 | 0.98 | 4000 | 80 |  |  |  | NO | NO | NO | 2018-05-02 | 4.3 |  | standard |  |  |  |  | 2018-11-02 | NO | NO | NO | [6 empty] | AC | [7 empty] | NO
P3CYCYM6 | ALPHA GREEN ENERGY GMBH | CVMORE | UTUBE84FEBC18W.4000K | Linear Replacement Lamp | T8 Four-Foot | Replacement Lamps (plug and play) (UL Type A) |  | standard | NO | [10 empty] | 2016-06-30 | Not Dimmable | Not Dimmable | NO |  | FFFGSY | [25 empty] | 4.4 | 2320 | 124.7 | 18.61 | 14.57 | 0.9355 | 4000 | 81 |  |  |  | NO | NO | NO | 2018-05-02 | 4.3 |  | standard |  |  |  |  | 2018-11-02 | NO | NO | NO | [6 empty] | AC | [7 empty] | NO
PE2XK9H6 | ALPHA GREEN ENERGY GMBH | CVMORE | UTUBE84FEBC18W.4500K | Linear Replacement Lamp | T8 Four-Foot | Replacement Lamps (plug and play) (UL Type A) |  | standard | NO | [10 empty] | 2016-06-30 | Not Dimmable | Not Dimmable | NO |  | FFFGSY | [25 empty] | 4.4 | 2339 | 125.69 | 18.61 | 14.57 | 0.9355 | 4500 | 81 |  |  |  | NO | NO | NO | 2018-05-02 | 4.3 |  | standard |  |  |  |  | 2018-11-02 | NO | NO | NO | [6 empty] | AC | [7 empty] | NO
PU1JV5Y5 | ALPHA GREEN ENERGY GMBH | CVMORE | UTUBE84FEBC18W.3500K | Linear Replacement Lamp | T8 Four-Foot | Replacement Lamps (plug and play) (UL Type A) |  | standard | NO | [10 empty] | 2016-06-30 | Not Dimmable | Not Dimmable | NO |  | FFFGSY | [25 empty] | 4.4 | 2302 | 123.7 | 18.61 | 14.57 | 0.9355 | 3500 | 81 |  |  |  | NO | NO | NO | 2018-05-02 | 4.3 |  | standard |  |  |  |  | 2018-11-02 | NO | NO | NO | [6 empty] | AC | [7 empty] | NO
PFF4MRFK | ALPHA GREEN ENERGY GMBH | CVMORE | UTUBE84FEBC18W.3000K | Linear Replacement Lamp | T8 Four-Foot | Replacement Lamps (plug and play) (UL Type A) |  | standard | YES |  | 2283 | 122.68 | 18.61 | 14.57 | 0.9355 | 2923 | 81 | 5 | 50000 | 2016-06-30 | Not Dimmable | Not Dimmable | NO |  | FFFGSY | [15 empty] | 84.3 |  | 1.2 | 1.28 | [6 empty] | 4.4 | 2283 | 122.68 | 18.61 | 14.57 | 0.9355 | 3000 | 81 |  |  |  | NO | NO | NO | 2018-05-02 | 4.3 |  | standard |  |  |  |  | 2018-11-02 | NO | NO | NO | [6 empty] | AC | [7 empty] | NO
PDJYMBM4 | ALPHA GREEN ENERGY GMBH | CVMORE | UTUBE84FEBC18W.5000K | Linear Replacement Lamp | T8 Four-Foot | Replacement Lamps (plug and play) (UL Type A) |  | standard | NO | [10 empty] | 2016-06-30 | Not Dimmable | Not Dimmable | NO |  | FFFGSY | [25 empty] | 4.4 | 2357 | 126.72 | 18.6 | 14.65 | 0.9319 | 5000 | 83 |  |  |  | NO | NO | NO | 2018-05-02 | 4.3 |  | standard |  |  |  |  | 2018-11-02 | NO | NO | NO | [6 empty] | AC | [7 empty] | NO
PPYBAD94 | JIAXING SUPER LIGHTING ELECTRIC APPLIANCE CO.,LTD | Super | T8L-IDDM13-2200-4ft-ABA-2x | Linear Replacement Lamp | T8 Four-Foot | Replacement Lamps (plug and play) (UL Type A) |  | standard | YES |  | 2235 | 125.5 | 17.82 | 8.68 | 0.972 | 3096 | 82.8 | 5 | 50000 | 2016-06-29 | Dimmable | Continuous Below 10 | NO | Product updated 08/25/2016 | RRRTBK | [15 empty] | 82.5 |  | 1.3 | 1.34 | [6 empty] | 4.4 | 2200 | 122 | 18 | 8.68 | 1 | 3000 | 82 |  |  |  | NO | NO | NO | 2018-05-02 | 4.3 |  | standard |  |  |  |  | 2018-11-02 | NO | NO | NO | [6 empty] | AC | [7 empty] | NO
P8T3PWDT | JIAXING SUPER LIGHTING ELECTRIC APPLIANCE CO.,LTD | Super | T8L-IDDM13-2200-4ft-EBA-2x | Linear Replacement Lamp | T8 Four-Foot | Replacement Lamps (plug and play) (UL Type A) |  | standard | NO | [10 empty] | 2016-06-29 | Dimmable | Continuous Below 10 | NO | Product updated 08/25/2016 | RRRTBK | [25 empty] | 4.4 | 2200 | 122 | 18 | 8.68 | 1 | 5000 | 82 |  |  |  | NO | NO | NO | 2018-05-02 | 4.3 |  | standard |  |  |  |  | 2018-11-02 | NO | NO | NO | [6 empty] | AC | [7 empty] | NO
PZW838M4 | JIAXING SUPER LIGHTING ELECTRIC APPLIANCE CO.,LTD | Super | T8L-IDDM13-2200-4ft-CBA-2x | Linear Replacement Lamp | T8 Four-Foot | Replacement Lamps (plug and play) (UL Type A) |  | standard | NO | [10 empty] | 2016-06-29 | Dimmable | Continuous Below 10 | NO | Product updated 08/25/2016 | RRRTBK | [25 empty] | 4.4 | 2200 | 122 | 18 | 8.68 | 1 | 4000 | 82 |  |  |  | NO | NO | NO | 2018-05-02 | 4.3 |  | standard |  |  |  |  | 2018-11-02 | NO | NO | NO | [6 empty] | AC | [7 empty] | NO
PBX7RU9Z | JIAXING SUPER LIGHTING ELECTRIC APPLIANCE CO.,LTD | Super | T8L-IDDM13-2200-4ft-BBA-2x | Linear Replacement Lamp | T8 Four-Foot | Replacement Lamps (plug and play) (UL Type A) |  | standard | NO | [10 empty] | 2016-06-29 | Dimmable | Continuous Below 10 | NO | Product updated 08/25/2016 | RRRTBK | [25 empty] | 4.4 | 2200 | 122 | 18 | 8.68 | 1 | 3500 | 82 |  |  |  | NO | NO | NO | 2018-05-02 | 4.3 |  | standard |  |  |  |  | 2018-11-02 | NO | NO | NO | [6 empty] | AC | [7 empty] | NO
PTT3QE9V | JIAXING SUPER LIGHTING ELECTRIC APPLIANCE CO.,LTD | Super | T8L-IDDM13-2200-4ft-DBA-2x | Linear Replacement Lamp | T8 Four-Foot | Replacement Lamps (plug and play) (UL Type A) |  | standard | NO | [10 empty] | 2016-06-29 | Dimmable | Continuous Below 10 | NO | Product updated 08/25/2016 | RRRTBK | [25 empty] | 4.4 | 2200 | 122 | 18 | 8.68 | 1 | 4500 | 82 |  |  |  | NO | NO | NO | 2018-05-02 | 4.3 |  | standard |  |  |  |  | 2018-11-02 | NO | NO | NO | [6 empty] | AC | [7 empty] | NO
PYCCADSG | SmartRay Inc. | SmartRay | SRT8AB16W30K | Linear Replacement Lamp | T8 Four-Foot | Dual Mode Internal Driver (UL Type A and Type B) |  | standard | YES |  | 2296 | 132.11 | 17.38 | 14.95 | 0.9341 | 2934 | 82.4 | 5 | 50000 | 2016-06-28 | Not Dimmable | Not Dimmable | NO |  | IIIIXL | [15 empty] | 85.5 |  | 1.2 | 1.26 | [6 empty] | 4.4 | 2296 | 132.11 | 16 | 14.95 | 0.9341 | 3000 | 82.4 |  |  |  | NO | NO | NO | 2018-05-02 | 4.3 |  | standard |  |  |  |  | 2018-11-02 | NO | NO | NO | [6 empty] | AC | [7 empty] | NO
PQ16BBRM | SmartRay Inc. | SmartRay | SRT8AB16W40K | Linear Replacement Lamp | T8 Four-Foot | Dual Mode Internal Driver (UL Type A and Type B) |  | standard | NO | [10 empty] | 2016-06-28 | Not Dimmable | Not Dimmable | NO |  | IIIIXL | [25 empty] | 4.4 | 2334 | 133.6 | 16 | 14.95 | 0.9341 | 4000 | 82.4 |  |  |  | NO | NO | NO | 2018-05-02 | 4.3 |  | standard |  |  |  |  | 2018-11-02 | NO | NO | NO | [6 empty] | AC | [7 empty] | NO
PZX7YWVR | SmartRay Inc. | SmartRay | SRT8AB16W50K | Linear Replacement Lamp | T8 Four-Foot | Dual Mode Internal Driver (UL Type A and Type B) |  | standard | NO | [10 empty] | 2016-06-28 | Not Dimmable | Not Dimmable | NO |  | IIIIXL | [25 empty] | 4.4 | 2354 | 134.05 | 16 | 14.49 | 0.9326 | 5000 | 83 |  |  |  | NO | NO | NO | 2018-05-02 | 4.3 |  | standard |  |  |  |  | 2018-11-02 | NO | NO | NO | [6 empty] | AC | [7 empty] | NO
PT73GEV8 | SmartRay Inc. | SmartRay | SRT8AB14W30K | Linear Replacement Lamp | T8 Four-Foot | Dual Mode Internal Driver (UL Type A and Type B) |  | standard | YES |  | 2082 | 131.36 | 15.85 | 14.96 | 0.9226 | 2930 | 82.3 | 5 | 50000 | 2016-06-28 | Not Dimmable | Not Dimmable | NO | Product de-listed on 4/1/2017, re-listed on 4/28/2017 due to allowances requirements change | IIIIXM | [15 empty] | 85.4 |  | 1.2 | 1.24 | [6 empty] | 4.4 | 2082 | 131.36 | 14 | 15.02 | 0.933 | 3000 | 82.3 |  |  |  | YES | NO | NO | 2018-05-02 | 4.3 |  | standard |  |  |  |  | 2018-11-02 | NO | NO | NO | [6 empty] | AC | [7 empty] | NO
P63JH3DB | FY Lighting Co., Ltd | Fen Yong | FY-T8-4FTC(35K120CRXA) | Linear Replacement Lamp | T8 Four-Foot | Replacement Lamps (plug and play) (UL Type A) |  | standard | NO | [10 empty] | 2016-06-27 | Dimmable | Continuous Below 10 | NO |  | LLLAMN | [25 empty] | 4.4 | 2760 | 136.23 | 20.26 | 10.92 | 0.9435 | 3500 | 81.9 |  |  |  | NO | NO | NO | 2018-05-02 | 4.3 |  | standard |  |  |  |  | 2018-11-02 | NO | NO | NO | [6 empty] | AC | [7 empty] | NO
PDWFM8XS | TGL Inc. | TGL Lighting | PREM-12W-4FT-410K | Linear Replacement Lamp | T8 Four-Foot | Replacement Lamps (plug and play) (UL Type A) |  | standard | YES |  | 1773.09 | 153 | 11.63 | 11 | 0.94 | 4077 | 85 | 5 | 50000 | 2016-06-27 | Not Dimmable | Not Dimmable | NO |  | UUUASK | [15 empty] | 89.6 |  | 1.18 | 1.38 | [6 empty] | 4.4 | 1773.09 | 153 | 11.63 | 11 | 0.94 | 4077 | 85 |  |  |  | NO | NO | NO | 2018-05-02 | 4.3 |  | standard |  |  |  |  | 2018-11-02 | NO | NO | NO | [6 empty] | AC | [7 empty] | NO
P7JTTF8W | FY Lighting Co., Ltd | Fen Yong | FY-T8-4FTF(30K120CRXA) | Linear Replacement Lamp | T8 Four-Foot | Replacement Lamps (plug and play) (UL Type A) |  | standard | YES |  | 2428 | 119.55 | 20.31 | 10.87 | 0.9439 | 2975 | 82.4 | 5 | 50000 | 2016-06-27 | Dimmable | Continuous Below 10 | NO |  | LLLAMM | [15 empty] | 89.7 |  | 1.16 | 1.34 | [6 empty] | 4.4 | 2432 | 120.04 | 20.26 | 10.87 | 0.9439 | 3000 | 82.4 |  |  |  | NO | NO | NO | 2018-05-02 | 4.3 |  | standard |  |  |  |  | 2018-11-02 | NO | NO | NO | [6 empty] | AC | [7 empty] | NO
PCUZHXPD | TGL Inc. | TGL Lighting | PREM-12W-4FT-500K | Linear Replacement Lamp | T8 Four-Foot | Replacement Lamps (plug and play) (UL Type A) |  | standard | NO | [10 empty] | 2016-06-27 | Not Dimmable | Not Dimmable | NO |  | UUUASK | [25 empty] | 4.4 | 1784.79 | 154 | 11.56 | 11 | 0.94 | 5070 | 84 |  |  |  | NO | NO | NO | 2018-05-02 | 4.3 |  | standard |  |  |  |  | 2018-11-02 | NO | NO | NO | [6 empty] | AC | [7 empty] | NO
P16J8AEP | FY Lighting Co., Ltd | Fen Yong | FY-T8-4FTF(45K120CRXA) | Linear Replacement Lamp | T8 Four-Foot | Replacement Lamps (plug and play) (UL Type A) |  | standard | NO | [10 empty] | 2016-06-27 | Dimmable | Continuous Below 10 | NO |  | LLLAMM | [25 empty] | 4.4 | 2603 | 128.35 | 20.26 | 10.87 | 0.9439 | 4500 | 82.4 |  |  |  | NO | NO | NO | 2018-05-02 | 4.3 |  | standard |  |  |  |  | 2018-11-02 | NO | NO | NO | [6 empty] | AC | [7 empty] | NO
PFRHDKG3 | DH Lighting (Shenzhen) Co., Ltd | DHLighting | DH-TU-12W-F5120 | Linear Replacement Lamp | T8 Four-Foot | Replacement Lamps (plug and play) (UL Type A) |  | standard | NO | [10 empty] | 2016-06-27 | Not Dimmable | Not Dimmable | NO |  | RRRTAW | [25 empty] | 4.4 | 1647 | 125.25 | 13.15 | 9.75 | 0.94 | 5000 | 81.4 |  |  |  | NO | NO | NO | 2018-05-02 | 4.3 |  | standard |  |  |  |  | 2018-11-02 | NO | NO | NO | [6 empty] | AC | [7 empty] | NO
PHW2CNAE | FY Lighting Co., Ltd | Fen Yong | FY-T8-4FTF(35K120CRXA) | Linear Replacement Lamp | T8 Four-Foot | Replacement Lamps (plug and play) (UL Type A) |  | standard | NO | [10 empty] | 2016-06-27 | Dimmable | Continuous Below 10 | NO |  | LLLAMM | [25 empty] | 4.4 | 2489 | 122.73 | 20.26 | 10.87 | 0.9439 | 3500 | 82.4 |  |  |  | NO | NO | NO | 2018-05-02 | 4.3 |  | standard |  |  |  |  | 2018-11-02 | NO | NO | NO | [6 empty] | AC | [7 empty] | NO
PJH8GP6N | FY Lighting Co., Ltd | Fen Yong | FY-T8-4FTF(40K120CRXA) | Linear Replacement Lamp | T8 Four-Foot | Replacement Lamps (plug and play) (UL Type A) |  | standard | NO | [10 empty] | 2016-06-27 | Dimmable | Continuous Below 10 | NO |  | LLLAMM | [25 empty] | 4.4 | 2546 | 125.54 | 20.26 | 10.87 | 0.9439 | 4000 | 82.4 |  |  |  | NO | NO | NO | 2018-05-02 | 4.3 |  | standard |  |  |  |  | 2018-11-02 | NO | NO | NO | [6 empty] | AC | [7 empty] | NO
P3NPZ3HV | DH Lighting (Shenzhen) Co., Ltd | DHLighting | DH-TU-12W-F3120 | Linear Replacement Lamp | T8 Four-Foot | Replacement Lamps (plug and play) (UL Type A) |  | standard | YES |  | 1617 | 123.34 | 13.11 | 9.89 | 0.9379 | 3105 | 81.8 | 5 | 50000 | 2016-06-27 | Not Dimmable | Not Dimmable | NO |  | RRRTAW | [15 empty] | 88.9 |  | 1.16 | 1.42 | [6 empty] | 4.4 | 1617 | 123.34 | 13.11 | 9.89 | 0.94 | 3000 | 81.8 |  |  |  | NO | NO | NO | 2018-05-02 | 4.3 |  | standard |  |  |  |  | 2018-11-02 | NO | NO | NO | [6 empty] | AC | [7 empty] | NO
P55PZQM3 | FY Lighting Co., Ltd | Fen Yong | FY-T8-4FTC(30K120CRXA) | Linear Replacement Lamp | T8 Four-Foot | Replacement Lamps (plug and play) (UL Type A) |  | standard | YES |  | 2695 | 132.76 | 20.3 | 10.92 | 0.9435 | 2972 | 81.9 | 5 | 500000 | 2016-06-27 | Dimmable | Continuous Below 10 | NO |  | LLLAMN | [15 empty] | 91.4 |  | 1.2 | 1.34 | [6 empty] | 4.4 | 2698 | 133.3 | 20.24 | 10.92 | 0.9435 | 3000 | 81.9 |  |  |  | NO | NO | NO | 2018-05-02 | 4.3 |  | standard |  |  |  |  | 2018-11-02 | NO | NO | NO | [6 empty] | AC | [7 empty] | NO
PCU94537 | DH Lighting (Shenzhen) Co., Ltd | DHLighting | DH-TU-12W-F35120 | Linear Replacement Lamp | T8 Four-Foot | Replacement Lamps (plug and play) (UL Type A) |  | standard | NO | [10 empty] | 2016-06-27 | Not Dimmable | Not Dimmable | NO |  | RRRTAW | [25 empty] | 4.4 | 1625 | 123.72 | 13.13 | 9.89 | 0.94 | 3500 | 81.8 |  |  |  | NO | NO | NO | 2018-05-02 | 4.3 |  | standard |  |  |  |  | 2018-11-02 | NO | NO | NO | [6 empty] | AC | [7 empty] | NO
PYWH5B9X | DH Lighting (Shenzhen) Co., Ltd | DHLighting | DH-TU-12W-F4120 | Linear Replacement Lamp | T8 Four-Foot | Replacement Lamps (plug and play) (UL Type A) |  | standard | NO | [10 empty] | 2016-06-27 | Not Dimmable | Not Dimmable | NO |  | RRRTAW | [25 empty] | 4.4 | 1632 | 124.3 | 13.13 | 9.89 | 0.94 | 4000 | 81.8 |  |  |  | NO | NO | NO | 2018-05-02 | 4.3 |  | standard |  |  |  |  | 2018-11-02 | NO | NO | NO | [6 empty] | AC | [7 empty] | NO
PSQ9FJ9R | DH Lighting (Shenzhen) Co., Ltd | DHLighting | DH-TU-12W-F45120 | Linear Replacement Lamp | T8 Four-Foot | Replacement Lamps (plug and play) (UL Type A) |  | standard | NO | [10 empty] | 2016-06-27 | Not Dimmable | Not Dimmable | NO |  | RRRTAW | [25 empty] | 4.4 | 1640 | 124.87 | 13.13 | 9.89 | 0.94 | 4500 | 81.8 |  |  |  | NO | NO | NO | 2018-05-02 | 4.3 |  | standard |  |  |  |  | 2018-11-02 | NO | NO | NO | [6 empty] | AC | [7 empty] | NO
P1RQ4G71 | FY Lighting Co., Ltd | Fen Yong | FY-T8-4FTC(40K120CRXA) | Linear Replacement Lamp | T8 Four-Foot | Replacement Lamps (plug and play) (UL Type A) |  | standard | NO | [10 empty] | 2016-06-27 | Dimmable | Continuous Below 10 | NO |  | LLLAMN | [25 empty] | 4.4 | 2822 | 139.29 | 20.26 | 10.92 | 0.9435 | 4000 | 81.9 |  |  |  | NO | NO | NO | 2018-05-02 | 4.3 |  | standard |  |  |  |  | 2018-11-02 | NO | NO | NO | [6 empty] | AC | [7 empty] | NO
P5BGFTWU | FY Lighting Co., Ltd | Fen Yong | FY-T8-4FTC(45K120CRXA) | Linear Replacement Lamp | T8 Four-Foot | Replacement Lamps (plug and play) (UL Type A) |  | standard | NO | [10 empty] | 2016-06-27 | Dimmable | Continuous Below 10 | NO |  | LLLAMN | [25 empty] | 4.4 | 2884 | 142.35 | 20.26 | 10.92 | 0.9435 | 4500 | 81.9 |  |  |  | NO | NO | NO | 2018-05-02 | 4.3 |  | standard |  |  |  |  | 2018-11-02 | NO | NO | NO | [6 empty] | AC | [7 empty] | NO
P392GMYW | FY Lighting Co., Ltd | Fen Yong | FY-T8-4FTC(50K120CRXA) | Linear Replacement Lamp | T8 Four-Foot | Replacement Lamps (plug and play) (UL Type A) |  | standard | NO | [10 empty] | 2016-06-27 | Dimmable | Continuous Below 10 | NO |  | LLLAMN | [25 empty] | 4.4 | 2947 | 145.32 | 20.28 | 10.83 | 0.9438 | 5000 | 81.5 |  |  |  | NO | NO | NO | 2018-05-02 | 4.3 |  | standard |  |  |  |  | 2018-11-02 | NO | NO | NO | [6 empty] | AC | [7 empty] | NO
PSKJ1VUB | FY Lighting Co., Ltd | Fen Yong | FY-T8-4FTF(50K120CRXA) | Linear Replacement Lamp | T8 Four-Foot | Replacement Lamps (plug and play) (UL Type A) |  | standard | NO | [10 empty] | 2016-06-27 | Dimmable | Continuous Below 10 | NO |  | LLLAMM | [25 empty] | 4.4 | 2658 | 130.94 | 20.3 | 10.78 | 0.9435 | 5000 | 82.2 |  |  |  | NO | NO | NO | 2018-05-02 | 4.3 |  | standard |  |  |  |  | 2018-11-02 | NO | NO | NO | [6 empty] | AC | [7 empty] | NO
P3EEDCTJ | Goodlite Products Inc | GOODLITE PRODUCTS | G-83404 | Linear Replacement Lamp | T8 Four-Foot | Replacement Lamps (plug and play) (UL Type A) |  | standard | NO | [10 empty] | 2016-06-24 | Not Dimmable | Not Dimmable | NO | Updated on 4/24/2017 | SSSBHG | [25 empty] | 4.4 | 2200 | 122 | 18 | 11.48 | 0.97 | 5000 | 82.7 |  |  |  | NO | NO | NO | 2018-05-02 | 4.3 |  | standard |  |  |  |  | 2018-11-02 | NO | NO | NO | [6 empty] | AC | [7 empty] | NO
PH563U3B | Davidson Industry, LLC | DAVIDSON | eNOVOT8/XLUB/12K(5000K) | Linear Replacement Lamp | T8 Four-Foot | Dual Mode Internal Driver (UL Type A and Type B) |  | standard | NO | [10 empty] | 2016-06-24 | Not Dimmable | Not Dimmable | NotYetVerified | Product updated on 9/6/16 | UUUASD | [25 empty] | 4.4 | 1892 | 148.63 | 12.73 | 16.09 | 0.9137 | 5000 | 82.1 |  |  |  | NO | NO | NO | 2018-05-02 | 4.3 |  | standard |  |  |  |  | 2018-11-02 | NO | NO | NO | [6 empty] | AC | [7 empty] | NO
PWZF7EZA | wei's international trading corp | weis-led | WT4F18W3KF | Linear Replacement Lamp | T8 Four-Foot | Dual Mode Internal Driver (UL Type A and Type B) |  | standard | YES |  | 2502 | 136.59 | 18.32 | 20.67 | 0.9039 | 2985 | 81.8 | 5 | 50000 | 2016-06-24 | Not Dimmable | Not Dimmable | NO | Updated on 12/12/2017 | JJJLNV | [15 empty] | 89.1 |  | 1.14 | 1.4 | [6 empty] | 4.4 | 2502 | 136.59 | 18.32 | 20.48 | 0.9045 | 3000 | 81.8 |  |  |  | NO | NO | NO | 2018-05-02 | 4.3 |  | standard |  |  |  |  | 2018-11-02 | NO | NO | NO | [6 empty] | AC | [7 empty] | NO
PHQK5BDG | Davidson Industry, LLC | DAVIDSON | eNOVOT8/XLUB/12K(3000K) | Linear Replacement Lamp | T8 Four-Foot | Dual Mode Internal Driver (UL Type A and Type B) |  | standard | YES |  | 1782 | 141.09 | 12.63 | 16.59 | 0.9132 | 3098 | 84 | 5 | 50000 | 2016-06-24 | Not Dimmable | Not Dimmable | NotYetVerified | Product updated on 9/6/16 | UUUASD | [15 empty] | 85.5 |  | 1.36 | 1.26 | [6 empty] | 4.4 | 1782 | 141.09 | 12.63 | 16.59 | 0.9132 | 3000 | 83.6 |  |  |  | NO | NO | NO | 2018-05-02 | 4.3 |  | standard |  |  |  |  | 2018-11-02 | NO | NO | NO | [6 empty] | AC | [7 empty] | NO
PXTUPPC7 | Davidson Industry, LLC | DAVIDSON | eNOVOT8/XLUB/12K(4500K) | Linear Replacement Lamp | T8 Four-Foot | Dual Mode Internal Driver (UL Type A and Type B) |  | standard | NO | [10 empty] | 2016-06-24 | Not Dimmable | Not Dimmable | NotYetVerified | Product updated on 9/6/16 | UUUASD | [25 empty] | 4.4 | 1782 | 141.09 | 12.63 | 16.59 | 0.9132 | 4500 | 83.6 |  |  |  | NO | NO | NO | 2018-05-02 | 4.3 |  | standard |  |  |  |  | 2018-11-02 | NO | NO | NO | [6 empty] | AC | [7 empty] | NO
PGAKGDMB | wei's international trading corp | weis-led | WT4F18W4KF | Linear Replacement Lamp | T8 Four-Foot | Dual Mode Internal Driver (UL Type A and Type B) |  | standard | NO | [10 empty] | 2016-06-24 | Not Dimmable | Not Dimmable | NO | Updated on 12/12/2017 | JJJLNV | [25 empty] | 4.4 | 2541 | 137.95 | 18.42 | 20.48 | 0.9045 | 4000 | 81.8 |  |  |  | NO | NO | NO | 2018-05-02 | 4.3 |  | standard |  |  |  |  | 2018-11-02 | NO | NO | NO | [6 empty] | AC | [7 empty] | NO
PV8FRKN3 | wei's international trading corp | weis-led | WT4F18W5KF | Linear Replacement Lamp | T8 Four-Foot | Dual Mode Internal Driver (UL Type A and Type B) |  | standard | NO | [10 empty] | 2016-06-24 | Not Dimmable | Not Dimmable | NO | Updated on 12/12/2017 | JJJLNV | [25 empty] | 4.4 | 2580 | 139.37 | 18.51 | 21.98 | 0.8951 | 5000 | 82.3 |  |  |  | NO | NO | NO | 2018-05-02 | 4.3 |  | standard |  |  |  |  | 2018-11-02 | NO | NO | NO | [6 empty] | AC | [7 empty] | NO
P9NKBM1C | Davidson Industry, LLC | DAVIDSON | eNOVOT8/XLUB/12K(4000K) | Linear Replacement Lamp | T8 Four-Foot | Dual Mode Internal Driver (UL Type A and Type B) |  | standard | NO | [10 empty] | 2016-06-24 | Not Dimmable | Not Dimmable | NotYetVerified | Product updated on 9/6/16 | UUUASD | [25 empty] | 4.4 | 1782 | 141.09 | 12.63 | 16.59 | 0.9132 | 4000 | 83.6 |  |  |  | NO | NO | NO | 2018-05-02 | 4.3 |  | standard |  |  |  |  | 2018-11-02 | NO | NO | NO | [6 empty] | AC | [7 empty] | NO
P8FHCU7C | Davidson Industry, LLC | DAVIDSON | eNOVOT8/XLUB/12K(3500K) | Linear Replacement Lamp | T8 Four-Foot | Dual Mode Internal Driver (UL Type A and Type B) |  | standard | NO | [10 empty] | 2016-06-24 | Not Dimmable | Not Dimmable | NotYetVerified | Product updated on 9/6/16 | UUUASD | [25 empty] | 4.4 | 1782 | 141.09 | 12.63 | 16.59 | 0.9132 | 3500 | 83.6 |  |  |  | NO | NO | NO | 2018-05-02 | 4.3 |  | standard |  |  |  |  | 2018-11-02 | NO | NO | NO | [6 empty] | AC | [7 empty] | NO
PX8CW72T | ESL Vision | ESL VISION | ESL-T8PBC-15W-F150 | Linear Replacement Lamp | T8 Four-Foot | Dual Mode Internal Driver (UL Type A and Type B) |  | standard | NO | [10 empty] | 2016-06-22 | Not Dimmable | Not Dimmable | NO | Product de-listed on 4/1/2017 re-listed on 4/11/2017 due to update | PPPRCA | [25 empty] | 4.4 | 1802 | 121.51 | 14.83 | 15.88 | 0.9 | 5000 | 84.3 |  |  |  | NO | NO | NO | 2018-05-02 | 4.3 |  | standard |  |  |  |  | 2018-11-02 | NO | NO | NO | [6 empty] | AC | [7 empty] | NO
P89VXWN6 | Holt Energy Design | Holt Energy | HEDLEDT84BC18C50K | Linear Replacement Lamp | T8 Four-Foot | Replacement Lamps (plug and play) (UL Type A) |  | standard | NO | [10 empty] | 2016-06-22 | Not Dimmable | Not Dimmable | NotYetVerified | Internal driver; compatible with existing fluorescent ballast | MMMOSD | [25 empty] | 4.4 | 2094 | 121.67 | 17.21 | 9.36 | 0.9422 | 5000 | 81.5 |  |  |  | NO | NO | NO | 2018-05-02 | 4.3 |  | standard |  |  |  |  | 2018-11-02 | NO | NO | NO | [6 empty] | AC | [7 empty] | NO
P17FN47H | Shenzhen Top Technology Co.,Ltd | TOOPER | TOP-T8-11.5W12 MCC(4000K) [120-277 V ONLY] | Linear Replacement Lamp | T8 Four-Foot | Replacement Lamps (plug and play) (UL Type A) |  | standard | NO | [10 empty] | 2016-06-21 | Not Dimmable | Not Dimmable | NO |  | NNNNVA | [25 empty] | 4.4 | 1612.89 | 129.86 | 12.42 | 18.15 | 0.973 | 4000 | 82.6 |  |  |  | NO | NO | NO | 2018-05-02 | 4.3 |  | standard |  |  |  |  | 2018-11-02 | NO | NO | NO | [6 empty] | AC | [7 empty] | NO
P6BED76S | Shenzhen Top Technology Co.,Ltd | TOOPER | TOP-T8-14W12 MCC(4000K) [120-277 V ONLY] | Linear Replacement Lamp | T8 Four-Foot | Replacement Lamps (plug and play) (UL Type A) |  | standard | NO | [10 empty] | 2016-06-21 | Not Dimmable | Not Dimmable | NO |  | NNNNVB | [25 empty] | 4.4 | 1897.77 | 130.25 | 14.57 | 18.89 | 0.974 | 4000 | 82.6 |  |  |  | NO | NO | NO | 2018-05-02 | 4.3 |  | standard |  |  |  |  | 2018-11-02 | NO | NO | NO | [6 empty] | AC | [7 empty] | NO
PMYM7B38 | Greenwind Lighting International (HK) Co., Limited | Greenwind | GW-T8PA07-1218ST(5000K) | Linear Replacement Lamp | T8 Four-Foot | Replacement Lamps (plug and play) (UL Type A) |  | standard | NO | [10 empty] | 2016-06-21 | Not Dimmable | Not Dimmable | NO |  | UUUASB | [25 empty] | 4.4 | 2357 | 126.72 | 18.6 | 14.65 | 0.9319 | 5000 | 83 |  |  |  | NO | NO | NO | 2018-05-02 | 4.3 |  | standard |  |  |  |  | 2018-11-02 | NO | NO | NO | [6 empty] | AC | [7 empty] | NO
P6BJ6B2P | Shenzhen Top Technology Co.,Ltd | TOOPER | TOP-T8-20W12 MCC(3000K) [120-277 V ONLY] | Linear Replacement Lamp | T8 Four-Foot | Replacement Lamps (plug and play) (UL Type A) |  | standard | YES |  | 2633.85 | 127.362 | 20.68 | 18.12 | 0.912 | 2959 | 81.4 | 5 | 50000 | 2016-06-21 | Not Dimmable | Not Dimmable | NO |  | NNNNVD | [15 empty] | 79.3 |  | 1.14 | 1.2 | [6 empty] | 4.4 | 2633.85 | 127.36 | 20.68 | 18.12 | 0.936 | 3000 | 81.4 |  |  |  | NO | NO | NO | 2018-05-02 | 4.3 |  | standard |  |  |  |  | 2018-11-02 | NO | NO | NO | [6 empty] | AC | [7 empty] | NO
PA6NUGMG | Shenzhen Top Technology Co.,Ltd | TOOPER | TOP-T8-16W12 TCC(3000K) [120-277 V ONLY] | Linear Replacement Lamp | T8 Four-Foot | Replacement Lamps (plug and play) (UL Type A) |  | standard | YES |  | 2375.83 | 142.265 | 16.7 | 17.19 | 0.925 | 2929 | 81.6 | 5 | 50000 | 2016-06-21 | Not Dimmable | Not Dimmable | NO |  | NNNNVC | [15 empty] | 79.7 |  | 1.14 | 1.2 | [6 empty] | 4.4 | 2375.83 | 142.27 | 16.7 | 17.19 | 0.974 | 3000 | 81.6 |  |  |  | NO | NO | NO | 2018-05-02 | 4.3 |  | standard |  |  |  |  | 2018-11-02 | NO | NO | NO | [6 empty] | AC | [7 empty] | NO
PZJB7XYH | Shenzhen Top Technology Co.,Ltd | TOOPER | TOP-T8-14W12 MCC(5000K) [120-277 V ONLY] | Linear Replacement Lamp | T8 Four-Foot | Replacement Lamps (plug and play) (UL Type A) |  | standard | NO | [10 empty] | 2016-06-21 | Not Dimmable | Not Dimmable | NO |  | NNNNVB | [25 empty] | 4.4 | 1961.93 | 135.1 | 14.63 | 18.64 | 0.974 | 5000 | 81.7 |  |  |  | NO | NO | NO | 2018-05-02 | 4.3 |  | standard |  |  |  |  | 2018-11-02 | NO | NO | NO | [6 empty] | AC | [7 empty] | NO
PM3HJYEF | Shenzhen Top Technology Co.,Ltd | TOOPER | TOP-T8-16W12 TCC(4000K) [120-277 V ONLY] | Linear Replacement Lamp | T8 Four-Foot | Replacement Lamps (plug and play) (UL Type A) |  | standard | NO | [10 empty] | 2016-06-21 | Not Dimmable | Not Dimmable | NO |  | NNNNVC | [25 empty] | 4.4 | 2457.26 | 146.53 | 16.77 | 16.84 | 0.973 | 4000 | 83 |  |  |  | NO | NO | NO | 2018-05-02 | 4.3 |  | standard |  |  |  |  | 2018-11-02 | NO | NO | NO | [6 empty] | AC | [7 empty] | NO
PVYQ2UGY | Shenzhen Top Technology Co.,Ltd | TOOPER | TOP-T8-20W12 MCC(4000K) [120-277 V ONLY] | Linear Replacement Lamp | T8 Four-Foot | Replacement Lamps (plug and play) (UL Type A) |  | standard | NO | [10 empty] | 2016-06-21 | Not Dimmable | Not Dimmable | NO |  | NNNNVD | [25 empty] | 4.4 | 2729.37 | 131.66 | 20.73 | 17.98 | 0.935 | 4000 | 83.2 |  |  |  | NO | NO | NO | 2018-05-02 | 4.3 |  | standard |  |  |  |  | 2018-11-02 | NO | NO | NO | [6 empty] | AC | [7 empty] | NO
P6G8STN5 | Shenzhen Top Technology Co.,Ltd | TOOPER | TOP-T8-16W12 TCC(5000K) [120-277 V ONLY] | Linear Replacement Lamp | T8 Four-Foot | Replacement Lamps (plug and play) (UL Type A) |  | standard | NO | [10 empty] | 2016-06-21 | Not Dimmable | Not Dimmable | NO |  | NNNNVC | [25 empty] | 4.4 | 2544.73 | 152.56 | 16.68 | 16.58 | 0.974 | 5000 | 81.6 |  |  |  | NO | NO | NO | 2018-05-02 | 4.3 |  | standard |  |  |  |  | 2018-11-02 | NO | NO | NO | [6 empty] | AC | [7 empty] | NO
PYU4ZV9Q | Shenzhen Top Technology Co.,Ltd | TOOPER | TOP-T8-14W12 MCC(3000K) [120-277 V ONLY] | Linear Replacement Lamp | T8 Four-Foot | Replacement Lamps (plug and play) (UL Type A) |  | standard | YES |  | 1853.6 | 126.181 | 14.69 | 19.14 | 0.942 | 2964 | 81.3 | 5 | 50000 | 2016-06-21 | Not Dimmable | Not Dimmable | NO |  | NNNNVB | [15 empty] | 79.1 |  | 1.14 | 1.22 | [6 empty] | 4.4 | 1853.6 | 126.18 | 14.69 | 19.14 | 0.971 | 3000 | 81.3 |  |  |  | NO | NO | NO | 2018-05-02 | 4.3 |  | standard |  |  |  |  | 2018-11-02 | NO | NO | NO | [6 empty] | AC | [7 empty] | NO
PYKZV1FD | Greenwind Lighting International (HK) Co., Limited | Greenwind | GW-T8PA07-1218ST(4000K) | Linear Replacement Lamp | T8 Four-Foot | Replacement Lamps (plug and play) (UL Type A) |  | standard | NO | [10 empty] | 2016-06-21 | Not Dimmable | Not Dimmable | NO |  | UUUASB | [25 empty] | 4.4 | 2320 | 124.7 | 18.61 | 14.57 | 0.9355 | 4000 | 81 |  |  |  | NO | NO | NO | 2018-05-02 | 4.3 |  | standard |  |  |  |  | 2018-11-02 | NO | NO | NO | [6 empty] | AC | [7 empty] | NO
PCS8PKFQ | Greenwind Lighting International (HK) Co., Limited | Greenwind | GW-T8PA07-1218ST(4500K) | Linear Replacement Lamp | T8 Four-Foot | Replacement Lamps (plug and play) (UL Type A) |  | standard | NO | [10 empty] | 2016-06-21 | Not Dimmable | Not Dimmable | NO |  | UUUASB | [25 empty] | 4.4 | 2339 | 125.69 | 18.61 | 14.57 | 0.9355 | 4500 | 81 |  |  |  | NO | NO | NO | 2018-05-02 | 4.3 |  | standard |  |  |  |  | 2018-11-02 | NO | NO | NO | [6 empty] | AC | [7 empty] | NO
PC51NPHQ | Shenzhen Top Technology Co.,Ltd | TOOPER | TOP-T8-11.5W12 MCC(5000K) [120-277 V ONLY] | Linear Replacement Lamp | T8 Four-Foot | Replacement Lamps (plug and play) (UL Type A) |  | standard | NO | [10 empty] | 2016-06-21 | Not Dimmable | Not Dimmable | NO |  | NNNNVA | [25 empty] | 4.4 | 1667.06 | 134.77 | 12.37 | 18.02 | 0.973 | 5000 | 84.5 |  |  |  | NO | NO | NO | 2018-05-02 | 4.3 |  | standard |  |  |  |  | 2018-11-02 | NO | NO | NO | [6 empty] | AC | [7 empty] | NO
PJ74H2K4 | Shenzhen Top Technology Co.,Ltd | TOOPER | TOP-T8-25W12 MCC(3000K) [120-277 V ONLY] | Linear Replacement Lamp | T8 Four-Foot | Replacement Lamps (plug and play) (UL Type A) |  | standard | YES |  | 3249.96 | 125.821 | 25.83 | 16.23 | 0.905 | 2934 | 81.4 | 5 | 50000 | 2016-06-21 | Not Dimmable | Not Dimmable | NO | Product de-listed on 4/1/2017, re-listed on 4/28/2017 due to allowances requirements change | NNNNVE | [15 empty] | 79 |  | 1.14 | 1.22 | [6 empty] | 4.4 | 3249.96 | 125.82 | 25.83 | 16.23 | 0.916 | 3000 | 81.4 |  |  |  | YES | NO | NO | 2018-05-02 | 4.3 |  | standard |  |  |  |  | 2018-11-02 | NO | NO | NO | [6 empty] | AC | [7 empty] | NO
P5QBXCS3 | Shenzhen Top Technology Co.,Ltd | TOOPER | TOP-T8-11.5W12 MCC(3000K) [120-277 V ONLY] | Linear Replacement Lamp | T8 Four-Foot | Replacement Lamps (plug and play) (UL Type A) |  | standard | YES |  | 1549.7 | 125.279 | 12.37 | 18.31 | 0.925 | 2952 | 81.3 | 5 | 50000 | 2016-06-21 | Not Dimmable | Not Dimmable | NO |  | NNNNVA | [15 empty] | 79.4 |  | 1.14 | 1.22 | [6 empty] | 4.4 | 1549.7 | 125.28 | 12.37 | 18.31 | 0.973 | 3000 | 81.3 |  |  |  | NO | NO | NO | 2018-05-02 | 4.3 |  | standard |  |  |  |  | 2018-11-02 | NO | NO | NO | [6 empty] | AC | [7 empty] | NO
P7CKN54N | Greenwind Lighting International (HK) Co., Limited | Greenwind | GW-T8PA07-1218ST(3000K) | Linear Replacement Lamp | T8 Four-Foot | Replacement Lamps (plug and play) (UL Type A) |  | standard | YES |  | 2283 | 122.68 | 18.61 | 14.57 | 0.9355 | 2923 | 81 | 5 | 50000 | 2016-06-21 | Not Dimmable | Not Dimmable | NO |  | UUUASB | [15 empty] | 84.3 |  | 1.2 | 1.28 | [6 empty] | 4.4 | 2283 | 122.68 | 18.61 | 14.57 | 0.9355 | 3000 | 81 |  |  |  | NO | NO | NO | 2018-05-02 | 4.3 |  | standard |  |  |  |  | 2018-11-02 | NO | NO | NO | [6 empty] | AC | [7 empty] | NO
PXSENYGU | Shenzhen Top Technology Co.,Ltd | TOOPER | TOP-T8-20W12 MCC(5000K) [120-277 V ONLY] | Linear Replacement Lamp | T8 Four-Foot | Replacement Lamps (plug and play) (UL Type A) |  | standard | NO | [10 empty] | 2016-06-21 | Not Dimmable | Not Dimmable | NO |  | NNNNVD | [25 empty] | 4.4 | 2794.64 | 135.27 | 20.66 | 17.83 | 0.936 | 5000 | 81.6 |  |  |  | NO | NO | NO | 2018-05-02 | 4.3 |  | standard |  |  |  |  | 2018-11-02 | NO | NO | NO | [6 empty] | AC | [7 empty] | NO
PRCKKW3J | Greenwind Lighting International (HK) Co., Limited | Greenwind | GW-T8PA07-1218ST(3500K) | Linear Replacement Lamp | T8 Four-Foot | Replacement Lamps (plug and play) (UL Type A) |  | standard | NO | [10 empty] | 2016-06-21 | Not Dimmable | Not Dimmable | NO |  | UUUASB | [25 empty] | 4.4 | 2302 | 123.7 | 18.61 | 14.57 | 0.9355 | 3500 | 81 |  |  |  | NO | NO | NO | 2018-05-02 | 4.3 |  | standard |  |  |  |  | 2018-11-02 | NO | NO | NO | [6 empty] | AC | [7 empty] | NO
PRGGZJM1 | O'Ryan Industries, Inc. | ILumeStar | IL25WBCT550 | Linear Replacement Lamp | T8 Four-Foot | Replacement Lamps (plug and play) (UL Type A) |  | standard | NO | [10 empty] | 2016-06-20 | Dimmable | Continuous Below 10 | NO | Updated on 5/25/2017 | LLLAMB | [25 empty] | 4.4 | 3500 | 125 | 28 | 20 | 0.9 | 5000 | 82 |  |  |  | NO | NO | NO | 2018-05-02 | 4.3 |  | standard |  |  |  |  | 2018-11-02 | NO | NO | NO | [6 empty] | AC | [7 empty] | NO
PPNF7A7P | O'Ryan Industries, Inc. | ILumeStar | IL25WBCT540 | Linear Replacement Lamp | T8 Four-Foot | Replacement Lamps (plug and play) (UL Type A) |  | standard | NO | [10 empty] | 2016-06-20 | Dimmable | Continuous Below 10 | NO | Updated on 5/25/2017 | LLLAMB | [25 empty] | 4.4 | 3500 | 125 | 28 | 20 | 0.9 | 4000 | 82 |  |  |  | NO | NO | NO | 2018-05-02 | 4.3 |  | standard |  |  |  |  | 2018-11-02 | NO | NO | NO | [6 empty] | AC | [7 empty] | NO
PS6HMYM8 | O'Ryan Industries, Inc. | ILumeStar | IL25WBCT545 | Linear Replacement Lamp | T8 Four-Foot | Replacement Lamps (plug and play) (UL Type A) |  | standard | NO | [10 empty] | 2016-06-20 | Dimmable | Continuous Below 10 | NO | Updated on 5/25/2017 | LLLAMB | [25 empty] | 4.4 | 3500 | 125 | 28 | 20 | 0.9 | 4500 | 82 |  |  |  | NO | NO | NO | 2018-05-02 | 4.3 |  | standard |  |  |  |  | 2018-11-02 | NO | NO | NO | [6 empty] | AC | [7 empty] | NO
PT4XDJ3D | Longhorn Intelligent Tech Co., Ltd | Longhorn | LH-L8R245Q01 | Linear Replacement Lamp | T8 Four-Foot | Replacement Lamps (plug and play) (UL Type A) |  | standard | NO | [10 empty] | 2016-06-14 | Not Dimmable | Not Dimmable | NO |  | BBBCNI | [25 empty] | 4.4 | 3457 | 121.68 | 28.41 | 16.28 | 0.9309 | 5000 | 83.9 |  |  |  | NO | NO | NO | 2018-05-02 | 4.3 |  | standard |  |  |  |  | 2018-11-02 | NO | NO | NO | [6 empty] | AC | [7 empty] | NO
P9M5F5YH | Global Lighting Organization | GLO | GLO-LT43C-18(3500K) | Linear Replacement Lamp | T8 Four-Foot | Replacement Lamps (plug and play) (UL Type A) |  | standard | NO | [10 empty] | 2016-06-13 | Not Dimmable | Not Dimmable | NO |  | FFFGPX | [25 empty] | 4.4 | 2110 | 123.61 | 17.07 | 8.96 | 0.967 | 3500 | 82.1 |  |  |  | NO | NO | NO | 2018-05-02 | 4.3 |  | standard |  |  |  |  | 2018-11-02 | NO | NO | NO | [6 empty] | AC | [7 empty] | NO
PB7F9T32 | Global Lighting Organization | GLO | GLO-LT43C-18(3000K) | Linear Replacement Lamp | T8 Four-Foot | Replacement Lamps (plug and play) (UL Type A) |  | standard | YES |  | 2110 | 123.61 | 17.07 | 8.96 | 0.9673 | 3002 | 82.1 | 5 | 50000 | 2016-06-13 | Not Dimmable | Not Dimmable | NO |  | FFFGPX | [15 empty] | 91.3 |  | 1.34 | 1.44 | [6 empty] | 4.4 | 2110 | 123.61 | 17.07 | 8.96 | 0.967 | 3000 | 82.1 |  |  |  | NO | NO | NO | 2018-05-02 | 4.3 |  | standard |  |  |  |  | 2018-11-02 | NO | NO | NO | [6 empty] | AC | [7 empty] | NO
P77S6HV1 | Global Lighting Organization | GLO | GLO-LT43C-18(4000K) | Linear Replacement Lamp | T8 Four-Foot | Replacement Lamps (plug and play) (UL Type A) |  | standard | NO | [10 empty] | 2016-06-13 | Not Dimmable | Not Dimmable | NO |  | FFFGPX | [25 empty] | 4.4 | 2110 | 123.61 | 17.07 | 8.96 | 0.967 | 4000 | 82.1 |  |  |  | NO | NO | NO | 2018-05-02 | 4.3 |  | standard |  |  |  |  | 2018-11-02 | NO | NO | NO | [6 empty] | AC | [7 empty] | NO
PPS52NNH | Global Lighting Organization | GLO | GLO-LT43C-18(4500K) | Linear Replacement Lamp | T8 Four-Foot | Replacement Lamps (plug and play) (UL Type A) |  | standard | NO | [10 empty] | 2016-06-13 | Not Dimmable | Not Dimmable | NO |  | FFFGPX | [25 empty] | 4.4 | 2110 | 123.61 | 17.07 | 8.96 | 0.967 | 4500 | 82.1 |  |  |  | NO | NO | NO | 2018-05-02 | 4.3 |  | standard |  |  |  |  | 2018-11-02 | NO | NO | NO | [6 empty] | AC | [7 empty] | NO
PTJEF9UX | Global Lighting Organization | GLO | GLO-LT43C-18(5000K) | Linear Replacement Lamp | T8 Four-Foot | Replacement Lamps (plug and play) (UL Type A) |  | standard | NO | [10 empty] | 2016-06-13 | Not Dimmable | Not Dimmable | NO |  | FFFGPX | [25 empty] | 4.4 | 2247 | 130.64 | 17.2 | 8.62 | 0.965 | 5000 | 82.4 |  |  |  | NO | NO | NO | 2018-05-02 | 4.3 |  | standard |  |  |  |  | 2018-11-02 | NO | NO | NO | [6 empty] | AC | [7 empty] | NO
PRDT5Q73 | MFG UNIVERSE CORPORATION | Digilite | ZY-T8-15W1200 BIXX BALLAST COMPATIBLE LED TUBE [2700K Frosted] | Linear Replacement Lamp | T8 Four-Foot | Dual Mode Internal Driver (UL Type A and Type B) |  | standard | YES |  | 1929 | 109 | 17.7 | 17.9 | 0.9557 | 2655 | 81.6 | 5 | 50000 | 2016-06-10 | Not Yet Verified | Not Yet Verified | NotYetVerified | Lastx represents either s for single-end power input or T for double-end inputs; Product de-listed on 4/1/2017, re-listed on 4/28/2017 due to allowances requirements change | KKKYZX | [15 empty] | 84.9 |  | 1.25 | 1.4 | [6 empty] | 4.4 | 2040 | 120 | 17.7 | 20 | 0.9 | 2700 | 83 |  |  |  | NO | YES | NO | 2018-05-02 | 4.3 |  | standard |  |  |  |  | 2018-11-02 | NO | NO | NO | [6 empty] | AC | [7 empty] | NO
PHCHR8FR | MFG UNIVERSE CORPORATION | Digilite | BT816W4FT(FROSTED LENS)(4000K) | Linear Replacement Lamp | T8 Four-Foot | Replacement Lamps (plug and play) (UL Type A) |  | standard | NO | [10 empty] | 2016-06-10 | Not Dimmable | Not Dimmable | NotYetVerified | Nominal wattage 16W | KKKZAM | [25 empty] | 4.4 | 2072 | 121.31 | 17.08 | 20 | 0.9 | 4000 | 81.8 |  |  |  | NO | NO | NO | 2018-05-02 | 4.3 |  | standard |  |  |  |  | 2018-11-02 | NO | NO | NO | [6 empty] | AC | [7 empty] | NO
PVRBM149 | MFG UNIVERSE CORPORATION | Digilite | BT814W4FT(FROSTED LENS)(4500K) | Linear Replacement Lamp | T8 Four-Foot | Replacement Lamps (plug and play) (UL Type A) |  | standard | NO | [10 empty] | 2016-06-10 | Not Dimmable | Not Dimmable | NotYetVerified | Nominal wattage 14W | KKKZAL | [25 empty] | 4.4 | 1949 | 121.58 | 16.03 | 20 | 0.9 | 4500 | 81.8 |  |  |  | NO | NO | NO | 2018-05-02 | 4.3 |  | standard |  |  |  |  | 2018-11-02 | NO | NO | NO | [6 empty] | AC | [7 empty] | NO
P5BSV6Q4 | MFG UNIVERSE CORPORATION | Digilite | BT812W4FT(FROSTED LENS)(5000K) | Linear Replacement Lamp | T8 Four-Foot | Replacement Lamps (plug and play) (UL Type A) |  | standard | NO | [10 empty] | 2016-06-10 | Not Dimmable | Not Dimmable | NotYetVerified | Nominal wattage 12W | KKKZAK | [25 empty] | 4.4 | 1856 | 129.52 | 14.33 | 20 | 0.9 | 5000 | 80.7 |  |  |  | NO | NO | NO | 2018-05-02 | 4.3 |  | standard |  |  |  |  | 2018-11-02 | NO | NO | NO | [6 empty] | AC | [7 empty] | NO
PZU2XWTZ | MFG UNIVERSE CORPORATION | Digilite | ZY-T8-15W1200 BIXX BALLAST COMPATIBLE LED TUBE [2700K Clear] | Linear Replacement Lamp | T8 Four-Foot | Dual Mode Internal Driver (UL Type A and Type B) |  | standard | NO | [10 empty] | 2016-06-10 | Not Yet Verified | Not Yet Verified | NotYetVerified | Lastx represents either s for single-end power input or T for double-end inputs; Product de-listed on 4/1/2017, re-listed on 4/28/2017 due to allowances requirements change | KKKYZX | [25 empty] | 4.4 | 2040 | 120 | 17.7 | 20 | 0.9 | 2700 | 83 |  |  |  | NO | YES | NO | 2018-05-02 | 4.3 |  | standard |  |  |  |  | 2018-11-02 | NO | NO | NO | [6 empty] | AC | [7 empty] | NO
PSRZMXS2 | MFG UNIVERSE CORPORATION | Digilite | BT814W4FT(FROSTED LENS)(3500K) | Linear Replacement Lamp | T8 Four-Foot | Replacement Lamps (plug and play) (UL Type A) |  | standard | NO | [10 empty] | 2016-06-10 | Not Dimmable | Not Dimmable | NotYetVerified | Nominal wattage 14W | KKKZAL | [25 empty] | 4.4 | 1949 | 121.58 | 16.03 | 20 | 0.9 | 3500 | 81.8 |  |  |  | NO | NO | NO | 2018-05-02 | 4.3 |  | standard |  |  |  |  | 2018-11-02 | NO | NO | NO | [6 empty] | AC | [7 empty] | NO
PRZ684X4 | MFG UNIVERSE CORPORATION | Digilite | ZY-T8-13W1200 BIXX Ballast Compatible (4000K Clear) | Linear Replacement Lamp | T8 Four-Foot | Dual Mode Internal Driver (UL Type A and Type B) |  | standard | YES |  | 1930 | 135.06 | 14.3 | 14.92 | 0.9034 | 3996 | 82.7 | 5 | 50000 | 2016-06-10 | Not Dimmable | Not Dimmable | NotYetVerified | Lastx represents either s for single-end power input or T for double-end inputs | KKKZAE | [15 empty] | 85.3 |  | 1.3 | 1.23 | [6 empty] | 4.4 | 1930 | 135 | 14.3 | 20 | 0.9 | 4000 | 83 |  |  |  | NO | NO | NO | 2018-05-02 | 4.3 |  | standard |  |  |  |  | 2018-11-02 | NO | NO | NO | [6 empty] | AC | [7 empty] | NO
PE56UPHW | MFG UNIVERSE CORPORATION | Digilite | BT812W4FT(FROSTED LENS)(3000K) | Linear Replacement Lamp | T8 Four-Foot | Replacement Lamps (plug and play) (UL Type A) |  | standard | YES |  | 1715 | 120.86 | 14.19 | 8.3 | 0.9055 | 2909 | 81.8 | 5 | 50000 | 2016-06-10 | Not Dimmable | Not Dimmable | NotYetVerified | Nominal wattage 12W | KKKZAK | [15 empty] | 84.5 |  | 1.33 | 1.23 | [6 empty] | 4.4 | 1715 | 120.86 | 14.19 | 20 | 0.9 | 3000 | 81.8 |  |  |  | NO | NO | NO | 2018-05-02 | 4.3 |  | standard |  |  |  |  | 2018-11-02 | NO | NO | NO | [6 empty] | AC | [7 empty] | NO
PSCNWFTB | MFG UNIVERSE CORPORATION | Digilite | BT814W4FT(FROSTED LENS)(3000K) | Linear Replacement Lamp | T8 Four-Foot | Replacement Lamps (plug and play) (UL Type A) |  | standard | YES |  | 1949 | 121.58 | 16.03 | 9.2 | 0.9128 | 2931 | 82 | 5 | 50000 | 2016-06-10 | Not Dimmable | Not Dimmable | NotYetVerified | Nominal wattage 14W | KKKZAL | [15 empty] | 84.6 |  | 1.38 | 1.22 | [6 empty] | 4.4 | 1949 | 121.58 | 16.03 | 20 | 0.9 | 3000 | 81.8 |  |  |  | NO | NO | NO | 2018-05-02 | 4.3 |  | standard |  |  |  |  | 2018-11-02 | NO | NO | NO | [6 empty] | AC | [7 empty] | NO
PD8U58PD | MFG UNIVERSE CORPORATION | Digilite | BT816W4FT(FROSTED LENS)(4500K) | Linear Replacement Lamp | T8 Four-Foot | Replacement Lamps (plug and play) (UL Type A) |  | standard | NO | [10 empty] | 2016-06-10 | Not Dimmable | Not Dimmable | NotYetVerified | Nominal wattage 16W | KKKZAM | [25 empty] | 4.4 | 2072 | 121.31 | 17.08 | 20 | 0.9 | 4500 | 81.8 |  |  |  | NO | NO | NO | 2018-05-02 | 4.3 |  | standard |  |  |  |  | 2018-11-02 | NO | NO | NO | [6 empty] | AC | [7 empty] | NO
PNR9M6AR | MFG UNIVERSE CORPORATION | Digilite | BT816W4FT(FROSTED LENS)(5000K) | Linear Replacement Lamp | T8 Four-Foot | Replacement Lamps (plug and play) (UL Type A) |  | standard | NO | [10 empty] | 2016-06-10 | Not Dimmable | Not Dimmable | NotYetVerified | Nominal wattage 16W | KKKZAM | [25 empty] | 4.4 | 2250 | 131.43 | 17.12 | 20 | 0.9 | 5000 | 80.7 |  |  |  | NO | NO | NO | 2018-05-02 | 4.3 |  | standard |  |  |  |  | 2018-11-02 | NO | NO | NO | [6 empty] | AC | [7 empty] | NO
P2CBH3C3 | MFG UNIVERSE CORPORATION | Digilite | ZY-T8-13W1200 BIXX Ballast Compatible (5000K Clear) | Linear Replacement Lamp | T8 Four-Foot | Dual Mode Internal Driver (UL Type A and Type B) |  | standard | NO | [10 empty] | 2016-06-10 | Not Dimmable | Not Dimmable | NotYetVerified | Lastx represents either s for single-end power input or T for double-end inputs | KKKZAE | [25 empty] | 4.4 | 1930 | 135 | 14.3 | 20 | 0.9 | 5000 | 83 |  |  |  | NO | NO | NO | 2018-05-02 | 4.3 |  | standard |  |  |  |  | 2018-11-02 | NO | NO | NO | [6 empty] | AC | [7 empty] | NO
PW58VKC4 | MFG UNIVERSE CORPORATION | Digilite | ZY-T8-15W1200 BIXX BALLAST COMPATIBLE LED TUBE [3000K Frosted] | Linear Replacement Lamp | T8 Four-Foot | Dual Mode Internal Driver (UL Type A and Type B) |  | standard | NO | [10 empty] | 2016-06-10 | Not Yet Verified | Not Yet Verified | NotYetVerified | Lastx represents either s for single-end power input or T for double-end inputs; Product de-listed on 4/1/2017, re-listed on 4/28/2017 due to allowances requirements change | KKKYZX | [25 empty] | 4.4 | 2040 | 120 | 17.7 | 20 | 0.9 | 3000 | 83 |  |  |  | YES | NO | NO | 2018-05-02 | 4.3 |  | standard |  |  |  |  | 2018-11-02 | NO | NO | NO | [6 empty] | AC | [7 empty] | NO
PAVA6V2N | MFG UNIVERSE CORPORATION | Digilite | BT812W4FT(FROSTED LENS)(3500K) | Linear Replacement Lamp | T8 Four-Foot | Replacement Lamps (plug and play) (UL Type A) |  | standard | NO | [10 empty] | 2016-06-10 | Not Dimmable | Not Dimmable | NotYetVerified | Nominal wattage 12W | KKKZAK | [25 empty] | 4.4 | 1715 | 120.86 | 14.19 | 20 | 0.9 | 3500 | 81.8 |  |  |  | NO | NO | NO | 2018-05-02 | 4.3 |  | standard |  |  |  |  | 2018-11-02 | NO | NO | NO | [6 empty] | AC | [7 empty] | NO
PX69BEJK | MFG UNIVERSE CORPORATION | Digilite | BT816W4FT(FROSTED LENS)(3500K) | Linear Replacement Lamp | T8 Four-Foot | Replacement Lamps (plug and play) (UL Type A) |  | standard | NO | [10 empty] | 2016-06-10 | Not Dimmable | Not Dimmable | NotYetVerified | Nominal wattage 16W | KKKZAM | [25 empty] | 4.4 | 2072 | 121.31 | 17.08 | 20 | 0.9 | 3500 | 81.8 |  |  |  | NO | NO | NO | 2018-05-02 | 4.3 |  | standard |  |  |  |  | 2018-11-02 | NO | NO | NO | [6 empty] | AC | [7 empty] | NO
PN4JP1V5 | MFG UNIVERSE CORPORATION | Digilite | BT814W4FT(FROSTED LENS)(4000K) | Linear Replacement Lamp | T8 Four-Foot | Replacement Lamps (plug and play) (UL Type A) |  | standard | NO | [10 empty] | 2016-06-10 | Not Dimmable | Not Dimmable | NotYetVerified | Nominal wattage 14W | KKKZAL | [25 empty] | 4.4 | 1949 | 121.58 | 16.03 | 20 | 0.9 | 4000 | 81.8 |  |  |  | NO | NO | NO | 2018-05-02 | 4.3 |  | standard |  |  |  |  | 2018-11-02 | NO | NO | NO | [6 empty] | AC | [7 empty] | NO
P8DVKZWA | MFG UNIVERSE CORPORATION | Digilite | BT814W4FT(FROSTED LENS)(5000K) | Linear Replacement Lamp | T8 Four-Foot | Replacement Lamps (plug and play) (UL Type A) |  | standard | NO | [10 empty] | 2016-06-10 | Not Dimmable | Not Dimmable | NotYetVerified | Nominal wattage 14W | KKKZAL | [25 empty] | 4.4 | 2103 | 130.46 | 16.12 | 20 | 0.9 | 5000 | 80.7 |  |  |  | NO | NO | NO | 2018-05-02 | 4.3 |  | standard |  |  |  |  | 2018-11-02 | NO | NO | NO | [6 empty] | AC | [7 empty] | NO
PFSBJATB | MFG UNIVERSE CORPORATION | Digilite | BT812W4FT(FROSTED LENS)(4000K) | Linear Replacement Lamp | T8 Four-Foot | Replacement Lamps (plug and play) (UL Type A) |  | standard | NO | [10 empty] | 2016-06-10 | Not Dimmable | Not Dimmable | NotYetVerified | Nominal wattage 12W | KKKZAK | [25 empty] | 4.4 | 1715 | 120.86 | 14.19 | 20 | 0.9 | 4000 | 81.8 |  |  |  | NO | NO | NO | 2018-05-02 | 4.3 |  | standard |  |  |  |  | 2018-11-02 | NO | NO | NO | [6 empty] | AC | [7 empty] | NO
PKEM5T9H | MFG UNIVERSE CORPORATION | Digilite | BT816W4FT(FROSTED LENS)(3000K) | Linear Replacement Lamp | T8 Four-Foot | Replacement Lamps (plug and play) (UL Type A) |  | standard | YES |  | 2072 | 121.1 | 17.08 | 12.9 | 0.9081 | 2932 | 82.2 | 5 | 50000 | 2016-06-10 | Not Dimmable | Not Dimmable | NotYetVerified | Nominal wattage 16W | KKKZAM | [15 empty] | 84.5 |  | 1.25 | 1.21 | [6 empty] | 4.4 | 2072 | 121.31 | 17.08 | 20 | 0.9 | 3000 | 81.8 |  |  |  | NO | NO | NO | 2018-05-02 | 4.3 |  | standard |  |  |  |  | 2018-11-02 | NO | NO | NO | [6 empty] | AC | [7 empty] | NO
PZ2DDMQF | MFG UNIVERSE CORPORATION | Digilite | ZY-T8-15W1200 BIXX BALLAST COMPATIBLE LED TUBE [3000K Clear] | Linear Replacement Lamp | T8 Four-Foot | Dual Mode Internal Driver (UL Type A and Type B) |  | standard | NO | [10 empty] | 2016-06-10 | Not Yet Verified | Not Yet Verified | NotYetVerified | Lastx represents either s for single-end power input or T for double-end inputs; Product de-listed on 4/1/2017, re-listed on 4/28/2017 due to allowances requirements change | KKKYZX | [25 empty] | 4.4 | 2040 | 120 | 17.7 | 20 | 0.9 | 3000 | 83 |  |  |  | YES | NO | NO | 2018-05-02 | 4.3 |  | standard |  |  |  |  | 2018-11-02 | NO | NO | NO | [6 empty] | AC | [7 empty] | NO
PHNS7BBA | MFG UNIVERSE CORPORATION | Digilite | BT812W4FT(FROSTED LENS)(4500K) | Linear Replacement Lamp | T8 Four-Foot | Replacement Lamps (plug and play) (UL Type A) |  | standard | NO | [10 empty] | 2016-06-10 | Not Dimmable | Not Dimmable | NotYetVerified | Nominal wattage 12W | KKKZAK | [25 empty] | 4.4 | 1715 | 120.86 | 14.19 | 20 | 0.9 | 4500 | 81.8 |  |  |  | NO | NO | NO | 2018-05-02 | 4.3 |  | standard |  |  |  |  | 2018-11-02 | NO | NO | NO | [6 empty] | AC | [7 empty] | NO
PCAZ6W2X | MAVERICK ENERGY SOLUTIONS INTERNATIONAL | MAVERICK ENERGY SOLUTIONS INTERNATIONAL | MES-T8PB18M/50 | Linear Replacement Lamp | T8 Four-Foot | Replacement Lamps (plug and play) (UL Type A) |  | standard | NO | [10 empty] | 2016-06-09 | Not Dimmable | Not Dimmable | NO |  | BBBCMI | [25 empty] | 4.4 | 2281 | 125.33 | 18.2 | 14.56 | 0.902 | 5000 | 82.3 |  |  |  | NO | NO | NO | 2018-05-02 | 4.3 |  | standard |  |  |  |  | 2018-11-02 | NO | NO | NO | [6 empty] | AC | [7 empty] | NO
PASSA1RX | MAVERICK ENERGY SOLUTIONS INTERNATIONAL | MAVERICK ENERGY SOLUTIONS INTERNATIONAL | MES-T8AM22S/50 | Linear Replacement Lamp | T8 Four-Foot | Replacement Lamps (plug and play) (UL Type A) |  | standard | NO | [10 empty] | 2016-06-09 | Not Dimmable | Not Dimmable | NO |  | BBBCML | [25 empty] | 4.4 | 3444 | 138.42 | 24.88 | 14.82 | 0.901 | 5000 | 83 |  |  |  | NO | NO | NO | 2018-05-02 | 4.3 |  | standard |  |  |  |  | 2018-11-02 | NO | NO | NO | [6 empty] | AC | [7 empty] | NO
PGDMYKW4 | MAVERICK ENERGY SOLUTIONS INTERNATIONAL | MAVERICK ENERGY SOLUTIONS INTERNATIONAL | MES-T8AM22S/30 | Linear Replacement Lamp | T8 Four-Foot | Replacement Lamps (plug and play) (UL Type A) |  | standard | YES |  | 3234 | 132.49 | 24.41 | 14.77 | 0.9014 | 3022 | 82.8 | 5 | 50000 | 2016-06-09 | Not Dimmable | Not Dimmable | NO |  | BBBCML | [15 empty] | 91.4 |  | 1.2 | 1.32 | [6 empty] | 4.4 | 3243 | 132.49 | 24.41 | 14.77 | 0.901 | 3000 | 82.8 |  |  |  | NO | NO | NO | 2018-05-02 | 4.3 |  | standard |  |  |  |  | 2018-11-02 | NO | NO | NO | [6 empty] | AC | [7 empty] | NO
PDQNHN4C | MAVERICK ENERGY SOLUTIONS INTERNATIONAL | MAVERICK ENERGY SOLUTIONS INTERNATIONAL | MES-T8PB18M/30 | Linear Replacement Lamp | T8 Four-Foot | Replacement Lamps (plug and play) (UL Type A) |  | standard | YES |  | 2222 | 121.82 | 18.24 | 14.05 | 0.9026 | 3011 | 82.6 | 5 | 50000 | 2016-06-09 | Not Dimmable | Not Dimmable | NO |  | BBBCMI | [15 empty] | 84.5 |  | 1.22 | 1.36 | [6 empty] | 4.4 | 2222 | 121.81 | 18.24 | 14.05 | 0.903 | 3000 | 82.6 |  |  |  | NO | NO | NO | 2018-05-02 | 4.3 |  | standard |  |  |  |  | 2018-11-02 | NO | NO | NO | [6 empty] | AC | [7 empty] | NO
PZA5E562 | Kumho Electric | earthcare | FLT8-32W/12W IU 410 | Linear Replacement Lamp | T8 Four-Foot | Replacement Lamps (plug and play) (UL Type A) |  | standard | YES |  | 1773.09 | 153 | 11.63 | 11 | 0.94 | 4077 | 85 | 5 | 50000 | 2016-06-09 | Not Dimmable | Not Dimmable | NO |  | UUUAQN | [15 empty] | 89.6 |  | 1.18 | 1.38 | [6 empty] | 4.4 | 1773.09 | 153 | 11.63 | 11 | 0.94 | 4077 | 85 |  |  |  | NO | NO | NO | 2018-05-02 | 4.3 |  | standard |  |  |  |  | 2018-11-02 | NO | NO | NO | [6 empty] | AC | [7 empty] | NO
PDEPMD3H | Kumho Electric | earthcare | FLT8-32W/12W IU 500 | Linear Replacement Lamp | T8 Four-Foot | Replacement Lamps (plug and play) (UL Type A) |  | standard | NO | [10 empty] | 2016-06-09 | Not Dimmable | Not Dimmable | NO |  | UUUAQN | [25 empty] | 4.4 | 1784.79 | 154 | 11.56 | 11 | 0.94 | 5070 | 84 |  |  |  | NO | NO | NO | 2018-05-02 | 4.3 |  | standard |  |  |  |  | 2018-11-02 | NO | NO | NO | [6 empty] | AC | [7 empty] | NO
PWKEQRAK | NUR Manufacturing LLC | NUR Manufacturing | T8-SMT-4FT-5000K-FRS-HO | Linear Replacement Lamp | T8 Four-Foot | Replacement Lamps (plug and play) (UL Type A) |  | standard | NO | [10 empty] | 2016-06-09 | Not Dimmable | Not Dimmable | NO |  | SSSBFK | [25 empty] | 4.4 | 2332 | 122.03 | 19.11 | 14.14 | 0.902 | 5000 | 83.4 |  |  |  | NO | NO | NO | 2018-05-02 | 4.3 |  | standard |  |  |  |  | 2018-11-02 | NO | NO | NO | [6 empty] | AC | [7 empty] | NO
PP843SWK | MAVERICK ENERGY SOLUTIONS INTERNATIONAL | MAVERICK ENERGY SOLUTIONS INTERNATIONAL | MES-T8AM18S/30 | Linear Replacement Lamp | T8 Four-Foot | Replacement Lamps (plug and play) (UL Type A) |  | standard | YES |  | 2465 | 131.53 | 18.74 | 13.64 | 0.9058 | 2960 | 81.5 | 5 | 50000 | 2016-06-09 | Not Dimmable | Not Dimmable | NO |  | BBBCMK | [15 empty] | 91.5 |  | 1.37 | 1.18 | [6 empty] | 4.4 | 2465 | 131.53 | 18.74 | 13.64 | 0.9058 | 3000 | 81.5 |  |  |  | NO | NO | NO | 2018-05-02 | 4.3 |  | standard |  |  |  |  | 2018-11-02 | NO | NO | NO | [6 empty] | AC | [7 empty] | NO
PHMSPAVD | MAVERICK ENERGY SOLUTIONS INTERNATIONAL | MAVERICK ENERGY SOLUTIONS INTERNATIONAL | MES-T8AM18S/50 | Linear Replacement Lamp | T8 Four-Foot | Replacement Lamps (plug and play) (UL Type A) |  | standard | NO | [10 empty] | 2016-06-09 | Not Dimmable | Not Dimmable | NO |  | BBBCMK | [25 empty] | 4.4 | 2505 | 134.22 | 18.66 | 13.64 | 0.9112 | 5000 | 82.8 |  |  |  | NO | NO | NO | 2018-05-02 | 4.3 |  | standard |  |  |  |  | 2018-11-02 | NO | NO | NO | [6 empty] | AC | [7 empty] | NO
PN4QKXB7 | NUR Manufacturing LLC | NUR Manufacturing | T8-SMT-4FT-5000K-CLR-HO | Linear Replacement Lamp | T8 Four-Foot | Dual Mode Internal Driver (UL Type A and Type B) |  | standard | NO | [10 empty] | 2016-06-08 | Not Dimmable | Not Dimmable | NO |  | SSSBFJ | [25 empty] | 4.4 | 2632 | 135.24 | 19.46 | 12.56 | 0.9252 | 5000 | 82.5 |  |  |  | NO | NO | NO | 2018-05-02 | 4.3 |  | standard |  |  |  |  | 2018-11-02 | NO | NO | NO | [6 empty] | AC | [7 empty] | NO
PBFEVTGX | LED Trail | LED Trail | 1242(3500K) | Linear Replacement Lamp | T8 Four-Foot | Dual Mode Internal Driver (UL Type A and Type B) |  | standard | NO | [10 empty] | 2016-06-08 | Not Dimmable | Not Dimmable | NotYetVerified |  | IIIISG | [25 empty] | 4.4 | 1782 | 141.09 | 12.63 | 16.59 | 0.9132 | 3500 | 83.6 |  |  |  | NO | NO | NO | 2018-05-02 | 4.3 |  | standard |  |  |  |  | 2018-11-02 | NO | NO | NO | [6 empty] | AC | [7 empty] | NO
PR5XA89P | NUR Manufacturing LLC | NUR Manufacturing | T8-SMT-4FT-3000K-CLR-HO | Linear Replacement Lamp | T8 Four-Foot | Dual Mode Internal Driver (UL Type A and Type B) |  | standard | YES |  | 2518 | 130.53 | 19.29 | 12.44 | 0.9265 | 2993 | 82.6 | 5 | 50000 | 2016-06-08 | Not Dimmable | Not Dimmable | NO |  | SSSBFJ | [15 empty] | 91.4 |  | 1.2 | 1.36 | [6 empty] | 4.4 | 2540 | 131.06 | 19.38 | 12.6 | 0.9148 | 3000 | 82.6 |  |  |  | NO | NO | NO | 2018-05-02 | 4.3 |  | standard |  |  |  |  | 2018-11-02 | NO | NO | NO | [6 empty] | AC | [7 empty] | NO
P8QD8WJ2 | LED Trail | LED Trail | 1242(4000K) | Linear Replacement Lamp | T8 Four-Foot | Dual Mode Internal Driver (UL Type A and Type B) |  | standard | NO | [10 empty] | 2016-06-08 | Not Dimmable | Not Dimmable | NotYetVerified |  | IIIISG | [25 empty] | 4.4 | 1782 | 141.09 | 12.63 | 16.59 | 0.9132 | 4000 | 83.6 |  |  |  | NO | NO | NO | 2018-05-02 | 4.3 |  | standard |  |  |  |  | 2018-11-02 | NO | NO | NO | [6 empty] | AC | [7 empty] | NO
PZ4PADSS | LED Trail | LED Trail | 1242(5000K) | Linear Replacement Lamp | T8 Four-Foot | Dual Mode Internal Driver (UL Type A and Type B) |  | standard | NO | [10 empty] | 2016-06-08 | Not Dimmable | Not Dimmable | NotYetVerified |  | IIIISG | [25 empty] | 4.4 | 1892 | 148.63 | 12.73 | 16.09 | 0.9137 | 5000 | 82.1 |  |  |  | NO | NO | NO | 2018-05-02 | 4.3 |  | standard |  |  |  |  | 2018-11-02 | NO | NO | NO | [6 empty] | AC | [7 empty] | NO
PZDPKP6V | NUR Manufacturing LLC | NUR Manufacturing | T8-SMT-4FT-4000K-CLR-HO | Linear Replacement Lamp | T8 Four-Foot | Dual Mode Internal Driver (UL Type A and Type B) |  | standard | NO | [10 empty] | 2016-06-08 | Not Dimmable | Not Dimmable | NO |  | SSSBFJ | [25 empty] | 4.4 | 2586 | 133.16 | 19.42 | 12.6 | 0.9148 | 4000 | 82.6 |  |  |  | NO | NO | NO | 2018-05-02 | 4.3 |  | standard |  |  |  |  | 2018-11-02 | NO | NO | NO | [6 empty] | AC | [7 empty] | NO
PSYHPH16 | LED Trail | LED Trail | 1242(3000K) | Linear Replacement Lamp | T8 Four-Foot | Dual Mode Internal Driver (UL Type A and Type B) |  | standard | YES |  | 1782 | 141.09 | 12.63 | 16.59 | 0.9132 | 3098 | 84 | 5 | 50000 | 2016-06-08 | Not Dimmable | Not Dimmable | NotYetVerified |  | IIIISG | [15 empty] | 85.5 |  | 1.36 | 1.26 | [6 empty] | 4.4 | 1782 | 141.09 | 12.63 | 16.59 | 0.9132 | 3000 | 83.6 |  |  |  | NO | NO | NO | 2018-05-02 | 4.3 |  | standard |  |  |  |  | 2018-11-02 | NO | NO | NO | [6 empty] | AC | [7 empty] | NO
PZESXD4E | Aleddra Inc. | Aleddra | LLT-4-T8-15W-DBA-D-40K | Linear Replacement Lamp | T8 Four-Foot | Dual Mode Internal Driver (UL Type A and Type B) |  | standard | NO | [10 empty] | 2016-05-27 | Not Dimmable | Not Dimmable | NO | Product updated on 10/6/2016 | IIIJOU | [25 empty] | 4.4 | 2352 | 134.4 | 17.5 | 7.86 | 0.99 | 4169 | 81.2 |  |  |  | NO | NO | NO | 2018-05-02 | 4.3 |  | standard |  |  |  |  | 2018-11-02 | NO | NO | NO | [6 empty] | AC | [7 empty] | NO
PC8XKTJN | Aleddra Inc. | Aleddra | LLT-4-T8-15W-DBA-D-50K | Linear Replacement Lamp | T8 Four-Foot | Dual Mode Internal Driver (UL Type A and Type B) |  | standard | NO | [10 empty] | 2016-05-27 | Not Dimmable | Not Dimmable | NO | Product updated on 10/6/2016 | IIIJOU | [25 empty] | 4.4 | 2457 | 139.6 | 17.6 | 7.86 | 0.99 | 5266 | 82.6 |  |  |  | NO | NO | NO | 2018-05-02 | 4.3 |  | standard |  |  |  |  | 2018-11-02 | NO | NO | NO | [6 empty] | AC | [7 empty] | NO
PZPM81EN | Aleddra Inc. | Aleddra | LLT-4-T8-15W-DBA-D-30K | Linear Replacement Lamp | T8 Four-Foot | Dual Mode Internal Driver (UL Type A and Type B) |  | standard | YES |  | 2262.73 | 127.8 | 17.7 | 7.863 | 0.985 | 2994 | 81.6 | 5 | 50000 | 2016-05-27 | Not Dimmable | Not Dimmable | NO | Product updated on 10/6/2016 | IIIJOU | [15 empty] | 84.3 |  | 1.2 | 1.18 | [6 empty] | 4.4 | 2262 | 127.8 | 17.7 | 7.86 | 0.99 | 2994 | 81.6 |  |  |  | NO | NO | NO | 2018-05-02 | 4.3 |  | standard |  |  |  |  | 2018-11-02 | NO | NO | NO | [6 empty] | AC | [7 empty] | NO
P2SV7HUS | Aleddra Inc. | Aleddra | LLT-4-T8-15W-DBA-D-35K | Linear Replacement Lamp | T8 Four-Foot | Dual Mode Internal Driver (UL Type A and Type B) |  | standard | NO | [10 empty] | 2016-05-27 | Not Dimmable | Not Dimmable | NO | Product updated on 10/6/2016 | IIIJOU | [25 empty] | 4.4 | 2286 | 130.6 | 17.5 | 7.86 | 0.99 | 3571 | 82 |  |  |  | NO | NO | NO | 2018-05-02 | 4.3 |  | standard |  |  |  |  | 2018-11-02 | NO | NO | NO | [6 empty] | AC | [7 empty] | NO
PYWUGTA9 | Overseas Direct Sales Co.,Ltd | Inspire-LED | IL-N4T8DF-18W(4500K) | Linear Replacement Lamp | T8 Four-Foot | Replacement Lamps (plug and play) (UL Type A) |  | standard | NO | [10 empty] | 2016-05-26 | Not Dimmable | Not Dimmable | NO |  | SSSBCY | [25 empty] | 4.4 | 2339 | 125.69 | 18.61 | 14.57 | 0.9355 | 4500 | 81 |  |  |  | NO | NO | NO | 2018-05-02 | 4.3 |  | standard |  |  |  |  | 2018-11-02 | NO | NO | NO | [6 empty] | AC | [7 empty] | NO
PZG5BBRC | Overseas Direct Sales Co.,Ltd | Inspire-LED | IL-N4T8DF-18W(3000K) | Linear Replacement Lamp | T8 Four-Foot | Replacement Lamps (plug and play) (UL Type A) |  | standard | YES |  | 2283 | 122.68 | 18.61 | 14.57 | 0.9355 | 2923 | 81 | 5 | 50000 | 2016-05-26 | Not Dimmable | Not Dimmable | NO |  | SSSBCY | [15 empty] | 84.3 |  | 1.2 | 1.28 | [6 empty] | 4.4 | 2283 | 122.68 | 18.61 | 14.57 | 0.9355 | 3000 | 81 |  |  |  | NO | NO | NO | 2018-05-02 | 4.3 |  | standard |  |  |  |  | 2018-11-02 | NO | NO | NO | [6 empty] | AC | [7 empty] | NO
PJWX64QA | Overseas Direct Sales Co.,Ltd | Inspire-LED | IL-N4T8DF-18W(3500K) | Linear Replacement Lamp | T8 Four-Foot | Replacement Lamps (plug and play) (UL Type A) |  | standard | NO | [10 empty] | 2016-05-26 | Not Dimmable | Not Dimmable | NO |  | SSSBCY | [25 empty] | 4.4 | 2302 | 123.7 | 18.61 | 14.57 | 0.9355 | 3500 | 81 |  |  |  | NO | NO | NO | 2018-05-02 | 4.3 |  | standard |  |  |  |  | 2018-11-02 | NO | NO | NO | [6 empty] | AC | [7 empty] | NO
PJKTPCNJ | Overseas Direct Sales Co.,Ltd | Inspire-LED | IL-N4T8DF-18W(4000K) | Linear Replacement Lamp | T8 Four-Foot | Replacement Lamps (plug and play) (UL Type A) |  | standard | NO | [10 empty] | 2016-05-26 | Not Dimmable | Not Dimmable | NO |  | SSSBCY | [25 empty] | 4.4 | 2320 | 124.7 | 18.61 | 14.57 | 0.9355 | 4000 | 81 |  |  |  | NO | NO | NO | 2018-05-02 | 4.3 |  | standard |  |  |  |  | 2018-11-02 | NO | NO | NO | [6 empty] | AC | [7 empty] | NO
PTNX5M9E | Overseas Direct Sales Co.,Ltd | Inspire-LED | IL-N4T8DF-18W(5000K) | Linear Replacement Lamp | T8 Four-Foot | Replacement Lamps (plug and play) (UL Type A) |  | standard | NO | [10 empty] | 2016-05-26 | Not Dimmable | Not Dimmable | NO |  | SSSBCY | [25 empty] | 4.4 | 2357 | 126.72 | 18.6 | 14.65 | 0.9319 | 5000 | 83 |  |  |  | NO | NO | NO | 2018-05-02 | 4.3 |  | standard |  |  |  |  | 2018-11-02 | NO | NO | NO | [6 empty] | AC | [7 empty] | NO
P1EGJ6VM | GreenTek Energy Systems | GreenTEK | GT-T8-20W1200 BIXX BALLAST COMPATIBLE LED TUBE (3000K CLEAR LENS) | Linear Replacement Lamp | T8 Four-Foot | Dual Mode Internal Driver (UL Type A and Type B) |  | standard | YES |  | 2807 | 140.6 | 19.97 | 6.92 | 0.9734 | 3079 | 83.5 | 5 | 50000 | 2016-05-25 | Not Dimmable | Not Dimmable | NotYetVerified | Lastx represents either s for single-end power input or T for double-end inputs. Updated on 3/15/17. | MMMOJY | [15 empty] | 91.7 |  | 1.2 | 1.4 | [6 empty] | 4.4 | 2807 | 140.6 | 19.97 | 20 | 0.9 | 3000 | 83 |  |  |  | NO | NO | NO | 2018-05-02 | 4.3 |  | standard |  |  |  |  | 2018-11-02 | NO | NO | NO | [6 empty] | AC | [7 empty] | NO
P2TP9161 | GreenTek Energy Systems | GreenTEK | GT-T8-20W1200 BIXX BALLAST COMPATIBLE LED TUBE (4000K CLEAR LENS) | Linear Replacement Lamp | T8 Four-Foot | Dual Mode Internal Driver (UL Type A and Type B) |  | standard | NO | [10 empty] | 2016-05-25 | Not Dimmable | Not Dimmable | NotYetVerified | Lastx represents either s for single-end power input or T for double-end inputs. Updated on 3/15/17. | MMMOJY | [25 empty] | 4.4 | 2807 | 140.6 | 19.97 | 20 | 0.9 | 4000 | 83 |  |  |  | NO | NO | NO | 2018-05-02 | 4.3 |  | standard |  |  |  |  | 2018-11-02 | NO | NO | NO | [6 empty] | AC | [7 empty] | NO
P4SR7ZNY | GreenTek Energy Systems | GreenTEK | GT-T8-20W1200 BIXX BALLAST COMPATIBLE LED TUBE (5000K CLEAR LENS) | Linear Replacement Lamp | T8 Four-Foot | Dual Mode Internal Driver (UL Type A and Type B) |  | standard | NO | [10 empty] | 2016-05-25 | Not Dimmable | Not Dimmable | NotYetVerified | Lastx represents either s for single-end power input or T for double-end inputs. Updated on 3/15/17. | MMMOJY | [25 empty] | 4.4 | 2807 | 140.6 | 19.97 | 20 | 0.9 | 5000 | 83 |  |  |  | NO | NO | NO | 2018-05-02 | 4.3 |  | standard |  |  |  |  | 2018-11-02 | NO | NO | NO | [6 empty] | AC | [7 empty] | NO
PXG27DEP | GreenTek Energy Systems | GreenTEK | GT-T8-20W1200 BIXX BALLAST COMPATIBLE LED TUBE (4000K FROSTED LENS) | Linear Replacement Lamp | T8 Four-Foot | Dual Mode Internal Driver (UL Type A and Type B) |  | standard | NO | [10 empty] | 2016-05-25 | Not Dimmable | Not Dimmable | NotYetVerified | Lastx represents either s for single-end power input or T for double-end inputs. Updated on 3/15/17. | MMMOJX | [25 empty] | 4.4 | 2697 | 134.35 | 20.08 | 20 | 0.9 | 4000 | 83 |  |  |  | NO | NO | NO | 2018-05-02 | 4.3 |  | standard |  |  |  |  | 2018-11-02 | NO | NO | NO | [6 empty] | AC | [7 empty] | NO
PF9HPCY6 | GreenTek Energy Systems | GreenTEK | GT-T8-20W1200 BIXX BALLAST COMPATIBLE LED TUBE (3000K FROSTED LENS) | Linear Replacement Lamp | T8 Four-Foot | Dual Mode Internal Driver (UL Type A and Type B) |  | standard | YES |  | 2697 | 134.35 | 20.08 | 6.38 | 0.9693 | 3017 | 82.2 | 5 | 50000 | 2016-05-25 | Not Dimmable | Not Dimmable | NotYetVerified | Lastx represents either s for single-end power input or T for double-end inputs. Updated on 3/15/17. | MMMOJX | [15 empty] | 90.3 |  | 1.16 | 1.36 | [6 empty] | 4.4 | 2697 | 134.35 | 20.08 | 20 | 0.9 | 3000 | 83 |  |  |  | NO | NO | NO | 2018-05-02 | 4.3 |  | standard |  |  |  |  | 2018-11-02 | NO | NO | NO | [6 empty] | AC | [7 empty] | NO
PJ8J8F5C | GreenTek Energy Systems | GreenTEK | GT-T8-20W1200 BIXX BALLAST COMPATIBLE LED TUBE (5000K FROSTED LENS) | Linear Replacement Lamp | T8 Four-Foot | Dual Mode Internal Driver (UL Type A and Type B) |  | standard | NO | [10 empty] | 2016-05-25 | Not Dimmable | Not Dimmable | NotYetVerified | Lastx represents either s for single-end power input or T for double-end inputs. Updated on 3/15/17. | MMMOJX | [25 empty] | 4.4 | 2697 | 134.35 | 20.08 | 20 | 0.9 | 5000 | 83 |  |  |  | NO | NO | NO | 2018-05-02 | 4.3 |  | standard |  |  |  |  | 2018-11-02 | NO | NO | NO | [6 empty] | AC | [7 empty] | NO
PARZJVXB | Sunritek Semiconductor Lighting Co., Ltd | sunritek | ST-A12-12W(3000K) | Linear Replacement Lamp | T8 Four-Foot | Replacement Lamps (plug and play) (UL Type A) |  | standard | NO | [10 empty] | 2016-05-24 | Not Yet Verified | Not Yet Verified | NO | Product updated 8/1/2016 | IIIIQE | [25 empty] | 4.4 | 1600 | 133.33 | 12 | 4.9 | 0.999 | 3000 | 81 |  |  |  | NO | NO | NO | 2018-05-02 | 4.3 |  | standard |  |  |  |  | 2018-11-02 | NO | NO | NO | [6 empty] | AC | [7 empty] | NO
P5XUUN9G | Sunritek Semiconductor Lighting Co., Ltd | sunritek | ST-H12-12W(4500K) | Linear Replacement Lamp | T8 Four-Foot | Replacement Lamps (plug and play) (UL Type A) |  | standard | NO | [10 empty] | 2016-05-24 | Not Yet Verified | Not Yet Verified | NO | Product updated 8/1/2016 | IIIIQE | [25 empty] | 4.4 | 1600 | 133.33 | 12 | 4.9 | 0.999 | 4500 | 81 |  |  |  | NO | NO | NO | 2018-05-02 | 4.3 |  | standard |  |  |  |  | 2018-11-02 | NO | NO | NO | [6 empty] | AC | [7 empty] | NO
PNDZGB7A | Sunritek Semiconductor Lighting Co., Ltd | sunritek | ST-H12-12W(3000K) | Linear Replacement Lamp | T8 Four-Foot | Replacement Lamps (plug and play) (UL Type A) |  | standard | NO | [10 empty] | 2016-05-24 | Not Yet Verified | Not Yet Verified | NO | Product updated 8/1/2016 | IIIIQE | [25 empty] | 4.4 | 1600 | 133.33 | 12 | 4.9 | 0.999 | 3000 | 81 |  |  |  | NO | NO | NO | 2018-05-02 | 4.3 |  | standard |  |  |  |  | 2018-11-02 | NO | NO | NO | [6 empty] | AC | [7 empty] | NO
PVEYEDF4 | Sunritek Semiconductor Lighting Co., Ltd | sunritek | ST-H12-12W(4000K) | Linear Replacement Lamp | T8 Four-Foot | Replacement Lamps (plug and play) (UL Type A) |  | standard | NO | [10 empty] | 2016-05-24 | Not Yet Verified | Not Yet Verified | NO | Product updated 8/1/2016 | IIIIQE | [25 empty] | 4.4 | 1600 | 133.33 | 12 | 4.9 | 0.999 | 4000 | 81 |  |  |  | NO | NO | NO | 2018-05-02 | 4.3 |  | standard |  |  |  |  | 2018-11-02 | NO | NO | NO | [6 empty] | AC | [7 empty] | NO
PPHFW8H3 | Sunritek Semiconductor Lighting Co., Ltd | sunritek | ST-A12-12W(4000K) | Linear Replacement Lamp | T8 Four-Foot | Replacement Lamps (plug and play) (UL Type A) |  | standard | NO | [10 empty] | 2016-05-24 | Not Yet Verified | Not Yet Verified | NO | Product updated 8/1/2016 | IIIIQE | [25 empty] | 4.4 | 1600 | 133.33 | 12 | 4.9 | 0.999 | 4000 | 81 |  |  |  | NO | NO | NO | 2018-05-02 | 4.3 |  | standard |  |  |  |  | 2018-11-02 | NO | NO | NO | [6 empty] | AC | [7 empty] | NO
PY5UVRT5 | Sunritek Semiconductor Lighting Co., Ltd | sunritek | ST-A12-12W(4500K) | Linear Replacement Lamp | T8 Four-Foot | Replacement Lamps (plug and play) (UL Type A) |  | standard | NO | [10 empty] | 2016-05-24 | Not Yet Verified | Not Yet Verified | NO | Product updated 8/1/2016 | IIIIQE | [25 empty] | 4.4 | 1600 | 133.33 | 12 | 4.9 | 0.999 | 4500 | 81 |  |  |  | NO | NO | NO | 2018-05-02 | 4.3 |  | standard |  |  |  |  | 2018-11-02 | NO | NO | NO | [6 empty] | AC | [7 empty] | NO
PJYHXB4K | Sunritek Semiconductor Lighting Co., Ltd | sunritek | ST-H12-12W(5000K) | Linear Replacement Lamp | T8 Four-Foot | Replacement Lamps (plug and play) (UL Type A) |  | standard | NO | [10 empty] | 2016-05-24 | Not Yet Verified | Not Yet Verified | NO | Product updated 8/1/2016 | IIIIQE | [25 empty] | 4.4 | 1600 | 133.33 | 12 | 4.9 | 0.999 | 5000 | 81 |  |  |  | NO | NO | NO | 2018-05-02 | 4.3 |  | standard |  |  |  |  | 2018-11-02 | NO | NO | NO | [6 empty] | AC | [7 empty] | NO
PUS9RWSU | Sunritek Semiconductor Lighting Co., Ltd | sunritek | ST-A12-12W(5000K) | Linear Replacement Lamp | T8 Four-Foot | Replacement Lamps (plug and play) (UL Type A) |  | standard | NO | [10 empty] | 2016-05-24 | Not Yet Verified | Not Yet Verified | NO | Product updated 8/1/2016 | IIIIQE | [25 empty] | 4.4 | 1600 | 133.33 | 12 | 4.9 | 0.999 | 5000 | 81 |  |  |  | NO | NO | NO | 2018-05-02 | 4.3 |  | standard |  |  |  |  | 2018-11-02 | NO | NO | NO | [6 empty] | AC | [7 empty] | NO
PBVUK6MM | Sunritek Semiconductor Lighting Co., Ltd | sunritek | ST-H12-12W(3500K) | Linear Replacement Lamp | T8 Four-Foot | Replacement Lamps (plug and play) (UL Type A) |  | standard | NO | [10 empty] | 2016-05-24 | Not Yet Verified | Not Yet Verified | NO | Product updated 8/1/2016 | IIIIQE | [25 empty] | 4.4 | 1600 | 133.33 | 12 | 4.9 | 0.999 | 3500 | 81 |  |  |  | NO | NO | NO | 2018-05-02 | 4.3 |  | standard |  |  |  |  | 2018-11-02 | NO | NO | NO | [6 empty] | AC | [7 empty] | NO
PNMXAE5U | Sunritek Semiconductor Lighting Co., Ltd | sunritek | ST-A12-12W(3500K) | Linear Replacement Lamp | T8 Four-Foot | Replacement Lamps (plug and play) (UL Type A) |  | standard | NO | [10 empty] | 2016-05-24 | Not Yet Verified | Not Yet Verified | NO | Product updated 8/1/2016 | IIIIQE | [25 empty] | 4.4 | 1600 | 133.33 | 12 | 4.9 | 0.999 | 3500 | 81 |  |  |  | NO | NO | NO | 2018-05-02 | 4.3 |  | standard |  |  |  |  | 2018-11-02 | NO | NO | NO | [6 empty] | AC | [7 empty] | NO
PJHNQUQ1 | Ledtronics Inc. | Ledtronics | LED48T8BR-DLC-13W-XPW-101WC | Linear Replacement Lamp | T8 Four-Foot | Dual Mode Internal Driver (UL Type A and Type B) |  | standard | NO | [10 empty] | 2016-05-20 | Not Dimmable | Not Dimmable | NotYetVerified | Lastx represents either s for single-end power input or T for double-end inputs | KKKYYH | [25 empty] | 4.4 | 1930 | 135 | 14.3 | 20 | 0.9 | 5000 | 83 |  |  |  | NO | NO | NO | 2018-05-02 | 4.3 |  | standard |  |  |  |  | 2018-11-02 | NO | NO | NO | [6 empty] | AC | [7 empty] | NO
PYS3YYQW | Ledtronics Inc. | Ledtronics | LED48T8BR-DLC-13W-XWW-101WC | Linear Replacement Lamp | T8 Four-Foot | Dual Mode Internal Driver (UL Type A and Type B) |  | standard | YES |  | 1930 | 135.06 | 14.3 | 14.92 | 0.9034 | 3996 | 82.7 | 5 | 50000 | 2016-05-20 | Not Dimmable | Not Dimmable | NotYetVerified | Lastx represents either s for single-end power input or T for double-end inputs | KKKYYH | [15 empty] | 85.3 |  | 1.3 | 1.23 | [6 empty] | 4.4 | 1930 | 135 | 14.3 | 20 | 0.9 | 4000 | 83 |  |  |  | NO | NO | NO | 2018-05-02 | 4.3 |  | standard |  |  |  |  | 2018-11-02 | NO | NO | NO | [6 empty] | AC | [7 empty] | NO
P8CYX11Q | LucidLED | LucidLED Inc. | 4T8JA15WBC (2700K Frosted) | Linear Replacement Lamp | T8 Four-Foot | Dual Mode Internal Driver (UL Type A and Type B) |  | standard | YES |  | 1929 | 109 | 17.7 | 17.9 | 0.9557 | 2655 | 81.6 | 5 | 50000 | 2016-05-19 | Not Yet Verified | Not Yet Verified | NotYetVerified | Lastx represents either s for single-end power input or T for double-end inputs; Product de-listed on 4/1/2017, re-listed on 4/28/2017 due to allowances requirements change | SSSBBY | [15 empty] | 84.9 |  | 1.25 | 1.4 | [6 empty] | 4.4 | 2040 | 120 | 17.7 | 20 | 0.9 | 2700 | 83 |  |  |  | NO | YES | NO | 2018-05-02 | 4.3 |  | standard |  |  |  |  | 2018-11-02 | NO | NO | NO | [6 empty] | AC | [7 empty] | NO
PF3S92CT | LucidLED | LucidLED Inc. | 4T8JA15WBC (3000K Frosted) | Linear Replacement Lamp | T8 Four-Foot | Dual Mode Internal Driver (UL Type A and Type B) |  | standard | NO | [10 empty] | 2016-05-19 | Not Yet Verified | Not Yet Verified | NotYetVerified | Lastx represents either s for single-end power input or T for double-end inputs; Product de-listed on 4/1/2017, re-listed on 4/28/2017 due to allowances requirements change | SSSBBY | [25 empty] | 4.4 | 2040 | 120 | 17.7 | 20 | 0.9 | 3000 | 83 |  |  |  | YES | NO | NO | 2018-05-02 | 4.3 |  | standard |  |  |  |  | 2018-11-02 | NO | NO | NO | [6 empty] | AC | [7 empty] | NO
PAK7QRAT | LED LEADER INC. | LED LEADER | L4GC-12T8LEDMVBF40 | Linear Replacement Lamp | T8 Four-Foot | Replacement Lamps (plug and play) (UL Type A) |  | standard | NO | [10 empty] | 2016-05-18 | Not Dimmable | Not Dimmable | NO |  | BBBCLU | [25 empty] | 4.4 | 1809 | 123.91 | 14.6 | 14.69 | 0.9037 | 4000 | 83 |  |  |  | NO | NO | NO | 2018-05-02 | 4.3 |  | standard |  |  |  |  | 2018-11-02 | NO | NO | NO | [6 empty] | AC | [7 empty] | NO
PMFDV25C | LED LEADER INC. | LED LEADER | L4GC-12T8LEDMVBF35 | Linear Replacement Lamp | T8 Four-Foot | Replacement Lamps (plug and play) (UL Type A) |  | standard | NO | [10 empty] | 2016-05-18 | Not Dimmable | Not Dimmable | NO |  | BBBCLU | [25 empty] | 4.4 | 1782 | 122.11 | 14.6 | 14.69 | 0.9037 | 3500 | 83 |  |  |  | NO | NO | NO | 2018-05-02 | 4.3 |  | standard |  |  |  |  | 2018-11-02 | NO | NO | NO | [6 empty] | AC | [7 empty] | NO
PST71PYH | LED LEADER INC. | LED LEADER | L4GC-12T8LEDMVBF45 | Linear Replacement Lamp | T8 Four-Foot | Replacement Lamps (plug and play) (UL Type A) |  | standard | NO | [10 empty] | 2016-05-18 | Not Dimmable | Not Dimmable | NO |  | BBBCLU | [25 empty] | 4.4 | 1835 | 125.71 | 14.6 | 14.69 | 0.9037 | 4500 | 83 |  |  |  | NO | NO | NO | 2018-05-02 | 4.3 |  | standard |  |  |  |  | 2018-11-02 | NO | NO | NO | [6 empty] | AC | [7 empty] | NO
P22V8RM6 | LED LEADER INC. | LED LEADER | L4GC-12T8LEDMVBF50 | Linear Replacement Lamp | T8 Four-Foot | Replacement Lamps (plug and play) (UL Type A) |  | standard | NO | [10 empty] | 2016-05-18 | Not Dimmable | Not Dimmable | NO |  | BBBCLU | [25 empty] | 4.4 | 1861 | 127.38 | 14.61 | 14.72 | 0.9015 | 5000 | 82 |  |  |  | NO | NO | NO | 2018-05-02 | 4.3 |  | standard |  |  |  |  | 2018-11-02 | NO | NO | NO | [6 empty] | AC | [7 empty] | NO
PCZ6FHRR | LED LEADER INC. | LED LEADER | L4GC-12T8LEDMVBF30 | Linear Replacement Lamp | T8 Four-Foot | Replacement Lamps (plug and play) (UL Type A) |  | standard | YES |  | 1745 | 118.79 | 14.69 | 14.69 | 0.9037 | 2943 | 83 | 5 | 50000 | 2016-05-18 | Not Dimmable | Not Dimmable | NO |  | BBBCLU | [15 empty] | 85.2 |  | 1.22 | 1.3 | [6 empty] | 4.4 | 1756 | 120.44 | 14.58 | 14.69 | 0.9037 | 3000 | 83 |  |  |  | NO | NO | NO | 2018-05-02 | 4.3 |  | standard |  |  |  |  | 2018-11-02 | NO | NO | NO | [6 empty] | AC | [7 empty] | NO
PK32JP2N | LedZed International Inc | LedZed International | LZ-T8-20W12 TCC(4500K) | Linear Replacement Lamp | T8 Four-Foot | Replacement Lamps (plug and play) (UL Type A) |  | standard | NO | [10 empty] | 2016-05-13 | Not Dimmable | Not Dimmable | NO |  | MMMOHP | [25 empty] | 4.4 | 3029.1 | 143.22 | 21.15 | 17.86 | 0.9539 | 4500 | 82.1 |  |  |  | NO | NO | NO | 2018-05-02 | 4.3 |  | standard |  |  |  |  | 2018-11-02 | NO | NO | NO | [6 empty] | AC | [7 empty] | NO
P134DMVV | LedZed International Inc | LedZed International | LZ-T8-16W12 MCC(5000K) | Linear Replacement Lamp | T8 Four-Foot | Replacement Lamps (plug and play) (UL Type A) |  | standard | NO | [10 empty] | 2016-05-13 | Not Dimmable | Not Dimmable | NO |  | MMMOHQ | [25 empty] | 4.4 | 2456.89 | 145.94 | 16.835 | 16.54 | 0.9738 | 5000 | 80.9 |  |  |  | NO | NO | NO | 2018-05-02 | 4.3 |  | standard |  |  |  |  | 2018-11-02 | NO | NO | NO | [6 empty] | AC | [7 empty] | NO
PJR19FUF | LedZed International Inc | LedZed International | LZ-T8-20W12 TCC(5000K) | Linear Replacement Lamp | T8 Four-Foot | Replacement Lamps (plug and play) (UL Type A) |  | standard | NO | [10 empty] | 2016-05-13 | Not Dimmable | Not Dimmable | NO |  | MMMOHP | [25 empty] | 4.4 | 3117.43 | 148.56 | 20.985 | 17.63 | 0.9536 | 5000 | 81 |  |  |  | NO | NO | NO | 2018-05-02 | 4.3 |  | standard |  |  |  |  | 2018-11-02 | NO | NO | NO | [6 empty] | AC | [7 empty] | NO
PVD3UFAF | LedZed International Inc | LedZed International | LZ-T8-11.5W12 TCC(3000K) | Linear Replacement Lamp | T8 Four-Foot | Replacement Lamps (plug and play) (UL Type A) |  | standard | YES |  | 1616.3 | 139.7 | 11.57 | 18.33 | 0.924 | 2912 | 81.6 | 5 | 50000 | 2016-05-13 | Not Dimmable | Not Dimmable | NO |  | MMMOHM | [15 empty] | 85.3 |  | 1.22 | 1.18 | [6 empty] | 4.4 | 1616.3 | 139.697 | 11.57 | 18.33 | 0.9726 | 3000 | 81.6 |  |  |  | NO | NO | NO | 2018-05-02 | 4.3 |  | standard |  |  |  |  | 2018-11-02 | NO | NO | NO | [6 empty] | AC | [7 empty] | NO
PS25SNH5 | LedZed International Inc | LedZed International | LZ-T8-25W12 TCC(3500K) | Linear Replacement Lamp | T8 Four-Foot | Replacement Lamps (plug and play) (UL Type A) |  | standard | NO | [10 empty] | 2016-05-13 | Not Dimmable | Not Dimmable | NO |  | MMMOHN | [25 empty] | 4.4 | 3616.06 | 137.18 | 26.36 | 16.25 | 0.9522 | 3500 | 80.7 |  |  |  | NO | NO | NO | 2018-05-02 | 4.3 |  | standard |  |  |  |  | 2018-11-02 | NO | NO | NO | [6 empty] | AC | [7 empty] | NO
PYX86E9P | LedZed International Inc | LedZed International | LZ-T8-14W12 TCC(3500K) | Linear Replacement Lamp | T8 Four-Foot | Replacement Lamps (plug and play) (UL Type A) |  | standard | NO | [10 empty] | 2016-05-13 | Not Dimmable | Not Dimmable | NO |  | MMMOHO | [25 empty] | 4.4 | 2002.4 | 139.1 | 14.395 | 19.15 | 0.9749 | 3500 | 81.4 |  |  |  | NO | NO | NO | 2018-05-02 | 4.3 |  | standard |  |  |  |  | 2018-11-02 | NO | NO | NO | [6 empty] | AC | [7 empty] | NO
PSCEB966 | LedZed International Inc | LedZed International | LZ-T8-11.5W12 TCC(4000K) | Linear Replacement Lamp | T8 Four-Foot | Replacement Lamps (plug and play) (UL Type A) |  | standard | NO | [10 empty] | 2016-05-13 | Not Dimmable | Not Dimmable | NO |  | MMMOHM | [25 empty] | 4.4 | 1671.93 | 146.02 | 11.45 | 18.16 | 0.9739 | 4000 | 82.6 |  |  |  | NO | NO | NO | 2018-05-02 | 4.3 |  | standard |  |  |  |  | 2018-11-02 | NO | NO | NO | [6 empty] | AC | [7 empty] | NO
PUVMMNA7 | LedZed International Inc | LedZed International | LZ-T8-25W12 TCC(4500K) | Linear Replacement Lamp | T8 Four-Foot | Replacement Lamps (plug and play) (UL Type A) |  | standard | NO | [10 empty] | 2016-05-13 | Not Dimmable | Not Dimmable | NO |  | MMMOHN | [25 empty] | 4.4 | 3796.58 | 143.86 | 26.39 | 16.04 | 0.9524 | 4500 | 81.9 |  |  |  | NO | NO | NO | 2018-05-02 | 4.3 |  | standard |  |  |  |  | 2018-11-02 | NO | NO | NO | [6 empty] | AC | [7 empty] | NO
PW4EKBT1 | LedZed International Inc | LedZed International | LZ-T8-25W12 TCC(5000K) | Linear Replacement Lamp | T8 Four-Foot | Replacement Lamps (plug and play) (UL Type A) |  | standard | NO | [10 empty] | 2016-05-13 | Not Dimmable | Not Dimmable | NO |  | MMMOHN | [25 empty] | 4.4 | 3963.22 | 150.29 | 26.37 | 15.85 | 0.9519 | 5000 | 80.8 |  |  |  | NO | NO | NO | 2018-05-02 | 4.3 |  | standard |  |  |  |  | 2018-11-02 | NO | NO | NO | [6 empty] | AC | [7 empty] | NO
PT41W698 | LedZed International Inc | LedZed International | LZ-T8-14W12 TCC(5000K) | Linear Replacement Lamp | T8 Four-Foot | Replacement Lamps (plug and play) (UL Type A) |  | standard | NO | [10 empty] | 2016-05-13 | Not Dimmable | Not Dimmable | NO |  | MMMOHO | [25 empty] | 4.4 | 2257.46 | 155.53 | 14.515 | 18.62 | 0.9742 | 5000 | 81.3 |  |  |  | NO | NO | NO | 2018-05-02 | 4.3 |  | standard |  |  |  |  | 2018-11-02 | NO | NO | NO | [6 empty] | AC | [7 empty] | NO
PRUWTPCC | LedZed International Inc | LedZed International | LZ-T8-25W12 TCC(3000K) | Linear Replacement Lamp | T8 Four-Foot | Replacement Lamps (plug and play) (UL Type A) |  | standard | YES |  | 3616.07 | 137.18 | 26.36 | 16.25 | 0.907 | 2919 | 80.7 | 5 | 50000 | 2016-05-13 | Not Dimmable | Not Dimmable | NO |  | MMMOHN | [15 empty] | 85.2 |  | 1.24 | 1.18 | [6 empty] | 4.4 | 3616.06 | 137.18 | 26.36 | 16.25 | 0.9522 | 3000 | 80.7 |  |  |  | NO | NO | NO | 2018-05-02 | 4.3 |  | standard |  |  |  |  | 2018-11-02 | NO | NO | NO | [6 empty] | AC | [7 empty] | NO
PMTUFR4Y | LedZed International Inc | LedZed International | LZ-T8-20W12 TCC(3000K) | Linear Replacement Lamp | T8 Four-Foot | Replacement Lamps (plug and play) (UL Type A) |  | standard | YES |  | 2812.22 | 135.62 | 20.735 | 18.13 | 0.911 | 2981 | 81.1 | 5 | 50000 | 2016-05-13 | Not Dimmable | Not Dimmable | NO |  | MMMOHP | [15 empty] | 85.2 |  | 1.22 | 1.22 | [6 empty] | 4.4 | 2812.22 | 135.63 | 20.735 | 18.13 | 0.953 | 3000 | 81.1 |  |  |  | NO | NO | NO | 2018-05-02 | 4.3 |  | standard |  |  |  |  | 2018-11-02 | NO | NO | NO | [6 empty] | AC | [7 empty] | NO
PBETNFP1 | LedZed International Inc | LedZed International | LZ-T8-25W12 TCC(4000K) | Linear Replacement Lamp | T8 Four-Foot | Replacement Lamps (plug and play) (UL Type A) |  | standard | NO | [10 empty] | 2016-05-13 | Not Dimmable | Not Dimmable | NO |  | MMMOHN | [25 empty] | 4.4 | 3796.58 | 143.86 | 26.39 | 16.04 | 0.9524 | 4000 | 81.9 |  |  |  | NO | NO | NO | 2018-05-02 | 4.3 |  | standard |  |  |  |  | 2018-11-02 | NO | NO | NO | [6 empty] | AC | [7 empty] | NO
P5R5HC7U | LedZed International Inc | LedZed International | LZ-T8-20W12 TCC(4000K) | Linear Replacement Lamp | T8 Four-Foot | Replacement Lamps (plug and play) (UL Type A) |  | standard | NO | [10 empty] | 2016-05-13 | Not Dimmable | Not Dimmable | NO |  | MMMOHP | [25 empty] | 4.4 | 3029.1 | 143.22 | 21.15 | 17.86 | 0.9539 | 4000 | 82.1 |  |  |  | NO | NO | NO | 2018-05-02 | 4.3 |  | standard |  |  |  |  | 2018-11-02 | NO | NO | NO | [6 empty] | AC | [7 empty] | NO
PKF32KAP | LedZed International Inc | LedZed International | LZ-T8-16W12 MCC(4000K) | Linear Replacement Lamp | T8 Four-Foot | Replacement Lamps (plug and play) (UL Type A) |  | standard | NO | [10 empty] | 2016-05-13 | Not Dimmable | Not Dimmable | NO |  | MMMOHQ | [25 empty] | 4.4 | 2377.15 | 142.17 | 16.72 | 16.82 | 0.9738 | 4000 | 82.2 |  |  |  | NO | NO | NO | 2018-05-02 | 4.3 |  | standard |  |  |  |  | 2018-11-02 | NO | NO | NO | [6 empty] | AC | [7 empty] | NO
P22AA4GU | LedZed International Inc | LedZed International | LZ-T8-14W12 TCC(4000K) | Linear Replacement Lamp | T8 Four-Foot | Replacement Lamps (plug and play) (UL Type A) |  | standard | NO | [10 empty] | 2016-05-13 | Not Dimmable | Not Dimmable | NO |  | MMMOHO | [25 empty] | 4.4 | 2136.12 | 146.51 | 14.58 | 18.86 | 0.9744 | 4000 | 82.4 |  |  |  | NO | NO | NO | 2018-05-02 | 4.3 |  | standard |  |  |  |  | 2018-11-02 | NO | NO | NO | [6 empty] | AC | [7 empty] | NO
PMFQQEK7 | LedZed International Inc | LedZed International | LZ-T8-16W12 MCC(3000K) | Linear Replacement Lamp | T8 Four-Foot | Replacement Lamps (plug and play) (UL Type A) |  | standard | YES |  | 2212.59 | 133.58 | 16.56 | 16.82 | 0.928 | 2917 | 81.7 | 5 | 50000 | 2016-05-13 | Not Dimmable | Not Dimmable | NO |  | MMMOHQ | [15 empty] | 85.3 |  | 1.22 | 1.18 | [6 empty] | 4.4 | 2212.16 | 133.58 | 16.56 | 17.09 | 0.9741 | 3000 | 81.7 |  |  |  | NO | NO | NO | 2018-05-02 | 4.3 |  | standard |  |  |  |  | 2018-11-02 | NO | NO | NO | [6 empty] | AC | [7 empty] | NO
PGY5MEKX | LedZed International Inc | LedZed International | LZ-T8-11.5W12 TCC(3500K) | Linear Replacement Lamp | T8 Four-Foot | Replacement Lamps (plug and play) (UL Type A) |  | standard | NO | [10 empty] | 2016-05-13 | Not Dimmable | Not Dimmable | NO |  | MMMOHM | [25 empty] | 4.4 | 1616.3 | 139.697 | 11.57 | 18.33 | 0.9726 | 3500 | 81.6 |  |  |  | NO | NO | NO | 2018-05-02 | 4.3 |  | standard |  |  |  |  | 2018-11-02 | NO | NO | NO | [6 empty] | AC | [7 empty] | NO
PADH6PP9 | LedZed International Inc | LedZed International | LZ-T8-16W12 MCC(3500K) | Linear Replacement Lamp | T8 Four-Foot | Replacement Lamps (plug and play) (UL Type A) |  | standard | NO | [10 empty] | 2016-05-13 | Not Dimmable | Not Dimmable | NO |  | MMMOHQ | [25 empty] | 4.4 | 2212.16 | 133.58 | 16.56 | 17.09 | 0.9741 | 3500 | 81.7 |  |  |  | NO | NO | NO | 2018-05-02 | 4.3 |  | standard |  |  |  |  | 2018-11-02 | NO | NO | NO | [6 empty] | AC | [7 empty] | NO
P5FW1HB5 | LedZed International Inc | LedZed International | LZ-T8-16W12 MCC(4500K) | Linear Replacement Lamp | T8 Four-Foot | Replacement Lamps (plug and play) (UL Type A) |  | standard | NO | [10 empty] | 2016-05-13 | Not Dimmable | Not Dimmable | NO |  | MMMOHQ | [25 empty] | 4.4 | 2377.15 | 142.17 | 16.72 | 16.82 | 0.9738 | 4500 | 82.2 |  |  |  | NO | NO | NO | 2018-05-02 | 4.3 |  | standard |  |  |  |  | 2018-11-02 | NO | NO | NO | [6 empty] | AC | [7 empty] | NO
PNDKUMBJ | LedZed International Inc | LedZed International | LZ-T8-11.5W12 TCC(4500K) | Linear Replacement Lamp | T8 Four-Foot | Replacement Lamps (plug and play) (UL Type A) |  | standard | NO | [10 empty] | 2016-05-13 | Not Dimmable | Not Dimmable | NO |  | MMMOHM | [25 empty] | 4.4 | 1671.93 | 146.02 | 11.45 | 18.16 | 0.9739 | 4500 | 82.6 |  |  |  | NO | NO | NO | 2018-05-02 | 4.3 |  | standard |  |  |  |  | 2018-11-02 | NO | NO | NO | [6 empty] | AC | [7 empty] | NO
PS22NMTD | LedZed International Inc | LedZed International | LZ-T8-20W12 TCC(3500K) | Linear Replacement Lamp | T8 Four-Foot | Replacement Lamps (plug and play) (UL Type A) |  | standard | NO | [10 empty] | 2016-05-13 | Not Dimmable | Not Dimmable | NO |  | MMMOHP | [25 empty] | 4.4 | 2812.22 | 135.63 | 20.735 | 18.13 | 0.953 | 3500 | 81.1 |  |  |  | NO | NO | NO | 2018-05-02 | 4.3 |  | standard |  |  |  |  | 2018-11-02 | NO | NO | NO | [6 empty] | AC | [7 empty] | NO
P36PXEF8 | LedZed International Inc | LedZed International | LZ-T8-14W12 TCC(4500K) | Linear Replacement Lamp | T8 Four-Foot | Replacement Lamps (plug and play) (UL Type A) |  | standard | NO | [10 empty] | 2016-05-13 | Not Dimmable | Not Dimmable | NO |  | MMMOHO | [25 empty] | 4.4 | 2136.12 | 146.51 | 14.58 | 18.86 | 0.9744 | 4500 | 82.4 |  |  |  | NO | NO | NO | 2018-05-02 | 4.3 |  | standard |  |  |  |  | 2018-11-02 | NO | NO | NO | [6 empty] | AC | [7 empty] | NO
PYXBYYX7 | LedZed International Inc | LedZed International | LZ-T8-11.5W12 TCC(5000K) | Linear Replacement Lamp | T8 Four-Foot | Replacement Lamps (plug and play) (UL Type A) |  | standard | NO | [10 empty] | 2016-05-13 | Not Dimmable | Not Dimmable | NO |  | MMMOHM | [25 empty] | 4.4 | 1773.06 | 155.87 | 11.375 | 18.01 | 0.9742 | 5000 | 81.7 |  |  |  | NO | NO | NO | 2018-05-02 | 4.3 |  | standard |  |  |  |  | 2018-11-02 | NO | NO | NO | [6 empty] | AC | [7 empty] | NO
PEH32GUC | LedZed International Inc | LedZed International | LZ-T8-14W12 TCC(3000K) | Linear Replacement Lamp | T8 Four-Foot | Replacement Lamps (plug and play) (UL Type A) |  | standard | YES |  | 2002.4 | 139.1 | 14.4 | 19.15 | 0.941 | 2929 | 81.4 | 5 | 50000 | 2016-05-13 | Not Dimmable | Not Dimmable | NO |  | MMMOHO | [15 empty] | 85.3 |  | 1.22 | 1.18 | [6 empty] | 4.4 | 2002.4 | 139.1 | 14.395 | 19.15 | 0.9749 | 3000 | 81.4 |  |  |  | NO | NO | NO | 2018-05-02 | 4.3 |  | standard |  |  |  |  | 2018-11-02 | NO | NO | NO | [6 empty] | AC | [7 empty] | NO
P69G9TYE | SHENZHEN ZENITH TECHNOLOGY CO.,LTD | ZENITH | ZS-T8D1218R02 (3500K) | Linear Replacement Lamp | T8 Four-Foot | Replacement Lamps (plug and play) (UL Type A) |  | standard | NO | [10 empty] | 2016-05-11 | Not Dimmable | Not Dimmable | NO |  | OOOAEK | [25 empty] | 4.4 | 2237 | 122.76 | 18.22 | 14.05 | 0.903 | 3500 | 82.6 |  |  |  | NO | NO | NO | 2018-05-02 | 4.3 |  | standard |  |  |  |  | 2018-11-02 | NO | NO | NO | [6 empty] | AC | [7 empty] | NO
PMXU4FMF | SHENZHEN ZENITH TECHNOLOGY CO.,LTD | ZENITH | ZS-T8F1222T02 (4000K) | Linear Replacement Lamp | T8 Four-Foot | Replacement Lamps (plug and play) (UL Type A) |  | standard | NO | [10 empty] | 2016-05-11 | Not Dimmable | Not Dimmable | NO |  | OOOAEH | [25 empty] | 4.4 | 3344 | 135.67 | 24.65 | 14.77 | 0.901 | 4000 | 82.8 |  |  |  | NO | NO | NO | 2018-05-02 | 4.3 |  | standard |  |  |  |  | 2018-11-02 | NO | NO | NO | [6 empty] | AC | [7 empty] | NO
PF7SXZU3 | ARKSMART INC | ARK SAPRT | ARK/UD/18K(4500K) | Linear Replacement Lamp | T8 Four-Foot | Replacement Lamps (plug and play) (UL Type A) |  | standard | NO | [10 empty] | 2016-05-11 | Not Dimmable | Not Dimmable | NO |  | RRRSWK | [25 empty] | 4.4 | 2308 | 120.84 | 19.1 | 14.96 | 0.9014 | 4500 | 81.1 |  |  |  | NO | NO | NO | 2018-05-02 | 4.3 |  | standard |  |  |  |  | 2018-11-02 | NO | NO | NO | [6 empty] | AC | [7 empty] | NO
PPGDEATG | ARKSMART INC | ARK SAPRT | ARK/UD/18K(5000K) | Linear Replacement Lamp | T8 Four-Foot | Replacement Lamps (plug and play) (UL Type A) |  | standard | NO | [10 empty] | 2016-05-11 | Not Dimmable | Not Dimmable | NO |  | RRRSWK | [25 empty] | 4.4 | 2332 | 122.03 | 19.11 | 14.14 | 0.902 | 5000 | 83.4 |  |  |  | NO | NO | NO | 2018-05-02 | 4.3 |  | standard |  |  |  |  | 2018-11-02 | NO | NO | NO | [6 empty] | AC | [7 empty] | NO
PGFTENUW | SHENZHEN ZENITH TECHNOLOGY CO.,LTD | ZENITH | ZS-T8F1222T02 (3500K) | Linear Replacement Lamp | T8 Four-Foot | Replacement Lamps (plug and play) (UL Type A) |  | standard | NO | [10 empty] | 2016-05-11 | Not Dimmable | Not Dimmable | NO |  | OOOAEH | [25 empty] | 4.4 | 3293 | 133.63 | 24.65 | 14.77 | 0.901 | 3500 | 82.8 |  |  |  | NO | NO | NO | 2018-05-02 | 4.3 |  | standard |  |  |  |  | 2018-11-02 | NO | NO | NO | [6 empty] | AC | [7 empty] | NO
PPPBY3HA | SHENZHEN ZENITH TECHNOLOGY CO.,LTD | ZENITH | ZS-T8D1218R02 (4500K) | Linear Replacement Lamp | T8 Four-Foot | Replacement Lamps (plug and play) (UL Type A) |  | standard | NO | [10 empty] | 2016-05-11 | Not Dimmable | Not Dimmable | NO |  | OOOAEK | [25 empty] | 4.4 | 2266 | 124.38 | 18.22 | 14.05 | 0.903 | 4500 | 82.6 |  |  |  | NO | NO | NO | 2018-05-02 | 4.3 |  | standard |  |  |  |  | 2018-11-02 | NO | NO | NO | [6 empty] | AC | [7 empty] | NO
PN4TMV43 | SHENZHEN ZENITH TECHNOLOGY CO.,LTD | ZENITH | ZS-T8D1218R02 (3000K) | Linear Replacement Lamp | T8 Four-Foot | Replacement Lamps (plug and play) (UL Type A) |  | standard | YES |  | 2222 | 121.82 | 18.24 | 14.05 | 0.9026 | 3011 | 82.6 | 5 | 50000 | 2016-05-11 | Not Dimmable | Not Dimmable | NO |  | OOOAEK | [15 empty] | 84.5 |  | 1.22 | 1.36 | [6 empty] | 4.4 | 2222 | 121.81 | 18.24 | 14.05 | 0.903 | 3000 | 82.6 |  |  |  | NO | NO | NO | 2018-05-02 | 4.3 |  | standard |  |  |  |  | 2018-11-02 | NO | NO | NO | [6 empty] | AC | [7 empty] | NO
P56MJF7D | SHENZHEN ZENITH TECHNOLOGY CO.,LTD | ZENITH | ZS-T8F1218R02 (4500K) | Linear Replacement Lamp | T8 Four-Foot | Replacement Lamps (plug and play) (UL Type A) |  | standard | NO | [10 empty] | 2016-05-11 | Not Dimmable | Not Dimmable | NO |  | OOOAEJ | [25 empty] | 4.4 | 2231 | 121.04 | 18.43 | 15.72 | 0.902 | 4500 | 83.1 |  |  |  | NO | NO | NO | 2018-05-02 | 4.3 |  | standard |  |  |  |  | 2018-11-02 | NO | NO | NO | [6 empty] | AC | [7 empty] | NO
PHK3S1EW | SHENZHEN ZENITH TECHNOLOGY CO.,LTD | ZENITH | ZS-T8D1218R02 (5000K) | Linear Replacement Lamp | T8 Four-Foot | Replacement Lamps (plug and play) (UL Type A) |  | standard | NO | [10 empty] | 2016-05-11 | Not Dimmable | Not Dimmable | NO |  | OOOAEK | [25 empty] | 4.4 | 2281 | 125.33 | 18.2 | 14.56 | 0.902 | 5000 | 82.3 |  |  |  | NO | NO | NO | 2018-05-02 | 4.3 |  | standard |  |  |  |  | 2018-11-02 | NO | NO | NO | [6 empty] | AC | [7 empty] | NO
PDVQKB35 | SHENZHEN ZENITH TECHNOLOGY CO.,LTD | ZENITH | ZS-T8F1222T02 (5000K) | Linear Replacement Lamp | T8 Four-Foot | Replacement Lamps (plug and play) (UL Type A) |  | standard | NO | [10 empty] | 2016-05-11 | Not Dimmable | Not Dimmable | NO |  | OOOAEH | [25 empty] | 4.4 | 3444 | 138.42 | 24.88 | 14.82 | 0.901 | 5000 | 83 |  |  |  | NO | NO | NO | 2018-05-02 | 4.3 |  | standard |  |  |  |  | 2018-11-02 | NO | NO | NO | [6 empty] | AC | [7 empty] | NO
PSVZVVUD | EarthTronics Inc. | EarthTronics | LT815830C | Linear Replacement Lamp | T8 Four-Foot | Replacement Lamps (plug and play) (UL Type A) |  | standard | YES |  | 2224 | 116.3 | 19.12 | 9.82 | 0.9808 | 3063 | 84.7 | 5 | 50000 | 2016-05-11 | Not Dimmable | Not Dimmable | NO | Product de-listed on 4/1/2017, re-listed on 4/28/2017 due to allowances requirements change | FFFGGI | [15 empty] | 82.8 |  | 1.26 | 1.32 | [6 empty] | 4.4 | 2200 | 122 | 18 | 9.82 | 0.9808 | 3000 | 82 |  |  |  | YES | NO | NO | 2018-05-02 | 4.3 |  | standard |  |  |  |  | 2018-11-02 | NO | NO | NO | [6 empty] | AC | [7 empty] | NO
P1R5Z4CW | EarthTronics Inc. | EarthTronics | LT815840 | Linear Replacement Lamp | T8 Four-Foot | Replacement Lamps (plug and play) (UL Type A) |  | standard | NO | [10 empty] | 2016-05-11 | Not Dimmable | Not Dimmable | NO |  | FFFGGH | [25 empty] | 4.4 | 2200 | 122 | 18 | 20 | 0.9 | 4000 | 82 |  |  |  | NO | NO | NO | 2018-05-02 | 4.3 |  | standard |  |  |  |  | 2018-11-02 | NO | NO | NO | [6 empty] | AC | [7 empty] | NO
P1S2U2XJ | EarthTronics Inc. | EarthTronics | LT815850 | Linear Replacement Lamp | T8 Four-Foot | Replacement Lamps (plug and play) (UL Type A) |  | standard | NO | [10 empty] | 2016-05-11 | Not Dimmable | Not Dimmable | NO |  | FFFGGH | [25 empty] | 4.4 | 2200 | 122 | 18 | 20 | 0.9 | 5000 | 82 |  |  |  | NO | NO | NO | 2018-05-02 | 4.3 |  | standard |  |  |  |  | 2018-11-02 | NO | NO | NO | [6 empty] | AC | [7 empty] | NO
P8B1KGWK | SHENZHEN ZENITH TECHNOLOGY CO.,LTD | ZENITH | ZS-T8F1218R02 (4000K) | Linear Replacement Lamp | T8 Four-Foot | Replacement Lamps (plug and play) (UL Type A) |  | standard | NO | [10 empty] | 2016-05-11 | Not Dimmable | Not Dimmable | NO |  | OOOAEJ | [25 empty] | 4.4 | 2217 | 120.27 | 18.43 | 15.72 | 0.902 | 4000 | 83.1 |  |  |  | NO | NO | NO | 2018-05-02 | 4.3 |  | standard |  |  |  |  | 2018-11-02 | NO | NO | NO | [6 empty] | AC | [7 empty] | NO
PQHEMG9S | SHENZHEN ZENITH TECHNOLOGY CO.,LTD | ZENITH | ZS-T8F1222T02 (4500K) | Linear Replacement Lamp | T8 Four-Foot | Replacement Lamps (plug and play) (UL Type A) |  | standard | NO | [10 empty] | 2016-05-11 | Not Dimmable | Not Dimmable | NO |  | OOOAEH | [25 empty] | 4.4 | 3394 | 137.71 | 24.65 | 14.77 | 0.901 | 4500 | 82.8 |  |  |  | NO | NO | NO | 2018-05-02 | 4.3 |  | standard |  |  |  |  | 2018-11-02 | NO | NO | NO | [6 empty] | AC | [7 empty] | NO
PUZA5FU3 | SHENZHEN ZENITH TECHNOLOGY CO.,LTD | ZENITH | ZS-T8D1218R02 (4000K) | Linear Replacement Lamp | T8 Four-Foot | Replacement Lamps (plug and play) (UL Type A) |  | standard | NO | [10 empty] | 2016-05-11 | Not Dimmable | Not Dimmable | NO |  | OOOAEK | [25 empty] | 4.4 | 2252 | 123.57 | 18.22 | 14.05 | 0.903 | 4000 | 82.6 |  |  |  | NO | NO | NO | 2018-05-02 | 4.3 |  | standard |  |  |  |  | 2018-11-02 | NO | NO | NO | [6 empty] | AC | [7 empty] | NO
PVD5M11Y | SHENZHEN ZENITH TECHNOLOGY CO.,LTD | ZENITH | ZS-T8F1218R02 (5000K) | Linear Replacement Lamp | T8 Four-Foot | Replacement Lamps (plug and play) (UL Type A) |  | standard | NO | [10 empty] | 2016-05-11 | Not Dimmable | Not Dimmable | NO |  | OOOAEJ | [25 empty] | 4.4 | 2245 | 122.08 | 18.39 | 15.62 | 0.902 | 5000 | 83.1 |  |  |  | NO | NO | NO | 2018-05-02 | 4.3 |  | standard |  |  |  |  | 2018-11-02 | NO | NO | NO | [6 empty] | AC | [7 empty] | NO
PU1M3PB4 | EarthTronics Inc. | EarthTronics | LT815835 | Linear Replacement Lamp | T8 Four-Foot | Replacement Lamps (plug and play) (UL Type A) |  | standard | NO | [10 empty] | 2016-05-11 | Not Dimmable | Not Dimmable | NO |  | FFFGGH | [25 empty] | 4.4 | 2200 | 122 | 18 | 20 | 0.9 | 3500 | 82 |  |  |  | NO | NO | NO | 2018-05-02 | 4.3 |  | standard |  |  |  |  | 2018-11-02 | NO | NO | NO | [6 empty] | AC | [7 empty] | NO
P1DAXSFP | SHENZHEN ZENITH TECHNOLOGY CO.,LTD | ZENITH | ZS-T8F1222T02 (3000K) | Linear Replacement Lamp | T8 Four-Foot | Replacement Lamps (plug and play) (UL Type A) |  | standard | YES |  | 3234 | 132.49 | 24.41 | 14.77 | 0.9014 | 3022 | 82.8 | 5 | 50000 | 2016-05-11 | Not Dimmable | Not Dimmable | NO |  | OOOAEH | [15 empty] | 91.4 |  | 1.2 | 1.32 | [6 empty] | 4.4 | 3243 | 132.49 | 24.41 | 14.77 | 0.901 | 3000 | 82.8 |  |  |  | NO | NO | NO | 2018-05-02 | 4.3 |  | standard |  |  |  |  | 2018-11-02 | NO | NO | NO | [6 empty] | AC | [7 empty] | NO
PFMNGJR4 | EarthTronics Inc. | EarthTronics | LT815830 | Linear Replacement Lamp | T8 Four-Foot | Replacement Lamps (plug and play) (UL Type A) |  | standard | YES |  | 2258 | 118.3 | 19.08 | 9.74 | 0.9807 | 3063 | 84.6 | 5 | 50000 | 2016-05-11 | Not Dimmable | Not Dimmable | NO |  | FFFGGH | [15 empty] | 83.1 |  | 1.26 | 1.28 | [6 empty] | 4.4 | 2200 | 122 | 18 | 20 | 0.9 | 3000 | 82 |  |  |  | NO | NO | NO | 2018-05-02 | 4.3 |  | standard |  |  |  |  | 2018-11-02 | NO | NO | NO | [6 empty] | AC | [7 empty] | NO
P71B6KMH | Verimex Universal Corp. | Verimex | VX-T8-15W1200 BIXX BALLAST COMPATIBLE LED TUBE(2700K FROSTED) | Linear Replacement Lamp | T8 Four-Foot | Dual Mode Internal Driver (UL Type A and Type B) |  | standard | YES |  | 1929 | 109 | 17.7 | 17.9 | 0.9557 | 2655 | 81.6 | 5 | 50000 | 2016-05-10 | Not Yet Verified | Not Yet Verified | NotYetVerified | Lastx represents either s for single-end power input or T for double-end inputs; Product de-listed on 4/1/2017, re-listed on 4/28/2017 due to allowances requirements change | SSSBBB | [15 empty] | 84.9 |  | 1.25 | 1.4 | [6 empty] | 4.4 | 2040 | 120 | 17.7 | 20 | 0.9 | 2700 | 83 |  |  |  | NO | YES | NO | 2018-05-02 | 4.3 |  | standard |  |  |  |  | 2018-11-02 | NO | NO | NO | [6 empty] | AC | [7 empty] | NO
PQFPBWVH | ARKSMART INC | ARK SMART | ARK/UB/14K(3500K) | Linear Replacement Lamp | T8 Four-Foot | Dual Mode Internal Driver (UL Type A and Type B) |  | standard | NO | [10 empty] | 2016-05-10 | Not Dimmable | Not Dimmable | NO |  | NNNNTG | [25 empty] | 4.4 | 1804 | 124.41 | 14.5 | 9.44 | 0.909 | 3500 | 81.3 |  |  |  | NO | NO | NO | 2018-05-02 | 4.3 |  | standard |  |  |  |  | 2018-11-02 | NO | NO | NO | [6 empty] | AC | [7 empty] | NO
PGUN3UGS | Hyperikon, Inc. | Hyperikon | HyperBC-4C-35 | Linear Replacement Lamp | T8 Four-Foot | Replacement Lamps (plug and play) (UL Type A) |  | standard | NO | [10 empty] | 2016-05-10 | Not Dimmable | Not Dimmable | NO |  | BBBCKI | [25 empty] | 4.4 | 2110 | 123.61 | 17.07 | 8.96 | 0.9673 | 3500 | 82.1 |  |  |  | NO | NO | NO | 2018-05-02 | 4.3 |  | standard |  |  |  |  | 2018-11-02 | NO | NO | NO | [6 empty] | AC | [7 empty] | NO
PMWS657S | Hyperikon, Inc. | Hyperikon | HyperBC-4C-50 | Linear Replacement Lamp | T8 Four-Foot | Replacement Lamps (plug and play) (UL Type A) |  | standard | NO | [10 empty] | 2016-05-10 | Not Dimmable | Not Dimmable | NO |  | BBBCKI | [25 empty] | 4.4 | 2247 | 130.64 | 17.2 | 8.62 | 0.9651 | 5000 | 82.4 |  |  |  | NO | NO | NO | 2018-05-02 | 4.3 |  | standard |  |  |  |  | 2018-11-02 | NO | NO | NO | [6 empty] | AC | [7 empty] | NO
P1S3BZ5C | ARKSMART INC | ARK SMART | ARK/UB/14K(5000K) | Linear Replacement Lamp | T8 Four-Foot | Dual Mode Internal Driver (UL Type A and Type B) |  | standard | NO | [10 empty] | 2016-05-10 | Not Dimmable | Not Dimmable | NO |  | NNNNTG | [25 empty] | 4.4 | 1831 | 126.54 | 14.47 | 9.58 | 0.907 | 5000 | 83.8 |  |  |  | NO | NO | NO | 2018-05-02 | 4.3 |  | standard |  |  |  |  | 2018-11-02 | NO | NO | NO | [6 empty] | AC | [7 empty] | NO
PPKSWCJR | ARKSMART INC | ARK SMART | ARK/UB/14K(4500K) | Linear Replacement Lamp | T8 Four-Foot | Dual Mode Internal Driver (UL Type A and Type B) |  | standard | NO | [10 empty] | 2016-05-10 | Not Dimmable | Not Dimmable | NO |  | NNNNTG | [25 empty] | 4.4 | 1822 | 125.66 | 14.5 | 9.44 | 0.909 | 4500 | 81.3 |  |  |  | NO | NO | NO | 2018-05-02 | 4.3 |  | standard |  |  |  |  | 2018-11-02 | NO | NO | NO | [6 empty] | AC | [7 empty] | NO
PZMH1BB9 | Hyperikon, Inc. | Hyperikon | HyperBC-4C-40 | Linear Replacement Lamp | T8 Four-Foot | Replacement Lamps (plug and play) (UL Type A) |  | standard | NO | [10 empty] | 2016-05-10 | Not Dimmable | Not Dimmable | NO |  | BBBCKI | [25 empty] | 4.4 | 2110 | 123.61 | 17.07 | 8.96 | 0.9673 | 4000 | 82.1 |  |  |  | NO | NO | NO | 2018-05-02 | 4.3 |  | standard |  |  |  |  | 2018-11-02 | NO | NO | NO | [6 empty] | AC | [7 empty] | NO
PCK5PPBS | ARKSMART INC | ARK SMART | ARK/UB/14K(3000K) | Linear Replacement Lamp | T8 Four-Foot | Dual Mode Internal Driver (UL Type A and Type B) |  | standard | YES |  | 1795 | 123.54 | 14.53 | 9.44 | 0.9085 | 2942 | 81.3 | 5 | 50000 | 2016-05-10 | Not Dimmable | Not Dimmable | NO |  | NNNNTG | [15 empty] | 86.3 |  | 1.22 | 1.24 | [6 empty] | 4.4 | 1795 | 123.54 | 14.53 | 9.44 | 0.909 | 3000 | 81.3 |  |  |  | NO | NO | NO | 2018-05-02 | 4.3 |  | standard |  |  |  |  | 2018-11-02 | NO | NO | NO | [6 empty] | AC | [7 empty] | NO
PCR4UQ4J | Hyperikon, Inc. | Hyperikon | HyperBC-4C-45 | Linear Replacement Lamp | T8 Four-Foot | Replacement Lamps (plug and play) (UL Type A) |  | standard | NO | [10 empty] | 2016-05-10 | Not Dimmable | Not Dimmable | NO |  | BBBCKI | [25 empty] | 4.4 | 2110 | 123.61 | 17.07 | 8.96 | 0.9673 | 4500 | 82.1 |  |  |  | NO | NO | NO | 2018-05-02 | 4.3 |  | standard |  |  |  |  | 2018-11-02 | NO | NO | NO | [6 empty] | AC | [7 empty] | NO
PX4SG19X | ARKSMART INC | ARK SMART | ARK/UB/14K(4000K) | Linear Replacement Lamp | T8 Four-Foot | Dual Mode Internal Driver (UL Type A and Type B) |  | standard | NO | [10 empty] | 2016-05-10 | Not Dimmable | Not Dimmable | NO |  | NNNNTG | [25 empty] | 4.4 | 1813 | 125.03 | 14.5 | 9.44 | 0.909 | 4000 | 81.3 |  |  |  | NO | NO | NO | 2018-05-02 | 4.3 |  | standard |  |  |  |  | 2018-11-02 | NO | NO | NO | [6 empty] | AC | [7 empty] | NO
PXJXN6FG | Hyperikon, Inc. | Hyperikon | HyperBC-4C-30 | Linear Replacement Lamp | T8 Four-Foot | Replacement Lamps (plug and play) (UL Type A) |  | standard | YES |  | 2110 | 123.61 | 17.07 | 8.96 | 0.9673 | 3002 | 82.1 | 5 | 50000 | 2016-05-10 | Not Dimmable | Not Dimmable | NO |  | BBBCKI | [15 empty] | 91.3 |  | 1.34 | 1.44 | [6 empty] | 4.4 | 2110 | 123.61 | 17.07 | 8.96 | 0.9673 | 3000 | 82.1 |  |  |  | NO | NO | NO | 2018-05-02 | 4.3 |  | standard |  |  |  |  | 2018-11-02 | NO | NO | NO | [6 empty] | AC | [7 empty] | NO
PGG65JHT | ARKSMART INC | ARK SMART | ARK/UA/14K(5000K) | Linear Replacement Lamp | T8 Four-Foot | Replacement Lamps (plug and play) (UL Type A) |  | standard | NO | [10 empty] | 2016-05-09 | Not Dimmable | Not Dimmable | NO |  | TTTUBN | [25 empty] | 4.4 | 1861 | 127.38 | 14.61 | 14.72 | 0.9015 | 5000 | 82 |  |  |  | NO | NO | NO | 2018-05-02 | 4.3 |  | standard |  |  |  |  | 2018-11-02 | NO | NO | NO | [6 empty] | AC | [7 empty] | NO
PR9A4GKW | RAB Lighting | RAB | T8-12-48G-830-DIR | Linear Replacement Lamp | T8 Four-Foot | Replacement Lamps (plug and play) (UL Type A) |  | standard | YES |  | 1952 | 145.1 | 13.45 | 14.39 | 0.929 | 3065 | 83.6 | 5 | 50000 | 2018-10-16 | Not Dimmable | Not Dimmable | NO |  | BBBEMM | [15 empty] | 82.5 |  | 1.28 | 1.34 | [6 empty] | 4.4 | 1650 | 137.5 | 12 | 14.4 | 0.9286 | 3000 | 80 |  |  |  | NO | NO | NO | [8 empty] | 2018-11-02 | NO | NO | NO | [6 empty] | AC | [7 empty] | NO
PVH09D9Q | RAB Lighting | RAB | T8-15-48G-835-DIR | Linear Replacement Lamp | T8 Four-Foot | Replacement Lamps (plug and play) (UL Type A) |  | standard | NO | [10 empty] | 2018-10-16 | Not Dimmable | Not Dimmable | NO |  | BBBEMN | [25 empty] | 4.4 | 2000 | 133.333 | 15 | 6 | 0.9745 | 3500 | 80 |  |  |  | NO | NO | NO | [8 empty] | 2018-11-02 | NO | NO | NO | [6 empty] | AC | [7 empty] | NO
PQ71JT15 | ARKSMART INC | ARK SMART | ARK/UA/14K(3500K) | Linear Replacement Lamp | T8 Four-Foot | Replacement Lamps (plug and play) (UL Type A) |  | standard | NO | [10 empty] | 2016-05-09 | Not Dimmable | Not Dimmable | NO |  | TTTUBN | [25 empty] | 4.4 | 1782 | 122.11 | 14.6 | 14.69 | 0.9037 | 3500 | 83 |  |  |  | NO | NO | NO | 2018-05-02 | 4.3 |  | standard |  |  |  |  | 2018-11-02 | NO | NO | NO | [6 empty] | AC | [7 empty] | NO
PXYTNBV9 | RAB Lighting | RAB | T8-15-48G-840-DIR | Linear Replacement Lamp | T8 Four-Foot | Replacement Lamps (plug and play) (UL Type A) |  | standard | NO | [10 empty] | 2018-10-16 | Not Dimmable | Not Dimmable | NO |  | BBBEMN | [25 empty] | 4.4 | 2200 | 146.667 | 15 | 6 | 0.9745 | 4000 | 80 |  |  |  | NO | NO | NO | [8 empty] | 2018-11-02 | NO | NO | NO | [6 empty] | AC | [7 empty] | NO
PHNQXA9C | ARKSMART INC | ARK SMART | ARK/UA/14K(4000K) | Linear Replacement Lamp | T8 Four-Foot | Replacement Lamps (plug and play) (UL Type A) |  | standard | NO | [10 empty] | 2016-05-09 | Not Dimmable | Not Dimmable | NO |  | TTTUBN | [25 empty] | 4.4 | 1809 | 123.91 | 14.6 | 14.69 | 0.9037 | 4000 | 83 |  |  |  | NO | NO | NO | 2018-05-02 | 4.3 |  | standard |  |  |  |  | 2018-11-02 | NO | NO | NO | [6 empty] | AC | [7 empty] | NO
P5HO4V1S | RAB Lighting | RAB | T8-15-48P-830-DIR | Linear Replacement Lamp | T8 Four-Foot | Replacement Lamps (plug and play) (UL Type A) |  | standard | YES |  | 2203 | 133.9 | 16.45 | 5.92 | 0.971 | 3018 | 85.1 | 5 | 50000 | 2018-10-12 | Not Dimmable | Not Dimmable | NO |  | BBBEMI | [15 empty] | 82.8 |  | 1.26 | 1.32 | [6 empty] | 4.4 | 2000 | 133.333 | 15 | 5.9 | 0.9709 | 3000 | 82 |  |  |  | NO | NO | NO | [8 empty] | 2018-11-02 | NO | NO | NO | [6 empty] | AC | [7 empty] | NO
PQDG95SK | ARKSMART INC | ARK SMART | ARK/UA/14K(4500K) | Linear Replacement Lamp | T8 Four-Foot | Replacement Lamps (plug and play) (UL Type A) |  | standard | NO | [10 empty] | 2016-05-09 | Not Dimmable | Not Dimmable | NO |  | TTTUBN | [25 empty] | 4.4 | 1835 | 125.71 | 14.6 | 14.69 | 0.9037 | 4500 | 83 |  |  |  | NO | NO | NO | 2018-05-02 | 4.3 |  | standard |  |  |  |  | 2018-11-02 | NO | NO | NO | [6 empty] | AC | [7 empty] | NO
P96TD28E | ARKSMART INC | ARK SMART | ARK/UA/14K(3000K) | Linear Replacement Lamp | T8 Four-Foot | Replacement Lamps (plug and play) (UL Type A) |  | standard | YES |  | 1745 | 118.79 | 14.69 | 14.69 | 0.9037 | 2943 | 83 | 5 | 50000 | 2016-05-09 | Not Dimmable | Not Dimmable | NO |  | TTTUBN | [15 empty] | 85.2 |  | 1.22 | 1.3 | [6 empty] | 4.4 | 1756 | 120.44 | 14.58 | 14.69 | 0.9037 | 3000 | 83 |  |  |  | NO | NO | NO | 2018-05-02 | 4.3 |  | standard |  |  |  |  | 2018-11-02 | NO | NO | NO | [6 empty] | AC | [7 empty] | NO
PFSDP4UT | GE Lighting Solutions | GE Lighting | LED12ET8/4/835 | Linear Replacement Lamp | T8 Four-Foot | Replacement Lamps (plug and play) (UL Type A) |  | standard | NO | [10 empty] | 2016-05-09 | Dimmable | Continuous Below 10 | NO | Internal Driver; operates off fluorescent ballast; Updated on 3/2/2017 | JJJKRE | [25 empty] | 4.4 | 1800 | 120 | 15 | 20 | 0.9 | 3500 | 80 |  |  |  | NO | NO | NO | 2018-05-02 | 4.3 |  | standard |  |  |  |  | 2018-11-02 | NO | NO | NO | [6 empty] | AC | [7 empty] | NO
P36ABMSM | GE Lighting Solutions | GE Lighting | LED12ET8/4/840 | Linear Replacement Lamp | T8 Four-Foot | Replacement Lamps (plug and play) (UL Type A) |  | standard | NO | [10 empty] | 2016-05-09 | Dimmable | Continuous Below 10 | NO | Internal Driver; operates off fluorescent ballast; Updated on 3/2/2017 | JJJKRE | [25 empty] | 4.4 | 1800 | 120 | 15 | 20 | 0.9 | 4000 | 80 |  |  |  | NO | NO | NO | 2018-05-02 | 4.3 |  | standard |  |  |  |  | 2018-11-02 | NO | NO | NO | [6 empty] | AC | [7 empty] | NO
PSLFDES5 | RAB Lighting | RAB | T8-15-48P-850-DIR | Linear Replacement Lamp | T8 Four-Foot | Replacement Lamps (plug and play) (UL Type A) |  | standard | NO | [10 empty] | 2018-10-12 | Not Dimmable | Not Dimmable | NO |  | BBBEMI | [25 empty] | 4.4 | 2200 | 146.667 | 15 | 5.9 | 0.9709 | 5000 | 82 |  |  |  | NO | NO | NO | [8 empty] | 2018-11-02 | NO | NO | NO | [6 empty] | AC | [7 empty] | NO
PDWX9FCH | Litecorr | litecorr | LG-4FT8-15W50-BC | Linear Replacement Lamp | T8 Four-Foot | Replacement Lamps (plug and play) (UL Type A) |  | standard | NO | [10 empty] | 2016-05-06 | Not Dimmable | Not Dimmable | NO | Product de-listed on 04/01/2017, re-listed on 06/09/2017 due to update | IIIINF | [25 empty] | 4.4 | 2021.33 | 123.03 | 16.43 | 18.4 | 0.92 | 5082 | 84.3 |  |  |  | NO | NO | NO | 2018-05-02 | 4.3 |  | standard |  |  |  |  | 2018-11-02 | NO | NO | NO | [6 empty] | AC | [7 empty] | NO
P6QZ1HWE | Litecorr | litecorr | LG-4FT8-15W30-BC | Linear Replacement Lamp | T8 Four-Foot | Replacement Lamps (plug and play) (UL Type A) |  | standard | YES |  | 1979.1 | 120.677 | 16.4 | 17.8 | 0.917 | 3045 | 83.1 | 5 | 50000 | 2016-05-06 | Not Dimmable | Not Dimmable | NO | Product de-listed on 04/01/2017, re-listed on 06/09/2017 due to update | IIIINF | [15 empty] | 79.8 |  | 1.12 | 1.06 | [6 empty] | 4.4 | 1979.1 | 120.68 | 16.4 | 17.8 | 0.92 | 3045 | 83.1 |  |  |  | NO | NO | NO | 2018-05-02 | 4.3 |  | standard |  |  |  |  | 2018-11-02 | NO | NO | NO | [6 empty] | AC | [7 empty] | NO
PJHJP8T5 | Litecorr | litecorr | LG-4FT8-15W40-BC | Linear Replacement Lamp | T8 Four-Foot | Replacement Lamps (plug and play) (UL Type A) |  | standard | NO | [10 empty] | 2016-05-06 | Not Dimmable | Not Dimmable | NO | Product de-listed on 04/01/2017, re-listed on 06/09/2017 due to update | IIIINF | [25 empty] | 4.4 | 1979.1 | 120.68 | 16.4 | 17.8 | 0.92 | 4000 | 83.1 |  |  |  | NO | NO | NO | 2018-05-02 | 4.3 |  | standard |  |  |  |  | 2018-11-02 | NO | NO | NO | [6 empty] | AC | [7 empty] | NO
PQ71M884 | Aleddra Inc. | Aleddra | LLT-4-T8-15W-DBA-C-50K | Linear Replacement Lamp | T8 Four-Foot | Dual Mode Internal Driver (UL Type A and Type B) |  | standard | NO | [10 empty] | 2016-05-04 | Not Dimmable | Not Dimmable | NO | Product updated on 10/6/2016 | IIIJOU | [25 empty] | 4.4 | 2503 | 144.7 | 17.3 | 7.86 | 0.99 | 5284 | 82.7 |  |  |  | NO | NO | NO | 2018-05-02 | 4.3 |  | standard |  |  |  |  | 2018-11-02 | NO | NO | NO | [6 empty] | AC | [7 empty] | NO
PSHSZX9Q | Aleddra Inc. | Aleddra | LLT-4-T8-15W-DBA-C-40K | Linear Replacement Lamp | T8 Four-Foot | Dual Mode Internal Driver (UL Type A and Type B) |  | standard | NO | [10 empty] | 2016-05-04 | Not Dimmable | Not Dimmable | NO | Product updated on 10/6/2016 | IIIJOU | [25 empty] | 4.4 | 2451 | 140.9 | 17.4 | 7.86 | 0.99 | 4152 | 81.1 |  |  |  | NO | NO | NO | 2018-05-02 | 4.3 |  | standard |  |  |  |  | 2018-11-02 | NO | NO | NO | [6 empty] | AC | [7 empty] | NO
P21XAEZY | Aleddra Inc. | Aleddra | LLT-4-T8-15W-DBA-C-30K | Linear Replacement Lamp | T8 Four-Foot | Dual Mode Internal Driver (UL Type A and Type B) |  | standard | NO | [10 empty] | 2016-05-04 | Not Dimmable | Not Dimmable | NO | Product updated on 10/6/2016 | IIIJOU | [25 empty] | 4.4 | 2301 | 131.5 | 17.5 | 7.86 | 0.99 | 3005 | 81.8 |  |  |  | NO | NO | NO | 2018-05-02 | 4.3 |  | standard |  |  |  |  | 2018-11-02 | NO | NO | NO | [6 empty] | AC | [7 empty] | NO
PHM46P26 | Aleddra Inc. | Aleddra | LLT-4-T8-15W-DBA-C-35K | Linear Replacement Lamp | T8 Four-Foot | Dual Mode Internal Driver (UL Type A and Type B) |  | standard | NO | [10 empty] | 2016-05-04 | Not Dimmable | Not Dimmable | NO | Product updated on 10/6/2016 | IIIJOU | [25 empty] | 4.4 | 2368 | 136.1 | 17.4 | 7.86 | 0.99 | 3557 | 81.9 |  |  |  | NO | NO | NO | 2018-05-02 | 4.3 |  | standard |  |  |  |  | 2018-11-02 | NO | NO | NO | [6 empty] | AC | [7 empty] | NO
P9RHKGYJ | Enpac Industries Inc, DBA VM5 Lighting Solutions | VM5LightingSolutions | VL4-T8-50K-2200-DR | Linear Replacement Lamp | T8 Four-Foot | Replacement Lamps (plug and play) (UL Type A) |  | standard | NO | [10 empty] | 2016-04-29 | Not Dimmable | Not Dimmable | NO |  | LLLAFG | [25 empty] | 4.4 | 2200 | 122 | 18 | 20 | 0.9 | 5000 | 82 |  |  |  | NO | NO | NO | 2018-05-02 | 4.3 |  | standard |  |  |  |  | 2018-11-02 | NO | NO | NO | [6 empty] | AC | [7 empty] | NO
PWTH7MQF | Enpac Industries Inc, DBA VM5 Lighting Solutions | VM5LightingSolutions | VL4-T8-35K-2200-DR | Linear Replacement Lamp | T8 Four-Foot | Replacement Lamps (plug and play) (UL Type A) |  | standard | NO | [10 empty] | 2016-04-29 | Not Dimmable | Not Dimmable | NO |  | LLLAFG | [25 empty] | 4.4 | 2200 | 122 | 18 | 20 | 0.9 | 3500 | 82 |  |  |  | NO | NO | NO | 2018-05-02 | 4.3 |  | standard |  |  |  |  | 2018-11-02 | NO | NO | NO | [6 empty] | AC | [7 empty] | NO
P512RU8U | Enpac Industries Inc, DBA VM5 Lighting Solutions | VM5LightingSolutions | VL4-T8-40K-2200-DR | Linear Replacement Lamp | T8 Four-Foot | Replacement Lamps (plug and play) (UL Type A) |  | standard | NO | [10 empty] | 2016-04-29 | Not Dimmable | Not Dimmable | NO |  | LLLAFG | [25 empty] | 4.4 | 2200 | 122 | 18 | 20 | 0.9 | 4000 | 82 |  |  |  | NO | NO | NO | 2018-05-02 | 4.3 |  | standard |  |  |  |  | 2018-11-02 | NO | NO | NO | [6 empty] | AC | [7 empty] | NO
PBEXBS7C | Enpac Industries Inc, DBA VM5 Lighting Solutions | VM5LightingSolutions | VL4-T8-30K-2200-DR | Linear Replacement Lamp | T8 Four-Foot | Replacement Lamps (plug and play) (UL Type A) |  | standard | YES |  | 2258 | 118.3 | 19.08 | 9.74 | 0.9807 | 3063 | 84.6 | 5 | 50000 | 2016-04-29 | Not Dimmable | Not Dimmable | NO |  | LLLAFG | [15 empty] | 83.1 |  | 1.26 | 1.28 | [6 empty] | 4.4 | 2200 | 122 | 18 | 20 | 0.9 | 3000 | 82 |  |  |  | NO | NO | NO | 2018-05-02 | 4.3 |  | standard |  |  |  |  | 2018-11-02 | NO | NO | NO | [6 empty] | AC | [7 empty] | NO
PQ1N5AZX | Metro LED | Metro LED | ML-T8-20W1200 BALLAST COMPATIBLE LED TUBE(3500K FROSTED) | Linear Replacement Lamp | T8 Four-Foot | Dual Mode Internal Driver (UL Type A and Type B) |  | standard | NO | [10 empty] | 2016-04-28 | Not Dimmable | Not Dimmable | NotYetVerified | Updated on 4/4/2017 de-listed on 4/1/2017 re-listed on 4/4/2017 | SSSAZT | [25 empty] | 4.4 | 2697 | 134.35 | 20.08 | 20 | 0.9 | 3500 | 83 |  |  |  | NO | NO | NO | 2018-05-02 | 4.3 |  | standard |  |  |  |  | 2018-11-02 | NO | NO | NO | [6 empty] | AC | [7 empty] | NO
PZJAV2AU | Metro LED | Metro LED | ML-T8-20W1200 BALLAST COMPATIBLE LED TUBE(4000K FROSTED) | Linear Replacement Lamp | T8 Four-Foot | Dual Mode Internal Driver (UL Type A and Type B) |  | standard | NO | [10 empty] | 2016-04-28 | Not Dimmable | Not Dimmable | NotYetVerified | Updated on 4/4/2017 de-listed on 4/1/2017 re-listed on 4/4/2017 | SSSAZT | [25 empty] | 4.4 | 2697 | 134.35 | 20.08 | 20 | 0.9 | 4000 | 83 |  |  |  | NO | NO | NO | 2018-05-02 | 4.3 |  | standard |  |  |  |  | 2018-11-02 | NO | NO | NO | [6 empty] | AC | [7 empty] | NO
PRQQJ43Z | Metro LED | Metro LED | ML-T8-20W1200 BALLAST COMPATIBLE LED TUBE(5000K CLEAR) | Linear Replacement Lamp | T8 Four-Foot | Dual Mode Internal Driver (UL Type A and Type B) |  | standard | NO | [10 empty] | 2016-04-28 | Not Dimmable | Not Dimmable | NotYetVerified | Updated on 4/4/2017 de-listed on 4/1/2017 re-listed on 4/4/2017 | SSSAZT | [25 empty] | 4.4 | 2807 | 140.6 | 19.97 | 20 | 0.9 | 5000 | 83 |  |  |  | NO | NO | NO | 2018-05-02 | 4.3 |  | standard |  |  |  |  | 2018-11-02 | NO | NO | NO | [6 empty] | AC | [7 empty] | NO
PAUFB5GP | Metro LED | Metro LED | ML-T8-20W1200 BALLAST COMPATIBLE LED TUBE(4000K CLEAR) | Linear Replacement Lamp | T8 Four-Foot | Dual Mode Internal Driver (UL Type A and Type B) |  | standard | NO | [10 empty] | 2016-04-28 | Not Dimmable | Not Dimmable | NotYetVerified | Updated on 4/4/2017 de-listed on 4/1/2017 re-listed on 4/4/2017 | SSSAZT | [25 empty] | 4.4 | 2807 | 140.6 | 19.97 | 20 | 0.9 | 4000 | 83 |  |  |  | NO | NO | NO | 2018-05-02 | 4.3 |  | standard |  |  |  |  | 2018-11-02 | NO | NO | NO | [6 empty] | AC | [7 empty] | NO
P2B53N1K | Metro LED | Metro LED | ML-T8-20W1200 BALLAST COMPATIBLE LED TUBE(5000K FROSTED) | Linear Replacement Lamp | T8 Four-Foot | Dual Mode Internal Driver (UL Type A and Type B) |  | standard | NO | [10 empty] | 2016-04-28 | Not Dimmable | Not Dimmable | NotYetVerified | Updated on 4/4/2017 de-listed on 4/1/2017 re-listed on 4/4/2017 | SSSAZT | [25 empty] | 4.4 | 2697 | 134.35 | 20.08 | 20 | 0.9 | 5000 | 83 |  |  |  | NO | NO | NO | 2018-05-02 | 4.3 |  | standard |  |  |  |  | 2018-11-02 | NO | NO | NO | [6 empty] | AC | [7 empty] | NO
PRGF3MVA | Metro LED | Metro LED | ML-T8-20W1200 BALLAST COMPATIBLE LED TUBE(3000K FROSTED) | Linear Replacement Lamp | T8 Four-Foot | Dual Mode Internal Driver (UL Type A and Type B) |  | standard | YES |  | 2697 | 134.35 | 20.08 | 6.38 | 0.9693 | 3017 | 82.2 | 5 | 50000 | 2016-04-28 | Not Dimmable | Not Dimmable | NotYetVerified | Updated on 4/4/2017 de-listed on 4/1/2017 re-listed on 4/4/2017 | SSSAZT | [15 empty] | 90.3 |  | 1.16 | 1.36 | [6 empty] | 4.4 | 2697 | 134.35 | 20.08 | 20 | 0.9 | 3000 | 83 |  |  |  | NO | NO | NO | 2018-05-02 | 4.3 |  | standard |  |  |  |  | 2018-11-02 | NO | NO | NO | [6 empty] | AC | [7 empty] | NO
PU8XDZ25 | Metro LED | Metro LED | ML-T8-20W1200 BALLAST COMPATIBLE LED TUBE(3000K CLEAR) | Linear Replacement Lamp | T8 Four-Foot | Dual Mode Internal Driver (UL Type A and Type B) |  | standard | YES |  | 2807 | 140.6 | 19.97 | 6.92 | 0.9734 | 3079 | 83.5 | 5 | 50000 | 2016-04-28 | Not Dimmable | Not Dimmable | NotYetVerified | Updated on 4/4/2017 de-listed on 4/1/2017 re-listed on 4/4/2017 | SSSAZT | [15 empty] | 91.7 |  | 1.2 | 1.4 | [6 empty] | 4.4 | 2807 | 140.6 | 19.97 | 20 | 0.9 | 3000 | 83 |  |  |  | NO | NO | NO | 2018-05-02 | 4.3 |  | standard |  |  |  |  | 2018-11-02 | NO | NO | NO | [6 empty] | AC | [7 empty] | NO
P3JJ75XX | Metro LED | Metro LED | ML-T8-20W1200 BALLAST COMPATIBLE LED TUBE(3500K CLEAR) | Linear Replacement Lamp | T8 Four-Foot | Dual Mode Internal Driver (UL Type A and Type B) |  | standard | NO | [10 empty] | 2016-04-28 | Not Dimmable | Not Dimmable | NotYetVerified | Updated on 4/4/2017 de-listed on 4/1/2017 re-listed on 4/4/2017 | SSSAZT | [25 empty] | 4.4 | 2807 | 140.6 | 19.97 | 20 | 0.9 | 3500 | 83 |  |  |  | NO | NO | NO | 2018-05-02 | 4.3 |  | standard |  |  |  |  | 2018-11-02 | NO | NO | NO | [6 empty] | AC | [7 empty] | NO
PVGUWZCZ | Above Lights | Above Lights | ABL-UNV-EXXLFB | Linear Replacement Lamp | T8 Four-Foot | Replacement Lamps (plug and play) (UL Type A) |  | standard | YES |  | 1715 | 120.86 | 14.19 | 8.3 | 0.9055 | 2909 | 81.8 | 5 | 50000 | 2016-04-22 | Not Dimmable | Not Dimmable | NotYetVerified | Nominal wattage 12W; Product de-listed on 4/1/2017, re-listed on 4/28/2017 due to allowances requirements change | WWWAKP | [15 empty] | 84.5 |  | 1.33 | 1.23 | [6 empty] | 4.4 | 1715 | 120.86 | 14.19 | 20 | 0.9 | 3000 | 81.8 |  |  |  | YES | NO | NO | 2018-05-02 | 4.3 |  | standard |  |  |  |  | 2018-11-02 | NO | NO | NO | [6 empty] | AC | [7 empty] | NO
PT5PMZP8 | Above Lights | Above Lights | ABL-UNV-EXXLHB | Linear Replacement Lamp | T8 Four-Foot | Replacement Lamps (plug and play) (UL Type A) |  | standard | YES |  | 2072 | 121.1 | 17.08 | 12.9 | 0.9081 | 2932 | 82.2 | 5 | 50000 | 2016-04-22 | Not Dimmable | Not Dimmable | NotYetVerified | Nominal wattage 16W; Product de-listed on 4/1/2017, re-listed on 4/28/2017 due to allowances requirements change | WWWAKR | [15 empty] | 84.5 |  | 1.25 | 1.21 | [6 empty] | 4.4 | 2072 | 121.31 | 17.08 | 20 | 0.9 | 3000 | 81.8 |  |  |  | YES | NO | NO | 2018-05-02 | 4.3 |  | standard |  |  |  |  | 2018-11-02 | NO | NO | NO | [6 empty] | AC | [7 empty] | NO
P7VTE6UC | LUMA America Corp. | LUMA | LED14T8-48-850-A | Linear Replacement Lamp | T8 Four-Foot | Replacement Lamps (plug and play) (UL Type A) |  | standard | NO | [10 empty] | 2016-04-21 | Not Dimmable | Not Dimmable | NO |  | SSSAYH | [25 empty] | 4.4 | 2000 | 120 | 16.5 | 15 | 0.98 | 5000 | 80 |  |  |  | NO | NO | NO | 2018-05-02 | 4.3 |  | standard |  |  |  |  | 2018-11-02 | NO | NO | NO | [6 empty] | AC | [7 empty] | NO
P3YRAAHH | LUMA America Corp. | LUMA | LED14T8-48-840-A | Linear Replacement Lamp | T8 Four-Foot | Replacement Lamps (plug and play) (UL Type A) |  | standard | NO | [10 empty] | 2016-04-21 | Not Dimmable | Not Dimmable | NO |  | SSSAYH | [25 empty] | 4.4 | 2000 | 120 | 16.5 | 15 | 0.98 | 4000 | 80 |  |  |  | NO | NO | NO | 2018-05-02 | 4.3 |  | standard |  |  |  |  | 2018-11-02 | NO | NO | NO | [6 empty] | AC | [7 empty] | NO
PH59GMYT | Universal Lighting Technologies | Everline | T8LDR4F15/830A | Linear Replacement Lamp | T8 Four-Foot | Replacement Lamps (plug and play) (UL Type A) |  | standard | YES |  | 2258 | 118.3 | 19.08 | 9.74 | 0.9807 | 3063 | 84.6 | 5 | 50000 | 2016-04-20 | Not Dimmable | Not Dimmable | NO |  | SSSAYP | [15 empty] | 83.1 |  | 1.26 | 1.28 | [6 empty] | 4.4 | 2200 | 122 | 18 | 20 | 0.9 | 3000 | 82 |  |  |  | NO | NO | NO | 2018-05-02 | 4.3 |  | standard |  |  |  |  | 2018-11-02 | NO | NO | NO | [6 empty] | AC | [7 empty] | NO
PJE4A237 | Universal Lighting Technologies | Everline | T8LDR4F15/850A | Linear Replacement Lamp | T8 Four-Foot | Replacement Lamps (plug and play) (UL Type A) |  | standard | NO | [10 empty] | 2016-04-20 | Not Dimmable | Not Dimmable | NO |  | SSSAYP | [25 empty] | 4.4 | 2200 | 122 | 18 | 20 | 0.9 | 5000 | 82 |  |  |  | NO | NO | NO | 2018-05-02 | 4.3 |  | standard |  |  |  |  | 2018-11-02 | NO | NO | NO | [6 empty] | AC | [7 empty] | NO
PU91FFH3 | Universal Lighting Technologies | Everline | T8LDR4F15/835A | Linear Replacement Lamp | T8 Four-Foot | Replacement Lamps (plug and play) (UL Type A) |  | standard | NO | [10 empty] | 2016-04-20 | Not Dimmable | Not Dimmable | NO |  | SSSAYP | [25 empty] | 4.4 | 2200 | 122 | 18 | 20 | 0.9 | 3500 | 82 |  |  |  | NO | NO | NO | 2018-05-02 | 4.3 |  | standard |  |  |  |  | 2018-11-02 | NO | NO | NO | [6 empty] | AC | [7 empty] | NO
PXNM8VPV | Universal Lighting Technologies | Everline | T8LDR4F15/840A | Linear Replacement Lamp | T8 Four-Foot | Replacement Lamps (plug and play) (UL Type A) |  | standard | NO | [10 empty] | 2016-04-20 | Not Dimmable | Not Dimmable | NO |  | SSSAYP | [25 empty] | 4.4 | 2200 | 122 | 18 | 20 | 0.9 | 4000 | 82 |  |  |  | NO | NO | NO | 2018-05-02 | 4.3 |  | standard |  |  |  |  | 2018-11-02 | NO | NO | NO | [6 empty] | AC | [7 empty] | NO
P889XF7P | KONKA GREEN LIGHTING CO.,LTD | KONKA | KK-T8-4DW-16-5AAD | Linear Replacement Lamp | T8 Four-Foot | Replacement Lamps (plug and play) (UL Type A) |  | standard | NO | [10 empty] | 2016-04-18 | Not Dimmable | Not Dimmable | NO |  | RRRSUR | [25 empty] | 4.4 | 2210 | 134 | 16.5 | 18 | 0.9 | 4000 | 80 |  |  |  | NO | NO | NO | 2018-05-02 | 4.3 |  | standard |  |  |  |  | 2018-11-02 | NO | NO | NO | [6 empty] | AC | [7 empty] | NO
PD182D6R | KONKA GREEN LIGHTING CO.,LTD | KONKA | KK-T8-4EW-14-5AAD | Linear Replacement Lamp | T8 Four-Foot | Replacement Lamps (plug and play) (UL Type A) |  | standard | NO | [10 empty] | 2016-04-18 | Not Dimmable | Not Dimmable | NO |  | RRRSUP | [25 empty] | 4.4 | 1941 | 133.86 | 14.5 | 18 | 0.9 | 5000 | 80 |  |  |  | NO | NO | NO | 2018-05-02 | 4.3 |  | standard |  |  |  |  | 2018-11-02 | NO | NO | NO | [6 empty] | AC | [7 empty] | NO
PWDMH77Y | KONKA GREEN LIGHTING CO.,LTD | KONKA | KK-T8-4WW-14-5C6D | Linear Replacement Lamp | T8 Four-Foot | Replacement Lamps (plug and play) (UL Type A) |  | standard | YES |  | 1752.73 | 116.85 | 15 | 21.47 | 0.894 | 3009 | 84.2 | 5 | 50000 | 2016-04-18 | Not Dimmable | Not Dimmable | NO | Product de-listed on 4/1/2017, re-listed on 4/28/2017 due to allowances requirements change | RRRSUQ | [15 empty] | 83.9 |  | 1.2 | 1.3 | [6 empty] | 4.4 | 1753 | 120.9 | 14.5 | 18 | 0.9 | 3000 | 80 |  |  |  | YES | NO | NO | 2018-05-02 | 4.3 |  | standard |  |  |  |  | 2018-11-02 | NO | NO | NO | [6 empty] | AC | [7 empty] | NO
P9UQ2BGE | KONKA GREEN LIGHTING CO.,LTD | KONKA | KK-T8-4DW-16-5C6D | Linear Replacement Lamp | T8 Four-Foot | Replacement Lamps (plug and play) (UL Type A) |  | standard | NO | [10 empty] | 2016-04-18 | Not Dimmable | Not Dimmable | NO |  | RRRSUS | [25 empty] | 4.4 | 2210 | 134 | 16.5 | 18 | 0.9 | 4000 | 80 |  |  |  | NO | NO | NO | 2018-05-02 | 4.3 |  | standard |  |  |  |  | 2018-11-02 | NO | NO | NO | [6 empty] | AC | [7 empty] | NO
P319JKZ1 | KONKA GREEN LIGHTING CO.,LTD | KONKA | KK-T8-4EW-16-5C6D | Linear Replacement Lamp | T8 Four-Foot | Replacement Lamps (plug and play) (UL Type A) |  | standard | NO | [10 empty] | 2016-04-18 | Not Dimmable | Not Dimmable | NO |  | RRRSUS | [25 empty] | 4.4 | 2274 | 137.81 | 16.5 | 18 | 0.9 | 5000 | 80 |  |  |  | NO | NO | NO | 2018-05-02 | 4.3 |  | standard |  |  |  |  | 2018-11-02 | NO | NO | NO | [6 empty] | AC | [7 empty] | NO
PC9ZS67Z | KONKA GREEN LIGHTING CO.,LTD | KONKA | KK-T8-4EW-16-5AAD | Linear Replacement Lamp | T8 Four-Foot | Replacement Lamps (plug and play) (UL Type A) |  | standard | NO | [10 empty] | 2016-04-18 | Not Dimmable | Not Dimmable | NO |  | RRRSUR | [25 empty] | 4.4 | 2274 | 137.81 | 16.5 | 18 | 0.9 | 5000 | 80 |  |  |  | NO | NO | NO | 2018-05-02 | 4.3 |  | standard |  |  |  |  | 2018-11-02 | NO | NO | NO | [6 empty] | AC | [7 empty] | NO
PB79KWZP | KONKA GREEN LIGHTING CO.,LTD | KONKA | KK-T8-4WW-16-5C6D | Linear Replacement Lamp | T8 Four-Foot | Replacement Lamps (plug and play) (UL Type A) |  | standard | YES |  | 2096.76 | 124.07 | 16.9 | 21.1 | 0.906 | 2950 | 83.8 | 5 | 50000 | 2016-04-18 | Not Dimmable | Not Dimmable | NO |  | RRRSUS | [15 empty] | 83.9 |  | 1.2 | 1.3 | [6 empty] | 4.4 | 2056 | 124.6 | 16.5 | 18 | 0.9 | 3000 | 80 |  |  |  | NO | NO | NO | 2018-05-02 | 4.3 |  | standard |  |  |  |  | 2018-11-02 | NO | NO | NO | [6 empty] | AC | [7 empty] | NO
PHB13RSR | KONKA GREEN LIGHTING CO.,LTD | KONKA | KK-T8-4WW-16-5AAD | Linear Replacement Lamp | T8 Four-Foot | Replacement Lamps (plug and play) (UL Type A) |  | standard | YES |  | 2072.6 | 121.07 | 17.12 | 24.32 | 0.907 | 2970 | 84.2 | 5 | 50000 | 2016-04-18 | Not Dimmable | Not Dimmable | NO |  | RRRSUR | [15 empty] | 83.9 |  | 1.2 | 1.3 | [6 empty] | 4.4 | 2056 | 124.6 | 16.5 | 18 | 0.9 | 3000 | 80 |  |  |  | NO | NO | NO | 2018-05-02 | 4.3 |  | standard |  |  |  |  | 2018-11-02 | NO | NO | NO | [6 empty] | AC | [7 empty] | NO
PW1Q1GJC | KONKA GREEN LIGHTING CO.,LTD | KONKA | KK-T8-4DW-14-5AAD | Linear Replacement Lamp | T8 Four-Foot | Replacement Lamps (plug and play) (UL Type A) |  | standard | NO | [10 empty] | 2016-04-18 | Not Dimmable | Not Dimmable | NO |  | RRRSUP | [25 empty] | 4.4 | 1797 | 123.93 | 14.5 | 18 | 0.9 | 4000 | 80 |  |  |  | NO | NO | NO | 2018-05-02 | 4.3 |  | standard |  |  |  |  | 2018-11-02 | NO | NO | NO | [6 empty] | AC | [7 empty] | NO
PW3QQUQA | KONKA GREEN LIGHTING CO.,LTD | KONKA | KK-T8-4WW-14-5AAD | Linear Replacement Lamp | T8 Four-Foot | Replacement Lamps (plug and play) (UL Type A) |  | standard | YES |  | 1711.17 | 114.84 | 14.9 | 21.88 | 0.891 | 3022 | 84.2 | 5 | 50000 | 2016-04-18 | Not Dimmable | Not Dimmable | NO |  | RRRSUP | [15 empty] | 83.9 |  | 1.2 | 1.3 | [6 empty] | 4.4 | 1753 | 120.9 | 14.5 | 18 | 0.9 | 3000 | 80 |  |  |  | NO | NO | NO | 2018-05-02 | 4.3 |  | standard |  |  |  |  | 2018-11-02 | NO | NO | NO | [6 empty] | AC | [7 empty] | NO
PJ17DBEM | Plusrite USA | NaturaLED | LED18T8/FR22/840/IF | Linear Replacement Lamp | T8 Four-Foot | Replacement Lamps (plug and play) (UL Type A) |  | standard | NO | [10 empty] | 2016-04-15 | Not Dimmable | Not Dimmable | NO |  | IIIIJY | [25 empty] | 4.4 | 2200 | 122 | 18 | 20 | 0.9 | 4000 | 82 |  |  |  | NO | NO | NO | 2018-05-02 | 4.3 |  | standard |  |  |  |  | 2018-11-02 | NO | NO | NO | [6 empty] | AC | [7 empty] | NO
P28JWH48 | Plusrite USA | NaturaLED | LED18T8/FR22/845/IF | Linear Replacement Lamp | T8 Four-Foot | Replacement Lamps (plug and play) (UL Type A) |  | standard | NO | [10 empty] | 2016-04-15 | Not Dimmable | Not Dimmable | NO |  | IIIIJY | [25 empty] | 4.4 | 2200 | 122 | 18 | 20 | 0.9 | 4500 | 82 |  |  |  | NO | NO | NO | 2018-05-02 | 4.3 |  | standard |  |  |  |  | 2018-11-02 | NO | NO | NO | [6 empty] | AC | [7 empty] | NO
PK9SQZDC | Plusrite USA | NaturaLED | LED18T8/FR22/835/IF | Linear Replacement Lamp | T8 Four-Foot | Replacement Lamps (plug and play) (UL Type A) |  | standard | NO | [10 empty] | 2016-04-15 | Not Dimmable | Not Dimmable | NO |  | IIIIJY | [25 empty] | 4.4 | 2200 | 122 | 18 | 20 | 0.9 | 3500 | 82 |  |  |  | NO | NO | NO | 2018-05-02 | 4.3 |  | standard |  |  |  |  | 2018-11-02 | NO | NO | NO | [6 empty] | AC | [7 empty] | NO
PC9B1Y51 | Plusrite USA | NaturaLED | LED18T8/FR22/850/IF | Linear Replacement Lamp | T8 Four-Foot | Replacement Lamps (plug and play) (UL Type A) |  | standard | NO | [10 empty] | 2016-04-15 | Not Dimmable | Not Dimmable | NO |  | IIIIJY | [25 empty] | 4.4 | 2200 | 122 | 18 | 20 | 0.9 | 5000 | 82 |  |  |  | NO | NO | NO | 2018-05-02 | 4.3 |  | standard |  |  |  |  | 2018-11-02 | NO | NO | NO | [6 empty] | AC | [7 empty] | NO
PBHAX8ES | Plusrite USA | naturaLED | LED18T8/FR22/830/IF | Linear Replacement Lamp | T8 Four-Foot | Replacement Lamps (plug and play) (UL Type A) |  | standard | YES |  | 2258 | 118.3 | 19.08 | 9.74 | 0.9807 | 3063 | 84.6 | 5 | 50000 | 2016-04-15 | Not Dimmable | Not Dimmable | NO |  | IIIIJY | [15 empty] | 83.1 |  | 1.26 | 1.28 | [6 empty] | 4.4 | 2200 | 122 | 18 | 20 | 0.9 | 3000 | 82 |  |  |  | NO | NO | NO | 2018-05-02 | 4.3 |  | standard |  |  |  |  | 2018-11-02 | NO | NO | NO | [6 empty] | AC | [7 empty] | NO
PEQF9SAZ | Green Lighting LED | GREEN LIGHTING LED | USHC-T8-4FT-12W-BCB-ZY (CLEAR LENS) (4000K) | Linear Replacement Lamp | T8 Four-Foot | Replacement Lamps (plug and play) (UL Type A) |  | standard | NO | [10 empty] | 2016-04-14 | Not Dimmable | Not Dimmable | NotYetVerified | Nominal wattage 12w | KKKYWD | [25 empty] | 4.4 | 1947.4 | 137.33 | 14.18 | 10.6 | 0.9063 | 4000 | 81.6 |  |  |  | NO | NO | NO | 2018-05-02 | 4.3 |  | standard |  |  |  |  | 2018-11-02 | NO | NO | NO | [6 empty] | AC | [7 empty] | NO
P61BX9CT | Green Lighting LED | GREEN LIGHTING LED | USHC-T8-4FT-12W-BCB-ZY (CLEAR LENS) (3000K) | Linear Replacement Lamp | T8 Four-Foot | Replacement Lamps (plug and play) (UL Type A) |  | standard | YES |  | 1947.4 | 137.33 | 14.18 | 10.54 | 0.9062 | 2940 | 81.7 | 5 | 50000 | 2016-04-14 | Not Dimmable | Not Dimmable | NotYetVerified | Nominal wattage 12w | KKKYWD | [15 empty] | 85.3 |  | 1.3 | 1.23 | [6 empty] | 4.4 | 1947.4 | 137.33 | 14.18 | 10.6 | 0.9063 | 3000 | 81.6 |  |  |  | NO | NO | NO | 2018-05-02 | 4.3 |  | standard |  |  |  |  | 2018-11-02 | NO | NO | NO | [6 empty] | AC | [7 empty] | NO
PZS4WRW5 | Radiant Lighting Inc. | RADIANT LIGHTING INC. | RL-BT816W4FT(FROSTED LENS)(4000K) | Linear Replacement Lamp | T8 Four-Foot | Replacement Lamps (plug and play) (UL Type A) |  | standard | NO | [10 empty] | 2016-04-14 | Not Dimmable | Not Dimmable | NotYetVerified | Peoducts updated on 4/25/2017 | KKKYWN | [25 empty] | 4.4 | 2112 | 130.77 | 16.15 | 20 | 0.9 | 4000 | 81.8 |  |  |  | NO | NO | NO | 2018-05-02 | 4.3 |  | standard |  |  |  |  | 2018-11-02 | NO | NO | NO | [6 empty] | AC | [7 empty] | NO
PW8HFXKY | Green Lighting LED | GREEN LIGHTING LED | USHC-T8-4FT-16W-BCB-ZY (FROSTED LENS) (3000K) | Linear Replacement Lamp | T8 Four-Foot | Replacement Lamps (plug and play) (UL Type A) |  | standard | YES |  | 2072 | 121.1 | 17.08 | 12.9 | 0.9081 | 2932 | 82.2 | 5 | 50000 | 2016-04-14 | Not Dimmable | Not Dimmable | NotYetVerified | Nominal wattage 16W; Product de-listed on 4/1/2017, re-listed on 4/28/2017 due to allowances requirements change | KKKYWI | [15 empty] | 84.5 |  | 1.25 | 1.21 | [6 empty] | 4.4 | 2072 | 121.31 | 17.08 | 20 | 0.9 | 3000 | 81.8 |  |  |  | YES | NO | NO | 2018-05-02 | 4.3 |  | standard |  |  |  |  | 2018-11-02 | NO | NO | NO | [6 empty] | AC | [7 empty] | NO
PWF6DH6A | Radiant Lighting Inc. | RADIANT LIGHTING INC. | RL-BT812W4FT(FROSTED LENS) (5000K) | Linear Replacement Lamp | T8 Four-Foot | Replacement Lamps (plug and play) (UL Type A) |  | standard | NO | [10 empty] | 2016-04-14 | Not Dimmable | Not Dimmable | NotYetVerified | Peoducts updated on 4/25/2017 | KKKYWO | [25 empty] | 4.4 | 1769 | 132.51 | 13.35 | 20 | 0.9 | 5000 | 80.7 |  |  |  | NO | NO | NO | 2018-05-02 | 4.3 |  | standard |  |  |  |  | 2018-11-02 | NO | NO | NO | [6 empty] | AC | [7 empty] | NO
PBE3M3SR | Radiant Lighting Inc. | RADIANT LIGHTING INC. | RL-T8-15W1200 BIXX BALLAST COMPATIBLE LED TUBE [3500K Frosted] | Linear Replacement Lamp | T8 Four-Foot | Dual Mode Internal Driver (UL Type A and Type B) |  | standard | NO | [10 empty] | 2016-04-14 | Not Yet Verified | Not Yet Verified | NotYetVerified | Peoducts updated on 4/25/2017 | KKKYXE | [25 empty] | 4.4 | 2172 | 133 | 16.3 | 20 | 0.9 | 3500 | 83 |  |  |  | NO | NO | NO | 2018-05-02 | 4.3 |  | standard |  |  |  |  | 2018-11-02 | NO | NO | NO | [6 empty] | AC | [7 empty] | NO
PQC3E8MR | Radiant Lighting Inc. | RADIANT LIGHTING INC. | RL-BT812W4FT(FROSTED LENS) (4500K) | Linear Replacement Lamp | T8 Four-Foot | Replacement Lamps (plug and play) (UL Type A) |  | standard | NO | [10 empty] | 2016-04-14 | Not Dimmable | Not Dimmable | NotYetVerified | Peoducts updated on 4/25/2017 | KKKYWN | [25 empty] | 4.4 | 1769 | 132.51 | 13.35 | 20 | 0.9 | 4500 | 81.8 |  |  |  | NO | NO | NO | 2018-05-02 | 4.3 |  | standard |  |  |  |  | 2018-11-02 | NO | NO | NO | [6 empty] | AC | [7 empty] | NO
P25UKT8U | Green Lighting LED | GREEN LIGHTING LED | USHC-T8-4FT-14W-BCB-ZY (CLEAR LENS) (5000K) | Linear Replacement Lamp | T8 Four-Foot | Replacement Lamps (plug and play) (UL Type A) |  | standard | NO | [10 empty] | 2016-04-14 | Not Dimmable | Not Dimmable | NotYetVerified | Nominal wattage 14w | KKKYWF | [25 empty] | 4.4 | 2304 | 140.92 | 16.35 | 12.07 | 0.9043 | 5000 | 81.1 |  |  |  | NO | NO | NO | 2018-05-02 | 4.3 |  | standard |  |  |  |  | 2018-11-02 | NO | NO | NO | [6 empty] | AC | [7 empty] | NO
PMT8MCNN | Green Lighting LED | GREEN LIGHTING LED | USHC-T8-4FT-12W-BCB-ZY (CLEAR LENS) (5000K) | Linear Replacement Lamp | T8 Four-Foot | Replacement Lamps (plug and play) (UL Type A) |  | standard | NO | [10 empty] | 2016-04-14 | Not Dimmable | Not Dimmable | NotYetVerified | Nominal wattage 12w | KKKYWD | [25 empty] | 4.4 | 2005.8 | 140.96 | 14.23 | 14.63 | 0.9031 | 5000 | 81.6 |  |  |  | NO | NO | NO | 2018-05-02 | 4.3 |  | standard |  |  |  |  | 2018-11-02 | NO | NO | NO | [6 empty] | AC | [7 empty] | NO
PU96KA9S | Radiant Lighting Inc. | RADIANT LIGHTING INC. | RL-BT812W4FT(FROSTED LENS) (3000K) | Linear Replacement Lamp | T8 Four-Foot | Replacement Lamps (plug and play) (UL Type A) |  | standard | YES |  | 1769 | 132.51 | 13.35 | 10 | 0.9021 | 2953 | 80.4 | 5 | 50000 | 2016-04-14 | Not Dimmable | Not Dimmable | NotYetVerified | Peoducts updated on 4/25/2017 | KKKYWN | [15 empty] | 84.5 |  | 1.33 | 1.23 | [6 empty] | 4.4 | 1769 | 132.51 | 13.35 | 20 | 0.9 | 3000 | 81.8 |  |  |  | NO | NO | NO | 2018-05-02 | 4.3 |  | standard |  |  |  |  | 2018-11-02 | NO | NO | NO | [6 empty] | AC | [7 empty] | NO
PUDAF61W | Radiant Lighting Inc. | RADIANT LIGHTING INC. | RL-BT812W4FT(FROSTED LENS) (3500K) | Linear Replacement Lamp | T8 Four-Foot | Replacement Lamps (plug and play) (UL Type A) |  | standard | NO | [10 empty] | 2016-04-14 | Not Dimmable | Not Dimmable | NotYetVerified | Peoducts updated on 4/25/2017 | KKKYWN | [25 empty] | 4.4 | 1769 | 132.51 | 13.35 | 20 | 0.9 | 3500 | 81.8 |  |  |  | NO | NO | NO | 2018-05-02 | 4.3 |  | standard |  |  |  |  | 2018-11-02 | NO | NO | NO | [6 empty] | AC | [7 empty] | NO
PJR5267Z | Radiant Lighting Inc. | RADIANT LIGHTING INC. | RL-BT814W4FT(FROSTED LENS)(3500K) | Linear Replacement Lamp | T8 Four-Foot | Replacement Lamps (plug and play) (UL Type A) |  | standard | NO | [10 empty] | 2016-04-14 | Not Dimmable | Not Dimmable | NotYetVerified | Peoducts updated on 4/25/2017 | KKKYWO | [25 empty] | 4.4 | 1920 | 133.33 | 14.4 | 20 | 0.9 | 3500 | 81.8 |  |  |  | NO | NO | NO | 2018-05-02 | 4.3 |  | standard |  |  |  |  | 2018-11-02 | NO | NO | NO | [6 empty] | AC | [7 empty] | NO
PTVT7F6X | Radiant Lighting Inc. | RADIANT LIGHTING INC. | RL-BT816W4FT(FROSTED LENS)(4500K) | Linear Replacement Lamp | T8 Four-Foot | Replacement Lamps (plug and play) (UL Type A) |  | standard | NO | [10 empty] | 2016-04-14 | Not Dimmable | Not Dimmable | NotYetVerified | Peoducts updated on 4/25/2017 | KKKYWP | [25 empty] | 4.4 | 2112 | 130.77 | 16.15 | 20 | 0.9 | 4500 | 81.8 |  |  |  | NO | NO | NO | 2018-05-02 | 4.3 |  | standard |  |  |  |  | 2018-11-02 | NO | NO | NO | [6 empty] | AC | [7 empty] | NO
PQYDQWVM | Radiant Lighting Inc. | RADIANT LIGHTING INC. | RL-BT816W4FT(FROSTED LENS)(5000K) | Linear Replacement Lamp | T8 Four-Foot | Replacement Lamps (plug and play) (UL Type A) |  | standard | NO | [10 empty] | 2016-04-14 | Not Dimmable | Not Dimmable | NotYetVerified | Peoducts updated on 4/25/2017 | KKKYWP | [25 empty] | 4.4 | 2112 | 130.77 | 16.15 | 20 | 0.9 | 5000 | 80.7 |  |  |  | NO | NO | NO | 2018-05-02 | 4.3 |  | standard |  |  |  |  | 2018-11-02 | NO | NO | NO | [6 empty] | AC | [7 empty] | NO
P6ND2YYE | Radiant Lighting Inc. | RADIANT LIGHTING INC. | RL-BT816W4FT(FROSTED LENS)(3000K) | Linear Replacement Lamp | T8 Four-Foot | Replacement Lamps (plug and play) (UL Type A) |  | standard | YES |  | 2112 | 130.77 | 16.15 | 7.36 | 0.9551 | 2982 | 81.2 | 5 | 50000 | 2016-04-14 | Not Dimmable | Not Dimmable | NotYetVerified | Peoducts updated on 4/25/2017 | KKKYWP | [15 empty] | 84.5 |  | 1.25 | 1.21 | [6 empty] | 4.4 | 2112 | 130.77 | 16.15 | 20 | 0.9 | 3000 | 81.8 |  |  |  | NO | NO | NO | 2018-05-02 | 4.3 |  | standard |  |  |  |  | 2018-11-02 | NO | NO | NO | [6 empty] | AC | [7 empty] | NO
P8EBY5VR | Radiant Lighting Inc. | RADIANT LIGHTING INC. | RL-BT814W4FT(FROSTED LENS)(5000K) | Linear Replacement Lamp | T8 Four-Foot | Replacement Lamps (plug and play) (UL Type A) |  | standard | NO | [10 empty] | 2016-04-14 | Not Dimmable | Not Dimmable | NotYetVerified | Peoducts updated on 4/25/2017 | KKKYWP | [25 empty] | 4.4 | 1920 | 133.33 | 14.4 | 20 | 0.9 | 5000 | 80.7 |  |  |  | NO | NO | NO | 2018-05-02 | 4.3 |  | standard |  |  |  |  | 2018-11-02 | NO | NO | NO | [6 empty] | AC | [7 empty] | NO
PW7NCP1U | Radiant Lighting Inc. | RADIANT LIGHTING INC. | RL-BT816W4FT(FROSTED LENS)(3500K) | Linear Replacement Lamp | T8 Four-Foot | Replacement Lamps (plug and play) (UL Type A) |  | standard | NO | [10 empty] | 2016-04-14 | Not Dimmable | Not Dimmable | NotYetVerified | Peoducts updated on 4/25/2017 | KKKYWP | [25 empty] | 4.4 | 2112 | 130.77 | 16.15 | 20 | 0.9 | 3500 | 81.8 |  |  |  | NO | NO | NO | 2018-05-02 | 4.3 |  | standard |  |  |  |  | 2018-11-02 | NO | NO | NO | [6 empty] | AC | [7 empty] | NO
P7JQRDJZ | Radiant Lighting Inc. | RADIANT LIGHTING INC. | RL-T8-15W1200 BIXX BALLAST COMPATIBLE LED TUBE [4000K Frosted] | Linear Replacement Lamp | T8 Four-Foot | Dual Mode Internal Driver (UL Type A and Type B) |  | standard | NO | [10 empty] | 2016-04-14 | Not Yet Verified | Not Yet Verified | NotYetVerified | Peoducts updated on 4/25/2017 | KKKYXE | [25 empty] | 4.4 | 2172 | 133 | 16.3 | 20 | 0.9 | 4000 | 83 |  |  |  | NO | NO | NO | 2018-05-02 | 4.3 |  | standard |  |  |  |  | 2018-11-02 | NO | NO | NO | [6 empty] | AC | [7 empty] | NO
PCXMWKZE | Radiant Lighting Inc. | RADIANT LIGHTING INC. | RL-BT814W4FT(FROSTED LENS)(4000K) | Linear Replacement Lamp | T8 Four-Foot | Replacement Lamps (plug and play) (UL Type A) |  | standard | NO | [10 empty] | 2016-04-14 | Not Dimmable | Not Dimmable | NotYetVerified | Peoducts updated on 4/25/2017 | KKKYWO | [25 empty] | 4.4 | 1920 | 133.33 | 14.4 | 20 | 0.9 | 4000 | 81.8 |  |  |  | NO | NO | NO | 2018-05-02 | 4.3 |  | standard |  |  |  |  | 2018-11-02 | NO | NO | NO | [6 empty] | AC | [7 empty] | NO
PVT4FBXT | Radiant Lighting Inc. | RADIANT LIGHTING INC. | RL-BT814W4FT(FROSTED LENS)(3000K) | Linear Replacement Lamp | T8 Four-Foot | Replacement Lamps (plug and play) (UL Type A) |  | standard | YES |  | 1920 | 133.33 | 14.4 | 9.66 | 0.9019 | 3025 | 81.9 | 5 | 50000 | 2016-04-14 | Not Dimmable | Not Dimmable | NotYetVerified | Peoducts updated on 4/25/2017 | KKKYWO | [15 empty] | 84.6 |  | 1.38 | 1.22 | [6 empty] | 4.4 | 1920 | 133.33 | 14.4 | 20 | 0.9 | 3000 | 81.8 |  |  |  | NO | NO | NO | 2018-05-02 | 4.3 |  | standard |  |  |  |  | 2018-11-02 | NO | NO | NO | [6 empty] | AC | [7 empty] | NO
PAQGK4KF | Radiant Lighting Inc. | RADIANT LIGHTING INC. | RL-BT812W4FT(FROSTED LENS) (4000K) | Linear Replacement Lamp | T8 Four-Foot | Replacement Lamps (plug and play) (UL Type A) |  | standard | NO | [10 empty] | 2016-04-14 | Not Dimmable | Not Dimmable | NotYetVerified | Peoducts updated on 4/25/2017 | KKKYWN | [25 empty] | 4.4 | 1769 | 132.51 | 13.35 | 20 | 0.9 | 4000 | 81.8 |  |  |  | NO | NO | NO | 2018-05-02 | 4.3 |  | standard |  |  |  |  | 2018-11-02 | NO | NO | NO | [6 empty] | AC | [7 empty] | NO
P7DFBXB8 | Radiant Lighting Inc. | RADIANT LIGHTING INC. | RL-BT814W4FT(FROSTED LENS)(4500K) | Linear Replacement Lamp | T8 Four-Foot | Replacement Lamps (plug and play) (UL Type A) |  | standard | NO | [10 empty] | 2016-04-14 | Not Dimmable | Not Dimmable | NotYetVerified | Peoducts updated on 4/25/2017 | KKKYWO | [25 empty] | 4.4 | 1920 | 133.33 | 14.4 | 20 | 0.9 | 4500 | 81.8 |  |  |  | NO | NO | NO | 2018-05-02 | 4.3 |  | standard |  |  |  |  | 2018-11-02 | NO | NO | NO | [6 empty] | AC | [7 empty] | NO
PQ9GCYUU | Green Lighting LED | GREEN LIGHTING LED | USHC-T8-4FT-12W-BCB-ZY (FROSTED LENS) (3000K) | Linear Replacement Lamp | T8 Four-Foot | Replacement Lamps (plug and play) (UL Type A) |  | standard | YES |  | 1715 | 120.86 | 14.19 | 8.3 | 0.9055 | 2909 | 81.8 | 5 | 50000 | 2016-04-14 | Not Dimmable | Not Dimmable | NotYetVerified | Nominal wattage 12W; Product de-listed on 4/1/2017, re-listed on 4/28/2017 due to allowances requirements change | KKKYWE | [15 empty] | 84.5 |  | 1.33 | 1.23 | [6 empty] | 4.4 | 1715 | 120.86 | 14.19 | 20 | 0.9 | 3000 | 81.8 |  |  |  | YES | NO | NO | 2018-05-02 | 4.3 |  | standard |  |  |  |  | 2018-11-02 | NO | NO | NO | [6 empty] | AC | [7 empty] | NO
P228D6Z9 | Radiant Lighting Inc. | RADIANT LIGHTING INC. | RL-T8-15W1200 BIXX BALLAST COMPATIBLE LED TUBE [3000K Frosted] | Linear Replacement Lamp | T8 Four-Foot | Dual Mode Internal Driver (UL Type A and Type B) |  | standard | YES |  | 2172 | 133.25 | 16.3 | 6.91 | 0.9572 | 3012 | 81.8 | 5 | 50000 | 2016-04-14 | Not Yet Verified | Not Yet Verified | NotYetVerified | Peoducts updated on 4/25/2017 | KKKYXE | [15 empty] | 90 |  | 1.16 | 1.38 | [6 empty] | 4.4 | 2172 | 133 | 16.3 | 20 | 0.9 | 3000 | 83 |  |  |  | NO | NO | NO | 2018-05-02 | 4.3 |  | standard |  |  |  |  | 2018-11-02 | NO | NO | NO | [6 empty] | AC | [7 empty] | NO
PY29FY3S | Green Lighting LED | GREEN LIGHTING LED | USHC-T8-4FT-14W-BCB-ZY (CLEAR LENS) (4000K) | Linear Replacement Lamp | T8 Four-Foot | Replacement Lamps (plug and play) (UL Type A) |  | standard | NO | [10 empty] | 2016-04-14 | Not Dimmable | Not Dimmable | NotYetVerified | Nominal wattage 14w | KKKYWF | [25 empty] | 4.4 | 2217 | 137.53 | 16.12 | 12.37 | 0.9056 | 4000 | 81.7 |  |  |  | NO | NO | NO | 2018-05-02 | 4.3 |  | standard |  |  |  |  | 2018-11-02 | NO | NO | NO | [6 empty] | AC | [7 empty] | NO
PH627E6A | Green Lighting LED | GREEN LIGHTING LED | USHC-T8-4FT-14W-BCB-ZY (CLEAR LENS) (3000K) | Linear Replacement Lamp | T8 Four-Foot | Replacement Lamps (plug and play) (UL Type A) |  | standard | YES |  | 2217 | 137.53 | 16.12 | 12.46 | 0.9067 | 2942 | 81.7 | 5 | 50000 | 2016-04-14 | Not Dimmable | Not Dimmable | NotYetVerified | Nominal wattage 14w | KKKYWF | [15 empty] | 85.5 |  | 1.17 | 1.21 | [6 empty] | 4.4 | 2217 | 137.53 | 16.12 | 12.37 | 0.9056 | 3000 | 81.7 |  |  |  | NO | NO | NO | 2018-05-02 | 4.3 |  | standard |  |  |  |  | 2018-11-02 | NO | NO | NO | [6 empty] | AC | [7 empty] | NO
PAPFSZ8D | Global Energy & Lighting | Global Energy & Lighting | GLEDT8-16W-4000K | Linear Replacement Lamp | T8 Four-Foot | Replacement Lamps (plug and play) (UL Type A) |  | standard | NO | [10 empty] | 2016-04-06 | Not Dimmable | Not Dimmable | NO |  | MMMOCI | [25 empty] | 4.4 | 2377.15 | 142.17 | 16.72 | 16.82 | 0.9738 | 4000 | 82.2 |  |  |  | NO | NO | NO | 2018-05-02 | 4.3 |  | standard |  |  |  |  | 2018-11-02 | NO | NO | NO | [6 empty] | AC | [7 empty] | NO
PT5TJBBN | Global Energy & Lighting | Global Energy & Lighting | GLEDT8-16W-5000K | Linear Replacement Lamp | T8 Four-Foot | Replacement Lamps (plug and play) (UL Type A) |  | standard | NO | [10 empty] | 2016-04-06 | Not Dimmable | Not Dimmable | NO |  | MMMOCI | [25 empty] | 4.4 | 2456.89 | 145.94 | 16.835 | 16.54 | 0.9738 | 5000 | 80.9 |  |  |  | NO | NO | NO | 2018-05-02 | 4.3 |  | standard |  |  |  |  | 2018-11-02 | NO | NO | NO | [6 empty] | AC | [7 empty] | NO
PRWX5WR6 | Global Energy & Lighting | Global Energy & Lighting | GLEDT8-11.5W-5000K | Linear Replacement Lamp | T8 Four-Foot | Replacement Lamps (plug and play) (UL Type A) |  | standard | NO | [10 empty] | 2016-04-06 | Not Dimmable | Not Dimmable | NO |  | MMMOCG | [25 empty] | 4.4 | 1773.06 | 155.87 | 11.375 | 18.01 | 0.9742 | 5000 | 81.7 |  |  |  | NO | NO | NO | 2018-05-02 | 4.3 |  | standard |  |  |  |  | 2018-11-02 | NO | NO | NO | [6 empty] | AC | [7 empty] | NO
PCS6TRV8 | Global Energy & Lighting | Global Energy & Lighting | GLEDT8-11.5W-3000K | Linear Replacement Lamp | T8 Four-Foot | Replacement Lamps (plug and play) (UL Type A) |  | standard | YES |  | 1616.3 | 139.7 | 11.57 | 18.33 | 0.924 | 2912 | 81.6 | 5 | 50000 | 2016-04-06 | Not Dimmable | Not Dimmable | NO |  | MMMOCG | [15 empty] | 85.3 |  | 1.22 | 1.18 | [6 empty] | 4.4 | 1616.3 | 139.697 | 11.57 | 18.33 | 0.9726 | 3000 | 81.6 |  |  |  | NO | NO | NO | 2018-05-02 | 4.3 |  | standard |  |  |  |  | 2018-11-02 | NO | NO | NO | [6 empty] | AC | [7 empty] | NO
PU7RGQPJ | Global Energy & Lighting | Global Energy & Lighting | GLEDT8-16W-3000K | Linear Replacement Lamp | T8 Four-Foot | Replacement Lamps (plug and play) (UL Type A) |  | standard | YES |  | 2212.59 | 133.58 | 16.56 | 16.82 | 0.928 | 2917 | 81.7 | 5 | 50000 | 2016-04-06 | Not Dimmable | Not Dimmable | NO |  | MMMOCI | [15 empty] | 85.3 |  | 1.22 | 1.18 | [6 empty] | 4.4 | 2212.16 | 133.58 | 16.56 | 17.09 | 0.9741 | 3000 | 81.7 |  |  |  | NO | NO | NO | 2018-05-02 | 4.3 |  | standard |  |  |  |  | 2018-11-02 | NO | NO | NO | [6 empty] | AC | [7 empty] | NO
P58VXYHZ | Global Energy & Lighting | Global Energy & Lighting | GLEDT8-11.5W-4000K | Linear Replacement Lamp | T8 Four-Foot | Replacement Lamps (plug and play) (UL Type A) |  | standard | NO | [10 empty] | 2016-04-06 | Not Dimmable | Not Dimmable | NO |  | MMMOCG | [25 empty] | 4.4 | 1671.93 | 146.02 | 11.45 | 18.16 | 0.9739 | 4000 | 82.6 |  |  |  | NO | NO | NO | 2018-05-02 | 4.3 |  | standard |  |  |  |  | 2018-11-02 | NO | NO | NO | [6 empty] | AC | [7 empty] | NO
PBTEVP3T | Global Energy & Lighting | Global Energy & Lighting | GLEDT8-25W-4500K | Linear Replacement Lamp | T8 Four-Foot | Replacement Lamps (plug and play) (UL Type A) |  | standard | NO | [10 empty] | 2016-04-06 | Not Dimmable | Not Dimmable | NO |  | MMMOCK | [25 empty] | 4.4 | 3796.58 | 143.86 | 26.39 | 16.04 | 0.9524 | 4500 | 81.9 |  |  |  | NO | NO | NO | 2018-05-02 | 4.3 |  | standard |  |  |  |  | 2018-11-02 | NO | NO | NO | [6 empty] | AC | [7 empty] | NO
PEN4H8N9 | Global Energy & Lighting | Global Energy & Lighting | GLEDT8-11.5W-4500K | Linear Replacement Lamp | T8 Four-Foot | Replacement Lamps (plug and play) (UL Type A) |  | standard | NO | [10 empty] | 2016-04-06 | Not Dimmable | Not Dimmable | NO |  | MMMOCG | [25 empty] | 4.4 | 1671.93 | 146.02 | 11.45 | 18.16 | 0.9739 | 4500 | 82.6 |  |  |  | NO | NO | NO | 2018-05-02 | 4.3 |  | standard |  |  |  |  | 2018-11-02 | NO | NO | NO | [6 empty] | AC | [7 empty] | NO
P9VBN9RQ | Global Energy & Lighting | Global Energy & Lighting | GLEDT8-25W-5000K | Linear Replacement Lamp | T8 Four-Foot | Replacement Lamps (plug and play) (UL Type A) |  | standard | NO | [10 empty] | 2016-04-06 | Not Dimmable | Not Dimmable | NO |  | MMMOCK | [25 empty] | 4.4 | 3963.22 | 150.29 | 26.37 | 15.85 | 0.9519 | 5000 | 80.8 |  |  |  | NO | NO | NO | 2018-05-02 | 4.3 |  | standard |  |  |  |  | 2018-11-02 | NO | NO | NO | [6 empty] | AC | [7 empty] | NO
PVY3MJP9 | Global Energy & Lighting | Global Energy & Lighting | GLEDT8-25W-3000K | Linear Replacement Lamp | T8 Four-Foot | Replacement Lamps (plug and play) (UL Type A) |  | standard | YES |  | 3616.07 | 137.18 | 26.36 | 16.25 | 0.907 | 2919 | 80.7 | 5 | 50000 | 2016-04-06 | Not Dimmable | Not Dimmable | NO |  | MMMOCK | [15 empty] | 85.2 |  | 1.24 | 1.18 | [6 empty] | 4.4 | 3616.06 | 137.18 | 26.36 | 16.25 | 0.9522 | 3000 | 80.7 |  |  |  | NO | NO | NO | 2018-05-02 | 4.3 |  | standard |  |  |  |  | 2018-11-02 | NO | NO | NO | [6 empty] | AC | [7 empty] | NO
PERBE8BV | Global Energy & Lighting | Global Energy & Lighting | GLEDT8-11.5W-3500K | Linear Replacement Lamp | T8 Four-Foot | Replacement Lamps (plug and play) (UL Type A) |  | standard | NO | [10 empty] | 2016-04-06 | Not Dimmable | Not Dimmable | NO |  | MMMOCG | [25 empty] | 4.4 | 1616.3 | 139.697 | 11.57 | 18.33 | 0.9726 | 3500 | 81.6 |  |  |  | NO | NO | NO | 2018-05-02 | 4.3 |  | standard |  |  |  |  | 2018-11-02 | NO | NO | NO | [6 empty] | AC | [7 empty] | NO
P7VHZD28 | Global Energy & Lighting | Global Energy & Lighting | GLEDT8-14W-4000K | Linear Replacement Lamp | T8 Four-Foot | Replacement Lamps (plug and play) (UL Type A) |  | standard | NO | [10 empty] | 2016-04-06 | Not Dimmable | Not Dimmable | NO |  | MMMOCH | [25 empty] | 4.4 | 2136.12 | 146.51 | 14.58 | 18.86 | 0.9744 | 4000 | 82.4 |  |  |  | NO | NO | NO | 2018-05-02 | 4.3 |  | standard |  |  |  |  | 2018-11-02 | NO | NO | NO | [6 empty] | AC | [7 empty] | NO
PECJSH8Z | Global Energy & Lighting | Global Energy & Lighting | GLEDT8-14W-4500K | Linear Replacement Lamp | T8 Four-Foot | Replacement Lamps (plug and play) (UL Type A) |  | standard | NO | [10 empty] | 2016-04-06 | Not Dimmable | Not Dimmable | NO |  | MMMOCH | [25 empty] | 4.4 | 2136.12 | 146.51 | 14.58 | 18.86 | 0.9744 | 4500 | 82.4 |  |  |  | NO | NO | NO | 2018-05-02 | 4.3 |  | standard |  |  |  |  | 2018-11-02 | NO | NO | NO | [6 empty] | AC | [7 empty] | NO
P564VJFN | Global Energy & Lighting | Global Energy & Lighting | GLEDT8-20W-5000K | Linear Replacement Lamp | T8 Four-Foot | Replacement Lamps (plug and play) (UL Type A) |  | standard | NO | [10 empty] | 2016-04-06 | Not Dimmable | Not Dimmable | NO |  | MMMOCJ | [25 empty] | 4.4 | 3117.43 | 148.56 | 20.985 | 17.63 | 0.9536 | 5000 | 81 |  |  |  | NO | NO | NO | 2018-05-02 | 4.3 |  | standard |  |  |  |  | 2018-11-02 | NO | NO | NO | [6 empty] | AC | [7 empty] | NO
PY3SZNYZ | Global Energy & Lighting | Global Energy & Lighting | GLEDT8-20W-3000K | Linear Replacement Lamp | T8 Four-Foot | Replacement Lamps (plug and play) (UL Type A) |  | standard | YES |  | 2812.22 | 135.62 | 20.735 | 18.13 | 0.911 | 2981 | 81.1 | 5 | 50000 | 2016-04-06 | Not Dimmable | Not Dimmable | NO |  | MMMOCJ | [15 empty] | 85.2 |  | 1.22 | 1.22 | [6 empty] | 4.4 | 2812.22 | 135.63 | 20.735 | 18.13 | 0.953 | 3000 | 81.1 |  |  |  | NO | NO | NO | 2018-05-02 | 4.3 |  | standard |  |  |  |  | 2018-11-02 | NO | NO | NO | [6 empty] | AC | [7 empty] | NO
P57E451Y | Global Energy & Lighting | Global Energy & Lighting | GLEDT8-14W-3500K | Linear Replacement Lamp | T8 Four-Foot | Replacement Lamps (plug and play) (UL Type A) |  | standard | NO | [10 empty] | 2016-04-06 | Not Dimmable | Not Dimmable | NO |  | MMMOCH | [25 empty] | 4.4 | 2002.4 | 139.1 | 14.395 | 19.15 | 0.9749 | 3500 | 81.4 |  |  |  | NO | NO | NO | 2018-05-02 | 4.3 |  | standard |  |  |  |  | 2018-11-02 | NO | NO | NO | [6 empty] | AC | [7 empty] | NO
PJQYFR4K | Global Energy & Lighting | Global Energy & Lighting | GLEDT8-14W-3000K | Linear Replacement Lamp | T8 Four-Foot | Replacement Lamps (plug and play) (UL Type A) |  | standard | YES |  | 2002.4 | 139.1 | 14.4 | 19.15 | 0.941 | 2929 | 81.4 | 5 | 50000 | 2016-04-06 | Not Dimmable | Not Dimmable | NO |  | MMMOCH | [15 empty] | 85.3 |  | 1.22 | 1.18 | [6 empty] | 4.4 | 2002.4 | 139.1 | 14.395 | 19.15 | 0.9749 | 3000 | 81.4 |  |  |  | NO | NO | NO | 2018-05-02 | 4.3 |  | standard |  |  |  |  | 2018-11-02 | NO | NO | NO | [6 empty] | AC | [7 empty] | NO
PUKWHRFT | Global Energy & Lighting | Global Energy & Lighting | GLEDT8-25W-3500K | Linear Replacement Lamp | T8 Four-Foot | Replacement Lamps (plug and play) (UL Type A) |  | standard | NO | [10 empty] | 2016-04-06 | Not Dimmable | Not Dimmable | NO |  | MMMOCK | [25 empty] | 4.4 | 3616.06 | 137.18 | 26.36 | 16.25 | 0.9522 | 3500 | 80.7 |  |  |  | NO | NO | NO | 2018-05-02 | 4.3 |  | standard |  |  |  |  | 2018-11-02 | NO | NO | NO | [6 empty] | AC | [7 empty] | NO
PN5PWXE4 | Global Energy & Lighting | Global Energy & Lighting | GLEDT8-20W-3500K | Linear Replacement Lamp | T8 Four-Foot | Replacement Lamps (plug and play) (UL Type A) |  | standard | NO | [10 empty] | 2016-04-06 | Not Dimmable | Not Dimmable | NO |  | MMMOCJ | [25 empty] | 4.4 | 2812.22 | 135.63 | 20.735 | 18.13 | 0.953 | 3500 | 81.1 |  |  |  | NO | NO | NO | 2018-05-02 | 4.3 |  | standard |  |  |  |  | 2018-11-02 | NO | NO | NO | [6 empty] | AC | [7 empty] | NO
PQZPCWMU | Global Energy & Lighting | Global Energy & Lighting | GLEDT8-16W-3500K | Linear Replacement Lamp | T8 Four-Foot | Replacement Lamps (plug and play) (UL Type A) |  | standard | NO | [10 empty] | 2016-04-06 | Not Dimmable | Not Dimmable | NO |  | MMMOCI | [25 empty] | 4.4 | 2212.16 | 133.58 | 16.56 | 17.09 | 0.9741 | 3500 | 81.7 |  |  |  | NO | NO | NO | 2018-05-02 | 4.3 |  | standard |  |  |  |  | 2018-11-02 | NO | NO | NO | [6 empty] | AC | [7 empty] | NO
P2YPJUEF | Global Energy & Lighting | Global Energy & Lighting | GLEDT8-25W-4000K | Linear Replacement Lamp | T8 Four-Foot | Replacement Lamps (plug and play) (UL Type A) |  | standard | NO | [10 empty] | 2016-04-06 | Not Dimmable | Not Dimmable | NO |  | MMMOCK | [25 empty] | 4.4 | 3796.58 | 143.86 | 26.39 | 16.04 | 0.9524 | 4000 | 81.9 |  |  |  | NO | NO | NO | 2018-05-02 | 4.3 |  | standard |  |  |  |  | 2018-11-02 | NO | NO | NO | [6 empty] | AC | [7 empty] | NO
PAD462TG | Global Energy & Lighting | Global Energy & Lighting | GLEDT8-20W-4000K | Linear Replacement Lamp | T8 Four-Foot | Replacement Lamps (plug and play) (UL Type A) |  | standard | NO | [10 empty] | 2016-04-06 | Not Dimmable | Not Dimmable | NO |  | MMMOCJ | [25 empty] | 4.4 | 3029.1 | 143.22 | 21.15 | 17.86 | 0.9539 | 4000 | 82.1 |  |  |  | NO | NO | NO | 2018-05-02 | 4.3 |  | standard |  |  |  |  | 2018-11-02 | NO | NO | NO | [6 empty] | AC | [7 empty] | NO
PS29U3J7 | Global Energy & Lighting | Global Energy & Lighting | GLEDT8-20W-4500K | Linear Replacement Lamp | T8 Four-Foot | Replacement Lamps (plug and play) (UL Type A) |  | standard | NO | [10 empty] | 2016-04-06 | Not Dimmable | Not Dimmable | NO |  | MMMOCJ | [25 empty] | 4.4 | 3029.1 | 143.22 | 21.15 | 17.86 | 0.9539 | 4500 | 82.1 |  |  |  | NO | NO | NO | 2018-05-02 | 4.3 |  | standard |  |  |  |  | 2018-11-02 | NO | NO | NO | [6 empty] | AC | [7 empty] | NO
PMQZH5WA | Global Energy & Lighting | Global Energy & Lighting | GLEDT8-16W-4500K | Linear Replacement Lamp | T8 Four-Foot | Replacement Lamps (plug and play) (UL Type A) |  | standard | NO | [10 empty] | 2016-04-06 | Not Dimmable | Not Dimmable | NO |  | MMMOCI | [25 empty] | 4.4 | 2377.15 | 142.17 | 16.72 | 16.82 | 0.9738 | 4500 | 82.2 |  |  |  | NO | NO | NO | 2018-05-02 | 4.3 |  | standard |  |  |  |  | 2018-11-02 | NO | NO | NO | [6 empty] | AC | [7 empty] | NO
P5PJMVZW | Global Energy & Lighting | Global Energy & Lighting | GLEDT8-14W-5000K | Linear Replacement Lamp | T8 Four-Foot | Replacement Lamps (plug and play) (UL Type A) |  | standard | NO | [10 empty] | 2016-04-06 | Not Dimmable | Not Dimmable | NO |  | MMMOCH | [25 empty] | 4.4 | 2257.46 | 155.53 | 14.515 | 18.62 | 0.9742 | 5000 | 81.3 |  |  |  | NO | NO | NO | 2018-05-02 | 4.3 |  | standard |  |  |  |  | 2018-11-02 | NO | NO | NO | [6 empty] | AC | [7 empty] | NO
PJWRRCBG | Metrosphere Light Corp. | Metrosphere | MET-SUBC -4/15/130/3/FR | Linear Replacement Lamp | T8 Four-Foot | Replacement Lamps (plug and play) (UL Type A) |  | standard | YES |  | 2258 | 118.3 | 19.08 | 9.74 | 0.9807 | 3063 | 84.6 | 5 | 50000 | 2016-04-04 | Not Dimmable | Not Dimmable | NO |  | FFFFZM | [15 empty] | 83.1 |  | 1.26 | 1.28 | [6 empty] | 4.4 | 2200 | 122 | 18 | 20 | 0.9 | 3000 | 82 |  |  |  | NO | NO | NO | 2018-05-02 | 4.3 |  | standard |  |  |  |  | 2018-11-02 | NO | NO | NO | [6 empty] | AC | [7 empty] | NO
P1JCAKCF | Metrosphere Light Corp. | Metrosphere | MET-SUBC -4/15/130/35/FR | Linear Replacement Lamp | T8 Four-Foot | Replacement Lamps (plug and play) (UL Type A) |  | standard | NO | [10 empty] | 2016-04-04 | Not Dimmable | Not Dimmable | NO |  | FFFFZM | [25 empty] | 4.4 | 2200 | 122 | 18 | 20 | 0.9 | 3500 | 82 |  |  |  | NO | NO | NO | 2018-05-02 | 4.3 |  | standard |  |  |  |  | 2018-11-02 | NO | NO | NO | [6 empty] | AC | [7 empty] | NO
PSY2WS2Q | Metrosphere Light Corp. | Metrosphere | MET-SUBC -4/15/130/4/FR | Linear Replacement Lamp | T8 Four-Foot | Replacement Lamps (plug and play) (UL Type A) |  | standard | NO | [10 empty] | 2016-04-04 | Not Dimmable | Not Dimmable | NO |  | FFFFZM | [25 empty] | 4.4 | 2200 | 122 | 18 | 20 | 0.9 | 4000 | 82 |  |  |  | NO | NO | NO | 2018-05-02 | 4.3 |  | standard |  |  |  |  | 2018-11-02 | NO | NO | NO | [6 empty] | AC | [7 empty] | NO
PQ9FSA4S | Metrosphere Light Corp. | Metrosphere | MET-SUBC -4/15/130/5/FR | Linear Replacement Lamp | T8 Four-Foot | Replacement Lamps (plug and play) (UL Type A) |  | standard | NO | [10 empty] | 2016-04-04 | Not Dimmable | Not Dimmable | NO |  | FFFFZM | [25 empty] | 4.4 | 2200 | 122 | 18 | 20 | 0.9 | 5000 | 82 |  |  |  | NO | NO | NO | 2018-05-02 | 4.3 |  | standard |  |  |  |  | 2018-11-02 | NO | NO | NO | [6 empty] | AC | [7 empty] | NO
PPUDZEQ5 | LED2 Lighting Group, Inc | LED2 | LED2-T8GL-BC-12W-35 | Linear Replacement Lamp | T8 Four-Foot | Replacement Lamps (plug and play) (UL Type A) |  | standard | NO | [10 empty] | 2016-04-01 | Dimmable | Continuous Below 10 | NO |  | IIIIFD | [25 empty] | 4.4 | 1624 | 121.24 | 13.4 | 10.86 | 0.9046 | 3500 | 83.3 |  |  |  | NO | NO | NO | 2018-05-02 | 4.3 |  | standard |  |  |  |  | 2018-11-02 | NO | NO | NO | [6 empty] | AC | [7 empty] | NO
P73EZS5F | LED2 Lighting Group, Inc | LED2 | LED2-T8GL-BC-12W-40 | Linear Replacement Lamp | T8 Four-Foot | Replacement Lamps (plug and play) (UL Type A) |  | standard | NO | [10 empty] | 2016-04-01 | Dimmable | Continuous Below 10 | NO |  | IIIIFD | [25 empty] | 4.4 | 1635 | 122.06 | 13.4 | 10.86 | 0.9046 | 4000 | 83.3 |  |  |  | NO | NO | NO | 2018-05-02 | 4.3 |  | standard |  |  |  |  | 2018-11-02 | NO | NO | NO | [6 empty] | AC | [7 empty] | NO
PMSE861Z | LED2 Lighting Group, Inc | LED2 | LED2-T8GL-BC-12W-45 | Linear Replacement Lamp | T8 Four-Foot | Replacement Lamps (plug and play) (UL Type A) |  | standard | NO | [10 empty] | 2016-04-01 | Dimmable | Continuous Below 10 | NO |  | IIIIFD | [25 empty] | 4.4 | 1646 | 122.88 | 13.4 | 10.86 | 0.9046 | 4500 | 83.3 |  |  |  | NO | NO | NO | 2018-05-02 | 4.3 |  | standard |  |  |  |  | 2018-11-02 | NO | NO | NO | [6 empty] | AC | [7 empty] | NO
PRWFEYQT | LED2 Lighting Group, Inc | LED2 | LED2-T8GL-BC-12W-30 | Linear Replacement Lamp | T8 Four-Foot | Replacement Lamps (plug and play) (UL Type A) |  | standard | YES |  | 1613 | 120.01 | 13.44 | 10.86 | 0.9102 | 3060 | 83.3 | 5 | 50000 | 2016-04-01 | Dimmable | Continuous Below 10 | NO | Product updated on 9/1/2016 | IIIIFD | [15 empty] | 84.4 |  | 1.24 | 1.34 | [6 empty] | 4.4 | 1613 | 120.01 | 13.44 | 10.86 | 0.9046 | 3000 | 83.3 |  |  |  | NO | NO | NO | 2018-05-02 | 4.3 |  | standard |  |  |  |  | 2018-11-02 | NO | NO | NO | [6 empty] | AC | [7 empty] | NO
P5W5FWMX | LED2 Lighting Group, Inc | LED2 | LED2-T8GL-BC-12W-50 | Linear Replacement Lamp | T8 Four-Foot | Replacement Lamps (plug and play) (UL Type A) |  | standard | NO | [10 empty] | 2016-04-01 | Dimmable | Continuous Below 10 | NO |  | IIIIFD | [25 empty] | 4.4 | 1657 | 124.12 | 13.35 | 10.94 | 0.903 | 5000 | 84.2 |  |  |  | NO | NO | NO | 2018-05-02 | 4.3 |  | standard |  |  |  |  | 2018-11-02 | NO | NO | NO | [6 empty] | AC | [7 empty] | NO
PWNTTVSS | EcoLight LED Solutions | Ecolight LED | ELT-T8-18W BIXX PLUG AND PLAY(FROSTED LENS)(4000K) | Linear Replacement Lamp | T8 Four-Foot | Replacement Lamps (plug and play) (UL Type A) |  | standard | YES |  | 2059 | 120.98 | 17.02 | 7.79 | 0.9083 | 3996 | 82.6 | 5 | 50000 | 2016-03-24 | Not Dimmable | Not Dimmable | NotYetVerified | Operating off existing Electronic ballast only | KKKYTO | [15 empty] | 91 |  | 1.31 | 1.25 | [6 empty] | 4.4 | 2059 | 120.98 | 17.02 | 20 | 0.9 | 4000 | 82.6 |  |  |  | NO | NO | NO | 2018-05-02 | 4.3 |  | standard |  |  |  |  | 2018-11-02 | NO | NO | NO | [6 empty] | AC | [7 empty] | NO
PGS428QY | EcoLight LED Solutions | Ecolight LED | ELT-T8-18W BIXX PLUG AND PLAY(FROSTED LENS)(5000K) | Linear Replacement Lamp | T8 Four-Foot | Replacement Lamps (plug and play) (UL Type A) |  | standard | NO | [10 empty] | 2016-03-24 | Not Dimmable | Not Dimmable | NotYetVerified | Operating off existing Electronic ballast only | KKKYTO | [25 empty] | 4.4 | 2121 | 124.18 | 17.08 | 20 | 0.9 | 5000 | 82.2 |  |  |  | NO | NO | NO | 2018-05-02 | 4.3 |  | standard |  |  |  |  | 2018-11-02 | NO | NO | NO | [6 empty] | AC | [7 empty] | NO
P6KZT5DJ | EcoLight LED Solutions | Ecolight LED | ELT-T8-15W1200 BIXX BALLAST COMPATIBLE LED TUBE [3000K Frosted] | Linear Replacement Lamp | T8 Four-Foot | Dual Mode Internal Driver (UL Type A and Type B) |  | standard | NO | [10 empty] | 2016-03-24 | Not Yet Verified | Not Yet Verified | NotYetVerified | Internal driver; operates off existing fluorescent ballast; Product de-listed on 4/1/2017, re-listed on 4/28/2017 due to allowances requirements change | KKKYTL | [25 empty] | 4.4 | 2040 | 120 | 17.7 | 8.75 | 0.9936 | 3000 | 81.6 |  |  |  | YES | NO | NO | 2018-05-02 | 4.3 |  | standard |  |  |  |  | 2018-11-02 | NO | NO | NO | [6 empty] | AC | [7 empty] | NO
PXPSMEHB | EcoLight LED Solutions | Ecolight LED | ELT-T8-15W1200 BIXX BALLAST COMPATIBLE LED TUBE [2700K Frosted] | Linear Replacement Lamp | T8 Four-Foot | Dual Mode Internal Driver (UL Type A and Type B) |  | standard | YES |  | 1929 | 109 | 17.7 | 17.9 | 0.9557 | 2655 | 81.6 | 5 | 50000 | 2016-03-24 | Not Yet Verified | Not Yet Verified | NotYetVerified | Internal driver; operates off existing fluorescent ballast; Product de-listed on 4/1/2017, re-listed on 4/28/2017 due to allowances requirements change | KKKYTL | [15 empty] | 84.9 |  | 1.25 | 1.4 | [6 empty] | 4.4 | 2040 | 120 | 17.7 | 8.75 | 0.9936 | 2700 | 82 |  |  |  | NO | YES | NO | 2018-05-02 | 4.3 |  | standard |  |  |  |  | 2018-11-02 | NO | NO | NO | [6 empty] | AC | [7 empty] | NO
P54D2YS2 | Lumentek Global LLC | Lumentek Global | LG-T8-1200-15-27-BFDW | Linear Replacement Lamp | T8 Four-Foot | Dual Mode Internal Driver (UL Type A and Type B) |  | standard | YES |  | 1929 | 109 | 17.7 | 17.9 | 0.9557 | 2655 | 81.6 | 5 | 50000 | 2016-03-17 | Not Yet Verified | Not Yet Verified | NotYetVerified | Internal driver; operates off existing fluorescent ballast; Product de-listed on 4/1/2017, re-listed on 4/28/2017 due to allowances requirements change | MMMNXG | [15 empty] | 84.9 |  | 1.25 | 1.4 | [6 empty] | 4.4 | 2040 | 120 | 17.7 | 8.75 | 0.9936 | 2700 | 82 |  |  |  | NO | YES | NO | 2018-05-02 | 4.3 |  | standard |  |  |  |  | 2018-11-02 | NO | NO | NO | [6 empty] | AC | [7 empty] | NO
P7SG76T5 | Shenzhen Top Technology Co.,Ltd | TOOPER | TOP-T8-20W12 TCC(3500K) | Linear Replacement Lamp | T8 Four-Foot | Replacement Lamps (plug and play) (UL Type A) |  | standard | NO | [10 empty] | 2016-03-17 | Not Dimmable | Not Dimmable | NO |  | SSSASZ | [25 empty] | 4.4 | 2812.22 | 135.63 | 20.735 | 18.13 | 0.953 | 3500 | 81.1 |  |  |  | NO | NO | NO | 2018-05-02 | 4.3 |  | standard |  |  |  |  | 2018-11-02 | NO | NO | NO | [6 empty] | AC | [7 empty] | NO
PZQWBB3E | Shenzhen Top Technology Co.,Ltd | TOOPER | TOP-T8-11.5W12 TCC(4000K) | Linear Replacement Lamp | T8 Four-Foot | Replacement Lamps (plug and play) (UL Type A) |  | standard | NO | [10 empty] | 2016-03-17 | Not Dimmable | Not Dimmable | NO |  | SSSASW | [25 empty] | 4.4 | 1671.93 | 146.02 | 11.45 | 18.16 | 0.9739 | 4000 | 82.6 |  |  |  | NO | NO | NO | 2018-05-02 | 4.3 |  | standard |  |  |  |  | 2018-11-02 | NO | NO | NO | [6 empty] | AC | [7 empty] | NO
PURPQNWG | Shenzhen Top Technology Co.,Ltd | TOOPER | TOP-T8-16W12 MCC(4000K) | Linear Replacement Lamp | T8 Four-Foot | Replacement Lamps (plug and play) (UL Type A) |  | standard | NO | [10 empty] | 2016-03-17 | Not Dimmable | Not Dimmable | NO |  | SSSATA | [25 empty] | 4.4 | 2377.15 | 142.17 | 16.72 | 16.82 | 0.9738 | 4000 | 82.2 |  |  |  | NO | NO | NO | 2018-05-02 | 4.3 |  | standard |  |  |  |  | 2018-11-02 | NO | NO | NO | [6 empty] | AC | [7 empty] | NO
PA7NEH95 | Shenzhen Top Technology Co.,Ltd | TOOPER | TOP-T8-20W12 TCC(4500K) | Linear Replacement Lamp | T8 Four-Foot | Replacement Lamps (plug and play) (UL Type A) |  | standard | NO | [10 empty] | 2016-03-17 | Not Dimmable | Not Dimmable | NO |  | SSSASZ | [25 empty] | 4.4 | 3029.1 | 143.22 | 21.15 | 17.86 | 0.9539 | 4500 | 82.1 |  |  |  | NO | NO | NO | 2018-05-02 | 4.3 |  | standard |  |  |  |  | 2018-11-02 | NO | NO | NO | [6 empty] | AC | [7 empty] | NO
PUVWC8T2 | Shenzhen Top Technology Co.,Ltd | TOOPER | TOP-T8-14W12 TCC(4500K) | Linear Replacement Lamp | T8 Four-Foot | Replacement Lamps (plug and play) (UL Type A) |  | standard | NO | [10 empty] | 2016-03-17 | Not Dimmable | Not Dimmable | NO |  | SSSASY | [25 empty] | 4.4 | 2136.12 | 146.51 | 14.58 | 18.86 | 0.9744 | 4500 | 82.4 |  |  |  | NO | NO | NO | 2018-05-02 | 4.3 |  | standard |  |  |  |  | 2018-11-02 | NO | NO | NO | [6 empty] | AC | [7 empty] | NO
PGFW95NM | Shenzhen Top Technology Co.,Ltd | TOOPER | TOP-T8-11.5W12 TCC(4500K) | Linear Replacement Lamp | T8 Four-Foot | Replacement Lamps (plug and play) (UL Type A) |  | standard | NO | [10 empty] | 2016-03-17 | Not Dimmable | Not Dimmable | NO |  | SSSASW | [25 empty] | 4.4 | 1671.93 | 146.02 | 11.45 | 18.16 | 0.9739 | 4500 | 82.6 |  |  |  | NO | NO | NO | 2018-05-02 | 4.3 |  | standard |  |  |  |  | 2018-11-02 | NO | NO | NO | [6 empty] | AC | [7 empty] | NO
PBQ71TXS | Shenzhen Top Technology Co.,Ltd | TOOPER | TOP-T8-16W12 MCC(5000K) | Linear Replacement Lamp | T8 Four-Foot | Replacement Lamps (plug and play) (UL Type A) |  | standard | NO | [10 empty] | 2016-03-17 | Not Dimmable | Not Dimmable | NO |  | SSSATA | [25 empty] | 4.4 | 2456.89 | 145.94 | 16.835 | 16.54 | 0.9738 | 5000 | 80.9 |  |  |  | NO | NO | NO | 2018-05-02 | 4.3 |  | standard |  |  |  |  | 2018-11-02 | NO | NO | NO | [6 empty] | AC | [7 empty] | NO
PAK2J2B6 | Shenzhen Top Technology Co.,Ltd | TOOPER | TOP-T8-11.5W12 TCC(3000K) | Linear Replacement Lamp | T8 Four-Foot | Replacement Lamps (plug and play) (UL Type A) |  | standard | YES |  | 1616.3 | 139.7 | 11.57 | 18.33 | 0.924 | 2912 | 81.6 | 5 | 50000 | 2016-03-17 | Not Dimmable | Not Dimmable | NO |  | SSSASW | [15 empty] | 85.3 |  | 1.22 | 1.18 | [6 empty] | 4.4 | 1616.3 | 139.697 | 11.57 | 18.33 | 0.9726 | 3000 | 81.6 |  |  |  | NO | NO | NO | 2018-05-02 | 4.3 |  | standard |  |  |  |  | 2018-11-02 | NO | NO | NO | [6 empty] | AC | [7 empty] | NO
P378D56G | Shenzhen Top Technology Co.,Ltd | TOOPER | TOP-T8-14W12 TCC(3000K) | Linear Replacement Lamp | T8 Four-Foot | Replacement Lamps (plug and play) (UL Type A) |  | standard | YES |  | 2002.4 | 139.1 | 14.4 | 19.15 | 0.941 | 2929 | 81.4 | 5 | 50000 | 2016-03-17 | Not Dimmable | Not Dimmable | NO |  | SSSASY | [15 empty] | 85.3 |  | 1.22 | 1.18 | [6 empty] | 4.4 | 2002.4 | 139.1 | 14.395 | 19.15 | 0.9749 | 3000 | 81.4 |  |  |  | NO | NO | NO | 2018-05-02 | 4.3 |  | standard |  |  |  |  | 2018-11-02 | NO | NO | NO | [6 empty] | AC | [7 empty] | NO
PMGS3KZ2 | Shenzhen Top Technology Co.,Ltd | TOOPER | TOP-T8-25W12 TCC(3500K) | Linear Replacement Lamp | T8 Four-Foot | Replacement Lamps (plug and play) (UL Type A) |  | standard | NO | [10 empty] | 2016-03-17 | Not Dimmable | Not Dimmable | NO |  | SSSASX | [25 empty] | 4.4 | 3616.06 | 137.18 | 26.36 | 16.25 | 0.9522 | 3500 | 80.7 |  |  |  | NO | NO | NO | 2018-05-02 | 4.3 |  | standard |  |  |  |  | 2018-11-02 | NO | NO | NO | [6 empty] | AC | [7 empty] | NO
PK4MGX8T | Shenzhen Top Technology Co.,Ltd | TOOPER | TOP-T8-14W12 TCC(3500K) | Linear Replacement Lamp | T8 Four-Foot | Replacement Lamps (plug and play) (UL Type A) |  | standard | NO | [10 empty] | 2016-03-17 | Not Dimmable | Not Dimmable | NO |  | SSSASY | [25 empty] | 4.4 | 2002.4 | 139.1 | 14.395 | 19.15 | 0.9749 | 3500 | 81.4 |  |  |  | NO | NO | NO | 2018-05-02 | 4.3 |  | standard |  |  |  |  | 2018-11-02 | NO | NO | NO | [6 empty] | AC | [7 empty] | NO
PZDDHU6Y | Shenzhen Top Technology Co.,Ltd | TOOPER | TOP-T8-16W12 MCC(3500K) | Linear Replacement Lamp | T8 Four-Foot | Replacement Lamps (plug and play) (UL Type A) |  | standard | NO | [10 empty] | 2016-03-17 | Not Dimmable | Not Dimmable | NO |  | SSSATA | [25 empty] | 4.4 | 2212.16 | 133.58 | 16.56 | 17.09 | 0.9741 | 3500 | 81.7 |  |  |  | NO | NO | NO | 2018-05-02 | 4.3 |  | standard |  |  |  |  | 2018-11-02 | NO | NO | NO | [6 empty] | AC | [7 empty] | NO
PS8NN242 | Shenzhen Top Technology Co.,Ltd | TOOPER | TOP-T8-25W12 TCC(4000K) | Linear Replacement Lamp | T8 Four-Foot | Replacement Lamps (plug and play) (UL Type A) |  | standard | NO | [10 empty] | 2016-03-17 | Not Dimmable | Not Dimmable | NO |  | SSSASX | [25 empty] | 4.4 | 3796.58 | 143.86 | 26.39 | 16.04 | 0.9524 | 4000 | 81.9 |  |  |  | NO | NO | NO | 2018-05-02 | 4.3 |  | standard |  |  |  |  | 2018-11-02 | NO | NO | NO | [6 empty] | AC | [7 empty] | NO
PMVAJQNU | Shenzhen Top Technology Co.,Ltd | TOOPER | TOP-T8-16W12 MCC(3000K) | Linear Replacement Lamp | T8 Four-Foot | Replacement Lamps (plug and play) (UL Type A) |  | standard | YES |  | 2212.59 | 133.58 | 16.56 | 16.82 | 0.928 | 2917 | 81.7 | 5 | 50000 | 2016-03-17 | Not Dimmable | Not Dimmable | NO |  | SSSATA | [15 empty] | 85.3 |  | 1.22 | 1.18 | [6 empty] | 4.4 | 2212.16 | 133.58 | 16.56 | 17.09 | 0.9741 | 3000 | 81.7 |  |  |  | NO | NO | NO | 2018-05-02 | 4.3 |  | standard |  |  |  |  | 2018-11-02 | NO | NO | NO | [6 empty] | AC | [7 empty] | NO
P4NB3NGN | Lumentek Global LLC | Lumentek Global | LG-T8-1200-16-30-BF | Linear Replacement Lamp | T8 Four-Foot | Replacement Lamps (plug and play) (UL Type A) |  | standard | YES |  | 2072 | 121.1 | 17.08 | 12.9 | 0.9081 | 2932 | 82.2 | 5 | 50000 | 2016-03-17 | Not Dimmable | Not Dimmable | NotYetVerified | Nominal wattage 16W; Product de-listed on 4/1/2017, re-listed on 4/28/2017 due to allowances requirements change | MMMNXE | [15 empty] | 84.5 |  | 1.25 | 1.21 | [6 empty] | 4.4 | 2072 | 121.31 | 17.08 | 20 | 0.9 | 3000 | 81.8 |  |  |  | YES | NO | NO | 2018-05-02 | 4.3 |  | standard |  |  |  |  | 2018-11-02 | NO | NO | NO | [6 empty] | AC | [7 empty] | NO
P8RR5H7K | Shenzhen Top Technology Co.,Ltd | TOOPER | TOP-T8-11.5W12 TCC(3500K) | Linear Replacement Lamp | T8 Four-Foot | Replacement Lamps (plug and play) (UL Type A) |  | standard | NO | [10 empty] | 2016-03-17 | Not Dimmable | Not Dimmable | NO |  | SSSASW | [25 empty] | 4.4 | 1616.3 | 139.697 | 11.57 | 18.33 | 0.9726 | 3500 | 81.6 |  |  |  | NO | NO | NO | 2018-05-02 | 4.3 |  | standard |  |  |  |  | 2018-11-02 | NO | NO | NO | [6 empty] | AC | [7 empty] | NO
P38VX5GE | Shenzhen Top Technology Co.,Ltd | TOOPER | TOP-T8-20W12 TCC(4000K) | Linear Replacement Lamp | T8 Four-Foot | Replacement Lamps (plug and play) (UL Type A) |  | standard | NO | [10 empty] | 2016-03-17 | Not Dimmable | Not Dimmable | NO |  | SSSASZ | [25 empty] | 4.4 | 3029.1 | 143.22 | 21.15 | 17.86 | 0.9539 | 4000 | 82.1 |  |  |  | NO | NO | NO | 2018-05-02 | 4.3 |  | standard |  |  |  |  | 2018-11-02 | NO | NO | NO | [6 empty] | AC | [7 empty] | NO
PZQGHQUG | Shenzhen Top Technology Co.,Ltd | TOOPER | TOP-T8-16W12 MCC(4500K) | Linear Replacement Lamp | T8 Four-Foot | Replacement Lamps (plug and play) (UL Type A) |  | standard | NO | [10 empty] | 2016-03-17 | Not Dimmable | Not Dimmable | NO |  | SSSATA | [25 empty] | 4.4 | 2377.15 | 142.17 | 16.72 | 16.82 | 0.9738 | 4500 | 82.2 |  |  |  | NO | NO | NO | 2018-05-02 | 4.3 |  | standard |  |  |  |  | 2018-11-02 | NO | NO | NO | [6 empty] | AC | [7 empty] | NO
PSSBAKU1 | Shenzhen Top Technology Co.,Ltd | TOOPER | TOP-T8-25W12 TCC(5000K) | Linear Replacement Lamp | T8 Four-Foot | Replacement Lamps (plug and play) (UL Type A) |  | standard | NO | [10 empty] | 2016-03-17 | Not Dimmable | Not Dimmable | NO |  | SSSASX | [25 empty] | 4.4 | 3963.22 | 150.29 | 26.37 | 15.85 | 0.9519 | 5000 | 80.8 |  |  |  | NO | NO | NO | 2018-05-02 | 4.3 |  | standard |  |  |  |  | 2018-11-02 | NO | NO | NO | [6 empty] | AC | [7 empty] | NO
P4ZNVHBN | Shenzhen Top Technology Co.,Ltd | TOOPER | TOP-T8-11.5W12 TCC(5000K) | Linear Replacement Lamp | T8 Four-Foot | Replacement Lamps (plug and play) (UL Type A) |  | standard | NO | [10 empty] | 2016-03-17 | Not Dimmable | Not Dimmable | NO |  | SSSASW | [25 empty] | 4.4 | 1773.06 | 155.87 | 11.375 | 18.01 | 0.9742 | 5000 | 81.7 |  |  |  | NO | NO | NO | 2018-05-02 | 4.3 |  | standard |  |  |  |  | 2018-11-02 | NO | NO | NO | [6 empty] | AC | [7 empty] | NO
PVW9NASR | Lumentek Global LLC | Lumentek Global | LG-T8-1200-13-50-BFDW | Linear Replacement Lamp | T8 Four-Foot | Dual Mode Internal Driver (UL Type A and Type B) |  | standard | NO | [10 empty] | 2016-03-17 | Not Dimmable | Not Dimmable | NotYetVerified | Nominal wattage 13w | MMMNXF | [25 empty] | 4.4 | 1930 | 135 | 14.3 | 20 | 0.9 | 5000 | 82.7 |  |  |  | NO | NO | NO | 2018-05-02 | 4.3 |  | standard |  |  |  |  | 2018-11-02 | NO | NO | NO | [6 empty] | AC | [7 empty] | NO
PX3FG76Z | Lumentek Global LLC | Lumentek Global | LG-T8-1200-13-40-BFDW | Linear Replacement Lamp | T8 Four-Foot | Dual Mode Internal Driver (UL Type A and Type B) |  | standard | YES |  | 1930 | 135.06 | 14.3 | 14.92 | 0.9034 | 3996 | 82.7 | 5 | 50000 | 2016-03-17 | Not Dimmable | Not Dimmable | NotYetVerified | Nominal wattage 13w | MMMNXF | [15 empty] | 85.3 |  | 1.3 | 1.23 | [6 empty] | 4.4 | 1930 | 135 | 14.3 | 20 | 0.9 | 4000 | 82.7 |  |  |  | NO | NO | NO | 2018-05-02 | 4.3 |  | standard |  |  |  |  | 2018-11-02 | NO | NO | NO | [6 empty] | AC | [7 empty] | NO
PVGHPJK2 | Shenzhen Top Technology Co.,Ltd | TOOPER | TOP-T8-25W12 TCC(3000K) | Linear Replacement Lamp | T8 Four-Foot | Replacement Lamps (plug and play) (UL Type A) |  | standard | YES |  | 3616.07 | 137.18 | 26.36 | 16.25 | 0.907 | 2919 | 80.7 | 5 | 50000 | 2016-03-17 | Not Dimmable | Not Dimmable | NO |  | SSSASX | [15 empty] | 85.2 |  | 1.24 | 1.18 | [6 empty] | 4.4 | 3616.06 | 137.18 | 26.36 | 16.25 | 0.9522 | 3000 | 80.7 |  |  |  | NO | NO | NO | 2018-05-02 | 4.3 |  | standard |  |  |  |  | 2018-11-02 | NO | NO | NO | [6 empty] | AC | [7 empty] | NO
PHX3MSQQ | Shenzhen Top Technology Co.,Ltd | TOOPER | TOP-T8-20W12 TCC(3000K) | Linear Replacement Lamp | T8 Four-Foot | Replacement Lamps (plug and play) (UL Type A) |  | standard | YES |  | 2812.22 | 135.62 | 20.735 | 18.13 | 0.911 | 2981 | 81.1 | 5 | 50000 | 2016-03-17 | Not Dimmable | Not Dimmable | NO |  | SSSASZ | [15 empty] | 85.2 |  | 1.22 | 1.22 | [6 empty] | 4.4 | 2812.22 | 135.63 | 20.735 | 18.13 | 0.953 | 3000 | 81.1 |  |  |  | NO | NO | NO | 2018-05-02 | 4.3 |  | standard |  |  |  |  | 2018-11-02 | NO | NO | NO | [6 empty] | AC | [7 empty] | NO
P2EUYRAW | Shenzhen Top Technology Co.,Ltd | TOOPER | TOP-T8-14W12 TCC(4000K) | Linear Replacement Lamp | T8 Four-Foot | Replacement Lamps (plug and play) (UL Type A) |  | standard | NO | [10 empty] | 2016-03-17 | Not Dimmable | Not Dimmable | NO |  | SSSASY | [25 empty] | 4.4 | 2136.12 | 146.51 | 14.58 | 18.86 | 0.9744 | 4000 | 82.4 |  |  |  | NO | NO | NO | 2018-05-02 | 4.3 |  | standard |  |  |  |  | 2018-11-02 | NO | NO | NO | [6 empty] | AC | [7 empty] | NO
PRFKAEB2 | Shenzhen Top Technology Co.,Ltd | TOOPER | TOP-T8-25W12 TCC(4500K) | Linear Replacement Lamp | T8 Four-Foot | Replacement Lamps (plug and play) (UL Type A) |  | standard | NO | [10 empty] | 2016-03-17 | Not Dimmable | Not Dimmable | NO |  | SSSASX | [25 empty] | 4.4 | 3796.58 | 143.86 | 26.39 | 16.04 | 0.9524 | 4500 | 81.9 |  |  |  | NO | NO | NO | 2018-05-02 | 4.3 |  | standard |  |  |  |  | 2018-11-02 | NO | NO | NO | [6 empty] | AC | [7 empty] | NO
PZQ2AFAH | Shenzhen Top Technology Co.,Ltd | TOOPER | TOP-T8-20W12 TCC(5000K) | Linear Replacement Lamp | T8 Four-Foot | Replacement Lamps (plug and play) (UL Type A) |  | standard | NO | [10 empty] | 2016-03-17 | Not Dimmable | Not Dimmable | NO |  | SSSASZ | [25 empty] | 4.4 | 3117.43 | 148.56 | 20.985 | 17.63 | 0.9536 | 5000 | 81 |  |  |  | NO | NO | NO | 2018-05-02 | 4.3 |  | standard |  |  |  |  | 2018-11-02 | NO | NO | NO | [6 empty] | AC | [7 empty] | NO
PS29WQGN | Shenzhen Top Technology Co.,Ltd | TOOPER | TOP-T8-14W12 TCC(5000K) | Linear Replacement Lamp | T8 Four-Foot | Replacement Lamps (plug and play) (UL Type A) |  | standard | NO | [10 empty] | 2016-03-17 | Not Dimmable | Not Dimmable | NO |  | SSSASY | [25 empty] | 4.4 | 2257.46 | 155.53 | 14.515 | 18.62 | 0.9742 | 5000 | 81.3 |  |  |  | NO | NO | NO | 2018-05-02 | 4.3 |  | standard |  |  |  |  | 2018-11-02 | NO | NO | NO | [6 empty] | AC | [7 empty] | NO
PKK8YDA1 | Shenzhen Syhdee Co.,Ltd. | SYHDEE | SYH-GL08-DC1212(3500K) | Linear Replacement Lamp | T8 Four-Foot | Replacement Lamps (plug and play) (UL Type A) |  | standard | NO | [10 empty] | 2016-03-16 | Not Dimmable | Not Dimmable | NO |  | BBBCEP | [25 empty] | 4.4 | 1624 | 121.24 | 13.4 | 10.86 | 0.9046 | 3500 | 83.3 |  |  |  | NO | NO | NO | 2018-05-02 | 4.3 |  | standard |  |  |  |  | 2018-11-02 | NO | NO | NO | [6 empty] | AC | [7 empty] | NO
P9J14CE8 | Shenzhen Syhdee Co.,Ltd. | SYHDEE | SYH-GL08-DC1212(4000K) | Linear Replacement Lamp | T8 Four-Foot | Replacement Lamps (plug and play) (UL Type A) |  | standard | NO | [10 empty] | 2016-03-16 | Not Dimmable | Not Dimmable | NO |  | BBBCEP | [25 empty] | 4.4 | 1635 | 122.06 | 13.4 | 10.86 | 0.9046 | 4000 | 83.3 |  |  |  | NO | NO | NO | 2018-05-02 | 4.3 |  | standard |  |  |  |  | 2018-11-02 | NO | NO | NO | [6 empty] | AC | [7 empty] | NO
PDKKK8BV | Shenzhen Syhdee Co.,Ltd. | SYHDEE | SYH-GL08-DC1212(3000K) | Linear Replacement Lamp | T8 Four-Foot | Replacement Lamps (plug and play) (UL Type A) |  | standard | YES |  | 1613 | 120.01 | 13.44 | 10.86 | 0.9046 | 3060 | 83.3 | 5 | 50000 | 2016-03-16 | Not Dimmable | Not Dimmable | NO |  | BBBCEP | [15 empty] | 84.4 |  | 1.24 | 1.34 | [6 empty] | 4.4 | 1613 | 120.01 | 13.44 | 10.86 | 0.9046 | 3000 | 83.3 |  |  |  | NO | NO | NO | 2018-05-02 | 4.3 |  | standard |  |  |  |  | 2018-11-02 | NO | NO | NO | [6 empty] | AC | [7 empty] | NO
P1K9F852 | Shenzhen Syhdee Co.,Ltd. | SYHDEE | SYH-GL08-DC1212(4500K) | Linear Replacement Lamp | T8 Four-Foot | Replacement Lamps (plug and play) (UL Type A) |  | standard | NO | [10 empty] | 2016-03-16 | Not Dimmable | Not Dimmable | NO |  | BBBCEP | [25 empty] | 4.4 | 1646 | 122.88 | 13.4 | 10.86 | 0.9046 | 4500 | 83.3 |  |  |  | NO | NO | NO | 2018-05-02 | 4.3 |  | standard |  |  |  |  | 2018-11-02 | NO | NO | NO | [6 empty] | AC | [7 empty] | NO
PTRXE32G | Shenzhen Syhdee Co.,Ltd. | SYHDEE | SYH-GL08-DC1212(5000K) | Linear Replacement Lamp | T8 Four-Foot | Replacement Lamps (plug and play) (UL Type A) |  | standard | NO | [10 empty] | 2016-03-16 | Not Dimmable | Not Dimmable | NO |  | BBBCEP | [25 empty] | 4.4 | 1657 | 124.12 | 13.35 | 10.94 | 0.903 | 5000 | 84.2 |  |  |  | NO | NO | NO | 2018-05-02 | 4.3 |  | standard |  |  |  |  | 2018-11-02 | NO | NO | NO | [6 empty] | AC | [7 empty] | NO
P1S8RT4K | SHENZHEN ZENITH TECHNOLOGY CO.,LTD | ZENITH | ZS-T8J1218T02(3500K) | Linear Replacement Lamp | T8 Four-Foot | Replacement Lamps (plug and play) (UL Type A) |  | standard | NO | [10 empty] | 2016-03-15 | Not Dimmable | Not Dimmable | NO |  | KKKYRN | [25 empty] | 4.4 | 2475 | 132.35 | 18.7 | 13.64 | 0.9058 | 3500 | 81.5 |  |  |  | NO | NO | NO | 2018-05-02 | 4.3 |  | standard |  |  |  |  | 2018-11-02 | NO | NO | NO | [6 empty] | AC | [7 empty] | NO
PDMT84NZ | SHENZHEN ZENITH TECHNOLOGY CO.,LTD | ZENITH | ZS-T8J1218T02(4000K) | Linear Replacement Lamp | T8 Four-Foot | Replacement Lamps (plug and play) (UL Type A) |  | standard | NO | [10 empty] | 2016-03-15 | Not Dimmable | Not Dimmable | NO |  | KKKYRN | [25 empty] | 4.4 | 2485 | 132.88 | 18.7 | 13.64 | 0.9058 | 4000 | 81.5 |  |  |  | NO | NO | NO | 2018-05-02 | 4.3 |  | standard |  |  |  |  | 2018-11-02 | NO | NO | NO | [6 empty] | AC | [7 empty] | NO
P7SKH7U6 | SHENZHEN ZENITH TECHNOLOGY CO.,LTD | ZENITH | ZS-T8J1218T02(5000K) | Linear Replacement Lamp | T8 Four-Foot | Replacement Lamps (plug and play) (UL Type A) |  | standard | NO | [10 empty] | 2016-03-15 | Not Dimmable | Not Dimmable | NO |  | KKKYRN | [25 empty] | 4.4 | 2505 | 134.22 | 18.66 | 13.64 | 0.9112 | 5000 | 82.8 |  |  |  | NO | NO | NO | 2018-05-02 | 4.3 |  | standard |  |  |  |  | 2018-11-02 | NO | NO | NO | [6 empty] | AC | [7 empty] | NO
PHDTDAFG | SHENZHEN ZENITH TECHNOLOGY CO.,LTD | ZENITH | ZS-T8J1218T02(4500K) | Linear Replacement Lamp | T8 Four-Foot | Replacement Lamps (plug and play) (UL Type A) |  | standard | NO | [10 empty] | 2016-03-15 | Not Dimmable | Not Dimmable | NO |  | KKKYRN | [25 empty] | 4.4 | 2495 | 133.42 | 18.7 | 13.64 | 0.9058 | 4500 | 81.5 |  |  |  | NO | NO | NO | 2018-05-02 | 4.3 |  | standard |  |  |  |  | 2018-11-02 | NO | NO | NO | [6 empty] | AC | [7 empty] | NO
PSFD7T75 | SHENZHEN ZENITH TECHNOLOGY CO.,LTD | ZENITH | ZS-T8J1218T02(3000K) | Linear Replacement Lamp | T8 Four-Foot | Replacement Lamps (plug and play) (UL Type A) |  | standard | YES |  | 2465 | 131.53 | 18.74 | 13.64 | 0.9058 | 2960 | 81.5 | 5 | 50000 | 2016-03-15 | Not Dimmable | Not Dimmable | NO |  | KKKYRN | [15 empty] | 91.5 |  | 1.37 | 1.18 | [6 empty] | 4.4 | 2465 | 131.53 | 18.74 | 13.64 | 0.9058 | 3000 | 81.5 |  |  |  | NO | NO | NO | 2018-05-02 | 4.3 |  | standard |  |  |  |  | 2018-11-02 | NO | NO | NO | [6 empty] | AC | [7 empty] | NO
P37ARR4U | ETECH LED | E Tech LED | FF-T84-A2-13-40-CLR | Linear Replacement Lamp | T8 Four-Foot | Dual Mode Internal Driver (UL Type A and Type B) |  | standard | YES |  | 1930 | 135.06 | 14.3 | 14.92 | 0.9034 | 3996 | 82.7 | 5 | 50000 | 2016-03-03 | Not Dimmable | Not Dimmable | NotYetVerified | Nominal wattage 13w | KKKYQM | [15 empty] | 85.3 |  | 1.3 | 1.23 | [6 empty] | 4.4 | 1930 | 135 | 14.3 | 20 | 0.9 | 4000 | 82.7 |  |  |  | NO | NO | NO | 2018-05-02 | 4.3 |  | standard |  |  |  |  | 2018-11-02 | NO | NO | NO | [6 empty] | AC | [7 empty] | NO
PHHGGPY9 | ETECH LED | E Tech | FF-T84-A2-13-50 | Linear Replacement Lamp | T8 Four-Foot | Dual Mode Internal Driver (UL Type A and Type B) |  | standard | NO | [10 empty] | 2016-03-03 | Not Dimmable | Not Dimmable | NO | Updated on 5/6/2017 | KKKYQL | [25 empty] | 4.4 | 1850 | 130 | 14.2 | 20 | 0.9 | 4000 | 81 |  |  |  | NO | NO | NO | 2018-05-02 | 4.3 |  | standard |  |  |  |  | 2018-11-02 | NO | NO | NO | [6 empty] | AC | [7 empty] | NO
P1RNEYHT | ETECH LED | E Tech | FF-T84-A2-13-40 | Linear Replacement Lamp | T8 Four-Foot | Dual Mode Internal Driver (UL Type A and Type B) |  | standard | YES |  | 1850 | 131.2 | 14.1 | 14.45 | 0.9042 | 3995 | 82.6 | 5 | 50000 | 2016-03-03 | Not Dimmable | Not Dimmable | NO | Updated on 5/6/2017 | KKKYQL | [15 empty] | 84.5 |  | 1.33 | 1.23 | [6 empty] | 4.4 | 1850 | 130 | 14.2 | 20 | 0.9 | 4000 | 81 |  |  |  | NO | NO | NO | 2018-05-02 | 4.3 |  | standard |  |  |  |  | 2018-11-02 | NO | NO | NO | [6 empty] | AC | [7 empty] | NO
PATTJ4TS | ETECH LED | E Tech LED | FF-T84-A2-13-50-CLR | Linear Replacement Lamp | T8 Four-Foot | Dual Mode Internal Driver (UL Type A and Type B) |  | standard | NO | [10 empty] | 2016-03-03 | Not Dimmable | Not Dimmable | NotYetVerified | Nominal wattage 13w | KKKYQM | [25 empty] | 4.4 | 1930 | 135 | 14.3 | 20 | 0.9 | 5000 | 82.7 |  |  |  | NO | NO | NO | 2018-05-02 | 4.3 |  | standard |  |  |  |  | 2018-11-02 | NO | NO | NO | [6 empty] | AC | [7 empty] | NO
P6APHJQ3 | LED LEADER INC. | LED LEADER | L4GA-19T8LEDMVBF45 | Linear Replacement Lamp | T8 Four-Foot | Dual Mode Internal Driver (UL Type A and Type B) |  | standard | NO | [10 empty] | 2016-03-02 | Not Dimmable | Not Dimmable | NO |  | IIIIAA | [25 empty] | 4.4 | 2609 | 134.35 | 19.42 | 12.6 | 0.9148 | 4500 | 82.6 |  |  |  | NO | NO | NO | 2018-05-02 | 4.3 |  | standard |  |  |  |  | 2018-11-02 | NO | NO | NO | [6 empty] | AC | [7 empty] | NO
PEJZCFSV | LED LEADER INC. | LED LEADER | L4GA-19T8LEDMVBF50 | Linear Replacement Lamp | T8 Four-Foot | Dual Mode Internal Driver (UL Type A and Type B) |  | standard | NO | [10 empty] | 2016-03-02 | Not Dimmable | Not Dimmable | NO |  | IIIIAA | [25 empty] | 4.4 | 2632 | 135.24 | 19.46 | 12.56 | 0.9252 | 5000 | 82.5 |  |  |  | NO | NO | NO | 2018-05-02 | 4.3 |  | standard |  |  |  |  | 2018-11-02 | NO | NO | NO | [6 empty] | AC | [7 empty] | NO
PE9PGM9R | LED LEADER INC. | LED LEADER | L4GA-19T8LEDMVBF30 | Linear Replacement Lamp | T8 Four-Foot | Dual Mode Internal Driver (UL Type A and Type B) |  | standard | YES |  | 2518 | 130.53 | 19.29 | 12.44 | 0.9265 | 2993 | 82.6 | 5 | 50000 | 2016-03-02 | Not Dimmable | Not Dimmable | NO |  | IIIIAA | [15 empty] | 91.4 |  | 1.2 | 1.36 | [6 empty] | 4.4 | 2540 | 131.06 | 19.38 | 12.6 | 0.9148 | 3000 | 82.6 |  |  |  | NO | NO | NO | 2018-05-02 | 4.3 |  | standard |  |  |  |  | 2018-11-02 | NO | NO | NO | [6 empty] | AC | [7 empty] | NO
PUYBC42N | LED LEADER INC. | LED LEADER | L4GA-19T8LEDMVBF35 | Linear Replacement Lamp | T8 Four-Foot | Dual Mode Internal Driver (UL Type A and Type B) |  | standard | NO | [10 empty] | 2016-03-02 | Not Dimmable | Not Dimmable | NO |  | IIIIAA | [25 empty] | 4.4 | 2563 | 131.98 | 19.42 | 12.6 | 0.9148 | 3500 | 82.6 |  |  |  | NO | NO | NO | 2018-05-02 | 4.3 |  | standard |  |  |  |  | 2018-11-02 | NO | NO | NO | [6 empty] | AC | [7 empty] | NO
PD85ESXT | LED LEADER INC. | LED LEADER | L4GA-19T8LEDMVBF40 | Linear Replacement Lamp | T8 Four-Foot | Dual Mode Internal Driver (UL Type A and Type B) |  | standard | NO | [10 empty] | 2016-03-02 | Not Dimmable | Not Dimmable | NO |  | IIIIAA | [25 empty] | 4.4 | 2586 | 133.16 | 19.42 | 12.6 | 0.9148 | 4000 | 82.6 |  |  |  | NO | NO | NO | 2018-05-02 | 4.3 |  | standard |  |  |  |  | 2018-11-02 | NO | NO | NO | [6 empty] | AC | [7 empty] | NO
PUMCGN4Q | Light Efficient Design | Remphos | RPT-TOTALTUBEG2-T8-48IN-3500K | Linear Replacement Lamp | T8 Four-Foot | Dual Mode Internal Driver (UL Type A and Type B) |  | standard | NO | [10 empty] | 2016-02-29 | Not Dimmable | Not Dimmable | NO |  | DDDHIZ | [25 empty] | 4.4 | 1841 | 128.92 | 12 | 14.33 | 0.9362 | 3500 | 82.3 |  |  |  | NO | NO | NO | 2018-05-02 | 4.3 |  | standard |  |  |  |  | 2018-11-02 | NO | NO | NO | [6 empty] | AC | [7 empty] | NO
PZTMF8MV | Light Efficient Design | Remphos | RPT-TOTALTUBEHOG2-T8-48IN-3500K | Linear Replacement Lamp | T8 Four-Foot | Dual Mode Internal Driver (UL Type A and Type B) |  | standard | NO | [10 empty] | 2016-02-29 | Not Dimmable | Not Dimmable | NO |  | DDDHJB | [25 empty] | 4.4 | 2315 | 132.51 | 16 | 14.95 | 0.9341 | 3500 | 82.4 |  |  |  | NO | NO | NO | 2018-05-02 | 4.3 |  | standard |  |  |  |  | 2018-11-02 | NO | NO | NO | [6 empty] | AC | [7 empty] | NO
P8B1U3SW | Light Efficient Design | Remphos | RPT-TOTALTUBEHOG2-T8-48IN-3000K | Linear Replacement Lamp | T8 Four-Foot | Dual Mode Internal Driver (UL Type A and Type B) |  | standard | YES |  | 2296 | 132.11 | 17.38 | 14.95 | 0.9341 | 2934 | 82.4 | 5 | 50000 | 2016-02-29 | Not Dimmable | Not Dimmable | NO |  | DDDHJB | [15 empty] | 85.5 |  | 1.2 | 1.26 | [6 empty] | 4.4 | 2296 | 132.11 | 16 | 14.95 | 0.9341 | 3000 | 82.4 |  |  |  | NO | NO | NO | 2018-05-02 | 4.3 |  | standard |  |  |  |  | 2018-11-02 | NO | NO | NO | [6 empty] | AC | [7 empty] | NO
PECCUSVN | Light Efficient Design | Remphos | RPT-TOTALTUBEHOG2-T8-48IN-4000K | Linear Replacement Lamp | T8 Four-Foot | Dual Mode Internal Driver (UL Type A and Type B) |  | standard | NO | [10 empty] | 2016-02-29 | Not Dimmable | Not Dimmable | NO |  | DDDHJB | [25 empty] | 4.4 | 2334 | 133.6 | 16 | 14.95 | 0.9341 | 4000 | 82.4 |  |  |  | NO | NO | NO | 2018-05-02 | 4.3 |  | standard |  |  |  |  | 2018-11-02 | NO | NO | NO | [6 empty] | AC | [7 empty] | NO
PSAA5D5J | Light Efficient Design | Remphos | RPT-TOTALTUBEG2-T8-48IN-3000K | Linear Replacement Lamp | T8 Four-Foot | Dual Mode Internal Driver (UL Type A and Type B) |  | standard | YES |  | 1826 | 128.59 | 14.2 | 14.33 | 0.9362 | 2932 | 82.3 | 5 | 50000 | 2016-02-29 | Not Dimmable | Not Dimmable | NO |  | DDDHIZ | [15 empty] | 85.5 |  | 1.2 | 1.24 | [6 empty] | 4.4 | 1826 | 128.59 | 12 | 14.33 | 0.9362 | 3000 | 82.3 |  |  |  | NO | NO | NO | 2018-05-02 | 4.3 |  | standard |  |  |  |  | 2018-11-02 | NO | NO | NO | [6 empty] | AC | [7 empty] | NO
PMHR1P29 | Light Efficient Design | Remphos | RPT-TOTALTUBEHOG2-T8-48IN-5000K | Linear Replacement Lamp | T8 Four-Foot | Dual Mode Internal Driver (UL Type A and Type B) |  | standard | NO | [10 empty] | 2016-02-29 | Not Dimmable | Not Dimmable | NO |  | DDDHJB | [25 empty] | 4.4 | 2354 | 134.05 | 16 | 14.49 | 0.9326 | 5000 | 83 |  |  |  | NO | NO | NO | 2018-05-02 | 4.3 |  | standard |  |  |  |  | 2018-11-02 | NO | NO | NO | [6 empty] | AC | [7 empty] | NO
P7XV6F6C | Light Efficient Design | Remphos | RPT-TOTALTUBEMOG2-T8-48IN-3000K | Linear Replacement Lamp | T8 Four-Foot | Dual Mode Internal Driver (UL Type A and Type B) |  | standard | YES |  | 2082 | 131.36 | 15.85 | 14.96 | 0.9226 | 2930 | 82.3 | 5 | 50000 | 2016-02-29 | Not Dimmable | Not Dimmable | NO | Product de-listed on 4/1/2017, re-listed on 4/28/2017 due to allowances requirements change | DDDHJA | [15 empty] | 85.4 |  | 1.2 | 1.24 | [6 empty] | 4.4 | 2082 | 131.36 | 14 | 15.02 | 0.933 | 3000 | 82.3 |  |  |  | YES | NO | NO | 2018-05-02 | 4.3 |  | standard |  |  |  |  | 2018-11-02 | NO | NO | NO | [6 empty] | AC | [7 empty] | NO
PWE8Y3UX | Light Efficient Design | Remphos | RPT-TOTALTUBEG2-T8-48IN-4000K | Linear Replacement Lamp | T8 Four-Foot | Dual Mode Internal Driver (UL Type A and Type B) |  | standard | NO | [10 empty] | 2016-02-29 | Not Dimmable | Not Dimmable | NO |  | DDDHIZ | [25 empty] | 4.4 | 1856 | 129.97 | 12 | 14.33 | 0.9362 | 4000 | 82.3 |  |  |  | NO | NO | NO | 2018-05-02 | 4.3 |  | standard |  |  |  |  | 2018-11-02 | NO | NO | NO | [6 empty] | AC | [7 empty] | NO
PWC9DUB2 | Light Efficient Design | Remphos | RPT-TOTALTUBEG2-T8-48IN-5000K | Linear Replacement Lamp | T8 Four-Foot | Dual Mode Internal Driver (UL Type A and Type B) |  | standard | NO | [10 empty] | 2016-02-29 | Not Dimmable | Not Dimmable | NO |  | DDDHIZ | [25 empty] | 4.4 | 1871 | 130.38 | 12 | 14.57 | 0.9264 | 5000 | 82.4 |  |  |  | NO | NO | NO | 2018-05-02 | 4.3 |  | standard |  |  |  |  | 2018-11-02 | NO | NO | NO | [6 empty] | AC | [7 empty] | NO
PWAKXJGG | Gu Yuan Optoelectronic Technology Co Ltd | GY | L14W-48T8/840 | Linear Replacement Lamp | T8 Four-Foot | Replacement Lamps (plug and play) (UL Type A) |  | standard | NO | [10 empty] | 2016-02-25 | Not Dimmable | Not Dimmable | NO |  | TTTTYN | [25 empty] | 4.4 | 2000 | 120 | 16.5 | 15 | 0.98 | 4000 | 80 |  |  |  | NO | NO | NO | 2018-05-02 | 4.3 |  | standard |  |  |  |  | 2018-11-02 | NO | NO | NO | [6 empty] | AC | [7 empty] | NO
PSYPKZ6B | Gu Yuan Optoelectronic Technology Co Ltd | GY | L16W-48T8/840 | Linear Replacement Lamp | T8 Four-Foot | Replacement Lamps (plug and play) (UL Type A) |  | standard | NO | [10 empty] | 2016-02-25 | Not Dimmable | Not Dimmable | NO |  | TTTTYO | [25 empty] | 4.4 | 2300 | 120 | 19 | 15 | 0.98 | 4000 | 80 |  |  |  | NO | NO | NO | 2018-05-02 | 4.3 |  | standard |  |  |  |  | 2018-11-02 | NO | NO | NO | [6 empty] | AC | [7 empty] | NO
PTC41QMU | Gu Yuan Optoelectronic Technology Co Ltd | GY | L16W-48T8/850 | Linear Replacement Lamp | T8 Four-Foot | Replacement Lamps (plug and play) (UL Type A) |  | standard | NO | [10 empty] | 2016-02-25 | Not Dimmable | Not Dimmable | NO |  | TTTTYO | [25 empty] | 4.4 | 2300 | 120 | 19 | 15 | 0.98 | 5000 | 80 |  |  |  | NO | NO | NO | 2018-05-02 | 4.3 |  | standard |  |  |  |  | 2018-11-02 | NO | NO | NO | [6 empty] | AC | [7 empty] | NO
PA3SVD4Y | Gu Yuan Optoelectronic Technology Co Ltd | GY | L14W-48T8/850 | Linear Replacement Lamp | T8 Four-Foot | Replacement Lamps (plug and play) (UL Type A) |  | standard | NO | [10 empty] | 2016-02-25 | Not Dimmable | Not Dimmable | NO |  | TTTTYN | [25 empty] | 4.4 | 2000 | 120 | 16.5 | 15 | 0.98 | 5000 | 80 |  |  |  | NO | NO | NO | 2018-05-02 | 4.3 |  | standard |  |  |  |  | 2018-11-02 | NO | NO | NO | [6 empty] | AC | [7 empty] | NO
PW64S5SK | LEEDARSON LIGHTING Co.,Ltd / Leedarson Lighting Fixtures Co.,Ltd. | LEEDARSON | 6aG-LT2200SG-A2-05 | Linear Replacement Lamp | T8 Four-Foot | Replacement Lamps (plug and play) (UL Type A) |  | standard | NO | [10 empty] | 2016-02-02 | Not Dimmable | Not Dimmable | NO |  | YYYATE | [25 empty] | 4.4 | 2200 | 125 | 19.4 | 7.2 | 0.987 | 5000 | 80 |  |  |  | NO | NO | NO | 2018-05-02 | 4.3 |  | standard |  |  |  |  | 2018-11-02 | NO | NO | NO | [6 empty] | AC | [7 empty] | NO
P4UGXHNP | LEEDARSON LIGHTING Co.,Ltd / Leedarson Lighting Fixtures Co.,Ltd. | LEEDARSON | 6aG-LT2200SG-A2-04 | Linear Replacement Lamp | T8 Four-Foot | Replacement Lamps (plug and play) (UL Type A) |  | standard | YES |  | 2345.9 | 121.93 | 19.24 | 7.2 | 0.987 | 4021 | 85.4 | 5 | 50000 | 2016-02-02 | Not Dimmable | Not Dimmable | NO |  | YYYATE | [15 empty] | 82.2 |  | 1.34 | 1.28 | [6 empty] | 4.4 | 2200 | 120 | 19.4 | 7.2 | 0.987 | 4000 | 80 |  |  |  | NO | NO | NO | 2018-05-02 | 4.3 |  | standard |  |  |  |  | 2018-11-02 | NO | NO | NO | [6 empty] | AC | [7 empty] | NO
PT7ZL9TZ | RAB Lighting | RAB | T8-12-48P-840-DIR | Linear Replacement Lamp | T8 Four-Foot | Replacement Lamps (plug and play) (UL Type A) |  | standard | NO | [10 empty] | 2018-10-12 | Not Dimmable | Not Dimmable | NO |  | BBBEMF | [25 empty] | 4.4 | 1800 | 150 | 12 | 13.4 | 0.9712 | 4000 | 82 |  |  |  | NO | NO | NO | [8 empty] | 2018-11-02 | NO | NO | NO | [6 empty] | AC | [7 empty] | NO
PNGUXZUY | Philips Lighting North America Corporation | Philips | 9290012267 | Linear Replacement Lamp | T8 Four-Foot | Replacement Lamps (plug and play) (UL Type A) |  | standard | YES |  | 2422 | 117 | 20.75 | 10.3 | 0.9873 | 3511 | 82.4 | 5 | 50000 | 2016-01-26 | Not Dimmable | Not Dimmable | NO |  | KKKYOI | [15 empty] | 82.66 |  | 1.27 | 1.32 | [6 empty] | 4.4 | 2400 | 120 | 20 | 8 | 0.9 | 3500 | 82 |  |  |  | NO | NO | NO | 2018-05-02 | 4.3 |  | standard |  |  |  |  | 2018-11-02 | NO | NO | NO | [6 empty] | AC | [7 empty] | NO
PGES427V | RAB Lighting | RAB | T8-12-48P-830-DIR | Linear Replacement Lamp | T8 Four-Foot | Replacement Lamps (plug and play) (UL Type A) |  | standard | YES |  | 1998 | 149 | 13.41 | 13.4 | 0.971 | 3022 | 85.2 | 5 | 50000 | 2018-10-12 | Not Dimmable | Not Dimmable | NO |  | BBBEMF | [15 empty] | 82.7 |  | 1.26 | 1.32 | [6 empty] | 4.4 | 1650 | 137.5 | 12 | 13.4 | 0.9712 | 3000 | 82 |  |  |  | NO | NO | NO | [8 empty] | 2018-11-02 | NO | NO | NO | [6 empty] | AC | [7 empty] | NO
PQWHVDAC | Disruptive SSL | Disruptive SSL | DXTH19 (5000K) | Linear Replacement Lamp | T8 Four-Foot | Dual Mode Internal Driver (UL Type A and Type B) |  | standard | NO | [10 empty] | 2016-01-26 | Not Yet Verified | Not Yet Verified | NO |  | PPPQNA | [25 empty] | 4.4 | 2563 | 131.98 | 19.42 | 12.6 | 0.9148 | 3500 | 82.6 |  |  |  | NO | NO | NO | 2018-05-02 | 4.3 |  | standard |  |  |  |  | 2018-11-02 | NO | NO | NO | [6 empty] | AC | [7 empty] | NO
P64781JQ | Disruptive SSL | Disruptive SSL | DXTH19 (4000K) | Linear Replacement Lamp | T8 Four-Foot | Dual Mode Internal Driver (UL Type A and Type B) |  | standard | NO | [10 empty] | 2016-01-26 | Not Yet Verified | Not Yet Verified | NO |  | PPPQNA | [25 empty] | 4.4 | 2609 | 134.35 | 19.42 | 12.6 | 0.9148 | 4500 | 82.6 |  |  |  | NO | NO | NO | 2018-05-02 | 4.3 |  | standard |  |  |  |  | 2018-11-02 | NO | NO | NO | [6 empty] | AC | [7 empty] | NO
P9BA8MBA | Disruptive SSL | Disruptive SSL | DXTH19 (3000K) | Linear Replacement Lamp | T8 Four-Foot | Dual Mode Internal Driver (UL Type A and Type B) |  | standard | YES |  | 2518 | 130.53 | 19.29 | 12.44 | 0.9265 | 2993 | 82.6 | 5 | 50000 | 2016-01-26 | Not Yet Verified | Not Yet Verified | NO |  | PPPQNA | [15 empty] | 91.4 |  | 1.2 | 1.36 | [6 empty] | 4.4 | 2540 | 131.06 | 19.38 | 12.6 | 0.9148 | 3000 | 82.6 |  |  |  | NO | NO | NO | 2018-05-02 | 4.3 |  | standard |  |  |  |  | 2018-11-02 | NO | NO | NO | [6 empty] | AC | [7 empty] | NO
PPCPEXT1 | Disruptive SSL | Disruptive SSL | DXTH19 (3500K) | Linear Replacement Lamp | T8 Four-Foot | Dual Mode Internal Driver (UL Type A and Type B) |  | standard | NO | [10 empty] | 2016-01-26 | Not Yet Verified | Not Yet Verified | NO |  | PPPQNA | [25 empty] | 4.4 | 2586 | 133.16 | 19.42 | 12.6 | 0.9148 | 4000 | 82.6 |  |  |  | NO | NO | NO | 2018-05-02 | 4.3 |  | standard |  |  |  |  | 2018-11-02 | NO | NO | NO | [6 empty] | AC | [7 empty] | NO
PYH65JDN | Disruptive SSL | Disruptive SSL | DXTH19 (4500K) | Linear Replacement Lamp | T8 Four-Foot | Dual Mode Internal Driver (UL Type A and Type B) |  | standard | NO | [10 empty] | 2016-01-26 | Not Yet Verified | Not Yet Verified | NO |  | PPPQNA | [25 empty] | 4.4 | 2632 | 135.24 | 19.46 | 12.56 | 0.9252 | 5000 | 82.5 |  |  |  | NO | NO | NO | 2018-05-02 | 4.3 |  | standard |  |  |  |  | 2018-11-02 | NO | NO | NO | [6 empty] | AC | [7 empty] | NO
PVMFIEYB | RAB Lighting | RAB | T8-12-48P-850-DIR | Linear Replacement Lamp | T8 Four-Foot | Replacement Lamps (plug and play) (UL Type A) |  | standard | NO | [10 empty] | 2018-10-12 | Not Dimmable | Not Dimmable | NO |  | BBBEMF | [25 empty] | 4.4 | 1800 | 150 | 12 | 13.4 | 0.9712 | 5000 | 82 |  |  |  | NO | NO | NO | [8 empty] | 2018-11-02 | NO | NO | NO | [6 empty] | AC | [7 empty] | NO
PQ9BCKKB | Linmore LED Labs | Linmore LED | LL-T8-4-BC-18W-F-30K | Linear Replacement Lamp | T8 Four-Foot | Replacement Lamps (plug and play) (UL Type A) |  | standard | YES |  | 2391.5 | 126.77 | 18.86 | 12.01 | 0.921 | 2883 | 82.9 | 5 | 50000 | 2016-01-25 | Not Dimmable | Not Dimmable | NotYetVerified | Updated on 4/21/2017 | RRRSJZ | [15 empty] | 85 |  | 1.24 | 1.18 | [6 empty] | 4.4 | 2400 | 133 | 18 | 15 | 0.9 | 3000 | 80 |  |  |  | NO | NO | NO | 2018-05-02 | 4.3 |  | standard |  |  |  |  | 2018-11-02 | NO | NO | NO | [6 empty] | AC | [7 empty] | NO
PN3P2JHT | Lumen Impact, LLC | Lumen Impact | LI-LT8-4FTF(35K120CGSA) | Linear Replacement Lamp | T8 Four-Foot | Replacement Lamps (plug and play) (UL Type A) |  | standard | NO | [10 empty] | 2016-01-25 | Not Dimmable | Not Dimmable | NotYetVerified | Updated on 4/14/2017 | RRRSJX | [25 empty] | 4.4 | 2450 | 136 | 18 | 15 | 0.9 | 3500 | 80 |  |  |  | NO | NO | NO | 2018-05-02 | 4.3 |  | standard |  |  |  |  | 2018-11-02 | NO | NO | NO | [6 empty] | AC | [7 empty] | NO
PSRRE7HE | InLine Electrical Resources | IER | IER-1212D-4000K | Linear Replacement Lamp | T8 Four-Foot | Replacement Lamps (plug and play) (UL Type A) |  | standard | NO | [10 empty] | 2016-01-25 | Not Dimmable | Not Dimmable | NO |  | UUUAGR | [25 empty] | 4.4 | 1600 | 133 | 12 | 11 | 0.972 | 4000 | 80 |  |  |  | NO | NO | NO | 2018-05-02 | 4.3 |  | standard |  |  |  |  | 2018-11-02 | NO | NO | NO | [6 empty] | AC | [7 empty] | NO
P46UX993 | Linmore LED Labs | Linmore LED | LL-T8-4-BC-18W-F-45K | Linear Replacement Lamp | T8 Four-Foot | Replacement Lamps (plug and play) (UL Type A) |  | standard | NO | [10 empty] | 2016-01-25 | Not Dimmable | Not Dimmable | NotYetVerified | Updated on 4/21/2017 | RRRSJZ | [25 empty] | 4.4 | 2550 | 142 | 18 | 15 | 0.9 | 4500 | 80 |  |  |  | NO | NO | NO | 2018-05-02 | 4.3 |  | standard |  |  |  |  | 2018-11-02 | NO | NO | NO | [6 empty] | AC | [7 empty] | NO
PBXVK5W3 | Linmore LED Labs | Linmore LED | LL-T8-4-BC-18W-C-50K | Linear Replacement Lamp | T8 Four-Foot | Replacement Lamps (plug and play) (UL Type A) |  | standard | NO | [10 empty] | 2016-01-25 | Not Dimmable | Not Dimmable | NotYetVerified | Internal driver; compatible with existing fluorescent ballast | RRRSJY | [25 empty] | 4.4 | 2094 | 121.67 | 17.21 | 9.36 | 0.9422 | 5000 | 81.5 |  |  |  | NO | NO | NO | 2018-05-02 | 4.3 |  | standard |  |  |  |  | 2018-11-02 | NO | NO | NO | [6 empty] | AC | [7 empty] | NO
PSGRCA5P | Lumen Impact, LLC | Lumen Impact | LI-LT8-4FTF(45K120CGSA) | Linear Replacement Lamp | T8 Four-Foot | Replacement Lamps (plug and play) (UL Type A) |  | standard | NO | [10 empty] | 2016-01-25 | Not Dimmable | Not Dimmable | NotYetVerified | Updated on 4/14/2017 | RRRSJX | [25 empty] | 4.4 | 2550 | 142 | 18 | 15 | 0.9 | 4500 | 80 |  |  |  | NO | NO | NO | 2018-05-02 | 4.3 |  | standard |  |  |  |  | 2018-11-02 | NO | NO | NO | [6 empty] | AC | [7 empty] | NO
PGU9EA5X | InLine Electrical Resources | IER | IER-1212D-3500K | Linear Replacement Lamp | T8 Four-Foot | Replacement Lamps (plug and play) (UL Type A) |  | standard | YES |  | 1597.8 | 133.26 | 11.9 | 10.3 | 0.972 | 3431 | 82 | 5 | 50000 | 2016-01-25 | Not Dimmable | Not Dimmable | NO |  | UUUAGR | [15 empty] | 83.9 |  | 1.24 | 1.3 | [6 empty] | 4.4 | 1600 | 133 | 12 | 11 | 0.972 | 3500 | 80 |  |  |  | NO | NO | NO | 2018-05-02 | 4.3 |  | standard |  |  |  |  | 2018-11-02 | NO | NO | NO | [6 empty] | AC | [7 empty] | NO
PC8ZF4XG | Linmore LED Labs | Linmore LED | LL-T8-4-BC-18W-F-35K | Linear Replacement Lamp | T8 Four-Foot | Replacement Lamps (plug and play) (UL Type A) |  | standard | NO | [10 empty] | 2016-01-25 | Not Dimmable | Not Dimmable | NotYetVerified | Updated on 4/21/2017 | RRRSJZ | [25 empty] | 4.4 | 2450 | 136 | 18 | 15 | 0.9 | 3500 | 80 |  |  |  | NO | NO | NO | 2018-05-02 | 4.3 |  | standard |  |  |  |  | 2018-11-02 | NO | NO | NO | [6 empty] | AC | [7 empty] | NO
PGUGEBWE | Lumen Impact, LLC | Lumen Impact | LI-LT8-4FTF(30K120CGSA) | Linear Replacement Lamp | T8 Four-Foot | Replacement Lamps (plug and play) (UL Type A) |  | standard | YES |  | 2391.5 | 126.77 | 18.86 | 12.01 | 0.921 | 2883 | 82.9 | 5 | 50000 | 2016-01-25 | Not Dimmable | Not Dimmable | NotYetVerified | Updated on 4/14/2017 | RRRSJX | [15 empty] | 85 |  | 1.24 | 1.18 | [6 empty] | 4.4 | 2400 | 133 | 18 | 15 | 0.9 | 3000 | 80 |  |  |  | NO | NO | NO | 2018-05-02 | 4.3 |  | standard |  |  |  |  | 2018-11-02 | NO | NO | NO | [6 empty] | AC | [7 empty] | NO
PNAXKD6J | Lumen Impact, LLC | Lumen Impact | LI-LT8-4FTC(50K120CGSA) | Linear Replacement Lamp | T8 Four-Foot | Replacement Lamps (plug and play) (UL Type A) |  | standard | NO | [10 empty] | 2016-01-25 | Not Dimmable | Not Dimmable | NotYetVerified | Internal driver; compatible with existing fluorescent ballast | RRRSJW | [25 empty] | 4.4 | 2094 | 121.67 | 17.21 | 9.36 | 0.9422 | 5000 | 81.5 |  |  |  | NO | NO | NO | 2018-05-02 | 4.3 |  | standard |  |  |  |  | 2018-11-02 | NO | NO | NO | [6 empty] | AC | [7 empty] | NO
PBGBCABR | Linmore LED Labs | Linmore LED | LL-T8-4-BC-18W-F-50K | Linear Replacement Lamp | T8 Four-Foot | Replacement Lamps (plug and play) (UL Type A) |  | standard | NO | [10 empty] | 2016-01-25 | Not Dimmable | Not Dimmable | NotYetVerified | Updated on 4/21/2017 | RRRSJZ | [25 empty] | 4.4 | 2600 | 144 | 18 | 15 | 0.9 | 5000 | 80 |  |  |  | NO | NO | NO | 2018-05-02 | 4.3 |  | standard |  |  |  |  | 2018-11-02 | NO | NO | NO | [6 empty] | AC | [7 empty] | NO
P9SA5PB1 | Lumen Impact, LLC | Lumen Impact | LI-LT8-4FTF(50K120CGSA) | Linear Replacement Lamp | T8 Four-Foot | Replacement Lamps (plug and play) (UL Type A) |  | standard | NO | [10 empty] | 2016-01-25 | Not Dimmable | Not Dimmable | NotYetVerified | Updated on 4/14/2017 | RRRSJX | [25 empty] | 4.4 | 2600 | 144 | 18 | 15 | 0.9 | 5000 | 80 |  |  |  | NO | NO | NO | 2018-05-02 | 4.3 |  | standard |  |  |  |  | 2018-11-02 | NO | NO | NO | [6 empty] | AC | [7 empty] | NO
PBS7271W | InLine Electrical Resources | IER | IER-1212D-5000K | Linear Replacement Lamp | T8 Four-Foot | Replacement Lamps (plug and play) (UL Type A) |  | standard | NO | [10 empty] | 2016-01-25 | Not Dimmable | Not Dimmable | NO |  | UUUAGR | [25 empty] | 4.4 | 1600 | 133 | 12 | 11 | 0.972 | 5000 | 80 |  |  |  | NO | NO | NO | 2018-05-02 | 4.3 |  | standard |  |  |  |  | 2018-11-02 | NO | NO | NO | [6 empty] | AC | [7 empty] | NO
PQ2A7WBQ | Linmore LED Labs | Linmore LED | LL-T8-4-BC-18W-F-40K | Linear Replacement Lamp | T8 Four-Foot | Replacement Lamps (plug and play) (UL Type A) |  | standard | NO | [10 empty] | 2016-01-25 | Not Dimmable | Not Dimmable | NotYetVerified | Updated on 4/21/2017 | RRRSJZ | [25 empty] | 4.4 | 2500 | 139 | 18 | 15 | 0.9 | 4000 | 80 |  |  |  | NO | NO | NO | 2018-05-02 | 4.3 |  | standard |  |  |  |  | 2018-11-02 | NO | NO | NO | [6 empty] | AC | [7 empty] | NO
PKY3866Q | Green Lumens | Green Lumens | GL-T8-4FTC(50K120CGSA) | Linear Replacement Lamp | T8 Four-Foot | Replacement Lamps (plug and play) (UL Type A) |  | standard | NO | [10 empty] | 2016-01-25 | Not Dimmable | Not Dimmable | NotYetVerified | Internal driver; compatible with existing fluorescent ballast | BBBBWY | [25 empty] | 4.4 | 2094 | 121.67 | 17.21 | 9.36 | 0.9422 | 5000 | 81.5 |  |  |  | NO | NO | NO | 2018-05-02 | 4.3 |  | standard |  |  |  |  | 2018-11-02 | NO | NO | NO | [6 empty] | AC | [7 empty] | NO
PD3KBE16 | Lumen Impact, LLC | Lumen Impact | LI-LT8-4FTF(40K120CGSA) | Linear Replacement Lamp | T8 Four-Foot | Replacement Lamps (plug and play) (UL Type A) |  | standard | NO | [10 empty] | 2016-01-25 | Not Dimmable | Not Dimmable | NotYetVerified | Updated on 4/14/2017 | RRRSJX | [25 empty] | 4.4 | 2500 | 139 | 18 | 15 | 0.9 | 4000 | 80 |  |  |  | NO | NO | NO | 2018-05-02 | 4.3 |  | standard |  |  |  |  | 2018-11-02 | NO | NO | NO | [6 empty] | AC | [7 empty] | NO
PT7MJ5AS | AB Tech Solution INC | SmartPwrNet | ABTS-T8-18W-45K | Linear Replacement Lamp | T8 Four-Foot | Replacement Lamps (plug and play) (UL Type A) |  | standard | NO | [10 empty] | 2016-01-22 | Not Dimmable | Not Dimmable | NO |  | OOOAAC | [25 empty] | 4.4 | 2250 | 125 | 18 | 20 | 0.98 | 4500 | 80 |  |  |  | NO | NO | NO | 2018-05-02 | 4.3 |  | standard |  |  |  |  | 2018-11-02 | NO | NO | NO | [6 empty] | AC | [7 empty] | NO
PDQ3VFSQ | VOOTU Inc. | VOOTU | VT-T812-18WC04 4000K | Linear Replacement Lamp | T8 Four-Foot | Replacement Lamps (plug and play) (UL Type A) |  | standard | NO | [10 empty] | 2016-01-22 | Not Dimmable | Not Dimmable | NotYetVerified |  | BBBBQJ | [25 empty] | 4.4 | 2384 | 128.73 | 18.52 | 12.15 | 0.9054 | 4000 | 81.4 |  |  |  | NO | NO | NO | 2018-05-02 | 4.3 |  | standard |  |  |  |  | 2018-11-02 | NO | NO | NO | [6 empty] | AC | [7 empty] | NO
P18WE98N | VOOTU Inc. | VOOTU | VT-T812-22WC04 4500K | Linear Replacement Lamp | T8 Four-Foot | Replacement Lamps (plug and play) (UL Type A) |  | standard | NO | [10 empty] | 2016-01-22 | Not Dimmable | Not Dimmable | NotYetVerified |  | BBBBQL | [25 empty] | 4.4 | 2782 | 123.43 | 22.54 | 15.42 | 0.9038 | 4500 | 81.9 |  |  |  | NO | NO | NO | 2018-05-02 | 4.3 |  | standard |  |  |  |  | 2018-11-02 | NO | NO | NO | [6 empty] | AC | [7 empty] | NO
P352RZTQ | LEDXPERT Lighting Inc. | LEDXPERT | EBT8M4-22W-AL(Frosted 5000K) | Linear Replacement Lamp | T8 Four-Foot | Replacement Lamps (plug and play) (UL Type A) |  | standard | NO | [10 empty] | 2016-01-22 | Not Dimmable | Not Dimmable | NO |  | BBBBPW | [25 empty] | 4.4 | 3070 | 139.55 | 22 | 15 | 0.9 | 5000 | 80 |  |  |  | NO | NO | NO | 2018-05-02 | 4.3 |  | standard |  |  |  |  | 2018-11-02 | NO | NO | NO | [6 empty] | AC | [7 empty] | NO
P7SR4NFV | AB Tech Solution INC | SmartPwrNet | ABTS-T8-18W-40K | Linear Replacement Lamp | T8 Four-Foot | Replacement Lamps (plug and play) (UL Type A) |  | standard | NO | [10 empty] | 2016-01-22 | Not Dimmable | Not Dimmable | NO |  | OOOAAC | [25 empty] | 4.4 | 2250 | 125 | 18 | 20 | 0.98 | 4000 | 80 |  |  |  | NO | NO | NO | 2018-05-02 | 4.3 |  | standard |  |  |  |  | 2018-11-02 | NO | NO | NO | [6 empty] | AC | [7 empty] | NO
PCYTW1KV | VOOTU Inc. | VOOTU | VT-T812-18WC04 3500K | Linear Replacement Lamp | T8 Four-Foot | Replacement Lamps (plug and play) (UL Type A) |  | standard | NO | [10 empty] | 2016-01-22 | Not Dimmable | Not Dimmable | NotYetVerified |  | BBBBQJ | [25 empty] | 4.4 | 2384 | 128.73 | 18.52 | 12.15 | 0.9054 | 3500 | 81.4 |  |  |  | NO | NO | NO | 2018-05-02 | 4.3 |  | standard |  |  |  |  | 2018-11-02 | NO | NO | NO | [6 empty] | AC | [7 empty] | NO
PK51D9ZJ | VOOTU Inc. | VOOTU | VT-T812-18WC04 5000K | Linear Replacement Lamp | T8 Four-Foot | Replacement Lamps (plug and play) (UL Type A) |  | standard | NO | [10 empty] | 2016-01-22 | Not Dimmable | Not Dimmable | NotYetVerified |  | BBBBQJ | [25 empty] | 4.4 | 2431 | 130.49 | 18.63 | 12.01 | 0.9022 | 5000 | 83 |  |  |  | NO | NO | NO | 2018-05-02 | 4.3 |  | standard |  |  |  |  | 2018-11-02 | NO | NO | NO | [6 empty] | AC | [7 empty] | NO
P8V8KR85 | LEDXPERT Lighting Inc. | LEDXPERT | EBT8M4-22W-AL(Frosted 3500K) | Linear Replacement Lamp | T8 Four-Foot | Replacement Lamps (plug and play) (UL Type A) |  | standard | NO | [10 empty] | 2016-01-22 | Not Dimmable | Not Dimmable | NO |  | BBBBPW | [25 empty] | 4.4 | 2650 | 120.45 | 22 | 15 | 0.9 | 3500 | 80 |  |  |  | NO | NO | NO | 2018-05-02 | 4.3 |  | standard |  |  |  |  | 2018-11-02 | NO | NO | NO | [6 empty] | AC | [7 empty] | NO
PMA8ERK2 | Parth I Inc, dba midwest circuits | Midwest circuits | MC-T8-4-20W-BCUD | Linear Replacement Lamp | T8 Four-Foot | Replacement Lamps (plug and play) (UL Type A) |  | standard | NO | [10 empty] | 2016-01-22 | Not Dimmable | Not Dimmable | NO |  | BBBBQY | [25 empty] | 4.4 | 2631 | 120.63 | 21.81 | 6.39 | 0.9093 | 5000 | 84 |  |  |  | NO | NO | NO | 2018-05-02 | 4.3 |  | standard |  |  |  |  | 2018-11-02 | NO | NO | NO | [6 empty] | AC | [7 empty] | NO
PV85WDMK | VOOTU Inc. | VOOTU | VT-T812-18WC04 3000K | Linear Replacement Lamp | T8 Four-Foot | Replacement Lamps (plug and play) (UL Type A) |  | standard | YES |  | 2384 | 128.73 | 18.52 | 12.15 | 0.9054 | 2873 | 81.4 | 5 | 50000 | 2016-01-22 | Not Dimmable | Not Dimmable | NotYetVerified |  | BBBBQJ | [15 empty] | 90.8 |  | 1.35 | 1.24 | [6 empty] | 4.4 | 2384 | 128.73 | 18.52 | 12.15 | 0.9054 | 3000 | 81.4 |  |  |  | NO | NO | NO | 2018-05-02 | 4.3 |  | standard |  |  |  |  | 2018-11-02 | NO | NO | NO | [6 empty] | AC | [7 empty] | NO
PXUBWZVH | VOOTU Inc. | VOOTU | VT-T812-22WC04 5000K | Linear Replacement Lamp | T8 Four-Foot | Replacement Lamps (plug and play) (UL Type A) |  | standard | NO | [10 empty] | 2016-01-22 | Not Dimmable | Not Dimmable | NotYetVerified |  | BBBBQL | [25 empty] | 4.4 | 2839 | 124.57 | 22.79 | 15.39 | 0.9069 | 5000 | 83 |  |  |  | NO | NO | NO | 2018-05-02 | 4.3 |  | standard |  |  |  |  | 2018-11-02 | NO | NO | NO | [6 empty] | AC | [7 empty] | NO
PEPVWBPS | LEDXPERT Lighting Inc. | LEDXPERT | EBT8M4-22W-AL(Frosted 4500K) | Linear Replacement Lamp | T8 Four-Foot | Replacement Lamps (plug and play) (UL Type A) |  | standard | NO | [10 empty] | 2016-01-22 | Not Dimmable | Not Dimmable | NO |  | BBBBPW | [25 empty] | 4.4 | 3070 | 139.55 | 22 | 15 | 0.9 | 4500 | 80 |  |  |  | NO | NO | NO | 2018-05-02 | 4.3 |  | standard |  |  |  |  | 2018-11-02 | NO | NO | NO | [6 empty] | AC | [7 empty] | NO
P3TR8AMW | LEDXPERT Lighting Inc. | LEDXPERT | EBT8M4-22W-AL(Frosted 3000K) | Linear Replacement Lamp | T8 Four-Foot | Replacement Lamps (plug and play) (UL Type A) |  | standard | YES |  | 2564.9 | 120.5 | 21.29 | 1.71 | 0.944 | 2902 | 83.8 | 5 | 50000 | 2016-01-22 | Not Dimmable | Not Dimmable | NO |  | BBBBPW | [15 empty] | 84.2 |  | 1.18 | 1.24 | [6 empty] | 4.4 | 2650 | 120.45 | 22 | 15 | 0.9 | 3000 | 80 |  |  |  | NO | NO | NO | 2018-05-02 | 4.3 |  | standard |  |  |  |  | 2018-11-02 | NO | NO | NO | [6 empty] | AC | [7 empty] | NO
P5MB5VZT | VOOTU Inc. | VOOTU | VT-T812-22WC04 3000K | Linear Replacement Lamp | T8 Four-Foot | Replacement Lamps (plug and play) (UL Type A) |  | standard | YES |  | 2782 | 123.43 | 22.54 | 15.42 | 0.9038 | 2896 | 81.9 | 5 | 50000 | 2016-01-22 | Not Dimmable | Not Dimmable | NotYetVerified |  | BBBBQL | [15 empty] | 91 |  | 1.39 | 1.24 | [6 empty] | 4.4 | 2782 | 123.43 | 22.54 | 15.42 | 0.9038 | 3000 | 81.9 |  |  |  | NO | NO | NO | 2018-05-02 | 4.3 |  | standard |  |  |  |  | 2018-11-02 | NO | NO | NO | [6 empty] | AC | [7 empty] | NO
PH9K8DHH | VOOTU Inc. | VOOTU | VT-T812-22WC04 3500K | Linear Replacement Lamp | T8 Four-Foot | Replacement Lamps (plug and play) (UL Type A) |  | standard | NO | [10 empty] | 2016-01-22 | Not Dimmable | Not Dimmable | NotYetVerified |  | BBBBQL | [25 empty] | 4.4 | 2782 | 123.43 | 22.54 | 15.42 | 0.9038 | 3500 | 81.9 |  |  |  | NO | NO | NO | 2018-05-02 | 4.3 |  | standard |  |  |  |  | 2018-11-02 | NO | NO | NO | [6 empty] | AC | [7 empty] | NO
PPZU1FPH | VOOTU Inc. | VOOTU | VT-T812-22WC04 4000K | Linear Replacement Lamp | T8 Four-Foot | Replacement Lamps (plug and play) (UL Type A) |  | standard | NO | [10 empty] | 2016-01-22 | Not Dimmable | Not Dimmable | NotYetVerified |  | BBBBQL | [25 empty] | 4.4 | 2782 | 123.43 | 22.54 | 15.42 | 0.9038 | 4000 | 81.9 |  |  |  | NO | NO | NO | 2018-05-02 | 4.3 |  | standard |  |  |  |  | 2018-11-02 | NO | NO | NO | [6 empty] | AC | [7 empty] | NO
PZYHCN5G | AB Tech Solution INC | SmartPwrNet | ABTS-T8-18W-50K | Linear Replacement Lamp | T8 Four-Foot | Replacement Lamps (plug and play) (UL Type A) |  | standard | NO | [10 empty] | 2016-01-22 | Not Dimmable | Not Dimmable | NO |  | OOOAAC | [25 empty] | 4.4 | 2250 | 125 | 18 | 20 | 0.98 | 5000 | 80 |  |  |  | NO | NO | NO | 2018-05-02 | 4.3 |  | standard |  |  |  |  | 2018-11-02 | NO | NO | NO | [6 empty] | AC | [7 empty] | NO
PZXADFFP | VOOTU Inc. | VOOTU | VT-T812-18WC04 4500K | Linear Replacement Lamp | T8 Four-Foot | Replacement Lamps (plug and play) (UL Type A) |  | standard | NO | [10 empty] | 2016-01-22 | Not Dimmable | Not Dimmable | NotYetVerified |  | BBBBQJ | [25 empty] | 4.4 | 2384 | 128.73 | 18.52 | 12.15 | 0.9054 | 4500 | 81.4 |  |  |  | NO | NO | NO | 2018-05-02 | 4.3 |  | standard |  |  |  |  | 2018-11-02 | NO | NO | NO | [6 empty] | AC | [7 empty] | NO
PFSRD9Y5 | LEDXPERT Lighting Inc. | LEDXPERT | EBT8M4-22W-AL(Frosted 4000K) | Linear Replacement Lamp | T8 Four-Foot | Replacement Lamps (plug and play) (UL Type A) |  | standard | NO | [10 empty] | 2016-01-22 | Not Dimmable | Not Dimmable | NO |  | BBBBPW | [25 empty] | 4.4 | 3070 | 139.55 | 22 | 15 | 0.9 | 4000 | 80 |  |  |  | NO | NO | NO | 2018-05-02 | 4.3 |  | standard |  |  |  |  | 2018-11-02 | NO | NO | NO | [6 empty] | AC | [7 empty] | NO
PJFEGP7R | ECO Lighting Solutions | ECO | ECO-T812W2FT plug and play LED tube [Frosted 3000K] | Linear Replacement Lamp | T8 Four-Foot | Dual Mode Internal Driver (UL Type A and Type B) |  | standard | YES |  | 1608 | 125.5 | 12.81 | 14.97 | 0.8986 | 2946 | 81.2 | 5 | 50000 | 2016-01-20 | Not Dimmable | Not Dimmable | NotYetVerified | Product updated on 5/6/2017 | BBBBPB | [15 empty] | 84.8 |  | 1.22 | 1.15 | [6 empty] | 4.4 | 1608 | 125.5 | 12.81 | 13.23 | 0.9012 | 3000 | 81.8 |  |  |  | NO | NO | NO | 2018-05-02 | 4.3 |  | standard |  |  |  |  | 2018-11-02 | NO | NO | NO | [6 empty] | AC | [7 empty] | NO
PG3DYHPQ | ECO Lighting Solutions | ECO | ECO-T818W4FT plug and play LED tube [Frosted 4500K] | Linear Replacement Lamp | T8 Four-Foot | Replacement Lamps (plug and play) (UL Type A) |  | standard | NO | [10 empty] | 2016-01-20 | Not Dimmable | Not Dimmable | NotYetVerified | Product updated on 5/6/2017 | BBBBPA | [25 empty] | 4.4 | 2072 | 121.31 | 17.08 | 12.5 | 0.9156 | 4500 | 82.2 |  |  |  | NO | NO | NO | 2018-05-02 | 4.3 |  | standard |  |  |  |  | 2018-11-02 | NO | NO | NO | [6 empty] | AC | [7 empty] | NO
P8AUCKCM | ECO Lighting Solutions | ECO | ECO-T8-13W1200 BIXX LED tube [5000K Frosted] | Linear Replacement Lamp | T8 Four-Foot | Replacement Lamps (plug and play) (UL Type A) |  | standard | NO | [10 empty] | 2016-01-20 | Not Dimmable | Not Dimmable | NotYetVerified | Product updated on 5/6/2017 | BBBBPD | [25 empty] | 4.4 | 1832 | 138.89 | 13.19 | 20 | 0.9 | 5000 | 83 |  |  |  | NO | NO | NO | 2018-05-02 | 4.3 |  | standard |  |  |  |  | 2018-11-02 | NO | NO | NO | [6 empty] | AC | [7 empty] | NO
P9FAAPSE | ECO Lighting Solutions | ECO | ECO-T812W2FT plug and play LED tube [Frosted 3500K] | Linear Replacement Lamp | T8 Four-Foot | Dual Mode Internal Driver (UL Type A and Type B) |  | standard | NO | [10 empty] | 2016-01-20 | Not Dimmable | Not Dimmable | NotYetVerified | Product updated on 5/6/2017 | BBBBPB | [25 empty] | 4.4 | 1608 | 125.5 | 12.81 | 13.23 | 0.9012 | 3500 | 81.8 |  |  |  | NO | NO | NO | 2018-05-02 | 4.3 |  | standard |  |  |  |  | 2018-11-02 | NO | NO | NO | [6 empty] | AC | [7 empty] | NO
PSH9FFK3 | ECO Lighting Solutions | ECO | ECO-T8-15W1200 BIXX [3500K Frosted] | Linear Replacement Lamp | T8 Four-Foot | Replacement Lamps (plug and play) (UL Type A) |  | standard | NO | [10 empty] | 2016-01-20 | Not Dimmable | Not Dimmable | NotYetVerified | Product updated on 5/6/2017 | BBBBPC | [25 empty] | 4.4 | 2026 | 141.28 | 14.34 | 20 | 0.9 | 3500 | 82 |  |  |  | NO | NO | NO | 2018-05-02 | 4.3 |  | standard |  |  |  |  | 2018-11-02 | NO | NO | NO | [6 empty] | AC | [7 empty] | NO
PZ3HBDVN | ECO Lighting Solutions | ECO | ECO-T818W4FT plug and play LED tube [Frosted 5000K] | Linear Replacement Lamp | T8 Four-Foot | Replacement Lamps (plug and play) (UL Type A) |  | standard | NO | [10 empty] | 2016-01-20 | Not Dimmable | Not Dimmable | NotYetVerified | Product updated on 5/6/2017 | BBBBPA | [25 empty] | 4.4 | 2250 | 131.43 | 17.12 | 12.9 | 0.9081 | 5000 | 80.7 |  |  |  | NO | NO | NO | 2018-05-02 | 4.3 |  | standard |  |  |  |  | 2018-11-02 | NO | NO | NO | [6 empty] | AC | [7 empty] | NO
PR3CM8GE | ECO Lighting Solutions | ECO | ECO-T8-13W1200 BIXX LED tube [4000K Frosted] | Linear Replacement Lamp | T8 Four-Foot | Replacement Lamps (plug and play) (UL Type A) |  | standard | YES |  | 1776 | 135.78 | 13.08 | 13.52 | 0.922 | 3984 | 82.5 | 5 | 50000 | 2016-01-20 | Not Dimmable | Not Dimmable | NotYetVerified | Product updated on 5/6/2017 | BBBBPD | [15 empty] | 88 |  | 1.39 | 1.21 | [6 empty] | 4.4 | 1776 | 135.78 | 13.08 | 20 | 0.9 | 4000 | 83 |  |  |  | NO | NO | NO | 2018-05-02 | 4.3 |  | standard |  |  |  |  | 2018-11-02 | NO | NO | NO | [6 empty] | AC | [7 empty] | NO
PJWWUWA4 | ECO Lighting Solutions | ECO | ECO-T818W4FT plug and play LED tube [Frosted 3500K] | Linear Replacement Lamp | T8 Four-Foot | Replacement Lamps (plug and play) (UL Type A) |  | standard | NO | [10 empty] | 2016-01-20 | Not Dimmable | Not Dimmable | NotYetVerified | Product updated on 5/6/2017 | BBBBPA | [25 empty] | 4.4 | 2072 | 121.31 | 17.08 | 12.5 | 0.9156 | 3500 | 82.2 |  |  |  | NO | NO | NO | 2018-05-02 | 4.3 |  | standard |  |  |  |  | 2018-11-02 | NO | NO | NO | [6 empty] | AC | [7 empty] | NO
PQXT9PHP | ECO Lighting Solutions | ECO | ECO-T818W4FT plug and play LED tube [Frosted 4000K] | Linear Replacement Lamp | T8 Four-Foot | Replacement Lamps (plug and play) (UL Type A) |  | standard | NO | [10 empty] | 2016-01-20 | Not Dimmable | Not Dimmable | NotYetVerified | Product updated on 5/6/2017 | BBBBPA | [25 empty] | 4.4 | 2072 | 121.31 | 17.08 | 12.5 | 0.9156 | 4000 | 82.2 |  |  |  | NO | NO | NO | 2018-05-02 | 4.3 |  | standard |  |  |  |  | 2018-11-02 | NO | NO | NO | [6 empty] | AC | [7 empty] | NO
P5U53CRV | ECO Lighting Solutions | ECO | ECO-T812W2FT plug and play LED tube [Frosted 4500K] | Linear Replacement Lamp | T8 Four-Foot | Dual Mode Internal Driver (UL Type A and Type B) |  | standard | NO | [10 empty] | 2016-01-20 | Not Dimmable | Not Dimmable | NotYetVerified | Product updated on 5/6/2017 | BBBBPB | [25 empty] | 4.4 | 1608 | 125.5 | 12.81 | 13.23 | 0.9012 | 4500 | 81.8 |  |  |  | NO | NO | NO | 2018-05-02 | 4.3 |  | standard |  |  |  |  | 2018-11-02 | NO | NO | NO | [6 empty] | AC | [7 empty] | NO
P4PTSQSE | ECO Lighting Solutions | ECO | ECO-T812W2FT plug and play LED tube [Frosted 5000K] | Linear Replacement Lamp | T8 Four-Foot | Dual Mode Internal Driver (UL Type A and Type B) |  | standard | NO | [10 empty] | 2016-01-20 | Not Dimmable | Not Dimmable | NotYetVerified | Product updated on 5/6/2017 | BBBBPB | [25 empty] | 4.4 | 1608 | 125.5 | 12.81 | 13.23 | 0.9014 | 5000 | 81.6 |  |  |  | NO | NO | NO | 2018-05-02 | 4.3 |  | standard |  |  |  |  | 2018-11-02 | NO | NO | NO | [6 empty] | AC | [7 empty] | NO
P9XYUAS6 | ECO Lighting Solutions | ECO | ECO-T818W4FT plug and play LED tube [Frosted 3000K] | Linear Replacement Lamp | T8 Four-Foot | Replacement Lamps (plug and play) (UL Type A) |  | standard | YES |  | 1839 | 109.79 | 16.75 | 9.52 | 0.9366 | 3001 | 82.7 | 5 | 50000 | 2016-01-20 | Not Dimmable | Not Dimmable | NotYetVerified | Product updated on 5/6/2017 | BBBBPA | [15 empty] | 88.1 |  | 1.45 | 1.23 | [6 empty] | 4.4 | 2072 | 121.31 | 17.08 | 12.5 | 0.9156 | 3000 | 82.2 |  |  |  | NO | NO | NO | 2018-05-02 | 4.3 |  | standard |  |  |  |  | 2018-11-02 | NO | NO | NO | [6 empty] | AC | [7 empty] | NO
PBPEKWN5 | ECO Lighting Solutions | ECO | ECO-T8-13W1200 BIXX LED tube [4500K Frosted] | Linear Replacement Lamp | T8 Four-Foot | Replacement Lamps (plug and play) (UL Type A) |  | standard | NO | [10 empty] | 2016-01-20 | Not Dimmable | Not Dimmable | NotYetVerified | Product updated on 5/6/2017 | BBBBPD | [25 empty] | 4.4 | 1776 | 135.78 | 13.08 | 20 | 0.9 | 4500 | 83 |  |  |  | NO | NO | NO | 2018-05-02 | 4.3 |  | standard |  |  |  |  | 2018-11-02 | NO | NO | NO | [6 empty] | AC | [7 empty] | NO
P2TU9AA8 | ECO Lighting Solutions | ECO | ECO-T8-18W1200 BIXX [5000K Frosted] | Linear Replacement Lamp | T8 Four-Foot | Dual Mode Internal Driver (UL Type A and Type B) |  | standard | NO | [10 empty] | 2016-01-20 | Not Dimmable | Not Dimmable | NotYetVerified | Product updated on 5/6/2017 | BBBBPC | [25 empty] | 4.4 | 2453 | 132.67 | 18.49 | 20 | 0.9 | 5000 | 83 |  |  |  | NO | NO | NO | 2018-05-02 | 4.3 |  | standard |  |  |  |  | 2018-11-02 | NO | NO | NO | [6 empty] | AC | [7 empty] | NO
PQ9E5YWG | ECO Lighting Solutions | ECO | ECO-T8-15W1200 BIXX [3000K Frosted] | Linear Replacement Lamp | T8 Four-Foot | Replacement Lamps (plug and play) (UL Type A) |  | standard | YES |  | 2026 | 141.28 | 14.34 | 18.35 | 0.8804 | 3120 | 81.7 | 5 | 50000 | 2016-01-20 | Not Dimmable | Not Dimmable | NotYetVerified | Product updated on 5/6/2017 | BBBBPC | [17 empty] | 1.23 | 1.42 | [6 empty] | 4.4 | 2026 | 141.28 | 14.34 | 20 | 0.9 | 3000 | 82 |  |  |  | NO | NO | NO | 2018-05-02 | 4.3 |  | standard |  |  |  |  | 2018-11-02 | NO | NO | NO | [6 empty] | AC | [7 empty] | NO
PQ22DEW3 | ECO Lighting Solutions | ECO | ECO-T812W2FT plug and play LED tube [Frosted 4000K] | Linear Replacement Lamp | T8 Four-Foot | Dual Mode Internal Driver (UL Type A and Type B) |  | standard | NO | [10 empty] | 2016-01-20 | Not Dimmable | Not Dimmable | NotYetVerified | Product updated on 5/6/2017 | BBBBPB | [25 empty] | 4.4 | 1608 | 125.5 | 12.81 | 13.23 | 0.9012 | 4000 | 81.8 |  |  |  | NO | NO | NO | 2018-05-02 | 4.3 |  | standard |  |  |  |  | 2018-11-02 | NO | NO | NO | [6 empty] | AC | [7 empty] | NO
PH8W9PBB | A Plus Lighting LLC | A Plus Lighting | AP-T84-22-NW-01-2C-C | Linear Replacement Lamp | T8 Four-Foot | Replacement Lamps (plug and play) (UL Type A) |  | standard | NO | [10 empty] | 2016-01-19 | Not Dimmable | Not Dimmable | NotYetVerified |  | RRRSIW | [25 empty] | 4.4 | 2782 | 123.43 | 22.54 | 15.42 | 0.9038 | 4000 | 81.9 |  |  |  | NO | NO | NO | 2018-05-02 | 4.3 |  | standard |  |  |  |  | 2018-11-02 | NO | NO | NO | [6 empty] | AC | [7 empty] | NO
P2A5BYQS | A Plus Lighting LLC | A Plus Lighting | AP-T84-18-KW-01-2C-C | Linear Replacement Lamp | T8 Four-Foot | Replacement Lamps (plug and play) (UL Type A) |  | standard | NO | [10 empty] | 2016-01-19 | Not Dimmable | Not Dimmable | NotYetVerified |  | RRRSIU | [25 empty] | 4.4 | 2431 | 130.49 | 18.63 | 12.01 | 0.9022 | 5000 | 83 |  |  |  | NO | NO | NO | 2018-05-02 | 4.3 |  | standard |  |  |  |  | 2018-11-02 | NO | NO | NO | [6 empty] | AC | [7 empty] | NO
PE6CQ7SF | A Plus Lighting LLC | A Plus Lighting | AP-T84-22-WW-01-2C-C | Linear Replacement Lamp | T8 Four-Foot | Replacement Lamps (plug and play) (UL Type A) |  | standard | YES |  | 2782 | 123.43 | 22.54 | 15.42 | 0.9038 | 2896 | 81.9 | 5 | 50000 | 2016-01-19 | Not Dimmable | Not Dimmable | NotYetVerified |  | RRRSIW | [15 empty] | 91 |  | 1.39 | 1.24 | [6 empty] | 4.4 | 2782 | 123.43 | 22.54 | 15.42 | 0.9038 | 3000 | 81.9 |  |  |  | NO | NO | NO | 2018-05-02 | 4.3 |  | standard |  |  |  |  | 2018-11-02 | NO | NO | NO | [6 empty] | AC | [7 empty] | NO
PJ397QDG | A Plus Lighting LLC | A Plus Lighting | AP-T84-18-WW-01-2C-C | Linear Replacement Lamp | T8 Four-Foot | Replacement Lamps (plug and play) (UL Type A) |  | standard | YES |  | 2384 | 128.73 | 18.52 | 12.15 | 0.9054 | 2873 | 81.4 | 5 | 50000 | 2016-01-19 | Not Dimmable | Not Dimmable | NotYetVerified |  | RRRSIU | [15 empty] | 90.8 |  | 1.35 | 1.24 | [6 empty] | 4.4 | 2384 | 128.73 | 18.52 | 12.15 | 0.9054 | 3000 | 81.4 |  |  |  | NO | NO | NO | 2018-05-02 | 4.3 |  | standard |  |  |  |  | 2018-11-02 | NO | NO | NO | [6 empty] | AC | [7 empty] | NO
PEK7X4H1 | A Plus Lighting LLC | A Plus Lighting | AP-T84-18-NW-01-2C-C | Linear Replacement Lamp | T8 Four-Foot | Replacement Lamps (plug and play) (UL Type A) |  | standard | NO | [10 empty] | 2016-01-19 | Not Dimmable | Not Dimmable | NotYetVerified |  | RRRSIU | [25 empty] | 4.4 | 2384 | 128.73 | 18.52 | 12.15 | 0.9054 | 4000 | 81.4 |  |  |  | NO | NO | NO | 2018-05-02 | 4.3 |  | standard |  |  |  |  | 2018-11-02 | NO | NO | NO | [6 empty] | AC | [7 empty] | NO
P4N7G1JJ | A Plus Lighting LLC | A Plus Lighting | AP-T84-22-KW-01-2C-C | Linear Replacement Lamp | T8 Four-Foot | Replacement Lamps (plug and play) (UL Type A) |  | standard | NO | [10 empty] | 2016-01-19 | Not Dimmable | Not Dimmable | NotYetVerified |  | RRRSIW | [25 empty] | 4.4 | 2839 | 124.57 | 22.79 | 15.39 | 0.9069 | 5000 | 83 |  |  |  | NO | NO | NO | 2018-05-02 | 4.3 |  | standard |  |  |  |  | 2018-11-02 | NO | NO | NO | [6 empty] | AC | [7 empty] | NO
P9G2USW9 | Ampco Lighting Ltd | Ampco | T8GEB-48-UV-17-5-FDD | Linear Replacement Lamp | T8 Four-Foot | Replacement Lamps (plug and play) (UL Type A) |  | standard | NO | [10 empty] | 2016-01-14 | Not Dimmable | Not Dimmable | NO | Updated on 5/2/17 | PPPQLX | [25 empty] | 4.4 | 2117 | 124.16 | 17.05 | 15.29 | 0.9 | 5000 | 83.4 |  |  |  | NO | NO | NO | 2018-05-02 | 4.3 |  | standard |  |  |  |  | 2018-11-02 | NO | NO | NO | [6 empty] | AC | [7 empty] | NO
PVB934CC | Ampco Lighting Ltd | Ampco | T8GEB-48-UV-14-4-FDD | Linear Replacement Lamp | T8 Four-Foot | Replacement Lamps (plug and play) (UL Type A) |  | standard | YES |  | 1746 | 120.25 | 14.52 | 18.59 | 0.9038 | 4129 | 83.3 | 5 | 50000 | 2016-01-14 | Not Dimmable | Not Dimmable | NO | Updated on 5/2/17 | PPPQMG | [15 empty] | 84.7 |  | 1.22 | 1.3 | [6 empty] | 4.4 | 1753 | 120.15 | 14.59 | 18.59 | 0.9 | 4000 | 83.3 |  |  |  | NO | NO | NO | 2018-05-02 | 4.3 |  | standard |  |  |  |  | 2018-11-02 | NO | NO | NO | [6 empty] | AC | [7 empty] | NO
PRYTJKVA | Ampco Lighting Ltd | Ampco | T8GEB-48-UV-17-4-FDD | Linear Replacement Lamp | T8 Four-Foot | Replacement Lamps (plug and play) (UL Type A) |  | standard | YES |  | 2084 | 122.52 | 17.01 | 15.33 | 0.9017 | 4107 | 83.2 | 5 | 50000 | 2016-01-14 | Not Dimmable | Not Dimmable | NO | Updated on 5/2/17 | PPPQLX | [15 empty] | 84.7 |  | 1.22 | 1.32 | [6 empty] | 4.4 | 2094 | 122.38 | 17.11 | 15.33 | 0.9 | 4000 | 83.2 |  |  |  | NO | NO | NO | 2018-05-02 | 4.3 |  | standard |  |  |  |  | 2018-11-02 | NO | NO | NO | [6 empty] | AC | [7 empty] | NO
PRRGTRGK | Ampco Lighting Ltd | Ampco | T8GEB-48-UV-14-5-FDD | Linear Replacement Lamp | T8 Four-Foot | Replacement Lamps (plug and play) (UL Type A) |  | standard | NO | [10 empty] | 2016-01-14 | Not Dimmable | Not Dimmable | NO | Updated on 5/2/17 | PPPQMG | [25 empty] | 4.4 | 1763 | 121.34 | 14.53 | 18.62 | 0.9 | 5000 | 83.4 |  |  |  | NO | NO | NO | 2018-05-02 | 4.3 |  | standard |  |  |  |  | 2018-11-02 | NO | NO | NO | [6 empty] | AC | [7 empty] | NO
P9FPZ8J1 | Ampco Lighting Ltd | Ampco | T8GEB-48-UV-17-45-FDD | Linear Replacement Lamp | T8 Four-Foot | Replacement Lamps (plug and play) (UL Type A) |  | standard | NO | [10 empty] | 2016-01-14 | Not Dimmable | Not Dimmable | NO | Updated on 5/2/17 | PPPQLX | [25 empty] | 4.4 | 2094 | 122.38 | 17.11 | 15.33 | 0.9 | 4500 | 83.2 |  |  |  | NO | NO | NO | 2018-05-02 | 4.3 |  | standard |  |  |  |  | 2018-11-02 | NO | NO | NO | [6 empty] | AC | [7 empty] | NO
PQRSSGV9 | Ampco Lighting Ltd | Ampco | T8GEB-48-UV-12-5-FDD | Linear Replacement Lamp | T8 Four-Foot | Replacement Lamps (plug and play) (UL Type A) |  | standard | NO | [10 empty] | 2016-01-14 | Not Dimmable | Not Dimmable | NO | Product de-listed on 04/01/2017, re-listed on 10/05/2017 due to update | PPPQMF | [25 empty] | 4.4 | 1732 | 127.17 | 13.62 | 15 | 0.9 | 5000 | 80 |  |  |  | NO | NO | NO | 2018-05-02 | 4.3 |  | standard |  |  |  |  | 2018-11-02 | NO | NO | NO | [6 empty] | AC | [7 empty] | NO
PMBA8P66 | Ampco Lighting Ltd | Ampco | T8GEB-48-UV-12-4-FDD | Linear Replacement Lamp | T8 Four-Foot | Replacement Lamps (plug and play) (UL Type A) |  | standard | YES |  | 1687 | 124.14 | 13.59 | 9.57 | 0.9443 | 3964 | 82 | 5 | 50000 | 2016-01-14 | Not Dimmable | Not Dimmable | NO | Product de-listed on 04/01/2017, re-listed on 10/05/2017 due to update | PPPQMF | [15 empty] | 84.4 |  | 1.22 | 1.32 | [6 empty] | 4.4 | 1689 | 124.74 | 13.54 | 15 | 0.9 | 4000 | 80 |  |  |  | NO | NO | NO | 2018-05-02 | 4.3 |  | standard |  |  |  |  | 2018-11-02 | NO | NO | NO | [6 empty] | AC | [7 empty] | NO
P9GHFP8R | Ampco Lighting Ltd | Ampco | T8GEB-48-UV-14-45-FDD | Linear Replacement Lamp | T8 Four-Foot | Replacement Lamps (plug and play) (UL Type A) |  | standard | NO | [10 empty] | 2016-01-14 | Not Dimmable | Not Dimmable | NO | Updated on 5/2/17 | PPPQMG | [25 empty] | 4.4 | 1753 | 120.15 | 14.59 | 18.59 | 0.9 | 4500 | 83.3 |  |  |  | NO | NO | NO | 2018-05-02 | 4.3 |  | standard |  |  |  |  | 2018-11-02 | NO | NO | NO | [6 empty] | AC | [7 empty] | NO
P75V3GK2 | Ampco Lighting Ltd | Ampco | T8GEB-48-UV-12-45-FDD | Linear Replacement Lamp | T8 Four-Foot | Replacement Lamps (plug and play) (UL Type A) |  | standard | NO | [10 empty] | 2016-01-14 | Not Dimmable | Not Dimmable | NO | Product de-listed on 04/01/2017, re-listed on 10/05/2017 due to update | PPPQMF | [25 empty] | 4.4 | 1711 | 125.99 | 13.58 | 15 | 0.9 | 4500 | 80 |  |  |  | NO | NO | NO | 2018-05-02 | 4.3 |  | standard |  |  |  |  | 2018-11-02 | NO | NO | NO | [6 empty] | AC | [7 empty] | NO
PXUT6VW3 | ETECH LED | E Tech LED | FF-T84-A2-20-45 | Linear Replacement Lamp | T8 Four-Foot | Dual Mode Internal Driver (UL Type A and Type B) |  | standard | NO | [10 empty] | 2016-01-08 | Not Dimmable | Not Dimmable | NotYetVerified | Updated on 4/18/2017 | KKKYNR | [25 empty] | 4.4 | 2697 | 134.35 | 20.08 | 20 | 0.9 | 4500 | 83 |  |  |  | NO | NO | NO | 2018-05-02 | 4.3 |  | standard |  |  |  |  | 2018-11-02 | NO | NO | NO | [6 empty] | AC | [7 empty] | NO
PWJSEQET | ETECH LED | E Tech LED | FF-T84-A2-20-30 | Linear Replacement Lamp | T8 Four-Foot | Dual Mode Internal Driver (UL Type A and Type B) |  | standard | YES |  | 2697 | 134.35 | 20.08 | 6.38 | 0.9693 | 3017 | 82.2 | 5 | 50000 | 2016-01-08 | Not Dimmable | Not Dimmable | NotYetVerified | Updated on 4/18/2017 | KKKYNR | [15 empty] | 90.3 |  | 1.16 | 1.36 | [6 empty] | 4.4 | 2697 | 134.35 | 20.08 | 20 | 0.9 | 3000 | 83 |  |  |  | NO | NO | NO | 2018-05-02 | 4.3 |  | standard |  |  |  |  | 2018-11-02 | NO | NO | NO | [6 empty] | AC | [7 empty] | NO
PGJ64THH | ETECH LED | E Tech LED | FF-T84-A2-20-50 | Linear Replacement Lamp | T8 Four-Foot | Dual Mode Internal Driver (UL Type A and Type B) |  | standard | NO | [10 empty] | 2016-01-08 | Not Dimmable | Not Dimmable | NotYetVerified | Updated on 4/18/2017 | KKKYNR | [25 empty] | 4.4 | 2697 | 134.35 | 20.08 | 20 | 0.9 | 5000 | 83 |  |  |  | NO | NO | NO | 2018-05-02 | 4.3 |  | standard |  |  |  |  | 2018-11-02 | NO | NO | NO | [6 empty] | AC | [7 empty] | NO
PDFFFKX4 | ETECH LED | E Tech LED | FF-T84-A2-20-35 | Linear Replacement Lamp | T8 Four-Foot | Dual Mode Internal Driver (UL Type A and Type B) |  | standard | NO | [10 empty] | 2016-01-08 | Not Dimmable | Not Dimmable | NotYetVerified | Updated on 4/18/2017 | KKKYNR | [25 empty] | 4.4 | 2697 | 134.35 | 20.08 | 20 | 0.9 | 3500 | 83 |  |  |  | NO | NO | NO | 2018-05-02 | 4.3 |  | standard |  |  |  |  | 2018-11-02 | NO | NO | NO | [6 empty] | AC | [7 empty] | NO
PW2BYSHH | ETECH LED | E Tech LED | FF-T84-A2-20-40 | Linear Replacement Lamp | T8 Four-Foot | Dual Mode Internal Driver (UL Type A and Type B) |  | standard | NO | [10 empty] | 2016-01-08 | Not Dimmable | Not Dimmable | NotYetVerified | Updated on 4/18/2017 | KKKYNR | [25 empty] | 4.4 | 2697 | 134.35 | 20.08 | 20 | 0.9 | 4000 | 83 |  |  |  | NO | NO | NO | 2018-05-02 | 4.3 |  | standard |  |  |  |  | 2018-11-02 | NO | NO | NO | [6 empty] | AC | [7 empty] | NO
PKQKD485 | Entegrity Energy Partners, LLC | Entegrity | ENLED-T8BC-48-018W-30K-C | Linear Replacement Lamp | T8 Four-Foot | Dual Mode Internal Driver (UL Type A and Type B) |  | standard | NO | [10 empty] | 2016-01-05 | Not Dimmable | Not Dimmable | NO |  | TTTTTQ | [25 empty] | 4.4 | 2592 | 133.82 | 19.37 | 13.06 | 0.9438 | 3000 | 81.5 |  |  |  | NO | NO | NO | 2018-05-02 | 4.3 |  | standard |  |  |  |  | 2018-11-02 | NO | NO | NO | [6 empty] | AC | [7 empty] | NO
PMMCKDGF | Entegrity Energy Partners, LLC | Entegrity | ENLED-T8BC-48-018W-35K-C | Linear Replacement Lamp | T8 Four-Foot | Dual Mode Internal Driver (UL Type A and Type B) |  | standard | NO | [10 empty] | 2016-01-05 | Not Dimmable | Not Dimmable | NO |  | TTTTTQ | [25 empty] | 4.4 | 2610 | 134.74 | 19.37 | 13.06 | 0.9438 | 3500 | 81.5 |  |  |  | NO | NO | NO | 2018-05-02 | 4.3 |  | standard |  |  |  |  | 2018-11-02 | NO | NO | NO | [6 empty] | AC | [7 empty] | NO
PSKCB97Y | Entegrity Energy Partners, LLC | Entegrity | ENLED-T8BC-48-018W-40K-C | Linear Replacement Lamp | T8 Four-Foot | Dual Mode Internal Driver (UL Type A and Type B) |  | standard | NO | [10 empty] | 2016-01-05 | Not Dimmable | Not Dimmable | NO |  | TTTTTQ | [25 empty] | 4.4 | 2628 | 135.67 | 19.37 | 13.06 | 0.9438 | 4000 | 81.5 |  |  |  | NO | NO | NO | 2018-05-02 | 4.3 |  | standard |  |  |  |  | 2018-11-02 | NO | NO | NO | [6 empty] | AC | [7 empty] | NO
PDMV453X | Entegrity Energy Partners, LLC | Entegrity | ENLED-T8BC-48-018W-45K-C | Linear Replacement Lamp | T8 Four-Foot | Dual Mode Internal Driver (UL Type A and Type B) |  | standard | NO | [10 empty] | 2016-01-05 | Not Dimmable | Not Dimmable | NO |  | TTTTTQ | [25 empty] | 4.4 | 2646 | 136.6 | 19.37 | 13.06 | 0.9438 | 4500 | 81.5 |  |  |  | NO | NO | NO | 2018-05-02 | 4.3 |  | standard |  |  |  |  | 2018-11-02 | NO | NO | NO | [6 empty] | AC | [7 empty] | NO
PQ8ANNTZ | Entegrity Energy Partners, LLC | Entegrity | ENLED-T8BC-48-018W-27K-C | Linear Replacement Lamp | T8 Four-Foot | Dual Mode Internal Driver (UL Type A and Type B) |  | standard | YES |  | 2574 | 132.62 | 19.41 | 13.06 | 0.9438 | 2849 | 81.5 | 5 | 50000 | 2016-01-05 | Not Dimmable | Not Dimmable | NO |  | TTTTTQ | [15 empty] | 91.6 |  | 1.22 | 1.46 | [6 empty] | 4.4 | 2574 | 132.62 | 19.41 | 13.06 | 0.9438 | 2700 | 81.5 |  |  |  | NO | NO | NO | 2018-05-02 | 4.3 |  | standard |  |  |  |  | 2018-11-02 | NO | NO | NO | [6 empty] | AC | [7 empty] | NO
P8M24NSB | Entegrity Energy Partners, LLC | Entegrity | ENLED-T8BC-48-018W-50K-C | Linear Replacement Lamp | T8 Four-Foot | Dual Mode Internal Driver (UL Type A and Type B) |  | standard | NO | [10 empty] | 2016-01-05 | Not Dimmable | Not Dimmable | NO |  | TTTTTQ | [25 empty] | 4.4 | 2664 | 137.89 | 19.32 | 13.49 | 0.9469 | 5000 | 82.1 |  |  |  | NO | NO | NO | 2018-05-02 | 4.3 |  | standard |  |  |  |  | 2018-11-02 | NO | NO | NO | [6 empty] | AC | [7 empty] | NO
PG2K376U | Nuwave LLC | ALSET | 50728 | Linear Replacement Lamp | T8 Four-Foot | Dual Mode Internal Driver (UL Type A and Type B) |  | standard | NO | [10 empty] | 2015-12-22 | Not Dimmable | Not Dimmable | NO | Updated Test Data on 10/31/16 | BBBBMA | [25 empty] | 4.4 | 2236 | 149.07 | 15 | 22.11 | 0.97 | 5000 | 80 |  |  |  | NO | NO | NO | 2018-05-02 | 4.3 |  | standard |  |  |  |  | 2018-11-02 | NO | NO | NO | [6 empty] | AC | [7 empty] | NO
PS1AGXKY | ARKSMART INC | ARK | ARK/UT/18K(4500K) | Linear Replacement Lamp | T8 Four-Foot | Dual Mode Internal Driver (UL Type A and Type B) |  | standard | NO | [10 empty] | 2015-12-22 | Not Dimmable | Not Dimmable | NO |  | JJJLIF | [25 empty] | 4.4 | 2609 | 134.35 | 19.42 | 12.6 | 0.9148 | 4500 | 82.6 |  |  |  | NO | NO | NO | 2018-05-02 | 4.3 |  | standard |  |  |  |  | 2018-11-02 | NO | NO | NO | [6 empty] | AC | [7 empty] | NO
PAWMFR29 | Nuwave LLC | ALSET | 50725 | Linear Replacement Lamp | T8 Four-Foot | Dual Mode Internal Driver (UL Type A and Type B) |  | standard | YES |  | 2132.3 | 118.65 | 17.97 | 10.25 | 0.972 | 3465 | 83 | 5 | 50000 | 2015-12-22 | Not Dimmable | Not Dimmable | NO | Updated Test Data on 10/31/16 | BBBBMA | [15 empty] | 99.4 |  | 1.22 | 1.3 | [6 empty] | 4.4 | 2150 | 143.33 | 15 | 22.39 | 0.98 | 3500 | 80 |  |  |  | NO | NO | NO | 2018-05-02 | 4.3 |  | standard |  |  |  |  | 2018-11-02 | NO | NO | NO | [6 empty] | AC | [7 empty] | NO
PDA2GN4E | ARKSMART INC | ARK | ARK/UT/18K(3500K) | Linear Replacement Lamp | T8 Four-Foot | Dual Mode Internal Driver (UL Type A and Type B) |  | standard | NO | [10 empty] | 2015-12-22 | Not Dimmable | Not Dimmable | NO |  | JJJLIF | [25 empty] | 4.4 | 2563 | 131.98 | 19.42 | 12.6 | 0.9148 | 3500 | 82.6 |  |  |  | NO | NO | NO | 2018-05-02 | 4.3 |  | standard |  |  |  |  | 2018-11-02 | NO | NO | NO | [6 empty] | AC | [7 empty] | NO
PGYAUGM4 | ARKSMART INC | ARK | ARK/UT/18K(3000K) | Linear Replacement Lamp | T8 Four-Foot | Dual Mode Internal Driver (UL Type A and Type B) |  | standard | YES |  | 2518 | 130.53 | 19.29 | 12.44 | 0.9265 | 2993 | 82.6 | 5 | 50000 | 2015-12-22 | Not Dimmable | Not Dimmable | NO |  | JJJLIF | [15 empty] | 91.4 |  | 1.2 | 1.36 | [6 empty] | 4.4 | 2540 | 131.06 | 19.38 | 12.6 | 0.9148 | 3000 | 82.6 |  |  |  | NO | NO | NO | 2018-05-02 | 4.3 |  | standard |  |  |  |  | 2018-11-02 | NO | NO | NO | [6 empty] | AC | [7 empty] | NO
P65GYGK9 | ARKSMART INC | ARK | ARK/UT/18K(4000K) | Linear Replacement Lamp | T8 Four-Foot | Dual Mode Internal Driver (UL Type A and Type B) |  | standard | NO | [10 empty] | 2015-12-22 | Not Dimmable | Not Dimmable | NO |  | JJJLIF | [25 empty] | 4.4 | 2586 | 133.16 | 19.42 | 12.6 | 0.9148 | 4000 | 82.6 |  |  |  | NO | NO | NO | 2018-05-02 | 4.3 |  | standard |  |  |  |  | 2018-11-02 | NO | NO | NO | [6 empty] | AC | [7 empty] | NO
PHCKYYSE | ARKSMART INC | ARK | ARK/UT/18K(5000K) | Linear Replacement Lamp | T8 Four-Foot | Dual Mode Internal Driver (UL Type A and Type B) |  | standard | NO | [10 empty] | 2015-12-22 | Not Dimmable | Not Dimmable | NO |  | JJJLIF | [25 empty] | 4.4 | 2632 | 135.24 | 19.46 | 12.56 | 0.9252 | 5000 | 82.5 |  |  |  | NO | NO | NO | 2018-05-02 | 4.3 |  | standard |  |  |  |  | 2018-11-02 | NO | NO | NO | [6 empty] | AC | [7 empty] | NO
P6PHYWUD | Nuwave LLC | ALSET | 50726 | Linear Replacement Lamp | T8 Four-Foot | Dual Mode Internal Driver (UL Type A and Type B) |  | standard | NO | [10 empty] | 2015-12-22 | Not Dimmable | Not Dimmable | NO | Updated Test Data on 10/31/16 | BBBBMA | [25 empty] | 4.4 | 2223 | 148.3 | 15 | 22.06 | 0.98 | 4000 | 80 |  |  |  | NO | NO | NO | 2018-05-02 | 4.3 |  | standard |  |  |  |  | 2018-11-02 | NO | NO | NO | [6 empty] | AC | [7 empty] | NO
P5QDY4WJ | Energy Efficiency Holdings, LLC | Every Watt Matters | T8-48-12-MDN-FG33-840-B2-304 | Linear Replacement Lamp | T8 Four-Foot | Dual Mode Internal Driver (UL Type A and Type B) |  | standard | NO | [10 empty] | 2015-12-18 | Not Dimmable | Not Dimmable | NotYetVerified |  | PPPQHU | [25 empty] | 4.4 | 1782 | 141.09 | 12.63 | 16.59 | 0.9182 | 4000 | 83.6 |  |  |  | NO | NO | NO | 2018-05-02 | 4.3 |  | standard |  |  |  |  | 2018-11-02 | NO | NO | NO | [6 empty] | AC | [7 empty] | NO
P1QFAAU8 | Energy Efficiency Holdings, LLC | Every Watt Matters | T8-48-12-MDN-FG33-830-B2-304 | Linear Replacement Lamp | T8 Four-Foot | Dual Mode Internal Driver (UL Type A and Type B) |  | standard | YES |  | 1782 | 141.09 | 12.63 | 16.59 | 0.9132 | 3098 | 84 | 5 | 50000 | 2015-12-18 | Not Dimmable | Not Dimmable | NotYetVerified |  | PPPQHU | [15 empty] | 85.5 |  | 1.36 | 1.26 | [6 empty] | 4.4 | 1782 | 141.09 | 12.63 | 16.59 | 0.9182 | 3000 | 83.6 |  |  |  | NO | NO | NO | 2018-05-02 | 4.3 |  | standard |  |  |  |  | 2018-11-02 | NO | NO | NO | [6 empty] | AC | [7 empty] | NO
PCEUEGMN | Energy Efficiency Holdings, LLC | Every Watt Matters | T8-48-12-MDN-FG33-835-B2-304 | Linear Replacement Lamp | T8 Four-Foot | Dual Mode Internal Driver (UL Type A and Type B) |  | standard | NO | [10 empty] | 2015-12-18 | Not Dimmable | Not Dimmable | NotYetVerified |  | PPPQHU | [25 empty] | 4.4 | 1782 | 141.09 | 12.63 | 16.59 | 0.9182 | 3500 | 83.6 |  |  |  | NO | NO | NO | 2018-05-02 | 4.3 |  | standard |  |  |  |  | 2018-11-02 | NO | NO | NO | [6 empty] | AC | [7 empty] | NO
P7N5JV9V | LEDone Distribution, Inc. | LEDone | LOD-T8BC-4FT15W50KF | Linear Replacement Lamp | T8 Four-Foot | Replacement Lamps (plug and play) (UL Type A) |  | standard | NO | [10 empty] | 2015-12-18 | Not Dimmable | Not Dimmable | NotYetVerified |  | WWWAAN | [25 empty] | 4.4 | 1800 | 120 | 15 | 5.25 | 0.999 | 5000 | 84 |  |  |  | NO | NO | NO | 2018-05-02 | 4.3 |  | standard |  |  |  |  | 2018-11-02 | NO | NO | NO | [6 empty] | AC | [7 empty] | NO
PKWFMD55 | Energy Efficiency Holdings, LLC | Every Watt Matters | T8-48-12-MDN-FG33-845-B2-304 | Linear Replacement Lamp | T8 Four-Foot | Dual Mode Internal Driver (UL Type A and Type B) |  | standard | NO | [10 empty] | 2015-12-18 | Not Dimmable | Not Dimmable | NotYetVerified |  | PPPQHU | [25 empty] | 4.4 | 1782 | 141.09 | 12.63 | 16.59 | 0.9182 | 4500 | 83.6 |  |  |  | NO | NO | NO | 2018-05-02 | 4.3 |  | standard |  |  |  |  | 2018-11-02 | NO | NO | NO | [6 empty] | AC | [7 empty] | NO
PS1DPXXU | Energy Efficiency Holdings, LLC | Every Watt Matters | T8-48-12-MDN-FG33-850-B2-304 | Linear Replacement Lamp | T8 Four-Foot | Dual Mode Internal Driver (UL Type A and Type B) |  | standard | NO | [10 empty] | 2015-12-18 | Not Dimmable | Not Dimmable | NotYetVerified |  | PPPQHU | [25 empty] | 4.4 | 1892 | 148.63 | 12.73 | 16.09 | 0.9137 | 5000 | 82.1 |  |  |  | NO | NO | NO | 2018-05-02 | 4.3 |  | standard |  |  |  |  | 2018-11-02 | NO | NO | NO | [6 empty] | AC | [7 empty] | NO
PNKBF44V | Shanghai CKRA Lighting Technology Co., Ltd | CKRA | ER-1212D-4000K | Linear Replacement Lamp | T8 Four-Foot | Replacement Lamps (plug and play) (UL Type A) |  | standard | NO | [10 empty] | 2015-12-14 | Not Dimmable | Not Dimmable | NO |  | PPPQHH | [25 empty] | 4.4 | 1600 | 133 | 12 | 11 | 0.972 | 4000 | 80 |  |  |  | NO | NO | NO | 2018-05-02 | 4.3 |  | standard |  |  |  |  | 2018-11-02 | NO | NO | NO | [6 empty] | AC | [7 empty] | NO
P39ZHUJG | Shanghai CKRA Lighting Technology Co., Ltd | CKRA | ER-1212D-5000K | Linear Replacement Lamp | T8 Four-Foot | Replacement Lamps (plug and play) (UL Type A) |  | standard | NO | [10 empty] | 2015-12-14 | Not Dimmable | Not Dimmable | NO |  | PPPQHH | [25 empty] | 4.4 | 1600 | 133 | 12 | 11 | 0.972 | 5000 | 80 |  |  |  | NO | NO | NO | 2018-05-02 | 4.3 |  | standard |  |  |  |  | 2018-11-02 | NO | NO | NO | [6 empty] | AC | [7 empty] | NO
P43TQU4K | Shanghai CKRA Lighting Technology Co., Ltd | CKRA | ER-1212D-3500K | Linear Replacement Lamp | T8 Four-Foot | Replacement Lamps (plug and play) (UL Type A) |  | standard | YES |  | 1597.8 | 133.26 | 11.9 | 10.3 | 0.972 | 3431 | 82 | 5 | 50000 | 2015-12-14 | Not Dimmable | Not Dimmable | NO |  | PPPQHH | [15 empty] | 83.9 |  | 1.24 | 1.3 | [6 empty] | 4.4 | 1600 | 133 | 12 | 11 | 0.972 | 3500 | 80 |  |  |  | NO | NO | NO | 2018-05-02 | 4.3 |  | standard |  |  |  |  | 2018-11-02 | NO | NO | NO | [6 empty] | AC | [7 empty] | NO
PA6JU51Q | CH Lighting Technology Co.,Ltd. | CH | CH1128-48-16W 850-3 | Linear Replacement Lamp | T8 Four-Foot | Replacement Lamps (plug and play) (UL Type A) |  | standard | NO | [10 empty] | 2015-12-11 | Dimmable | Continuous Below 10 | NO | Product updated on 04/12/2018 | JJJLHS | [25 empty] | 4.4 | 2300 | 121.1 | 19 | 20 | 0.9 | 5000 | 83 |  |  | 4 | NO | NO | NO | 2018-05-02 | 4.3 |  | standard |  |  |  |  | 2018-11-02 | NO | NO | NO | [6 empty] | AC | [7 empty] | NO
P1DD5215 | FY Lighting Co., Ltd | Fen Yong | FY-T8-4FTC(30K120CGSB) | Linear Replacement Lamp | T8 Four-Foot | Dual Mode Internal Driver (UL Type A and Type B) |  | standard | NO | [10 empty] | 2015-12-09 | Not Dimmable | Not Dimmable | NO |  | RRRSDJ | [25 empty] | 4.4 | 2592 | 133.82 | 19.37 | 13.06 | 0.9438 | 3000 | 81.5 |  |  |  | NO | NO | NO | 2018-05-02 | 4.3 |  | standard |  |  |  |  | 2018-11-02 | NO | NO | NO | [6 empty] | AC | [7 empty] | NO
PXKG2MDA | FY Lighting Co., Ltd | Fen Yong | FY-T8-4FTC(40K120CGSB) | Linear Replacement Lamp | T8 Four-Foot | Dual Mode Internal Driver (UL Type A and Type B) |  | standard | NO | [10 empty] | 2015-12-09 | Not Dimmable | Not Dimmable | NO |  | RRRSDJ | [25 empty] | 4.4 | 2628 | 135.67 | 19.37 | 13.06 | 0.9438 | 4000 | 81.5 |  |  |  | NO | NO | NO | 2018-05-02 | 4.3 |  | standard |  |  |  |  | 2018-11-02 | NO | NO | NO | [6 empty] | AC | [7 empty] | NO
PQ1QCF7X | FY Lighting Co., Ltd | Fen Yong | FY-T8-4FTC(27K120CGSB) | Linear Replacement Lamp | T8 Four-Foot | Dual Mode Internal Driver (UL Type A and Type B) |  | standard | YES |  | 2574 | 132.62 | 19.41 | 13.06 | 0.9438 | 2849 | 81.5 | 5 | 50000 | 2015-12-09 | Not Dimmable | Not Dimmable | NO |  | RRRSDJ | [15 empty] | 91.6 |  | 1.22 | 1.46 | [6 empty] | 4.4 | 2574 | 132.62 | 19.41 | 13.06 | 0.9438 | 2700 | 81.5 |  |  |  | NO | NO | NO | 2018-05-02 | 4.3 |  | standard |  |  |  |  | 2018-11-02 | NO | NO | NO | [6 empty] | AC | [7 empty] | NO
P3YQYDXR | FY Lighting Co., Ltd | Fen Yong | FY-T8-4FTCM(40K120CGSB) | Linear Replacement Lamp | T8 Four-Foot | Dual Mode Internal Driver (UL Type A and Type B) |  | standard | YES |  | 1980 | 136.83 | 14.47 | 12.4 | 0.948 | 3924 | 82.5 | 5 | 50000 | 2015-12-09 | Not Dimmable | Not Dimmable | NO |  | RRRSDE | [15 empty] | 91.8 |  | 1.2 | 1.46 | [6 empty] | 4.4 | 1980 | 136.83 | 14.47 | 12.4 | 0.948 | 4000 | 82.5 |  |  |  | NO | NO | NO | 2018-05-02 | 4.3 |  | standard |  |  |  |  | 2018-11-02 | NO | NO | NO | [6 empty] | AC | [7 empty] | NO
PQE8H75G | FY Lighting Co., Ltd | Fen Yong | FY-T8-4FTC(45K120CGSB) | Linear Replacement Lamp | T8 Four-Foot | Dual Mode Internal Driver (UL Type A and Type B) |  | standard | NO | [10 empty] | 2015-12-09 | Not Dimmable | Not Dimmable | NO |  | RRRSDJ | [25 empty] | 4.4 | 2646 | 136.6 | 19.37 | 13.06 | 0.9438 | 4500 | 81.5 |  |  |  | NO | NO | NO | 2018-05-02 | 4.3 |  | standard |  |  |  |  | 2018-11-02 | NO | NO | NO | [6 empty] | AC | [7 empty] | NO
PYW2YZJZ | FY Lighting Co., Ltd | Fen Yong | FY-T8-4FTCM(45K120CGSB) | Linear Replacement Lamp | T8 Four-Foot | Dual Mode Internal Driver (UL Type A and Type B) |  | standard | NO | [10 empty] | 2015-12-09 | Not Dimmable | Not Dimmable | NO |  | RRRSDE | [25 empty] | 4.4 | 1996 | 138.23 | 14.44 | 12.4 | 0.948 | 4500 | 82.5 |  |  |  | NO | NO | NO | 2018-05-02 | 4.3 |  | standard |  |  |  |  | 2018-11-02 | NO | NO | NO | [6 empty] | AC | [7 empty] | NO
PDS44U98 | FY Lighting Co., Ltd | Fen Yong | FY-T8-4FTC(50K120CGSB) | Linear Replacement Lamp | T8 Four-Foot | Dual Mode Internal Driver (UL Type A and Type B) |  | standard | NO | [10 empty] | 2015-12-09 | Not Dimmable | Not Dimmable | NO |  | RRRSDJ | [25 empty] | 4.4 | 2664 | 137.89 | 19.32 | 13.49 | 0.9469 | 5000 | 82.1 |  |  |  | NO | NO | NO | 2018-05-02 | 4.3 |  | standard |  |  |  |  | 2018-11-02 | NO | NO | NO | [6 empty] | AC | [7 empty] | NO
P86XGJWV | IRTRONIX INC DBA EURI LIGHTING | Euri lighting | ET8-1130H-12 | Linear Replacement Lamp | T8 Four-Foot | Replacement Lamps (plug and play) (UL Type A) |  | standard | YES |  | 1771 | 119.74 | 14.76 | 9.08 | 0.9047 | 2885 | 82.6 | 5 |  | 2015-12-09 | Not Dimmable | Not Dimmable | NO |  | BBBBWO | [15 empty] | 89.9 |  | 1.16 | 1.36 | [6 empty] | 4.4 | 1778 | 120.46 | 14.76 | 9.08 | 0.9047 | 3000 | 82.6 |  |  |  | NO | NO | NO | 2018-05-02 | 4.3 |  | standard |  |  |  |  | 2018-11-02 | NO | NO | NO | [6 empty] | AC | [7 empty] | NO
PGPXBQW7 | FY Lighting Co., Ltd | Fen Yong | FY-T8-4FTC(35K120CGSB) | Linear Replacement Lamp | T8 Four-Foot | Dual Mode Internal Driver (UL Type A and Type B) |  | standard | NO | [10 empty] | 2015-12-09 | Not Dimmable | Not Dimmable | NO |  | RRRSDJ | [25 empty] | 4.4 | 2610 | 134.74 | 19.37 | 13.06 | 0.9438 | 3500 | 81.5 |  |  |  | NO | NO | NO | 2018-05-02 | 4.3 |  | standard |  |  |  |  | 2018-11-02 | NO | NO | NO | [6 empty] | AC | [7 empty] | NO
PRECQBHV | FY Lighting Co., Ltd | Fen Yong | FY-T8-4FTCM(50K120CGSB) | Linear Replacement Lamp | T8 Four-Foot | Dual Mode Internal Driver (UL Type A and Type B) |  | standard | NO | [10 empty] | 2015-12-09 | Not Dimmable | Not Dimmable | NO |  | RRRSDE | [25 empty] | 4.4 | 2013 | 139.79 | 14.4 | 12.19 | 0.9416 | 5000 | 82.2 |  |  |  | NO | NO | NO | 2018-05-02 | 4.3 |  | standard |  |  |  |  | 2018-11-02 | NO | NO | NO | [6 empty] | AC | [7 empty] | NO
P9K5QC65 | IRTRONIX INC DBA EURI LIGHTING | Euri Lighting | ET8-1135H-12 | Linear Replacement Lamp | T8 Four-Foot | Replacement Lamps (plug and play) (UL Type A) |  | standard | NO | [10 empty] | 2015-12-09 | Not Dimmable | Not Dimmable | NO |  | BBBBWO | [25 empty] | 4.4 | 1807 | 122.01 | 14.81 | 9.08 | 0.9047 | 3500 | 82.6 |  |  |  | NO | NO | NO | 2018-05-02 | 4.3 |  | standard |  |  |  |  | 2018-11-02 | NO | NO | NO | [6 empty] | AC | [7 empty] | NO
PYVCAQ4S | IRTRONIX INC DBA EURI LIGHTING | Euri Lighting | ET8-1140H-12 | Linear Replacement Lamp | T8 Four-Foot | Replacement Lamps (plug and play) (UL Type A) |  | standard | NO | [10 empty] | 2015-12-09 | Not Dimmable | Not Dimmable | NO |  | BBBBWO | [25 empty] | 4.4 | 1836 | 123.64 | 14.85 | 9.35 | 0.9073 | 4000 | 85.2 |  |  |  | NO | NO | NO | 2018-05-02 | 4.3 |  | standard |  |  |  |  | 2018-11-02 | NO | NO | NO | [6 empty] | AC | [7 empty] | NO
PMWPAGGQ | IRTRONIX INC DBA EURI LIGHTING | Euri Lighting | ET8-1145H-12 | Linear Replacement Lamp | T8 Four-Foot | Replacement Lamps (plug and play) (UL Type A) |  | standard | NO | [10 empty] | 2015-12-09 | Not Dimmable | Not Dimmable | NO |  | BBBBWO | [25 empty] | 4.4 | 1912 | 123.66 | 14.86 | 9.35 | 0.9073 | 4500 | 85.2 |  |  |  | NO | NO | NO | 2018-05-02 | 4.3 |  | standard |  |  |  |  | 2018-11-02 | NO | NO | NO | [6 empty] | AC | [7 empty] | NO
PS1PFQN9 | IRTRONIX INC DBA EURI LIGHTING | Euri Lighting | ET8-1150H-12 | Linear Replacement Lamp | T8 Four-Foot | Replacement Lamps (plug and play) (UL Type A) |  | standard | NO | [10 empty] | 2015-12-09 | Not Dimmable | Not Dimmable | NO |  | BBBBWO | [25 empty] | 4.4 | 1987 | 133.62 | 14.87 | 9.31 | 0.9055 | 5000 | 83.8 |  |  |  | NO | NO | NO | 2018-05-02 | 4.3 |  | standard |  |  |  |  | 2018-11-02 | NO | NO | NO | [6 empty] | AC | [7 empty] | NO
P9ARC87R | FY Lighting Co., Ltd | Fen Yong | FY-T8-4FTFM(45K120CGSB) | Linear Replacement Lamp | T8 Four-Foot | Dual Mode Internal Driver (UL Type A and Type B) |  | standard | NO | [10 empty] | 2015-12-08 | Not Dimmable | Not Dimmable | NO |  | RRRSDC | [25 empty] | 4.4 | 1748 | 121.89 | 14.34 | 12.6 | 0.9482 | 4500 | 82.7 |  |  |  | NO | NO | NO | 2018-05-02 | 4.3 |  | standard |  |  |  |  | 2018-11-02 | NO | NO | NO | [6 empty] | AC | [7 empty] | NO
PY4MQJV9 | FY Lighting Co., Ltd | Fen Yong | FY-T8-4FTFM(50K120CGSB) | Linear Replacement Lamp | T8 Four-Foot | Dual Mode Internal Driver (UL Type A and Type B) |  | standard | NO | [10 empty] | 2015-12-08 | Not Dimmable | Not Dimmable | NO |  | RRRSDC | [25 empty] | 4.4 | 1765 | 123.51 | 14.29 | 12.26 | 0.9468 | 5000 | 82.4 |  |  |  | NO | NO | NO | 2018-05-02 | 4.3 |  | standard |  |  |  |  | 2018-11-02 | NO | NO | NO | [6 empty] | AC | [7 empty] | NO
PZ72SGHE | FY Lighting Co., Ltd | Fen Yong | FY-T8-4FTFM(40K120CGSB) | Linear Replacement Lamp | T8 Four-Foot | Dual Mode Internal Driver (UL Type A and Type B) |  | standard | YES |  | 1731 | 120.37 | 14.38 | 12.6 | 0.9482 | 3925 | 82.7 | 5 | 50000 | 2015-12-08 | Not Dimmable | Not Dimmable | NO |  | RRRSDC | [15 empty] | 88.8 |  | 1.16 | 1.4 | [6 empty] | 4.4 | 1731 | 120.37 | 14.38 | 12.6 | 0.9482 | 4000 | 82.7 |  |  |  | NO | NO | NO | 2018-05-02 | 4.3 |  | standard |  |  |  |  | 2018-11-02 | NO | NO | NO | [6 empty] | AC | [7 empty] | NO
PWUE5F1Q | HB ENERGY POWER INC | HB ENERGY POWER | HB-T8-13W1200 BIXX Ballast Compatible (5000K Clear) | Linear Replacement Lamp | T8 Four-Foot | Dual Mode Internal Driver (UL Type A and Type B) |  | standard | NO | [10 empty] | 2015-12-03 | Not Yet Verified | Not Yet Verified | NotYetVerified | Nominal wattage 13w | KKKYLP | [25 empty] | 4.4 | 1930 | 135 | 14.3 | 20 | 0.9 | 5000 | 82.7 |  |  |  | NO | NO | NO | 2018-05-02 | 4.3 |  | standard |  |  |  |  | 2018-11-02 | NO | NO | NO | [6 empty] | AC | [7 empty] | NO
PXTAKMQR | HB ENERGY POWER INC | HB ENERGY POWER | HB-T8-13W1200 BIXX Ballast Compatible (5000K Frosted) | Linear Replacement Lamp | T8 Four-Foot | Dual Mode Internal Driver (UL Type A and Type B) |  | standard | NO | [10 empty] | 2015-12-03 | Not Yet Verified | Not Yet Verified | NotYetVerified | Nominal wattage 13W | KKKYLP | [25 empty] | 4.4 | 1700 | 130 | 14.2 | 20 | 0.9 | 4000 | 81 |  |  |  | NO | NO | NO | 2018-05-02 | 4.3 |  | standard |  |  |  |  | 2018-11-02 | NO | NO | NO | [6 empty] | AC | [7 empty] | NO
P5Q31JYH | HB ENERGY POWER INC | HB ENERGY POWER | HB-T8-15W1200 BIXX BALLAST COMPATIBLE LED TUBE [2700K Frosted] | Linear Replacement Lamp | T8 Four-Foot | Dual Mode Internal Driver (UL Type A and Type B) |  | standard | YES |  | 1929 | 109 | 17.7 | 17.9 | 0.9557 | 2655 | 81.6 | 5 | 50000 | 2015-12-03 | Not Yet Verified | Not Yet Verified | NotYetVerified | Internal driver; operates off existing fluorescent ballast; Product de-listed on 4/1/2017, re-listed on 4/28/2017 due to allowances requirements change | KKKYLL | [15 empty] | 84.9 |  | 1.25 | 1.4 | [6 empty] | 4.4 | 2040 | 120 | 17.7 | 8.75 | 0.9936 | 2700 | 82 |  |  |  | NO | YES | NO | 2018-05-02 | 4.3 |  | standard |  |  |  |  | 2018-11-02 | NO | NO | NO | [6 empty] | AC | [7 empty] | NO
PX2YJAUQ | HB ENERGY POWER INC | HB ENERGY POWER | HB-T8-13W1200 BIXX Ballast Compatible (4000K Clear) | Linear Replacement Lamp | T8 Four-Foot | Dual Mode Internal Driver (UL Type A and Type B) |  | standard | YES |  | 1930 | 135.06 | 14.3 | 14.92 | 0.9034 | 3996 | 82.7 | 5 | 50000 | 2015-12-03 | Not Yet Verified | Not Yet Verified | NotYetVerified | Nominal wattage 13w | KKKYLP | [15 empty] | 85.3 |  | 1.3 | 1.23 | [6 empty] | 4.4 | 1930 | 135 | 14.3 | 20 | 0.9 | 4000 | 82.7 |  |  |  | NO | NO | NO | 2018-05-02 | 4.3 |  | standard |  |  |  |  | 2018-11-02 | NO | NO | NO | [6 empty] | AC | [7 empty] | NO
PM635CDE | HB ENERGY POWER INC | HB ENERGY POWER | HB-T8-13W1200 BIXX Ballast Compatible (4000K Frosted) | Linear Replacement Lamp | T8 Four-Foot | Dual Mode Internal Driver (UL Type A and Type B) |  | standard | YES |  | 1699 | 119.48 | 14.22 | 14.45 | 0.9042 | 3988 | 82.6 | 5 | 50000 | 2015-12-03 | Not Yet Verified | Not Yet Verified | NotYetVerified | Nominal wattage 13W | KKKYLP | [15 empty] | 84.5 |  | 1.33 | 1.23 | [6 empty] | 4.4 | 1700 | 130 | 14.2 | 20 | 0.9 | 4000 | 81 |  |  |  | NO | NO | NO | 2018-05-02 | 4.3 |  | standard |  |  |  |  | 2018-11-02 | NO | NO | NO | [6 empty] | AC | [7 empty] | NO
PY9R9RV5 | SHENZHEN YOUXINGUANG TECHNOLOGY CO.,LTD. | YXG | U608-4F18W30MM | Linear Replacement Lamp | T8 Four-Foot | Dual Mode Internal Driver (UL Type A and Type B) |  | standard | YES |  | 2502 | 136.59 | 18.32 | 20.67 | 0.9039 | 2985 | 81.8 | 5 | 50000 | 2015-12-02 | Not Dimmable | Not Dimmable | NO | Updated on 3/14/2017 | PPPRRR | [15 empty] | 89.1 |  | 1.14 | 1.4 | [6 empty] | 4.4 | 2502 | 136.59 | 18.32 | 20.48 | 0.9045 | 3000 | 81.8 |  |  |  | NO | NO | NO | 2018-05-02 | 4.3 |  | standard |  |  |  |  | 2018-11-02 | NO | NO | NO | [6 empty] | AC | [7 empty] | NO
PTDF55FJ | SHENZHEN YOUXINGUANG TECHNOLOGY CO.,LTD. | YXG | U608-4F18W50MM | Linear Replacement Lamp | T8 Four-Foot | Dual Mode Internal Driver (UL Type A and Type B) |  | standard | NO | [10 empty] | 2015-12-02 | Not Dimmable | Not Dimmable | NO | Updated on 3/14/2017 | PPPRRR | [25 empty] | 4.4 | 2580 | 139.37 | 18.51 | 21.98 | 0.8951 | 5000 | 82.3 |  |  |  | NO | NO | NO | 2018-05-02 | 4.3 |  | standard |  |  |  |  | 2018-11-02 | NO | NO | NO | [6 empty] | AC | [7 empty] | NO
PBQYNPSN | SHENZHEN YOUXINGUANG TECHNOLOGY CO.,LTD. | YXG | U608-4F18W40MM | Linear Replacement Lamp | T8 Four-Foot | Dual Mode Internal Driver (UL Type A and Type B) |  | standard | NO | [10 empty] | 2015-12-02 | Not Dimmable | Not Dimmable | NO | Updated on 3/14/2017 | PPPRRR | [25 empty] | 4.4 | 2541 | 137.95 | 18.42 | 20.48 | 0.9045 | 4000 | 81.8 |  |  |  | NO | NO | NO | 2018-05-02 | 4.3 |  | standard |  |  |  |  | 2018-11-02 | NO | NO | NO | [6 empty] | AC | [7 empty] | NO
PV6PFJ6D | Shenzhen Bonld Electronics Co.,LTD | BONLD | BDT84FUA-20WB-SHCF | Linear Replacement Lamp | T8 Four-Foot | Replacement Lamps (plug and play) (UL Type A) |  | standard | NO | [10 empty] | 2015-12-01 | Not Dimmable | Not Dimmable | NO |  | QQQRXW | [25 empty] | 4.4 | 2911 | 134.96 | 21.57 | 5.97 | 0.9133 | 4500 | 84.5 |  |  |  | NO | NO | NO | 2018-05-02 | 4.3 |  | standard |  |  |  |  | 2018-11-02 | NO | NO | NO | [6 empty] | AC | [7 empty] | NO
PYYW8W37 | Shenzhen Bonld Electronics Co.,LTD | BONLD | BDT84FUA-20WB-SBCF | Linear Replacement Lamp | T8 Four-Foot | Replacement Lamps (plug and play) (UL Type A) |  | standard | NO | [10 empty] | 2015-12-01 | Not Dimmable | Not Dimmable | NO |  | QQQRXW | [25 empty] | 4.4 | 2860 | 132.71 | 21.55 | 6.08 | 0.9126 | 3500 | 82.4 |  |  |  | NO | NO | NO | 2018-05-02 | 4.3 |  | standard |  |  |  |  | 2018-11-02 | NO | NO | NO | [6 empty] | AC | [7 empty] | NO
PS3BJQ67 | Atlantic LED LLC | AtlanticLED | AELED4FT8FBG15469(40C) | Linear Replacement Lamp | T8 Four-Foot | Replacement Lamps (plug and play) (UL Type A) |  | standard | YES |  | 2193 | 124.53 | 17.82 | 9.5 | 0.908 | 4012 | 81.2 | 5 | 50000 | 2015-12-01 | Not Dimmable | Not Dimmable | NotYetVerified |  | BBBBWG | [15 empty] | 91.1 |  | 1.34 | 1.38 | [6 empty] | 4.4 | 2193 | 124.53 | 17.61 | 9.5 | 0.9081 | 4000 | 81.2 |  |  |  | NO | NO | NO | 2018-05-02 | 4.3 |  | standard |  |  |  |  | 2018-11-02 | NO | NO | NO | [6 empty] | AC | [7 empty] | NO
PCK9SMB3 | Longhorn Intelligent Tech Co., Ltd | Longhorn | LH-L8V163Q00 | Linear Replacement Lamp | T8 Four-Foot | Dual Mode Internal Driver (UL Type A and Type B) |  | standard | YES |  | 2296 | 132.11 | 17.38 | 14.95 | 0.9341 | 2934 | 82.4 | 5 | 50000 | 2015-12-01 | Not Dimmable | Not Dimmable | NO |  | BBBBJY | [15 empty] | 85.5 |  | 1.2 | 1.26 | [6 empty] | 4.4 | 2296 | 132.11 | 16 | 14.95 | 0.9341 | 3000 | 82.4 |  |  |  | NO | NO | NO | 2018-05-02 | 4.3 |  | standard |  |  |  |  | 2018-11-02 | NO | NO | NO | [6 empty] | AC | [7 empty] | NO
PSB2MGPD | Longhorn Intelligent Tech Co., Ltd | Longhorn | LH-L8R128Q00 | Linear Replacement Lamp | T8 Four-Foot | Dual Mode Internal Driver (UL Type A and Type B) |  | standard | NO | [10 empty] | 2015-12-01 | Not Dimmable | Not Dimmable | NO |  | BBBBJR | [25 empty] | 4.4 | 1871 | 130.38 | 12 | 14.57 | 0.9264 | 5000 | 82.4 |  |  |  | NO | NO | NO | 2018-05-02 | 4.3 |  | standard |  |  |  |  | 2018-11-02 | NO | NO | NO | [6 empty] | AC | [7 empty] | NO
PBWKFUFW | Longhorn Intelligent Tech Co., Ltd | Longhorn | LH-L8R163Q00 | Linear Replacement Lamp | T8 Four-Foot | Dual Mode Internal Driver (UL Type A and Type B) |  | standard | NO | [10 empty] | 2015-12-01 | Not Dimmable | Not Dimmable | NO |  | BBBBJY | [25 empty] | 4.4 | 2354 | 134.05 | 16 | 14.49 | 0.9326 | 5000 | 83 |  |  |  | NO | NO | NO | 2018-05-02 | 4.3 |  | standard |  |  |  |  | 2018-11-02 | NO | NO | NO | [6 empty] | AC | [7 empty] | NO
PYVJATUH | Shenzhen Bonld Electronics Co.,LTD | BONLD | BDT84FUA-20WB-SDCF | Linear Replacement Lamp | T8 Four-Foot | Replacement Lamps (plug and play) (UL Type A) |  | standard | NO | [10 empty] | 2015-12-01 | Not Dimmable | Not Dimmable | NO |  | QQQRXW | [25 empty] | 4.4 | 2937 | 135.85 | 21.62 | 6.12 | 0.9117 | 5000 | 84 |  |  |  | NO | NO | NO | 2018-05-02 | 4.3 |  | standard |  |  |  |  | 2018-11-02 | NO | NO | NO | [6 empty] | AC | [7 empty] | NO
PJXW1QWQ | Shenzhen Bonld Electronics Co.,LTD | BONLD | BDT84FUA-20WB-SWCF | Linear Replacement Lamp | T8 Four-Foot | Replacement Lamps (plug and play) (UL Type A) |  | standard | YES |  | 2834 | 131.33 | 21.58 | 6.08 | 0.9126 | 2893 | 82.4 | 5 | 50000 | 2015-12-01 | Not Dimmable | Not Dimmable | NO |  | QQQRXW | [15 empty] | 91.3 |  | 1.22 | 1.4 | [6 empty] | 4.4 | 2834 | 131.33 | 21.58 | 6.08 | 0.9126 | 3000 | 82.4 |  |  |  | NO | NO | NO | 2018-05-02 | 4.3 |  | standard |  |  |  |  | 2018-11-02 | NO | NO | NO | [6 empty] | AC | [7 empty] | NO
PVJUADZS | Shenzhen Bonld Electronics Co.,LTD | BONLD | BDT84FUA-20WB-SNCF | Linear Replacement Lamp | T8 Four-Foot | Replacement Lamps (plug and play) (UL Type A) |  | standard | NO | [10 empty] | 2015-12-01 | Not Dimmable | Not Dimmable | NO |  | QQQRXW | [25 empty] | 4.4 | 2885 | 134.12 | 21.51 | 5.97 | 0.9133 | 4000 | 84.5 |  |  |  | NO | NO | NO | 2018-05-02 | 4.3 |  | standard |  |  |  |  | 2018-11-02 | NO | NO | NO | [6 empty] | AC | [7 empty] | NO
PCNVDJDS | Atlantic LED LLC | AtlanticLED | AELED4FT8FBG15469(50C) | Linear Replacement Lamp | T8 Four-Foot | Replacement Lamps (plug and play) (UL Type A) |  | standard | NO | [10 empty] | 2015-12-01 | Not Dimmable | Not Dimmable | NotYetVerified |  | BBBBWG | [25 empty] | 4.4 | 2221 | 126.34 | 17.58 | 8.8 | 0.9022 | 5000 | 83.5 |  |  |  | NO | NO | NO | 2018-05-02 | 4.3 |  | standard |  |  |  |  | 2018-11-02 | NO | NO | NO | [6 empty] | AC | [7 empty] | NO
P53NDBYU | Longhorn Intelligent Tech Co., Ltd | Longhorn | LH-L8U128Q00 | Linear Replacement Lamp | T8 Four-Foot | Dual Mode Internal Driver (UL Type A and Type B) |  | standard | NO | [10 empty] | 2015-12-01 | Not Dimmable | Not Dimmable | NO |  | BBBBJR | [25 empty] | 4.4 | 1841 | 128.92 | 12 | 14.33 | 0.9362 | 3500 | 82.3 |  |  |  | NO | NO | NO | 2018-05-02 | 4.3 |  | standard |  |  |  |  | 2018-11-02 | NO | NO | NO | [6 empty] | AC | [7 empty] | NO
PRDS9SD8 | Longhorn Intelligent Tech Co., Ltd | Longhorn | LH-L8N163Q00 | Linear Replacement Lamp | T8 Four-Foot | Dual Mode Internal Driver (UL Type A and Type B) |  | standard | NO | [10 empty] | 2015-12-01 | Not Dimmable | Not Dimmable | NO |  | BBBBJY | [25 empty] | 4.4 | 2334 | 133.6 | 16 | 14.95 | 0.9341 | 4000 | 82.4 |  |  |  | NO | NO | NO | 2018-05-02 | 4.3 |  | standard |  |  |  |  | 2018-11-02 | NO | NO | NO | [6 empty] | AC | [7 empty] | NO
PYWQMP6C | Longhorn Intelligent Tech Co., Ltd | Longhorn | LH-L8U163Q00 | Linear Replacement Lamp | T8 Four-Foot | Dual Mode Internal Driver (UL Type A and Type B) |  | standard | NO | [10 empty] | 2015-12-01 | Not Dimmable | Not Dimmable | NO |  | BBBBJY | [25 empty] | 4.4 | 2315 | 132.51 | 16 | 14.95 | 0.9341 | 3500 | 82.4 |  |  |  | NO | NO | NO | 2018-05-02 | 4.3 |  | standard |  |  |  |  | 2018-11-02 | NO | NO | NO | [6 empty] | AC | [7 empty] | NO
PPDBVEF5 | Longhorn Intelligent Tech Co., Ltd | Longhorn | LH-L8V128Q00 | Linear Replacement Lamp | T8 Four-Foot | Dual Mode Internal Driver (UL Type A and Type B) |  | standard | YES |  | 1826 | 128.59 | 14.2 | 14.33 | 0.9362 | 2932 | 82.3 | 5 | 50000 | 2015-12-01 | Not Dimmable | Not Dimmable | NO |  | BBBBJR | [15 empty] | 85.5 |  | 1.2 | 1.24 | [6 empty] | 4.4 | 1826 | 128.59 | 12 | 14.33 | 0.9362 | 3000 | 82.3 |  |  |  | NO | NO | NO | 2018-05-02 | 4.3 |  | standard |  |  |  |  | 2018-11-02 | NO | NO | NO | [6 empty] | AC | [7 empty] | NO
PGCPSYY8 | Longhorn Intelligent Tech Co., Ltd | Longhorn | LH-L8N128Q00 | Linear Replacement Lamp | T8 Four-Foot | Dual Mode Internal Driver (UL Type A and Type B) |  | standard | NO | [10 empty] | 2015-12-01 | Not Dimmable | Not Dimmable | NO |  | BBBBJR | [25 empty] | 4.4 | 1856 | 129.97 | 12 | 14.33 | 0.9362 | 4000 | 82.3 |  |  |  | NO | NO | NO | 2018-05-02 | 4.3 |  | standard |  |  |  |  | 2018-11-02 | NO | NO | NO | [6 empty] | AC | [7 empty] | NO
PWCMPAPQ | Longhorn Intelligent Tech Co., Ltd | Longhorn | LH-L8V143Q00 | Linear Replacement Lamp | T8 Four-Foot | Dual Mode Internal Driver (UL Type A and Type B) |  | standard | YES |  | 2082 | 131.36 | 15.85 | 14.96 | 0.9226 | 2930 | 82.3 | 5 | 50000 | 2015-12-01 | Not Dimmable | Not Dimmable | NO | Product de-listed on 4/1/2017, re-listed on 4/28/2017 due to allowances requirements change | BBBBJX | [15 empty] | 85.4 |  | 1.2 | 1.24 | [6 empty] | 4.4 | 2082 | 131.36 | 14 | 15.02 | 0.933 | 3000 | 82.3 |  |  |  | YES | NO | NO | 2018-05-02 | 4.3 |  | standard |  |  |  |  | 2018-11-02 | NO | NO | NO | [6 empty] | AC | [7 empty] | NO
PUJVXTDS | JIAXING SUPER LIGHTING ELECTRIC APPLIANCE CO.,LTD | Super | T8L-IDDM13-2200-4ft-BBA | Linear Replacement Lamp | T8 Four-Foot | Replacement Lamps (plug and play) (UL Type A) |  | standard | NO | [10 empty] | 2015-11-30 | Not Dimmable | Not Dimmable | NO |  | RRRSBL | [25 empty] | 4.4 | 2200 | 122 | 18 | 20 | 0.9 | 3500 | 82 |  |  |  | NO | NO | NO | 2018-05-02 | 4.3 |  | standard |  |  |  |  | 2018-11-02 | NO | NO | NO | [6 empty] | AC | [7 empty] | NO
PKYUW14M | JIAXING SUPER LIGHTING ELECTRIC APPLIANCE CO.,LTD | Super | T8L-IDDM13-2200-4ft-CBA | Linear Replacement Lamp | T8 Four-Foot | Replacement Lamps (plug and play) (UL Type A) |  | standard | NO | [10 empty] | 2015-11-30 | Not Dimmable | Not Dimmable | NO |  | RRRSBL | [25 empty] | 4.4 | 2200 | 122 | 18 | 20 | 0.9 | 4000 | 82 |  |  |  | NO | NO | NO | 2018-05-02 | 4.3 |  | standard |  |  |  |  | 2018-11-02 | NO | NO | NO | [6 empty] | AC | [7 empty] | NO
P46KA6CR | Aurora Lighting Inc. | InstantFit | AR-T8G164FFR/30 | Linear Replacement Lamp | T8 Four-Foot | Replacement Lamps (plug and play) (UL Type A) |  | standard | YES |  | 2072 | 121.1 | 17.08 | 12.9 | 0.9081 | 2932 | 82.2 | 5 | 50000 | 2015-11-30 | Not Dimmable | Not Dimmable | NotYetVerified | Nominal wattage 16W; Product de-listed on 4/1/2017, re-listed on 4/28/2017 due to allowances requirements change | UUUACK | [15 empty] | 84.5 |  | 1.25 | 1.21 | [6 empty] | 4.4 | 2072 | 121.31 | 17.08 | 20 | 0.9 | 3000 | 81.8 |  |  |  | YES | NO | NO | 2018-05-02 | 4.3 |  | standard |  |  |  |  | 2018-11-02 | NO | NO | NO | [6 empty] | AC | [7 empty] | NO
PTTMWXV9 | JIAXING SUPER LIGHTING ELECTRIC APPLIANCE CO.,LTD | Super | T8L-IDDM13-2200-4ft-DBA | Linear Replacement Lamp | T8 Four-Foot | Replacement Lamps (plug and play) (UL Type A) |  | standard | NO | [10 empty] | 2015-11-30 | Not Dimmable | Not Dimmable | NO |  | RRRSBL | [25 empty] | 4.4 | 2200 | 122 | 18 | 20 | 0.9 | 4500 | 82 |  |  |  | NO | NO | NO | 2018-05-02 | 4.3 |  | standard |  |  |  |  | 2018-11-02 | NO | NO | NO | [6 empty] | AC | [7 empty] | NO
PCCYVVPG | JIAXING SUPER LIGHTING ELECTRIC APPLIANCE CO.,LTD | Super | T8L-IDDM13-2200-4ft-EBA | Linear Replacement Lamp | T8 Four-Foot | Replacement Lamps (plug and play) (UL Type A) |  | standard | NO | [10 empty] | 2015-11-30 | Not Dimmable | Not Dimmable | NO |  | RRRSBL | [25 empty] | 4.4 | 2200 | 122 | 18 | 20 | 0.9 | 5000 | 82 |  |  |  | NO | NO | NO | 2018-05-02 | 4.3 |  | standard |  |  |  |  | 2018-11-02 | NO | NO | NO | [6 empty] | AC | [7 empty] | NO
PHSPFRVQ | JIAXING SUPER LIGHTING ELECTRIC APPLIANCE CO.,LTD | Super | T8L-IDDM13-2200-4ft-ABA | Linear Replacement Lamp | T8 Four-Foot | Replacement Lamps (plug and play) (UL Type A) |  | standard | YES |  | 2258 | 118.3 | 19.08 | 9.74 | 0.9807 | 3063 | 84.6 | 5 | 50000 | 2015-11-30 | Not Dimmable | Not Dimmable | NO |  | RRRSBL | [15 empty] | 83.1 |  | 1.26 | 1.28 | [6 empty] | 4.4 | 2200 | 122 | 18 | 20 | 0.9 | 3000 | 82 |  |  |  | NO | NO | NO | 2018-05-02 | 4.3 |  | standard |  |  |  |  | 2018-11-02 | NO | NO | NO | [6 empty] | AC | [7 empty] | NO
P1BXDGCV | JIAXING SUPER LIGHTING ELECTRIC APPLIANCE CO.,LTD | Super | T8L-IDDM13-2200-4ft-ACA | Linear Replacement Lamp | T8 Four-Foot | Replacement Lamps (plug and play) (UL Type A) |  | standard | YES |  | 2224 | 116.3 | 19.12 | 9.82 | 0.9808 | 3063 | 84.7 | 5 | 50000 | 2015-11-24 | Not Dimmable | Not Dimmable | NO | Product de-listed on 4/1/2017, re-listed on 4/28/2017 due to allowances requirements change | UUUACG | [15 empty] | 82.8 |  | 1.26 | 1.32 | [6 empty] | 4.4 | 2200 | 122 | 18 | 9.82 | 0.9808 | 3000 | 82 |  |  |  | YES | NO | NO | 2018-05-02 | 4.3 |  | standard |  |  |  |  | 2018-11-02 | NO | NO | NO | [6 empty] | AC | [7 empty] | NO
PRQ2QDEP | LED LEADER INC. | LED LEADER | L4GA-12T8LEDMVBF45 | Linear Replacement Lamp | T8 Four-Foot | Dual Mode Internal Driver (UL Type A and Type B) |  | standard | NO | [10 empty] | 2015-11-20 | Not Dimmable | Not Dimmable | NO | Updated on 6/06/18 | RRRRYK | [25 empty] | 4.4 | 1763.7 | 154.03 | 11.45 | 9.82 | 0.934 | 4500 | 82.6 |  |  |  | NO | NO | NO | [8 empty] | 2018-11-02 | NO | NO | NO | [6 empty] | AC | [7 empty] | NO
P35Z8CXP | LED LEADER INC. | LED LEADER | L4GA-12T8LEDMVBF50 | Linear Replacement Lamp | T8 Four-Foot | Dual Mode Internal Driver (UL Type A and Type B) |  | standard | NO | [10 empty] | 2015-11-20 | Not Dimmable | Not Dimmable | NO | Updated on 6/06/18 | RRRRYK | [25 empty] | 4.4 | 1810.8 | 159.12 | 11.38 | 9.82 | 0.934 | 5000 | 78.8 |  |  |  | NO | NO | NO | 2018-06-06 | 4.3 |  | standard |  |  |  |  | 2018-11-02 | NO | NO | NO | [6 empty] | AC | [7 empty] | NO
PEN14XVN | LED LEADER INC. | LED LEADER | L4GA-12T8LEDMVBF35 | Linear Replacement Lamp | T8 Four-Foot | Dual Mode Internal Driver (UL Type A and Type B) |  | standard | NO | [10 empty] | 2015-11-20 | Not Dimmable | Not Dimmable | NO | Updated on 6/06/18 | RRRRYK | [25 empty] | 4.4 | 1763.7 | 154.03 | 11.45 | 9.82 | 0.934 | 3500 | 82.6 |  |  |  | NO | NO | NO | [8 empty] | 2018-11-02 | NO | NO | NO | [6 empty] | AC | [7 empty] | NO
P3X7B4QR | LED LEADER INC. | LED LEADER | L4GA-12T8LEDMVBF40 | Linear Replacement Lamp | T8 Four-Foot | Dual Mode Internal Driver (UL Type A and Type B) |  | standard | NO | [10 empty] | 2015-11-20 | Not Dimmable | Not Dimmable | NO | Updated on 6/06/18 | RRRRYK | [25 empty] | 4.4 | 1763.7 | 154.03 | 11.45 | 9.82 | 0.934 | 4000 | 82.6 |  |  |  | NO | NO | NO | [8 empty] | 2018-11-02 | NO | NO | NO | [6 empty] | AC | [7 empty] | NO
PHUT9JMV | LED LEADER INC. | LED LEADER | L4GA-12T8LEDMVBF30 | Linear Replacement Lamp | T8 Four-Foot | Dual Mode Internal Driver (UL Type A and Type B) |  | standard | YES |  | 1763.7 | 154.03 | 11.45 | 9.82 | 0.934 | 3037 | 82.6 | 5 | 50000 | 2015-11-20 | Not Dimmable | Not Dimmable | NO | Updated on 6/06/18 | RRRRYK | [15 empty] | 78.6 |  | 1.18 | 1.26 | [6 empty] | 4.4 | 1763.7 | 154.03 | 11.45 | 9.82 | 0.934 | 3000 | 82.6 |  |  |  | NO | NO | NO | 2018-06-06 | 4.3 |  | standard |  |  |  |  | 2018-11-02 | NO | NO | NO | [6 empty] | AC | [7 empty] | NO
PW486899 | Shenzhen Bonld Electronics Co.,LTD | BONLD | BDT84FUA-16WB-SHCF | Linear Replacement Lamp | T8 Four-Foot | Replacement Lamps (plug and play) (UL Type A) |  | standard | NO | [10 empty] | 2015-11-19 | Not Dimmable | Not Dimmable | NO |  | PPPQCA | [25 empty] | 4.4 | 2451 | 132.13 | 18.55 | 11.06 | 0.9715 | 4500 | 85.1 |  |  |  | NO | NO | NO | 2018-05-02 | 4.3 |  | standard |  |  |  |  | 2018-11-02 | NO | NO | NO | [6 empty] | AC | [7 empty] | NO
PPHCG48Q | Shenzhen Bonld Electronics Co.,LTD | BONLD | BDT84FUA-20WB-SDMF | Linear Replacement Lamp | T8 Four-Foot | Replacement Lamps (plug and play) (UL Type A) |  | standard | NO | [10 empty] | 2015-11-19 | Not Dimmable | Not Dimmable | NO |  | PPPQCC | [25 empty] | 4.4 | 2631 | 120.63 | 21.81 | 6.39 | 0.9093 | 5000 | 84 |  |  |  | NO | NO | NO | 2018-05-02 | 4.3 |  | standard |  |  |  |  | 2018-11-02 | NO | NO | NO | [6 empty] | AC | [7 empty] | NO
PNQTH3EX | Shenzhen Bonld Electronics Co.,LTD | BONLD | BDT84FUA-16WB-SWCF | Linear Replacement Lamp | T8 Four-Foot | Replacement Lamps (plug and play) (UL Type A) |  | standard | YES |  | 2368 | 127.24 | 18.61 | 10.69 | 0.9739 | 2886 | 82.6 | 5 | 50000 | 2015-11-19 | Not Dimmable | Not Dimmable | NO |  | PPPQCA | [15 empty] | 91.7 |  | 1.22 | 1.4 | [6 empty] | 4.4 | 2368 | 127.24 | 18.61 | 10.69 | 0.9739 | 3000 | 82.6 |  |  |  | NO | NO | NO | 2018-05-02 | 4.3 |  | standard |  |  |  |  | 2018-11-02 | NO | NO | NO | [6 empty] | AC | [7 empty] | NO
P71Q1K6K | Shenzhen Bonld Electronics Co.,LTD | BONLD | BDT84FUA-16WB-SBCF | Linear Replacement Lamp | T8 Four-Foot | Replacement Lamps (plug and play) (UL Type A) |  | standard | NO | [10 empty] | 2015-11-19 | Not Dimmable | Not Dimmable | NO |  | PPPQCA | [25 empty] | 4.4 | 2395 | 128.83 | 18.59 | 10.69 | 0.9739 | 3500 | 82.6 |  |  |  | NO | NO | NO | 2018-05-02 | 4.3 |  | standard |  |  |  |  | 2018-11-02 | NO | NO | NO | [6 empty] | AC | [7 empty] | NO
PS8EW74P | Shenzhen Bonld Electronics Co.,LTD | BONLD | BDT84FUA-16WB-SNCF | Linear Replacement Lamp | T8 Four-Foot | Replacement Lamps (plug and play) (UL Type A) |  | standard | NO | [10 empty] | 2015-11-19 | Not Dimmable | Not Dimmable | NO |  | PPPQCA | [25 empty] | 4.4 | 2421 | 130.37 | 18.57 | 11.06 | 0.9715 | 4000 | 85.1 |  |  |  | NO | NO | NO | 2018-05-02 | 4.3 |  | standard |  |  |  |  | 2018-11-02 | NO | NO | NO | [6 empty] | AC | [7 empty] | NO
P4EEK9EA | Shenzhen Bonld Electronics Co.,LTD | BONLD | BDT84FUA-16WB-SDCF | Linear Replacement Lamp | T8 Four-Foot | Replacement Lamps (plug and play) (UL Type A) |  | standard | NO | [10 empty] | 2015-11-19 | Not Dimmable | Not Dimmable | NO |  | PPPQCA | [25 empty] | 4.4 | 2481 | 133.89 | 18.53 | 10.89 | 0.9729 | 5000 | 84 |  |  |  | NO | NO | NO | 2018-05-02 | 4.3 |  | standard |  |  |  |  | 2018-11-02 | NO | NO | NO | [6 empty] | AC | [7 empty] | NO
PQDPJ3NN | Shenzhen Bonld Electronics Co.,LTD | BONLD | BDT84FUA-12WB-SNCF | Linear Replacement Lamp | T8 Four-Foot | Replacement Lamps (plug and play) (UL Type A) |  | standard | NO | [10 empty] | 2015-11-18 | Not Dimmable | Not Dimmable | NO |  | HHHBFP | [25 empty] | 4.4 | 2028 | 136.02 | 14.91 | 9.08 | 0.9068 | 4000 | 85.1 |  |  |  | NO | NO | NO | 2018-05-02 | 4.3 |  | standard |  |  |  |  | 2018-11-02 | NO | NO | NO | [6 empty] | AC | [7 empty] | NO
PQDZJXH1 | Shenzhen Bonld Electronics Co.,LTD | BONLD | BDT84FUA-12WB-SNMF | Linear Replacement Lamp | T8 Four-Foot | Replacement Lamps (plug and play) (UL Type A) |  | standard | NO | [10 empty] | 2015-11-18 | Not Dimmable | Not Dimmable | NO |  | HHHBFO | [25 empty] | 4.4 | 1836 | 123.64 | 14.85 | 9.35 | 0.9073 | 4000 | 85.2 |  |  |  | NO | NO | NO | 2018-05-02 | 4.3 |  | standard |  |  |  |  | 2018-11-02 | NO | NO | NO | [6 empty] | AC | [7 empty] | NO
P3K79M26 | Shenzhen Bonld Electronics Co.,LTD | BONLD | BDT84FUA-12WB-SWMF | Linear Replacement Lamp | T8 Four-Foot | Replacement Lamps (plug and play) (UL Type A) |  | standard | YES |  | 1771 | 119.74 | 14.76 | 9.08 | 0.9047 | 2885 | 82.6 | 5 |  | 2015-11-18 | Not Dimmable | Not Dimmable | NO |  | HHHBFO | [15 empty] | 89.9 |  | 1.16 | 1.36 | [6 empty] | 4.4 | 1778 | 120.46 | 14.76 | 9.08 | 0.9047 | 3000 | 82.6 |  |  |  | NO | NO | NO | 2018-05-02 | 4.3 |  | standard |  |  |  |  | 2018-11-02 | NO | NO | NO | [6 empty] | AC | [7 empty] | NO
PT95BNZN | Shenzhen Bonld Electronics Co.,LTD | BONLD | BDT84FUA-12WB-SBCF | Linear Replacement Lamp | T8 Four-Foot | Replacement Lamps (plug and play) (UL Type A) |  | standard | NO | [10 empty] | 2015-11-18 | Not Dimmable | Not Dimmable | NO |  | HHHBFP | [25 empty] | 4.4 | 2000 | 134.59 | 14.86 | 9.11 | 0.9072 | 3500 | 82.6 |  |  |  | NO | NO | NO | 2018-05-02 | 4.3 |  | standard |  |  |  |  | 2018-11-02 | NO | NO | NO | [6 empty] | AC | [7 empty] | NO
PJCY135G | Shenzhen Bonld Electronics Co.,LTD | BONLD | BDT84FUA-12WB-SBMF | Linear Replacement Lamp | T8 Four-Foot | Replacement Lamps (plug and play) (UL Type A) |  | standard | NO | [10 empty] | 2015-11-18 | Not Dimmable | Not Dimmable | NO |  | HHHBFO | [25 empty] | 4.4 | 1807 | 122.01 | 14.81 | 9.08 | 0.9047 | 3500 | 82.6 |  |  |  | NO | NO | NO | 2018-05-02 | 4.3 |  | standard |  |  |  |  | 2018-11-02 | NO | NO | NO | [6 empty] | AC | [7 empty] | NO
P66QAPUH | Shenzhen Bonld Electronics Co.,LTD | BONLD | BDT84FUA-12WB-SDCF | Linear Replacement Lamp | T8 Four-Foot | Replacement Lamps (plug and play) (UL Type A) |  | standard | NO | [10 empty] | 2015-11-18 | Not Dimmable | Not Dimmable | NO |  | HHHBFP | [25 empty] | 4.4 | 2077 | 138.74 | 14.97 | 9.48 | 0.9051 | 5000 | 83.6 |  |  |  | NO | NO | NO | 2018-05-02 | 4.3 |  | standard |  |  |  |  | 2018-11-02 | NO | NO | NO | [6 empty] | AC | [7 empty] | NO
PEF3M2SY | Shenzhen Bonld Electronics Co.,LTD | BONLD | BDT84FUA-12WB-SDMF | Linear Replacement Lamp | T8 Four-Foot | Replacement Lamps (plug and play) (UL Type A) |  | standard | NO | [10 empty] | 2015-11-18 | Not Dimmable | Not Dimmable | NO |  | HHHBFO | [25 empty] | 4.4 | 1987 | 133.62 | 14.87 | 9.31 | 0.9055 | 5000 | 83.8 |  |  |  | NO | NO | NO | 2018-05-02 | 4.3 |  | standard |  |  |  |  | 2018-11-02 | NO | NO | NO | [6 empty] | AC | [7 empty] | NO
PGQ7W1FZ | Shenzhen Bonld Electronics Co.,LTD | BONLD | BDT84FUA-12WB-SWCF | Linear Replacement Lamp | T8 Four-Foot | Replacement Lamps (plug and play) (UL Type A) |  | standard | YES |  | 1968 | 132.53 | 14.82 | 9.11 | 0.9072 | 2871 | 82.6 | 5 |  | 2015-11-18 | Not Dimmable | Not Dimmable | NO |  | HHHBFP | [15 empty] | 92 |  | 1.2 | 1.44 | [6 empty] | 4.4 | 1972 | 133.06 | 14.82 | 9.11 | 0.9072 | 3000 | 82.6 |  |  |  | NO | NO | NO | 2018-05-02 | 4.3 |  | standard |  |  |  |  | 2018-11-02 | NO | NO | NO | [6 empty] | AC | [7 empty] | NO
PGWWGFVE | Shenzhen Bonld Electronics Co.,LTD | BONLD | BDT84FUA-12WB-SHCF | Linear Replacement Lamp | T8 Four-Foot | Replacement Lamps (plug and play) (UL Type A) |  | standard | NO | [10 empty] | 2015-11-18 | Not Dimmable | Not Dimmable | NO |  | HHHBFP | [25 empty] | 4.4 | 2053 | 137.42 | 14.94 | 9.08 | 0.9068 | 4500 | 85.1 |  |  |  | NO | NO | NO | 2018-05-02 | 4.3 |  | standard |  |  |  |  | 2018-11-02 | NO | NO | NO | [6 empty] | AC | [7 empty] | NO
PRCKPEVM | Shenzhen Bonld Electronics Co.,LTD | BONLD | BDT84FUA-12WB-SHMF | Linear Replacement Lamp | T8 Four-Foot | Replacement Lamps (plug and play) (UL Type A) |  | standard | NO | [10 empty] | 2015-11-18 | Not Dimmable | Not Dimmable | NO |  | HHHBFO | [25 empty] | 4.4 | 1912 | 123.66 | 14.86 | 9.35 | 0.9073 | 4500 | 85.2 |  |  |  | NO | NO | NO | 2018-05-02 | 4.3 |  | standard |  |  |  |  | 2018-11-02 | NO | NO | NO | [6 empty] | AC | [7 empty] | NO
PTV8SY4Y | Shenzhen Vanplex Optoelectronics Co., Ltd | VANPLEX | VPLT-20WBC (4000K) | Linear Replacement Lamp | T8 Four-Foot | Replacement Lamps (plug and play) (UL Type A) |  | standard | NO | [10 empty] | 2015-11-16 | Not Dimmable | Not Dimmable | NO |  | PPPQBQ | [25 empty] | 4.4 | 2500 | 125 | 20 | 20 | 0.98 | 4000 | 80 |  |  |  | NO | NO | NO | 2018-05-02 | 4.3 |  | standard |  |  |  |  | 2018-11-02 | NO | NO | NO | [6 empty] | AC | [7 empty] | NO
PV326ETU | Shenzhen Vanplex Optoelectronics Co., Ltd | VANPLEX | VPLT-18WBC (4500K) | Linear Replacement Lamp | T8 Four-Foot | Replacement Lamps (plug and play) (UL Type A) |  | standard | NO | [10 empty] | 2015-11-16 | Not Dimmable | Not Dimmable | NO |  | PPPQBR | [25 empty] | 4.4 | 2250 | 125 | 18 | 20 | 0.98 | 4500 | 80 |  |  |  | NO | NO | NO | 2018-05-02 | 4.3 |  | standard |  |  |  |  | 2018-11-02 | NO | NO | NO | [6 empty] | AC | [7 empty] | NO
P72VM4EW | Shenzhen Vanplex Optoelectronics Co., Ltd | VANPLEX | VPLT-18WBC (4000K) | Linear Replacement Lamp | T8 Four-Foot | Replacement Lamps (plug and play) (UL Type A) |  | standard | NO | [10 empty] | 2015-11-16 | Not Dimmable | Not Dimmable | NO |  | PPPQBR | [25 empty] | 4.4 | 2250 | 125 | 18 | 20 | 0.98 | 4000 | 80 |  |  |  | NO | NO | NO | 2018-05-02 | 4.3 |  | standard |  |  |  |  | 2018-11-02 | NO | NO | NO | [6 empty] | AC | [7 empty] | NO
P1BF7MZA | Shenzhen Vanplex Optoelectronics Co., Ltd | VANPLEX | VPLT-15WBC (5000K) | Linear Replacement Lamp | T8 Four-Foot | Replacement Lamps (plug and play) (UL Type A) |  | standard | NO | [10 empty] | 2015-11-16 | Not Dimmable | Not Dimmable | NO |  | PPPQBS | [25 empty] | 4.4 | 1850 | 123.33 | 15 | 20 | 0.98 | 5000 | 80 |  |  |  | NO | NO | NO | 2018-05-02 | 4.3 |  | standard |  |  |  |  | 2018-11-02 | NO | NO | NO | [6 empty] | AC | [7 empty] | NO
PQYR9J9Q | Shenzhen Vanplex Optoelectronics Co., Ltd | VANPLEX | VPLT-15WBC (4000K) | Linear Replacement Lamp | T8 Four-Foot | Replacement Lamps (plug and play) (UL Type A) |  | standard | NO | [10 empty] | 2015-11-16 | Not Dimmable | Not Dimmable | NO |  | PPPQBS | [25 empty] | 4.4 | 1850 | 123.33 | 15 | 20 | 0.98 | 4000 | 80 |  |  |  | NO | NO | NO | 2018-05-02 | 4.3 |  | standard |  |  |  |  | 2018-11-02 | NO | NO | NO | [6 empty] | AC | [7 empty] | NO
PMA9QR38 | Shenzhen Vanplex Optoelectronics Co., Ltd | VANPLEX | VPLT-15WBC (4500K) | Linear Replacement Lamp | T8 Four-Foot | Replacement Lamps (plug and play) (UL Type A) |  | standard | NO | [10 empty] | 2015-11-16 | Not Dimmable | Not Dimmable | NO |  | PPPQBS | [25 empty] | 4.4 | 1850 | 123.33 | 15 | 20 | 0.98 | 4500 | 80 |  |  |  | NO | NO | NO | 2018-05-02 | 4.3 |  | standard |  |  |  |  | 2018-11-02 | NO | NO | NO | [6 empty] | AC | [7 empty] | NO
P2PRX297 | Shenzhen Vanplex Optoelectronics Co., Ltd | VANPLEX | VPLT-20WBC (5000K) | Linear Replacement Lamp | T8 Four-Foot | Replacement Lamps (plug and play) (UL Type A) |  | standard | NO | [10 empty] | 2015-11-16 | Not Dimmable | Not Dimmable | NO |  | PPPQBQ | [25 empty] | 4.4 | 2500 | 125 | 20 | 20 | 0.98 | 5000 | 80 |  |  |  | NO | NO | NO | 2018-05-02 | 4.3 |  | standard |  |  |  |  | 2018-11-02 | NO | NO | NO | [6 empty] | AC | [7 empty] | NO
PAUE57F3 | Shenzhen Vanplex Optoelectronics Co., Ltd | VANPLEX | VPLT-20WBC (4500K) | Linear Replacement Lamp | T8 Four-Foot | Replacement Lamps (plug and play) (UL Type A) |  | standard | NO | [10 empty] | 2015-11-16 | Not Dimmable | Not Dimmable | NO |  | PPPQBQ | [25 empty] | 4.4 | 2500 | 125 | 20 | 20 | 0.98 | 4500 | 80 |  |  |  | NO | NO | NO | 2018-05-02 | 4.3 |  | standard |  |  |  |  | 2018-11-02 | NO | NO | NO | [6 empty] | AC | [7 empty] | NO
PJP9GSKR | Shenzhen Vanplex Optoelectronics Co., Ltd | VANPLEX | VPLT-18WBC (5000K) | Linear Replacement Lamp | T8 Four-Foot | Replacement Lamps (plug and play) (UL Type A) |  | standard | NO | [10 empty] | 2015-11-16 | Not Dimmable | Not Dimmable | NO |  | PPPQBR | [25 empty] | 4.4 | 2250 | 125 | 18 | 20 | 0.98 | 5000 | 80 |  |  |  | NO | NO | NO | 2018-05-02 | 4.3 |  | standard |  |  |  |  | 2018-11-02 | NO | NO | NO | [6 empty] | AC | [7 empty] | NO
PF3B69XP | Shenzhen Topband Co., Ltd. | Topband | TPDF2T8X4NLA-13WSB(50C) | Linear Replacement Lamp | T8 Four-Foot | Replacement Lamps (plug and play) (UL Type A) |  | standard | NO | [10 empty] | 2015-11-12 | Not Dimmable | Not Dimmable | NO |  | NNNNSG | [25 empty] | 4.4 | 1973 | 122.32 | 16.13 | 16.04 | 0.9019 | 5000 | 84.6 |  |  |  | NO | NO | NO | 2018-05-02 | 4.3 |  | standard |  |  |  |  | 2018-11-02 | NO | NO | NO | [6 empty] | AC | [7 empty] | NO
PCGD5H88 | SMART SENSE CONCEPTS | SMART SENSE CONCEPTS | BLC-RT8-EOGL-40 | Linear Replacement Lamp | T8 Four-Foot | Dual Mode Internal Driver (UL Type A and Type B) |  | standard | NO | [10 empty] | 2015-11-09 | Not Dimmable | Not Dimmable | NotYetVerified |  | DDDHDJ | [25 empty] | 4.4 | 1782 | 141.09 | 12.63 | 16.59 | 0.9182 | 4000 | 83.6 |  |  |  | NO | NO | NO | 2018-05-02 | 4.3 |  | standard |  |  |  |  | 2018-11-02 | NO | NO | NO | [6 empty] | AC | [7 empty] | NO
PMFQ32NG | SMART SENSE CONCEPTS | SMART SENSE CONCEPTS | BLC-RT8-EOGL-35 | Linear Replacement Lamp | T8 Four-Foot | Dual Mode Internal Driver (UL Type A and Type B) |  | standard | NO | [10 empty] | 2015-11-09 | Not Dimmable | Not Dimmable | NotYetVerified |  | DDDHDJ | [25 empty] | 4.4 | 1782 | 141.09 | 12.63 | 16.59 | 0.9182 | 3500 | 83.6 |  |  |  | NO | NO | NO | 2018-05-02 | 4.3 |  | standard |  |  |  |  | 2018-11-02 | NO | NO | NO | [6 empty] | AC | [7 empty] | NO
P3FVTEWG | SMART SENSE CONCEPTS | SMART SENSE CONCEPTS | BLC-RT8-EOGL-45 | Linear Replacement Lamp | T8 Four-Foot | Dual Mode Internal Driver (UL Type A and Type B) |  | standard | NO | [10 empty] | 2015-11-09 | Not Dimmable | Not Dimmable | NotYetVerified |  | DDDHDJ | [25 empty] | 4.4 | 1782 | 141.09 | 12.63 | 16.59 | 0.9182 | 4500 | 83.6 |  |  |  | NO | NO | NO | 2018-05-02 | 4.3 |  | standard |  |  |  |  | 2018-11-02 | NO | NO | NO | [6 empty] | AC | [7 empty] | NO
PKF9WT7E | SMART SENSE CONCEPTS | SMART SENSE CONCEPTS | BLC-RT8-EOGL-30 | Linear Replacement Lamp | T8 Four-Foot | Dual Mode Internal Driver (UL Type A and Type B) |  | standard | YES |  | 1782 | 141.09 | 12.63 | 16.59 | 0.9132 | 3098 | 84 | 5 | 50000 | 2015-11-09 | Not Dimmable | Not Dimmable | NotYetVerified |  | DDDHDJ | [15 empty] | 85.5 |  | 1.36 | 1.26 | [6 empty] | 4.4 | 1782 | 141.09 | 12.63 | 16.59 | 0.9182 | 3000 | 83.6 |  |  |  | NO | NO | NO | 2018-05-02 | 4.3 |  | standard |  |  |  |  | 2018-11-02 | NO | NO | NO | [6 empty] | AC | [7 empty] | NO
PEGCZTC7 | SMART SENSE CONCEPTS | SMART SENSE CONCEPTS | BLC-RT8-EOGL-50 | Linear Replacement Lamp | T8 Four-Foot | Dual Mode Internal Driver (UL Type A and Type B) |  | standard | NO | [10 empty] | 2015-11-09 | Not Dimmable | Not Dimmable | NotYetVerified |  | DDDHDJ | [25 empty] | 4.4 | 1892 | 148.63 | 12.73 | 16.09 | 0.9137 | 5000 | 82.1 |  |  |  | NO | NO | NO | 2018-05-02 | 4.3 |  | standard |  |  |  |  | 2018-11-02 | NO | NO | NO | [6 empty] | AC | [7 empty] | NO
P4E576TP | 4KLedTech, LLC | 4KLedTech | ZFF-T8-4-15-27-N-FR-DE-ID-DLC | Linear Replacement Lamp | T8 Four-Foot | Dual Mode Internal Driver (UL Type A and Type B) |  | standard | YES |  | 1929 | 109 | 17.7 | 17.9 | 0.9557 | 2655 | 81.6 | 5 | 50000 | 2015-11-04 | Not Yet Verified | Not Yet Verified | NotYetVerified | Internal driver; operates off existing fluorescent ballast; Product de-listed on 4/1/2017, re-listed on 4/28/2017 due to allowances requirements change | KKKYKE | [15 empty] | 84.9 |  | 1.25 | 1.4 | [6 empty] | 4.4 | 2040 | 120 | 17.7 | 8.75 | 0.9936 | 2700 | 82 |  |  |  | NO | YES | NO | 2018-05-02 | 4.3 |  | standard |  |  |  |  | 2018-11-02 | NO | NO | NO | [6 empty] | AC | [7 empty] | NO
PBZ87KA2 | 4KLedTech, LLC | 4KLedTech | ZFF-T8-4-15-30-N-FR-DE-ID-DLC | Linear Replacement Lamp | T8 Four-Foot | Dual Mode Internal Driver (UL Type A and Type B) |  | standard | NO | [10 empty] | 2015-11-04 | Not Yet Verified | Not Yet Verified | NotYetVerified | Internal driver; operates off existing fluorescent ballast; Product de-listed on 4/1/2017, re-listed on 4/28/2017 due to allowances requirements change | KKKYKE | [25 empty] | 4.4 | 2040 | 120 | 17.7 | 8.75 | 0.9936 | 3000 | 81.6 |  |  |  | YES | NO | NO | 2018-05-02 | 4.3 |  | standard |  |  |  |  | 2018-11-02 | NO | NO | NO | [6 empty] | AC | [7 empty] | NO
P75BP1JF | Arani systems corp | Arani | T48T8-40K-V4 | Linear Replacement Lamp | T8 Four-Foot | Dual Mode Internal Driver (UL Type A and Type B) |  | standard | NO | [10 empty] | 2015-11-02 | Not Dimmable | Not Dimmable | NotYetVerified |  | UUUAAB | [25 empty] | 4.4 | 2403 | 123.74 | 19.42 | 15.96 | 0.9044 | 4000 | 81.9 |  |  |  | NO | NO | NO | 2018-05-02 | 4.3 |  | standard |  |  |  |  | 2018-11-02 | NO | NO | NO | [6 empty] | AC | [7 empty] | NO
PEUJZQ7R | Arani systems corp | Arani | T48T8-30K-V4 | Linear Replacement Lamp | T8 Four-Foot | Dual Mode Internal Driver (UL Type A and Type B) |  | standard | YES |  | 2401 | 121.32 | 19.79 | 15.96 | 0.9044 | 2960 | 81.9 | 5 | 50000 | 2015-11-02 | Not Dimmable | Not Dimmable | NotYetVerified |  | UUUAAB | [15 empty] | 90.9 |  | 1.34 | 1.36 | [6 empty] | 4.4 | 2401 | 121.32 | 19.79 | 15.96 | 0.9044 | 2960 | 81.9 |  |  |  | NO | NO | NO | 2018-05-02 | 4.3 |  | standard |  |  |  |  | 2018-11-02 | NO | NO | NO | [6 empty] | AC | [7 empty] | NO
P2GSTJQ2 | Arani systems corp | Arani | T48T8-45K-V4 | Linear Replacement Lamp | T8 Four-Foot | Dual Mode Internal Driver (UL Type A and Type B) |  | standard | NO | [10 empty] | 2015-11-02 | Not Dimmable | Not Dimmable | NotYetVerified |  | UUUAAB | [25 empty] | 4.4 | 2403 | 123.74 | 19.42 | 15.96 | 0.9044 | 4500 | 81.9 |  |  |  | NO | NO | NO | 2018-05-02 | 4.3 |  | standard |  |  |  |  | 2018-11-02 | NO | NO | NO | [6 empty] | AC | [7 empty] | NO
PQM1QZ2E | Arani systems corp | Arani | T48T8-35K-V4 | Linear Replacement Lamp | T8 Four-Foot | Dual Mode Internal Driver (UL Type A and Type B) |  | standard | NO | [10 empty] | 2015-11-02 | Not Dimmable | Not Dimmable | NotYetVerified |  | UUUAAB | [25 empty] | 4.4 | 2403 | 123.74 | 19.42 | 15.96 | 0.9044 | 3500 | 81.9 |  |  |  | NO | NO | NO | 2018-05-02 | 4.3 |  | standard |  |  |  |  | 2018-11-02 | NO | NO | NO | [6 empty] | AC | [7 empty] | NO
PT55KKBF | Arani systems corp | Arani | T48T8-50K-V4 | Linear Replacement Lamp | T8 Four-Foot | Dual Mode Internal Driver (UL Type A and Type B) |  | standard | NO | [10 empty] | 2015-11-02 | Not Dimmable | Not Dimmable | NotYetVerified |  | UUUAAB | [25 empty] | 4.4 | 2684 | 138.71 | 19.35 | 15.71 | 0.9085 | 5000 | 83.2 |  |  |  | NO | NO | NO | 2018-05-02 | 4.3 |  | standard |  |  |  |  | 2018-11-02 | NO | NO | NO | [6 empty] | AC | [7 empty] | NO
PGE81SXB | BTS LED, Inc. | BTS | BT8B1504FT4 | Linear Replacement Lamp | T8 Four-Foot | Dual Mode Internal Driver (UL Type A and Type B) |  | standard | NO | [10 empty] | 2015-10-28 | Not Yet Verified | Not Yet Verified | NotYetVerified | Product updated on 5/24/2017 | KKKYIU | [25 empty] | 4.4 | 2172 | 133 | 16.3 | 20 | 0.9 | 4000 | 83 |  |  |  | NO | NO | NO | 2018-05-02 | 4.3 |  | standard |  |  |  |  | 2018-11-02 | NO | NO | NO | [6 empty] | AC | [7 empty] | NO
PCMEEY4Y | BTS LED, Inc. | BTS | BT8B1505FT4 | Linear Replacement Lamp | T8 Four-Foot | Dual Mode Internal Driver (UL Type A and Type B) |  | standard | NO | [10 empty] | 2015-10-28 | Not Yet Verified | Not Yet Verified | NotYetVerified | Product updated on 5/24/2017 | KKKYIU | [25 empty] | 4.4 | 2172 | 133 | 16.3 | 20 | 0.9 | 5000 | 83 |  |  |  | NO | NO | NO | 2018-05-02 | 4.3 |  | standard |  |  |  |  | 2018-11-02 | NO | NO | NO | [6 empty] | AC | [7 empty] | NO
PN445793 | BTS LED, Inc. | BTS | BT8B1503FT4 | Linear Replacement Lamp | T8 Four-Foot | Dual Mode Internal Driver (UL Type A and Type B) |  | standard | YES |  | 2172 | 133.25 | 16.3 | 6.91 | 0.9572 | 3012 | 81.8 | 5 | 50000 | 2015-10-28 | Not Yet Verified | Not Yet Verified | NotYetVerified | Product updated on 5/24/2017 | KKKYIU | [15 empty] | 90 |  | 1.16 | 1.38 | [6 empty] | 4.4 | 2172 | 133 | 16.3 | 20 | 0.9 | 3000 | 83 |  |  |  | NO | NO | NO | 2018-05-02 | 4.3 |  | standard |  |  |  |  | 2018-11-02 | NO | NO | NO | [6 empty] | AC | [7 empty] | NO
PCP67UNA | Disruptive SSL | Disruptive SSL | DXTH12 (3500K) | Linear Replacement Lamp | T8 Four-Foot | Dual Mode Internal Driver (UL Type A and Type B) |  | standard | NO | [10 empty] | 2015-10-16 | Not Yet Verified | Not Yet Verified | NotYetVerified |  | PPPPXQ | [25 empty] | 4.4 | 1782 | 141.09 | 12.63 | 16.59 | 0.9182 | 3500 | 83.6 |  |  |  | NO | NO | NO | 2018-05-02 | 4.3 |  | standard |  |  |  |  | 2018-11-02 | NO | NO | NO | [6 empty] | AC | [7 empty] | NO
PQSXHDK4 | Disruptive SSL | Disruptive SSL | DXTH12 (5000K) | Linear Replacement Lamp | T8 Four-Foot | Dual Mode Internal Driver (UL Type A and Type B) |  | standard | NO | [10 empty] | 2015-10-16 | Not Yet Verified | Not Yet Verified | NotYetVerified |  | PPPPXQ | [25 empty] | 4.4 | 1892 | 148.63 | 12.73 | 16.09 | 0.9137 | 5000 | 82.1 |  |  |  | NO | NO | NO | 2018-05-02 | 4.3 |  | standard |  |  |  |  | 2018-11-02 | NO | NO | NO | [6 empty] | AC | [7 empty] | NO
PD11ESQH | Disruptive SSL | Disruptive SSL | DXTH12 (4000K) | Linear Replacement Lamp | T8 Four-Foot | Dual Mode Internal Driver (UL Type A and Type B) |  | standard | NO | [10 empty] | 2015-10-16 | Not Yet Verified | Not Yet Verified | NotYetVerified |  | PPPPXQ | [25 empty] | 4.4 | 1782 | 141.09 | 12.63 | 16.59 | 0.9182 | 4000 | 83.6 |  |  |  | NO | NO | NO | 2018-05-02 | 4.3 |  | standard |  |  |  |  | 2018-11-02 | NO | NO | NO | [6 empty] | AC | [7 empty] | NO
P9AKQNN4 | Disruptive SSL | Disruptive SSL | DXTH12 (3000K) | Linear Replacement Lamp | T8 Four-Foot | Dual Mode Internal Driver (UL Type A and Type B) |  | standard | YES |  | 1782 | 141.09 | 12.63 | 16.59 | 0.9132 | 3098 | 84 | 5 | 50000 | 2015-10-16 | Not Yet Verified | Not Yet Verified | NotYetVerified |  | PPPPXQ | [15 empty] | 85.5 |  | 1.36 | 1.26 | [6 empty] | 4.4 | 1782 | 141.09 | 12.63 | 16.59 | 0.9182 | 3000 | 83.6 |  |  |  | NO | NO | NO | 2018-05-02 | 4.3 |  | standard |  |  |  |  | 2018-11-02 | NO | NO | NO | [6 empty] | AC | [7 empty] | NO
PIPDK3LX | RAB Lighting | RAB | T8-12-48P-835-DIR | Linear Replacement Lamp | T8 Four-Foot | Replacement Lamps (plug and play) (UL Type A) |  | standard | NO | [10 empty] | 2018-10-12 | Not Dimmable | Not Dimmable | NO |  | BBBEMF | [25 empty] | 4.4 | 1650 | 137.5 | 12 | 13.4 | 0.9712 | 3500 | 82 |  |  |  | NO | NO | NO | [8 empty] | 2018-11-02 | NO | NO | NO | [6 empty] | AC | [7 empty] | NO
PAAJXWQ3 | RAB Lighting | RAB | T8-15-48P-835-DIR | Linear Replacement Lamp | T8 Four-Foot | Replacement Lamps (plug and play) (UL Type A) |  | standard | NO | [10 empty] | 2018-10-12 | Not Dimmable | Not Dimmable | NO |  | BBBEMI | [25 empty] | 4.4 | 2000 | 133.333 | 15 | 5.9 | 0.9709 | 3500 | 82 |  |  |  | NO | NO | NO | [8 empty] | 2018-11-02 | NO | NO | NO | [6 empty] | AC | [7 empty] | NO
PTUVI1UU | RAB Lighting | RAB | T8-15-48P-840-DIR | Linear Replacement Lamp | T8 Four-Foot | Replacement Lamps (plug and play) (UL Type A) |  | standard | NO | [10 empty] | 2018-10-12 | Not Dimmable | Not Dimmable | NO |  | BBBEMI | [25 empty] | 4.4 | 2200 | 146.667 | 15 | 5.9 | 0.9709 | 4000 | 82 |  |  |  | NO | NO | NO | [8 empty] | 2018-11-02 | NO | NO | NO | [6 empty] | AC | [7 empty] | NO
PL6NVJ0YBXVB | Westinghouse Lighting | WESTINGHOUSE | 53653 | Linear Replacement Lamp | T8 Four-Foot | Replacement Lamps (plug and play) (UL Type A) |  | standard | NO | [10 empty] | 2018-04-17 | Dimmable | Continuous Below 10 | NO |  | HAHIMT | [25 empty] | 4.4 | 2200 | 122.2 | 18 | 20 | 0.9 | 4000 | 82 |  |  |  | NO | NO | NO | [8 empty] | 2018-11-02 | NO | NO | NO | [6 empty] | AC | [7 empty] | NO
PLMVFZF1S80S | Westinghouse Lighting | WESTINGHOUSE | 53655 | Linear Replacement Lamp | T8 Four-Foot | Replacement Lamps (plug and play) (UL Type A) |  | standard | NO | [10 empty] | 2018-04-17 | Dimmable | Continuous Below 10 | NO |  | HAHIMT | [25 empty] | 4.4 | 2200 | 122.2 | 18 | 20 | 0.9 | 5000 | 82 |  |  |  | NO | NO | NO | [8 empty] | 2018-11-02 | NO | NO | NO | [6 empty] | AC | [7 empty] | NO
PV699YH4 | Westinghouse Lighting | WESTINGHOUSE | 33852 | Linear Replacement Lamp | T8 Four-Foot | Replacement Lamps (plug and play) (UL Type A) |  | standard | NO | [10 empty] | 2017-01-31 | Not Dimmable | Not Dimmable | NO |  | TTTULY | [25 empty] | 4.4 | 1800 | 124 | 14.5 | 14.44 | 0.96 | 5000 | 82 |  |  |  | NO | NO | NO | 2018-05-02 | 4.3 |  | standard |  |  |  |  | 2018-11-02 | NO | NO | NO | [6 empty] | AC | [7 empty] | NO
PZCT3H7Y | Tron Technologies LTD | GreenLED | GL-T8-04-C(4500K) | Linear Replacement Lamp | T8 Four-Foot | Dual Mode Internal Driver (UL Type A and Type B) |  | standard | NO | [10 empty] | 2015-10-13 | Not Dimmable | Not Dimmable | NotYetVerified |  | TTTTMV | [25 empty] | 4.4 | 2403 | 123.74 | 19.42 | 15.96 | 0.9044 | 4500 | 81.9 |  |  |  | NO | NO | NO | 2018-05-02 | 4.3 |  | standard |  |  |  |  | 2018-11-02 | NO | NO | NO | [6 empty] | AC | [7 empty] | NO
PA548C1M | Tron Technologies LTD | GreenLED | GL-T8-04-C(4000K) | Linear Replacement Lamp | T8 Four-Foot | Dual Mode Internal Driver (UL Type A and Type B) |  | standard | NO | [10 empty] | 2015-10-13 | Not Dimmable | Not Dimmable | NotYetVerified |  | TTTTMV | [25 empty] | 4.4 | 2403 | 123.74 | 19.42 | 15.96 | 0.9044 | 4000 | 81.9 |  |  |  | NO | NO | NO | 2018-05-02 | 4.3 |  | standard |  |  |  |  | 2018-11-02 | NO | NO | NO | [6 empty] | AC | [7 empty] | NO
P641DNKR | Tron Technologies LTD | GreenLED | GL-T8-04-C(3500K) | Linear Replacement Lamp | T8 Four-Foot | Dual Mode Internal Driver (UL Type A and Type B) |  | standard | NO | [10 empty] | 2015-10-13 | Not Dimmable | Not Dimmable | NotYetVerified |  | TTTTMV | [25 empty] | 4.4 | 2403 | 123.74 | 19.42 | 15.96 | 0.9044 | 3500 | 81.9 |  |  |  | NO | NO | NO | 2018-05-02 | 4.3 |  | standard |  |  |  |  | 2018-11-02 | NO | NO | NO | [6 empty] | AC | [7 empty] | NO
PHQGJTME | Tron Technologies LTD | GreenLED | GL-T8-04-C(5000K) | Linear Replacement Lamp | T8 Four-Foot | Dual Mode Internal Driver (UL Type A and Type B) |  | standard | NO | [10 empty] | 2015-10-13 | Not Dimmable | Not Dimmable | NotYetVerified |  | TTTTMV | [25 empty] | 4.4 | 2684 | 138.71 | 19.35 | 15.71 | 0.9085 | 5000 | 83.2 |  |  |  | NO | NO | NO | 2018-05-02 | 4.3 |  | standard |  |  |  |  | 2018-11-02 | NO | NO | NO | [6 empty] | AC | [7 empty] | NO
PJP3R8KC | Tron Technologies LTD | GreenLED | GL-T8-04-C(3000K) | Linear Replacement Lamp | T8 Four-Foot | Dual Mode Internal Driver (UL Type A and Type B) |  | standard | YES |  | 2401 | 121.32 | 19.79 | 15.96 | 0.9044 | 2960 | 81.9 | 5 | 50000 | 2015-10-13 | Not Dimmable | Not Dimmable | NotYetVerified |  | TTTTMV | [15 empty] | 90.9 |  | 1.34 | 1.36 | [6 empty] | 4.4 | 2401 | 121.32 | 19.79 | 15.96 | 0.9044 | 2960 | 81.9 |  |  |  | NO | NO | NO | 2018-05-02 | 4.3 |  | standard |  |  |  |  | 2018-11-02 | NO | NO | NO | [6 empty] | AC | [7 empty] | NO
PZQPFEFS | GreenTek Energy Systems | GreenTEK | GT-PNP4F14W4KDC (4000K frosted lens) ?? ??UL TYPE A | Linear Replacement Lamp | T8 Four-Foot | Replacement Lamps (plug and play) (UL Type A) |  | standard | NO | [10 empty] | 2015-10-05 | Not Dimmable | Not Dimmable | NotYetVerified | Nominal wattage 14w | KKKYGI | [25 empty] | 4.4 | 2217 | 137.53 | 16.12 | 12.37 | 0.9056 | 4000 | 81.7 |  |  |  | NO | NO | NO | 2018-05-02 | 4.3 |  | standard |  |  |  |  | 2018-11-02 | NO | NO | NO | [6 empty] | AC | [7 empty] | NO
PANP6UDS | GreenTek Energy Systems | GreenTEK | GT-PNP4F14W5KDC (5000K frosted lens) ?? ??UL TYPE A | Linear Replacement Lamp | T8 Four-Foot | Replacement Lamps (plug and play) (UL Type A) |  | standard | NO | [10 empty] | 2015-10-05 | Not Dimmable | Not Dimmable | NotYetVerified | Nominal wattage 14w | KKKYGI | [25 empty] | 4.4 | 2304 | 140.92 | 16.35 | 12.07 | 0.9043 | 5000 | 81.1 |  |  |  | NO | NO | NO | 2018-05-02 | 4.3 |  | standard |  |  |  |  | 2018-11-02 | NO | NO | NO | [6 empty] | AC | [7 empty] | NO
PRHFR8NY | GreenTek Energy Systems | GreenTEK | GT-PNP4F12W3KDF (3000K frosted lens) ? ?UL TYPE A | Linear Replacement Lamp | T8 Four-Foot | Replacement Lamps (plug and play) (UL Type A) |  | standard | YES |  | 1715 | 120.86 | 14.19 | 8.3 | 0.9055 | 2909 | 81.8 | 5 | 50000 | 2015-10-05 | Not Dimmable | Not Dimmable | NotYetVerified | Nominal wattage 12W; Product de-listed on 4/1/2017, re-listed on 4/28/2017 due to allowances requirements change | KKKYGC | [15 empty] | 84.5 |  | 1.33 | 1.23 | [6 empty] | 4.4 | 1715 | 120.86 | 14.19 | 20 | 0.9 | 3000 | 81.8 |  |  |  | YES | NO | NO | 2018-05-02 | 4.3 |  | standard |  |  |  |  | 2018-11-02 | NO | NO | NO | [6 empty] | AC | [7 empty] | NO
PAUFJAF2 | Revolution Lighting Technologies, Inc. | Revolution Lighting Technologies | 204250-211 | Linear Replacement Lamp | T8 Four-Foot | Replacement Lamps (plug and play) (UL Type A) |  | standard | YES |  | 1715 | 120.86 | 14.19 | 8.3 | 0.9055 | 2909 | 81.8 | 5 | 50000 | 2015-10-05 | Not Dimmable | Not Dimmable | NotYetVerified | Nominal wattage 12W; Product de-listed on 4/1/2017, re-listed on 4/28/2017 due to allowances requirements change | KKKYFO | [15 empty] | 84.5 |  | 1.33 | 1.23 | [6 empty] | 4.4 | 1715 | 120.86 | 14.19 | 20 | 0.9 | 3000 | 81.8 |  |  |  | YES | NO | NO | 2018-05-02 | 4.3 |  | standard |  |  |  |  | 2018-11-02 | NO | NO | NO | [6 empty] | AC | [7 empty] | NO
PTWGZJ1U | Revolution Lighting Technologies, Inc. | Revolution Lighting Technologies | 204252-211 | Linear Replacement Lamp | T8 Four-Foot | Replacement Lamps (plug and play) (UL Type A) |  | standard | YES |  | 2072 | 121.1 | 17.08 | 12.9 | 0.9081 | 2932 | 82.2 | 5 | 50000 | 2015-10-05 | Not Dimmable | Not Dimmable | NotYetVerified | Nominal wattage 16W; Product de-listed on 4/1/2017, re-listed on 4/28/2017 due to allowances requirements change | KKKYFS | [15 empty] | 84.5 |  | 1.25 | 1.21 | [6 empty] | 4.4 | 2072 | 121.31 | 17.08 | 20 | 0.9 | 3000 | 81.8 |  |  |  | YES | NO | NO | 2018-05-02 | 4.3 |  | standard |  |  |  |  | 2018-11-02 | NO | NO | NO | [6 empty] | AC | [7 empty] | NO
PUR9YDUV | GreenTek Energy Systems | GreenTEK | GT-PNP4F12W5KDC (5000K frosted lens) ?? ??UL TYPE A | Linear Replacement Lamp | T8 Four-Foot | Replacement Lamps (plug and play) (UL Type A) |  | standard | NO | [10 empty] | 2015-10-05 | Not Dimmable | Not Dimmable | NotYetVerified | Nominal wattage 12w | KKKYGH | [25 empty] | 4.4 | 2005.8 | 140.96 | 14.23 | 14.63 | 0.9031 | 5000 | 81.6 |  |  |  | NO | NO | NO | 2018-05-02 | 4.3 |  | standard |  |  |  |  | 2018-11-02 | NO | NO | NO | [6 empty] | AC | [7 empty] | NO
PUNMURW7 | GreenTek Energy Systems | GreenTEK | GT-PNP4F12W3KDC (3000K frosted lens) ?? ??UL TYPE A | Linear Replacement Lamp | T8 Four-Foot | Replacement Lamps (plug and play) (UL Type A) |  | standard | YES |  | 1947.4 | 137.33 | 14.18 | 10.54 | 0.9062 | 2940 | 81.7 | 5 | 50000 | 2015-10-05 | Not Dimmable | Not Dimmable | NotYetVerified | Nominal wattage 12w | KKKYGH | [15 empty] | 85.3 |  | 1.3 | 1.23 | [6 empty] | 4.4 | 1947.4 | 137.33 | 14.18 | 10.6 | 0.9063 | 3000 | 81.6 |  |  |  | NO | NO | NO | 2018-05-02 | 4.3 |  | standard |  |  |  |  | 2018-11-02 | NO | NO | NO | [6 empty] | AC | [7 empty] | NO
PPX65SND | GreenTek Energy Systems | GreenTEK | GT-PNP4F14W3KDC (3000K frosted lens) ?? ??UL TYPE A | Linear Replacement Lamp | T8 Four-Foot | Replacement Lamps (plug and play) (UL Type A) |  | standard | YES |  | 2217 | 137.53 | 16.12 | 12.46 | 0.9067 | 2942 | 81.7 | 5 | 50000 | 2015-10-05 | Not Dimmable | Not Dimmable | NotYetVerified | Nominal wattage 14w | KKKYGI | [15 empty] | 85.5 |  | 1.17 | 1.21 | [6 empty] | 4.4 | 2217 | 137.53 | 16.12 | 12.37 | 0.9056 | 3000 | 81.7 |  |  |  | NO | NO | NO | 2018-05-02 | 4.3 |  | standard |  |  |  |  | 2018-11-02 | NO | NO | NO | [6 empty] | AC | [7 empty] | NO
P5VBVH9W | GreenTek Energy Systems | GreenTEK | GT-PNP4F12W4KDC (4000K frosted lens) UL TYPE A | Linear Replacement Lamp | T8 Four-Foot | Replacement Lamps (plug and play) (UL Type A) |  | standard | NO | [10 empty] | 2015-10-05 | Not Dimmable | Not Dimmable | NotYetVerified | Nominal wattage 12w | KKKYGH | [25 empty] | 4.4 | 1947.4 | 137.33 | 14.18 | 10.6 | 0.9063 | 4000 | 81.6 |  |  |  | NO | NO | NO | 2018-05-02 | 4.3 |  | standard |  |  |  |  | 2018-11-02 | NO | NO | NO | [6 empty] | AC | [7 empty] | NO
PC3XFSZK | Longhorn Intelligent Tech Co., Ltd | Longhorn | LH-L8U142Q00 | Linear Replacement Lamp | T8 Four-Foot | Replacement Lamps (plug and play) (UL Type A) |  | standard | NO | [10 empty] | 2015-10-01 | Not Dimmable | Not Dimmable | NO | Delisted on 4/1/17 and Relisted on 8/22/17 due to update | KKKYFG | [25 empty] | 4.4 | 1600 | 123 | 13 | 15 | 0.9 | 3500 | 80 |  |  |  | NO | NO | NO | 2018-05-02 | 4.3 |  | standard |  |  |  |  | 2018-11-02 | NO | NO | NO | [6 empty] | AC | [7 empty] | NO
PTT1DN2Y | Longhorn Intelligent Tech Co., Ltd | Longhorn | LH-L8R142Q00 | Linear Replacement Lamp | T8 Four-Foot | Replacement Lamps (plug and play) (UL Type A) |  | standard | NO | [10 empty] | 2015-10-01 | Not Dimmable | Not Dimmable | NO | Delisted on 4/1/17 and Relisted on 8/22/17 due to update | KKKYFG | [25 empty] | 4.4 | 1600 | 123 | 13 | 15 | 0.9 | 5000 | 80 |  |  |  | NO | NO | NO | 2018-05-02 | 4.3 |  | standard |  |  |  |  | 2018-11-02 | NO | NO | NO | [6 empty] | AC | [7 empty] | NO
P3T9133U | Longhorn Intelligent Tech Co., Ltd | Longhorn | LH-L8N142Q00 | Linear Replacement Lamp | T8 Four-Foot | Replacement Lamps (plug and play) (UL Type A) |  | standard | NO | [10 empty] | 2015-10-01 | Not Dimmable | Not Dimmable | NO | Delisted on 4/1/17 and Relisted on 8/22/17 due to update | KKKYFG | [25 empty] | 4.4 | 1600 | 123 | 13 | 15 | 0.9 | 4000 | 80 |  |  |  | NO | NO | NO | 2018-05-02 | 4.3 |  | standard |  |  |  |  | 2018-11-02 | NO | NO | NO | [6 empty] | AC | [7 empty] | NO
PCBGGTA5 | Above Lights | Mirai LED | ABL-UNV-EXXLHF | Linear Replacement Lamp | T8 Four-Foot | Replacement Lamps (plug and play) (UL Type A) |  | standard | NO | [10 empty] | 2015-09-30 | Not Dimmable | Not Dimmable | NotYetVerified |  | YYYAQB | [25 empty] | 4.4 | 2100 | 131.25 | 16 | 10 | 0.98 | 5000 | 85 |  |  |  | NO | NO | NO | 2018-05-02 | 4.3 |  | standard |  |  |  |  | 2018-11-02 | NO | NO | NO | [6 empty] | AC | [7 empty] | NO
PNHWJBNB | Above Lights | Mirai LED | ABL-UNV-EXXLHC | Linear Replacement Lamp | T8 Four-Foot | Replacement Lamps (plug and play) (UL Type A) |  | standard | NO | [10 empty] | 2015-09-30 | Not Dimmable | Not Dimmable | NotYetVerified |  | YYYAQB | [25 empty] | 4.4 | 2000 | 125 | 16 | 10 | 0.98 | 3500 | 85 |  |  |  | NO | NO | NO | 2018-05-02 | 4.3 |  | standard |  |  |  |  | 2018-11-02 | NO | NO | NO | [6 empty] | AC | [7 empty] | NO
PGAXVES1 | Above Lights | Mirai LED | ABL-UNV-EXXLHE | Linear Replacement Lamp | T8 Four-Foot | Replacement Lamps (plug and play) (UL Type A) |  | standard | NO | [10 empty] | 2015-09-30 | Not Dimmable | Not Dimmable | NotYetVerified |  | YYYAQB | [25 empty] | 4.4 | 2050 | 128.125 | 16 | 10 | 0.98 | 4500 | 85 |  |  |  | NO | NO | NO | 2018-05-02 | 4.3 |  | standard |  |  |  |  | 2018-11-02 | NO | NO | NO | [6 empty] | AC | [7 empty] | NO
P8MG1EP4 | Above Lights | Mirai LED | ABL-UNV-EXXLHB | Linear Replacement Lamp | T8 Four-Foot | Replacement Lamps (plug and play) (UL Type A) |  | standard | YES |  | 2780.28 | 142 | 19.54 | 7 | 0.98 | 3066 | 86.87 | 5 | 50000 | 2015-09-30 | Not Dimmable | Not Dimmable | NotYetVerified |  | YYYAQB | [15 empty] | 91.8 |  | 1.22 | 1.32 | [6 empty] | 4.4 | 2000 | 125 | 16 | 10 | 0.98 | 3000 | 85 |  |  |  | NO | NO | NO | 2018-05-02 | 4.3 |  | standard |  |  |  |  | 2018-11-02 | NO | NO | NO | [6 empty] | AC | [7 empty] | NO
PS5GWH8P | Above Lights | Mirai LED | ABL-UNV-EXXLHD | Linear Replacement Lamp | T8 Four-Foot | Replacement Lamps (plug and play) (UL Type A) |  | standard | NO | [10 empty] | 2015-09-30 | Not Dimmable | Not Dimmable | NotYetVerified |  | YYYAQB | [25 empty] | 4.4 | 2050 | 128.125 | 16 | 10 | 0.98 | 4000 | 85 |  |  |  | NO | NO | NO | 2018-05-02 | 4.3 |  | standard |  |  |  |  | 2018-11-02 | NO | NO | NO | [6 empty] | AC | [7 empty] | NO
PRZW1XKZ | DONG GUAN WALSTAR OPTOELECTRONICS TECHNOLOGY CO., LTD | WALSTAR | FL-T8-22W1200 BIXF(4000K) | Linear Replacement Lamp | T8 Four-Foot | Replacement Lamps (plug and play) (UL Type A) |  | standard | YES |  | 2934 | 137.09 | 21.4 | 14.18 | 0.8874 | 4062 | 81.3 | 5 | 50000 | 2015-09-24 | Not Dimmable | Not Dimmable | NO | Product de-listed on 04/01/2017, re-listed on 05/16/2017 due to update | PPPPTX | [15 empty] | 89.7 |  | 1.16 | 1.34 | [6 empty] | 4.4 | 2934 | 137.09 | 21.4 | 14.18 | 0.89 | 4000 | 81.3 |  |  |  | NO | NO | NO | 2018-05-02 | 4.3 |  | standard |  |  |  |  | 2018-11-02 | NO | NO | NO | [6 empty] | AC | [7 empty] | NO
PE9G56JU | DONG GUAN WALSTAR OPTOELECTRONICS TECHNOLOGY CO., LTD | WALSTAR | FL-T8-22W1200 BIXF(4500K) | Linear Replacement Lamp | T8 Four-Foot | Replacement Lamps (plug and play) (UL Type A) |  | standard | NO | [10 empty] | 2015-09-24 | Not Dimmable | Not Dimmable | NO | Product de-listed on 04/01/2017, re-listed on 05/16/2017 due to update | PPPPTX | [25 empty] | 4.4 | 2973 | 137.89 | 21.56 | 14.18 | 0.89 | 4500 | 81.3 |  |  |  | NO | NO | NO | 2018-05-02 | 4.3 |  | standard |  |  |  |  | 2018-11-02 | NO | NO | NO | [6 empty] | AC | [7 empty] | NO
PCZTEDB3 | DONG GUAN WALSTAR OPTOELECTRONICS TECHNOLOGY CO., LTD | WALSTAR | FL-T8-18W1200 BIXF(4000K) | Linear Replacement Lamp | T8 Four-Foot | Replacement Lamps (plug and play) (UL Type A) |  | standard | YES |  | 2335 | 138.08 | 16.91 | 13.57 | 0.9671 | 4031 | 81.1 | 5 | 50000 | 2015-09-24 | Not Dimmable | Not Dimmable | NO | Product de-listed on 04/01/2017, re-listed on 05/16/2017 due to update | PPPPTW | [15 empty] | 89.5 |  | 1.16 | 1.42 | [6 empty] | 4.4 | 2335 | 138.08 | 16.91 | 13.57 | 0.91 | 4000 | 81.1 |  |  |  | NO | NO | NO | 2018-05-02 | 4.3 |  | standard |  |  |  |  | 2018-11-02 | NO | NO | NO | [6 empty] | AC | [7 empty] | NO
PAMV4MVV | DONG GUAN WALSTAR OPTOELECTRONICS TECHNOLOGY CO., LTD | WALSTAR | FL-T8-22W1200 BIXF(5000K) | Linear Replacement Lamp | T8 Four-Foot | Replacement Lamps (plug and play) (UL Type A) |  | standard | NO | [10 empty] | 2015-09-24 | Not Dimmable | Not Dimmable | NO | Product de-listed on 04/01/2017, re-listed on 05/16/2017 due to update | PPPPTX | [25 empty] | 4.4 | 3012 | 138.68 | 21.72 | 14.65 | 0.88 | 5000 | 81.2 |  |  |  | NO | NO | NO | 2018-05-02 | 4.3 |  | standard |  |  |  |  | 2018-11-02 | NO | NO | NO | [6 empty] | AC | [7 empty] | NO
PBTF2HYA | DONG GUAN WALSTAR OPTOELECTRONICS TECHNOLOGY CO., LTD | WALSTAR | FL-T8-18W1200 BIXF(5000K) | Linear Replacement Lamp | T8 Four-Foot | Replacement Lamps (plug and play) (UL Type A) |  | standard | NO | [10 empty] | 2015-09-24 | Not Dimmable | Not Dimmable | NO | Product de-listed on 04/01/2017, re-listed on 05/16/2017 due to update | PPPPTW | [25 empty] | 4.4 | 2437 | 141.28 | 17.25 | 14.15 | 0.96 | 5000 | 81.1 |  |  |  | NO | NO | NO | 2018-05-02 | 4.3 |  | standard |  |  |  |  | 2018-11-02 | NO | NO | NO | [6 empty] | AC | [7 empty] | NO
PJSDGPJK | DONG GUAN WALSTAR OPTOELECTRONICS TECHNOLOGY CO., LTD | WALSTAR | FL-T8-18W1200 BIXF(4500K) | Linear Replacement Lamp | T8 Four-Foot | Replacement Lamps (plug and play) (UL Type A) |  | standard | NO | [10 empty] | 2015-09-24 | Not Dimmable | Not Dimmable | NO | Product de-listed on 04/01/2017, re-listed on 05/16/2017 due to update | PPPPTW | [25 empty] | 4.4 | 2386 | 139.7 | 17.08 | 13.57 | 0.91 | 4500 | 81.1 |  |  |  | NO | NO | NO | 2018-05-02 | 4.3 |  | standard |  |  |  |  | 2018-11-02 | NO | NO | NO | [6 empty] | AC | [7 empty] | NO
PDZ83ZAX | CNLIGHT CO., LTD | CNLIGHT | BRB120/18.RD.G13.12B81BC | Linear Replacement Lamp | T8 Four-Foot | Dual Mode Internal Driver (UL Type A and Type B) |  | standard | YES |  | 2112.94 | 120.533 | 17.53 | 14.07 | 0.8725 | 2691 | 81.9 | 5 | 50000 | 2015-09-23 | Not Dimmable | Not Dimmable | NO |  | MMMNOQ | [15 empty] | 89.8 |  | 1.26 | 1.48 | [6 empty] | 4.4 | 2112.94 | 120.533 | 17.53 | 14.07 | 0.981 | 2691 | 81.9 |  |  |  | NO | NO | NO | 2018-05-02 | 4.3 |  | standard |  |  |  |  | 2018-11-02 | NO | NO | NO | [6 empty] | AC | [7 empty] | NO
P9EPZY3Z | CNLIGHT CO., LTD | CNLIGHT | BRB120/18.RN.G13.12B81BC | Linear Replacement Lamp | T8 Four-Foot | Dual Mode Internal Driver (UL Type A and Type B) |  | standard | NO | [10 empty] | 2015-09-23 | Not Dimmable | Not Dimmable | NO |  | MMMNOQ | [25 empty] | 4.4 | 2112.94 | 120.533 | 17.53 | 14.07 | 0.981 | 3000 | 81.9 |  |  |  | NO | NO | NO | 2018-05-02 | 4.3 |  | standard |  |  |  |  | 2018-11-02 | NO | NO | NO | [6 empty] | AC | [7 empty] | NO
PD546YR2 | CNLIGHT CO., LTD | CNLIGHT | BRB120/18.RL.G13.12B81BC | Linear Replacement Lamp | T8 Four-Foot | Dual Mode Internal Driver (UL Type A and Type B) |  | standard | NO | [10 empty] | 2015-09-23 | Not Dimmable | Not Dimmable | NO |  | MMMNOQ | [25 empty] | 4.4 | 2112.94 | 120.533 | 17.53 | 14.07 | 0.981 | 4000 | 81.9 |  |  |  | NO | NO | NO | 2018-05-02 | 4.3 |  | standard |  |  |  |  | 2018-11-02 | NO | NO | NO | [6 empty] | AC | [7 empty] | NO
PNKRGANN | CNLIGHT CO., LTD | CNLIGHT | BRB120/18.RZ.G13.12B81BC | Linear Replacement Lamp | T8 Four-Foot | Dual Mode Internal Driver (UL Type A and Type B) |  | standard | NO | [10 empty] | 2015-09-23 | Not Dimmable | Not Dimmable | NO |  | MMMNOQ | [25 empty] | 4.4 | 2366.63 | 132.957 | 17.8 | 14.07 | 0.977 | 4831 | 83.2 |  |  |  | NO | NO | NO | 2018-05-02 | 4.3 |  | standard |  |  |  |  | 2018-11-02 | NO | NO | NO | [6 empty] | AC | [7 empty] | NO
PPBR3DD9 | ARKSMART INC | ARK | ARK/UB/12K(3500K) | Linear Replacement Lamp | T8 Four-Foot | Dual Mode Internal Driver (UL Type A and Type B) |  | standard | NO | [10 empty] | 2015-09-21 | Not Dimmable | Not Dimmable | NotYetVerified |  | NNNNRV | [25 empty] | 4.4 | 1782 | 141.09 | 12.63 | 16.59 | 0.9132 | 3500 | 83.6 |  |  |  | NO | NO | NO | 2018-05-02 | 4.3 |  | standard |  |  |  |  | 2018-11-02 | NO | NO | NO | [6 empty] | AC | [7 empty] | NO
PKFDZZK5 | PowerSecure, Inc | Efficient Lights | L48T8/30K/FLC | Linear Replacement Lamp | T8 Four-Foot | Replacement Lamps (plug and play) (UL Type A) |  | standard | YES |  | 1907.7 | 120.94 | 15.78 | 10.25 | 0.9765 | 3033 | 83.6 | 5 | 50000 | 2015-09-21 | Not Dimmable | Not Dimmable | NotYetVerified |  | BBBBTB | [15 empty] | 82.1 |  | 1.28 | 1.36 | [6 empty] | 4.4 | 1907.7 | 120.94 | 15.78 |  |  | 3000 | 83 |  |  |  | NO | NO | NO | 2018-05-02 | 4.3 |  | standard |  |  |  |  | 2018-11-02 | NO | NO | NO | [6 empty] | AC | [7 empty] | NO
P4U8MA9S | ARKSMART INC | ARK | ARK/UB/12K(4500K) | Linear Replacement Lamp | T8 Four-Foot | Dual Mode Internal Driver (UL Type A and Type B) |  | standard | NO | [10 empty] | 2015-09-21 | Not Dimmable | Not Dimmable | NotYetVerified |  | NNNNRV | [25 empty] | 4.4 | 1782 | 141.09 | 12.63 | 16.59 | 0.9132 | 4500 | 83.6 |  |  |  | NO | NO | NO | 2018-05-02 | 4.3 |  | standard |  |  |  |  | 2018-11-02 | NO | NO | NO | [6 empty] | AC | [7 empty] | NO
PRVTCYPW | ARKSMART INC | ARK | ARK/UB/12K(4000K) | Linear Replacement Lamp | T8 Four-Foot | Dual Mode Internal Driver (UL Type A and Type B) |  | standard | NO | [10 empty] | 2015-09-21 | Not Dimmable | Not Dimmable | NotYetVerified |  | NNNNRV | [25 empty] | 4.4 | 1782 | 141.09 | 12.63 | 16.59 | 0.9132 | 4000 | 83.6 |  |  |  | NO | NO | NO | 2018-05-02 | 4.3 |  | standard |  |  |  |  | 2018-11-02 | NO | NO | NO | [6 empty] | AC | [7 empty] | NO
PU46A69P | ARKSMART INC | ARK | ARK/UB/12K(5000K) | Linear Replacement Lamp | T8 Four-Foot | Dual Mode Internal Driver (UL Type A and Type B) |  | standard | NO | [10 empty] | 2015-09-21 | Not Dimmable | Not Dimmable | NotYetVerified |  | NNNNRV | [25 empty] | 4.4 | 1892 | 148.63 | 12.73 | 16.09 | 0.9137 | 5000 | 82.1 |  |  |  | NO | NO | NO | 2018-05-02 | 4.3 |  | standard |  |  |  |  | 2018-11-02 | NO | NO | NO | [6 empty] | AC | [7 empty] | NO
P4G2BKCB | ARKSMART INC | ARK | ARK/UB/12K(3000K) | Linear Replacement Lamp | T8 Four-Foot | Dual Mode Internal Driver (UL Type A and Type B) |  | standard | YES |  | 1782 | 141.09 | 12.63 | 16.59 | 0.9132 | 3098 | 84 | 5 | 50000 | 2015-09-21 | Not Dimmable | Not Dimmable | NotYetVerified |  | NNNNRV | [15 empty] | 85.5 |  | 1.36 | 1.26 | [6 empty] | 4.4 | 1782 | 141.09 | 12.63 | 16.59 | 0.9132 | 3000 | 83.6 |  |  |  | NO | NO | NO | 2018-05-02 | 4.3 |  | standard |  |  |  |  | 2018-11-02 | NO | NO | NO | [6 empty] | AC | [7 empty] | NO
PAHBHFMT | VALUEGREEN INC. | Value Green | VG-T8-4FTC(40K120CGSB) | Linear Replacement Lamp | T8 Four-Foot | Replacement Lamps (plug and play) (UL Type A) |  | standard | NO | [10 empty] | 2015-09-18 | Not Dimmable | Not Dimmable | NotYetVerified |  | BBBBED | [25 empty] | 4.4 | 2645 | 124.59 | 21.23 | 5.93 | 0.9708 | 4000 | 82.1 |  |  |  | NO | NO | NO | 2018-05-02 | 4.3 |  | standard |  |  |  |  | 2018-11-02 | NO | NO | NO | [6 empty] | AC | [7 empty] | NO
PQXCZQN9 | VALUEGREEN INC. | Value Green | VG-T8-4FTC(45K120CGSB) | Linear Replacement Lamp | T8 Four-Foot | Replacement Lamps (plug and play) (UL Type A) |  | standard | NO | [10 empty] | 2015-09-18 | Not Dimmable | Not Dimmable | NotYetVerified |  | BBBBED | [25 empty] | 4.4 | 2645 | 124.59 | 21.23 | 5.93 | 0.9708 | 4500 | 82.1 |  |  |  | NO | NO | NO | 2018-05-02 | 4.3 |  | standard |  |  |  |  | 2018-11-02 | NO | NO | NO | [6 empty] | AC | [7 empty] | NO
P8BNBSD8 | VALUEGREEN INC. | Value Green | VG-T8-4FTC(50K120CGSB) | Linear Replacement Lamp | T8 Four-Foot | Replacement Lamps (plug and play) (UL Type A) |  | standard | NO | [10 empty] | 2015-09-18 | Not Dimmable | Not Dimmable | NotYetVerified |  | BBBBED | [25 empty] | 4.4 | 2803 | 129.05 | 21.72 | 5.93 | 0.9751 | 5000 | 82 |  |  |  | NO | NO | NO | 2018-05-02 | 4.3 |  | standard |  |  |  |  | 2018-11-02 | NO | NO | NO | [6 empty] | AC | [7 empty] | NO
PARUNZWT | VALUEGREEN INC. | Value Green | VG-T8-4FTC(35K120CGSB) | Linear Replacement Lamp | T8 Four-Foot | Replacement Lamps (plug and play) (UL Type A) |  | standard | NO | [10 empty] | 2015-09-18 | Not Dimmable | Not Dimmable | NotYetVerified |  | BBBBED | [25 empty] | 4.4 | 2645 | 124.59 | 21.23 | 5.93 | 0.9708 | 3500 | 82.1 |  |  |  | NO | NO | NO | 2018-05-02 | 4.3 |  | standard |  |  |  |  | 2018-11-02 | NO | NO | NO | [6 empty] | AC | [7 empty] | NO
PY6JUYYG | VALUEGREEN INC. | Value Green | VG-T8-4FTC(30K120CGSB) | Linear Replacement Lamp | T8 Four-Foot | Replacement Lamps (plug and play) (UL Type A) |  | standard | YES |  | 2645 | 124.59 | 21.23 | 5.93 | 0.9708 | 2970 | 82.1 | 5 | 50000 | 2015-09-18 | Not Dimmable | Not Dimmable | NotYetVerified |  | BBBBED | [15 empty] | 91.4 |  | 1.34 | 1.34 | [6 empty] | 4.4 | 2645 | 124.59 | 21.23 | 5.93 | 0.9708 | 3000 | 82.1 |  |  |  | NO | NO | NO | 2018-05-02 | 4.3 |  | standard |  |  |  |  | 2018-11-02 | NO | NO | NO | [6 empty] | AC | [7 empty] | NO
PH8K7AJD | Truly Green Solutions | Truly Green Solutions | 834116-45-BA-F | Linear Replacement Lamp | T8 Four-Foot | Replacement Lamps (plug and play) (UL Type A) |  | standard | NO | [10 empty] | 2015-09-17 | Not Dimmable | Not Dimmable | NotYetVerified | Product Updated on 07/05/2017 | KKKYDU | [25 empty] | 4.4 | 2112 | 130.77 | 16.15 | 20 | 0.9 | 4500 | 81.8 |  |  |  | NO | NO | NO | 2018-05-02 | 4.3 |  | standard |  |  |  |  | 2018-11-02 | NO | NO | NO | [6 empty] | AC | [7 empty] | NO
PPCGP121 | Truly Green Solutions | Truly Green Solutions | 834116-50-BA-F | Linear Replacement Lamp | T8 Four-Foot | Replacement Lamps (plug and play) (UL Type A) |  | standard | NO | [10 empty] | 2015-09-17 | Not Dimmable | Not Dimmable | NotYetVerified | Product Updated on 07/05/2017 | KKKYDU | [25 empty] | 4.4 | 2112 | 130.77 | 16.15 | 20 | 0.9 | 5000 | 80.7 |  |  |  | NO | NO | NO | 2018-05-02 | 4.3 |  | standard |  |  |  |  | 2018-11-02 | NO | NO | NO | [6 empty] | AC | [7 empty] | NO
PDVMCAVB | Truly Green Solutions | Truly Green Solutions | 834114-30-BA-F | Linear Replacement Lamp | T8 Four-Foot | Replacement Lamps (plug and play) (UL Type A) |  | standard | YES |  | 1920 | 133.33 | 14.4 | 9.66 | 0.9019 | 3025 | 81.9 | 5 | 50000 | 2015-09-17 | Not Dimmable | Not Dimmable | NotYetVerified | Product Updated on 07/05/2017 | KKKYDT | [15 empty] | 84.6 |  | 1.38 | 1.22 | [6 empty] | 4.4 | 1920 | 133.33 | 14.4 | 20 | 0.9 | 3000 | 81.8 |  |  |  | NO | NO | NO | 2018-05-02 | 4.3 |  | standard |  |  |  |  | 2018-11-02 | NO | NO | NO | [6 empty] | AC | [7 empty] | NO
PT2DKZ8T | Truly Green Solutions | Truly Green Solutions | 834116-35-BA-F | Linear Replacement Lamp | T8 Four-Foot | Replacement Lamps (plug and play) (UL Type A) |  | standard | NO | [10 empty] | 2015-09-17 | Not Dimmable | Not Dimmable | NotYetVerified | Product Updated on 07/05/2017 | KKKYDU | [25 empty] | 4.4 | 2112 | 130.77 | 16.15 | 20 | 0.9 | 3500 | 81.8 |  |  |  | NO | NO | NO | 2018-05-02 | 4.3 |  | standard |  |  |  |  | 2018-11-02 | NO | NO | NO | [6 empty] | AC | [7 empty] | NO
P31DSBRM | Truly Green Solutions | Truly Green Solutions | 834112-30-BA-F | Linear Replacement Lamp | T8 Four-Foot | Replacement Lamps (plug and play) (UL Type A) |  | standard | YES |  | 1769 | 132.51 | 13.35 | 10 | 0.9021 | 2953 | 80.4 | 5 | 50000 | 2015-09-17 | Not Dimmable | Not Dimmable | NotYetVerified | Product Updated on 07/05/2017 | KKKYDS | [15 empty] | 84.5 |  | 1.33 | 1.23 | [6 empty] | 4.4 | 1769 | 132.51 | 13.35 | 20 | 0.9 | 3000 | 81.8 |  |  |  | NO | NO | NO | 2018-05-02 | 4.3 |  | standard |  |  |  |  | 2018-11-02 | NO | NO | NO | [6 empty] | AC | [7 empty] | NO
P7MBUBVD | Truly Green Solutions | Truly Green Solutions | 834116-30-BA-F | Linear Replacement Lamp | T8 Four-Foot | Replacement Lamps (plug and play) (UL Type A) |  | standard | YES |  | 2112 | 130.77 | 16.15 | 7.36 | 0.9551 | 2982 | 81.2 | 5 | 50000 | 2015-09-17 | Not Dimmable | Not Dimmable | NotYetVerified | Product Updated on 07/05/2017 | KKKYDU | [15 empty] | 84.5 |  | 1.25 | 1.21 | [6 empty] | 4.4 | 2112 | 130.77 | 16.15 | 20 | 0.9 | 3000 | 81.8 |  |  |  | NO | NO | NO | 2018-05-02 | 4.3 |  | standard |  |  |  |  | 2018-11-02 | NO | NO | NO | [6 empty] | AC | [7 empty] | NO
P87JGK7X | Truly Green Solutions | Truly Green Solutions | 834112-35-BA-F | Linear Replacement Lamp | T8 Four-Foot | Replacement Lamps (plug and play) (UL Type A) |  | standard | NO | [10 empty] | 2015-09-17 | Not Dimmable | Not Dimmable | NotYetVerified | Product Updated on 07/05/2017 | KKKYDS | [25 empty] | 4.4 | 1769 | 132.51 | 13.35 | 20 | 0.9 | 3500 | 81.8 |  |  |  | NO | NO | NO | 2018-05-02 | 4.3 |  | standard |  |  |  |  | 2018-11-02 | NO | NO | NO | [6 empty] | AC | [7 empty] | NO
PY77J8SG | Truly Green Solutions | Truly Green Solutions | 834114-40-BA-F | Linear Replacement Lamp | T8 Four-Foot | Replacement Lamps (plug and play) (UL Type A) |  | standard | NO | [10 empty] | 2015-09-17 | Not Dimmable | Not Dimmable | NotYetVerified | Product Updated on 07/05/2017 | KKKYDT | [25 empty] | 4.4 | 1920 | 133.33 | 14.4 | 20 | 0.9 | 4000 | 81.8 |  |  |  | NO | NO | NO | 2018-05-02 | 4.3 |  | standard |  |  |  |  | 2018-11-02 | NO | NO | NO | [6 empty] | AC | [7 empty] | NO
PWCAU6ST | Truly Green Solutions | Truly Green Solutions | 834116-40-BA-F | Linear Replacement Lamp | T8 Four-Foot | Replacement Lamps (plug and play) (UL Type A) |  | standard | NO | [10 empty] | 2015-09-17 | Not Dimmable | Not Dimmable | NotYetVerified | Product Updated on 07/05/2017 | KKKYDU | [25 empty] | 4.4 | 2112 | 130.77 | 16.15 | 20 | 0.9 | 4000 | 81.8 |  |  |  | NO | NO | NO | 2018-05-02 | 4.3 |  | standard |  |  |  |  | 2018-11-02 | NO | NO | NO | [6 empty] | AC | [7 empty] | NO
PVF3DJN3 | Truly Green Solutions | Truly Green Solutions | 834112-45-BA-F | Linear Replacement Lamp | T8 Four-Foot | Replacement Lamps (plug and play) (UL Type A) |  | standard | NO | [10 empty] | 2015-09-17 | Not Dimmable | Not Dimmable | NotYetVerified | Product Updated on 07/05/2017 | KKKYDS | [25 empty] | 4.4 | 1769 | 132.51 | 13.35 | 20 | 0.9 | 4500 | 81.8 |  |  |  | NO | NO | NO | 2018-05-02 | 4.3 |  | standard |  |  |  |  | 2018-11-02 | NO | NO | NO | [6 empty] | AC | [7 empty] | NO
PNJ83V8C | Truly Green Solutions | Truly Green Solutions | 834114-50-BA-F | Linear Replacement Lamp | T8 Four-Foot | Replacement Lamps (plug and play) (UL Type A) |  | standard | NO | [10 empty] | 2015-09-17 | Not Dimmable | Not Dimmable | NotYetVerified | Product Updated on 07/05/2017 | KKKYDT | [25 empty] | 4.4 | 1920 | 133.33 | 14.4 | 20 | 0.9 | 5000 | 80.7 |  |  |  | NO | NO | NO | 2018-05-02 | 4.3 |  | standard |  |  |  |  | 2018-11-02 | NO | NO | NO | [6 empty] | AC | [7 empty] | NO
PSYAA8Y4 | Truly Green Solutions | Truly Green Solutions | 834114-35-BA-F | Linear Replacement Lamp | T8 Four-Foot | Replacement Lamps (plug and play) (UL Type A) |  | standard | NO | [10 empty] | 2015-09-17 | Not Dimmable | Not Dimmable | NotYetVerified | Product Updated on 07/05/2017 | KKKYDT | [25 empty] | 4.4 | 1920 | 133.33 | 14.4 | 20 | 0.9 | 3500 | 81.8 |  |  |  | NO | NO | NO | 2018-05-02 | 4.3 |  | standard |  |  |  |  | 2018-11-02 | NO | NO | NO | [6 empty] | AC | [7 empty] | NO
PFSXDUXW | Truly Green Solutions | Truly Green Solutions | 834112-40-BA-F | Linear Replacement Lamp | T8 Four-Foot | Replacement Lamps (plug and play) (UL Type A) |  | standard | NO | [10 empty] | 2015-09-17 | Not Dimmable | Not Dimmable | NotYetVerified | Product Updated on 07/05/2017 | KKKYDS | [25 empty] | 4.4 | 1769 | 132.51 | 13.35 | 20 | 0.9 | 4000 | 81.8 |  |  |  | NO | NO | NO | 2018-05-02 | 4.3 |  | standard |  |  |  |  | 2018-11-02 | NO | NO | NO | [6 empty] | AC | [7 empty] | NO
PVMN2CU3 | Truly Green Solutions | Truly Green Solutions | 834114-45-BA-F | Linear Replacement Lamp | T8 Four-Foot | Replacement Lamps (plug and play) (UL Type A) |  | standard | NO | [10 empty] | 2015-09-17 | Not Dimmable | Not Dimmable | NotYetVerified | Product Updated on 07/05/2017 | KKKYDT | [25 empty] | 4.4 | 1920 | 133.33 | 14.4 | 20 | 0.9 | 4500 | 81.8 |  |  |  | NO | NO | NO | 2018-05-02 | 4.3 |  | standard |  |  |  |  | 2018-11-02 | NO | NO | NO | [6 empty] | AC | [7 empty] | NO
PFUAJTNZ | Truly Green Solutions | Truly Green Solutions | 834112-50-BA-F | Linear Replacement Lamp | T8 Four-Foot | Replacement Lamps (plug and play) (UL Type A) |  | standard | NO | [10 empty] | 2015-09-17 | Not Dimmable | Not Dimmable | NotYetVerified | Product Updated on 07/05/2017 | KKKYDS | [25 empty] | 4.4 | 1769 | 132.51 | 13.35 | 20 | 0.9 | 5000 | 80.7 |  |  |  | NO | NO | NO | 2018-05-02 | 4.3 |  | standard |  |  |  |  | 2018-11-02 | NO | NO | NO | [6 empty] | AC | [7 empty] | NO
PCY5VFMS | Axis LED Group | PATRIOT PRODUCTS | PT-T8ILT4-12W-40K-F-PP | Linear Replacement Lamp | T8 Four-Foot | Replacement Lamps (plug and play) (UL Type A) |  | standard | NO | [10 empty] | 2015-09-15 | Not Dimmable | Not Dimmable | NotYetVerified | PT-T8ILT4-12W-USA-40K-F-PP | KKKYCP | [25 empty] | 4.4 | 1715 | 120.86 | 14.19 | 20 | 0.9 | 4000 | 81.8 |  |  |  | NO | NO | NO | 2018-05-02 | 4.3 |  | standard |  |  |  |  | 2018-11-02 | NO | NO | NO | [6 empty] | AC | [7 empty] | NO
P9BPTS6Q | Axis LED Group | PATRIOT PRODUCTS | PT-T8ILT4-13W-40K-C-BC | Linear Replacement Lamp | T8 Four-Foot | Replacement Lamps (plug and play) (UL Type A) |  | standard | YES |  | 1930 | 135.06 | 14.29 | 14.92 | 0.9034 | 3996 | 82.7 | 5 | 50000 | 2015-09-15 | Not Dimmable | Not Dimmable | NotYetVerified | PT-T8ILT4-13W-USA-40K-C-BC | KKKYCZ | [15 empty] | 89.7 |  | 1.44 | 1.16 | [6 empty] | 4.4 | 1930 | 135.06 | 14.29 | 20 | 0.9 | 4000 | 82.7 |  |  |  | NO | NO | NO | 2018-05-02 | 4.3 |  | standard |  |  |  |  | 2018-11-02 | NO | NO | NO | [6 empty] | AC | [7 empty] | NO
PCRZJ4SX | Axis LED Group | PATRIOT PRODUCTS | PT-T8ILT4-12W-45K-F-PP | Linear Replacement Lamp | T8 Four-Foot | Replacement Lamps (plug and play) (UL Type A) |  | standard | NO | [10 empty] | 2015-09-15 | Not Dimmable | Not Dimmable | NotYetVerified | PT-T8ILT4-12W-USA-45K-F-PP | KKKYCP | [25 empty] | 4.4 | 1715 | 120.86 | 14.19 | 20 | 0.9 | 4500 | 81.8 |  |  |  | NO | NO | NO | 2018-05-02 | 4.3 |  | standard |  |  |  |  | 2018-11-02 | NO | NO | NO | [6 empty] | AC | [7 empty] | NO
PMWVV7YB | Axis LED Group | PATRIOT PRODUCTS | PT-T8ILT4-13W-45K-C-BC | Linear Replacement Lamp | T8 Four-Foot | Replacement Lamps (plug and play) (UL Type A) |  | standard | NO | [10 empty] | 2015-09-15 | Not Dimmable | Not Dimmable | NotYetVerified | PT-T8ILT4-13W-USA-45K-C-BC | KKKYCZ | [25 empty] | 4.4 | 1930 | 135.06 | 14.29 | 20 | 0.9 | 4500 | 82.7 |  |  |  | NO | NO | NO | 2018-05-02 | 4.3 |  | standard |  |  |  |  | 2018-11-02 | NO | NO | NO | [6 empty] | AC | [7 empty] | NO
PJH3EAUN | Axis LED Group | PATRIOT PRODUCTS | PT-T8ILT4-12W-30K-F-PP | Linear Replacement Lamp | T8 Four-Foot | Replacement Lamps (plug and play) (UL Type A) |  | standard | YES |  | 1715 | 120.86 | 14.19 | 8.3 | 0.9055 | 2909 | 81.8 | 5 | 50000 | 2015-09-15 | Not Dimmable | Not Dimmable | NotYetVerified | PT-T8ILT4-12W-USA-30K-F-PP | KKKYCP | [15 empty] | 84.5 |  | 1.33 | 1.23 | [6 empty] | 4.4 | 1715 | 120.86 | 14.19 | 20 | 0.9 | 3000 | 81.8 |  |  |  | NO | NO | NO | 2018-05-02 | 4.3 |  | standard |  |  |  |  | 2018-11-02 | NO | NO | NO | [6 empty] | AC | [7 empty] | NO
P386713K | Axis LED Group | PATRIOT PRODUCTS | PT-T8ILT4-16W-30K-F-PP | Linear Replacement Lamp | T8 Four-Foot | Replacement Lamps (plug and play) (UL Type A) |  | standard | YES |  | 2072 | 121.1 | 17.08 | 12.9 | 0.9081 | 2932 | 82.2 | 5 | 50000 | 2015-09-15 | Not Dimmable | Not Dimmable | NotYetVerified | PT-T8ILT4-16W-USA-30K-F-PP; Product de-listed on 4/1/2017, re-listed on 4/28/2017 due to allowances requirements change | KKKYCR | [15 empty] | 84.5 |  | 1.25 | 1.21 | [6 empty] | 4.4 | 2072 | 121.31 | 17.08 | 20 | 0.9 | 3000 | 81.8 |  |  |  | YES | NO | NO | 2018-05-02 | 4.3 |  | standard |  |  |  |  | 2018-11-02 | NO | NO | NO | [6 empty] | AC | [7 empty] | NO
PPBCM47Y | Axis LED Group | PATRIOT PRODUCTS | PT-T8ILT4-12W-50K-F-PP | Linear Replacement Lamp | T8 Four-Foot | Replacement Lamps (plug and play) (UL Type A) |  | standard | NO | [10 empty] | 2015-09-15 | Not Dimmable | Not Dimmable | NotYetVerified | PT-T8ILT4-12W-USA-50K-F-PP | KKKYCP | [25 empty] | 4.4 | 1856 | 129.52 | 14.33 | 20 | 0.9 | 5000 | 80.7 |  |  |  | NO | NO | NO | 2018-05-02 | 4.3 |  | standard |  |  |  |  | 2018-11-02 | NO | NO | NO | [6 empty] | AC | [7 empty] | NO
PCXCFWCS | Axis LED Group | PATRIOT PRODUCTS | PT-T8ILT4-13W-50K-F-BC | Linear Replacement Lamp | T8 Four-Foot | Replacement Lamps (plug and play) (UL Type A) |  | standard | NO | [10 empty] | 2015-09-15 | Not Dimmable | Not Dimmable | NotYetVerified | PT-T8ILT4-13W-USA-50K-F-BC | KKKYDA | [25 empty] | 4.4 | 1753 | 121.31 | 14.45 | 20 | 0.9 | 5000 | 82.3 |  |  |  | NO | NO | NO | 2018-05-02 | 4.3 |  | standard |  |  |  |  | 2018-11-02 | NO | NO | NO | [6 empty] | AC | [7 empty] | NO
P8H1PYZN | Axis LED Group | PATRIOT PRODUCTS | PT-T8ILT4-12W-35K-F-PP | Linear Replacement Lamp | T8 Four-Foot | Replacement Lamps (plug and play) (UL Type A) |  | standard | NO | [10 empty] | 2015-09-15 | Not Dimmable | Not Dimmable | NotYetVerified | PT-T8ILT4-12W-USA-35K-F-PP | KKKYCP | [25 empty] | 4.4 | 1715 | 120.86 | 14.19 | 20 | 0.9 | 3500 | 81.8 |  |  |  | NO | NO | NO | 2018-05-02 | 4.3 |  | standard |  |  |  |  | 2018-11-02 | NO | NO | NO | [6 empty] | AC | [7 empty] | NO
PSBHFFM8 | Axis LED Group | PATRIOT PRODUCTS | PT-T8ILT4-13W-50K-C-BC | Linear Replacement Lamp | T8 Four-Foot | Replacement Lamps (plug and play) (UL Type A) |  | standard | NO | [10 empty] | 2015-09-15 | Not Dimmable | Not Dimmable | NotYetVerified | PT-T8ILT4-13W-USA-50K-C-BC | KKKYCZ | [25 empty] | 4.4 | 2001 | 136.87 | 14.62 | 20 | 0.9 | 5000 | 82.3 |  |  |  | NO | NO | NO | 2018-05-02 | 4.3 |  | standard |  |  |  |  | 2018-11-02 | NO | NO | NO | [6 empty] | AC | [7 empty] | NO
P4MCMRNP | SIX SEASONS INDUSTRIAL CO LTD | SIX SEASONS | T8-04-C(3000K) | Linear Replacement Lamp | T8 Four-Foot | Dual Mode Internal Driver (UL Type A and Type B) |  | standard | YES |  | 2401 | 121.32 | 19.79 | 15.96 | 0.9044 | 2960 | 81.9 | 5 | 50000 | 2015-09-09 | Not Dimmable | Not Dimmable | NotYetVerified |  | KKKYBP | [15 empty] | 90.9 |  | 1.34 | 1.36 | [6 empty] | 4.4 | 2401 | 121.32 | 19.79 | 15.96 | 0.9044 | 2960 | 81.9 |  |  |  | NO | NO | NO | 2018-05-02 | 4.3 |  | standard |  |  |  |  | 2018-11-02 | NO | NO | NO | [6 empty] | AC | [7 empty] | NO
P2ZP1ZCX | SIX SEASONS INDUSTRIAL CO LTD | SIX SEASONS | T8-04-C(4500K) | Linear Replacement Lamp | T8 Four-Foot | Dual Mode Internal Driver (UL Type A and Type B) |  | standard | NO | [10 empty] | 2015-09-09 | Not Dimmable | Not Dimmable | NotYetVerified |  | KKKYBP | [25 empty] | 4.4 | 2403 | 123.74 | 19.42 | 15.96 | 0.9044 | 4500 | 81.9 |  |  |  | NO | NO | NO | 2018-05-02 | 4.3 |  | standard |  |  |  |  | 2018-11-02 | NO | NO | NO | [6 empty] | AC | [7 empty] | NO
PGCTE5DE | SIX SEASONS INDUSTRIAL CO LTD | SIX SEASONS | T8-04-C(3500K) | Linear Replacement Lamp | T8 Four-Foot | Dual Mode Internal Driver (UL Type A and Type B) |  | standard | NO | [10 empty] | 2015-09-09 | Not Dimmable | Not Dimmable | NotYetVerified |  | KKKYBP | [25 empty] | 4.4 | 2403 | 123.74 | 19.42 | 15.96 | 0.9044 | 3500 | 81.9 |  |  |  | NO | NO | NO | 2018-05-02 | 4.3 |  | standard |  |  |  |  | 2018-11-02 | NO | NO | NO | [6 empty] | AC | [7 empty] | NO
P4YEDKKX | SIX SEASONS INDUSTRIAL CO LTD | SIX SEASONS | T8-04-C(4000K) | Linear Replacement Lamp | T8 Four-Foot | Dual Mode Internal Driver (UL Type A and Type B) |  | standard | NO | [10 empty] | 2015-09-09 | Not Dimmable | Not Dimmable | NotYetVerified |  | KKKYBP | [25 empty] | 4.4 | 2403 | 123.74 | 19.42 | 15.96 | 0.9044 | 4000 | 81.9 |  |  |  | NO | NO | NO | 2018-05-02 | 4.3 |  | standard |  |  |  |  | 2018-11-02 | NO | NO | NO | [6 empty] | AC | [7 empty] | NO
PZSXE4KQ | SIX SEASONS INDUSTRIAL CO LTD | SIX SEASONS | T8-04-C(5000K) | Linear Replacement Lamp | T8 Four-Foot | Dual Mode Internal Driver (UL Type A and Type B) |  | standard | NO | [10 empty] | 2015-09-09 | Not Dimmable | Not Dimmable | NotYetVerified |  | KKKYBP | [25 empty] | 4.4 | 2684 | 138.71 | 19.35 | 15.71 | 0.9085 | 5000 | 83.2 |  |  |  | NO | NO | NO | 2018-05-02 | 4.3 |  | standard |  |  |  |  | 2018-11-02 | NO | NO | NO | [6 empty] | AC | [7 empty] | NO
PH963VQB | Shenzhen Topband Co., Ltd. | Topband | TPDF2T8X4NLA-18WSB(40C) | Linear Replacement Lamp | T8 Four-Foot | Replacement Lamps (plug and play) (UL Type A) |  | standard | YES |  | 2193 | 124.53 | 17.82 | 9.5 | 0.908 | 4012 | 81.2 | 5 | 50000 | 2015-09-08 | Not Dimmable | Not Dimmable | NotYetVerified |  | MMMNKJ | [15 empty] | 91.1 |  | 1.34 | 1.38 | [6 empty] | 4.4 | 2193 | 124.53 | 17.61 | 9.5 | 0.9081 | 4000 | 81.2 |  |  |  | NO | NO | NO | 2018-05-02 | 4.3 |  | standard |  |  |  |  | 2018-11-02 | NO | NO | NO | [6 empty] | AC | [7 empty] | NO
P29A655E | Shenzhen Topband Co., Ltd. | Topband | TPDF2T8X4NLA-18WSB(50C) | Linear Replacement Lamp | T8 Four-Foot | Replacement Lamps (plug and play) (UL Type A) |  | standard | NO | [10 empty] | 2015-09-08 | Not Dimmable | Not Dimmable | NotYetVerified |  | MMMNKJ | [25 empty] | 4.4 | 2221 | 126.34 | 17.58 | 8.8 | 0.9022 | 5000 | 83.5 |  |  |  | NO | NO | NO | 2018-05-02 | 4.3 |  | standard |  |  |  |  | 2018-11-02 | NO | NO | NO | [6 empty] | AC | [7 empty] | NO
P5432CZC | Shenzhen Topband Co., Ltd. | Topband | TPDF2T8X4NLA-18WSB(45C) | Linear Replacement Lamp | T8 Four-Foot | Replacement Lamps (plug and play) (UL Type A) |  | standard | NO | [10 empty] | 2015-09-08 | Not Dimmable | Not Dimmable | NotYetVerified |  | MMMNKJ | [25 empty] | 4.4 | 2193 | 124.53 | 17.61 | 9.5 | 0.9081 | 4500 | 81.2 |  |  |  | NO | NO | NO | 2018-05-02 | 4.3 |  | standard |  |  |  |  | 2018-11-02 | NO | NO | NO | [6 empty] | AC | [7 empty] | NO
P2SKV5TJ | Torshare Ltd | TORSHARE | T8-18W-120-JHC(Clear Cover)(3000K) | Linear Replacement Lamp | T8 Four-Foot | Replacement Lamps (plug and play) (UL Type A) |  | standard | NO | [10 empty] | 2015-09-03 | Not Dimmable | Not Dimmable | NO |  | OOOOUB | [25 empty] | 4.4 | 2648 | 120.86 | 21.91 | 15.34 | 0.975 | 3000 | 80.3 |  |  |  | NO | NO | NO | 2018-05-02 | 4.3 |  | standard |  |  |  |  | 2018-11-02 | NO | NO | NO | [6 empty] | AC | [7 empty] | NO
P5CWZ3BY | Torshare Ltd | TORSHARE | T8-18W-120-JHC(Clear Cover)(4500K) | Linear Replacement Lamp | T8 Four-Foot | Replacement Lamps (plug and play) (UL Type A) |  | standard | NO | [10 empty] | 2015-09-03 | Not Dimmable | Not Dimmable | NO |  | OOOOUB | [25 empty] | 4.4 | 2648 | 120.86 | 21.91 | 15.34 | 0.975 | 4500 | 80.3 |  |  |  | NO | NO | NO | 2018-05-02 | 4.3 |  | standard |  |  |  |  | 2018-11-02 | NO | NO | NO | [6 empty] | AC | [7 empty] | NO
PXD5PUJW | Torshare Ltd | TORSHARE | T8-18W-120-JHC(Clear Cover)(2700K) | Linear Replacement Lamp | T8 Four-Foot | Replacement Lamps (plug and play) (UL Type A) |  | standard | YES |  | 2648 | 120.86 | 21.91 | 15.34 | 0.975 | 2799 | 80.3 | 5 | 50000 | 2015-09-03 | Not Dimmable | Not Dimmable | NO |  | OOOOUB | [15 empty] | 91.3 |  | 1.3 | 1.38 | [6 empty] | 4.4 | 2648 | 120.86 | 21.91 | 15.34 | 0.975 | 2700 | 80.3 |  |  |  | NO | NO | NO | 2018-05-02 | 4.3 |  | standard |  |  |  |  | 2018-11-02 | NO | NO | NO | [6 empty] | AC | [7 empty] | NO
PT8QJH38 | Torshare Ltd | TORSHARE | T8-18W-120-JHC-50K [Frosted Lens] | Linear Replacement Lamp | T8 Four-Foot | Replacement Lamps (plug and play) (UL Type A) |  | standard | NO | [10 empty] | 2015-09-03 | Not Dimmable | Not Dimmable | NO | Updated 7/26/2017 | NNNMLX | [25 empty] | 4.4 | 2351 | 124.99 | 18.81 | 6.71 | 0.95 | 5000 | 83 |  |  |  | NO | NO | NO | 2018-05-02 | 4.3 |  | standard |  |  |  |  | 2018-11-02 | NO | NO | NO | [6 empty] | AC | [7 empty] | NO
PDJXAF6V | Torshare Ltd | TORSHARE | T8-18W-120-JHC(Clear Cover)(3500K) | Linear Replacement Lamp | T8 Four-Foot | Replacement Lamps (plug and play) (UL Type A) |  | standard | NO | [10 empty] | 2015-09-03 | Not Dimmable | Not Dimmable | NO |  | OOOOUB | [25 empty] | 4.4 | 2648 | 120.86 | 21.91 | 15.34 | 0.975 | 3500 | 80.3 |  |  |  | NO | NO | NO | 2018-05-02 | 4.3 |  | standard |  |  |  |  | 2018-11-02 | NO | NO | NO | [6 empty] | AC | [7 empty] | NO
PK518XQ3 | Torshare Ltd | TORSHARE | T8-18W-120-JHC-40K [Frosted Lens] | Linear Replacement Lamp | T8 Four-Foot | Replacement Lamps (plug and play) (UL Type A) |  | standard | YES |  | 2303 | 123.42 | 18.66 | 5.94 | 0.9714 | 4119 | 82.2 | 5 | 50000 | 2015-09-03 | Not Dimmable | Not Dimmable | NO | Updated 7/26/2017 | NNNMLX | [15 empty] | 84.7 |  | 1.18 | 1.28 | [6 empty] | 4.4 | 2303 | 123.42 | 18.66 | 6.13 | 0.95 | 4000 | 82.2 |  |  |  | NO | NO | NO | 2018-05-02 | 4.3 |  | standard |  |  |  |  | 2018-11-02 | NO | NO | NO | [6 empty] | AC | [7 empty] | NO
P6DDMA9V | Torshare Ltd | TORSHARE | T8-18W-120-JHC(Clear Cover)(4000K) | Linear Replacement Lamp | T8 Four-Foot | Replacement Lamps (plug and play) (UL Type A) |  | standard | NO | [10 empty] | 2015-09-03 | Not Dimmable | Not Dimmable | NO |  | OOOOUB | [25 empty] | 4.4 | 2648 | 120.86 | 21.91 | 15.34 | 0.975 | 4000 | 80.3 |  |  |  | NO | NO | NO | 2018-05-02 | 4.3 |  | standard |  |  |  |  | 2018-11-02 | NO | NO | NO | [6 empty] | AC | [7 empty] | NO
P25UDFGQ | Torshare Ltd | TORSHARE | T8-18W-120-JHC(Clear Cover)(5000K) | Linear Replacement Lamp | T8 Four-Foot | Replacement Lamps (plug and play) (UL Type A) |  | standard | NO | [10 empty] | 2015-09-03 | Not Dimmable | Not Dimmable | NO |  | OOOOUB | [25 empty] | 4.4 | 2866 | 131.29 | 21.83 | 15.87 | 0.974 | 5000 | 81 |  |  |  | NO | NO | NO | 2018-05-02 | 4.3 |  | standard |  |  |  |  | 2018-11-02 | NO | NO | NO | [6 empty] | AC | [7 empty] | NO
PG79D81Z | DongGuan Pan American Electronics Co.,Ltd | PAN AMERICAN | BT816W4FT(FROSTED LENS)(4000K) | Linear Replacement Lamp | T8 Four-Foot | Replacement Lamps (plug and play) (UL Type A) |  | standard | NO | [10 empty] | 2015-09-02 | Not Dimmable | Not Dimmable | NotYetVerified | Nominal wattage 16W | KKKYBH | [25 empty] | 4.4 | 2072 | 121.31 | 17.08 | 20 | 0.9 | 4000 | 81.8 |  |  |  | NO | NO | NO | 2018-05-02 | 4.3 |  | standard |  |  |  |  | 2018-11-02 | NO | NO | NO | [6 empty] | AC | [7 empty] | NO
PXXMD7XB | DongGuan Pan American Electronics Co.,Ltd | PAN AMERICAN | BT814W4FT(FROSTED LENS)(5000K) | Linear Replacement Lamp | T8 Four-Foot | Replacement Lamps (plug and play) (UL Type A) |  | standard | NO | [10 empty] | 2015-09-02 | Not Dimmable | Not Dimmable | NotYetVerified | Nominal wattage 14W | KKKYBG | [25 empty] | 4.4 | 2103 | 130.46 | 16.12 | 20 | 0.9 | 5000 | 80.7 |  |  |  | NO | NO | NO | 2018-05-02 | 4.3 |  | standard |  |  |  |  | 2018-11-02 | NO | NO | NO | [6 empty] | AC | [7 empty] | NO
PAFJCKT1 | DongGuan Pan American Electronics Co.,Ltd | PAN AMERICAN | BT812W4FT(FROSTED LENS)(3500K) | Linear Replacement Lamp | T8 Four-Foot | Replacement Lamps (plug and play) (UL Type A) |  | standard | NO | [10 empty] | 2015-09-02 | Not Dimmable | Not Dimmable | NotYetVerified | Nominal wattage 12W | KKKYBF | [25 empty] | 4.4 | 1715 | 120.86 | 14.19 | 20 | 0.9 | 3500 | 81.8 |  |  |  | NO | NO | NO | 2018-05-02 | 4.3 |  | standard |  |  |  |  | 2018-11-02 | NO | NO | NO | [6 empty] | AC | [7 empty] | NO
PCWEBQ97 | DongGuan Pan American Electronics Co.,Ltd | PAN AMERICAN | BT812W4FT(FROSTED LENS)(4000K) | Linear Replacement Lamp | T8 Four-Foot | Replacement Lamps (plug and play) (UL Type A) |  | standard | NO | [10 empty] | 2015-09-02 | Not Dimmable | Not Dimmable | NotYetVerified | Nominal wattage 12W | KKKYBF | [25 empty] | 4.4 | 1715 | 120.86 | 14.19 | 20 | 0.9 | 4000 | 81.8 |  |  |  | NO | NO | NO | 2018-05-02 | 4.3 |  | standard |  |  |  |  | 2018-11-02 | NO | NO | NO | [6 empty] | AC | [7 empty] | NO
PQ4BBC7U | DongGuan Pan American Electronics Co.,Ltd | PAN AMERICAN | BT816W4FT(FROSTED LENS)(5000K) | Linear Replacement Lamp | T8 Four-Foot | Replacement Lamps (plug and play) (UL Type A) |  | standard | NO | [10 empty] | 2015-09-02 | Not Dimmable | Not Dimmable | NotYetVerified | Nominal wattage 16W | KKKYBH | [25 empty] | 4.4 | 2250 | 131.43 | 17.12 | 20 | 0.9 | 5000 | 80.7 |  |  |  | NO | NO | NO | 2018-05-02 | 4.3 |  | standard |  |  |  |  | 2018-11-02 | NO | NO | NO | [6 empty] | AC | [7 empty] | NO
PG3AEBVB | DongGuan Pan American Electronics Co.,Ltd | PAN AMERICAN | BT814W4FT(FROSTED LENS)(3000K) | Linear Replacement Lamp | T8 Four-Foot | Replacement Lamps (plug and play) (UL Type A) |  | standard | YES |  | 1949 | 121.58 | 16.03 | 9.2 | 0.9128 | 2931 | 82 | 5 | 50000 | 2015-09-02 | Not Dimmable | Not Dimmable | NotYetVerified | Nominal wattage 14W | KKKYBG | [15 empty] | 84.6 |  | 1.38 | 1.22 | [6 empty] | 4.4 | 1949 | 121.58 | 16.03 | 20 | 0.9 | 3000 | 81.8 |  |  |  | NO | NO | NO | 2018-05-02 | 4.3 |  | standard |  |  |  |  | 2018-11-02 | NO | NO | NO | [6 empty] | AC | [7 empty] | NO
PC37D45M | DongGuan Pan American Electronics Co.,Ltd | PAN AMERICAN | BT814W4FT(FROSTED LENS)(3500K) | Linear Replacement Lamp | T8 Four-Foot | Replacement Lamps (plug and play) (UL Type A) |  | standard | NO | [10 empty] | 2015-09-02 | Not Dimmable | Not Dimmable | NotYetVerified | Nominal wattage 14W | KKKYBG | [25 empty] | 4.4 | 1949 | 121.58 | 16.03 | 20 | 0.9 | 3500 | 81.8 |  |  |  | NO | NO | NO | 2018-05-02 | 4.3 |  | standard |  |  |  |  | 2018-11-02 | NO | NO | NO | [6 empty] | AC | [7 empty] | NO
PDA4C84B | DongGuan Pan American Electronics Co.,Ltd | PAN AMERICAN | BT814W4FT(FROSTED LENS)(4000K) | Linear Replacement Lamp | T8 Four-Foot | Replacement Lamps (plug and play) (UL Type A) |  | standard | NO | [10 empty] | 2015-09-02 | Not Dimmable | Not Dimmable | NotYetVerified | Nominal wattage 14W | KKKYBG | [25 empty] | 4.4 | 1949 | 121.58 | 16.03 | 20 | 0.9 | 4000 | 81.8 |  |  |  | NO | NO | NO | 2018-05-02 | 4.3 |  | standard |  |  |  |  | 2018-11-02 | NO | NO | NO | [6 empty] | AC | [7 empty] | NO
PUDTCKCE | DongGuan Pan American Electronics Co.,Ltd | PAN AMERICAN | BT814W4FT(FROSTED LENS)(4500K) | Linear Replacement Lamp | T8 Four-Foot | Replacement Lamps (plug and play) (UL Type A) |  | standard | NO | [10 empty] | 2015-09-02 | Not Dimmable | Not Dimmable | NotYetVerified | Nominal wattage 14W | KKKYBG | [25 empty] | 4.4 | 1949 | 121.58 | 16.03 | 20 | 0.9 | 4500 | 81.8 |  |  |  | NO | NO | NO | 2018-05-02 | 4.3 |  | standard |  |  |  |  | 2018-11-02 | NO | NO | NO | [6 empty] | AC | [7 empty] | NO
PFR9NZZT | DongGuan Pan American Electronics Co.,Ltd | PAN AMERICAN | BT816W4FT(FROSTED LENS)(3500K) | Linear Replacement Lamp | T8 Four-Foot | Replacement Lamps (plug and play) (UL Type A) |  | standard | NO | [10 empty] | 2015-09-02 | Not Dimmable | Not Dimmable | NotYetVerified | Nominal wattage 16W | KKKYBH | [25 empty] | 4.4 | 2072 | 121.31 | 17.08 | 20 | 0.9 | 3500 | 81.8 |  |  |  | NO | NO | NO | 2018-05-02 | 4.3 |  | standard |  |  |  |  | 2018-11-02 | NO | NO | NO | [6 empty] | AC | [7 empty] | NO
PBTMEMFB | DongGuan Pan American Electronics Co.,Ltd | PAN AMERICAN | BT812W4FT(FROSTED LENS)(4500K) | Linear Replacement Lamp | T8 Four-Foot | Replacement Lamps (plug and play) (UL Type A) |  | standard | NO | [10 empty] | 2015-09-02 | Not Dimmable | Not Dimmable | NotYetVerified | Nominal wattage 12W | KKKYBF | [25 empty] | 4.4 | 1715 | 120.86 | 14.19 | 20 | 0.9 | 4500 | 81.8 |  |  |  | NO | NO | NO | 2018-05-02 | 4.3 |  | standard |  |  |  |  | 2018-11-02 | NO | NO | NO | [6 empty] | AC | [7 empty] | NO
PEZBD7AA | DongGuan Pan American Electronics Co.,Ltd | PAN AMERICAN | BT816W4FT(FROSTED LENS)(4500K) | Linear Replacement Lamp | T8 Four-Foot | Replacement Lamps (plug and play) (UL Type A) |  | standard | NO | [10 empty] | 2015-09-02 | Not Dimmable | Not Dimmable | NotYetVerified | Nominal wattage 16W | KKKYBH | [25 empty] | 4.4 | 2072 | 121.31 | 17.08 | 20 | 0.9 | 4500 | 81.8 |  |  |  | NO | NO | NO | 2018-05-02 | 4.3 |  | standard |  |  |  |  | 2018-11-02 | NO | NO | NO | [6 empty] | AC | [7 empty] | NO
PTW5VZ46 | DongGuan Pan American Electronics Co.,Ltd | PAN AMERICAN | BT812W4FT(FROSTED LENS)(5000K) | Linear Replacement Lamp | T8 Four-Foot | Replacement Lamps (plug and play) (UL Type A) |  | standard | NO | [10 empty] | 2015-09-02 | Not Dimmable | Not Dimmable | NotYetVerified | Nominal wattage 12W | KKKYBF | [25 empty] | 4.4 | 1856 | 129.52 | 14.33 | 20 | 0.9 | 5000 | 80.7 |  |  |  | NO | NO | NO | 2018-05-02 | 4.3 |  | standard |  |  |  |  | 2018-11-02 | NO | NO | NO | [6 empty] | AC | [7 empty] | NO
PE47PQRN | DongGuan Pan American Electronics Co.,Ltd | PAN AMERICAN | BT812W4FT(FROSTED LENS)(3000K) | Linear Replacement Lamp | T8 Four-Foot | Replacement Lamps (plug and play) (UL Type A) |  | standard | YES |  | 1715 | 120.86 | 14.19 | 8.3 | 0.9055 | 2909 | 81.8 | 5 | 50000 | 2015-09-02 | Not Dimmable | Not Dimmable | NotYetVerified | Nominal wattage 12W | KKKYBF | [15 empty] | 84.5 |  | 1.33 | 1.23 | [6 empty] | 4.4 | 1715 | 120.86 | 14.19 | 20 | 0.9 | 3000 | 81.8 |  |  |  | NO | NO | NO | 2018-05-02 | 4.3 |  | standard |  |  |  |  | 2018-11-02 | NO | NO | NO | [6 empty] | AC | [7 empty] | NO
P44RXJ47 | DongGuan Pan American Electronics Co.,Ltd | PAN AMERICAN | BT816W4FT(FROSTED LENS)(3000K) | Linear Replacement Lamp | T8 Four-Foot | Replacement Lamps (plug and play) (UL Type A) |  | standard | YES |  | 2072 | 121.1 | 17.08 | 12.9 | 0.9081 | 2932 | 82.2 | 5 | 50000 | 2015-09-02 | Not Dimmable | Not Dimmable | NotYetVerified | Nominal wattage 16W | KKKYBH | [15 empty] | 84.5 |  | 1.25 | 1.21 | [6 empty] | 4.4 | 2072 | 121.31 | 17.08 | 20 | 0.9 | 3000 | 81.8 |  |  |  | NO | NO | NO | 2018-05-02 | 4.3 |  | standard |  |  |  |  | 2018-11-02 | NO | NO | NO | [6 empty] | AC | [7 empty] | NO
PRTTVXKE | Gielight Co., Ltd. | Gielight | GL-UL-18P | Linear Replacement Lamp | T8 Four-Foot | Replacement Lamps (plug and play) (UL Type A) |  | standard | NO | [10 empty] | 2015-08-27 | Not Dimmable | Not Dimmable | NO | Product de-listed on 4/1/2017 re-listed on 4/24/2017 due to update. | PPPPRF | [25 empty] | 4.4 | 2200 | 122 | 18 | 15 | 0.9 | 5000 | 80 |  |  |  | NO | NO | NO | 2018-05-02 | 4.3 |  | standard |  |  |  |  | 2018-11-02 | NO | NO | NO | [6 empty] | AC | [7 empty] | NO
PXQPFMCK | Gielight Co., Ltd. | Gielight | GL-UL-18W | Linear Replacement Lamp | T8 Four-Foot | Replacement Lamps (plug and play) (UL Type A) |  | standard | YES |  | 2459.7 | 122.8 | 20.03 | 5.1 | 0.986 | 2938 | 81.9 | 5 | 50000 | 2015-08-27 | Not Dimmable | Not Dimmable | NO | Product de-listed on 4/1/2017 re-listed on 4/24/2017 due to update. | PPPPRF | [15 empty] | 84.9 |  | 1.2 | 1.26 | [6 empty] | 4.4 | 2200 | 122 | 18 | 15 | 0.9 | 3000 | 80 |  |  |  | NO | NO | NO | 2018-05-02 | 4.3 |  | standard |  |  |  |  | 2018-11-02 | NO | NO | NO | [6 empty] | AC | [7 empty] | NO
PPC9VWYV | Gielight Co., Ltd. | Gielight | GL-UL-18N | Linear Replacement Lamp | T8 Four-Foot | Replacement Lamps (plug and play) (UL Type A) |  | standard | NO | [10 empty] | 2015-08-27 | Not Dimmable | Not Dimmable | NO | Product de-listed on 4/1/2017 re-listed on 4/24/2017 due to update. | PPPPRF | [25 empty] | 4.4 | 2200 | 122 | 18 | 15 | 0.9 | 4000 | 80 |  |  |  | NO | NO | NO | 2018-05-02 | 4.3 |  | standard |  |  |  |  | 2018-11-02 | NO | NO | NO | [6 empty] | AC | [7 empty] | NO
PYQCGJ96 | Lumen Impact, LLC | Lumen Impact | LI-LT8-4FTC(40K120CGSB) | Linear Replacement Lamp | T8 Four-Foot | Replacement Lamps (plug and play) (UL Type A) |  | standard | NO | [10 empty] | 2015-08-25 | Not Dimmable | Not Dimmable | NotYetVerified |  | UUUUTG | [25 empty] | 4.4 | 2645 | 124.59 | 21.23 | 5.93 | 0.9708 | 4000 | 82.1 |  |  |  | NO | NO | NO | 2018-05-02 | 4.3 |  | standard |  |  |  |  | 2018-11-02 | NO | NO | NO | [6 empty] | AC | [7 empty] | NO
PPDD1U3U | Lumen Impact, LLC | Lumen Impact | LI-LT8-4FTC(50K120CGSB) | Linear Replacement Lamp | T8 Four-Foot | Replacement Lamps (plug and play) (UL Type A) |  | standard | NO | [10 empty] | 2015-08-25 | Not Dimmable | Not Dimmable | NotYetVerified |  | UUUUTG | [25 empty] | 4.4 | 2803 | 129.05 | 21.72 | 5.93 | 0.9751 | 5000 | 82 |  |  |  | NO | NO | NO | 2018-05-02 | 4.3 |  | standard |  |  |  |  | 2018-11-02 | NO | NO | NO | [6 empty] | AC | [7 empty] | NO
PVUCA718 | Lumen Impact, LLC | Lumen Impact | LI-LT8-4FTC(45K120CGSB) | Linear Replacement Lamp | T8 Four-Foot | Replacement Lamps (plug and play) (UL Type A) |  | standard | NO | [10 empty] | 2015-08-25 | Not Dimmable | Not Dimmable | NotYetVerified |  | UUUUTG | [25 empty] | 4.4 | 2645 | 124.59 | 21.23 | 5.93 | 0.9708 | 4500 | 82.1 |  |  |  | NO | NO | NO | 2018-05-02 | 4.3 |  | standard |  |  |  |  | 2018-11-02 | NO | NO | NO | [6 empty] | AC | [7 empty] | NO
P833A2YU | Lumen Impact, LLC | Lumen Impact | LI-LT8-4FTC(35K120CGSB) | Linear Replacement Lamp | T8 Four-Foot | Replacement Lamps (plug and play) (UL Type A) |  | standard | NO | [10 empty] | 2015-08-25 | Not Dimmable | Not Dimmable | NotYetVerified |  | UUUUTG | [25 empty] | 4.4 | 2645 | 124.59 | 21.23 | 5.93 | 0.9708 | 3500 | 82.1 |  |  |  | NO | NO | NO | 2018-05-02 | 4.3 |  | standard |  |  |  |  | 2018-11-02 | NO | NO | NO | [6 empty] | AC | [7 empty] | NO
PFRAKUPX | Lumen Impact, LLC | Lumen Impact | LI-LT8-4FTC(30K120CGSB) | Linear Replacement Lamp | T8 Four-Foot | Replacement Lamps (plug and play) (UL Type A) |  | standard | YES |  | 2645 | 124.59 | 21.23 | 5.93 | 0.9708 | 2970 | 82.1 | 5 | 50000 | 2015-08-25 | Not Dimmable | Not Dimmable | NotYetVerified |  | UUUUTG | [15 empty] | 91.4 |  | 1.34 | 1.34 | [6 empty] | 4.4 | 2645 | 124.59 | 21.23 | 5.93 | 0.9708 | 3000 | 82.1 |  |  |  | NO | NO | NO | 2018-05-02 | 4.3 |  | standard |  |  |  |  | 2018-11-02 | NO | NO | NO | [6 empty] | AC | [7 empty] | NO
PWCSGWKE | Taizhou JiaoGuang Lighting Co. Ltd. | LIGHT THE FUTURE | RG214-30-C | Linear Replacement Lamp | T8 Four-Foot | Replacement Lamps (plug and play) (UL Type A) |  | standard | NO | [10 empty] | 2015-08-24 | Not Dimmable | Not Dimmable | NO |  | PPPPQK | [25 empty] | 4.4 | 2000 | 125 | 16 | 4.12 | 0.999 | 3000 | 83 |  |  |  | NO | NO | NO | 2018-05-02 | 4.3 |  | standard |  |  |  |  | 2018-11-02 | NO | NO | NO | [6 empty] | AC | [7 empty] | NO
PS472YHM | Taizhou JiaoGuang Lighting Co. Ltd. | LIGHT THE FUTURE | RG214-35-C | Linear Replacement Lamp | T8 Four-Foot | Replacement Lamps (plug and play) (UL Type A) |  | standard | NO | [10 empty] | 2015-08-24 | Not Dimmable | Not Dimmable | NO |  | PPPPQK | [25 empty] | 4.4 | 2000 | 125 | 16 | 4.12 | 0.99 | 3500 | 83 |  |  |  | NO | NO | NO | 2018-05-02 | 4.3 |  | standard |  |  |  |  | 2018-11-02 | NO | NO | NO | [6 empty] | AC | [7 empty] | NO
PPYZUKJG | Taizhou JiaoGuang Lighting Co. Ltd. | LIGHT THE FUTURE | RG214-40-C | Linear Replacement Lamp | T8 Four-Foot | Replacement Lamps (plug and play) (UL Type A) |  | standard | NO | [10 empty] | 2015-08-24 | Not Dimmable | Not Dimmable | NO |  | PPPPQK | [25 empty] | 4.4 | 2000 | 125 | 16 | 4.12 | 0.999 | 4000 | 83 |  |  |  | NO | NO | NO | 2018-05-02 | 4.3 |  | standard |  |  |  |  | 2018-11-02 | NO | NO | NO | [6 empty] | AC | [7 empty] | NO
PFBR2U6W | Taizhou JiaoGuang Lighting Co. Ltd. | LIGHT THE FUTURE | RG214-50-C | Linear Replacement Lamp | T8 Four-Foot | Replacement Lamps (plug and play) (UL Type A) |  | standard | NO | [10 empty] | 2015-08-24 | Not Dimmable | Not Dimmable | NO |  | PPPPQK | [25 empty] | 4.4 | 2000 | 125 | 16 | 4.12 | 0.999 | 5000 | 83 |  |  |  | NO | NO | NO | 2018-05-02 | 4.3 |  | standard |  |  |  |  | 2018-11-02 | NO | NO | NO | [6 empty] | AC | [7 empty] | NO
PUWAG24F | Taizhou JiaoGuang Lighting Co. Ltd. | LIGHT THE FUTURE | RG214-45-C | Linear Replacement Lamp | T8 Four-Foot | Replacement Lamps (plug and play) (UL Type A) |  | standard | NO | [10 empty] | 2015-08-24 | Not Dimmable | Not Dimmable | NO |  | PPPPQK | [25 empty] | 4.4 | 2000 | 125 | 16 | 4.12 | 0.999 | 4500 | 83 |  |  |  | NO | NO | NO | 2018-05-02 | 4.3 |  | standard |  |  |  |  | 2018-11-02 | NO | NO | NO | [6 empty] | AC | [7 empty] | NO
PX8EKND8 | SHENZHEN WT LIGHTING CO.,LTD | WT LIGHTING | T8-04-C(4500K) | Linear Replacement Lamp | T8 Four-Foot | Dual Mode Internal Driver (UL Type A and Type B) |  | standard | NO | [10 empty] | 2015-08-21 | Not Dimmable | Not Dimmable | NotYetVerified |  | UUUUSX | [25 empty] | 4.4 | 2403 | 123.74 | 19.42 | 15.96 | 0.9044 | 4500 | 81.9 |  |  |  | NO | NO | NO | 2018-05-02 | 4.3 |  | standard |  |  |  |  | 2018-11-02 | NO | NO | NO | [6 empty] | AC | [7 empty] | NO
PTKZ5DZC | SHENZHEN WT LIGHTING CO.,LTD | WT LIGHTING | T8-04-C(3500K) | Linear Replacement Lamp | T8 Four-Foot | Dual Mode Internal Driver (UL Type A and Type B) |  | standard | NO | [10 empty] | 2015-08-21 | Not Dimmable | Not Dimmable | NotYetVerified |  | UUUUSX | [25 empty] | 4.4 | 2403 | 123.74 | 19.42 | 15.96 | 0.9044 | 3500 | 81.9 |  |  |  | NO | NO | NO | 2018-05-02 | 4.3 |  | standard |  |  |  |  | 2018-11-02 | NO | NO | NO | [6 empty] | AC | [7 empty] | NO
PKV9D1VE | SHENZHEN WT LIGHTING CO.,LTD | WT LIGHTING | T8-04-C(4000K) | Linear Replacement Lamp | T8 Four-Foot | Dual Mode Internal Driver (UL Type A and Type B) |  | standard | NO | [10 empty] | 2015-08-21 | Not Dimmable | Not Dimmable | NotYetVerified |  | UUUUSX | [25 empty] | 4.4 | 2403 | 123.74 | 19.42 | 15.96 | 0.9044 | 4000 | 81.9 |  |  |  | NO | NO | NO | 2018-05-02 | 4.3 |  | standard |  |  |  |  | 2018-11-02 | NO | NO | NO | [6 empty] | AC | [7 empty] | NO
PS3GXNBY | SHENZHEN WT LIGHTING CO.,LTD | WT LIGHTING | T8-04-C(5000K) | Linear Replacement Lamp | T8 Four-Foot | Dual Mode Internal Driver (UL Type A and Type B) |  | standard | NO | [10 empty] | 2015-08-21 | Not Dimmable | Not Dimmable | NotYetVerified |  | UUUUSX | [25 empty] | 4.4 | 2684 | 138.71 | 19.35 | 15.71 | 0.9085 | 5000 | 83.2 |  |  |  | NO | NO | NO | 2018-05-02 | 4.3 |  | standard |  |  |  |  | 2018-11-02 | NO | NO | NO | [6 empty] | AC | [7 empty] | NO
PNT5GTK3 | SHENZHEN WT LIGHTING CO.,LTD | WT LIGHTING | T8-04-C(3000K) | Linear Replacement Lamp | T8 Four-Foot | Dual Mode Internal Driver (UL Type A and Type B) |  | standard | YES |  | 2401 | 121.32 | 19.79 | 15.96 | 0.9044 | 2960 | 81.9 | 5 | 50000 | 2015-08-21 | Not Dimmable | Not Dimmable | NotYetVerified |  | UUUUSX | [15 empty] | 90.9 |  | 1.34 | 1.36 | [6 empty] | 4.4 | 2401 | 121.32 | 19.79 | 15.96 | 0.9044 | 2960 | 81.9 |  |  |  | NO | NO | NO | 2018-05-02 | 4.3 |  | standard |  |  |  |  | 2018-11-02 | NO | NO | NO | [6 empty] | AC | [7 empty] | NO
PBRHVND1 | ETECH LED | E Tech LED | FF-T84-A3A-13-30 | Linear Replacement Lamp | T8 Four-Foot | Replacement Lamps (plug and play) (UL Type A) |  | standard | YES |  | 1715 | 120.86 | 14.19 | 8.3 | 0.9055 | 2909 | 81.8 | 5 | 50000 | 2015-08-14 | Not Dimmable | Not Dimmable | NotYetVerified | Nominal wattage 12W; Product de-listed on 4/1/2017, re-listed on 4/28/2017 due to allowances requirements change | KKKXYS | [15 empty] | 84.5 |  | 1.33 | 1.23 | [6 empty] | 4.4 | 1715 | 120.86 | 14.19 | 20 | 0.9 | 3000 | 81.8 |  |  |  | YES | NO | NO | 2018-05-02 | 4.3 |  | standard |  |  |  |  | 2018-11-02 | NO | NO | NO | [6 empty] | AC | [7 empty] | NO
PSK1FE7C | ETECH LED | E Tech LED | FF-T84-A3-16-50 | Linear Replacement Lamp | T8 Four-Foot | Replacement Lamps (plug and play) (UL Type A) |  | standard | NO | [10 empty] | 2015-08-14 | Not Dimmable | Not Dimmable | NotYetVerified | Operating off existing Electronic ballast only | KKKXYY | [25 empty] | 4.4 | 2121 | 124.18 | 17.08 | 20 | 0.9 | 5000 | 82.2 |  |  |  | NO | NO | NO | 2018-05-02 | 4.3 |  | standard |  |  |  |  | 2018-11-02 | NO | NO | NO | [6 empty] | AC | [7 empty] | NO
PDUHVV38 | ETECH LED | E Tech LED | FF-T84-A3-12-50 | Linear Replacement Lamp | T8 Four-Foot | Replacement Lamps (plug and play) (UL Type A) |  | standard | NO | [10 empty] | 2015-08-14 | Not Dimmable | Not Dimmable | NotYetVerified | Operating off existing Electronic ballast only | KKKXYW | [25 empty] | 4.4 | 1753 | 121.31 | 14.45 | 20 | 0.9 | 5000 | 82.3 |  |  |  | NO | NO | NO | 2018-05-02 | 4.3 |  | standard |  |  |  |  | 2018-11-02 | NO | NO | NO | [6 empty] | AC | [7 empty] | NO
P3DNZ891 | ETECH LED | E Tech LED | FF-T84-A3A-18-30 | Linear Replacement Lamp | T8 Four-Foot | Replacement Lamps (plug and play) (UL Type A) |  | standard | YES |  | 2072 | 121.1 | 17.08 | 12.9 | 0.9081 | 2932 | 82.2 | 5 | 50000 | 2015-08-14 | Not Dimmable | Not Dimmable | NotYetVerified | Nominal wattage 16W; Product de-listed on 4/1/2017, re-listed on 4/28/2017 due to allowances requirements change | KKKXYU | [15 empty] | 84.5 |  | 1.25 | 1.21 | [6 empty] | 4.4 | 2072 | 121.31 | 17.08 | 20 | 0.9 | 3000 | 81.8 |  |  |  | YES | NO | NO | 2018-05-02 | 4.3 |  | standard |  |  |  |  | 2018-11-02 | NO | NO | NO | [6 empty] | AC | [7 empty] | NO
PB3VF7NC | ETECH LED | E Tech LED | FF-T84-A3-16-40 | Linear Replacement Lamp | T8 Four-Foot | Replacement Lamps (plug and play) (UL Type A) |  | standard | YES |  | 2059 | 120.98 | 17.02 | 7.79 | 0.9083 | 3996 | 82.6 | 5 | 50000 | 2015-08-14 | Not Dimmable | Not Dimmable | NotYetVerified | Operating off existing Electronic ballast only | KKKXYY | [15 empty] | 91 |  | 1.31 | 1.25 | [6 empty] | 4.4 | 2059 | 120.98 | 17.02 | 20 | 0.9 | 4000 | 82.6 |  |  |  | NO | NO | NO | 2018-05-02 | 4.3 |  | standard |  |  |  |  | 2018-11-02 | NO | NO | NO | [6 empty] | AC | [7 empty] | NO
P999ED6U | Longhorn Intelligent Tech Co., Ltd | Longhorn | LH-L8U171Q02 | Linear Replacement Lamp | T8 Four-Foot | Replacement Lamps (plug and play) (UL Type A) |  | standard | NO | [10 empty] | 2015-08-13 | Not Dimmable | Not Dimmable | NO | Updated on 3/23/17 | JJJLFB | [25 empty] | 4.4 | 2590 | 152 | 17 | 20 | 0.9 | 3500 | 80 |  |  |  | NO | NO | NO | 2018-05-02 | 4.3 |  | standard |  |  |  |  | 2018-11-02 | NO | NO | NO | [6 empty] | AC | [7 empty] | NO
P5SPCHN8 | Longhorn Intelligent Tech Co., Ltd | Longhorn | LH-L8R121Q00 | Linear Replacement Lamp | T8 Four-Foot | Replacement Lamps (plug and play) (UL Type A) |  | standard | NO | [10 empty] | 2015-08-13 | Not Dimmable | Not Dimmable | NO | Updated on 3/31/2017 | JJJMSI | [25 empty] | 4.4 | 1850 | 155 | 12 | 20 | 0.9 | 5000 | 80 |  |  |  | NO | NO | NO | 2018-05-02 | 4.3 |  | standard |  |  |  |  | 2018-11-02 | NO | NO | NO | [6 empty] | AC | [7 empty] | NO
PNCSDV2V | Longhorn Intelligent Tech Co., Ltd | Longhorn | LH-L8V141Q01 | Linear Replacement Lamp | T8 Four-Foot | Replacement Lamps (plug and play) (UL Type A) |  | standard | YES |  | 2071.9 | 131.88 | 15.71 | 6.59 | 0.9781 | 3062 | 82.8 | 5 | 50000 | 2015-08-13 | Not Dimmable | Not Dimmable | NO | Updated on 3/31/2017 | JJJMSJ | [15 empty] | 85.1 |  | 1.28 | 1.18 | [6 empty] | 4.4 | 2150 | 155 | 14 | 20 | 0.9 | 3000 | 80 |  |  |  | NO | NO | NO | 2018-05-02 | 4.3 |  | standard |  |  |  |  | 2018-11-02 | NO | NO | NO | [6 empty] | AC | [7 empty] | NO
P45SVM7Z | Longhorn Intelligent Tech Co., Ltd | Longhorn | LH-L8V121Q00 | Linear Replacement Lamp | T8 Four-Foot | Replacement Lamps (plug and play) (UL Type A) |  | standard | YES |  | 1798 | 130.2 | 13.81 | 8.82 | 0.971 | 3046 | 82.7 | 5 | 50000 | 2015-08-13 | Not Dimmable | Not Dimmable | NO | Updated on 3/31/2017 | JJJMSI | [15 empty] | 85.1 |  | 1.3 | 1.18 | [6 empty] | 4.4 | 1850 | 155 | 12 | 20 | 0.9 | 3000 | 80 |  |  |  | NO | NO | NO | 2018-05-02 | 4.3 |  | standard |  |  |  |  | 2018-11-02 | NO | NO | NO | [6 empty] | AC | [7 empty] | NO
PF7RT2MN | Longhorn Intelligent Tech Co., Ltd | Longhorn | LH-L8U141Q01 | Linear Replacement Lamp | T8 Four-Foot | Replacement Lamps (plug and play) (UL Type A) |  | standard | NO | [10 empty] | 2015-08-13 | Not Dimmable | Not Dimmable | NO | Updated on 3/31/2017 | JJJMSJ | [25 empty] | 4.4 | 2150 | 155 | 14 | 20 | 0.9 | 3500 | 80 |  |  |  | NO | NO | NO | 2018-05-02 | 4.3 |  | standard |  |  |  |  | 2018-11-02 | NO | NO | NO | [6 empty] | AC | [7 empty] | NO
P1GTQMUF | Longhorn Intelligent Tech Co., Ltd | Longhorn | LH-L8N171Q02 | Linear Replacement Lamp | T8 Four-Foot | Replacement Lamps (plug and play) (UL Type A) |  | standard | NO | [10 empty] | 2015-08-13 | Not Dimmable | Not Dimmable | NO | Updated on 3/23/17 | JJJLFB | [25 empty] | 4.4 | 2590 | 152 | 17 | 20 | 0.9 | 4000 | 80 |  |  |  | NO | NO | NO | 2018-05-02 | 4.3 |  | standard |  |  |  |  | 2018-11-02 | NO | NO | NO | [6 empty] | AC | [7 empty] | NO
PN5NUH1X | Longhorn Intelligent Tech Co., Ltd | Longhorn | LH-L8N141Q01 | Linear Replacement Lamp | T8 Four-Foot | Replacement Lamps (plug and play) (UL Type A) |  | standard | NO | [10 empty] | 2015-08-13 | Not Dimmable | Not Dimmable | NO | Updated on 3/31/2017 | JJJMSJ | [25 empty] | 4.4 | 2150 | 155 | 14 | 20 | 0.9 | 4000 | 80 |  |  |  | NO | NO | NO | 2018-05-02 | 4.3 |  | standard |  |  |  |  | 2018-11-02 | NO | NO | NO | [6 empty] | AC | [7 empty] | NO
PTX9VD3A | Longhorn Intelligent Tech Co., Ltd | Longhorn | LH-L8R171Q02 | Linear Replacement Lamp | T8 Four-Foot | Replacement Lamps (plug and play) (UL Type A) |  | standard | NO | [10 empty] | 2015-08-13 | Not Dimmable | Not Dimmable | NO | Updated on 3/23/17 | JJJLFB | [25 empty] | 4.4 | 2590 | 152 | 17 | 20 | 0.9 | 5000 | 80 |  |  |  | NO | NO | NO | 2018-05-02 | 4.3 |  | standard |  |  |  |  | 2018-11-02 | NO | NO | NO | [6 empty] | AC | [7 empty] | NO
P565KQ5G | Longhorn Intelligent Tech Co., Ltd | Longhorn | LH-L8V171Q02 | Linear Replacement Lamp | T8 Four-Foot | Replacement Lamps (plug and play) (UL Type A) |  | standard | YES |  | 2419 | 134.02 | 18.05 | 8.939 | 0.972 | 3060 | 82.8 | 5 | 50000 | 2015-08-13 | Not Dimmable | Not Dimmable | NO | Updated on 3/23/17 | JJJLFB | [15 empty] | 84.8 |  | 1.24 | 1.18 | [6 empty] | 4.4 | 2590 | 152 | 17 | 20 | 0.9 | 3000 | 80 |  |  |  | NO | NO | NO | 2018-05-02 | 4.3 |  | standard |  |  |  |  | 2018-11-02 | NO | NO | NO | [6 empty] | AC | [7 empty] | NO
PU6JZENT | Longhorn Intelligent Tech Co., Ltd | Longhorn | LH-L8U121Q00 | Linear Replacement Lamp | T8 Four-Foot | Replacement Lamps (plug and play) (UL Type A) |  | standard | NO | [10 empty] | 2015-08-13 | Not Dimmable | Not Dimmable | NO | Updated on 3/31/2017 | JJJMSI | [25 empty] | 4.4 | 1850 | 155 | 12 | 20 | 0.9 | 3500 | 80 |  |  |  | NO | NO | NO | 2018-05-02 | 4.3 |  | standard |  |  |  |  | 2018-11-02 | NO | NO | NO | [6 empty] | AC | [7 empty] | NO
PNHWHKMZ | Longhorn Intelligent Tech Co., Ltd | Longhorn | LH-L8R141Q01 | Linear Replacement Lamp | T8 Four-Foot | Replacement Lamps (plug and play) (UL Type A) |  | standard | NO | [10 empty] | 2015-08-13 | Not Dimmable | Not Dimmable | NO | Updated on 3/31/2017 | JJJMSJ | [25 empty] | 4.4 | 2150 | 155 | 14 | 20 | 0.9 | 5000 | 80 |  |  |  | NO | NO | NO | 2018-05-02 | 4.3 |  | standard |  |  |  |  | 2018-11-02 | NO | NO | NO | [6 empty] | AC | [7 empty] | NO
PGJSXF52 | Longhorn Intelligent Tech Co., Ltd | Longhorn | LH-L8N121Q00 | Linear Replacement Lamp | T8 Four-Foot | Replacement Lamps (plug and play) (UL Type A) |  | standard | NO | [10 empty] | 2015-08-13 | Not Dimmable | Not Dimmable | NO | Updated on 3/31/2017 | JJJMSI | [25 empty] | 4.4 | 1850 | 155 | 12 | 20 | 0.9 | 4000 | 80 |  |  |  | NO | NO | NO | 2018-05-02 | 4.3 |  | standard |  |  |  |  | 2018-11-02 | NO | NO | NO | [6 empty] | AC | [7 empty] | NO
P227T5V9 | CH Lighting Technology Co.,Ltd. | CH | CH1128-48-13W 850-1 | Linear Replacement Lamp | T8 Four-Foot | Replacement Lamps (plug and play) (UL Type A) |  | standard | NO | [10 empty] | 2015-08-11 | Dimmable | Continuous Below 10 | NO | Updated on 7/25/2017 | JJJLGH | [25 empty] | 4.4 | 2000 | 125 | 16 | 10 | 0.9 | 5000 | 80 |  |  |  | NO | NO | NO | 2018-05-02 | 4.3 |  | standard |  |  |  |  | 2018-11-02 | NO | NO | NO | [6 empty] | AC | [7 empty] | NO
P8UAT18U | CH Lighting Technology Co.,Ltd. | CH | CH1128-48-13W 840-1 | Linear Replacement Lamp | T8 Four-Foot | Replacement Lamps (plug and play) (UL Type A) |  | standard | NO | [10 empty] | 2015-08-11 | Dimmable | Continuous Below 10 | NO | Updated on 7/25/2017 | JJJLGH | [25 empty] | 4.4 | 1952 | 122 | 16 | 10 | 0.9 | 4000 | 80 |  |  |  | NO | NO | NO | 2018-05-02 | 4.3 |  | standard |  |  |  |  | 2018-11-02 | NO | NO | NO | [6 empty] | AC | [7 empty] | NO
PX44Y3JU | CH Lighting Technology Co.,Ltd. | CH | CH1128-48-15W 850-1 | Linear Replacement Lamp | T8 Four-Foot | Replacement Lamps (plug and play) (UL Type A) |  | standard | NO | [10 empty] | 2015-08-11 | Dimmable | Continuous Below 10 | NO | Updated on 7/25/2017 | JJJLEW | [25 empty] | 4.4 | 2196 | 122 | 18 | 10 | 0.9 | 5000 | 80 |  |  |  | NO | NO | NO | 2018-05-02 | 4.3 |  | standard |  |  |  |  | 2018-11-02 | NO | NO | NO | [6 empty] | AC | [7 empty] | NO
PPF4Y39P | ShenZhen CREP Optoelectronics Co.,Ltd | CREP | CPS-4E18-F1(3500K)? | Linear Replacement Lamp | T8 Four-Foot | Replacement Lamps (plug and play) (UL Type A) |  | standard | NO | [10 empty] | 2015-08-06 | Not Dimmable | Not Dimmable | NO | Updated on 2/27/2017 | YYYAOD | [25 empty] | 4.4 | 2350.8 | 124.4 | 18.8 | 17.7 | 0.91 | 3500 | 83.6 |  |  |  | NO | NO | NO | 2018-05-02 | 4.3 |  | standard |  |  |  |  | 2018-11-02 | NO | NO | NO | [6 empty] | AC | [7 empty] | NO
PCQXYF1B | ShenZhen CREP Optoelectronics Co.,Ltd | CREP | CPS-4E12-F9(4000K) | Linear Replacement Lamp | T8 Four-Foot | Replacement Lamps (plug and play) (UL Type A) |  | standard | NO | [10 empty] | 2015-08-06 | Not Dimmable | Not Dimmable | NO |  | YYYAOB | [25 empty] | 4.4 | 1600 | 133.33 | 12 | 4.9 | 0.999 | 4000 | 81 |  |  |  | NO | NO | NO | 2018-05-02 | 4.3 |  | standard |  |  |  |  | 2018-11-02 | NO | NO | NO | [6 empty] | AC | [7 empty] | NO
PXQ5Q4RH | ShenZhen CREP Optoelectronics Co.,Ltd | CREP | CPS-4E12-F9(5000K) | Linear Replacement Lamp | T8 Four-Foot | Replacement Lamps (plug and play) (UL Type A) |  | standard | NO | [10 empty] | 2015-08-06 | Not Dimmable | Not Dimmable | NO |  | YYYAOB | [25 empty] | 4.4 | 1600 | 133.33 | 12 | 4.9 | 0.999 | 5000 | 81 |  |  |  | NO | NO | NO | 2018-05-02 | 4.3 |  | standard |  |  |  |  | 2018-11-02 | NO | NO | NO | [6 empty] | AC | [7 empty] | NO
PY7DXEZ1 | ShenZhen CREP Optoelectronics Co.,Ltd | CREP | CPS-4E18-F1(3000K)? | Linear Replacement Lamp | T8 Four-Foot | Replacement Lamps (plug and play) (UL Type A) |  | standard | YES |  | 2350.86 | 124.45 | 18.89 | 17.7 | 0.911 | 2934 | 83.6 | 5 | 50000 | 2015-08-06 | Not Dimmable | Not Dimmable | NO | Updated on 2/27/2017 | YYYAOD | [15 empty] | 78.3 |  | 1.2 | 1.08 | [6 empty] | 4.4 | 2350.8 | 124.4 | 18.8 | 17.7 | 0.91 | 2934 | 83.6 |  |  |  | NO | NO | NO | 2018-05-02 | 4.3 |  | standard |  |  |  |  | 2018-11-02 | NO | NO | NO | [6 empty] | AC | [7 empty] | NO
PREYME5Q | ShenZhen CREP Optoelectronics Co.,Ltd | CREP | CPS-4E18-F1(4500K)? | Linear Replacement Lamp | T8 Four-Foot | Replacement Lamps (plug and play) (UL Type A) |  | standard | NO | [10 empty] | 2015-08-06 | Not Dimmable | Not Dimmable | NO | Updated on 2/27/2017 | YYYAOD | [25 empty] | 4.4 | 2350.8 | 124.4 | 18.8 | 17.7 | 0.91 | 4500 | 83.6 |  |  |  | NO | NO | NO | 2018-05-02 | 4.3 |  | standard |  |  |  |  | 2018-11-02 | NO | NO | NO | [6 empty] | AC | [7 empty] | NO
P8UEKKTU | ShenZhen CREP Optoelectronics Co.,Ltd | CREP | CPS-4E18-F1(5000K) | Linear Replacement Lamp | T8 Four-Foot | Replacement Lamps (plug and play) (UL Type A) |  | standard | NO | [10 empty] | 2015-08-06 | Not Dimmable | Not Dimmable | NO | Updated on 2/27/2017 | YYYAOD | [25 empty] | 4.4 | 2499 | 130.7 | 19.1 | 18.1 | 0.92 | 4964 | 85 |  |  |  | NO | NO | NO | 2018-05-02 | 4.3 |  | standard |  |  |  |  | 2018-11-02 | NO | NO | NO | [6 empty] | AC | [7 empty] | NO
PUEBS9B8 | ShenZhen CREP Optoelectronics Co.,Ltd | CREP | CPS-4E12-F9(3000K) | Linear Replacement Lamp | T8 Four-Foot | Replacement Lamps (plug and play) (UL Type A) |  | standard | NO | [10 empty] | 2015-08-06 | Not Dimmable | Not Dimmable | NO |  | YYYAOB | [25 empty] | 4.4 | 1600 | 133.33 | 12 | 4.9 | 0.999 | 3000 | 81 |  |  |  | NO | NO | NO | 2018-05-02 | 4.3 |  | standard |  |  |  |  | 2018-11-02 | NO | NO | NO | [6 empty] | AC | [7 empty] | NO
PD18R2V9 | ShenZhen CREP Optoelectronics Co.,Ltd | CREP | CPS-4E12-F9(3500K) | Linear Replacement Lamp | T8 Four-Foot | Replacement Lamps (plug and play) (UL Type A) |  | standard | NO | [10 empty] | 2015-08-06 | Not Dimmable | Not Dimmable | NO |  | YYYAOB | [25 empty] | 4.4 | 1600 | 133.33 | 12 | 4.9 | 0.999 | 3500 | 81 |  |  |  | NO | NO | NO | 2018-05-02 | 4.3 |  | standard |  |  |  |  | 2018-11-02 | NO | NO | NO | [6 empty] | AC | [7 empty] | NO
PNNPYDFP | ShenZhen CREP Optoelectronics Co.,Ltd | CREP | CPS-4E18-F1(4000K)? | Linear Replacement Lamp | T8 Four-Foot | Replacement Lamps (plug and play) (UL Type A) |  | standard | NO | [10 empty] | 2015-08-06 | Not Dimmable | Not Dimmable | NO | Updated on 2/27/2017 | YYYAOD | [25 empty] | 4.4 | 2350.8 | 124.4 | 18.8 | 17.7 | 0.91 | 4000 | 83.6 |  |  |  | NO | NO | NO | 2018-05-02 | 4.3 |  | standard |  |  |  |  | 2018-11-02 | NO | NO | NO | [6 empty] | AC | [7 empty] | NO
PSR17C5S | ShenZhen CREP Optoelectronics Co.,Ltd | CREP | CPS-4E12-F9(4500K) | Linear Replacement Lamp | T8 Four-Foot | Replacement Lamps (plug and play) (UL Type A) |  | standard | NO | [10 empty] | 2015-08-06 | Not Dimmable | Not Dimmable | NO |  | YYYAOB | [25 empty] | 4.4 | 1600 | 133.33 | 12 | 4.9 | 0.999 | 4500 | 81 |  |  |  | NO | NO | NO | 2018-05-02 | 4.3 |  | standard |  |  |  |  | 2018-11-02 | NO | NO | NO | [6 empty] | AC | [7 empty] | NO
P7PPNDYH | ETECH LED | E Tech | FF-T84-A2-15-30 | Linear Replacement Lamp | T8 Four-Foot | Dual Mode Internal Driver (UL Type A and Type B) |  | standard | YES |  | 2172 | 133.25 | 16.3 | 6.91 | 0.9572 | 3012 | 81.8 | 5 | 50000 | 2015-08-04 | Not Dimmable | Not Dimmable | NotYetVerified | Updated on 5/6/2017 | KKKXZG | [15 empty] | 90 |  | 1.16 | 1.38 | [6 empty] | 4.4 | 2172 | 133 | 16.3 | 20 | 0.9 | 3000 | 83 |  |  |  | NO | NO | NO | 2018-05-02 | 4.3 |  | standard |  |  |  |  | 2018-11-02 | NO | NO | NO | [6 empty] | AC | [7 empty] | NO
P7JAA1YK | ETECH LED | E Tech | FF-T84-A2-15-40 | Linear Replacement Lamp | T8 Four-Foot | Dual Mode Internal Driver (UL Type A and Type B) |  | standard | NO | [10 empty] | 2015-08-04 | Not Yet Verified | Not Yet Verified | NotYetVerified | Updated on 5/6/2017 | KKKXZG | [25 empty] | 4.4 | 2172 | 133 | 16.3 | 20 | 0.9 | 4000 | 83 |  |  |  | NO | NO | NO | 2018-05-02 | 4.3 |  | standard |  |  |  |  | 2018-11-02 | NO | NO | NO | [6 empty] | AC | [7 empty] | NO
PHYKCX4Y | ETECH LED | E Tech | FF-T84-A2-15-35 | Linear Replacement Lamp | T8 Four-Foot | Dual Mode Internal Driver (UL Type A and Type B) |  | standard | NO | [10 empty] | 2015-08-04 | Not Dimmable | Not Dimmable | NotYetVerified | Updated on 5/6/2017 | KKKXZG | [25 empty] | 4.4 | 2172 | 133 | 16.3 | 20 | 0.9 | 3500 | 83 |  |  |  | NO | NO | NO | 2018-05-02 | 4.3 |  | standard |  |  |  |  | 2018-11-02 | NO | NO | NO | [6 empty] | AC | [7 empty] | NO
PZ8TBWBQ | ETECH LED | E Tech | FF-T84-A2-15-50 | Linear Replacement Lamp | T8 Four-Foot | Dual Mode Internal Driver (UL Type A and Type B) |  | standard | NO | [10 empty] | 2015-08-04 | Not Yet Verified | Not Yet Verified | NotYetVerified | Updated on 5/6/2017 | KKKXZG | [25 empty] | 4.4 | 2172 | 133 | 16.3 | 20 | 0.9 | 5000 | 83 |  |  |  | NO | NO | NO | 2018-05-02 | 4.3 |  | standard |  |  |  |  | 2018-11-02 | NO | NO | NO | [6 empty] | AC | [7 empty] | NO
PGPRAQHG | James Trading Company Limited | JAMES | BT812W4FT(CLEAR LENS) (3500K) | Linear Replacement Lamp | T8 Four-Foot | Replacement Lamps (plug and play) (UL Type A) |  | standard | NO | [10 empty] | 2015-07-30 | Not Dimmable | Not Dimmable | NotYetVerified | updated on 1/19/2017 | KKKXTX | [25 empty] | 4.4 | 1900 | 141.8 | 13.35 | 10.6 | 0.9063 | 3500 | 81.6 |  |  |  | NO | NO | NO | 2018-05-02 | 4.3 |  | standard |  |  |  |  | 2018-11-02 | NO | NO | NO | [6 empty] | AC | [7 empty] | NO
PUQ1DNWA | James Trading Company Limited | JAMES | BT814W4FT(CLEAR LENS)(4500K) | Linear Replacement Lamp | T8 Four-Foot | Replacement Lamps (plug and play) (UL Type A) |  | standard | NO | [10 empty] | 2015-07-30 | Not Dimmable | Not Dimmable | NotYetVerified | updated on 1/19/2017 | KKKXTY | [25 empty] | 4.4 | 2050 | 142.4 | 14.4 | 12.37 | 0.9056 | 4500 | 81.7 |  |  |  | NO | NO | NO | 2018-05-02 | 4.3 |  | standard |  |  |  |  | 2018-11-02 | NO | NO | NO | [6 empty] | AC | [7 empty] | NO
PXU81BCY | James Trading Company Limited | JAMES | ZY-T8-13W1200 BIXX Ballast Compatible (4000K Clear) | Linear Replacement Lamp | T8 Four-Foot | Dual Mode Internal Driver (UL Type A and Type B) |  | standard | YES |  | 1930 | 135.06 | 14.3 | 14.92 | 0.9034 | 3996 | 82.7 | 5 | 50000 | 2015-07-30 | Not Dimmable | Not Dimmable | NotYetVerified | Lastx represents either s for single-end power input or T for double-end inputs | KKKYUV | [15 empty] | 85.3 |  | 1.3 | 1.23 | [6 empty] | 4.4 | 1930 | 135 | 14.3 | 20 | 0.9 | 4000 | 83 |  |  |  | NO | NO | NO | 2018-05-02 | 4.3 |  | standard |  |  |  |  | 2018-11-02 | NO | NO | NO | [6 empty] | AC | [7 empty] | NO
PWMHZ82Y | James Trading Company Limited | JAMES | BT812W4FT(CLEAR LENS) (3000K) | Linear Replacement Lamp | T8 Four-Foot | Replacement Lamps (plug and play) (UL Type A) |  | standard | NO | [10 empty] | 2015-07-30 | Not Dimmable | Not Dimmable | NotYetVerified | updated on 1/19/2017 | KKKXTX | [25 empty] | 4.4 | 1900 | 141.8 | 13.35 | 10.6 | 0.9063 | 3000 | 81.6 |  |  |  | NO | NO | NO | 2018-05-02 | 4.3 |  | standard |  |  |  |  | 2018-11-02 | NO | NO | NO | [6 empty] | AC | [7 empty] | NO
PCASCM2X | James Trading Company Limited | JAMES | ZY-T8-13W1200 BIXX Ballast Compatible (5000K Clear) | Linear Replacement Lamp | T8 Four-Foot | Dual Mode Internal Driver (UL Type A and Type B) |  | standard | NO | [10 empty] | 2015-07-30 | Not Dimmable | Not Dimmable | NotYetVerified | Lastx represents either s for single-end power input or T for double-end inputs | KKKYUV | [25 empty] | 4.4 | 1930 | 135 | 14.3 | 20 | 0.9 | 5000 | 83 |  |  |  | NO | NO | NO | 2018-05-02 | 4.3 |  | standard |  |  |  |  | 2018-11-02 | NO | NO | NO | [6 empty] | AC | [7 empty] | NO
PMDWAGKB | James Trading Company Limited | JAMES | BT812W4FT(CLEAR LENS) (4000K) | Linear Replacement Lamp | T8 Four-Foot | Replacement Lamps (plug and play) (UL Type A) |  | standard | NO | [10 empty] | 2015-07-30 | Not Dimmable | Not Dimmable | NotYetVerified | updated on 1/19/2017 | KKKXTX | [25 empty] | 4.4 | 1900 | 141.8 | 13.35 | 10.6 | 0.9063 | 4000 | 81.6 |  |  |  | NO | NO | NO | 2018-05-02 | 4.3 |  | standard |  |  |  |  | 2018-11-02 | NO | NO | NO | [6 empty] | AC | [7 empty] | NO
PH9FVS2V | James Trading Company Limited | JAMES | BT814W4FT(CLEAR LENS)(5000K) | Linear Replacement Lamp | T8 Four-Foot | Replacement Lamps (plug and play) (UL Type A) |  | standard | NO | [10 empty] | 2015-07-30 | Not Dimmable | Not Dimmable | NotYetVerified | updated on 1/19/2017 | KKKXTY | [25 empty] | 4.4 | 2050 | 142.4 | 14.4 | 12.07 | 0.9043 | 5000 | 81.1 |  |  |  | NO | NO | NO | 2018-05-02 | 4.3 |  | standard |  |  |  |  | 2018-11-02 | NO | NO | NO | [6 empty] | AC | [7 empty] | NO
PUEMB8DD | FOSHAN ELECTRICAL AND LIGHTING CO.,LTD. | FSL | T8-18-40/A123/24 | Linear Replacement Lamp | T8 Four-Foot | Replacement Lamps (plug and play) (UL Type A) |  | standard | NO | [10 empty] | 2015-07-30 | Not Dimmable | Not Dimmable | NO | Updated on 3/17/2017 | UUUURI | [25 empty] | 4.4 | 2218 | 120.35 | 18.43 | 7.18 | 0.9 | 4000 | 82.2 |  |  |  | NO | NO | NO | 2018-05-02 | 4.3 |  | standard |  |  |  |  | 2018-11-02 | NO | NO | NO | [6 empty] | AC | [7 empty] | NO
PFS8RF65 | FOSHAN ELECTRICAL AND LIGHTING CO.,LTD. | FSL | T8-18-50/A123/24 | Linear Replacement Lamp | T8 Four-Foot | Replacement Lamps (plug and play) (UL Type A) |  | standard | NO | [10 empty] | 2015-07-30 | Not Dimmable | Not Dimmable | NO | Updated on 3/17/2017 | UUUURI | [25 empty] | 4.4 | 2317 | 125.31 | 18.49 | 7.15 | 0.9 | 5000 | 85 |  |  |  | NO | NO | NO | 2018-05-02 | 4.3 |  | standard |  |  |  |  | 2018-11-02 | NO | NO | NO | [6 empty] | AC | [7 empty] | NO
PPQKTKDN | James Trading Company Limited | JAMES | BT814W4FT(CLEAR LENS)(3500K) | Linear Replacement Lamp | T8 Four-Foot | Replacement Lamps (plug and play) (UL Type A) |  | standard | NO | [10 empty] | 2015-07-30 | Not Dimmable | Not Dimmable | NotYetVerified | updated on 1/19/2017 | KKKXTY | [25 empty] | 4.4 | 2050 | 142.4 | 14.4 | 12.37 | 0.9056 | 3500 | 81.7 |  |  |  | NO | NO | NO | 2018-05-02 | 4.3 |  | standard |  |  |  |  | 2018-11-02 | NO | NO | NO | [6 empty] | AC | [7 empty] | NO
P1GU73FV | James Trading Company Limited | JAMES | BT814W4FT(CLEAR LENS)(3000K) | Linear Replacement Lamp | T8 Four-Foot | Replacement Lamps (plug and play) (UL Type A) |  | standard | NO | [10 empty] | 2015-07-30 | Not Dimmable | Not Dimmable | NotYetVerified | updated on 1/19/2017 | KKKXTY | [25 empty] | 4.4 | 2050 | 142.4 | 14.4 | 12.37 | 0.9056 | 3000 | 81.7 |  |  |  | NO | NO | NO | 2018-05-02 | 4.3 |  | standard |  |  |  |  | 2018-11-02 | NO | NO | NO | [6 empty] | AC | [7 empty] | NO
P2UZQVXW | Westinghouse Lighting | WESTINGHOUSE | 43653 | Linear Replacement Lamp | T8 Four-Foot | Replacement Lamps (plug and play) (UL Type A) |  | standard | NO | [10 empty] | 2017-01-31 | Not Dimmable | Not Dimmable | NO |  | TTTULX | [25 empty] | 4.4 | 2200 | 124 | 18 | 9.83 | 0.97 | 4000 | 82 |  |  |  | NO | NO | NO | 2018-05-02 | 4.3 |  | standard |  |  |  |  | 2018-11-02 | NO | NO | NO | [6 empty] | AC | [7 empty] | NO
P5W1HPVX | James Trading Company Limited | JAMES | BT814W4FT(CLEAR LENS)(4000K) | Linear Replacement Lamp | T8 Four-Foot | Replacement Lamps (plug and play) (UL Type A) |  | standard | NO | [10 empty] | 2015-07-30 | Not Dimmable | Not Dimmable | NotYetVerified | updated on 1/19/2017 | KKKXTY | [25 empty] | 4.4 | 2050 | 142.4 | 14.4 | 12.37 | 0.9056 | 4000 | 81.7 |  |  |  | NO | NO | NO | 2018-05-02 | 4.3 |  | standard |  |  |  |  | 2018-11-02 | NO | NO | NO | [6 empty] | AC | [7 empty] | NO
P82394QB | James Trading Company Limited | JAMES | BT812W4FT(CLEAR LENS) (4500K) | Linear Replacement Lamp | T8 Four-Foot | Replacement Lamps (plug and play) (UL Type A) |  | standard | NO | [10 empty] | 2015-07-30 | Not Dimmable | Not Dimmable | NotYetVerified | updated on 1/19/2017 | KKKXTX | [25 empty] | 4.4 | 1900 | 141.8 | 13.35 | 10.6 | 0.9063 | 4500 | 81.6 |  |  |  | NO | NO | NO | 2018-05-02 | 4.3 |  | standard |  |  |  |  | 2018-11-02 | NO | NO | NO | [6 empty] | AC | [7 empty] | NO
PFFS551R | James Trading Company Limited | JAMES | BT812W4FT(CLEAR LENS) (5000K) | Linear Replacement Lamp | T8 Four-Foot | Replacement Lamps (plug and play) (UL Type A) |  | standard | NO | [10 empty] | 2015-07-30 | Not Dimmable | Not Dimmable | NotYetVerified | updated on 1/19/2017 | KKKXTX | [25 empty] | 4.4 | 1900 | 141.8 | 13.35 | 14.63 | 0.9031 | 5000 | 81.6 |  |  |  | NO | NO | NO | 2018-05-02 | 4.3 |  | standard |  |  |  |  | 2018-11-02 | NO | NO | NO | [6 empty] | AC | [7 empty] | NO
PTZJRW6R | A Electronics Co.,Ltd | A Electronics | DT84FT18WI (5000K Frosted Lens) | Linear Replacement Lamp | T8 Four-Foot | Replacement Lamps (plug and play) (UL Type A) |  | standard | NO | [10 empty] | 2015-07-23 | Not Dimmable | Not Dimmable | NotYetVerified | Operating off existing Electronic ballast only | KKKXWJ | [25 empty] | 4.4 | 2121 | 124.18 | 17.08 | 20 | 0.9 | 5000 | 82.2 |  |  |  | NO | NO | NO | 2018-05-02 | 4.3 |  | standard |  |  |  |  | 2018-11-02 | NO | NO | NO | [6 empty] | AC | [7 empty] | NO
P7B1FR5N | A Electronics Co.,Ltd | A Electronics | DT84FT13WI (5000K Clear Lens) | Linear Replacement Lamp | T8 Four-Foot | Replacement Lamps (plug and play) (UL Type A) |  | standard | NO | [10 empty] | 2015-07-23 | Not Dimmable | Not Dimmable | NotYetVerified | Operating off existing Electronic ballast only | KKKXWE | [25 empty] | 4.4 | 2001 | 136.87 | 14.62 | 20 | 0.9 | 5000 | 82.3 |  |  |  | NO | NO | NO | 2018-05-02 | 4.3 |  | standard |  |  |  |  | 2018-11-02 | NO | NO | NO | [6 empty] | AC | [7 empty] | NO
PG7D9S3T | A Electronics Co.,Ltd | A Electronics | PT8A12W4FT?(3000K frosted lens) | Linear Replacement Lamp | T8 Four-Foot | Replacement Lamps (plug and play) (UL Type A) |  | standard | YES |  | 1715 | 120.86 | 14.19 | 8.3 | 0.9055 | 2909 | 81.8 | 5 | 50000 | 2015-07-23 | Not Dimmable | Not Dimmable | NotYetVerified | Nominal wattage 12W; Product de-listed on 4/1/2017, re-listed on 4/28/2017 due to allowances requirements change | KKKXVZ | [15 empty] | 84.5 |  | 1.33 | 1.23 | [6 empty] | 4.4 | 1715 | 120.86 | 14.19 | 20 | 0.9 | 3000 | 81.8 |  |  |  | YES | NO | NO | 2018-05-02 | 4.3 |  | standard |  |  |  |  | 2018-11-02 | NO | NO | NO | [6 empty] | AC | [7 empty] | NO
PDZVYSA6 | A Electronics Co.,Ltd | A Electronics | DT84FT15WI (4500K Clear Lens) Ballast Compatible | Linear Replacement Lamp | T8 Four-Foot | Dual Mode Internal Driver (UL Type A and Type B) |  | standard | NO | [10 empty] | 2015-07-23 | Not Dimmable | Not Dimmable | NotYetVerified |  | KKKXWG | [25 empty] | 4.4 | 2166 | 133.46 | 16.23 | 20 | 0.9 | 4500 | 81.5 |  |  |  | NO | NO | NO | 2018-05-02 | 4.3 |  | standard |  |  |  |  | 2018-11-02 | NO | NO | NO | [6 empty] | AC | [7 empty] | NO
PT4BEYXW | A Electronics Co.,Ltd | A Electronics | DT84FT18WI (4500K Frosted Lens) | Linear Replacement Lamp | T8 Four-Foot | Replacement Lamps (plug and play) (UL Type A) |  | standard | NO | [10 empty] | 2015-07-23 | Not Dimmable | Not Dimmable | NotYetVerified | Operating off existing Electronic ballast only | KKKXWJ | [25 empty] | 4.4 | 2059 | 120.98 | 17.02 | 20 | 0.9 | 4500 | 82.6 |  |  |  | NO | NO | NO | 2018-05-02 | 4.3 |  | standard |  |  |  |  | 2018-11-02 | NO | NO | NO | [6 empty] | AC | [7 empty] | NO
P6C36F9U | A Electronics Co.,Ltd | A Electronics | DT84FT13WI (4000K Clear Lens) | Linear Replacement Lamp | T8 Four-Foot | Replacement Lamps (plug and play) (UL Type A) |  | standard | YES |  | 1930 | 135.06 | 14.29 | 14.92 | 0.9034 | 3996 | 82.7 | 5 | 50000 | 2015-07-23 | Not Dimmable | Not Dimmable | NotYetVerified | Operating off existing Electronic ballast only | KKKXWE | [15 empty] | 89.7 |  | 1.44 | 1.16 | [6 empty] | 4.4 | 1930 | 135.06 | 14.29 | 20 | 0.9 | 4000 | 82.7 |  |  |  | NO | NO | NO | 2018-05-02 | 4.3 |  | standard |  |  |  |  | 2018-11-02 | NO | NO | NO | [6 empty] | AC | [7 empty] | NO
PBNXR7HW | A Electronics Co.,Ltd | A Electronics | DT84FT13WI (4500K Clear Lens) | Linear Replacement Lamp | T8 Four-Foot | Replacement Lamps (plug and play) (UL Type A) |  | standard | NO | [10 empty] | 2015-07-23 | Not Dimmable | Not Dimmable | NotYetVerified | Operating off existing Electronic ballast only | KKKXWE | [25 empty] | 4.4 | 1930 | 135.06 | 14.29 | 20 | 0.9 | 4500 | 82.7 |  |  |  | NO | NO | NO | 2018-05-02 | 4.3 |  | standard |  |  |  |  | 2018-11-02 | NO | NO | NO | [6 empty] | AC | [7 empty] | NO
PMFMUB7D | A Electronics Co.,Ltd | A Electronics | DT84FT13WI (5000K Frosted Lens) | Linear Replacement Lamp | T8 Four-Foot | Replacement Lamps (plug and play) (UL Type A) |  | standard | NO | [10 empty] | 2015-07-23 | Not Dimmable | Not Dimmable | NotYetVerified | Operating off existing Electronic ballast only | KKKXWF | [25 empty] | 4.4 | 1753 | 121.31 | 14.45 | 20 | 0.9 | 5000 | 82.3 |  |  |  | NO | NO | NO | 2018-05-02 | 4.3 |  | standard |  |  |  |  | 2018-11-02 | NO | NO | NO | [6 empty] | AC | [7 empty] | NO
PX13G34K | A Electronics Co.,Ltd | A Electronics | DT84FT15WI (5000K Clear Lens) Ballast Compatible | Linear Replacement Lamp | T8 Four-Foot | Dual Mode Internal Driver (UL Type A and Type B) |  | standard | NO | [10 empty] | 2015-07-23 | Not Dimmable | Not Dimmable | NotYetVerified |  | KKKXWG | [25 empty] | 4.4 | 2234 | 136.72 | 16.34 | 20 | 0.9 | 5000 | 83.2 |  |  |  | NO | NO | NO | 2018-05-02 | 4.3 |  | standard |  |  |  |  | 2018-11-02 | NO | NO | NO | [6 empty] | AC | [7 empty] | NO
PK8JU1GR | A Electronics Co.,Ltd | A Electronics | DT84FT18WI (4000K Frosted Lens) | Linear Replacement Lamp | T8 Four-Foot | Replacement Lamps (plug and play) (UL Type A) |  | standard | YES |  | 2059 | 120.98 | 17.02 | 7.79 | 0.9083 | 3996 | 82.6 | 5 | 50000 | 2015-07-23 | Not Dimmable | Not Dimmable | NotYetVerified | Operating off existing Electronic ballast only | KKKXWJ | [15 empty] | 91 |  | 1.31 | 1.25 | [6 empty] | 4.4 | 2059 | 120.98 | 17.02 | 20 | 0.9 | 4000 | 82.6 |  |  |  | NO | NO | NO | 2018-05-02 | 4.3 |  | standard |  |  |  |  | 2018-11-02 | NO | NO | NO | [6 empty] | AC | [7 empty] | NO
PTXKNE9M | A Electronics Co.,Ltd | A Electronics | PT8A16W4FT?(3000K frosted lens) | Linear Replacement Lamp | T8 Four-Foot | Replacement Lamps (plug and play) (UL Type A) |  | standard | YES |  | 2072 | 121.1 | 17.08 | 12.9 | 0.9081 | 2932 | 82.2 | 5 | 50000 | 2015-07-23 | Not Dimmable | Not Dimmable | NotYetVerified | Nominal wattage 16W; Product de-listed on 4/1/2017, re-listed on 4/28/2017 due to allowances requirements change | KKKXWB | [15 empty] | 84.5 |  | 1.25 | 1.21 | [6 empty] | 4.4 | 2072 | 121.31 | 17.08 | 20 | 0.9 | 3000 | 81.8 |  |  |  | YES | NO | NO | 2018-05-02 | 4.3 |  | standard |  |  |  |  | 2018-11-02 | NO | NO | NO | [6 empty] | AC | [7 empty] | NO
PKH5E3TW | A Electronics Co.,Ltd | A Electronics | DT84FT15WI (4000K Clear Lens) Ballast Compatible | Linear Replacement Lamp | T8 Four-Foot | Dual Mode Internal Driver (UL Type A and Type B) |  | standard | YES |  | 2166 | 133.46 | 16.23 | 8.35 | 0.9024 | 4014 | 81.5 | 5 | 50000 | 2015-07-23 | Not Dimmable | Not Dimmable | NotYetVerified |  | KKKXWG | [15 empty] | 89.4 |  | 1.43 | 1.16 | [6 empty] | 4.4 | 2166 | 133.46 | 16.23 | 20 | 0.9 | 4000 | 81.5 |  |  |  | NO | NO | NO | 2018-05-02 | 4.3 |  | standard |  |  |  |  | 2018-11-02 | NO | NO | NO | [6 empty] | AC | [7 empty] | NO
PQFZ12UT | FY Lighting Co., Ltd | Fen Yong | FY-T8-4FTC(40K120CGSB) | Linear Replacement Lamp | T8 Four-Foot | Replacement Lamps (plug and play) (UL Type A) |  | standard | NO | [10 empty] | 2015-07-21 | Not Dimmable | Not Dimmable | NotYetVerified |  | HHHBAC | [25 empty] | 4.4 | 2645 | 124.59 | 21.23 | 5.93 | 0.9708 | 4000 | 82.1 |  |  |  | NO | NO | NO | 2018-05-02 | 4.3 |  | standard |  |  |  |  | 2018-11-02 | NO | NO | NO | [6 empty] | AC | [7 empty] | NO
PQJKFY7P | CE Innovations Ltd | IRICO | IR-T8-15W4FT16505000K | Linear Replacement Lamp | T8 Four-Foot | Replacement Lamps (plug and play) (UL Type A) |  | standard | NO | [10 empty] | 2015-07-21 | Not Dimmable | Not Dimmable | NotYetVerified | Operating off existing Electronic ballast only | KKKXVY | [25 empty] | 4.4 | 1964 | 121.76 | 16.13 | 20 | 0.9 | 4500 | 82.5 |  |  |  | NO | NO | NO | 2018-05-02 | 4.3 |  | standard |  |  |  |  | 2018-11-02 | NO | NO | NO | [6 empty] | AC | [7 empty] | NO
PGT7JEY9 | Alite Co., LTD. | ALITE | AL-TBC50K4FT1 | Linear Replacement Lamp | T8 Four-Foot | Replacement Lamps (plug and play) (UL Type A) |  | standard | NO | [10 empty] | 2015-07-21 | Not Dimmable | Not Dimmable | NotYetVerified |  | QQQRLC | [25 empty] | 4.4 | 1800 | 120 | 15 | 5.25 | 0.999 | 5000 | 84 |  |  |  | NO | NO | NO | 2018-05-02 | 4.3 |  | standard |  |  |  |  | 2018-11-02 | NO | NO | NO | [6 empty] | AC | [7 empty] | NO
P1K58YXT | FY Lighting Co., Ltd | Fen Yong | FY-T8-4FTC(35K120CGSB) | Linear Replacement Lamp | T8 Four-Foot | Replacement Lamps (plug and play) (UL Type A) |  | standard | NO | [10 empty] | 2015-07-21 | Not Dimmable | Not Dimmable | NotYetVerified |  | HHHBAC | [25 empty] | 4.4 | 2645 | 124.59 | 21.23 | 5.93 | 0.9708 | 3500 | 82.1 |  |  |  | NO | NO | NO | 2018-05-02 | 4.3 |  | standard |  |  |  |  | 2018-11-02 | NO | NO | NO | [6 empty] | AC | [7 empty] | NO
P5XTT8NY | FY Lighting Co., Ltd | Fen Yong | FY-T8-4FTC(45K120CGSB) | Linear Replacement Lamp | T8 Four-Foot | Replacement Lamps (plug and play) (UL Type A) |  | standard | NO | [10 empty] | 2015-07-21 | Not Dimmable | Not Dimmable | NotYetVerified |  | HHHBAC | [25 empty] | 4.4 | 2645 | 124.59 | 21.23 | 5.93 | 0.9708 | 4500 | 82.1 |  |  |  | NO | NO | NO | 2018-05-02 | 4.3 |  | standard |  |  |  |  | 2018-11-02 | NO | NO | NO | [6 empty] | AC | [7 empty] | NO
PNEQKCKF | CE Innovations Ltd | IRICO | IR-T8-15W4FT16504500K | Linear Replacement Lamp | T8 Four-Foot | Replacement Lamps (plug and play) (UL Type A) |  | standard | NO | [10 empty] | 2015-07-21 | Not Dimmable | Not Dimmable | NotYetVerified | Operating off existing Electronic ballast only | KKKXVY | [25 empty] | 4.4 | 2022 | 124.51 | 16.24 | 20 | 0.9 | 5000 | 82.2 |  |  |  | NO | NO | NO | 2018-05-02 | 4.3 |  | standard |  |  |  |  | 2018-11-02 | NO | NO | NO | [6 empty] | AC | [7 empty] | NO
PEKXVV7N | CE Innovations Ltd | IRICO | IR-T8-13W4FT16503000K | Linear Replacement Lamp | T8 Four-Foot | Replacement Lamps (plug and play) (UL Type A) |  | standard | YES |  | 1715 | 120.86 | 14.19 | 8.3 | 0.9055 | 2909 | 81.8 | 5 | 50000 | 2015-07-21 | Not Dimmable | Not Dimmable | NotYetVerified | Nominal wattage 12W; Product de-listed on 4/1/2017, re-listed on 4/28/2017 due to allowances requirements change | KKKZJW | [15 empty] | 84.5 |  | 1.33 | 1.23 | [6 empty] | 4.4 | 1715 | 120.86 | 14.19 | 20 | 0.9 | 3000 | 81.8 |  |  |  | YES | NO | NO | 2018-05-02 | 4.3 |  | standard |  |  |  |  | 2018-11-02 | NO | NO | NO | [6 empty] | AC | [7 empty] | NO
PR63FYW8 | CE Innovations Ltd | IRICO | IR-T8-15W4FT16504000K | Linear Replacement Lamp | T8 Four-Foot | Replacement Lamps (plug and play) (UL Type A) |  | standard | YES |  | 1964 | 121.76 | 16.13 | 8.65 | 0.9028 | 3984 | 82.5 | 5 | 50000 | 2015-07-21 | Not Dimmable | Not Dimmable | NotYetVerified | Operating off existing Electronic ballast only | KKKXVY | [15 empty] | 91.9 |  | 1.72 | 1.24 | [6 empty] | 4.4 | 1964 | 121.76 | 16.13 | 20 | 0.9 | 4000 | 82.5 |  |  |  | NO | NO | NO | 2018-05-02 | 4.3 |  | standard |  |  |  |  | 2018-11-02 | NO | NO | NO | [6 empty] | AC | [7 empty] | NO
P1GBECG2 | FY Lighting Co., Ltd | Fen Yong | FY-T8-4FTC(30K120CGSB) | Linear Replacement Lamp | T8 Four-Foot | Replacement Lamps (plug and play) (UL Type A) |  | standard | YES |  | 2645 | 124.59 | 21.23 | 5.93 | 0.9708 | 2970 | 82.1 | 5 | 50000 | 2015-07-21 | Not Dimmable | Not Dimmable | NotYetVerified |  | HHHBAC | [15 empty] | 91.4 |  | 1.34 | 1.34 | [6 empty] | 4.4 | 2645 | 124.59 | 21.23 | 5.93 | 0.9708 | 3000 | 82.1 |  |  |  | NO | NO | NO | 2018-05-02 | 4.3 |  | standard |  |  |  |  | 2018-11-02 | NO | NO | NO | [6 empty] | AC | [7 empty] | NO
PPFMQF8Z | FY Lighting Co., Ltd | Fen Yong | FY-T8-4FTC(50K120CGSB) | Linear Replacement Lamp | T8 Four-Foot | Replacement Lamps (plug and play) (UL Type A) |  | standard | NO | [10 empty] | 2015-07-21 | Not Dimmable | Not Dimmable | NotYetVerified |  | HHHBAC | [25 empty] | 4.4 | 2803 | 129.05 | 21.72 | 5.93 | 0.9751 | 5000 | 82 |  |  |  | NO | NO | NO | 2018-05-02 | 4.3 |  | standard |  |  |  |  | 2018-11-02 | NO | NO | NO | [6 empty] | AC | [7 empty] | NO
PT78XMJ6 | Texas Fluorescents | Texas Fluorescents | LED48T815W1800LRK35K | Linear Replacement Lamp | T8 Four-Foot | Dual Mode Internal Driver (UL Type A and Type B) |  | standard | NO | [10 empty] | 2015-07-16 | Not Dimmable | Not Dimmable | NotYetVerified | Updated on 5/22/2017 | KKKXVE | [25 empty] | 4.4 | 2160 | 135 | 16 | 20 | 0.9 | 3500 | 83 |  |  |  | NO | NO | NO | 2018-05-02 | 4.3 |  | standard |  |  |  |  | 2018-11-02 | NO | NO | NO | [6 empty] | AC | [7 empty] | NO
P9MAVMED | Texas Fluorescents | Texas Fluorescents | LED48T815W1800LRK50K | Linear Replacement Lamp | T8 Four-Foot | Dual Mode Internal Driver (UL Type A and Type B) |  | standard | NO | [10 empty] | 2015-07-16 | Not Dimmable | Not Dimmable | NotYetVerified | Updated on 5/22/2017 | KKKXVE | [25 empty] | 4.4 | 2160 | 135 | 16 | 20 | 0.9 | 5000 | 83 |  |  |  | NO | NO | NO | 2018-05-02 | 4.3 |  | standard |  |  |  |  | 2018-11-02 | NO | NO | NO | [6 empty] | AC | [7 empty] | NO
PEVT37MD | LEDdynamics | EverLED | ET8X48850 | Linear Replacement Lamp | T8 Four-Foot | Replacement Lamps (plug and play) (UL Type A) |  | standard | NO | [10 empty] | 2015-07-16 | Dimmable | Continuous Below 10 | YES | Product updated on 3/9/2017 | ZZZANQ | [25 empty] | 4.4 | 1905 | 128.2 | 14.9 | 13.3 | 0.9 | 5201 | 84 |  |  |  | NO | NO | NO | 2018-05-02 | 4.3 |  | standard |  |  |  |  | 2018-11-02 | NO | NO | NO | [6 empty] | AC | [7 empty] | NO
P1B42TKW | LEDdynamics | EverLED | ET8X48840 | Linear Replacement Lamp | T8 Four-Foot | Replacement Lamps (plug and play) (UL Type A) |  | standard | YES |  | 3362 | 107.4 | 31.3 | 13.2 | 0.954 | 4040 | 83.4 | 5 | 50000 | 2015-07-16 | Dimmable | Continuous Below 10 | YES | Product updated on 3/9/2017 | ZZZANQ | [15 empty] | 86.4 |  | 1.22 | 1.5 | [6 empty] | 4.4 | 1898 | 127.6 | 14.9 | 13.2 | 0.9 | 4040 | 83 |  |  |  | NO | NO | NO | 2018-05-02 | 4.3 |  | standard |  |  |  |  | 2018-11-02 | NO | NO | NO | [6 empty] | AC | [7 empty] | NO
P784W6Z9 | Texas Fluorescents | Texas Fluorescents | LED48T815W1800LRK40K | Linear Replacement Lamp | T8 Four-Foot | Dual Mode Internal Driver (UL Type A and Type B) |  | standard | NO | [10 empty] | 2015-07-16 | Not Dimmable | Not Dimmable | NotYetVerified | Updated on 5/22/2017 | KKKXVE | [25 empty] | 4.4 | 2160 | 135 | 16 | 20 | 0.9 | 4000 | 83 |  |  |  | NO | NO | NO | 2018-05-02 | 4.3 |  | standard |  |  |  |  | 2018-11-02 | NO | NO | NO | [6 empty] | AC | [7 empty] | NO
P86RVV3C | Texas Fluorescents | Texas Fluorescents | LED48T815W1800LRK30K | Linear Replacement Lamp | T8 Four-Foot | Dual Mode Internal Driver (UL Type A and Type B) |  | standard | NO | [10 empty] | 2015-07-16 | Not Dimmable | Not Dimmable | NotYetVerified | Updated on 5/22/2017 | KKKXVE | [25 empty] | 4.4 | 2160 | 135 | 16 | 20 | 0.9 | 3000 | 83 |  |  |  | NO | NO | NO | 2018-05-02 | 4.3 |  | standard |  |  |  |  | 2018-11-02 | NO | NO | NO | [6 empty] | AC | [7 empty] | NO
PA563RZJ | Gielight Co., Ltd. | Gielight | GL-UL-15N | Linear Replacement Lamp | T8 Four-Foot | Replacement Lamps (plug and play) (UL Type A) |  | standard | NO | [10 empty] | 2015-07-15 | Not Dimmable | Not Dimmable | NotYetVerified | Internal Driver. Product de-listed on 4/1/2017 re-listed on 4/24/2017 due to update. | YYYANF | [25 empty] | 4.4 | 1800 | 120 | 15 | 15 | 0.9 | 4000 | 80 |  |  |  | NO | NO | NO | 2018-05-02 | 4.3 |  | standard |  |  |  |  | 2018-11-02 | NO | NO | NO | [6 empty] | AC | [7 empty] | NO
PBTTDC64 | Gielight Co., Ltd. | Gielight | GL-UL-15W | Linear Replacement Lamp | T8 Four-Foot | Replacement Lamps (plug and play) (UL Type A) |  | standard | YES |  | 2036 | 118.51 | 17.18 | 5.85 | 0.981 | 2921 | 82 | 5 | 50000 | 2015-07-15 | Not Dimmable | Not Dimmable | NotYetVerified | Internal Driver. Product de-listed on 4/1/2017 re-listed on 4/24/2017 due to update. | YYYANF | [15 empty] | 84.7 |  | 1.2 | 1.26 | [6 empty] | 4.4 | 1800 | 120 | 15 | 15 | 0.9 | 3000 | 80 |  |  |  | NO | NO | NO | 2018-05-02 | 4.3 |  | standard |  |  |  |  | 2018-11-02 | NO | NO | NO | [6 empty] | AC | [7 empty] | NO
P45WJ6M5 | Gielight Co., Ltd. | Gielight | GL-UL-15P | Linear Replacement Lamp | T8 Four-Foot | Replacement Lamps (plug and play) (UL Type A) |  | standard | NO | [10 empty] | 2015-07-15 | Not Dimmable | Not Dimmable | NotYetVerified | Internal Driver. Product de-listed on 4/1/2017 re-listed on 4/24/2017 due to update. | YYYANF | [25 empty] | 4.4 | 1800 | 120 | 15 | 15 | 0.9 | 5000 | 80 |  |  |  | NO | NO | NO | 2018-05-02 | 4.3 |  | standard |  |  |  |  | 2018-11-02 | NO | NO | NO | [6 empty] | AC | [7 empty] | NO
PZ2RS8Y8 | James Trading Company Limited | JAMES | BT816W4FT(FROSTED LENS)(3500K) | Linear Replacement Lamp | T8 Four-Foot | Replacement Lamps (plug and play) (UL Type A) |  | standard | NO | [10 empty] | 2015-07-10 | Not Dimmable | Not Dimmable | NotYetVerified | updated on 1/19/2017 | KKKXTZ | [25 empty] | 4.4 | 2112 | 130.77 | 16.15 | 20 | 0.9 | 3500 | 81.8 |  |  |  | NO | NO | NO | 2018-05-02 | 4.3 |  | standard |  |  |  |  | 2018-11-02 | NO | NO | NO | [6 empty] | AC | [7 empty] | NO
P8FR4CHT | James Trading Company Limited | JAMES | ZY-T8-13W1200 BIXX Ballast Compatible (5000K Frosted) | Linear Replacement Lamp | T8 Four-Foot | Dual Mode Internal Driver (UL Type A and Type B) |  | standard | NO | [10 empty] | 2015-07-10 | Not Dimmable | Not Dimmable | NotYetVerified | Nominal wattage 13W | KKKZJX | [25 empty] | 4.4 | 1850 | 130 | 14.2 | 20 | 0.9 | 4000 | 81 |  |  |  | NO | NO | NO | 2018-05-02 | 4.3 |  | standard |  |  |  |  | 2018-11-02 | NO | NO | NO | [6 empty] | AC | [7 empty] | NO
PGH3ZW7B | James Trading Company Limited | JAMES | BT8P16W4FT(FROSTED LENS)(4000K) | Linear Replacement Lamp | T8 Four-Foot | Replacement Lamps (plug and play) (UL Type A) |  | standard | NO | [10 empty] | 2015-07-10 | Not Dimmable | Not Dimmable | NotYetVerified | updated on 1/19/2017 | KKKXUB | [25 empty] | 4.4 | 2132 | 130.4 | 16.35 | 20 | 0.9 | 4000 | 81.8 |  |  |  | NO | NO | NO | 2018-05-02 | 4.3 |  | standard |  |  |  |  | 2018-11-02 | NO | NO | NO | [6 empty] | AC | [7 empty] | NO
P8BBCNKN | James Trading Company Limited | JAMES | BT816W4FT(FROSTED LENS)(4500K) | Linear Replacement Lamp | T8 Four-Foot | Replacement Lamps (plug and play) (UL Type A) |  | standard | NO | [10 empty] | 2015-07-10 | Not Dimmable | Not Dimmable | NotYetVerified | updated on 1/19/2017 | KKKXTZ | [25 empty] | 4.4 | 2112 | 130.77 | 16.15 | 20 | 0.9 | 4500 | 81.8 |  |  |  | NO | NO | NO | 2018-05-02 | 4.3 |  | standard |  |  |  |  | 2018-11-02 | NO | NO | NO | [6 empty] | AC | [7 empty] | NO
P4HERCV2 | James Trading Company Limited | JAMES | BT816W4FT(FROSTED LENS)(5000K) | Linear Replacement Lamp | T8 Four-Foot | Replacement Lamps (plug and play) (UL Type A) |  | standard | NO | [10 empty] | 2015-07-10 | Not Dimmable | Not Dimmable | NotYetVerified | updated on 1/19/2017 | KKKXTZ | [25 empty] | 4.4 | 2112 | 130.77 | 16.15 | 20 | 0.9 | 5000 | 80.7 |  |  |  | NO | NO | NO | 2018-05-02 | 4.3 |  | standard |  |  |  |  | 2018-11-02 | NO | NO | NO | [6 empty] | AC | [7 empty] | NO
PJP1BVX8 | James Trading Company Limited | JAMES | BT814W4FT(FROSTED LENS)(3000K) | Linear Replacement Lamp | T8 Four-Foot | Replacement Lamps (plug and play) (UL Type A) |  | standard | YES |  | 1920 | 133.33 | 14.4 | 9.66 | 0.9019 | 3025 | 81.9 | 5 | 50000 | 2015-07-10 | Not Dimmable | Not Dimmable | NotYetVerified | updated on 1/19/2017 | KKKXTY | [15 empty] | 84.6 |  | 1.38 | 1.22 | [6 empty] | 4.4 | 1920 | 133.33 | 14.4 | 20 | 0.9 | 3000 | 81.8 |  |  |  | NO | NO | NO | 2018-05-02 | 4.3 |  | standard |  |  |  |  | 2018-11-02 | NO | NO | NO | [6 empty] | AC | [7 empty] | NO
P63G7CCH | James Trading Company Limited | JAMES | BT814W4FT(FROSTED LENS)(3500K) | Linear Replacement Lamp | T8 Four-Foot | Replacement Lamps (plug and play) (UL Type A) |  | standard | NO | [10 empty] | 2015-07-10 | Not Dimmable | Not Dimmable | NotYetVerified | updated on 1/19/2017 | KKKXTY | [25 empty] | 4.4 | 1920 | 133.33 | 14.4 | 20 | 0.9 | 3500 | 81.8 |  |  |  | NO | NO | NO | 2018-05-02 | 4.3 |  | standard |  |  |  |  | 2018-11-02 | NO | NO | NO | [6 empty] | AC | [7 empty] | NO
PUMA6CGB | James Trading Company Limited | JAMES | BT8P14W4FT(FROSTED LENS)(5000K) | Linear Replacement Lamp | T8 Four-Foot | Replacement Lamps (plug and play) (UL Type A) |  | standard | NO | [10 empty] | 2015-07-10 | Not Dimmable | Not Dimmable | NotYetVerified | updated on 3/17/2017 | KKKXUA | [25 empty] | 4.4 | 1680 | 120 | 14 | 20 | 0.9 | 5000 | 82 |  |  |  | NO | NO | NO | 2018-05-02 | 4.3 |  | standard |  |  |  |  | 2018-11-02 | NO | NO | NO | [6 empty] | AC | [7 empty] | NO
P648WZX6 | James Trading Company Limited | JAMES | BT8P14W4FT(FROSTED LENS)(3000K) | Linear Replacement Lamp | T8 Four-Foot | Replacement Lamps (plug and play) (UL Type A) |  | standard | YES |  | 1629 | 119.69 | 13.61 | 9.81 | 0.9449 | 2982 | 81.4 | 5 | 50000 | 2015-07-10 | Not Dimmable | Not Dimmable | NotYetVerified | updated on 3/17/2017 | KKKXUA | [15 empty] | 85.3 |  | 1.23 | 1.13 | [6 empty] | 4.4 | 1680 | 120 | 14 | 20 | 0.9 | 3000 | 82 |  |  |  | NO | NO | NO | 2018-05-02 | 4.3 |  | standard |  |  |  |  | 2018-11-02 | NO | NO | NO | [6 empty] | AC | [7 empty] | NO
PEHWX79Y | James Trading Company Limited | JAMES | BT812W4FT(FROSTED LENS)(3500K) | Linear Replacement Lamp | T8 Four-Foot | Replacement Lamps (plug and play) (UL Type A) |  | standard | NO | [10 empty] | 2015-07-10 | Not Dimmable | Not Dimmable | NotYetVerified | updated on 1/19/2017 | KKKXTX | [25 empty] | 4.4 | 1769 | 132.51 | 13.35 | 20 | 0.9 | 3500 | 81.8 |  |  |  | NO | NO | NO | 2018-05-02 | 4.3 |  | standard |  |  |  |  | 2018-11-02 | NO | NO | NO | [6 empty] | AC | [7 empty] | NO
PXGTTWZW | James Trading Company Limited | JAMES | BT8P14W4FT(FROSTED LENS)(3500K) | Linear Replacement Lamp | T8 Four-Foot | Replacement Lamps (plug and play) (UL Type A) |  | standard | NO | [10 empty] | 2015-07-10 | Not Dimmable | Not Dimmable | NotYetVerified | updated on 3/17/2017 | KKKXUA | [25 empty] | 4.4 | 1680 | 120 | 14 | 20 | 0.9 | 3500 | 82 |  |  |  | NO | NO | NO | 2018-05-02 | 4.3 |  | standard |  |  |  |  | 2018-11-02 | NO | NO | NO | [6 empty] | AC | [7 empty] | NO
P8FW6PJY | James Trading Company Limited | JAMES | BT812W4FT(FROSTED LENS)(4000K) | Linear Replacement Lamp | T8 Four-Foot | Replacement Lamps (plug and play) (UL Type A) |  | standard | NO | [10 empty] | 2015-07-10 | Not Dimmable | Not Dimmable | NotYetVerified | updated on 1/19/2017 | KKKXTX | [25 empty] | 4.4 | 1769 | 132.51 | 13.35 | 20 | 0.9 | 4000 | 81.8 |  |  |  | NO | NO | NO | 2018-05-02 | 4.3 |  | standard |  |  |  |  | 2018-11-02 | NO | NO | NO | [6 empty] | AC | [7 empty] | NO
P9B6YN94 | James Trading Company Limited | JAMES | BT8P14W4FT(FROSTED LENS)(4000K) | Linear Replacement Lamp | T8 Four-Foot | Replacement Lamps (plug and play) (UL Type A) |  | standard | NO | [10 empty] | 2015-07-10 | Not Dimmable | Not Dimmable | NotYetVerified | updated on 3/17/2017 | KKKXUA | [25 empty] | 4.4 | 1680 | 120 | 14 | 20 | 0.9 | 4000 | 82 |  |  |  | NO | NO | NO | 2018-05-02 | 4.3 |  | standard |  |  |  |  | 2018-11-02 | NO | NO | NO | [6 empty] | AC | [7 empty] | NO
PU3Y3GQA | James Trading Company Limited | JAMES | BT814W4FT(FROSTED LENS)(4000K) | Linear Replacement Lamp | T8 Four-Foot | Replacement Lamps (plug and play) (UL Type A) |  | standard | NO | [10 empty] | 2015-07-10 | Not Dimmable | Not Dimmable | NotYetVerified | updated on 1/19/2017 | KKKXTY | [25 empty] | 4.4 | 1920 | 133.33 | 14.4 | 20 | 0.9 | 4000 | 81.8 |  |  |  | NO | NO | NO | 2018-05-02 | 4.3 |  | standard |  |  |  |  | 2018-11-02 | NO | NO | NO | [6 empty] | AC | [7 empty] | NO
P79767XZ | James Trading Company Limited | JAMES | BT816W4FT(FROSTED LENS)(4000K) | Linear Replacement Lamp | T8 Four-Foot | Replacement Lamps (plug and play) (UL Type A) |  | standard | NO | [10 empty] | 2015-07-10 | Not Dimmable | Not Dimmable | NotYetVerified | updated on 1/19/2017 | KKKXTZ | [25 empty] | 4.4 | 2112 | 130.77 | 16.15 | 20 | 0.9 | 4000 | 81.8 |  |  |  | NO | NO | NO | 2018-05-02 | 4.3 |  | standard |  |  |  |  | 2018-11-02 | NO | NO | NO | [6 empty] | AC | [7 empty] | NO
PSZXZDNX | James Trading Company Limited | JAMES | BT812W4FT(FROSTED LENS)(5000K) | Linear Replacement Lamp | T8 Four-Foot | Replacement Lamps (plug and play) (UL Type A) |  | standard | NO | [10 empty] | 2015-07-10 | Not Dimmable | Not Dimmable | NotYetVerified | updated on 1/19/2017 | KKKXTX | [25 empty] | 4.4 | 1769 | 132.51 | 13.35 | 20 | 0.9 | 5000 | 80.7 |  |  |  | NO | NO | NO | 2018-05-02 | 4.3 |  | standard |  |  |  |  | 2018-11-02 | NO | NO | NO | [6 empty] | AC | [7 empty] | NO
P5RU3F78 | James Trading Company Limited | JAMES | ZY-T8-13W1200 BIXX Ballast Compatible (4000K Frosted) | Linear Replacement Lamp | T8 Four-Foot | Dual Mode Internal Driver (UL Type A and Type B) |  | standard | YES |  | 1850 | 131.2 | 14.1 | 14.45 | 0.9042 | 3995 | 82.6 | 5 | 50000 | 2015-07-10 | Not Dimmable | Not Dimmable | NotYetVerified | Nominal wattage 13W | KKKZJX | [15 empty] | 84.5 |  | 1.33 | 1.23 | [6 empty] | 4.4 | 1850 | 130 | 14.2 | 20 | 0.9 | 4000 | 81 |  |  |  | NO | NO | NO | 2018-05-02 | 4.3 |  | standard |  |  |  |  | 2018-11-02 | NO | NO | NO | [6 empty] | AC | [7 empty] | NO
PE8KGA3K | James Trading Company Limited | JAMES | BT8P16W4FT(FROSTED LENS)(3000K) | Linear Replacement Lamp | T8 Four-Foot | Replacement Lamps (plug and play) (UL Type A) |  | standard | YES |  | 2132 | 130.4 | 16.35 | 9.14 | 0.902 | 3033 | 81.5 | 5 | 50000 | 2015-07-10 | Not Dimmable | Not Dimmable | NotYetVerified | updated on 1/19/2017 | KKKXUB | [15 empty] | 84.1 |  | 1.32 | 1.24 | [6 empty] | 4.4 | 2132 | 130.4 | 16.35 | 20 | 0.9 | 3000 | 81.8 |  |  |  | NO | NO | NO | 2018-05-02 | 4.3 |  | standard |  |  |  |  | 2018-11-02 | NO | NO | NO | [6 empty] | AC | [7 empty] | NO
P5TU2W24 | James Trading Company Limited | JAMES | BT8P16W4FT(FROSTED LENS)(3500K) | Linear Replacement Lamp | T8 Four-Foot | Replacement Lamps (plug and play) (UL Type A) |  | standard | NO | [10 empty] | 2015-07-10 | Not Dimmable | Not Dimmable | NotYetVerified | updated on 1/19/2017 | KKKXUB | [25 empty] | 4.4 | 2132 | 130.4 | 16.35 | 20 | 0.9 | 3500 | 81.8 |  |  |  | NO | NO | NO | 2018-05-02 | 4.3 |  | standard |  |  |  |  | 2018-11-02 | NO | NO | NO | [6 empty] | AC | [7 empty] | NO
PVQYASJX | James Trading Company Limited | JAMES | BT814W4FT(FROSTED LENS)(4500K) | Linear Replacement Lamp | T8 Four-Foot | Replacement Lamps (plug and play) (UL Type A) |  | standard | NO | [10 empty] | 2015-07-10 | Not Dimmable | Not Dimmable | NotYetVerified | updated on 1/19/2017 | KKKXTY | [25 empty] | 4.4 | 1920 | 133.33 | 14.4 | 20 | 0.9 | 4500 | 81.8 |  |  |  | NO | NO | NO | 2018-05-02 | 4.3 |  | standard |  |  |  |  | 2018-11-02 | NO | NO | NO | [6 empty] | AC | [7 empty] | NO
P6TXTTV5 | James Trading Company Limited | JAMES | BT8P16W4FT(FROSTED LENS)(5000K) | Linear Replacement Lamp | T8 Four-Foot | Replacement Lamps (plug and play) (UL Type A) |  | standard | NO | [10 empty] | 2015-07-10 | Not Dimmable | Not Dimmable | NotYetVerified | updated on 1/19/2017 | KKKXUB | [25 empty] | 4.4 | 2132 | 130.4 | 16.35 | 20 | 0.9 | 5000 | 80.7 |  |  |  | NO | NO | NO | 2018-05-02 | 4.3 |  | standard |  |  |  |  | 2018-11-02 | NO | NO | NO | [6 empty] | AC | [7 empty] | NO
PT983WAY | James Trading Company Limited | JAMES | BT814W4FT(FROSTED LENS)(5000K) | Linear Replacement Lamp | T8 Four-Foot | Replacement Lamps (plug and play) (UL Type A) |  | standard | NO | [10 empty] | 2015-07-10 | Not Dimmable | Not Dimmable | NotYetVerified | updated on 1/19/2017 | KKKXTY | [25 empty] | 4.4 | 1920 | 133.33 | 14.4 | 20 | 0.9 | 5000 | 80.7 |  |  |  | NO | NO | NO | 2018-05-02 | 4.3 |  | standard |  |  |  |  | 2018-11-02 | NO | NO | NO | [6 empty] | AC | [7 empty] | NO
PJCQBUTF | James Trading Company Limited | JAMES | BT812W4FT(FROSTED LENS)(3000K) | Linear Replacement Lamp | T8 Four-Foot | Replacement Lamps (plug and play) (UL Type A) |  | standard | YES |  | 1769 | 132.51 | 13.35 | 10 | 0.9021 | 2953 | 80.4 | 5 | 50000 | 2015-07-10 | Not Dimmable | Not Dimmable | NotYetVerified | updated on 1/19/2017 | KKKXTX | [15 empty] | 84.5 |  | 1.33 | 1.23 | [6 empty] | 4.4 | 1769 | 132.51 | 13.35 | 20 | 0.9 | 3000 | 81.8 |  |  |  | NO | NO | NO | 2018-05-02 | 4.3 |  | standard |  |  |  |  | 2018-11-02 | NO | NO | NO | [6 empty] | AC | [7 empty] | NO
P3654W1N | James Trading Company Limited | JAMES | BT816W4FT(FROSTED LENS)(3000K) | Linear Replacement Lamp | T8 Four-Foot | Replacement Lamps (plug and play) (UL Type A) |  | standard | YES |  | 2112 | 130.77 | 16.15 | 7.36 | 0.9551 | 2982 | 81.2 | 5 | 50000 | 2015-07-10 | Not Dimmable | Not Dimmable | NotYetVerified | updated on 1/19/2017 | KKKXTZ | [15 empty] | 84.5 |  | 1.25 | 1.21 | [6 empty] | 4.4 | 2112 | 130.77 | 16.15 | 20 | 0.9 | 3000 | 81.8 |  |  |  | NO | NO | NO | 2018-05-02 | 4.3 |  | standard |  |  |  |  | 2018-11-02 | NO | NO | NO | [6 empty] | AC | [7 empty] | NO
PJS9PUA7 | James Trading Company Limited | JAMES | BT812W4FT(FROSTED LENS)(4500K) | Linear Replacement Lamp | T8 Four-Foot | Replacement Lamps (plug and play) (UL Type A) |  | standard | NO | [10 empty] | 2015-07-10 | Not Dimmable | Not Dimmable | NotYetVerified | updated on 1/19/2017 | KKKXTX | [25 empty] | 4.4 | 1769 | 132.51 | 13.35 | 20 | 0.9 | 4500 | 81.8 |  |  |  | NO | NO | NO | 2018-05-02 | 4.3 |  | standard |  |  |  |  | 2018-11-02 | NO | NO | NO | [6 empty] | AC | [7 empty] | NO
P431HQ95 | James Trading Company Limited | JAMES | BT8P14W4FT(FROSTED LENS)(4500K) | Linear Replacement Lamp | T8 Four-Foot | Replacement Lamps (plug and play) (UL Type A) |  | standard | NO | [10 empty] | 2015-07-10 | Not Dimmable | Not Dimmable | NotYetVerified | updated on 3/17/2017 | KKKXUA | [25 empty] | 4.4 | 1680 | 120 | 14 | 20 | 0.9 | 4500 | 82 |  |  |  | NO | NO | NO | 2018-05-02 | 4.3 |  | standard |  |  |  |  | 2018-11-02 | NO | NO | NO | [6 empty] | AC | [7 empty] | NO
PAHNKXBD | James Trading Company Limited | JAMES | BT8P16W4FT(FROSTED LENS)(4500K) | Linear Replacement Lamp | T8 Four-Foot | Replacement Lamps (plug and play) (UL Type A) |  | standard | NO | [10 empty] | 2015-07-10 | Not Dimmable | Not Dimmable | NotYetVerified | updated on 1/19/2017 | KKKXUB | [25 empty] | 4.4 | 2132 | 130.4 | 16.35 | 20 | 0.9 | 4500 | 81.8 |  |  |  | NO | NO | NO | 2018-05-02 | 4.3 |  | standard |  |  |  |  | 2018-11-02 | NO | NO | NO | [6 empty] | AC | [7 empty] | NO
PWHD2EB9 | O'Ryan Industries, Inc. | ILumeStar | IL17WBC4FT50 | Linear Replacement Lamp | T8 Four-Foot | Replacement Lamps (plug and play) (UL Type A) |  | standard | NO | [10 empty] | 2015-07-07 | Not Dimmable | Not Dimmable | NO | Internal Driver; operates off fluorescent ballast; Updated on 5/25/2017 | UUUUNV | [25 empty] | 4.4 | 2200 | 124 | 18 | 10.2 | 0.97 | 5000 | 82 |  |  |  | NO | NO | NO | 2018-05-02 | 4.3 |  | standard |  |  |  |  | 2018-11-02 | NO | NO | NO | [6 empty] | AC | [7 empty] | NO
PED84XSH | O'Ryan Industries, Inc. | ILumeStar | IL14WBC4FT50 | Linear Replacement Lamp | T8 Four-Foot | Replacement Lamps (plug and play) (UL Type A) |  | standard | NO | [10 empty] | 2015-07-07 | Not Dimmable | Not Dimmable | NO | Internal driver; operates off of fluorescent ballast; Updated on 5/25/2017 | UUUUNQ | [25 empty] | 4.4 | 1800 | 124 | 14.5 | 14.44 | 0.96 | 5000 | 82 |  |  |  | NO | NO | NO | 2018-05-02 | 4.3 |  | standard |  |  |  |  | 2018-11-02 | NO | NO | NO | [6 empty] | AC | [7 empty] | NO
PGCV288D | O'Ryan Industries, Inc. | ILumeStar | IL14WBC4FT40 | Linear Replacement Lamp | T8 Four-Foot | Replacement Lamps (plug and play) (UL Type A) |  | standard | NO | [10 empty] | 2015-07-07 | Not Dimmable | Not Dimmable | NO | Internal driver; operates off of fluorescent ballast; Updated on 5/25/2017 | UUUUNQ | [25 empty] | 4.4 | 1800 | 124 | 14.5 | 13.61 | 0.95 | 4000 | 82 |  |  |  | NO | NO | NO | 2018-05-02 | 4.3 |  | standard |  |  |  |  | 2018-11-02 | NO | NO | NO | [6 empty] | AC | [7 empty] | NO
PZ1Q87TS | O'Ryan Industries, Inc. | ILumeStar | IL17WBC4FT45 | Linear Replacement Lamp | T8 Four-Foot | Replacement Lamps (plug and play) (UL Type A) |  | standard | NO | [10 empty] | 2015-07-07 | Not Dimmable | Not Dimmable | NO | Internal Driver; operates off fluorescent ballast; Updated on 5/25/2017 | UUUUNV | [25 empty] | 4.4 | 2200 | 124 | 18 | 9.83 | 0.97 | 4500 | 82 |  |  |  | NO | NO | NO | 2018-05-02 | 4.3 |  | standard |  |  |  |  | 2018-11-02 | NO | NO | NO | [6 empty] | AC | [7 empty] | NO
PKTCM2JZ | O'Ryan Industries, Inc. | ILumeStar | IL17WBC4FT40 | Linear Replacement Lamp | T8 Four-Foot | Replacement Lamps (plug and play) (UL Type A) |  | standard | NO | [10 empty] | 2015-07-07 | Not Dimmable | Not Dimmable | NO | Internal Driver; operates off fluorescent ballast; Updated on 5/25/2017 | UUUUNV | [25 empty] | 4.4 | 2200 | 124 | 18 | 9.83 | 0.97 | 4000 | 82 |  |  |  | NO | NO | NO | 2018-05-02 | 4.3 |  | standard |  |  |  |  | 2018-11-02 | NO | NO | NO | [6 empty] | AC | [7 empty] | NO
PK9BBA1K | O'Ryan Industries, Inc. | ILumeStar | IL14WBC4FT45 | Linear Replacement Lamp | T8 Four-Foot | Replacement Lamps (plug and play) (UL Type A) |  | standard | NO | [10 empty] | 2015-07-07 | Not Dimmable | Not Dimmable | NO | Internal driver; operates off of fluorescent ballast; Updated on 5/25/2017 | UUUUNQ | [25 empty] | 4.4 | 1800 | 124 | 14.5 | 13.61 | 0.95 | 4500 | 82 |  |  |  | NO | NO | NO | 2018-05-02 | 4.3 |  | standard |  |  |  |  | 2018-11-02 | NO | NO | NO | [6 empty] | AC | [7 empty] | NO
P7UP9JDP | James Trading Company Limited | JAMES | BT8P12W4FT PLUG AND PLAY(CLEAR LENS)(4500K) | Linear Replacement Lamp | T8 Four-Foot | Replacement Lamps (plug and play) (UL Type A) |  | standard | NO | [10 empty] | 2015-06-05 | Not Dimmable | Not Dimmable | NotYetVerified | Operating off existing Electronic ballast only | KKKXPT | [25 empty] | 4.4 | 1930 | 135.06 | 14.29 | 20 | 0.9 | 4500 | 82.7 |  |  |  | NO | NO | NO | 2018-05-02 | 4.3 |  | standard |  |  |  |  | 2018-11-02 | NO | NO | NO | [6 empty] | AC | [7 empty] | NO
PBUS4QD2 | James Trading Company Limited | JAMES | BT8P12W4FT PLUG AND PLAY(CLEAR LENS)(5000K) | Linear Replacement Lamp | T8 Four-Foot | Replacement Lamps (plug and play) (UL Type A) |  | standard | NO | [10 empty] | 2015-06-05 | Not Dimmable | Not Dimmable | NotYetVerified | Operating off existing Electronic ballast only | KKKXPT | [25 empty] | 4.4 | 2001 | 136.87 | 14.62 | 20 | 0.9 | 5000 | 82.3 |  |  |  | NO | NO | NO | 2018-05-02 | 4.3 |  | standard |  |  |  |  | 2018-11-02 | NO | NO | NO | [6 empty] | AC | [7 empty] | NO
PBW182GQ | James Trading Company Limited | JAMES | BT8P14W4FT PLUG AND PLAY(CLEAR LENS)(4000K) | Linear Replacement Lamp | T8 Four-Foot | Replacement Lamps (plug and play) (UL Type A) |  | standard | YES |  | 2166 | 133.46 | 16.23 | 8.35 | 0.9024 | 4014 | 81.5 | 5 | 50000 | 2015-06-05 | Not Dimmable | Not Dimmable | NotYetVerified | Operating off existing Electronic ballast only | KKKWPX | [15 empty] | 89.4 |  | 1.43 | 1.16 | [6 empty] | 4.4 | 2166 | 133.46 | 16.23 | 20 | 0.9 | 4000 | 81.5 |  |  |  | NO | NO | NO | 2018-05-02 | 4.3 |  | standard |  |  |  |  | 2018-11-02 | NO | NO | NO | [6 empty] | AC | [7 empty] | NO
PX1V5M2D | James Trading Company Limited | JAMES | BT8P12W4FT(FROSTED LENS)(4000K) | Linear Replacement Lamp | T8 Four-Foot | Replacement Lamps (plug and play) (UL Type A) |  | standard | NO | [10 empty] | 2015-06-05 | Not Dimmable | Not Dimmable | NotYetVerified | updated on 3/17/2017 | KKKXPU | [25 empty] | 4.4 | 1718 | 132.46 | 12.97 | 20 | 0.9 | 4000 | 82 |  |  |  | NO | NO | NO | 2018-05-02 | 4.3 |  | standard |  |  |  |  | 2018-11-02 | NO | NO | NO | [6 empty] | AC | [7 empty] | NO
PKWB38TE | James Trading Company Limited | JAMES | ZY-T8-15W1200 BIXX PLUG AND PLAY(FROSTED LENS)(4500K) | Linear Replacement Lamp | T8 Four-Foot | Replacement Lamps (plug and play) (UL Type A) |  | standard | NO | [10 empty] | 2015-06-05 | Not Dimmable | Not Dimmable | NotYetVerified |  | KKKZQH | [25 empty] | 4.4 | 1964 | 121.76 | 16.13 | 20 | 0.9 | 4500 | 82.5 |  |  |  | NO | NO | NO | 2018-05-02 | 4.3 |  | standard |  |  |  |  | 2018-11-02 | NO | NO | NO | [6 empty] | AC | [7 empty] | NO
PP6JU5NW | James Trading Company Limited | JAMES | ZY-T8-18W1200 BIXX PLUG AND PLAY(FROSTED LENS)(4500K) | Linear Replacement Lamp | T8 Four-Foot | Replacement Lamps (plug and play) (UL Type A) |  | standard | NO | [10 empty] | 2015-06-05 | Not Dimmable | Not Dimmable | NotYetVerified | Lastx represents either s for single-end power input or T for double-end inputs | KKKZQG | [25 empty] | 4.4 | 2059 | 120.98 | 17.02 | 20 | 0.9 | 4500 | 83 |  |  |  | NO | NO | NO | 2018-05-02 | 4.3 |  | standard |  |  |  |  | 2018-11-02 | NO | NO | NO | [6 empty] | AC | [7 empty] | NO
PT9AJ4Y8 | James Trading Company Limited | JAMES | BT8P12W4FT(FROSTED LENS)(5000K) | Linear Replacement Lamp | T8 Four-Foot | Replacement Lamps (plug and play) (UL Type A) |  | standard | NO | [10 empty] | 2015-06-05 | Not Dimmable | Not Dimmable | NotYetVerified | updated on 3/17/2017 | KKKXPU | [25 empty] | 4.4 | 1718 | 132.46 | 12.97 | 20 | 0.9 | 5000 | 82 |  |  |  | NO | NO | NO | 2018-05-02 | 4.3 |  | standard |  |  |  |  | 2018-11-02 | NO | NO | NO | [6 empty] | AC | [7 empty] | NO
PG12VS99 | James Trading Company Limited | JAMES | BT8P14W4FT PLUG AND PLAY(CLEAR LENS)(5000K) | Linear Replacement Lamp | T8 Four-Foot | Replacement Lamps (plug and play) (UL Type A) |  | standard | NO | [10 empty] | 2015-06-05 | Not Dimmable | Not Dimmable | NotYetVerified | Operating off existing Electronic ballast only | KKKWPX | [25 empty] | 4.4 | 2234 | 136.72 | 16.34 | 20 | 0.9 | 5000 | 83.2 |  |  |  | NO | NO | NO | 2018-05-02 | 4.3 |  | standard |  |  |  |  | 2018-11-02 | NO | NO | NO | [6 empty] | AC | [7 empty] | NO
PVSCFATZ | James Trading Company Limited | JAMES | ZY-T8-18W1200 BIXX PLUG AND PLAY(FROSTED LENS)(4000K) | Linear Replacement Lamp | T8 Four-Foot | Replacement Lamps (plug and play) (UL Type A) |  | standard | YES |  | 2059 | 120.98 | 17.02 | 7.79 | 0.9083 | 3996 | 82.6 | 5 | 50000 | 2015-06-05 | Not Dimmable | Not Dimmable | NotYetVerified | Lastx represents either s for single-end power input or T for double-end inputs | KKKZQG | [15 empty] | 91 |  | 1.31 | 1.25 | [6 empty] | 4.4 | 2059 | 120.98 | 17.02 | 20 | 0.9 | 4000 | 83 |  |  |  | NO | NO | NO | 2018-05-02 | 4.3 |  | standard |  |  |  |  | 2018-11-02 | NO | NO | NO | [6 empty] | AC | [7 empty] | NO
PTN6K7DX | James Trading Company Limited | JAMES | ZY-T8-15W1200 BIXX PLUG AND PLAY(FROSTED LENS)(5000K) | Linear Replacement Lamp | T8 Four-Foot | Replacement Lamps (plug and play) (UL Type A) |  | standard | NO | [10 empty] | 2015-06-05 | Not Dimmable | Not Dimmable | NotYetVerified |  | KKKZQH | [25 empty] | 4.4 | 2022 | 124.51 | 16.24 | 20 | 0.9 | 5000 | 82.2 |  |  |  | NO | NO | NO | 2018-05-02 | 4.3 |  | standard |  |  |  |  | 2018-11-02 | NO | NO | NO | [6 empty] | AC | [7 empty] | NO
PB61DDTK | James Trading Company Limited | JAMES | ZY-T8-18W1200 BIXX PLUG AND PLAY(FROSTED LENS)(5000K) | Linear Replacement Lamp | T8 Four-Foot | Replacement Lamps (plug and play) (UL Type A) |  | standard | NO | [10 empty] | 2015-06-05 | Not Dimmable | Not Dimmable | NotYetVerified | Lastx represents either s for single-end power input or T for double-end inputs | KKKZQG | [25 empty] | 4.4 | 2121 | 124.18 | 17.08 | 20 | 0.9 | 5000 | 83 |  |  |  | NO | NO | NO | 2018-05-02 | 4.3 |  | standard |  |  |  |  | 2018-11-02 | NO | NO | NO | [6 empty] | AC | [7 empty] | NO
P6CWBQJZ | James Trading Company Limited | JAMES | ZY-T8-15W1200 BIXX PLUG AND PLAY(FROSTED LENS)(4000K) | Linear Replacement Lamp | T8 Four-Foot | Replacement Lamps (plug and play) (UL Type A) |  | standard | YES |  | 1964 | 121.76 | 16.13 | 8.65 | 0.9028 | 3984 | 82.5 | 5 | 50000 | 2015-06-05 | Not Dimmable | Not Dimmable | NotYetVerified |  | KKKZQH | [15 empty] | 91.9 |  | 1.72 | 1.24 | [6 empty] | 4.4 | 1964 | 121.76 | 16.13 | 20 | 0.9 | 4000 | 82.5 |  |  |  | NO | NO | NO | 2018-05-02 | 4.3 |  | standard |  |  |  |  | 2018-11-02 | NO | NO | NO | [6 empty] | AC | [7 empty] | NO
P7FU5DTX | James Trading Company Limited | JAMES | BT8P14W4FT PLUG AND PLAY(CLEAR LENS)(4500K) | Linear Replacement Lamp | T8 Four-Foot | Replacement Lamps (plug and play) (UL Type A) |  | standard | NO | [10 empty] | 2015-06-05 | Not Dimmable | Not Dimmable | NotYetVerified | Operating off existing Electronic ballast only | KKKWPX | [25 empty] | 4.4 | 2166 | 133.46 | 16.23 | 20 | 0.9 | 4500 | 81.5 |  |  |  | NO | NO | NO | 2018-05-02 | 4.3 |  | standard |  |  |  |  | 2018-11-02 | NO | NO | NO | [6 empty] | AC | [7 empty] | NO
PSPJ7RAJ | James Trading Company Limited | JAMES | BT8P12W4FT(FROSTED LENS)(4500K) | Linear Replacement Lamp | T8 Four-Foot | Replacement Lamps (plug and play) (UL Type A) |  | standard | NO | [10 empty] | 2015-06-05 | Not Dimmable | Not Dimmable | NotYetVerified | updated on 3/17/2017 | KKKXPU | [25 empty] | 4.4 | 1718 | 132.46 | 12.97 | 20 | 0.9 | 4500 | 82 |  |  |  | NO | NO | NO | 2018-05-02 | 4.3 |  | standard |  |  |  |  | 2018-11-02 | NO | NO | NO | [6 empty] | AC | [7 empty] | NO
PZ5X1C1X | James Trading Company Limited | JAMES | BT8P12W4FT PLUG AND PLAY(CLEAR LENS)(4000K) | Linear Replacement Lamp | T8 Four-Foot | Replacement Lamps (plug and play) (UL Type A) |  | standard | YES |  | 1930 | 135.06 | 14.29 | 14.92 | 0.9034 | 3996 | 82.7 | 5 | 50000 | 2015-06-05 | Not Dimmable | Not Dimmable | NotYetVerified | Operating off existing Electronic ballast only | KKKXPT | [15 empty] | 89.7 |  | 1.44 | 1.16 | [6 empty] | 4.4 | 1930 | 135.06 | 14.29 | 20 | 0.9 | 4000 | 82.7 |  |  |  | NO | NO | NO | 2018-05-02 | 4.3 |  | standard |  |  |  |  | 2018-11-02 | NO | NO | NO | [6 empty] | AC | [7 empty] | NO
PR6XSTJ8 | AMERICAN GREENPOWER INC. | American Greenpower | LT8E-015-27-BINT-4 | Linear Replacement Lamp | T8 Four-Foot | Dual Mode Internal Driver (UL Type A and Type B) |  | standard | YES |  | 1929 | 109 | 17.7 | 17.9 | 0.9557 | 2655 | 81.6 | 5 | 50000 | 2015-05-28 | Not Yet Verified | Not Yet Verified | NotYetVerified | Product de-listed on 4/1/2017, re-listed on 4/28/2017 due to allowances requirements change | MMMNDR | [15 empty] | 84.9 |  | 1.25 | 1.4 | [6 empty] | 4.4 | 2040 | 120 | 17.7 | 20 | 0.9 | 2700 | 83 |  |  |  | NO | YES | NO | 2018-05-02 | 4.3 |  | standard |  |  |  |  | 2018-11-02 | NO | NO | NO | [6 empty] | AC | [7 empty] | NO
P4F8S2MR | Shenzhen Syhdee Co.,Ltd. | SYHDEE | SYH-C08-M1212(5000K) | Linear Replacement Lamp | T8 Four-Foot | Replacement Lamps (plug and play) (UL Type A) |  | standard | NO | [10 empty] | 2015-05-15 | Not Dimmable | Not Dimmable | NO | Updated 9/12/2016 | MMMNTS | [25 empty] | 4.4 | 1674 | 120.52 | 13.89 | 10.99 | 0.9039 | 5000 | 83.1 |  |  |  | NO | NO | NO | 2018-05-02 | 4.3 |  | standard |  |  |  |  | 2018-11-02 | NO | NO | NO | [6 empty] | AC | [7 empty] | NO
PY2Z4ENP | AXP Technology Inc | AXP | AXP-T8-G-2200-4-30-D | Linear Replacement Lamp | T8 Four-Foot | Replacement Lamps (plug and play) (UL Type A) |  | standard | YES |  | 2327.8 | 111.75 | 20.83 | 4.41 | 0.986 | 3088 | 85 | 5 | 50000 | 2015-05-12 | Not Dimmable | Not Dimmable | NotYetVerified | Product de-listed on 4/1/2017, re-listed on 4/28/2017 due to allowances requirements change | EEEEQV | [15 empty] | 83.1 |  | 1.26 | 1.28 | [6 empty] | 4.4 | 2200 | 122 | 18 | 20 | 0.9 | 3000 | 82 |  |  |  | YES | NO | NO | 2018-05-02 | 4.3 |  | standard |  |  |  |  | 2018-11-02 | NO | NO | NO | [6 empty] | AC | [7 empty] | NO
PGWXZ9U7 | Energy Focus, Inc. | Energy Focus | LEDFLT8-835-418-IT3[FBF] | Linear Replacement Lamp | T8 Four-Foot | Dual Mode Internal Driver (UL Type A and Type B) |  | standard | NO | [10 empty] | 2015-05-04 | Dimmable | Continuous Below 10 | NotYetVerified | Internal Driver; Operates off the existing ballasts | KKKXHI | [25 empty] | 4.4 | 2115 | 120 | 18 | 20 | 0.9 | 3500 | 80 |  |  |  | NO | NO | NO | 2018-05-02 | 4.3 |  | standard |  |  |  |  | 2018-11-02 | NO | NO | NO | [6 empty] | AC | [7 empty] | NO
PXPSJDM2 | Energy Focus, Inc. | Energy Focus | LEDFLT8-840-418-IT3[FBF] | Linear Replacement Lamp | T8 Four-Foot | Dual Mode Internal Driver (UL Type A and Type B) |  | standard | NO | [10 empty] | 2015-05-04 | Dimmable | Continuous Below 10 | NotYetVerified | Internal Driver; Operates off the existing ballasts | KKKXHI | [25 empty] | 4.4 | 2140 | 120 | 18 | 20 | 0.9 | 4000 | 80 |  |  |  | NO | NO | NO | 2018-05-02 | 4.3 |  | standard |  |  |  |  | 2018-11-02 | NO | NO | NO | [6 empty] | AC | [7 empty] | NO
PR7KQYM5 | Energy Focus, Inc. | Energy Focus | LEDFLT8-840-418-IT3[CBC] | Linear Replacement Lamp | T8 Four-Foot | Dual Mode Internal Driver (UL Type A and Type B) |  | standard | NO | [10 empty] | 2015-05-04 | Dimmable | Continuous Below 10 | NotYetVerified | Internal Driver; Operates off the existing ballasts | KKKXHI | [25 empty] | 4.4 | 2275 | 130 | 18 | 20 | 0.9 | 4000 | 80 |  |  |  | NO | NO | NO | 2018-05-02 | 4.3 |  | standard |  |  |  |  | 2018-11-02 | NO | NO | NO | [6 empty] | AC | [7 empty] | NO
P7H3T1Y4 | Energy Focus, Inc. | Energy Focus | LEDFLT8-850-418-IT3[FBF] | Linear Replacement Lamp | T8 Four-Foot | Dual Mode Internal Driver (UL Type A and Type B) |  | standard | NO | [10 empty] | 2015-05-04 | Dimmable | Continuous Below 10 | NotYetVerified | Internal Driver; Operates off the existing ballasts | KKKXHI | [25 empty] | 4.4 | 2165 | 120 | 18 | 20 | 0.9 | 5000 | 80 |  |  |  | NO | NO | NO | 2018-05-02 | 4.3 |  | standard |  |  |  |  | 2018-11-02 | NO | NO | NO | [6 empty] | AC | [7 empty] | NO
PN3DRB8Q | Energy Focus, Inc. | Energy Focus | LEDFLT8-850-418-IT3[CBC] | Linear Replacement Lamp | T8 Four-Foot | Dual Mode Internal Driver (UL Type A and Type B) |  | standard | NO | [10 empty] | 2015-05-04 | Dimmable | Continuous Below 10 | NotYetVerified | Internal Driver; Operates off the existing ballasts | KKKXHI | [25 empty] | 4.4 | 2300 | 130 | 18 | 20 | 0.9 | 5000 | 80 |  |  |  | NO | NO | NO | 2018-05-02 | 4.3 |  | standard |  |  |  |  | 2018-11-02 | NO | NO | NO | [6 empty] | AC | [7 empty] | NO
PC9JXUXU | Energy Focus, Inc. | Energy Focus | LEDFLT8-835-418-IT3[CBC] | Linear Replacement Lamp | T8 Four-Foot | Dual Mode Internal Driver (UL Type A and Type B) |  | standard | YES |  | 2011 | 116.2 | 17.31 | 17.4 | 0.896 | 3452 | 83.1 | 5 | 50000 | 2015-05-04 | Dimmable | Continuous Below 10 | NotYetVerified | Internal Driver; Operates off the existing ballasts | KKKXHI | [15 empty] | 89.1 |  | 1.18 | 1.26 | [6 empty] | 4.4 | 2250 | 130 | 18 | 20 | 0.9 | 3500 | 80 |  |  |  | NO | NO | NO | 2018-05-02 | 4.3 |  | standard |  |  |  |  | 2018-11-02 | NO | NO | NO | [6 empty] | AC | [7 empty] | NO
P9E75HR6 | FY Lighting Co., Ltd | Fen Yong | FY-T8-4FTC(50K120CGXA) | Linear Replacement Lamp | T8 Four-Foot | Replacement Lamps (plug and play) (UL Type A) |  | standard | NO | [10 empty] | 2015-04-16 | Not Dimmable | Not Dimmable | NotYetVerified | Internal driver; compatible with existing fluorescent ballast | MMMMZD | [25 empty] | 4.4 | 2182 | 126.27 | 17.28 | 9.71 | 0.9469 | 5000 | 81.5 |  |  |  | NO | NO | NO | 2018-05-02 | 4.3 |  | standard |  |  |  |  | 2018-11-02 | NO | NO | NO | [6 empty] | AC | [7 empty] | NO
PUU2V5M8 | ELB Electronics, Inc. | ELB | LED T8-17-830-B-FHC | Linear Replacement Lamp | T8 Four-Foot | Replacement Lamps (plug and play) (UL Type A) |  | standard | YES |  | 1907.7 | 120.94 | 15.78 | 10.25 | 0.9765 | 3033 | 83.6 | 5 | 50000 | 2015-03-31 | Not Dimmable | Not Dimmable | NotYetVerified |  | YYYAFU | [15 empty] | 82.1 |  | 1.28 | 1.36 | [6 empty] | 4.4 | 1907.7 | 120.94 | 15.78 |  |  | 3000 | 83 |  |  |  | NO | NO | NO | 2018-05-02 | 4.3 |  | standard |  |  |  |  | 2018-11-02 | NO | NO | NO | [6 empty] | AC | [7 empty] | NO
PM76YH98 | FY Lighting Co., Ltd | Fen Yong | FY-T8-4FTC(50K120CGSA) | Linear Replacement Lamp | T8 Four-Foot | Replacement Lamps (plug and play) (UL Type A) |  | standard | NO | [10 empty] | 2015-03-27 | Not Dimmable | Not Dimmable | NotYetVerified | Internal driver; compatible with existing fluorescent ballast | MMMMYJ | [25 empty] | 4.4 | 2094 | 121.67 | 17.21 | 9.36 | 0.9422 | 5000 | 81.5 |  |  |  | NO | NO | NO | 2018-05-02 | 4.3 |  | standard |  |  |  |  | 2018-11-02 | NO | NO | NO | [6 empty] | AC | [7 empty] | NO
P00000XN8 | GreenTek Energy Systems | GreenTEK | GT-T8-15W1200 BIXX BALLAST COMPATIBLE LED TUBE [4000K Frosted] | Linear Replacement Lamp | T8 Four-Foot | Dual Mode Internal Driver (UL Type A and Type B) |  | standard | NO | [10 empty] | 2015-03-25 | Not Yet Verified | Not Yet Verified | NotYetVerified | Internal driver; operates off existing fluorescent ballast. Updated on 3/15/17. | KKKXAG | [25 empty] | 4.4 | 2172 | 133 | 16.3 | 20 | 0.9 | 4000 | 83 |  |  |  | NO | NO | NO | 2018-05-02 | 4.3 |  | standard |  |  |  |  | 2018-11-02 | NO | NO | NO | [6 empty] | AC | [7 empty] | NO
P00000XNA | GreenTek Energy Systems | GreenTEK | GT-T8-15W1200 BIXX BALLAST COMPATIBLE LED TUBE [5000K Frosted] | Linear Replacement Lamp | T8 Four-Foot | Dual Mode Internal Driver (UL Type A and Type B) |  | standard | NO | [10 empty] | 2015-03-25 | Not Yet Verified | Not Yet Verified | NotYetVerified | Internal driver; operates off existing fluorescent ballast. Updated on 3/15/17. | KKKXAG | [25 empty] | 4.4 | 2172 | 133 | 16.3 | 20 | 0.9 | 5000 | 83 |  |  |  | NO | NO | NO | 2018-05-02 | 4.3 |  | standard |  |  |  |  | 2018-11-02 | NO | NO | NO | [6 empty] | AC | [7 empty] | NO
P00000XN6 | GreenTek Energy Systems | GreenTEK | GT-T8-15W1200 BIXX BALLAST COMPATIBLE LED TUBE [3000K Frosted] | Linear Replacement Lamp | T8 Four-Foot | Dual Mode Internal Driver (UL Type A and Type B) |  | standard | YES |  | 2172 | 133.25 | 16.3 | 6.91 | 0.9572 | 3012 | 81.8 | 5 | 50000 | 2015-03-25 | Not Yet Verified | Not Yet Verified | NotYetVerified | Internal driver; operates off existing fluorescent ballast. Updated on 3/15/17. | KKKXAG | [15 empty] | 90 |  | 1.16 | 1.38 | [6 empty] | 4.4 | 2172 | 133 | 16.3 | 20 | 0.9 | 3000 | 83 |  |  |  | NO | NO | NO | 2018-05-02 | 4.3 |  | standard |  |  |  |  | 2018-11-02 | NO | NO | NO | [6 empty] | AC | [7 empty] | NO
P00000XNC | GreenTek Energy Systems | GreenTEK | GT-T8-15W1200 BIXX BALLAST COMPATIBLE LED TUBE [3000K Clear] | Linear Replacement Lamp | T8 Four-Foot | Dual Mode Internal Driver (UL Type A and Type B) |  | standard | NO | [10 empty] | 2015-03-25 | Not Yet Verified | Not Yet Verified | NotYetVerified | Internal driver; operates off existing fluorescent ballast. Updated on 3/15/17. | KKKXAG | [25 empty] | 4.4 | 2172 | 133 | 16.3 | 20 | 0.9 | 3000 | 83 |  |  |  | NO | NO | NO | 2018-05-02 | 4.3 |  | standard |  |  |  |  | 2018-11-02 | NO | NO | NO | [6 empty] | AC | [7 empty] | NO
P00000XNE | GreenTek Energy Systems | GreenTEK | GT-T8-15W1200 BIXX BALLAST COMPATIBLE LED TUBE [4000K Clear] | Linear Replacement Lamp | T8 Four-Foot | Dual Mode Internal Driver (UL Type A and Type B) |  | standard | NO | [10 empty] | 2015-03-25 | Not Yet Verified | Not Yet Verified | NotYetVerified | Internal driver; operates off existing fluorescent ballast. Updated on 3/15/17. | KKKXAG | [25 empty] | 4.4 | 2172 | 133 | 16.3 | 20 | 0.9 | 4000 | 83 |  |  |  | NO | NO | NO | 2018-05-02 | 4.3 |  | standard |  |  |  |  | 2018-11-02 | NO | NO | NO | [6 empty] | AC | [7 empty] | NO
P00000XNG | GreenTek Energy Systems | GreenTEK | GT-T8-15W1200 BIXX BALLAST COMPATIBLE LED TUBE [5000K Clear] | Linear Replacement Lamp | T8 Four-Foot | Dual Mode Internal Driver (UL Type A and Type B) |  | standard | NO | [10 empty] | 2015-03-25 | Not Yet Verified | Not Yet Verified | NotYetVerified | Internal driver; operates off existing fluorescent ballast. Updated on 3/15/17. | KKKXAG | [25 empty] | 4.4 | 2172 | 133 | 16.3 | 20 | 0.9 | 5000 | 83 |  |  |  | NO | NO | NO | 2018-05-02 | 4.3 |  | standard |  |  |  |  | 2018-11-02 | NO | NO | NO | [6 empty] | AC | [7 empty] | NO
PT6FCM5M | LONYUNG LED LIGHTING CO.,LTD | LONYUNG | LY-T8L1200-18WM(4000K) | Linear Replacement Lamp | T8 Four-Foot | Dual Mode Internal Driver (UL Type A and Type B) |  | standard | NO | [10 empty] | 2015-01-30 | Not Dimmable | Not Dimmable | NO | Product de-listed on 4/1/2017 re-listed on 4/24/2017 due to update | OOOOBF | [25 empty] | 4.4 | 2160 | 120 | 18 | 15 | 0.9 | 4000 | 80 |  |  |  | NO | NO | NO | 2018-05-02 | 4.3 |  | standard |  |  |  |  | 2018-11-02 | NO | NO | NO | [6 empty] | AC | [7 empty] | NO
PGPQX6EG | LONYUNG LED LIGHTING CO.,LTD | LONYUNG | LY-T8L1200-18WM(4500K) | Linear Replacement Lamp | T8 Four-Foot | Dual Mode Internal Driver (UL Type A and Type B) |  | standard | NO | [10 empty] | 2015-01-30 | Not Dimmable | Not Dimmable | NO | Product de-listed on 4/1/2017 re-listed on 4/24/2017 due to update | OOOOBF | [25 empty] | 4.4 | 2160 | 120 | 18 | 15 | 0.9 | 4500 | 80 |  |  |  | NO | NO | NO | 2018-05-02 | 4.3 |  | standard |  |  |  |  | 2018-11-02 | NO | NO | NO | [6 empty] | AC | [7 empty] | NO
PXWMXQ83 | LONYUNG LED LIGHTING CO.,LTD | LONYUNG | LY-T8L1200-18WM(3500K) | Linear Replacement Lamp | T8 Four-Foot | Dual Mode Internal Driver (UL Type A and Type B) |  | standard | NO | [10 empty] | 2015-01-30 | Not Dimmable | Not Dimmable | NO | Product de-listed on 4/1/2017 re-listed on 4/24/2017 due to update | OOOOBF | [25 empty] | 4.4 | 2160 | 120 | 18 | 15 | 0.9 | 3500 | 80 |  |  |  | NO | NO | NO | 2018-05-02 | 4.3 |  | standard |  |  |  |  | 2018-11-02 | NO | NO | NO | [6 empty] | AC | [7 empty] | NO
P597GERZ | LONYUNG LED LIGHTING CO.,LTD | LONYUNG | LY-T8L1200-18WM(5000K) | Linear Replacement Lamp | T8 Four-Foot | Dual Mode Internal Driver (UL Type A and Type B) |  | standard | NO | [10 empty] | 2015-01-30 | Not Dimmable | Not Dimmable | NO | Product de-listed on 4/1/2017 re-listed on 4/24/2017 due to update | OOOOBF | [25 empty] | 4.4 | 2160 | 120 | 18 | 15 | 0.9 | 5000 | 80 |  |  |  | NO | NO | NO | 2018-05-02 | 4.3 |  | standard |  |  |  |  | 2018-11-02 | NO | NO | NO | [6 empty] | AC | [7 empty] | NO
P9WKDYDR | LONYUNG LED LIGHTING CO.,LTD | LONYUNG | LY-T8L1200-18WM(3000K) | Linear Replacement Lamp | T8 Four-Foot | Dual Mode Internal Driver (UL Type A and Type B) |  | standard | YES |  | 2381.7 | 122.58 | 19.43 | 5.35 | 0.987 | 2918 | 84 | 5 | 50000 | 2015-01-30 | Not Dimmable | Not Dimmable | NO | Product de-listed on 4/1/2017 re-listed on 4/24/2017 due to update | OOOOBF | [15 empty] | 85.1 |  | 1.2 | 1.24 | [6 empty] | 4.4 | 2160 | 120 | 18 | 15 | 0.9 | 3000 | 80 |  |  |  | NO | NO | NO | 2018-05-02 | 4.3 |  | standard |  |  |  |  | 2018-11-02 | NO | NO | NO | [6 empty] | AC | [7 empty] | NO
PRN4HN59 | James Trading Company Limited | JAMES | ZY-T8-20W1200 BIXX BALLAST COMPATIBLE LED TUBE (3500K FROSTED LENS) | Linear Replacement Lamp | T8 Four-Foot | Dual Mode Internal Driver (UL Type A and Type B) |  | standard | NO | [10 empty] | 2015-01-20 | Not Dimmable | Not Dimmable | NotYetVerified | Lastx represents either s for single-end power input or T for double-end inputs; Updated on 11/22/2016 | KKKWRO | [25 empty] | 4.4 | 2697 | 134.35 | 20.08 | 20 | 0.9 | 3500 | 83 |  |  |  | NO | NO | NO | 2018-05-02 | 4.3 |  | standard |  |  |  |  | 2018-11-02 | NO | NO | NO | [6 empty] | AC | [7 empty] | NO
P11F7P1A | James Trading Company Limited | JAMES | ZY-T8-20W1200 BIXX BALLAST COMPATIBLE LED TUBE (5000K FROSTED LENS) | Linear Replacement Lamp | T8 Four-Foot | Dual Mode Internal Driver (UL Type A and Type B) |  | standard | NO | [10 empty] | 2015-01-20 | Not Dimmable | Not Dimmable | NotYetVerified | Lastx represents either s for single-end power input or T for double-end inputs; Updated on 11/22/2016 | KKKWRO | [25 empty] | 4.4 | 2697 | 134.35 | 20.08 | 20 | 0.9 | 5000 | 83 |  |  |  | NO | NO | NO | 2018-05-02 | 4.3 |  | standard |  |  |  |  | 2018-11-02 | NO | NO | NO | [6 empty] | AC | [7 empty] | NO
PFZ2V8VJ | James Trading Company Limited | JAMES | ZY-T8-20W1200 BIXX BALLAST COMPATIBLE LED TUBE (4000K CLEAR LENS) | Linear Replacement Lamp | T8 Four-Foot | Dual Mode Internal Driver (UL Type A and Type B) |  | standard | NO | [10 empty] | 2015-01-20 | Not Dimmable | Not Dimmable | NotYetVerified | Lastx represents either s for single-end power input or T for double-end inputs; Updated on 11/22/2016 | KKKWRP | [25 empty] | 4.4 | 2807 | 140.6 | 19.97 | 20 | 0.9 | 4000 | 83 |  |  |  | NO | NO | NO | 2018-05-02 | 4.3 |  | standard |  |  |  |  | 2018-11-02 | NO | NO | NO | [6 empty] | AC | [7 empty] | NO
PXPJ9Y84 | James Trading Company Limited | JAMES | ZY-T8-20W1200 BIXX BALLAST COMPATIBLE LED TUBE (3000K FROSTED LENS) | Linear Replacement Lamp | T8 Four-Foot | Dual Mode Internal Driver (UL Type A and Type B) |  | standard | YES |  | 2697 | 134.35 | 20.08 | 6.38 | 0.9693 | 3017 | 82.2 | 5 | 50000 | 2015-01-20 | Not Dimmable | Not Dimmable | NotYetVerified | Lastx represents either s for single-end power input or T for double-end inputs; Updated on 11/22/2016 | KKKWRO | [15 empty] | 90.3 |  | 1.16 | 1.36 | [6 empty] | 4.4 | 2697 | 134.35 | 20.08 | 20 | 0.9 | 3000 | 83 |  |  |  | NO | NO | NO | 2018-05-02 | 4.3 |  | standard |  |  |  |  | 2018-11-02 | NO | NO | NO | [6 empty] | AC | [7 empty] | NO
P8MMZ8NP | James Trading Company Limited | JAMES | ZY-T8-20W1200 BIXX BALLAST COMPATIBLE LED TUBE (3000K CLEAR LENS) | Linear Replacement Lamp | T8 Four-Foot | Dual Mode Internal Driver (UL Type A and Type B) |  | standard | YES |  | 2807 | 140.6 | 19.97 | 6.92 | 0.9734 | 3079 | 83.5 | 5 | 50000 | 2015-01-20 | Not Dimmable | Not Dimmable | NotYetVerified | Lastx represents either s for single-end power input or T for double-end inputs; Updated on 11/22/2016 | KKKWRP | [15 empty] | 91.7 |  | 1.2 | 1.4 | [6 empty] | 4.4 | 2807 | 140.6 | 19.97 | 20 | 0.9 | 3000 | 83 |  |  |  | NO | NO | NO | 2018-05-02 | 4.3 |  | standard |  |  |  |  | 2018-11-02 | NO | NO | NO | [6 empty] | AC | [7 empty] | NO
P3KW6A2E | James Trading Company Limited | JAMES | ZY-T8-20W1200 BIXX BALLAST COMPATIBLE LED TUBE (5000K CLEAR LENS) | Linear Replacement Lamp | T8 Four-Foot | Dual Mode Internal Driver (UL Type A and Type B) |  | standard | NO | [10 empty] | 2015-01-20 | Not Dimmable | Not Dimmable | NotYetVerified | Lastx represents either s for single-end power input or T for double-end inputs; Updated on 11/22/2016 | KKKWRP | [25 empty] | 4.4 | 2807 | 140.6 | 19.97 | 20 | 0.9 | 5000 | 83 |  |  |  | NO | NO | NO | 2018-05-02 | 4.3 |  | standard |  |  |  |  | 2018-11-02 | NO | NO | NO | [6 empty] | AC | [7 empty] | NO
P6F41EQH | James Trading Company Limited | JAMES | ZY-T8-20W1200 BIXX BALLAST COMPATIBLE LED TUBE (4500K FROSTED LENS) | Linear Replacement Lamp | T8 Four-Foot | Dual Mode Internal Driver (UL Type A and Type B) |  | standard | NO | [10 empty] | 2015-01-20 | Not Dimmable | Not Dimmable | NotYetVerified | Lastx represents either s for single-end power input or T for double-end inputs; Updated on 11/22/2016 | KKKWRO | [25 empty] | 4.4 | 2697 | 134.35 | 20.08 | 20 | 0.9 | 4500 | 83 |  |  |  | NO | NO | NO | 2018-05-02 | 4.3 |  | standard |  |  |  |  | 2018-11-02 | NO | NO | NO | [6 empty] | AC | [7 empty] | NO
P558U59U | James Trading Company Limited | JAMES | ZY-T8-20W1200 BIXX BALLAST COMPATIBLE LED TUBE (4500K CLEAR LENS) | Linear Replacement Lamp | T8 Four-Foot | Dual Mode Internal Driver (UL Type A and Type B) |  | standard | NO | [10 empty] | 2015-01-20 | Not Dimmable | Not Dimmable | NotYetVerified | Lastx represents either s for single-end power input or T for double-end inputs; Updated on 11/22/2016 | KKKWRP | [25 empty] | 4.4 | 2807 | 140.6 | 19.97 | 20 | 0.9 | 4500 | 83 |  |  |  | NO | NO | NO | 2018-05-02 | 4.3 |  | standard |  |  |  |  | 2018-11-02 | NO | NO | NO | [6 empty] | AC | [7 empty] | NO
P3SCWRJX | James Trading Company Limited | JAMES | ZY-T8-20W1200 BIXX BALLAST COMPATIBLE LED TUBE (3500K CLEAR LENS) | Linear Replacement Lamp | T8 Four-Foot | Dual Mode Internal Driver (UL Type A and Type B) |  | standard | NO | [10 empty] | 2015-01-20 | Not Dimmable | Not Dimmable | NotYetVerified | Lastx represents either s for single-end power input or T for double-end inputs; Updated on 11/22/2016 | KKKWRP | [25 empty] | 4.4 | 2807 | 140.6 | 19.97 | 20 | 0.9 | 3500 | 83 |  |  |  | NO | NO | NO | 2018-05-02 | 4.3 |  | standard |  |  |  |  | 2018-11-02 | NO | NO | NO | [6 empty] | AC | [7 empty] | NO
PVFXW1B4 | James Trading Company Limited | JAMES | ZY-T8-20W1200 BIXX BALLAST COMPATIBLE LED TUBE (4000K FROSTED LENS) | Linear Replacement Lamp | T8 Four-Foot | Dual Mode Internal Driver (UL Type A and Type B) |  | standard | NO | [10 empty] | 2015-01-20 | Not Dimmable | Not Dimmable | NotYetVerified | Lastx represents either s for single-end power input or T for double-end inputs; Updated on 11/22/2016 | KKKWRO | [25 empty] | 4.4 | 2697 | 134.35 | 20.08 | 20 | 0.9 | 4000 | 83 |  |  |  | NO | NO | NO | 2018-05-02 | 4.3 |  | standard |  |  |  |  | 2018-11-02 | NO | NO | NO | [6 empty] | AC | [7 empty] | NO
PJUTTYKC | Westinghouse Lighting | WESTINGHOUSE | 43655 | Linear Replacement Lamp | T8 Four-Foot | Replacement Lamps (plug and play) (UL Type A) |  | standard | NO | [10 empty] | 2017-01-31 | Not Dimmable | Not Dimmable | NO |  | TTTULX | [25 empty] | 4.4 | 2200 | 124 | 18 | 10.2 | 0.97 | 5000 | 82 |  |  |  | NO | NO | NO | 2018-05-02 | 4.3 |  | standard |  |  |  |  | 2018-11-02 | NO | NO | NO | [6 empty] | AC | [7 empty] | NO
PQZBC1GU | Westinghouse Lighting | WESTINGHOUSE | 33739 | Linear Replacement Lamp | T8 Four-Foot | Replacement Lamps (plug and play) (UL Type A) |  | standard | NO | [10 empty] | 2017-01-31 | Not Dimmable | Not Dimmable | NO |  | TTTULY | [25 empty] | 4.4 | 1800 | 124 | 14.5 | 13.61 | 0.95 | 4000 | 82 |  |  |  | NO | NO | NO | 2018-05-02 | 4.3 |  | standard |  |  |  |  | 2018-11-02 | NO | NO | NO | [6 empty] | AC | [7 empty] | NO
PKSBE9T3 | James Trading Company Limited | JAMES | ZY-T8-15W1200 BIXX BALLAST COMPATIBLE LED TUBE [3000K Clear] | Linear Replacement Lamp | T8 Four-Foot | Dual Mode Internal Driver (UL Type A and Type B) |  | standard | NO | [10 empty] | 2014-07-24 | Not Yet Verified | Not Yet Verified | NotYetVerified | Lastx represents either s for single-end power input or T for double-end inputs; Update on 11/22/2016 | KKKLLL | [25 empty] | 4.4 | 2172 | 133 | 16.3 | 20 | 0.9 | 3000 | 83 |  |  |  | NO | NO | NO | 2018-05-02 | 4.3 |  | standard |  |  |  |  | 2018-11-02 | NO | NO | NO | [6 empty] | AC | [7 empty] | NO
P2Z6MKXP | James Trading Company Limited | JAMES | ZY-T8-15W1200 BIXX BALLAST COMPATIBLE LED TUBE [4000K Clear] | Linear Replacement Lamp | T8 Four-Foot | Dual Mode Internal Driver (UL Type A and Type B) |  | standard | NO | [10 empty] | 2014-07-24 | Not Yet Verified | Not Yet Verified | NotYetVerified | Lastx represents either s for single-end power input or T for double-end inputs; Update on 11/22/2016 | KKKLLL | [25 empty] | 4.4 | 2172 | 133 | 16.3 | 20 | 0.9 | 4000 | 83 |  |  |  | NO | NO | NO | 2018-05-02 | 4.3 |  | standard |  |  |  |  | 2018-11-02 | NO | NO | NO | [6 empty] | AC | [7 empty] | NO
PVZPR12M | James Trading Company Limited | JAMES | ZY-T8-15W1200 BIXX BALLAST COMPATIBLE LED TUBE [3000K Frosted] | Linear Replacement Lamp | T8 Four-Foot | Dual Mode Internal Driver (UL Type A and Type B) |  | standard | YES |  | 2172 | 133.25 | 16.3 | 6.91 | 0.9572 | 3012 | 81.8 | 5 | 50000 | 2014-07-24 | Not Yet Verified | Not Yet Verified | NotYetVerified | Lastx represents either s for single-end power input or T for double-end inputs; Update on 11/22/2016 | KKKLLL | [15 empty] | 90 |  | 1.16 | 1.38 | [6 empty] | 4.4 | 2172 | 133 | 16.3 | 20 | 0.9 | 3000 | 83 |  |  |  | NO | NO | NO | 2018-05-02 | 4.3 |  | standard |  |  |  |  | 2018-11-02 | NO | NO | NO | [6 empty] | AC | [7 empty] | NO
P00000XN9 | James Trading Company Limited | JAMES | ZY-T8-15W1200 BIXX BALLAST COMPATIBLE LED TUBE [4500K Frosted] | Linear Replacement Lamp | T8 Four-Foot | Dual Mode Internal Driver (UL Type A and Type B) |  | standard | NO | [10 empty] | 2014-07-24 | Not Yet Verified | Not Yet Verified | NotYetVerified | Lastx represents either s for single-end power input or T for double-end inputs; Update on 11/22/2016 | KKKLLL | [25 empty] | 4.4 | 2172 | 133 | 16.3 | 20 | 0.9 | 4500 | 83 |  |  |  | NO | NO | NO | 2018-05-02 | 4.3 |  | standard |  |  |  |  | 2018-11-02 | NO | NO | NO | [6 empty] | AC | [7 empty] | NO
PG8PHMFN | James Trading Company Limited | JAMES | ZY-T8-15W1200 BIXX BALLAST COMPATIBLE LED TUBE [2700K Clear] | Linear Replacement Lamp | T8 Four-Foot | Dual Mode Internal Driver (UL Type A and Type B) |  | standard | NO | [10 empty] | 2014-07-24 | Not Yet Verified | Not Yet Verified | NotYetVerified | Lastx represents either s for single-end power input or T for double-end inputs; Product de-listed on 4/1/2017 re-listed on 4/28/2017 due to allowances requirements change | KKKLLL | [25 empty] | 4.4 | 2040 | 120 | 17.7 | 20 | 0.9 | 2700 | 83 |  |  |  | NO | NO | NO | 2018-05-02 | 4.3 |  | standard |  |  |  |  | 2018-11-02 | NO | NO | NO | [6 empty] | AC | [7 empty] | NO
PPFDYB28 | James Trading Company Limited | JAMES | ZY-T8-15W1200 BIXX BALLAST COMPATIBLE LED TUBE [4000K Frosted] | Linear Replacement Lamp | T8 Four-Foot | Dual Mode Internal Driver (UL Type A and Type B) |  | standard | NO | [10 empty] | 2014-07-24 | Not Yet Verified | Not Yet Verified | NotYetVerified | Lastx represents either s for single-end power input or T for double-end inputs; Update on 11/22/2016 | KKKLLL | [25 empty] | 4.4 | 2172 | 133 | 16.3 | 20 | 0.9 | 4000 | 83 |  |  |  | NO | NO | NO | 2018-05-02 | 4.3 |  | standard |  |  |  |  | 2018-11-02 | NO | NO | NO | [6 empty] | AC | [7 empty] | NO
P00000XNF | James Trading Company Limited | JAMES | ZY-T8-15W1200 BIXX BALLAST COMPATIBLE LED TUBE [4500K Clear] | Linear Replacement Lamp | T8 Four-Foot | Dual Mode Internal Driver (UL Type A and Type B) |  | standard | NO | [10 empty] | 2014-07-24 | Not Yet Verified | Not Yet Verified | NotYetVerified | Lastx represents either s for single-end power input or T for double-end inputs; Update on 11/22/2016 | KKKLLL | [25 empty] | 4.4 | 2172 | 133 | 16.3 | 20 | 0.9 | 4500 | 83 |  |  |  | NO | NO | NO | 2018-05-02 | 4.3 |  | standard |  |  |  |  | 2018-11-02 | NO | NO | NO | [6 empty] | AC | [7 empty] | NO
PN6VP79J | James Trading Company Limited | JAMES | ZY-T8-15W1200 BIXX BALLAST COMPATIBLE LED TUBE [5000K Clear] | Linear Replacement Lamp | T8 Four-Foot | Dual Mode Internal Driver (UL Type A and Type B) |  | standard | NO | [10 empty] | 2014-07-24 | Not Yet Verified | Not Yet Verified | NotYetVerified | Lastx represents either s for single-end power input or T for double-end inputs; Update on 11/22/2016 | KKKLLL | [25 empty] | 4.4 | 2172 | 133 | 16.3 | 20 | 0.9 | 5000 | 83 |  |  |  | NO | NO | NO | 2018-05-02 | 4.3 |  | standard |  |  |  |  | 2018-11-02 | NO | NO | NO | [6 empty] | AC | [7 empty] | NO
PT74JQ2W | James Trading Company Limited | JAMES | ZY-T8-15W1200 BIXX BALLAST COMPATIBLE LED TUBE [5000K Frosted] | Linear Replacement Lamp | T8 Four-Foot | Dual Mode Internal Driver (UL Type A and Type B) |  | standard | NO | [10 empty] | 2014-07-24 | Not Yet Verified | Not Yet Verified | NotYetVerified | Lastx represents either s for single-end power input or T for double-end inputs; Update on 11/22/2016 | KKKLLL | [25 empty] | 4.4 | 2172 | 133 | 16.3 | 20 | 0.9 | 5000 | 83 |  |  |  | NO | NO | NO | 2018-05-02 | 4.3 |  | standard |  |  |  |  | 2018-11-02 | NO | NO | NO | [6 empty] | AC | [7 empty] | NO
P00000XN7 | James Trading Company Limited | JAMES | ZY-T8-15W1200 BIXX BALLAST COMPATIBLE LED TUBE [3500K Frosted] | Linear Replacement Lamp | T8 Four-Foot | Dual Mode Internal Driver (UL Type A and Type B) |  | standard | NO | [10 empty] | 2014-07-24 | Not Yet Verified | Not Yet Verified | NotYetVerified | Lastx represents either s for single-end power input or T for double-end inputs; Update on 11/22/2016 | KKKLLL | [25 empty] | 4.4 | 2172 | 133 | 16.3 | 20 | 0.9 | 3500 | 83 |  |  |  | NO | NO | NO | 2018-05-02 | 4.3 |  | standard |  |  |  |  | 2018-11-02 | NO | NO | NO | [6 empty] | AC | [7 empty] | NO
P00000XND | James Trading Company Limited | JAMES | ZY-T8-15W1200 BIXX BALLAST COMPATIBLE LED TUBE [3500K Clear] | Linear Replacement Lamp | T8 Four-Foot | Dual Mode Internal Driver (UL Type A and Type B) |  | standard | NO | [10 empty] | 2014-07-24 | Not Yet Verified | Not Yet Verified | NotYetVerified | Lastx represents either s for single-end power input or T for double-end inputs; Update on 11/22/2016 | KKKLLL | [25 empty] | 4.4 | 2172 | 133 | 16.3 | 20 | 0.9 | 3500 | 83 |  |  |  | NO | NO | NO | 2018-05-02 | 4.3 |  | standard |  |  |  |  | 2018-11-02 | NO | NO | NO | [6 empty] | AC | [7 empty] | NO
PV22Y2PF | James Trading Company Limited | JAMES | ZY-T8-15W1200 BIXX BALLAST COMPATIBLE LED TUBE [2700K Frosted] | Linear Replacement Lamp | T8 Four-Foot | Dual Mode Internal Driver (UL Type A and Type B) |  | standard | YES |  | 1929 | 109 | 17.7 | 17.9 | 0.9557 | 2655 | 81.6 | 5 | 50000 | 2014-07-24 | Not Yet Verified | Not Yet Verified | NotYetVerified | Lastx represents either s for single-end power input or T for double-end inputs; Product de-listed on 4/1/2017 re-listed on 4/28/2017 due to allowances requirements change | KKKLLL | [15 empty] | 84.9 |  | 1.25 | 1.4 | [6 empty] | 4.4 | 2040 | 120 | 17.7 | 20 | 0.9 | 2700 | 83 |  |  |  | NO | NO | NO | 2018-05-02 | 4.3 |  | standard |  |  |  |  | 2018-11-02 | NO | NO | NO | [6 empty] | AC | [7 empty] | NO
P00000YNB | Kumho Electric | Kumho LED | FL/T8-32W/17W IU 500 | Linear Replacement Lamp | T8 Four-Foot | Replacement Lamps (plug and play) (UL Type A) |  | standard | NO | [10 empty] | 2014-02-12 | Dimmable | Continuous Above 10 | NO | Updated on 4/6/17 | AAABEX | [25 empty] | 4.4 | 2316.96 | 144 | 16.09 | 12 | 0.99 | 5000 | 84 |  |  |  | NO | NO | NO | 2018-05-02 | 4.3 |  | standard |  |  |  |  | 2018-11-02 | NO | NO | NO | [6 empty] | AC | [7 empty] | NO
P00000YNA | Kumho Electric | Kumho LED | FL/T8-32W/17W IU 410 | Linear Replacement Lamp | T8 Four-Foot | Replacement Lamps (plug and play) (UL Type A) |  | standard | YES |  | 2307.97 | 143 | 16.09 | 11 | 0.96 | 3996 | 84 | 5 | 50000 | 2014-02-12 | Dimmable | Continuous Above 10 | NO | Updated on 4/6/17 | AAABEX | [15 empty] | 89.7 |  | 1.18 | 1.38 | [6 empty] | 4.4 | 2307.97 | 143 | 16.09 | 6 | 1 | 4100 | 84 |  |  |  | NO | NO | NO | 2018-05-02 | 4.3 |  | standard |  |  |  |  | 2018-11-02 | NO | NO | NO | [6 empty] | AC | [7 empty] | NO

## DLC >140LPW
Product Id | Manufacturer | Brand Name | Model No. | Category | General Application | Primary Use | (Retrofit Kits only) Luminaire Specific / General Purpose | Classification | Is Parent? | Date De-Listed | Tested Light Output | Tested Efficacy (AC) | Tested Wattage | Tested Total Harmonic Distortion | Tested Power Factor | Tested CCT | Tested CRI | Warranty | Lifetime | Date Qualified | Dimming Status | Dimming Type | Has Integral Controls | Notes | Family Name | Zonal Lumens: 0-90ï¿½ï¿½ | Zonal Lumens: 80-90ï¿½ï¿½ | Zonal Lumens: 90-110ï¿½ï¿½ | Zonal Lumens: >110ï¿½ï¿½ | Zonal Lumens: 20-40ï¿½ï¿½ | Zonal Lumens: 60-70ï¿½ï¿½ | Zonal Lumens: 70-80ï¿½ï¿½ | Zonal Lumens: 60-80ï¿½ï¿½ | Zonal Lumens: 0-40ï¿½ï¿½ | Zonal Lumens: 40-70ï¿½ï¿½ | Zonal Lumens: 10-90ï¿½ï¿½ | Zonal Lumens: 0-80ï¿½ï¿½ | Zonal Lumens: 20-50ï¿½ï¿½ | Zonal Lumens: 0-20ï¿½ï¿½ | Zonal Lumens: 30-60ï¿½ï¿½ | Zonal Lumens: 0-60ï¿½ï¿½ | Zonal Lumens: 90-150ï¿½ï¿½ | Spacing Criteria: 0-180ï¿½ï¿½ | Spacing Criteria: 90-270ï¿½ï¿½ | Spacing Criteria: 0-180ï¿½ï¿½ Troffer #1 | Spacing Criteria: 90-270ï¿½ï¿½ Troffer #1 | Spacing Criteria: 0-180ï¿½ï¿½ Troffer #2 | Spacing Criteria: 90-270ï¿½ï¿½ Troffer #2 | NEMA Beam Type: 0-180ï¿½ï¿½ | NEMA Beam Type: 90-270ï¿½ï¿½ | Technical Requirements Version Number | Reported Light Output | Reported Efficacy (AC) | Reported Wattage | Reported Total Harmonic Distortion | Reported Power Factor | Reported CCT | Reported CRI | Rf | Rg | Luminaire Length | CCT 3% Allowance | CCT 5% Allowance | CRI 5% Allowance | Previous Version History Date | Previous Version History Version Number | Previous Version History Date Delisted | Previous Version History Classification | Upcoming Version History Date | Upcoming Version History Version Number | Upcoming Version History Date Delisted | Upcoming Version History Classification | Current Version Effective Date | Field-Adjustable Light Output | White-Tunable | Warm-Dimming | Max. Wattage | Min. Light Output | Max. Light Output | Max. Tested Wattage | Min. CCT | Max. CCT | System Type | Reported Min. Input Voltage | Reported Max. Input Voltage | Test Voltage | Tested Efficacy (DC) | Default Light Output | Default Wattage | Reported Efficacy (DC) | Field Adjustable Light Distribution | Light Distribution Setting | PoE Type/Class | PoE Connection
PLXSKBXLRZ2H | Huntington Lighting LLC | Huntington | HLAT8414W35N | Linear Replacement Lamp | T8 Four-Foot | Replacement Lamps (plug and play) (UL Type A) |  | standard | NO | [10 empty] | 2019-02-14 | Not Dimmable | Not Dimmable | NO |  | IIIMYB | [25 empty] | 4.4 | 2150 | 155 | 14 | 20 | 0.9 | 3500 | 80 |  |  |  | NO | NO | NO | [8 empty] | 2019-02-14 | NO | NO | NO | [6 empty] | AC | [7 empty] | NO
PLXBTED5TDYX | Huntington Lighting LLC | Huntington | HLAT8416W30N | Linear Replacement Lamp | T8 Four-Foot | Replacement Lamps (plug and play) (UL Type A) |  | standard | YES |  | 2419 | 134.02 | 18.05 | 8.939 | 0.972 | 3060 | 82.8 | 5 | 50000 | 2019-02-14 | Not Dimmable | Not Dimmable | NO |  | IIIMYC | [15 empty] | 84.8 |  | 1.24 | 1.18 | [6 empty] | 4.4 | 2590 | 152 | 17 | 20 | 0.9 | 3000 | 80 |  |  |  | NO | NO | NO | [8 empty] | 2019-02-14 | NO | NO | NO | [6 empty] | AC | [7 empty] | NO
PLJVEAJMUYRD | Huntington Lighting LLC | Huntington | HLAT8412W35N | Linear Replacement Lamp | T8 Four-Foot | Replacement Lamps (plug and play) (UL Type A) |  | standard | NO | [10 empty] | 2019-02-14 | Not Dimmable | Not Dimmable | NO |  | IIIMYA | [25 empty] | 4.4 | 1850 | 155 | 12 | 20 | 0.9 | 3500 | 80 |  |  |  | NO | NO | NO | [8 empty] | 2019-02-14 | NO | NO | NO | [6 empty] | AC | [7 empty] | NO
PL0JSYDJ33FS | Huntington Lighting LLC | Huntington | HLAT8412W40N | Linear Replacement Lamp | T8 Four-Foot | Replacement Lamps (plug and play) (UL Type A) |  | standard | NO | [10 empty] | 2019-02-14 | Not Dimmable | Not Dimmable | NO |  | IIIMYA | [25 empty] | 4.4 | 1850 | 155 | 12 | 20 | 0.9 | 4000 | 80 |  |  |  | NO | NO | NO | [8 empty] | 2019-02-14 | NO | NO | NO | [6 empty] | AC | [7 empty] | NO
PL3K7LRREWZU | Huntington Lighting LLC | Huntington | HLAT8412W50N | Linear Replacement Lamp | T8 Four-Foot | Replacement Lamps (plug and play) (UL Type A) |  | standard | NO | [10 empty] | 2019-02-14 | Not Dimmable | Not Dimmable | NO |  | IIIMYA | [25 empty] | 4.4 | 1850 | 155 | 12 | 20 | 0.9 | 5000 | 80 |  |  |  | NO | NO | NO | [8 empty] | 2019-02-14 | NO | NO | NO | [6 empty] | AC | [7 empty] | NO
PLARWSZ2GDPS | Huntington Lighting LLC | Huntington | HLAT8414W40N | Linear Replacement Lamp | T8 Four-Foot | Replacement Lamps (plug and play) (UL Type A) |  | standard | NO | [10 empty] | 2019-02-14 | Not Dimmable | Not Dimmable | NO |  | IIIMYB | [25 empty] | 4.4 | 2150 | 155 | 14 | 20 | 0.9 | 4000 | 80 |  |  |  | NO | NO | NO | [8 empty] | 2019-02-14 | NO | NO | NO | [6 empty] | AC | [7 empty] | NO
PLCLTYRKVXIV | Huntington Lighting LLC | Huntington | HLAT8414W50N | Linear Replacement Lamp | T8 Four-Foot | Replacement Lamps (plug and play) (UL Type A) |  | standard | NO | [10 empty] | 2019-02-14 | Not Dimmable | Not Dimmable | NO |  | IIIMYB | [25 empty] | 4.4 | 2150 | 155 | 14 | 20 | 0.9 | 5000 | 80 |  |  |  | NO | NO | NO | [8 empty] | 2019-02-14 | NO | NO | NO | [6 empty] | AC | [7 empty] | NO
PL4FXJCYUR4D | Huntington Lighting LLC | Huntington | HLAT8416W50N | Linear Replacement Lamp | T8 Four-Foot | Replacement Lamps (plug and play) (UL Type A) |  | standard | NO | [10 empty] | 2019-02-14 | Not Dimmable | Not Dimmable | NO |  | IIIMYC | [25 empty] | 4.4 | 2590 | 152 | 17 | 20 | 0.9 | 5000 | 80 |  |  |  | NO | NO | NO | [8 empty] | 2019-02-14 | NO | NO | NO | [6 empty] | AC | [7 empty] | NO
PLBCUK3MKA3W | Huntington Lighting LLC | Huntington | HLAT8412W30N | Linear Replacement Lamp | T8 Four-Foot | Replacement Lamps (plug and play) (UL Type A) |  | standard | YES |  | 1798 | 130.2 | 13.81 | 8.82 | 0.971 | 3046 | 82.7 | 5 | 50000 | 2019-02-14 | Not Dimmable | Not Dimmable | NO |  | IIIMYA | [15 empty] | 85.1 |  | 1.3 | 1.18 | [6 empty] | 4.4 | 1850 | 155 | 12 | 20 | 0.9 | 3000 | 80 |  |  |  | NO | NO | NO | [8 empty] | 2019-02-14 | NO | NO | NO | [6 empty] | AC | [7 empty] | NO
PLWW02F1CAYK | Huntington Lighting LLC | Huntington | HLAT8416W35N | Linear Replacement Lamp | T8 Four-Foot | Replacement Lamps (plug and play) (UL Type A) |  | standard | NO | [10 empty] | 2019-02-14 | Not Dimmable | Not Dimmable | NO |  | IIIMYC | [25 empty] | 4.4 | 2590 | 152 | 17 | 20 | 0.9 | 3500 | 80 |  |  |  | NO | NO | NO | [8 empty] | 2019-02-14 | NO | NO | NO | [6 empty] | AC | [7 empty] | NO
PL0ATOIHP0IZ | Huntington Lighting LLC | Huntington | HLAT8416W40N | Linear Replacement Lamp | T8 Four-Foot | Replacement Lamps (plug and play) (UL Type A) |  | standard | NO | [10 empty] | 2019-02-14 | Not Dimmable | Not Dimmable | NO |  | IIIMYC | [25 empty] | 4.4 | 2590 | 152 | 17 | 20 | 0.9 | 4000 | 80 |  |  |  | NO | NO | NO | [8 empty] | 2019-02-14 | NO | NO | NO | [6 empty] | AC | [7 empty] | NO
PLJYR72G82YQ | Huntington Lighting LLC | Huntington | HLAT8414W30N | Linear Replacement Lamp | T8 Four-Foot | Replacement Lamps (plug and play) (UL Type A) |  | standard | YES |  | 2071.9 | 131.88 | 15.71 | 6.59 | 0.9781 | 3062 | 82.8 | 5 | 50000 | 2019-02-14 | Not Dimmable | Not Dimmable | NO |  | IIIMYB | [15 empty] | 85.1 |  | 1.28 | 1.18 | [6 empty] | 4.4 | 2150 | 155 | 14 | 20 | 0.9 | 3000 | 80 |  |  |  | NO | NO | NO | [8 empty] | 2019-02-14 | NO | NO | NO | [6 empty] | AC | [7 empty] | NO
P3GGDLJJ | JS LED | JS LED | SZ-TLT8-4F15W-AB(4500K) | Linear Replacement Lamp | T8 Four-Foot | Dual Mode Internal Driver (UL Type A and Type B) |  | standard | NO | [10 empty] | 2019-01-28 | Not Dimmable | Not Dimmable | NO |  | PPPSSL | [25 empty] | 4.4 | 2129.7 | 140.3 | 15.1 | 14.8 | 0.902 | 4500 | 82.3 |  |  |  | NO | NO | NO | [8 empty] | 2019-01-28 | NO | NO | NO | [6 empty] | AC | 100 | 277 | [5 empty] | NO
P8L3XQUH | JS LED | JS LED | SZ-TLT8-4F15W-AB(5000K) | Linear Replacement Lamp | T8 Four-Foot | Dual Mode Internal Driver (UL Type A and Type B) |  | standard | NO | [10 empty] | 2019-01-28 | Not Dimmable | Not Dimmable | NO |  | PPPSSL | [25 empty] | 4.4 | 2162.8 | 142.2 | 15.2 | 14.8 | 0.902 | 4973 | 81.6 |  |  |  | NO | NO | NO | [8 empty] | 2019-01-28 | NO | NO | NO | [6 empty] | AC | 100 | 277 | [5 empty] | NO
PARY3MMH | JS LED | JS LED | SZ-TLT8-4F15W-AB(4000K) | Linear Replacement Lamp | T8 Four-Foot | Dual Mode Internal Driver (UL Type A and Type B) |  | standard | NO | [10 empty] | 2019-01-28 | Not Dimmable | Not Dimmable | NO |  | PPPSSL | [25 empty] | 4.4 | 2129.7 | 140.3 | 15.1 | 14.8 | 0.902 | 3920 | 82.3 |  |  |  | NO | NO | NO | [8 empty] | 2019-01-28 | NO | NO | NO | [6 empty] | AC | 100 | 277 | [5 empty] | NO
PLVRGZ6527SQ | Online Stores LLC. | LumeGen | LG-4T8AL2-12WU-45K | Linear Replacement Lamp | T8 Four-Foot | Dual Mode Internal Driver (UL Type A and Type B) |  | standard | NO | [10 empty] | 2018-12-18 | Not Dimmable | Not Dimmable | NO |  | FFFJFD | [25 empty] | 4.3 | 1800 | 150 | 12 | 20 | 0.9 | 4500 | 80 |  |  |  | NO | NO | NO | [8 empty] | 2018-12-18 | NO | NO | NO | [6 empty] | AC | [7 empty] | NO
PL4FF6MOF3FJ | Online Stores LLC. | LumeGen | LG-4T8AL2-12WU-50K | Linear Replacement Lamp | T8 Four-Foot | Dual Mode Internal Driver (UL Type A and Type B) |  | standard | NO | [10 empty] | 2018-12-18 | Not Dimmable | Not Dimmable | NO |  | FFFJFD | [25 empty] | 4.3 | 1800 | 150 | 12 | 20 | 0.9 | 5000 | 80 |  |  |  | NO | NO | NO | [8 empty] | 2018-12-18 | NO | NO | NO | [6 empty] | AC | [7 empty] | NO
PLPBLPNJWRBZ | Online Stores LLC. | LumeGen | LG-4T8AL2-12WU-35K | Linear Replacement Lamp | T8 Four-Foot | Dual Mode Internal Driver (UL Type A and Type B) |  | standard | NO | [10 empty] | 2018-12-18 | Not Dimmable | Not Dimmable | NO |  | FFFJFD | [25 empty] | 4.3 | 1752 | 146 | 12 | 20 | 0.9 | 3500 | 80 |  |  |  | NO | NO | NO | [8 empty] | 2018-12-18 | NO | NO | NO | [6 empty] | AC | [7 empty] | NO
PLCRCFWSNIKK | Online Stores LLC. | LumeGen | LG-4T8AL2-12WU-30K | Linear Replacement Lamp | T8 Four-Foot | Dual Mode Internal Driver (UL Type A and Type B) |  | standard | YES |  | 1760 | 123.02 | 14.31 | 19.95 | 0.909 | 2935 | 83.2 | 5 | 50000 | 2018-12-18 | Not Dimmable | Not Dimmable | NO |  | FFFJFD | [15 empty] | 84.2 |  | 1.24 | 1.28 | [6 empty] | 4.3 | 1752 | 146 | 12 | 20 | 0.9 | 3000 | 80 |  |  |  | NO | NO | NO | [8 empty] | 2018-12-18 | NO | NO | NO | [6 empty] | AC | [7 empty] | NO
PLGKDS2IPEYL | Online Stores LLC. | LumeGen | LG-4T8AL2-12WU-40K | Linear Replacement Lamp | T8 Four-Foot | Dual Mode Internal Driver (UL Type A and Type B) |  | standard | NO | [10 empty] | 2018-12-18 | Not Dimmable | Not Dimmable | NO |  | FFFJFD | [25 empty] | 4.3 | 1800 | 150 | 12 | 20 | 0.9 | 4000 | 80 |  |  |  | NO | NO | NO | [8 empty] | 2018-12-18 | NO | NO | NO | [6 empty] | AC | [7 empty] | NO
P4LNQPOG | Xiamen Mooguang Techenology Co.,Ltd. | MG | MG-T84FT-15W50DF | Linear Replacement Lamp | T8 Four-Foot | Dual Mode Internal Driver (UL Type A and Type B) |  | standard | NO | [10 empty] | 2018-12-07 | Not Dimmable | Not Dimmable | NO |  | EAEFTN | [25 empty] | 4.4 | 2200.05 | 146.67 | 15 | 6.84 | 0.958 | 5000 | 81.7 |  |  |  | NO | NO | NO | [8 empty] | 2018-12-07 | NO | NO | NO | [6 empty] | AC | 120 | 277 | [5 empty] | NO
PJH2LMQG | Xiamen Mooguang Techenology Co.,Ltd. | MG | MG-T84FT-15W45DF | Linear Replacement Lamp | T8 Four-Foot | Dual Mode Internal Driver (UL Type A and Type B) |  | standard | NO | [10 empty] | 2018-12-07 | Not Dimmable | Not Dimmable | NO |  | EAEFTN | [25 empty] | 4.4 | 2200.05 | 146.67 | 15 | 7.19 | 0.9951 | 4500 | 80.8 |  |  |  | NO | NO | NO | [8 empty] | 2018-12-07 | NO | NO | NO | [6 empty] | AC | 120 | 277 | [5 empty] | NO
PXINV0LJ | Xiamen Mooguang Techenology Co.,Ltd. | MG | MG-T84FT-15W40DF | Linear Replacement Lamp | T8 Four-Foot | Dual Mode Internal Driver (UL Type A and Type B) |  | standard | YES |  | 2289 | 142.17 | 16.1 | 8.8 | 0.9579 | 4010 | 80.9 | 5 | 50000 | 2018-12-07 | Not Dimmable | Not Dimmable | NO |  | EAEFTN | [15 empty] | 84.5 |  | 1.26 | 1.34 | [6 empty] | 4.4 | 2200.05 | 146.67 | 15 | 7.19 | 0.9951 | 4000 | 80.8 |  |  |  | NO | NO | NO | [8 empty] | 2018-12-07 | NO | NO | NO | [6 empty] | AC | 120 | 277 | 120 |  |  |  |  | NO
PRZYJN5W | Zhenjiang Qiangling Electronic Co.,Ltd. | ZQL | T8043035E | Linear Replacement Lamp | T8 Four-Foot | Replacement Lamps (plug and play) (UL Type A) |  | standard | NO | [10 empty] | 2018-11-28 | Dimmable | Continuous Below 10 | NO |  | JJJNVC | [25 empty] | 4.4 | 1840 | 147 | 12.5 | 15 | 0.9 | 3500 | 80 |  |  |  | NO | NO | NO | [8 empty] | 2018-11-29 | NO | NO | NO | [6 empty] | AC | [7 empty] | NO
PFS2OORJ | Zhenjiang Qiangling Electronic Co.,Ltd. | ZQL | T8043050E | Linear Replacement Lamp | T8 Four-Foot | Replacement Lamps (plug and play) (UL Type A) |  | standard | NO | [10 empty] | 2018-11-28 | Dimmable | Continuous Below 10 | NO |  | JJJNVC | [25 empty] | 4.4 | 1880 | 150 | 12.5 | 15 | 0.9 | 5000 | 80 |  |  |  | NO | NO | NO | [8 empty] | 2018-11-29 | NO | NO | NO | [6 empty] | AC | [7 empty] | NO
PB1669K1 | Zhenjiang Qiangling Electronic Co.,Ltd. | ZQL | T8043040E | Linear Replacement Lamp | T8 Four-Foot | Replacement Lamps (plug and play) (UL Type A) |  | standard | NO | [10 empty] | 2018-11-28 | Dimmable | Continuous Below 10 | NO |  | JJJNVC | [25 empty] | 4.4 | 1875 | 150 | 12.5 | 15 | 0.9 | 4000 | 80 |  |  |  | NO | NO | NO | [8 empty] | 2018-11-29 | NO | NO | NO | [6 empty] | AC | [7 empty] | NO
P651RRIX | JIANGXI JINGKE ELECTRONICS CO.,LTD | Beitong | JKZNT8-1.2M-12W-1(4000K) | Linear Replacement Lamp | T8 Four-Foot | Dual Mode Internal Driver (UL Type A and Type B) |  | standard | NO | [10 empty] | 2018-11-21 | Not Dimmable | Not Dimmable | NO |  | OOOATY | [25 empty] | 4.4 | 1800 | 150 | 12 | 20 | 0.9 | 4000 | 80 |  |  |  | NO | NO | NO | [8 empty] | 2018-11-21 | NO | NO | NO | [6 empty] | AC | [7 empty] | NO
PQQRYA9C | JIANGXI JINGKE ELECTRONICS CO.,LTD | Beitong | JKT8A-1.2M-12W-1(3500K) | Linear Replacement Lamp | T8 Four-Foot | Replacement Lamps (plug and play) (UL Type A) |  | standard | NO | [10 empty] | 2018-11-21 | Not Dimmable | Not Dimmable | NO |  | OOOAUB | [25 empty] | 4.4 | 1800 | 150 | 12 | 20 | 0.9 | 3500 | 80 |  |  |  | NO | NO | NO | [8 empty] | 2018-11-21 | NO | NO | NO | [6 empty] | AC | [7 empty] | NO
PEYCIOF4 | JIANGXI JINGKE ELECTRONICS CO.,LTD | Beitong | JKT8A-1.2M-12W-1(3000K) | Linear Replacement Lamp | T8 Four-Foot | Replacement Lamps (plug and play) (UL Type A) |  | standard | YES |  | 1780.8 | 136.04 | 13.09 | 7.84 | 0.97 | 2971 | 80 | 5 |  | 2018-11-21 | Not Dimmable | Not Dimmable | NO |  | OOOAUB | [15 empty] | 82.3 |  | 1.16 | 1.26 | [6 empty] | 4.4 | 1800 | 150 | 12 | 20 | 0.9 | 3000 | 80 |  |  |  | NO | NO | NO | [8 empty] | 2018-11-21 | NO | NO | NO | [6 empty] | AC | [7 empty] | NO
PQ1FK0S6 | JIANGXI JINGKE ELECTRONICS CO.,LTD | Beitong | JKZNT8-1.2M-12W-1(3500K) | Linear Replacement Lamp | T8 Four-Foot | Dual Mode Internal Driver (UL Type A and Type B) |  | standard | NO | [10 empty] | 2018-11-21 | Not Dimmable | Not Dimmable | NO |  | OOOATY | [25 empty] | 4.4 | 1800 | 150 | 12 | 20 | 0.9 | 3500 | 80 |  |  |  | NO | NO | NO | [8 empty] | 2018-11-21 | NO | NO | NO | [6 empty] | AC | [7 empty] | NO
PG9QVNTZ | JIANGXI JINGKE ELECTRONICS CO.,LTD | Beitong | JKT8A-1.2M-12W-1(4000K) | Linear Replacement Lamp | T8 Four-Foot | Replacement Lamps (plug and play) (UL Type A) |  | standard | NO | [10 empty] | 2018-11-21 | Not Dimmable | Not Dimmable | NO |  | OOOAUB | [25 empty] | 4.4 | 1800 | 150 | 12 | 20 | 0.9 | 4000 | 80 |  |  |  | NO | NO | NO | [8 empty] | 2018-11-21 | NO | NO | NO | [6 empty] | AC | [7 empty] | NO
PMDS26SW | JIANGXI JINGKE ELECTRONICS CO.,LTD | Beitong | JKT8A-1.2M-12W-1(4500K) | Linear Replacement Lamp | T8 Four-Foot | Replacement Lamps (plug and play) (UL Type A) |  | standard | NO | [10 empty] | 2018-11-21 | Not Dimmable | Not Dimmable | NO |  | OOOAUB | [25 empty] | 4.4 | 1800 | 150 | 12 | 20 | 0.9 | 4500 | 80 |  |  |  | NO | NO | NO | [8 empty] | 2018-11-21 | NO | NO | NO | [6 empty] | AC | [7 empty] | NO
PHR6UD0C | JIANGXI JINGKE ELECTRONICS CO.,LTD | Beitong | JKT8A-1.2M-12W-1(5000K) | Linear Replacement Lamp | T8 Four-Foot | Replacement Lamps (plug and play) (UL Type A) |  | standard | NO | [10 empty] | 2018-11-21 | Not Dimmable | Not Dimmable | NO |  | OOOAUB | [25 empty] | 4.4 | 1800 | 150 | 12 | 20 | 0.9 | 5000 | 80 |  |  |  | NO | NO | NO | [8 empty] | 2018-11-21 | NO | NO | NO | [6 empty] | AC | [7 empty] | NO
P6PQWDPL | JIANGXI JINGKE ELECTRONICS CO.,LTD | Beitong | JKZNT8-1.2M-12W-1(5000K) | Linear Replacement Lamp | T8 Four-Foot | Dual Mode Internal Driver (UL Type A and Type B) |  | standard | NO | [10 empty] | 2018-11-21 | Not Dimmable | Not Dimmable | NO |  | OOOATY | [25 empty] | 4.4 | 1800 | 150 | 12 | 20 | 0.9 | 5000 | 80 |  |  |  | NO | NO | NO | [8 empty] | 2018-11-21 | NO | NO | NO | [6 empty] | AC | [7 empty] | NO
PAAT4H9C | JIANGXI JINGKE ELECTRONICS CO.,LTD | Beitong | JKZNT8-1.2M-12W-1(3000K) | Linear Replacement Lamp | T8 Four-Foot | Dual Mode Internal Driver (UL Type A and Type B) |  | standard | YES |  | 1714.8 | 130.9 | 13.1 | 8.12 | 0.97 | 2952 | 79.8 | 5 |  | 2018-11-21 | Not Dimmable | Not Dimmable | NO |  | OOOATY | [15 empty] | 82.7 |  | 1.18 | 1.26 | [6 empty] | 4.4 | 1800 | 150 | 12 | 20 | 0.9 | 3000 | 80 |  |  |  | NO | NO | NO | [8 empty] | 2018-11-21 | NO | NO | NO | [6 empty] | AC | [7 empty] | NO
PB9ZAZL8 | JIANGXI JINGKE ELECTRONICS CO.,LTD | Beitong | JKZNT8-1.2M-12W-1(4500K) | Linear Replacement Lamp | T8 Four-Foot | Dual Mode Internal Driver (UL Type A and Type B) |  | standard | NO | [10 empty] | 2018-11-21 | Not Dimmable | Not Dimmable | NO |  | OOOATY | [25 empty] | 4.4 | 1800 | 150 | 12 | 20 | 0.9 | 4500 | 80 |  |  |  | NO | NO | NO | [8 empty] | 2018-11-21 | NO | NO | NO | [6 empty] | AC | [7 empty] | NO
PL8T3228LXPL | CSC LED Corp | CSC LED | CSC-T8-14W-120-GTB-40K | Linear Replacement Lamp | T8 Four-Foot | Dual Mode Internal Driver (UL Type A and Type B) |  | standard | YES |  | 2051 | 153.4 | 13.37 | 21.67 | 0.8939 | 3929 | 82 | 5 | 50000 | 2018-10-23 | Not Dimmable | Not Dimmable | NO |  | EAEFTB | [15 empty] | 84.6 |  | 1.2 | 1.32 | [6 empty] | 4.4 | 2051 | 153.4 | 13.37 | 21.69 | 0.89 | 4000 | 82 |  |  |  | NO | NO | NO | [8 empty] | 2018-11-02 | NO | NO | NO | [6 empty] | AC | [7 empty] | NO
PL3Y4XW8MAD1 | CSC LED Corp | CSC LED | CSC-T8-14W-120-GTB-50K | Linear Replacement Lamp | T8 Four-Foot | Dual Mode Internal Driver (UL Type A and Type B) |  | standard | NO | [10 empty] | 2018-10-23 | Not Dimmable | Not Dimmable | NO |  | EAEFTB | [25 empty] | 4.4 | 2059 | 155.16 | 13.27 | 21.59 | 0.89 | 5000 | 82.7 |  |  |  | NO | NO | NO | [8 empty] | 2018-11-02 | NO | NO | NO | [6 empty] | AC | [7 empty] | NO
P7DYQXZB | Envirotech Lighting |  | ENV-T08PNP-PNP12W-5K | Linear Replacement Lamp | T8 Four-Foot | Replacement Lamps (plug and play) (UL Type A) |  | standard | NO | [10 empty] | 2017-04-19 | Not Dimmable | Not Dimmable | NO |  | EEEEYB | [25 empty] | 4.4 | 1800 | 150 | 12 | 11 | 1 | 5000 | 80 |  |  |  | NO | NO | NO | 2018-05-02 | 4.3 |  | standard |  |  |  |  | 2018-11-02 | NO | NO | NO | [6 empty] | AC | [7 empty] | NO
P3XB8FV2 | Envirotech Lighting |  | ENV-T08PNP-PNP12W-4.5K | Linear Replacement Lamp | T8 Four-Foot | Replacement Lamps (plug and play) (UL Type A) |  | standard | NO | [10 empty] | 2017-04-19 | Not Dimmable | Not Dimmable | NO |  | EEEEYB | [25 empty] | 4.4 | 1800 | 150 | 12 | 11 | 1 | 4500 | 80 |  |  |  | NO | NO | NO | 2018-05-02 | 4.3 |  | standard |  |  |  |  | 2018-11-02 | NO | NO | NO | [6 empty] | AC | [7 empty] | NO
P5WBMQRM | Envirotech Lighting |  | ENV-T08PNP-PNP12W-4K | Linear Replacement Lamp | T8 Four-Foot | Replacement Lamps (plug and play) (UL Type A) |  | standard | YES |  | 2016.2 | 139.76 | 14.43 | 11.04 | 0.9604 | 3885 | 84.6 | 5 | 50000 | 2017-04-19 | Not Dimmable | Not Dimmable | NO |  | EEEEYB | [15 empty] | 88.1 |  | 1.26 | 1.42 | [6 empty] | 4.4 | 1800 | 150 | 12 | 11 | 1 | 4000 | 80 |  |  |  | NO | NO | NO | 2018-05-02 | 4.3 |  | standard |  |  |  |  | 2018-11-02 | NO | NO | NO | [6 empty] | AC | [7 empty] | NO
PETR5AMS | Espen Technology | Espen | L48T8/850/12P-EB | Linear Replacement Lamp | T8 Four-Foot | Replacement Lamps (plug and play) (UL Type A) |  | standard | NO | [10 empty] | 2017-04-26 | Not Dimmable | Not Dimmable | NO |  | DDDJBY | [25 empty] | 4.4 | 1850 | 155 | 12 | 20 | 0.9 | 5000 | 80 |  |  |  | NO | NO | NO | 2018-05-02 | 4.3 |  | standard |  |  |  |  | 2018-11-02 | NO | NO | NO | [6 empty] | AC | [7 empty] | NO
PPPUY3V6 | Espen Technology | Espen | L48T8/850/14P-EB | Linear Replacement Lamp | T8 Four-Foot | Replacement Lamps (plug and play) (UL Type A) |  | standard | NO | [10 empty] | 2017-04-26 | Not Dimmable | Not Dimmable | NO |  | DDDJBZ | [25 empty] | 4.4 | 2150 | 155 | 14 | 20 | 0.9 | 5000 | 80 |  |  |  | NO | NO | NO | 2018-05-02 | 4.3 |  | standard |  |  |  |  | 2018-11-02 | NO | NO | NO | [6 empty] | AC | [7 empty] | NO
PRAVYD32 | Espen Technology | Espen | L48T8/850/17P-EB | Linear Replacement Lamp | T8 Four-Foot | Replacement Lamps (plug and play) (UL Type A) |  | standard | NO | [10 empty] | 2017-04-26 | Not Dimmable | Not Dimmable | NO |  | DDDJCA | [25 empty] | 4.4 | 2590 | 152 | 17 | 20 | 0.9 | 5000 | 80 |  |  |  | NO | NO | NO | 2018-05-02 | 4.3 |  | standard |  |  |  |  | 2018-11-02 | NO | NO | NO | [6 empty] | AC | [7 empty] | NO
PMQ2UFW2 | Longhorn Intelligent Tech Co., Ltd | Longhorn | LH-L8N1806Q03 | Linear Replacement Lamp | T8 Four-Foot | Replacement Lamps (plug and play) (UL Type A) |  | standard | YES |  | 2191 | 135.92 | 16.12 | 8.48 | 0.9692 | 3947 | 82.1 | 5 |  | 2018-10-02 | Dimmable | Continuous Above 10 | NO |  | IIIMNX | [15 empty] | 87.4 |  | 1.22 | 1.46 | [6 empty] | 4.4 | 2200 | 141.94 | 15.5 | 20 | 0.9 | 4000 | 80 |  |  |  | NO | NO | NO | [8 empty] | 2018-11-02 | NO | NO | NO | [6 empty] | AC | [7 empty] | NO
PJ3F1QDV | Longhorn Intelligent Tech Co., Ltd | Longhorn | LH-L8R1806Q03 | Linear Replacement Lamp | T8 Four-Foot | Replacement Lamps (plug and play) (UL Type A) |  | standard | NO | [10 empty] | 2018-10-02 | Dimmable | Continuous Above 10 | NO |  | IIIMNX | [25 empty] | 4.4 | 2200 | 141.94 | 15.5 | 20 | 0.9 | 5000 | 80 |  |  |  | NO | NO | NO | [8 empty] | 2018-11-02 | NO | NO | NO | [6 empty] | AC | [7 empty] | NO
PBO2KL24 | ARKSMART INC | ARKSMART | ARK/UE/9K (3500K) | Linear Replacement Lamp | T8 Four-Foot | Dual Mode Internal Driver (UL Type A and Type B) |  | standard | NO | [10 empty] | 2018-09-21 | Not Dimmable | Not Dimmable | NO |  | PPPSNC | [25 empty] | 4.4 | 1670 | 144.59 | 11.55 | 17.51 | 0.9391 | 3500 | 81.8 |  |  |  | NO | NO | NO | [8 empty] | 2018-11-02 | NO | NO | NO | [6 empty] | AC | [7 empty] | NO
PTGIASNF | ARKSMART INC | ARKSMART | ARK/UE/9K (5000K) | Linear Replacement Lamp | T8 Four-Foot | Dual Mode Internal Driver (UL Type A and Type B) |  | standard | NO | [10 empty] | 2018-09-21 | Not Dimmable | Not Dimmable | NO |  | PPPSNC | [25 empty] | 4.4 | 1812.7 | 153.1 | 11.84 | 17.51 | 0.9391 | 5000 | 81.4 |  |  |  | NO | NO | NO | [8 empty] | 2018-11-02 | NO | NO | NO | [6 empty] | AC | [7 empty] | NO
PQQ8ZLYV | ARKSMART INC | ARKSMART | ARK/UE/9K (4000K) | Linear Replacement Lamp | T8 Four-Foot | Dual Mode Internal Driver (UL Type A and Type B) |  | standard | NO | [10 empty] | 2018-09-21 | Not Dimmable | Not Dimmable | NO |  | PPPSNC | [25 empty] | 4.4 | 1670 | 144.59 | 11.55 | 17.51 | 0.9391 | 4000 | 81.8 |  |  |  | NO | NO | NO | [8 empty] | 2018-11-02 | NO | NO | NO | [6 empty] | AC | [7 empty] | NO
PKK014D7 | ARKSMART INC | ARKSMART | ARK/UE/9K (4500K) | Linear Replacement Lamp | T8 Four-Foot | Dual Mode Internal Driver (UL Type A and Type B) |  | standard | NO | [10 empty] | 2018-09-21 | Not Dimmable | Not Dimmable | NO |  | PPPSNC | [25 empty] | 4.4 | 1670 | 144.59 | 11.55 | 17.51 | 0.9391 | 4500 | 81.8 |  |  |  | NO | NO | NO | [8 empty] | 2018-11-02 | NO | NO | NO | [6 empty] | AC | [7 empty] | NO
PKZT306Y | ARKSMART INC | ARKSMART | ARK/UE/9K (3000K) | Linear Replacement Lamp | T8 Four-Foot | Dual Mode Internal Driver (UL Type A and Type B) |  | standard | YES |  | 1670 | 144.59 | 11.55 | 23.75 | 0.902 | 2968 | 81.8 | 5 | 50000 | 2018-09-21 | Not Dimmable | Not Dimmable | NO |  | PPPSNC | [15 empty] | 78.6 |  | 1.14 | 1.26 | [6 empty] | 4.4 | 1670 | 144.59 | 11.55 | 17.51 | 0.9391 | 3000 | 81.8 |  |  |  | NO | NO | NO | [8 empty] | 2018-11-02 | NO | NO | NO | [6 empty] | AC | [7 empty] | NO
PCQT3K5I | ARKSMART INC | ARKSMART | ARK/UA/9K (5000K) | Linear Replacement Lamp | T8 Four-Foot | Replacement Lamps (plug and play) (UL Type A) |  | standard | NO | [10 empty] | 2018-09-19 | Not Dimmable | Not Dimmable | NO |  | PPPSMX | [25 empty] | 4.4 | 1799.4 | 154.19 | 11.67 | 17.36 | 0.9392 | 5000 | 81.3 |  |  |  | NO | NO | NO | [8 empty] | 2018-11-02 | NO | NO | NO | [6 empty] | AC | [7 empty] | NO
PNLDC7DX | ARKSMART INC | ARKSMART | ARK/UA/9K (4000K) | Linear Replacement Lamp | T8 Four-Foot | Replacement Lamps (plug and play) (UL Type A) |  | standard | NO | [10 empty] | 2018-09-19 | Not Dimmable | Not Dimmable | NO |  | PPPSMX | [25 empty] | 4.4 | 1688.6 | 146.33 | 11.54 | 17.36 | 0.9392 | 4000 | 81.8 |  |  |  | NO | NO | NO | [8 empty] | 2018-11-02 | NO | NO | NO | [6 empty] | AC | [7 empty] | NO
PX40RKER | ARKSMART INC | ARKSMART | ARK/UA/9K (3000K) | Linear Replacement Lamp | T8 Four-Foot | Replacement Lamps (plug and play) (UL Type A) |  | standard | YES |  | 1688.6 | 146.33 | 11.54 | 17.36 | 0.9392 | 2970 | 81.8 | 5 | 50000 | 2018-09-19 | Not Dimmable | Not Dimmable | NO |  | PPPSMX | [15 empty] | 78.9 |  | 1.16 | 1.24 | [6 empty] | 4.4 | 1688.6 | 146.33 | 11.54 | 17.36 | 0.9392 | 3000 | 81.8 |  |  |  | NO | NO | NO | [8 empty] | 2018-11-02 | NO | NO | NO | [6 empty] | AC | [7 empty] | NO
PCH34LXV | ARKSMART INC | ARKSMART | ARK/UA/9K (3500K) | Linear Replacement Lamp | T8 Four-Foot | Replacement Lamps (plug and play) (UL Type A) |  | standard | NO | [10 empty] | 2018-09-19 | Not Dimmable | Not Dimmable | NO |  | PPPSMX | [25 empty] | 4.4 | 1688.6 | 146.33 | 11.54 | 17.36 | 0.9392 | 3500 | 81.8 |  |  |  | NO | NO | NO | [8 empty] | 2018-11-02 | NO | NO | NO | [6 empty] | AC | [7 empty] | NO
PWJTD1FV | ARKSMART INC | ARKSMART | ARK/UA/9K (4500K) | Linear Replacement Lamp | T8 Four-Foot | Replacement Lamps (plug and play) (UL Type A) |  | standard | NO | [10 empty] | 2018-09-19 | Not Dimmable | Not Dimmable | NO |  | PPPSMX | [25 empty] | 4.4 | 1688.6 | 146.33 | 11.54 | 17.36 | 0.9392 | 4500 | 81.8 |  |  |  | NO | NO | NO | [8 empty] | 2018-11-02 | NO | NO | NO | [6 empty] | AC | [7 empty] | NO
PZ6ZMBL1 | EDI ELECTRONICS LIMITED | EDI | EDI-APT8-4F15-AB(5000K) | Linear Replacement Lamp | T8 Four-Foot | Dual Mode Internal Driver (UL Type A and Type B) |  | standard | NO | [10 empty] | 2018-09-18 | Not Dimmable | Not Dimmable | NO |  | CCCGAR | [25 empty] | 4.4 | 2162.86 | 142.2 | 15.21 | 14.8 | 0.902 | 4973 | 81.6 |  |  |  | NO | NO | NO | [8 empty] | 2018-11-02 | NO | NO | NO | [6 empty] | AC | [7 empty] | NO
PZG6SGTF | EDI ELECTRONICS LIMITED | EDI | EDI-APT8-4F15-AB(4000K) | Linear Replacement Lamp | T8 Four-Foot | Dual Mode Internal Driver (UL Type A and Type B) |  | standard | NO | [10 empty] | 2018-09-18 | Not Dimmable | Not Dimmable | NO |  | CCCGAR | [25 empty] | 4.4 | 2129.75 | 140.3 | 15.18 | 14.8 | 0.902 | 3920 | 82.3 |  |  |  | NO | NO | NO | [8 empty] | 2018-11-02 | NO | NO | NO | [6 empty] | AC | [7 empty] | NO
PZ1JTRXW | EDI ELECTRONICS LIMITED | EDI | EDI-APT8-4F15-AB(4500K) | Linear Replacement Lamp | T8 Four-Foot | Dual Mode Internal Driver (UL Type A and Type B) |  | standard | NO | [10 empty] | 2018-09-18 | Not Dimmable | Not Dimmable | NO |  | CCCGAR | [25 empty] | 4.4 | 2129.75 | 140.3 | 15.18 | 14.8 | 0.902 | 4500 | 82.3 |  |  |  | NO | NO | NO | [8 empty] | 2018-11-02 | NO | NO | NO | [6 empty] | AC | [7 empty] | NO
PACASTWU | Espen Technology | Espen | L48T8/830/12P-EB | Linear Replacement Lamp | T8 Four-Foot | Replacement Lamps (plug and play) (UL Type A) |  | standard | YES |  | 1798 | 130.2 | 13.81 | 8.82 | 0.971 | 3046 | 82.7 | 5 | 50000 | 2017-04-26 | Not Dimmable | Not Dimmable | NO |  | DDDJBY | [15 empty] | 85.1 |  | 1.3 | 1.18 | [6 empty] | 4.4 | 1850 | 155 | 12 | 20 | 0.9 | 3000 | 80 |  |  |  | NO | NO | NO | 2018-05-02 | 4.3 |  | standard |  |  |  |  | 2018-11-02 | NO | NO | NO | [6 empty] | AC | [7 empty] | NO
PUUXSKCV | Espen Technology | Espen | L48T8/830/17P-EB | Linear Replacement Lamp | T8 Four-Foot | Replacement Lamps (plug and play) (UL Type A) |  | standard | YES |  | 2419 | 134.02 | 18.05 | 8.939 | 0.972 | 3060 | 82.8 | 5 | 50000 | 2017-04-26 | Not Dimmable | Not Dimmable | NO |  | DDDJCA | [15 empty] | 84.8 |  | 1.24 | 1.18 | [6 empty] | 4.4 | 2590 | 152 | 17 | 20 | 0.9 | 3000 | 80 |  |  |  | NO | NO | NO | 2018-05-02 | 4.3 |  | standard |  |  |  |  | 2018-11-02 | NO | NO | NO | [6 empty] | AC | [7 empty] | NO
PL39LQNSO1U6 | Etherium lighting.LLC | Etherium Lighting | ETH-T8-4F-18(4500K) | Linear Replacement Lamp | T8 Four-Foot | Dual Mode Internal Driver (UL Type A and Type B) |  | standard | NO | [10 empty] | 2018-09-12 | Not Dimmable | Not Dimmable | NO |  | HAHIVD | [25 empty] | 4.4 | 2790 | 155 | 18 | 15 | 0.9 | 4500 | 80 |  |  |  | NO | NO | NO | [8 empty] | 2018-11-02 | NO | NO | NO | [6 empty] | AC | [7 empty] | NO
PLLIG08LRRNQ | Etherium lighting.LLC | Etherium Lighting | ETH-T8-4F-12(3500K) | Linear Replacement Lamp | T8 Four-Foot | Dual Mode Internal Driver (UL Type A and Type B) |  | standard | NO | [10 empty] | 2018-09-12 | Not Dimmable | Not Dimmable | NO |  | HAHIVB | [25 empty] | 4.4 | 1860 | 155 | 12 | 15 | 0.9 | 3500 | 80 |  |  |  | NO | NO | NO | [8 empty] | 2018-11-02 | NO | NO | NO | [6 empty] | AC | [7 empty] | NO
PLVH8IOK8LEB | Etherium lighting.LLC | Etherium Lighting | ETH-T8-4F-15(4000K) | Linear Replacement Lamp | T8 Four-Foot | Dual Mode Internal Driver (UL Type A and Type B) |  | standard | NO | [10 empty] | 2018-09-12 | Not Dimmable | Not Dimmable | NO |  | HAHIVC | [25 empty] | 4.4 | 2325 | 155 | 15 | 15 | 0.9 | 4000 | 80 |  |  |  | NO | NO | NO | [8 empty] | 2018-11-02 | NO | NO | NO | [6 empty] | AC | [7 empty] | NO
P09ZNHPN | EDI ELECTRONICS LIMITED | EDI | EDI-APT8-4F16-AB(5000K) | Linear Replacement Lamp | T8 Four-Foot | Dual Mode Internal Driver (UL Type A and Type B) |  | standard | NO | [10 empty] | 2018-09-12 | Not Dimmable | Not Dimmable | NO |  | HHHCZE | [25 empty] | 4.4 | 2673.93 | 147 | 18.13 | 13.6 | 0.917 | 5094 | 82.3 |  |  |  | NO | NO | NO | [8 empty] | 2018-11-02 | NO | NO | NO | [6 empty] | AC | [7 empty] | NO
PBGPSUY1 | EDI ELECTRONICS LIMITED | EDI | EDI-APT8-4F14-AB(4000K) | Linear Replacement Lamp | T8 Four-Foot | Dual Mode Internal Driver (UL Type A and Type B) |  | standard | NO | [10 empty] | 2018-09-12 | Not Dimmable | Not Dimmable | NO |  | HHHCZF | [25 empty] | 4.4 | 2031.94 | 143.6 | 14.15 | 12.1 | 0.911 | 3915 | 82.4 |  |  |  | NO | NO | NO | [8 empty] | 2018-11-02 | NO | NO | NO | [6 empty] | AC | [7 empty] | NO
PL3BDTSKY531 | Etherium lighting.LLC | Etherium Lighting | ETH-T8-4F-12(4000K) | Linear Replacement Lamp | T8 Four-Foot | Dual Mode Internal Driver (UL Type A and Type B) |  | standard | NO | [10 empty] | 2018-09-12 | Not Dimmable | Not Dimmable | NO |  | HAHIVB | [25 empty] | 4.4 | 1860 | 155 | 12 | 15 | 0.9 | 4000 | 80 |  |  |  | NO | NO | NO | [8 empty] | 2018-11-02 | NO | NO | NO | [6 empty] | AC | [7 empty] | NO
PLV8M51WQ6YS | Etherium lighting.LLC | Etherium Lighting | ETH-T8-4F-18(5000K) | Linear Replacement Lamp | T8 Four-Foot | Dual Mode Internal Driver (UL Type A and Type B) |  | standard | NO | [10 empty] | 2018-09-12 | Not Dimmable | Not Dimmable | NO |  | HAHIVD | [25 empty] | 4.4 | 2790 | 155 | 18 | 15 | 0.9 | 5000 | 80 |  |  |  | NO | NO | NO | [8 empty] | 2018-11-02 | NO | NO | NO | [6 empty] | AC | [7 empty] | NO
PLZPFE7FUFIZ | Etherium lighting.LLC | Etherium Lighting | ETH-T8-4F-15(3000K) | Linear Replacement Lamp | T8 Four-Foot | Dual Mode Internal Driver (UL Type A and Type B) |  | standard | YES |  | 2322.6 | 150.72 | 15.41 | 14.06 | 0.918 | 2988 | 81.9 | 5 | 50000 | 2018-09-12 | Not Dimmable | Not Dimmable | NO |  | HAHIVC | [15 empty] | 88.5 |  | 1.18 | 1.28 | [6 empty] | 4.4 | 2325 | 155 | 15 | 15 | 0.9 | 3000 | 80 |  |  |  | NO | NO | NO | [8 empty] | 2018-11-02 | NO | NO | NO | [6 empty] | AC | [7 empty] | NO
PLVEM7J30ZWH | Etherium lighting.LLC | Etherium Lighting | ETH-T8-4F-15(3500K) | Linear Replacement Lamp | T8 Four-Foot | Dual Mode Internal Driver (UL Type A and Type B) |  | standard | NO | [10 empty] | 2018-09-12 | Not Dimmable | Not Dimmable | NO |  | HAHIVC | [25 empty] | 4.4 | 2325 | 155 | 15 | 15 | 0.9 | 3500 | 80 |  |  |  | NO | NO | NO | [8 empty] | 2018-11-02 | NO | NO | NO | [6 empty] | AC | [7 empty] | NO
P7QQ613G | EDI ELECTRONICS LIMITED | EDI | EDI-APT8-4F14-AB(4500K) | Linear Replacement Lamp | T8 Four-Foot | Dual Mode Internal Driver (UL Type A and Type B) |  | standard | NO | [10 empty] | 2018-09-12 | Not Dimmable | Not Dimmable | NO |  | HHHCZF | [25 empty] | 4.4 | 2031.94 | 143.6 | 14.15 | 12.1 | 0.911 | 4500 | 82.4 |  |  |  | NO | NO | NO | [8 empty] | 2018-11-02 | NO | NO | NO | [6 empty] | AC | [7 empty] | NO
PG5SUVTY | EDI ELECTRONICS LIMITED | EDI | EDI-APT8-4F14-AB(5000K) | Linear Replacement Lamp | T8 Four-Foot | Dual Mode Internal Driver (UL Type A and Type B) |  | standard | NO | [10 empty] | 2018-09-12 | Not Dimmable | Not Dimmable | NO |  | HHHCZF | [25 empty] | 4.4 | 2085.65 | 147.5 | 14.14 | 12.1 | 0.911 | 5098 | 83.1 |  |  |  | NO | NO | NO | [8 empty] | 2018-11-02 | NO | NO | NO | [6 empty] | AC | [7 empty] | NO
PLLZ6CQG4G3H | Etherium lighting.LLC | Etherium Lighting | ETH-T8-4F-12(4500K) | Linear Replacement Lamp | T8 Four-Foot | Dual Mode Internal Driver (UL Type A and Type B) |  | standard | NO | [10 empty] | 2018-09-12 | Not Dimmable | Not Dimmable | NO |  | HAHIVB | [25 empty] | 4.4 | 1860 | 155 | 12 | 15 | 0.9 | 4500 | 80 |  |  |  | NO | NO | NO | [8 empty] | 2018-11-02 | NO | NO | NO | [6 empty] | AC | [7 empty] | NO
PL5QUNITURBR | Etherium lighting.LLC | Etherium Lighting | ETH-T8-4F-12(5000K) | Linear Replacement Lamp | T8 Four-Foot | Dual Mode Internal Driver (UL Type A and Type B) |  | standard | NO | [10 empty] | 2018-09-12 | Not Dimmable | Not Dimmable | NO |  | HAHIVB | [25 empty] | 4.4 | 1860 | 155 | 12 | 15 | 0.9 | 5000 | 80 |  |  |  | NO | NO | NO | [8 empty] | 2018-11-02 | NO | NO | NO | [6 empty] | AC | [7 empty] | NO
PLFV3XA2Z8PK | Etherium lighting.LLC | Etherium Lighting | ETH-T8-4F-15(4500K) | Linear Replacement Lamp | T8 Four-Foot | Dual Mode Internal Driver (UL Type A and Type B) |  | standard | NO | [10 empty] | 2018-09-12 | Not Dimmable | Not Dimmable | NO |  | HAHIVC | [25 empty] | 4.4 | 2325 | 155 | 15 | 15 | 0.9 | 4500 | 80 |  |  |  | NO | NO | NO | [8 empty] | 2018-11-02 | NO | NO | NO | [6 empty] | AC | [7 empty] | NO
PL3J05ONJ09S | Etherium lighting.LLC | Etherium Lighting | ETH-T8-4F-15(5000K) | Linear Replacement Lamp | T8 Four-Foot | Dual Mode Internal Driver (UL Type A and Type B) |  | standard | NO | [10 empty] | 2018-09-12 | Not Dimmable | Not Dimmable | NO |  | HAHIVC | [25 empty] | 4.4 | 2325 | 155 | 15 | 15 | 0.9 | 5000 | 80 |  |  |  | NO | NO | NO | [8 empty] | 2018-11-02 | NO | NO | NO | [6 empty] | AC | [7 empty] | NO
PLKNP1RDXLUZ | Etherium lighting.LLC | Etherium Lighting | ETH-T8-4F-18(3500K) | Linear Replacement Lamp | T8 Four-Foot | Dual Mode Internal Driver (UL Type A and Type B) |  | standard | NO | [10 empty] | 2018-09-12 | Not Dimmable | Not Dimmable | NO |  | HAHIVD | [25 empty] | 4.4 | 2790 | 155 | 18 | 15 | 0.9 | 3500 | 80 |  |  |  | NO | NO | NO | [8 empty] | 2018-11-02 | NO | NO | NO | [6 empty] | AC | [7 empty] | NO
PLNJD3VCR2XH | Etherium lighting.LLC | Etherium Lighting | ETH-T8-4F-18(4000K) | Linear Replacement Lamp | T8 Four-Foot | Dual Mode Internal Driver (UL Type A and Type B) |  | standard | NO | [10 empty] | 2018-09-12 | Not Dimmable | Not Dimmable | NO |  | HAHIVD | [25 empty] | 4.4 | 2790 | 155 | 18 | 15 | 0.9 | 4000 | 80 |  |  |  | NO | NO | NO | [8 empty] | 2018-11-02 | NO | NO | NO | [6 empty] | AC | [7 empty] | NO
PLCNGP4K4WE1 | Etherium lighting.LLC | Etherium Lighting | ETH-T8-4F-18(3000K) | Linear Replacement Lamp | T8 Four-Foot | Dual Mode Internal Driver (UL Type A and Type B) |  | standard | YES |  | 2774.6 | 150.96 | 18.38 | 14.24 | 0.912 | 2952 | 81.9 | 5 | 50000 | 2018-09-12 | Not Dimmable | Not Dimmable | NO |  | HAHIVD | [15 empty] | 88.5 |  | 1.18 | 1.26 | [6 empty] | 4.4 | 2790 | 155 | 18 | 15 | 0.9 | 3000 | 80 |  |  |  | NO | NO | NO | [8 empty] | 2018-11-02 | NO | NO | NO | [6 empty] | AC | [7 empty] | NO
PL76CXW65FTM | Etherium lighting.LLC | Etherium Lighting | ETH-T8-4F-12(3000K) | Linear Replacement Lamp | T8 Four-Foot | Dual Mode Internal Driver (UL Type A and Type B) |  | standard | YES |  | 1874.8 | 151.19 | 12.4 | 13.29 | 0.913 | 3001 | 82.1 | 5 | 50000 | 2018-09-12 | Not Dimmable | Not Dimmable | NO |  | HAHIVB | [25 empty] | 4.4 | 1860 | 155 | 12 | 15 | 0.9 | 3000 | 80 |  |  |  | NO | NO | NO | [8 empty] | 2018-11-02 | NO | NO | NO | [6 empty] | AC | [7 empty] | NO
P9ZR14EX | EDI ELECTRONICS LIMITED | EDI | EDI-APT8-4F16-AB(4000K) | Linear Replacement Lamp | T8 Four-Foot | Dual Mode Internal Driver (UL Type A and Type B) |  | standard | NO | [10 empty] | 2018-09-12 | Not Dimmable | Not Dimmable | NO |  | HHHCZE | [25 empty] | 4.4 | 2590.01 | 142.7 | 18.13 | 13.6 | 0.917 | 3909 | 82.3 |  |  |  | NO | NO | NO | [8 empty] | 2018-11-02 | NO | NO | NO | [6 empty] | AC | [7 empty] | NO
PUUCPSOW | EDI ELECTRONICS LIMITED | EDI | EDI-APT8-4F16-AB(4500K) | Linear Replacement Lamp | T8 Four-Foot | Dual Mode Internal Driver (UL Type A and Type B) |  | standard | NO | [10 empty] | 2018-09-12 | Not Dimmable | Not Dimmable | NO |  | HHHCZE | [25 empty] | 4.4 | 2590.01 | 142.7 | 18.13 | 13.6 | 0.917 | 4500 | 82.3 |  |  |  | NO | NO | NO | [8 empty] | 2018-11-02 | NO | NO | NO | [6 empty] | AC | [7 empty] | NO
PSADTIAZ | DONG GUAN WALSTAR OPTOELECTRONICS TECHNOLOGY CO., LTD | WALSTAR | WL-T8A-22W1200 DIAB-30-H1 | Linear Replacement Lamp | T8 Four-Foot | Dual Mode Internal Driver (UL Type A and Type B) |  | standard | YES |  | 3334 | 147.39 | 22.62 | 21.4 | 0.94 | 3032 | 81.4 | 5 | 50000 | 2018-09-06 | Not Dimmable | Not Dimmable | NO |  | RRRUWX | [15 empty] | 89.5 |  | 1.16 | 1.34 | [6 empty] | 4.4 | 3361 | 147.87 | 22.73 | 15 | 0.9 | 3000 | 81.4 |  |  |  | NO | NO | NO | [8 empty] | 2018-11-02 | NO | NO | NO | [6 empty] | AC | [7 empty] | NO
PP2KXK9K | DONG GUAN WALSTAR OPTOELECTRONICS TECHNOLOGY CO., LTD | WALSTAR | WL-T8A-15W1200 DIAB-35-H1 | Linear Replacement Lamp | T8 Four-Foot | Dual Mode Internal Driver (UL Type A and Type B) |  | standard | NO | [10 empty] | 2018-09-06 | Not Dimmable | Not Dimmable | NO |  | RRRUWW | [25 empty] | 4.4 | 2626 | 150.06 | 17.5 | 15 | 0.9 | 3500 | 81.3 |  |  |  | NO | NO | NO | [8 empty] | 2018-11-02 | NO | NO | NO | [6 empty] | AC | [7 empty] | NO
PEC1QEDA | DONG GUAN WALSTAR OPTOELECTRONICS TECHNOLOGY CO., LTD | WALSTAR | WL-T8A-15W1200 DIAB-40-H1 | Linear Replacement Lamp | T8 Four-Foot | Dual Mode Internal Driver (UL Type A and Type B) |  | standard | NO | [10 empty] | 2018-09-06 | Not Dimmable | Not Dimmable | NO |  | RRRUWW | [25 empty] | 4.4 | 2660 | 152 | 17.5 | 15 | 0.9 | 4000 | 81.3 |  |  |  | NO | NO | NO | [8 empty] | 2018-11-02 | NO | NO | NO | [6 empty] | AC | [7 empty] | NO
PTM21WUN | Emium Lighting LLC | Emium Lighting | EL-WS-T8A-18W1200 DIAB-30 | Linear Replacement Lamp | T8 Four-Foot | Dual Mode Internal Driver (UL Type A and Type B) |  | standard | YES |  | 2501 | 140.12 | 17.85 | 24.08 | 0.9141 | 2888 | 82.6 | 5 | 50000 | 2018-09-06 | Not Dimmable | Not Dimmable | NO |  | XXXCOE | [15 empty] | 90.5 |  | 1.18 | 1.34 | [6 empty] | 4.4 | 2490 | 140.37 | 17.74 | 24.08 | 0.91 | 3000 | 82.6 |  |  |  | NO | NO | NO | [8 empty] | 2018-11-02 | NO | NO | NO | [6 empty] | AC | [7 empty] | NO
PMVRZDMC | DONG GUAN WALSTAR OPTOELECTRONICS TECHNOLOGY CO., LTD | WALSTAR | WL-T8A-12W1200 DIAB-30-H1 | Linear Replacement Lamp | T8 Four-Foot | Dual Mode Internal Driver (UL Type A and Type B) |  | standard | YES |  | 2149 | 147.09 | 14.61 | 24.31 | 0.917 | 3016 | 81.4 | 5 | 50000 | 2018-09-06 | Not Dimmable | Not Dimmable | NO |  | RRRUWU | [15 empty] | 89.6 |  | 1.18 | 1.36 | [6 empty] | 4.4 | 2154 | 147.23 | 14.63 | 15 | 0.9 | 3000 | 81.4 |  |  |  | NO | NO | NO | [8 empty] | 2018-11-02 | NO | NO | NO | [6 empty] | AC | [7 empty] | NO
PCKRME9I | DONG GUAN WALSTAR OPTOELECTRONICS TECHNOLOGY CO., LTD | WALSTAR | WL-T8A-10W1200 DIAB-35-H1 | Linear Replacement Lamp | T8 Four-Foot | Dual Mode Internal Driver (UL Type A and Type B) |  | standard | NO | [10 empty] | 2018-09-06 | Not Dimmable | Not Dimmable | NO |  | RRRUWV | [25 empty] | 4.4 | 1948 | 151.01 | 12.9 | 15 | 0.9 | 3500 | 81.5 |  |  |  | NO | NO | NO | [8 empty] | 2018-11-02 | NO | NO | NO | [6 empty] | AC | [7 empty] | NO
PXEFRVHK | DONG GUAN WALSTAR OPTOELECTRONICS TECHNOLOGY CO., LTD | WALSTAR | WL-T8A-18W1200 DIAB-35-H1 | Linear Replacement Lamp | T8 Four-Foot | Dual Mode Internal Driver (UL Type A and Type B) |  | standard | NO | [10 empty] | 2018-09-06 | Not Dimmable | Not Dimmable | NO |  | RRRUWT | [25 empty] | 4.4 | 3107 | 150.46 | 20.65 | 15 | 0.9 | 3500 | 81.4 |  |  |  | NO | NO | NO | [8 empty] | 2018-11-02 | NO | NO | NO | [6 empty] | AC | [7 empty] | NO
PBEZGI8P | DONG GUAN WALSTAR OPTOELECTRONICS TECHNOLOGY CO., LTD | WALSTAR | WL-T8A-18W1200 DIAB-45-H1 | Linear Replacement Lamp | T8 Four-Foot | Dual Mode Internal Driver (UL Type A and Type B) |  | standard | NO | [10 empty] | 2018-09-06 | Not Dimmable | Not Dimmable | NO |  | RRRUWT | [25 empty] | 4.4 | 3159 | 152.98 | 20.65 | 15 | 0.9 | 4500 | 81.4 |  |  |  | NO | NO | NO | [8 empty] | 2018-11-02 | NO | NO | NO | [6 empty] | AC | [7 empty] | NO
PIBK7M1G | DONG GUAN WALSTAR OPTOELECTRONICS TECHNOLOGY CO., LTD | WALSTAR | WL-T8A-15W1200 DIAB-30-H1 | Linear Replacement Lamp | T8 Four-Foot | Dual Mode Internal Driver (UL Type A and Type B) |  | standard | YES |  | 2549 | 147.09 | 17.33 | 23.02 | 0.9452 | 3040 | 81.3 | 5 | 50000 | 2018-09-06 | Not Dimmable | Not Dimmable | NO |  | RRRUWW | [15 empty] | 89.7 |  | 1.18 | 1.34 | [6 empty] | 4.4 | 2592 | 148.28 | 17.48 | 15 | 0.9 | 3000 | 81.3 |  |  |  | NO | NO | NO | [8 empty] | 2018-11-02 | NO | NO | NO | [6 empty] | AC | [7 empty] | NO
POOKK1I7 | Emium Lighting LLC | Emium Lighting | EL-WS-T8A-18W1200 DIAB-35 | Linear Replacement Lamp | T8 Four-Foot | Dual Mode Internal Driver (UL Type A and Type B) |  | standard | NO | [10 empty] | 2018-09-06 | Not Dimmable | Not Dimmable | NO |  | XXXCOE | [25 empty] | 4.4 | 2510 | 141.01 | 17.8 | 24.08 | 0.91 | 3500 | 82.6 |  |  |  | NO | NO | NO | [8 empty] | 2018-11-02 | NO | NO | NO | [6 empty] | AC | [7 empty] | NO
PUF4L5H4 | DONG GUAN WALSTAR OPTOELECTRONICS TECHNOLOGY CO., LTD | WALSTAR | WL-T8A-18W1200 DIAB-40-H1 | Linear Replacement Lamp | T8 Four-Foot | Dual Mode Internal Driver (UL Type A and Type B) |  | standard | NO | [10 empty] | 2018-09-06 | Not Dimmable | Not Dimmable | NO |  | RRRUWT | [25 empty] | 4.4 | 3133 | 151.72 | 20.65 | 15 | 0.9 | 4000 | 81.4 |  |  |  | NO | NO | NO | [8 empty] | 2018-11-02 | NO | NO | NO | [6 empty] | AC | [7 empty] | NO
P52NH5ZX | DONG GUAN WALSTAR OPTOELECTRONICS TECHNOLOGY CO., LTD | WALSTAR | WL-T8A-22W1200 DIAB-50-H1 | Linear Replacement Lamp | T8 Four-Foot | Dual Mode Internal Driver (UL Type A and Type B) |  | standard | NO | [10 empty] | 2018-09-06 | Not Dimmable | Not Dimmable | NO |  | RRRUWX | [25 empty] | 4.4 | 3558 | 157.29 | 22.62 | 15 | 0.9 | 5000 | 84 |  |  |  | NO | NO | NO | [8 empty] | 2018-11-02 | NO | NO | NO | [6 empty] | AC | [7 empty] | NO
PM5XI9DD | DONG GUAN WALSTAR OPTOELECTRONICS TECHNOLOGY CO., LTD | WALSTAR | WL-T8A-12W1200 DIAB-35-H1 | Linear Replacement Lamp | T8 Four-Foot | Dual Mode Internal Driver (UL Type A and Type B) |  | standard | NO | [10 empty] | 2018-09-06 | Not Dimmable | Not Dimmable | NO |  | RRRUWU | [25 empty] | 4.4 | 2189 | 149.32 | 14.66 | 15 | 0.9 | 3500 | 81.4 |  |  |  | NO | NO | NO | [8 empty] | 2018-11-02 | NO | NO | NO | [6 empty] | AC | [7 empty] | NO
PQ4FSSYZ | DONG GUAN WALSTAR OPTOELECTRONICS TECHNOLOGY CO., LTD | WALSTAR | WL-T8A-18W1200 DIAB-50-H1 | Linear Replacement Lamp | T8 Four-Foot | Dual Mode Internal Driver (UL Type A and Type B) |  | standard | NO | [10 empty] | 2018-09-06 | Not Dimmable | Not Dimmable | NO |  | RRRUWT | [25 empty] | 4.4 | 3185 | 155.29 | 20.51 | 15 | 0.9 | 5000 | 84.1 |  |  |  | NO | NO | NO | [8 empty] | 2018-11-02 | NO | NO | NO | [6 empty] | AC | [7 empty] | NO
P925SGL6 | DONG GUAN WALSTAR OPTOELECTRONICS TECHNOLOGY CO., LTD | WALSTAR | WL-T8A-18W1200 DIAB-30-H1 | Linear Replacement Lamp | T8 Four-Foot | Dual Mode Internal Driver (UL Type A and Type B) |  | standard | YES |  | 2955 | 145.14 | 20.36 | 16.79 | 0.9469 | 3009 | 81.4 | 5 | 50000 | 2018-09-06 | Not Dimmable | Not Dimmable | NO |  | RRRUWT | [15 empty] | 89.5 |  | 1.18 | 1.34 | [6 empty] | 4.4 | 3081 | 148.2 | 20.79 | 15 | 0.9 | 3000 | 81.4 |  |  |  | NO | NO | NO | [8 empty] | 2018-11-02 | NO | NO | NO | [6 empty] | AC | [7 empty] | NO
PEM2FX9X | Emium Lighting LLC | Emium Lighting | EL-WS-T8A-18W1200 DIAB-40 | Linear Replacement Lamp | T8 Four-Foot | Dual Mode Internal Driver (UL Type A and Type B) |  | standard | NO | [10 empty] | 2018-09-06 | Not Dimmable | Not Dimmable | NO |  | XXXCOE | [25 empty] | 4.4 | 2530 | 142.13 | 17.8 | 24.08 | 0.91 | 4000 | 82.6 |  |  |  | NO | NO | NO | [8 empty] | 2018-11-02 | NO | NO | NO | [6 empty] | AC | [7 empty] | NO
PCQEQHG3 | Emium Lighting LLC | Emium Lighting | EL-WS-T8A-18W1200 DIAB-45 | Linear Replacement Lamp | T8 Four-Foot | Dual Mode Internal Driver (UL Type A and Type B) |  | standard | NO | [10 empty] | 2018-09-06 | Not Dimmable | Not Dimmable | NO |  | XXXCOE | [25 empty] | 4.4 | 2550 | 143.26 | 17.8 | 24.08 | 0.91 | 4500 | 82.6 |  |  |  | NO | NO | NO | [8 empty] | 2018-11-02 | NO | NO | NO | [6 empty] | AC | [7 empty] | NO
PU9DMSG8 | DONG GUAN WALSTAR OPTOELECTRONICS TECHNOLOGY CO., LTD | WALSTAR | WL-T8A-10W1200 DIAB-40-H1 | Linear Replacement Lamp | T8 Four-Foot | Dual Mode Internal Driver (UL Type A and Type B) |  | standard | NO | [10 empty] | 2018-09-06 | Not Dimmable | Not Dimmable | NO |  | RRRUWV | [25 empty] | 4.4 | 1951 | 151.24 | 12.9 | 15 | 0.9 | 4000 | 81.5 |  |  |  | NO | NO | NO | [8 empty] | 2018-11-02 | NO | NO | NO | [6 empty] | AC | [7 empty] | NO
PVEYLW8Q | DONG GUAN WALSTAR OPTOELECTRONICS TECHNOLOGY CO., LTD | WALSTAR | WL-T8A-10W1200 DIAB-30-H1 | Linear Replacement Lamp | T8 Four-Foot | Dual Mode Internal Driver (UL Type A and Type B) |  | standard | YES |  | 1945 | 147.35 | 13.2 | 24.7 | 0.893 | 3039 | 81.5 | 5 | 50000 | 2018-09-06 | Not Dimmable | Not Dimmable | NO |  | RRRUWV | [15 empty] | 89.6 |  | 1.16 | 1.38 | [6 empty] | 4.4 | 1945 | 147.35 | 13.2 | 15 | 0.9 | 3000 | 81.5 |  |  |  | NO | NO | NO | [8 empty] | 2018-11-02 | NO | NO | NO | [6 empty] | AC | [7 empty] | NO
PYDJ7UO2 | DONG GUAN WALSTAR OPTOELECTRONICS TECHNOLOGY CO., LTD | WALSTAR | WL-T8A-15W1200 DIAB-50-H1 | Linear Replacement Lamp | T8 Four-Foot | Dual Mode Internal Driver (UL Type A and Type B) |  | standard | NO | [10 empty] | 2018-09-06 | Not Dimmable | Not Dimmable | NO |  | RRRUWW | [25 empty] | 4.4 | 2728 | 155.71 | 17.52 | 15 | 0.9 | 5000 | 83.6 |  |  |  | NO | NO | NO | [8 empty] | 2018-11-02 | NO | NO | NO | [6 empty] | AC | [7 empty] | NO
PZIA140I | DONG GUAN WALSTAR OPTOELECTRONICS TECHNOLOGY CO., LTD | WALSTAR | WL-T8A-22W1200 DIAB-45-H1 | Linear Replacement Lamp | T8 Four-Foot | Dual Mode Internal Driver (UL Type A and Type B) |  | standard | NO | [10 empty] | 2018-09-06 | Not Dimmable | Not Dimmable | NO |  | RRRUWX | [25 empty] | 4.4 | 3509 | 154.72 | 22.68 | 15 | 0.9 | 4500 | 81.4 |  |  |  | NO | NO | NO | [8 empty] | 2018-11-02 | NO | NO | NO | [6 empty] | AC | [7 empty] | NO
PGWSDKKC | DONG GUAN WALSTAR OPTOELECTRONICS TECHNOLOGY CO., LTD | WALSTAR | WL-T8A-12W1200 DIAB-45-H1 | Linear Replacement Lamp | T8 Four-Foot | Dual Mode Internal Driver (UL Type A and Type B) |  | standard | NO | [10 empty] | 2018-09-06 | Not Dimmable | Not Dimmable | NO |  | RRRUWU | [25 empty] | 4.4 | 2258 | 154.02 | 14.66 | 15 | 0.9 | 4500 | 81.4 |  |  |  | NO | NO | NO | [8 empty] | 2018-11-02 | NO | NO | NO | [6 empty] | AC | [7 empty] | NO
P7EKCTOI | DONG GUAN WALSTAR OPTOELECTRONICS TECHNOLOGY CO., LTD | WALSTAR | WL-T8A-15W1200 DIAB-45-H1 | Linear Replacement Lamp | T8 Four-Foot | Dual Mode Internal Driver (UL Type A and Type B) |  | standard | NO | [10 empty] | 2018-09-06 | Not Dimmable | Not Dimmable | NO |  | RRRUWW | [25 empty] | 4.4 | 2694 | 153.94 | 17.5 | 15 | 0.9 | 4500 | 81.3 |  |  |  | NO | NO | NO | [8 empty] | 2018-11-02 | NO | NO | NO | [6 empty] | AC | [7 empty] | NO
PGNECMZG | DONG GUAN WALSTAR OPTOELECTRONICS TECHNOLOGY CO., LTD | WALSTAR | WL-T8A-22W1200 DIAB-35-H1 | Linear Replacement Lamp | T8 Four-Foot | Dual Mode Internal Driver (UL Type A and Type B) |  | standard | NO | [10 empty] | 2018-09-06 | Not Dimmable | Not Dimmable | NO |  | RRRUWX | [25 empty] | 4.4 | 3410 | 150.35 | 22.68 | 15 | 0.9 | 3500 | 81.4 |  |  |  | NO | NO | NO | [8 empty] | 2018-11-02 | NO | NO | NO | [6 empty] | AC | [7 empty] | NO
PFNGSVDW | DONG GUAN WALSTAR OPTOELECTRONICS TECHNOLOGY CO., LTD | WALSTAR | WL-T8A-22W1200 DIAB-40-H1 | Linear Replacement Lamp | T8 Four-Foot | Dual Mode Internal Driver (UL Type A and Type B) |  | standard | NO | [10 empty] | 2018-09-06 | Not Dimmable | Not Dimmable | NO |  | RRRUWX | [25 empty] | 4.4 | 3460 | 152.56 | 22.68 | 15 | 0.9 | 4000 | 81.4 |  |  |  | NO | NO | NO | [8 empty] | 2018-11-02 | NO | NO | NO | [6 empty] | AC | [7 empty] | NO
PGTOMTG2 | DONG GUAN WALSTAR OPTOELECTRONICS TECHNOLOGY CO., LTD | WALSTAR | WL-T8A-12W1200 DIAB-40-H1 | Linear Replacement Lamp | T8 Four-Foot | Dual Mode Internal Driver (UL Type A and Type B) |  | standard | NO | [10 empty] | 2018-09-06 | Not Dimmable | Not Dimmable | NO |  | RRRUWU | [25 empty] | 4.4 | 2224 | 151.71 | 14.66 | 15 | 0.9 | 4000 | 81.4 |  |  |  | NO | NO | NO | [8 empty] | 2018-11-02 | NO | NO | NO | [6 empty] | AC | [7 empty] | NO
PDJOIIMW | DONG GUAN WALSTAR OPTOELECTRONICS TECHNOLOGY CO., LTD | WALSTAR | WL-T8A-12W1200 DIAB-50-H1 | Linear Replacement Lamp | T8 Four-Foot | Dual Mode Internal Driver (UL Type A and Type B) |  | standard | NO | [10 empty] | 2018-09-06 | Not Dimmable | Not Dimmable | NO |  | RRRUWU | [25 empty] | 4.4 | 2293 | 156.2 | 14.68 | 15 | 0.9 | 5000 | 83.7 |  |  |  | NO | NO | NO | [8 empty] | 2018-11-02 | NO | NO | NO | [6 empty] | AC | [7 empty] | NO
PM1WHYQR | DONG GUAN WALSTAR OPTOELECTRONICS TECHNOLOGY CO., LTD | WALSTAR | WL-T8A-10W1200 DIAB-45-H1 | Linear Replacement Lamp | T8 Four-Foot | Dual Mode Internal Driver (UL Type A and Type B) |  | standard | NO | [10 empty] | 2018-09-06 | Not Dimmable | Not Dimmable | NO |  | RRRUWV | [25 empty] | 4.4 | 1953 | 151.4 | 12.9 | 15 | 0.9 | 4500 | 81.5 |  |  |  | NO | NO | NO | [8 empty] | 2018-11-02 | NO | NO | NO | [6 empty] | AC | [7 empty] | NO
P5L9J1E7 | DONG GUAN WALSTAR OPTOELECTRONICS TECHNOLOGY CO., LTD | WALSTAR | WL-T8A-10W1200 DIAB-50-H1 | Linear Replacement Lamp | T8 Four-Foot | Dual Mode Internal Driver (UL Type A and Type B) |  | standard | NO | [10 empty] | 2018-09-06 | Not Dimmable | Not Dimmable | NO |  | RRRUWV | [25 empty] | 4.4 | 1956 | 155.36 | 12.59 | 15 | 0.9 | 5000 | 83.9 |  |  |  | NO | NO | NO | [8 empty] | 2018-11-02 | NO | NO | NO | [6 empty] | AC | [7 empty] | NO
P45TV0OK | Emium Lighting LLC | Emium Lighting | EL-WS-T8A-18W1200 DIAB-50 | Linear Replacement Lamp | T8 Four-Foot | Dual Mode Internal Driver (UL Type A and Type B) |  | standard | NO | [10 empty] | 2018-09-06 | Not Dimmable | Not Dimmable | NO |  | XXXCOE | [25 empty] | 4.4 | 2570 | 143.92 | 17.86 | 24.34 | 0.91 | 5000 | 82.1 |  |  |  | NO | NO | NO | [8 empty] | 2018-11-02 | NO | NO | NO | [6 empty] | AC | [7 empty] | NO
PYW4IB3R | EDI ELECTRONICS LIMITED | EDI | EDI-APT8-4F12-AB(4000K) | Linear Replacement Lamp | T8 Four-Foot | Dual Mode Internal Driver (UL Type A and Type B) |  | standard | NO | [10 empty] | 2018-08-31 | Not Dimmable | Not Dimmable | NO |  | CCCFYY | [25 empty] | 4.4 | 1895.08 | 151.6 | 12.5 | 12.4 | 0.913 | 4002 | 82.9 |  |  |  | NO | NO | NO | [8 empty] | 2018-11-02 | NO | NO | NO | [6 empty] | AC | [7 empty] | NO
P6S0UKVH | EDI ELECTRONICS LIMITED | EDI | EDI-APT8-4F12-AB(4500K) | Linear Replacement Lamp | T8 Four-Foot | Dual Mode Internal Driver (UL Type A and Type B) |  | standard | NO | [10 empty] | 2018-08-31 | Not Dimmable | Not Dimmable | NO |  | CCCFYY | [25 empty] | 4.4 | 1895.08 | 151.6 | 12.5 | 12.4 | 0.913 | 4500 | 82.9 |  |  |  | NO | NO | NO | [8 empty] | 2018-11-02 | NO | NO | NO | [6 empty] | AC | [7 empty] | NO
POLA153Z | EDI ELECTRONICS LIMITED | EDI | EDI-APT8-4F12-AB(5000K) | Linear Replacement Lamp | T8 Four-Foot | Dual Mode Internal Driver (UL Type A and Type B) |  | standard | NO | [10 empty] | 2018-08-31 | Not Dimmable | Not Dimmable | NO |  | CCCFYY | [25 empty] | 4.4 | 1977.61 | 162.9 | 12.14 | 12.4 | 0.913 | 5090 | 83.2 |  |  |  | NO | NO | NO | [8 empty] | 2018-11-02 | NO | NO | NO | [6 empty] | AC | [7 empty] | NO
P8YY2WD5 | Espen Technology | Espen | L48T8/840/12P-EB | Linear Replacement Lamp | T8 Four-Foot | Replacement Lamps (plug and play) (UL Type A) |  | standard | NO | [10 empty] | 2017-04-26 | Not Dimmable | Not Dimmable | NO |  | DDDJBY | [25 empty] | 4.4 | 1850 | 155 | 12 | 20 | 0.9 | 4000 | 80 |  |  |  | NO | NO | NO | 2018-05-02 | 4.3 |  | standard |  |  |  |  | 2018-11-02 | NO | NO | NO | [6 empty] | AC | [7 empty] | NO
PWCRJNGY | Espen Technology | Espen | L48T8/840/14P-EB | Linear Replacement Lamp | T8 Four-Foot | Replacement Lamps (plug and play) (UL Type A) |  | standard | NO | [10 empty] | 2017-04-26 | Not Dimmable | Not Dimmable | NO |  | DDDJBZ | [25 empty] | 4.4 | 2150 | 155 | 14 | 20 | 0.9 | 4000 | 80 |  |  |  | NO | NO | NO | 2018-05-02 | 4.3 |  | standard |  |  |  |  | 2018-11-02 | NO | NO | NO | [6 empty] | AC | [7 empty] | NO
PL5HJR3BOK9Z | Voltech International Inc. | Technilight | TLT8U4P18P | Linear Replacement Lamp | T8 Four-Foot | Dual Mode Internal Driver (UL Type A and Type B) |  | standard | NO | [10 empty] | 2018-08-17 | Not Dimmable | Not Dimmable | NO |  | HAHITN | [25 empty] | 4.4 | 2682 | 151.95 | 17.65 | 20.6 | 0.9238 | 5000 | 82.2 |  |  |  | NO | NO | NO | [8 empty] | 2018-11-02 | NO | NO | NO | [6 empty] | AC | [7 empty] | NO
PLBPWTUN5K7Z | Voltech International Inc. | Technilight | TLT8U4P18N | Linear Replacement Lamp | T8 Four-Foot | Dual Mode Internal Driver (UL Type A and Type B) |  | standard | YES |  | 2660 | 150.59 | 17.69 | 20.98 | 0.9268 | 3935 | 82.1 | 5 | 50000 | 2018-08-17 | Not Dimmable | Not Dimmable | NO |  | HAHITN | [15 empty] | 84.5 |  | 1.2 | 1.34 | [6 empty] | 4.4 | 2664 | 150.59 | 17.69 | 20.98 | 0.9254 | 4000 | 82.1 |  |  |  | NO | NO | NO | [8 empty] | 2018-11-02 | NO | NO | NO | [6 empty] | AC | [7 empty] | NO
PF9BGOT3 | ARKSMART INC | ARKSMART | ARK/UE/15K (5000K) | Linear Replacement Lamp | T8 Four-Foot | Dual Mode Internal Driver (UL Type A and Type B) |  | standard | NO | [10 empty] | 2018-08-17 | Not Dimmable | Not Dimmable | NO |  | EAEFRE | [25 empty] | 4.4 | 2345.8 | 143.83 | 16.31 | 15.91 | 0.9596 | 5000 | 82.5 |  |  |  | NO | NO | NO | [8 empty] | 2018-11-02 | NO | NO | NO | [6 empty] | AC | [7 empty] | NO
PL4XTJ6VN7KF | US Green Lighting, Inc. | US Green Lighting | BT812W4FT(CLEAR LENS) (3000K) | Linear Replacement Lamp | T8 Four-Foot | Replacement Lamps (plug and play) (UL Type A) |  | standard | NO | [10 empty] | 2018-07-24 | Not Dimmable | Not Dimmable | NotYetVerified |  | CCCFVY | [25 empty] | 4.4 | 1900 | 141.8 | 13.35 | 10.6 | 0.9063 | 3000 | 81.6 |  |  |  | NO | NO | NO | [8 empty] | 2018-11-02 | NO | NO | NO | [6 empty] | AC | [7 empty] | NO
PLGHF2MGHXPY | US Green Lighting, Inc. | US Green Lighting | BT814W4FT(CLEAR LENS)(3500K) | Linear Replacement Lamp | T8 Four-Foot | Replacement Lamps (plug and play) (UL Type A) |  | standard | NO | [10 empty] | 2018-07-24 | Not Dimmable | Not Dimmable | NotYetVerified |  | CCCFVZ | [25 empty] | 4.4 | 2050 | 142.4 | 14.4 | 12.37 | 0.9056 | 3500 | 81.7 |  |  |  | NO | NO | NO | [8 empty] | 2018-11-02 | NO | NO | NO | [6 empty] | AC | [7 empty] | NO
PLX45SX9T6G4 | US Green Lighting, Inc. | US Green Lighting | BT814W4FT(CLEAR LENS)(5000K) | Linear Replacement Lamp | T8 Four-Foot | Replacement Lamps (plug and play) (UL Type A) |  | standard | NO | [10 empty] | 2018-07-24 | Not Dimmable | Not Dimmable | NotYetVerified |  | CCCFVZ | [25 empty] | 4.4 | 2050 | 142.4 | 14.4 | 12.07 | 0.9043 | 5000 | 81.1 |  |  |  | NO | NO | NO | [8 empty] | 2018-11-02 | NO | NO | NO | [6 empty] | AC | [7 empty] | NO
PLY9R8FZWPCJ | US Green Lighting, Inc. | US Green Lighting | BT812W4FT(CLEAR LENS) (5000K) | Linear Replacement Lamp | T8 Four-Foot | Replacement Lamps (plug and play) (UL Type A) |  | standard | NO | [10 empty] | 2018-07-24 | Not Dimmable | Not Dimmable | NotYetVerified |  | CCCFVY | [25 empty] | 4.4 | 1900 | 141.8 | 13.35 | 14.63 | 0.9031 | 5000 | 81.6 |  |  |  | NO | NO | NO | [8 empty] | 2018-11-02 | NO | NO | NO | [6 empty] | AC | [7 empty] | NO
PL44O93ZJRAF | US Green Lighting, Inc. | US Green Lighting | BT812W4FT(CLEAR LENS) (4000K) | Linear Replacement Lamp | T8 Four-Foot | Replacement Lamps (plug and play) (UL Type A) |  | standard | NO | [10 empty] | 2018-07-24 | Not Dimmable | Not Dimmable | NotYetVerified |  | CCCFVY | [25 empty] | 4.4 | 1900 | 141.8 | 13.35 | 10.6 | 0.9063 | 4000 | 81.6 |  |  |  | NO | NO | NO | [8 empty] | 2018-11-02 | NO | NO | NO | [6 empty] | AC | [7 empty] | NO
PLBJWRES5EFX | US Green Lighting, Inc. | US Green Lighting | BT812W4FT(CLEAR LENS) (3500K) | Linear Replacement Lamp | T8 Four-Foot | Replacement Lamps (plug and play) (UL Type A) |  | standard | NO | [10 empty] | 2018-07-24 | Not Dimmable | Not Dimmable | NotYetVerified |  | CCCFVY | [25 empty] | 4.4 | 1900 | 141.8 | 13.35 | 10.6 | 0.9063 | 3500 | 81.6 |  |  |  | NO | NO | NO | [8 empty] | 2018-11-02 | NO | NO | NO | [6 empty] | AC | [7 empty] | NO
PLKJZWKT62FH | US Green Lighting, Inc. | US Green Lighting | BT812W4FT(CLEAR LENS) (4500K) | Linear Replacement Lamp | T8 Four-Foot | Replacement Lamps (plug and play) (UL Type A) |  | standard | NO | [10 empty] | 2018-07-24 | Not Dimmable | Not Dimmable | NotYetVerified |  | CCCFVY | [25 empty] | 4.4 | 1900 | 141.8 | 13.35 | 10.6 | 0.9063 | 4500 | 81.6 |  |  |  | NO | NO | NO | [8 empty] | 2018-11-02 | NO | NO | NO | [6 empty] | AC | [7 empty] | NO
PL8JCUHX30ZO | US Green Lighting, Inc. | US Green Lighting | BT814W4FT(CLEAR LENS)(4000K) | Linear Replacement Lamp | T8 Four-Foot | Replacement Lamps (plug and play) (UL Type A) |  | standard | NO | [10 empty] | 2018-07-24 | Not Dimmable | Not Dimmable | NotYetVerified |  | CCCFVZ | [25 empty] | 4.4 | 2050 | 142.4 | 14.4 | 12.37 | 0.9056 | 4000 | 81.7 |  |  |  | NO | NO | NO | [8 empty] | 2018-11-02 | NO | NO | NO | [6 empty] | AC | [7 empty] | NO
PLTF3EIYUP2A | US Green Lighting, Inc. | US Green Lighting | BT814W4FT(CLEAR LENS)(3000K) | Linear Replacement Lamp | T8 Four-Foot | Replacement Lamps (plug and play) (UL Type A) |  | standard | NO | [10 empty] | 2018-07-24 | Not Dimmable | Not Dimmable | NotYetVerified |  | CCCFVZ | [25 empty] | 4.4 | 2050 | 142.4 | 14.4 | 12.37 | 0.9056 | 3000 | 81.7 |  |  |  | NO | NO | NO | [8 empty] | 2018-11-02 | NO | NO | NO | [6 empty] | AC | [7 empty] | NO
PLWB8CEDQ8HR | US Green Lighting, Inc. | US Green Lighting | BT814W4FT(CLEAR LENS)(4500K) | Linear Replacement Lamp | T8 Four-Foot | Replacement Lamps (plug and play) (UL Type A) |  | standard | NO | [10 empty] | 2018-07-24 | Not Dimmable | Not Dimmable | NotYetVerified |  | CCCFVZ | [25 empty] | 4.4 | 2050 | 142.4 | 14.4 | 12.37 | 0.9056 | 4500 | 81.7 |  |  |  | NO | NO | NO | [8 empty] | 2018-11-02 | NO | NO | NO | [6 empty] | AC | [7 empty] | NO
PLCAFKB9RG6D | TGL Inc. | TGL Smart 360 | TGLSM360-T84FT-9W- 400K | Linear Replacement Lamp | T8 Four-Foot | Replacement Lamps (plug and play) (UL Type A) |  | standard | NO | [10 empty] | 2018-07-19 | Not Dimmable | Not Dimmable | NO |  | HAHIOS | [25 empty] | 4.4 | 1758.6 | 167.81 | 10.48 | 7.78 | 0.922 | 4000 | 79.3 |  |  |  | NO | NO | NO | [8 empty] | 2018-11-02 | NO | NO | NO | [6 empty] | AC | [7 empty] | NO
PLLN08YPZXC5 | TGL Inc. | TGL Smart 360 | TGLSM360-T84FT-9W- 500K | Linear Replacement Lamp | T8 Four-Foot | Replacement Lamps (plug and play) (UL Type A) |  | standard | NO | [10 empty] | 2018-07-19 | Not Dimmable | Not Dimmable | NO |  | HAHIOS | [25 empty] | 4.4 | 1931.8 | 183.46 | 10.53 | 7.78 | 0.922 | 5000 | 78.4 |  |  |  | NO | NO | NO | [8 empty] | 2018-11-02 | NO | NO | NO | [6 empty] | AC | [7 empty] | NO
PLL0EUGV7W2J | TGL Inc. | TGL Smart 360 | TGLSM360-T84FT-9W- 300K | Linear Replacement Lamp | T8 Four-Foot | Replacement Lamps (plug and play) (UL Type A) |  | standard | YES |  | 1758.6 | 167.81 | 10.48 | 7.78 | 0.9215 | 3008 | 79.3 | 5 | 50000 | 2018-07-19 | Not Dimmable | Not Dimmable | NO |  | HAHIOS | [15 empty] | 80.3 |  | 1.2 | 1.16 | [6 empty] | 4.4 | 1758.6 | 167.81 | 10.48 | 7.78 | 0.922 | 3000 | 79.3 |  |  |  | NO | NO | NO | [8 empty] | 2018-11-02 | NO | NO | NO | [6 empty] | AC | [7 empty] | NO
PLE0OBDWP7LK | Ledsion Lighting Technology CO.,LTD | LEDSION | LST815WABV1-45K | Linear Replacement Lamp | T8 Four-Foot | Dual Mode Internal Driver (UL Type A and Type B) |  | standard | NO | [10 empty] | 2018-07-09 | Not Dimmable | Not Dimmable | NO |  | ZZZBZO | [25 empty] | 4.4 | 2066 | 140.35 | 14.72 | 18.75 | 0.9 | 4500 | 80.8 |  |  |  | NO | NO | NO | [8 empty] | 2018-11-02 | NO | NO | NO | [6 empty] | AC | [7 empty] | NO
PL7NVPG4IHM8 | Ledsion Lighting Technology CO.,LTD | LEDSION | LST812WABV1-50K | Linear Replacement Lamp | T8 Four-Foot | Dual Mode Internal Driver (UL Type A and Type B) |  | standard | NO | [10 empty] | 2018-07-09 | Not Dimmable | Not Dimmable | NO |  | ZZZBZN | [25 empty] | 4.4 | 2180 | 164.78 | 13.23 | 17.53 | 0.9 | 5000 | 80.2 |  |  |  | NO | NO | NO | [8 empty] | 2018-11-02 | NO | NO | NO | [6 empty] | AC | [7 empty] | NO
PL1N4EL6WZNZ | Ledsion Lighting Technology CO.,LTD | LEDSION | LST812WABV1-40K | Linear Replacement Lamp | T8 Four-Foot | Dual Mode Internal Driver (UL Type A and Type B) |  | standard | YES |  | 2124 | 160.79 | 13.21 | 19.05 | 0.9004 | 4058 | 80.8 | 5 | 50000 | 2018-07-09 | Not Dimmable | Not Dimmable | NO |  | ZZZBZM | [15 empty] | 85.7 |  | 1.22 | 1.22 | [6 empty] | 4.4 | 2124 | 160.91 | 13.2 | 17.78 | 0.9 | 4000 | 80.8 |  |  |  | NO | NO | NO | [8 empty] | 2018-11-02 | NO | NO | NO | [6 empty] | AC | [7 empty] | NO
PLR9RX39XNPE | Ledsion Lighting Technology CO.,LTD | LEDSION | LST815WABV1-50K | Linear Replacement Lamp | T8 Four-Foot | Dual Mode Internal Driver (UL Type A and Type B) |  | standard | NO | [10 empty] | 2018-07-09 | Not Dimmable | Not Dimmable | NO |  | ZZZBZM | [25 empty] | 4.4 | 2164 | 145.14 | 14.91 | 18.48 | 0.9 | 5000 | 80.2 |  |  |  | NO | NO | NO | [8 empty] | 2018-11-02 | NO | NO | NO | [6 empty] | AC | [7 empty] | NO
PL2J3NW6RAEM | Ledsion Lighting Technology CO.,LTD | LEDSION | LST812WABV1-45K | Linear Replacement Lamp | T8 Four-Foot | Dual Mode Internal Driver (UL Type A and Type B) |  | standard | NO | [10 empty] | 2018-07-09 | Not Dimmable | Not Dimmable | NO |  | ZZZBZN | [25 empty] | 4.4 | 2124 | 160.91 | 13.2 | 17.78 | 0.9 | 4500 | 80.8 |  |  |  | NO | NO | NO | [8 empty] | 2018-11-02 | NO | NO | NO | [6 empty] | AC | [7 empty] | NO
PLB64ROJOV2O | Ledsion Lighting Technology CO.,LTD | LEDSION | LST815WABV1-40K | Linear Replacement Lamp | T8 Four-Foot | Dual Mode Internal Driver (UL Type A and Type B) |  | standard | YES |  | 2066 | 140.35 | 14.72 | 18.75 | 0.9015 | 3943 | 80.8 | 5 | 50000 | 2018-07-09 | Not Dimmable | Not Dimmable | NO |  | ZZZBZN | [15 empty] | 84.8 |  | 1.2 | 1.34 | [6 empty] | 4.4 | 2066 | 140.35 | 14.72 | 18.75 | 0.9 | 4000 | 80.8 |  |  |  | NO | NO | NO | [8 empty] | 2018-11-02 | NO | NO | NO | [6 empty] | AC | [7 empty] | NO
PDAZ4632 | Espen Technology | Espen | L48T8/835/14P-EB | Linear Replacement Lamp | T8 Four-Foot | Replacement Lamps (plug and play) (UL Type A) |  | standard | NO | [10 empty] | 2017-04-26 | Not Dimmable | Not Dimmable | NO |  | DDDJBZ | [25 empty] | 4.4 | 2150 | 155 | 14 | 20 | 0.9 | 3500 | 80 |  |  |  | NO | NO | NO | 2018-05-02 | 4.3 |  | standard |  |  |  |  | 2018-11-02 | NO | NO | NO | [6 empty] | AC | [7 empty] | NO
P4NJCUS4 | Espen Technology | Espen | L48T8/835/17P-EB | Linear Replacement Lamp | T8 Four-Foot | Replacement Lamps (plug and play) (UL Type A) |  | standard | NO | [10 empty] | 2017-04-26 | Not Dimmable | Not Dimmable | NO |  | DDDJCA | [25 empty] | 4.4 | 2590 | 152 | 17 | 20 | 0.9 | 3500 | 80 |  |  |  | NO | NO | NO | 2018-05-02 | 4.3 |  | standard |  |  |  |  | 2018-11-02 | NO | NO | NO | [6 empty] | AC | [7 empty] | NO
PY971MCT | Espen Technology | Espen | L48T8/840/17P-EB | Linear Replacement Lamp | T8 Four-Foot | Replacement Lamps (plug and play) (UL Type A) |  | standard | NO | [10 empty] | 2017-04-26 | Not Dimmable | Not Dimmable | NO |  | DDDJCA | [25 empty] | 4.4 | 2590 | 152 | 17 | 20 | 0.9 | 4000 | 80 |  |  |  | NO | NO | NO | 2018-05-02 | 4.3 |  | standard |  |  |  |  | 2018-11-02 | NO | NO | NO | [6 empty] | AC | [7 empty] | NO
PFRDJ1S5 | Espen Technology | Espen | L48T8/830/14P-EB | Linear Replacement Lamp | T8 Four-Foot | Replacement Lamps (plug and play) (UL Type A) |  | standard | YES |  | 2071.9 | 131.88 | 15.71 | 6.59 | 0.9781 | 3062 | 82.8 | 5 | 50000 | 2017-04-26 | Not Dimmable | Not Dimmable | NO |  | DDDJBZ | [15 empty] | 85.1 |  | 1.28 | 1.18 | [6 empty] | 4.4 | 2150 | 155 | 14 | 20 | 0.9 | 3000 | 80 |  |  |  | NO | NO | NO | 2018-05-02 | 4.3 |  | standard |  |  |  |  | 2018-11-02 | NO | NO | NO | [6 empty] | AC | [7 empty] | NO
PLI77BITO0JH | Green Logic LED Electrical Supply Inc. | GLL | 33-T8AL-4F-712-850-F-MGC-1 | Linear Replacement Lamp | T8 Four-Foot | Dual Mode Internal Driver (UL Type A and Type B) |  | standard | NO | [10 empty] | 2018-06-12 | Not Dimmable | Not Dimmable | NO |  | NANOXY | [25 empty] | 4.4 | 1800 | 150 | 12 | 20 | 0.9 | 5000 | 80 |  |  |  | NO | NO | NO | [8 empty] | 2018-11-02 | NO | NO | NO | [6 empty] | AC | [7 empty] | NO
PLKXIVH0WFRF | THINK Green Solutions | THINK | LED-THINK-TUBE-T8-45K-12W-GL-SP | Linear Replacement Lamp | T8 Four-Foot | Replacement Lamps (plug and play) (UL Type A) |  | standard | NO | [10 empty] | 2018-06-12 | Not Dimmable | Not Dimmable | NO |  | NANOXU | [25 empty] | 4.4 | 1805 | 150.4 | 12 | 15 | 0.9 | 4500 | 80 |  |  | 4 | NO | NO | NO | [8 empty] | 2018-11-02 | NO | NO | NO | [6 empty] | AC | [7 empty] | NO
PLSGWC7UJ2FM | THINK Green Solutions | THINK | LED-THINK-TUBE-T8-30K-12W-GL-SP | Linear Replacement Lamp | T8 Four-Foot | Replacement Lamps (plug and play) (UL Type A) |  | standard | YES |  | 1650 | 122.28 | 13.5 | 9.46 | 0.9115 | 2921 | 82.9 | 5 | 50000 | 2018-06-12 | Not Dimmable | Not Dimmable | NO |  | NANOXU | [15 empty] | 84.5 |  | 1.22 | 1.26 | [6 empty] | 4.4 | 1730 | 144.2 | 12 | 15 | 0.9 | 3000 | 80 |  |  | 4 | NO | NO | NO | [8 empty] | 2018-11-02 | NO | NO | NO | [6 empty] | AC | [7 empty] | NO
PLEL7YLZD2BM | Green Logic LED Electrical Supply Inc. | GLL | 33-T8AL-4F-712-830-F-MGC-1 | Linear Replacement Lamp | T8 Four-Foot | Dual Mode Internal Driver (UL Type A and Type B) |  | standard | YES |  | 1760 | 123.02 | 14.31 | 19.95 | 0.909 | 2935 | 83.2 | 5 | 50000 | 2018-06-12 | Not Dimmable | Not Dimmable | NO |  | NANOXY | [15 empty] | 84.2 |  | 1.24 | 1.28 | [6 empty] | 4.4 | 1752 | 146 | 12 | 20 | 0.9 | 3000 | 80 |  |  |  | NO | NO | NO | [8 empty] | 2018-11-02 | NO | NO | NO | [6 empty] | AC | [7 empty] | NO
P2KSU3AM | Espen Technology | Espen | L48T8/835/12P-EB | Linear Replacement Lamp | T8 Four-Foot | Replacement Lamps (plug and play) (UL Type A) |  | standard | NO | [10 empty] | 2017-04-26 | Not Dimmable | Not Dimmable | NO |  | DDDJBY | [25 empty] | 4.4 | 1850 | 155 | 12 | 20 | 0.9 | 3500 | 80 |  |  |  | NO | NO | NO | 2018-05-02 | 4.3 |  | standard |  |  |  |  | 2018-11-02 | NO | NO | NO | [6 empty] | AC | [7 empty] | NO
PLUCQD9VX8GH | THINK Green Solutions | THINK | LED-THINK-TUBE-T8-50K-12W-GL-SP | Linear Replacement Lamp | T8 Four-Foot | Replacement Lamps (plug and play) (UL Type A) |  | standard | NO | [10 empty] | 2018-06-12 | Not Dimmable | Not Dimmable | NO |  | NANOXU | [25 empty] | 4.4 | 1810 | 150.8 | 12 | 15 | 0.9 | 5000 | 80 |  |  | 4 | NO | NO | NO | [8 empty] | 2018-11-02 | NO | NO | NO | [6 empty] | AC | [7 empty] | NO
PLLM7RWXV6R4 | THINK Green Solutions | THINK | LED-THINK-TUBE-T8-35K-12W-GL-SP | Linear Replacement Lamp | T8 Four-Foot | Replacement Lamps (plug and play) (UL Type A) |  | standard | NO | [10 empty] | 2018-06-12 | Not Dimmable | Not Dimmable | NO |  | NANOXU | [25 empty] | 4.4 | 1740 | 145 | 12 | 15 | 0.9 | 3500 | 80 |  |  | 4 | NO | NO | NO | [8 empty] | 2018-11-02 | NO | NO | NO | [6 empty] | AC | [7 empty] | NO
PL43S1UER6YU | Green Logic LED Electrical Supply Inc. | GLL | 33-T8AL-4F-712-840-F-MGC-1 | Linear Replacement Lamp | T8 Four-Foot | Dual Mode Internal Driver (UL Type A and Type B) |  | standard | NO | [10 empty] | 2018-06-12 | Not Dimmable | Not Dimmable | NO |  | NANOXY | [25 empty] | 4.4 | 1800 | 150 | 12 | 20 | 0.9 | 4000 | 80 |  |  |  | NO | NO | NO | [8 empty] | 2018-11-02 | NO | NO | NO | [6 empty] | AC | [7 empty] | NO
PLFY20CKMYYE | Green Logic LED Electrical Supply Inc. | GLL | 33-T8AL-4F-712-845-F-MGC-1 | Linear Replacement Lamp | T8 Four-Foot | Dual Mode Internal Driver (UL Type A and Type B) |  | standard | NO | [10 empty] | 2018-06-12 | Not Dimmable | Not Dimmable | NO |  | NANOXY | [25 empty] | 4.4 | 1800 | 150 | 12 | 20 | 0.9 | 4500 | 80 |  |  |  | NO | NO | NO | [8 empty] | 2018-11-02 | NO | NO | NO | [6 empty] | AC | [7 empty] | NO
PLWUL7XCSUHR | Green Logic LED Electrical Supply Inc. | GLL | 33-T8AL-4F-712-835-F-MGC-1 | Linear Replacement Lamp | T8 Four-Foot | Dual Mode Internal Driver (UL Type A and Type B) |  | standard | NO | [10 empty] | 2018-06-12 | Not Dimmable | Not Dimmable | NO |  | NANOXY | [25 empty] | 4.4 | 1752 | 146 | 12 | 20 | 0.9 | 3500 | 80 |  |  |  | NO | NO | NO | [8 empty] | 2018-11-02 | NO | NO | NO | [6 empty] | AC | [7 empty] | NO
PL531WSMNOEQ | THINK Green Solutions | THINK | LED-THINK-TUBE-T8-40K-12W-GL-SP | Linear Replacement Lamp | T8 Four-Foot | Replacement Lamps (plug and play) (UL Type A) |  | standard | NO | [10 empty] | 2018-06-12 | Not Dimmable | Not Dimmable | NO |  | NANOXU | [25 empty] | 4.4 | 1800 | 150 | 12 | 15 | 0.9 | 4000 | 80 |  |  | 4 | NO | NO | NO | [8 empty] | 2018-11-02 | NO | NO | NO | [6 empty] | AC | [7 empty] | NO
PODXD8AJ | STRONG LUMEN OPTO CO,.LTD | STRONG LUMEN | SL-DGA00-410LT-D8-H | Linear Replacement Lamp | T8 Four-Foot | Dual Mode Internal Driver (UL Type A and Type B) |  | standard | NO | [10 empty] | 2018-06-01 | Not Dimmable | Not Dimmable | NO |  | BBBEES | [25 empty] | 4.4 | 1825 | 146.12 | 12.49 | 10.36 | 0.953 | 4000 | 82.9 |  |  |  | NO | NO | NO | [8 empty] | 2018-11-02 | NO | NO | NO | [6 empty] | AC | [7 empty] | NO
POF7ORU1 | STRONG LUMEN OPTO CO,.LTD | STRONG LUMEN | SL-DGA00-410CT-D8-H | Linear Replacement Lamp | T8 Four-Foot | Dual Mode Internal Driver (UL Type A and Type B) |  | standard | NO | [10 empty] | 2018-06-01 | Not Dimmable | Not Dimmable | NO |  | BBBEES | [25 empty] | 4.4 | 1837 | 147.31 | 12.47 | 10.2 | 0.9541 | 5000 | 83.9 |  |  |  | NO | NO | NO | [8 empty] | 2018-11-02 | NO | NO | NO | [6 empty] | AC | [7 empty] | NO
PVBYYHXX | STRONG LUMEN OPTO CO,.LTD | STRONG LUMEN | SL-DGA00-410MT-D8-H | Linear Replacement Lamp | T8 Four-Foot | Dual Mode Internal Driver (UL Type A and Type B) |  | standard | NO | [10 empty] | 2018-06-01 | Not Dimmable | Not Dimmable | NO |  | BBBEES | [25 empty] | 4.4 | 1819 | 145.64 | 12.49 | 10.36 | 0.953 | 3500 | 82.9 |  |  |  | NO | NO | NO | [8 empty] | 2018-11-02 | NO | NO | NO | [6 empty] | AC | [7 empty] | NO
PJD7OQEJ | STRONG LUMEN OPTO CO,.LTD | STRONG LUMEN | SL-DGA00-410KT-D8-H | Linear Replacement Lamp | T8 Four-Foot | Dual Mode Internal Driver (UL Type A and Type B) |  | standard | NO | [10 empty] | 2018-06-01 | Not Dimmable | Not Dimmable | NO |  | BBBEES | [25 empty] | 4.4 | 1831 | 146.6 | 12.49 | 10.36 | 0.953 | 4500 | 82.9 |  |  |  | NO | NO | NO | [8 empty] | 2018-11-02 | NO | NO | NO | [6 empty] | AC | [7 empty] | NO
P722VE6D | STRONG LUMEN OPTO CO,.LTD | STRONG LUMEN | SL-DGA00-410NT-D8-H | Linear Replacement Lamp | T8 Four-Foot | Dual Mode Internal Driver (UL Type A and Type B) |  | standard | YES |  | 1812 | 143.24 | 12.65 | 10.36 | 0.953 | 3043 | 82.9 | 5 | 50000 | 2018-06-01 | Not Dimmable | Not Dimmable | NO |  | BBBEES | [15 empty] | 90.8 |  | 1.22 | 1.34 | [6 empty] | 4.4 | 1813 | 144.92 | 12.51 | 10.36 | 0.953 | 3000 | 82.9 |  |  |  | NO | NO | NO | [8 empty] | 2018-11-02 | NO | NO | NO | [6 empty] | AC | [7 empty] | NO
PL9JTMK4YQ28 | SmartRay Inc. | SmartRay | SR5T8A14W35K | Linear Replacement Lamp | T8 Four-Foot | Replacement Lamps (plug and play) (UL Type A) |  | standard | NO | [10 empty] | 2018-05-15 | Not Dimmable | Not Dimmable | NO |  | SSSCWM | [25 empty] | 4.4 | 2150 | 155 | 14 | 20 | 0.9 | 3500 | 80 |  |  |  | NO | NO | NO | [8 empty] | 2018-11-02 | NO | NO | NO | [6 empty] | AC | [7 empty] | NO
PLBGWSPXUR6A | SmartRay Inc. | SmartRay | SR5T8A17W35K | Linear Replacement Lamp | T8 Four-Foot | Replacement Lamps (plug and play) (UL Type A) |  | standard | NO | [10 empty] | 2018-05-15 | Not Dimmable | Not Dimmable | NO |  | SSSCWN | [25 empty] | 4.4 | 2590 | 152 | 17 | 20 | 0.9 | 3500 | 80 |  |  |  | NO | NO | NO | [8 empty] | 2018-11-02 | NO | NO | NO | [6 empty] | AC | [7 empty] | NO
PU28E96V | ARKSMART INC | ARKSMART | ARK/UI/12K (4000K) | Linear Replacement Lamp | T8 Four-Foot | Dual Mode Internal Driver (UL Type A and Type B) |  | standard | NO | [10 empty] | 2018-04-26 | Not Dimmable | Not Dimmable | NO |  | IIILWW | [25 empty] | 4.4 | 1763.7 | 154.03 | 11.45 | 9.82 | 0.934 | 4000 | 82.6 |  |  |  | NO | NO | NO | [8 empty] | 2018-11-02 | NO | NO | NO | [6 empty] | AC | [7 empty] | NO
P1LEIJ8C | ARKSMART INC | ARKSMART | ARK/UI/12K (3000K) | Linear Replacement Lamp | T8 Four-Foot | Dual Mode Internal Driver (UL Type A and Type B) |  | standard | YES |  | 1763.7 | 154.03 | 11.45 | 9.82 | 0.934 | 3037 | 82.6 | 5 | 50000 | 2018-04-26 | Not Dimmable | Not Dimmable | NO |  | IIILWW | [15 empty] | 78.6 |  | 1.18 | 1.26 | [6 empty] | 4.4 | 1763.7 | 154.03 | 11.45 | 9.82 | 0.934 | 3000 | 82.6 |  |  |  | NO | NO | NO | [8 empty] | 2018-11-02 | NO | NO | NO | [6 empty] | AC | [7 empty] | NO
PKTW1E6U | ARKSMART INC | ARKSMART | ARK/UI/12K (4500K) | Linear Replacement Lamp | T8 Four-Foot | Dual Mode Internal Driver (UL Type A and Type B) |  | standard | NO | [10 empty] | 2018-04-26 | Not Dimmable | Not Dimmable | NO |  | IIILWW | [25 empty] | 4.4 | 1763.7 | 154.03 | 11.45 | 9.82 | 0.934 | 4500 | 82.6 |  |  |  | NO | NO | NO | [8 empty] | 2018-11-02 | NO | NO | NO | [6 empty] | AC | [7 empty] | NO
PCENPP2W | ARKSMART INC | ARKSMART | ARK/UI/12K (5000K) | Linear Replacement Lamp | T8 Four-Foot | Dual Mode Internal Driver (UL Type A and Type B) |  | standard | NO | [10 empty] | 2018-04-26 | Not Dimmable | Not Dimmable | NO |  | IIILWW | [25 empty] | 4.4 | 1810.8 | 159.12 | 11.38 | 9.82 | 0.934 | 5000 | 78.8 |  |  |  | NO | NO | NO | [8 empty] | 2018-11-02 | NO | NO | NO | [6 empty] | AC | [7 empty] | NO
P2KEYK7C | ARKSMART INC | ARKSMART | ARK/UI/12K (3500K) | Linear Replacement Lamp | T8 Four-Foot | Dual Mode Internal Driver (UL Type A and Type B) |  | standard | NO | [10 empty] | 2018-04-26 | Not Dimmable | Not Dimmable | NO |  | IIILWW | [25 empty] | 4.4 | 1763.7 | 154.03 | 11.45 | 9.82 | 0.934 | 3500 | 82.6 |  |  |  | NO | NO | NO | [8 empty] | 2018-11-02 | NO | NO | NO | [6 empty] | AC | [7 empty] | NO
P9YS5NVW | PLG, LLC. | T8 | PLG-T8-AL-4-A/B-(40)-18 | Linear Replacement Lamp | T8 Four-Foot | Dual Mode Internal Driver (UL Type A and Type B) |  | standard | NO | [10 empty] | 2018-04-12 | Not Dimmable | Not Dimmable | NO |  | CCCFNO | [25 empty] | 4.4 | 2530 | 142.13 | 17.8 | 24.08 | 0.91 | 4000 | 82.6 |  |  |  | NO | NO | NO | [8 empty] | 2018-11-02 | NO | NO | NO | [6 empty] | AC | [7 empty] | NO
PSSJ0028 | PLG, LLC. | T8 | PLG-T8-AL-4-A/B-(30)-18 | Linear Replacement Lamp | T8 Four-Foot | Dual Mode Internal Driver (UL Type A and Type B) |  | standard | YES |  | 2501 | 140.12 | 17.85 | 24.08 | 0.9141 | 2888 | 82.6 | 5 | 50000 | 2018-04-12 | Not Dimmable | Not Dimmable | NO |  | CCCFNO | [15 empty] | 90.5 |  | 1.18 | 1.34 | [6 empty] | 4.4 | 2490 | 140.37 | 17.74 | 24.08 | 0.91 | 3000 | 82.6 |  |  |  | NO | NO | NO | [8 empty] | 2018-11-02 | NO | NO | NO | [6 empty] | AC | [7 empty] | NO
P75RS7FR | PLG, LLC. | T8 | PLG-T8-AL-4-A/B-(50)-18 | Linear Replacement Lamp | T8 Four-Foot | Dual Mode Internal Driver (UL Type A and Type B) |  | standard | NO | [10 empty] | 2018-04-12 | Not Dimmable | Not Dimmable | NO |  | CCCFNO | [25 empty] | 4.4 | 2570 | 143.92 | 17.86 | 24.34 | 0.91 | 5000 | 82.1 |  |  |  | NO | NO | NO | [8 empty] | 2018-11-02 | NO | NO | NO | [6 empty] | AC | [7 empty] | NO
PL5KBG05GNYD | Cresea Technology Limited | cresea | US-T84F12WB-HCOT | Linear Replacement Lamp | T8 Four-Foot | Dual Mode Internal Driver (UL Type A and Type B) |  | standard | NO | [10 empty] | 2018-04-05 | Not Dimmable | Not Dimmable | NotYetVerified |  | TTTUZK | [25 empty] | 4.4 | 1800 | 150 | 12 | 11.66 | 0.9 | 4500 | 80 |  |  |  | NO | NO | NO | [8 empty] | 2018-11-02 | NO | NO | NO | [6 empty] | AC | [7 empty] | NO
PLBH4KFWUCR5 | Cresea Technology Limited | cresea | US-T84F12WB-NCOT | Linear Replacement Lamp | T8 Four-Foot | Dual Mode Internal Driver (UL Type A and Type B) |  | standard | NO | [10 empty] | 2018-04-05 | Not Dimmable | Not Dimmable | NotYetVerified |  | TTTUZK | [25 empty] | 4.4 | 1800 | 150 | 12 | 11.66 | 0.9 | 4000 | 80 |  |  |  | NO | NO | NO | [8 empty] | 2018-11-02 | NO | NO | NO | [6 empty] | AC | [7 empty] | NO
PLZA4IIAKFTB | Cresea Technology Limited | cresea | US-T84F12WB-DCOT | Linear Replacement Lamp | T8 Four-Foot | Dual Mode Internal Driver (UL Type A and Type B) |  | standard | NO | [10 empty] | 2018-04-05 | Not Dimmable | Not Dimmable | NotYetVerified |  | TTTUZK | [25 empty] | 4.4 | 1800 | 150 | 12 | 11.66 | 0.9 | 5000 | 80 |  |  |  | NO | NO | NO | [8 empty] | 2018-11-02 | NO | NO | NO | [6 empty] | AC | [7 empty] | NO
PL1DDLAKE26H | OSRAM | Osram Sylvania | OST8412W50 | Linear Replacement Lamp | T8 Four-Foot | Replacement Lamps (plug and play) (UL Type A) |  | standard | NO | [10 empty] | 2018-03-27 | Not Dimmable | Not Dimmable | NO |  | HAHIKT | [25 empty] | 4.4 | 1850 | 155 | 12 | 20 | 0.9 | 5000 | 80 |  |  |  | NO | NO | NO | [8 empty] | 2018-11-02 | NO | NO | NO | [6 empty] | AC | [7 empty] | NO
PL5AXBK344AI | OSRAM | Osram Sylvania | OST8414W35 | Linear Replacement Lamp | T8 Four-Foot | Replacement Lamps (plug and play) (UL Type A) |  | standard | NO | [10 empty] | 2018-03-27 | Not Dimmable | Not Dimmable | NO |  | HAHIKU | [25 empty] | 4.4 | 2150 | 155 | 14 | 20 | 0.9 | 3500 | 80 |  |  |  | NO | NO | NO | [8 empty] | 2018-11-02 | NO | NO | NO | [6 empty] | AC | [7 empty] | NO
PLS69OX4U220 | OSRAM | Osram Sylvania | OST8414W30 | Linear Replacement Lamp | T8 Four-Foot | Replacement Lamps (plug and play) (UL Type A) |  | standard | YES |  | 2071.9 | 131.88 | 15.71 | 6.59 | 0.9781 | 3062 | 82.8 | 5 | 50000 | 2018-03-27 | Not Dimmable | Not Dimmable | NO |  | HAHIKU | [15 empty] | 85.1 |  | 1.28 | 1.18 | [6 empty] | 4.4 | 2150 | 155 | 14 | 20 | 0.9 | 3000 | 80 |  |  |  | NO | NO | NO | [8 empty] | 2018-11-02 | NO | NO | NO | [6 empty] | AC | [7 empty] | NO
PLQJ3UMX9ULV | OSRAM | Osram Sylvania | OST8416W35 | Linear Replacement Lamp | T8 Four-Foot | Replacement Lamps (plug and play) (UL Type A) |  | standard | NO | [10 empty] | 2018-03-27 | Not Dimmable | Not Dimmable | NO |  | HAHIKV | [25 empty] | 4.4 | 2590 | 152 | 17 | 20 | 0.9 | 3500 | 80 |  |  |  | NO | NO | NO | [8 empty] | 2018-11-02 | NO | NO | NO | [6 empty] | AC | [7 empty] | NO
PLPOF338S9VB | OSRAM | Osram Sylvania | OST8416W30 | Linear Replacement Lamp | T8 Four-Foot | Replacement Lamps (plug and play) (UL Type A) |  | standard | YES |  | 2419 | 134.02 | 18.05 | 8.939 | 0.972 | 3060 | 82.8 | 5 | 50000 | 2018-03-27 | Not Dimmable | Not Dimmable | NO |  | HAHIKV | [15 empty] | 84.8 |  | 1.24 | 1.18 | [6 empty] | 4.4 | 2590 | 152 | 17 | 20 | 0.9 | 3000 | 80 |  |  |  | NO | NO | NO | [8 empty] | 2018-11-02 | NO | NO | NO | [6 empty] | AC | [7 empty] | NO
PLUIMAR8PIX1 | OSRAM | Osram Sylvania | OST8414W50 | Linear Replacement Lamp | T8 Four-Foot | Replacement Lamps (plug and play) (UL Type A) |  | standard | NO | [10 empty] | 2018-03-27 | Not Dimmable | Not Dimmable | NO |  | HAHIKU | [25 empty] | 4.4 | 2150 | 155 | 14 | 20 | 0.9 | 5000 | 80 |  |  |  | NO | NO | NO | [8 empty] | 2018-11-02 | NO | NO | NO | [6 empty] | AC | [7 empty] | NO
PL3I5VCA2HEK | OSRAM | Osram Sylvania | OST8412W30 | Linear Replacement Lamp | T8 Four-Foot | Replacement Lamps (plug and play) (UL Type A) |  | standard | YES |  | 1798 | 130.2 | 13.81 | 8.82 | 0.971 | 3046 | 82.7 | 5 | 50000 | 2018-03-27 | Not Dimmable | Not Dimmable | NO |  | HAHIKT | [15 empty] | 85.1 |  | 1.3 | 1.18 | [6 empty] | 4.4 | 1850 | 155 | 12 | 20 | 0.9 | 3000 | 80 |  |  |  | NO | NO | NO | [8 empty] | 2018-11-02 | NO | NO | NO | [6 empty] | AC | [7 empty] | NO
PLW665Z867RI | OSRAM | Osram Sylvania | OST8416W50 | Linear Replacement Lamp | T8 Four-Foot | Replacement Lamps (plug and play) (UL Type A) |  | standard | NO | [10 empty] | 2018-03-27 | Not Dimmable | Not Dimmable | NO |  | HAHIKV | [25 empty] | 4.4 | 2590 | 152 | 17 | 20 | 0.9 | 5000 | 80 |  |  |  | NO | NO | NO | [8 empty] | 2018-11-02 | NO | NO | NO | [6 empty] | AC | [7 empty] | NO
PL3KSNA5SR1Y | OSRAM | Osram Sylvania | OST8412W40 | Linear Replacement Lamp | T8 Four-Foot | Replacement Lamps (plug and play) (UL Type A) |  | standard | NO | [10 empty] | 2018-03-27 | Not Dimmable | Not Dimmable | NO |  | HAHIKT | [25 empty] | 4.4 | 1850 | 155 | 12 | 20 | 0.9 | 4000 | 80 |  |  |  | NO | NO | NO | [8 empty] | 2018-11-02 | NO | NO | NO | [6 empty] | AC | [7 empty] | NO
PL7LIL0E71TW | OSRAM | Osram Sylvania | OST8414W40 | Linear Replacement Lamp | T8 Four-Foot | Replacement Lamps (plug and play) (UL Type A) |  | standard | NO | [10 empty] | 2018-03-27 | Not Dimmable | Not Dimmable | NO |  | HAHIKU | [25 empty] | 4.4 | 2150 | 155 | 14 | 20 | 0.9 | 4000 | 80 |  |  |  | NO | NO | NO | [8 empty] | 2018-11-02 | NO | NO | NO | [6 empty] | AC | [7 empty] | NO
PL9BUWKX62UQ | OSRAM | Osram Sylvania | OST8416W40 | Linear Replacement Lamp | T8 Four-Foot | Replacement Lamps (plug and play) (UL Type A) |  | standard | NO | [10 empty] | 2018-03-27 | Not Dimmable | Not Dimmable | NO |  | HAHIKV | [25 empty] | 4.4 | 2590 | 152 | 17 | 20 | 0.9 | 4000 | 80 |  |  |  | NO | NO | NO | [8 empty] | 2018-11-02 | NO | NO | NO | [6 empty] | AC | [7 empty] | NO
PL8WJF3OYW2C | OSRAM | Osram Sylvania | OST8412W35 | Linear Replacement Lamp | T8 Four-Foot | Replacement Lamps (plug and play) (UL Type A) |  | standard | NO | [10 empty] | 2018-03-27 | Not Dimmable | Not Dimmable | NO |  | HAHIKT | [25 empty] | 4.4 | 1850 | 155 | 12 | 20 | 0.9 | 3500 | 80 |  |  |  | NO | NO | NO | [8 empty] | 2018-11-02 | NO | NO | NO | [6 empty] | AC | [7 empty] | NO
PLBMEQ8MFY14 | Polybrite International/Borealis LED Lighting | PolyBrite, Borealis | T8C-18W-45K-4-1880-2B | Linear Replacement Lamp | T8 Four-Foot | Dual Mode Internal Driver (UL Type A and Type B) |  | standard | NO | [10 empty] | 2018-03-26 | Not Dimmable | Not Dimmable | NotYetVerified |  | IIILTS | [25 empty] | 4.4 | 2685.58 | 142.85 | 18.8 | 20 | 0.9 | 4500 | 82.3 |  |  |  | NO | NO | NO | [8 empty] | 2018-11-02 | NO | NO | NO | [6 empty] | AC | [7 empty] | NO
PL197XQS0Z26 | Polybrite International/Borealis LED Lighting | PolyBrite, Borealis | T8C-18W-40K-4-1880-2B | Linear Replacement Lamp | T8 Four-Foot | Dual Mode Internal Driver (UL Type A and Type B) |  | standard | NO | [10 empty] | 2018-03-26 | Not Dimmable | Not Dimmable | NotYetVerified |  | IIILTS | [25 empty] | 4.4 | 2685.58 | 142.85 | 18.8 | 20 | 0.9 | 4000 | 82.3 |  |  |  | NO | NO | NO | [8 empty] | 2018-11-02 | NO | NO | NO | [6 empty] | AC | [7 empty] | NO
PLAP6D5D03BF | Polybrite International/Borealis LED Lighting | PolyBrite, Borealis | T8C-18W-50K-4-1880-2B | Linear Replacement Lamp | T8 Four-Foot | Dual Mode Internal Driver (UL Type A and Type B) |  | standard | NO | [10 empty] | 2018-03-26 | Not Dimmable | Not Dimmable | NotYetVerified |  | IIILTS | [25 empty] | 4.4 | 2705.7 | 143.92 | 18.8 | 20 | 0.9 | 5000 | 82.3 |  |  |  | NO | NO | NO | [8 empty] | 2018-11-02 | NO | NO | NO | [6 empty] | AC | [7 empty] | NO
PLN64PYT395S | Savegreen Lighting | Savegreen Lighting | LT8ABP48L12W1500L35K | Linear Replacement Lamp | T8 Four-Foot | Dual Mode Internal Driver (UL Type A and Type B) |  | standard | NO | [10 empty] | 2018-03-19 | Not Dimmable | Not Dimmable | NO |  | KKLAID | [25 empty] | 4.4 | 1700 | 142 | 12 | 20 | 0.9 | 3500 | 85 |  |  |  | NO | NO | NO | [8 empty] | 2018-11-02 | NO | NO | NO | [6 empty] | AC | [7 empty] | NO
PLH5Z3EFKC80 | Savegreen Lighting | Savegreen Lighting | LT8ABP48L12W1500L40K | Linear Replacement Lamp | T8 Four-Foot | Dual Mode Internal Driver (UL Type A and Type B) |  | standard | NO | [10 empty] | 2018-03-19 | Not Dimmable | Not Dimmable | NO |  | KKLAID | [25 empty] | 4.4 | 1800 | 150 | 12 | 20 | 0.9 | 4000 | 85 |  |  |  | NO | NO | NO | [8 empty] | 2018-11-02 | NO | NO | NO | [6 empty] | AC | [7 empty] | NO
PLJATRNEEUKK | Savegreen Lighting | Savegreen Lighting | LT8ABP48L12W1500L30K | Linear Replacement Lamp | T8 Four-Foot | Dual Mode Internal Driver (UL Type A and Type B) |  | standard | YES |  | 1705 | 141.11 | 12.21 | 14.28 | 0.9019 | 3002 | 83.1 | 5 | 50000 | 2018-03-19 | Not Dimmable | Not Dimmable | NO |  | KKLAID | [15 empty] | 88.5 |  | 1.37 | 1.16 | [6 empty] | 4.4 | 1700 | 142 | 12 | 20 | 0.9 | 3000 | 85 |  |  |  | NO | NO | NO | [8 empty] | 2018-11-02 | NO | NO | NO | [6 empty] | AC | [7 empty] | NO
PL21J3GHV56U | Savegreen Lighting | Savegreen Lighting | LT8ABP48L12W1500L50K | Linear Replacement Lamp | T8 Four-Foot | Dual Mode Internal Driver (UL Type A and Type B) |  | standard | NO | [10 empty] | 2018-03-19 | Not Dimmable | Not Dimmable | NO |  | KKLAID | [25 empty] | 4.4 | 1800 | 150 | 12 | 20 | 0.9 | 5000 | 85 |  |  |  | NO | NO | NO | [8 empty] | 2018-11-02 | NO | NO | NO | [6 empty] | AC | [7 empty] | NO
PTP3DD6G | Shenzhen Bonld Electronics Co.,LTD | BONLD | BDT84BVA-12WB-SDRA | Linear Replacement Lamp | T8 Four-Foot | Replacement Lamps (plug and play) (UL Type A) |  | standard | NO | [10 empty] | 2018-03-12 | Not Dimmable | Not Dimmable | NO |  | UUUBIM | [25 empty] | 4.4 | 1718.21 | 142.1 | 12.1 | 19.54 | 0.9032 | 5196 | 83.3 |  |  |  | NO | NO | NO | [8 empty] | 2018-11-02 | NO | NO | NO | [6 empty] | AC | [7 empty] | NO
P1RGXPLS | GE Lighting Solutions | GE Lighting | LED15ET8/G4/840W | Linear Replacement Lamp | T8 Four-Foot | Replacement Lamps (plug and play) (UL Type A) |  | standard | YES |  | 2366.5 | 162.089 | 14.6 | 8.56 | 0.97 | 4103 | 86.9 | 5 | 50000 | 2017-09-06 | Dimmable | Continuous Below 10 | NO |  | PPPRXI | [15 empty] | 81.7 |  | 1.32 | 1.34 | [6 empty] | 4.4 | 2350 | 156.7 | 15 | 20 | 0.9 | 4000 | 83 |  |  |  | NO | NO | NO | [8 empty] | 2018-11-02 | NO | NO | NO | [6 empty] | AC | [7 empty] | NO
PCTQGKYO | Shenzhen Bonld Electronics Co.,LTD | BONLD | BDT84BVA-12WB-SNRA | Linear Replacement Lamp | T8 Four-Foot | Replacement Lamps (plug and play) (UL Type A) |  | standard | NO | [10 empty] | 2018-03-12 | Not Dimmable | Not Dimmable | NO |  | UUUBIM | [25 empty] | 4.4 | 1682.1 | 140.35 | 12 | 19.54 | 0.9032 | 4000 | 82.7 |  |  |  | NO | NO | NO | [8 empty] | 2018-11-02 | NO | NO | NO | [6 empty] | AC | [7 empty] | NO
PB07LBTR | Shenzhen Bonld Electronics Co.,LTD | BONLD | BDT84BVA-12WB-SHRA | Linear Replacement Lamp | T8 Four-Foot | Replacement Lamps (plug and play) (UL Type A) |  | standard | NO | [10 empty] | 2018-03-12 | Not Dimmable | Not Dimmable | NO |  | UUUBIM | [25 empty] | 4.4 | 1700.16 | 141.225 | 12.05 | 19.54 | 0.9032 | 4500 | 83 |  |  |  | NO | NO | NO | [8 empty] | 2018-11-02 | NO | NO | NO | [6 empty] | AC | [7 empty] | NO
PL5XER3W9J4J | Aquila Environmental | Aquila | AQ-LED-T8-12W-48IN-3000K | Linear Replacement Lamp | T8 Four-Foot | Dual Mode Internal Driver (UL Type A and Type B) |  | standard | YES |  | 1705 | 141.11 | 12.21 | 14.28 | 0.9019 | 3002 | 83.1 | 5 | 50000 | 2018-03-09 | Not Dimmable | Not Dimmable | NO |  | XXXBYV | [15 empty] | 88.5 |  | 1.37 | 1.16 | [6 empty] | 4.4 | 1700 | 142 | 12 | 20 | 0.9 | 3000 | 85 |  |  |  | NO | NO | NO | [8 empty] | 2018-11-02 | NO | NO | NO | [6 empty] | AC | [7 empty] | NO
PLGD5ISVAX6K | Aquila Environmental | Aquila | AQ-LED-T8-12W-48IN-4000K | Linear Replacement Lamp | T8 Four-Foot | Dual Mode Internal Driver (UL Type A and Type B) |  | standard | NO | [10 empty] | 2018-03-09 | Not Dimmable | Not Dimmable | NO |  | XXXBYV | [25 empty] | 4.4 | 1800 | 150 | 12 | 20 | 0.9 | 4000 | 85 |  |  |  | NO | NO | NO | [8 empty] | 2018-11-02 | NO | NO | NO | [6 empty] | AC | [7 empty] | NO
PL018GEI9HZN | Aquila Environmental | Aquila | AQ-LED-T8-12W-48IN-5000K | Linear Replacement Lamp | T8 Four-Foot | Dual Mode Internal Driver (UL Type A and Type B) |  | standard | NO | [10 empty] | 2018-03-09 | Not Dimmable | Not Dimmable | NO |  | XXXBYV | [25 empty] | 4.4 | 1800 | 150 | 12 | 20 | 0.9 | 5000 | 85 |  |  |  | NO | NO | NO | [8 empty] | 2018-11-02 | NO | NO | NO | [6 empty] | AC | [7 empty] | NO
PL77PRBYGTIC | GlobaLux Lighting | GlobaLux | LHT8-12-840-FC | Linear Replacement Lamp | T8 Four-Foot | Dual Mode Internal Driver (UL Type A and Type B) |  | standard | NO | [10 empty] | 2018-03-08 | Not Dimmable | Not Dimmable | NO |  | JJJNJK | [25 empty] | 4.4 | 1900 | 146.154 | 13 | 8.29 | 0.9045 | 4000 | 82.7 |  |  |  | NO | NO | NO | [8 empty] | 2018-11-02 | NO | NO | NO | [6 empty] | AC | [7 empty] | NO
PLKB7DX7LC67 | GlobaLux Lighting | GlobaLux | LHT8-12-830-FC | Linear Replacement Lamp | T8 Four-Foot | Dual Mode Internal Driver (UL Type A and Type B) |  | standard | YES |  | 1882 | 119.77 | 15.72 | 8.29 | 0.9045 | 2912 | 82.7 | 5 | 50000 | 2018-03-08 | Not Dimmable | Not Dimmable | NO |  | JJJNJK | [15 empty] | 84.4 |  | 1.24 | 1.3 | [6 empty] | 4.4 | 1900 | 146.154 | 13 | 8.29 | 0.9045 | 3000 | 82.7 |  |  |  | NO | NO | NO | [8 empty] | 2018-11-02 | NO | NO | NO | [6 empty] | AC | [7 empty] | NO
PLX12W4M5AU5 | GlobaLux Lighting | GlobaLux | LHT8-12-835-FC | Linear Replacement Lamp | T8 Four-Foot | Dual Mode Internal Driver (UL Type A and Type B) |  | standard | NO | [10 empty] | 2018-03-08 | Not Dimmable | Not Dimmable | NO |  | JJJNJK | [25 empty] | 4.4 | 1900 | 146.154 | 13 | 8.29 | 0.9045 | 3500 | 82.7 |  |  |  | NO | NO | NO | [8 empty] | 2018-11-02 | NO | NO | NO | [6 empty] | AC | [7 empty] | NO
PLD5RGXA95VH | GlobaLux Lighting | GlobaLux | LHT8-12-845-FC | Linear Replacement Lamp | T8 Four-Foot | Dual Mode Internal Driver (UL Type A and Type B) |  | standard | NO | [10 empty] | 2018-03-08 | Not Dimmable | Not Dimmable | NO |  | JJJNJK | [25 empty] | 4.4 | 1900 | 146.154 | 13 | 8.29 | 0.9045 | 4500 | 82.7 |  |  |  | NO | NO | NO | [8 empty] | 2018-11-02 | NO | NO | NO | [6 empty] | AC | [7 empty] | NO
PL564MHBK61O | GlobaLux Lighting | GlobaLux | LHT8-12-850-FC | Linear Replacement Lamp | T8 Four-Foot | Dual Mode Internal Driver (UL Type A and Type B) |  | standard | NO | [10 empty] | 2018-03-08 | Not Dimmable | Not Dimmable | NO |  | JJJNJK | [25 empty] | 4.4 | 1950 | 150 | 13 | 8.98 | 0.9047 | 5000 | 81.8 |  |  |  | NO | NO | NO | [8 empty] | 2018-11-02 | NO | NO | NO | [6 empty] | AC | [7 empty] | NO
PZUGHQL9 | ARKSMART INC | ARKSMART | ARK/UA/9T (4000K) | Linear Replacement Lamp | T8 Four-Foot | Replacement Lamps (plug and play) (UL Type A) |  | standard | NO | [10 empty] | 2018-02-12 | Not Dimmable | Not Dimmable | NO |  | MMMQLV | [25 empty] | 4.4 | 1758.6 | 167.81 | 10.48 | 7.78 | 0.922 | 4000 | 79.3 |  |  |  | NO | NO | NO | [8 empty] | 2018-11-02 | NO | NO | NO | [6 empty] | AC | [7 empty] | NO
PWT1VSOY | ARKSMART INC | ARKSMART | ARK/UA/9T (4500K) | Linear Replacement Lamp | T8 Four-Foot | Replacement Lamps (plug and play) (UL Type A) |  | standard | NO | [10 empty] | 2018-02-12 | Not Dimmable | Not Dimmable | NO |  | MMMQLV | [25 empty] | 4.4 | 1758.6 | 167.81 | 10.48 | 7.78 | 0.922 | 4500 | 79.3 |  |  |  | NO | NO | NO | [8 empty] | 2018-11-02 | NO | NO | NO | [6 empty] | AC | [7 empty] | NO
PPVNAXJM | ARKSMART INC | ARKSMART | ARK/UA/9T (5000K) | Linear Replacement Lamp | T8 Four-Foot | Replacement Lamps (plug and play) (UL Type A) |  | standard | NO | [10 empty] | 2018-02-12 | Not Dimmable | Not Dimmable | NO |  | MMMQLV | [25 empty] | 4.4 | 1931.8 | 183.46 | 10.53 | 7.78 | 0.922 | 5000 | 78.4 |  |  |  | NO | NO | NO | [8 empty] | 2018-11-02 | NO | NO | NO | [6 empty] | AC | [7 empty] | NO
P1C20G1M | ARKSMART INC | ARKSMART | ARK/UA/9T (3500K) | Linear Replacement Lamp | T8 Four-Foot | Replacement Lamps (plug and play) (UL Type A) |  | standard | NO | [10 empty] | 2018-02-12 | Not Dimmable | Not Dimmable | NO |  | MMMQLV | [25 empty] | 4.4 | 1758.6 | 167.81 | 10.48 | 7.78 | 0.922 | 3500 | 79.3 |  |  |  | NO | NO | NO | [8 empty] | 2018-11-02 | NO | NO | NO | [6 empty] | AC | [7 empty] | NO
PY4TA0VN | ARKSMART INC | ARKSMART | ARK/UA/9T (3000K) | Linear Replacement Lamp | T8 Four-Foot | Replacement Lamps (plug and play) (UL Type A) |  | standard | YES |  | 1758.6 | 167.81 | 10.48 | 7.78 | 0.9215 | 3008 | 79.3 | 5 | 50000 | 2018-02-12 | Not Dimmable | Not Dimmable | NO |  | MMMQLV | [15 empty] | 80.3 |  | 1.2 | 1.16 | [6 empty] | 4.4 | 1758.6 | 167.81 | 10.48 | 7.78 | 0.922 | 3000 | 79.3 |  |  |  | NO | NO | NO | [8 empty] | 2018-11-02 | NO | NO | NO | [6 empty] | AC | [7 empty] | NO
PLB4DLR6EX86 | InLine Electrical Resources | IER | IER-T8-12W HYBRID30 | Linear Replacement Lamp | T8 Four-Foot | Dual Mode Internal Driver (UL Type A and Type B) |  | standard | YES |  | 1954.93 | 141.293 | 13.836 | 15.9 | 0.908 | 2984 | 81.3 | 5 | 50000 | 2018-02-05 | Not Dimmable | Not Dimmable | NO |  | SSSCYN | [15 empty] | 80 |  | 1.14 | 1.22 | [6 empty] | 4.4 | 1954.93 | 141.29 | 13.84 | 15.9 | 0.91 | 2984 | 81.3 |  |  |  | NO | NO | NO | [8 empty] | 2018-11-02 | NO | NO | NO | [6 empty] | AC | [7 empty] | NO
PL8ZDRUTO3H9 | InLine Electrical Resources | IER | IER-T8-12W HYBRID40 | Linear Replacement Lamp | T8 Four-Foot | Dual Mode Internal Driver (UL Type A and Type B) |  | standard | NO | [10 empty] | 2018-02-05 | Not Dimmable | Not Dimmable | NO |  | SSSCYN | [25 empty] | 4.4 | 1954.93 | 141.29 | 13.84 | 15.9 | 0.91 | 4000 | 81.3 |  |  |  | NO | NO | NO | [8 empty] | 2018-11-02 | NO | NO | NO | [6 empty] | AC | [7 empty] | NO
PL3K3XU1NM1W | InLine Electrical Resources | IER | IER-T8-12W HYBRID35 | Linear Replacement Lamp | T8 Four-Foot | Dual Mode Internal Driver (UL Type A and Type B) |  | standard | NO | [10 empty] | 2018-02-05 | Not Dimmable | Not Dimmable | NO |  | SSSCYN | [25 empty] | 4.4 | 1954.93 | 141.29 | 13.84 | 15.9 | 0.91 | 3500 | 81.3 |  |  |  | NO | NO | NO | [8 empty] | 2018-11-02 | NO | NO | NO | [6 empty] | AC | [7 empty] | NO
PL8SMWN42RYQ | InLine Electrical Resources | IER | IER-T8-12W HYBRID45 | Linear Replacement Lamp | T8 Four-Foot | Dual Mode Internal Driver (UL Type A and Type B) |  | standard | NO | [10 empty] | 2018-02-05 | Not Dimmable | Not Dimmable | NO |  | SSSCYN | [25 empty] | 4.4 | 1954.93 | 141.29 | 13.84 | 15.9 | 0.91 | 4500 | 81.3 |  |  |  | NO | NO | NO | [8 empty] | 2018-11-02 | NO | NO | NO | [6 empty] | AC | [7 empty] | NO
PL244WO7W9JG | InLine Electrical Resources | IER | IER-T8-12W HYBRID50 | Linear Replacement Lamp | T8 Four-Foot | Dual Mode Internal Driver (UL Type A and Type B) |  | standard | NO | [10 empty] | 2018-02-05 | Not Dimmable | Not Dimmable | NO |  | SSSCYN | [25 empty] | 4.4 | 2115.32 | 151.84 | 13.93 | 16.6 | 0.92 | 5012 | 83.8 |  |  |  | NO | NO | NO | [8 empty] | 2018-11-02 | NO | NO | NO | [6 empty] | AC | [7 empty] | NO
PLT8ZKRA4ACY | Builders Pack | Builders Pack | 44-T8-120-12W-35K-F-GL-A-1 | Linear Replacement Lamp | T8 Four-Foot | Replacement Lamps (plug and play) (UL Type A) |  | standard | NO | [10 empty] | 2018-01-31 | Not Dimmable | Not Dimmable | NO | Updated on 07/26/2018 | XXXBWP | [25 empty] | 4.4 | 1776 | 148 | 12 | 20 | 0.9 | 3500 | 80 |  |  |  | NO | NO | NO | [8 empty] | 2018-11-02 | NO | NO | NO | [6 empty] | AC | [7 empty] | NO
PLR7TVJJP385 | Builders Pack | Builders Pack | 44-T8-120-12W-40K-F-GL-A-1 | Linear Replacement Lamp | T8 Four-Foot | Replacement Lamps (plug and play) (UL Type A) |  | standard | NO | [10 empty] | 2018-01-31 | Not Dimmable | Not Dimmable | NO | Updated on 07/26/2018 | XXXBWP | [25 empty] | 4.4 | 1800 | 150 | 12 | 20 | 0.9 | 4000 | 80 |  |  |  | NO | NO | NO | [8 empty] | 2018-11-02 | NO | NO | NO | [6 empty] | AC | [7 empty] | NO
PLVOOAR1J80W | Huntington Lighting LLC | Huntington | HLT8A414W35KN | Linear Replacement Lamp | T8 Four-Foot | Replacement Lamps (plug and play) (UL Type A) |  | standard | NO | [10 empty] | 2018-01-31 | Not Dimmable | Not Dimmable | NO |  | MMMQHB | [25 empty] | 4.4 | 2150 | 155 | 14 | 20 | 0.9 | 3500 | 80 |  |  |  | NO | NO | NO | [8 empty] | 2018-11-02 | NO | NO | NO | [6 empty] | AC | [7 empty] | NO
PL5LU4WX6H2N | Huntington Lighting LLC | Huntington | HLT8A414W40KN | Linear Replacement Lamp | T8 Four-Foot | Replacement Lamps (plug and play) (UL Type A) |  | standard | NO | [10 empty] | 2018-01-31 | Not Dimmable | Not Dimmable | NO |  | MMMQHB | [25 empty] | 4.4 | 2150 | 155 | 14 | 20 | 0.9 | 4000 | 80 |  |  |  | NO | NO | NO | [8 empty] | 2018-11-02 | NO | NO | NO | [6 empty] | AC | [7 empty] | NO
PL387LTJC1BH | Huntington Lighting LLC | Huntington | HLT8A414W50KN | Linear Replacement Lamp | T8 Four-Foot | Replacement Lamps (plug and play) (UL Type A) |  | standard | NO | [10 empty] | 2018-01-31 | Not Dimmable | Not Dimmable | NO |  | MMMQHB | [25 empty] | 4.4 | 2150 | 155 | 14 | 20 | 0.9 | 5000 | 80 |  |  |  | NO | NO | NO | [8 empty] | 2018-11-02 | NO | NO | NO | [6 empty] | AC | [7 empty] | NO
PLCM098L3MFI | Builders Pack | Builders Pack | 44-T8-120-12W-50K-F-GL-A-1 | Linear Replacement Lamp | T8 Four-Foot | Replacement Lamps (plug and play) (UL Type A) |  | standard | NO | [10 empty] | 2018-01-31 | Not Dimmable | Not Dimmable | NO | Updated on 07/26/2018 | XXXBWP | [25 empty] | 4.4 | 1800 | 150 | 12 | 20 | 0.9 | 5000 | 80 |  |  |  | NO | NO | NO | [8 empty] | 2018-11-02 | NO | NO | NO | [6 empty] | AC | [7 empty] | NO
PLZCLBET5HQ5 | Builders Pack | Builders Pack | 44-T8-120-12W-45K-F-GL-A-1 | Linear Replacement Lamp | T8 Four-Foot | Replacement Lamps (plug and play) (UL Type A) |  | standard | NO | [10 empty] | 2018-01-31 | Not Dimmable | Not Dimmable | NO | Updated on 07/26/2018 | XXXBWP | [25 empty] | 4.4 | 1800 | 150 | 12 | 20 | 0.9 | 4500 | 80 |  |  |  | NO | NO | NO | [8 empty] | 2018-11-02 | NO | NO | NO | [6 empty] | AC | [7 empty] | NO
PLVXH4QE37U0 | Huntington Lighting LLC | Huntington | HLT8A414W30KN | Linear Replacement Lamp | T8 Four-Foot | Replacement Lamps (plug and play) (UL Type A) |  | standard | YES |  | 2071.9 | 131.88 | 15.71 | 6.59 | 0.9781 | 3062 | 82.8 | 5 | 50000 | 2018-01-31 | Not Dimmable | Not Dimmable | NO |  | MMMQHB | [15 empty] | 85.1 |  | 1.28 | 1.18 | [6 empty] | 4.4 | 2150 | 155 | 14 | 20 | 0.9 | 3000 | 80 |  |  |  | NO | NO | NO | [8 empty] | 2018-11-02 | NO | NO | NO | [6 empty] | AC | [7 empty] | NO
PLXYZ7POZDIZ | Builders Pack | Builders Pack | 44-T8-120-12W-30K-F-GL-A-1 | Linear Replacement Lamp | T8 Four-Foot | Replacement Lamps (plug and play) (UL Type A) |  | standard | YES |  | 1780.6 | 128.74 | 13.83 | 12.51 | 0.953 | 2953 | 82.9 | 5 | 50000 | 2018-01-31 | Not Dimmable | Not Dimmable | NO | Updated on 07/26/2018 | XXXBWP | [15 empty] | 83.6 |  | 1.26 | 1.34 | [6 empty] | 4.4 | 1776 | 148 | 12 | 20 | 0.9 | 3000 | 80 |  |  |  | NO | NO | NO | [8 empty] | 2018-11-02 | NO | NO | NO | [6 empty] | AC | [7 empty] | NO
PL3NO651HB1U | IKIO LED LIGHTING | ikio | IK-T804-UE-0012 -TA&BF-50-A | Linear Replacement Lamp | T8 Four-Foot | Dual Mode Internal Driver (UL Type A and Type B) |  | standard | NO | [10 empty] | 2018-01-22 | Not Dimmable | Not Dimmable | NO |  | IIILNX | [25 empty] | 4.4 | 1868 | 140.98 | 13.25 | 10.59 | 0.94 | 5000 | 81.3 |  |  |  | NO | NO | NO | [8 empty] | 2018-11-02 | NO | NO | NO | [6 empty] | AC | [7 empty] | NO
PLDZSC7253XC | IKIO LED LIGHTING | ikio | IK-T804-UE-0012 -TA&BF-35-A | Linear Replacement Lamp | T8 Four-Foot | Dual Mode Internal Driver (UL Type A and Type B) |  | standard | NO | [10 empty] | 2018-01-22 | Not Dimmable | Not Dimmable | NO |  | IIILNX | [25 empty] | 4.4 | 1884 | 140.18 | 13.44 | 9.78 | 0.94 | 3500 | 83.2 |  |  |  | NO | NO | NO | [8 empty] | 2018-11-02 | NO | NO | NO | [6 empty] | AC | [7 empty] | NO
PMX3VWIV | Revolution Lighting Technologies, Inc. | Revolution Lighting Technologies | 204622-115 | Linear Replacement Lamp | T8 Four-Foot | Replacement Lamps (plug and play) (UL Type A) |  | standard | NO | [10 empty] | 2018-01-18 | Not Dimmable | Not Dimmable | NO |  | HAHIGT | [25 empty] | 4.4 | 2325 | 142.65 | 16.3 | 8.4 | 0.964 | 5000 | 83.3 |  |  |  | NO | NO | NO | [8 empty] | 2018-11-02 | NO | NO | NO | [6 empty] | AC | [7 empty] | NO
PNWCHMPO | Revolution Lighting Technologies, Inc. | Revolution Lighting Technologies | 204622-112-XXX | Linear Replacement Lamp | T8 Four-Foot | Replacement Lamps (plug and play) (UL Type A) |  | standard | NO | [10 empty] | 2018-01-18 | Not Dimmable | Not Dimmable | NO |  | HAHIGW | [25 empty] | 4.4 | 2265 | 142.9 | 15.85 | 8.47 | 0.965 | 3500 | 82.2 |  |  |  | NO | NO | NO | [8 empty] | 2018-11-02 | NO | NO | NO | [6 empty] | AC | [7 empty] | NO
P2HNSFVK | Revolution Lighting Technologies, Inc. | Revolution Lighting Technologies | 204622-113-XXX | Linear Replacement Lamp | T8 Four-Foot | Replacement Lamps (plug and play) (UL Type A) |  | standard | NO | [10 empty] | 2018-01-18 | Not Dimmable | Not Dimmable | NO |  | HAHIGW | [25 empty] | 4.4 | 2288 | 144.35 | 15.85 | 8.47 | 0.965 | 4000 | 82.2 |  |  |  | NO | NO | NO | [8 empty] | 2018-11-02 | NO | NO | NO | [6 empty] | AC | [7 empty] | NO
PNUWZLUU | Revolution Lighting Technologies, Inc. | Revolution Lighting Technologies | 204620-115-XXX | Linear Replacement Lamp | T8 Four-Foot | Replacement Lamps (plug and play) (UL Type A) |  | standard | NO | [10 empty] | 2018-01-18 | Not Dimmable | Not Dimmable | NO |  | HAHIGU | [25 empty] | 4.4 | 1772 | 144.89 | 12.23 | 12.28 | 0.931 | 5000 | 82.7 |  |  |  | NO | NO | NO | [8 empty] | 2018-11-02 | NO | NO | NO | [6 empty] | AC | [7 empty] | NO
PXFX0IVV | Revolution Lighting Technologies, Inc. | Revolution Lighting Technologies | 204622-115-XXX | Linear Replacement Lamp | T8 Four-Foot | Replacement Lamps (plug and play) (UL Type A) |  | standard | NO | [10 empty] | 2018-01-18 | Not Dimmable | Not Dimmable | NO |  | HAHIGW | [25 empty] | 4.4 | 2333 | 146.19 | 15.96 | 8.65 | 0.963 | 5000 | 85.1 |  |  |  | NO | NO | NO | [8 empty] | 2018-11-02 | NO | NO | NO | [6 empty] | AC | [7 empty] | NO
PA9XYGTF | Revolution Lighting Technologies, Inc. | Revolution Lighting Technologies | 204620-112-XXX | Linear Replacement Lamp | T8 Four-Foot | Replacement Lamps (plug and play) (UL Type A) |  | standard | NO | [10 empty] | 2018-01-18 | Not Dimmable | Not Dimmable | NO |  | HAHIGU | [25 empty] | 4.4 | 1721 | 141.76 | 12.14 | 12.05 | 0.933 | 3500 | 82.8 |  |  |  | NO | NO | NO | [8 empty] | 2018-11-02 | NO | NO | NO | [6 empty] | AC | [7 empty] | NO
PMON6QW9 | Revolution Lighting Technologies, Inc. | Revolution Lighting Technologies | 204620-111-XXX | Linear Replacement Lamp | T8 Four-Foot | Replacement Lamps (plug and play) (UL Type A) |  | standard | YES |  | 1704 | 141.52 | 12.04 | 12.05 | 0.9325 | 2941 | 82.8 | 5 | 50000 | 2018-01-18 | Not Dimmable | Not Dimmable | NO |  | HAHIGU | [15 empty] | 84.8 |  | 1.24 | 1.17 | [6 empty] | 4.4 | 1704 | 141.52 | 12.04 | 12.05 | 0.933 | 3000 | 82.8 |  |  |  | NO | NO | NO | [8 empty] | 2018-11-02 | NO | NO | NO | [6 empty] | AC | [7 empty] | NO
PADBX5LR | Revolution Lighting Technologies, Inc. | Revolution Lighting Technologies | 204622-113 | Linear Replacement Lamp | T8 Four-Foot | Replacement Lamps (plug and play) (UL Type A) |  | standard | NO | [10 empty] | 2018-01-18 | Not Dimmable | Not Dimmable | NO |  | HAHIGT | [25 empty] | 4.4 | 2285 | 140.79 | 16.23 | 8.26 | 0.965 | 4000 | 81.8 |  |  |  | NO | NO | NO | [8 empty] | 2018-11-02 | NO | NO | NO | [6 empty] | AC | [7 empty] | NO
PRWVDGXV | Revolution Lighting Technologies, Inc. | Revolution Lighting Technologies | 204620-113-XXX | Linear Replacement Lamp | T8 Four-Foot | Replacement Lamps (plug and play) (UL Type A) |  | standard | NO | [10 empty] | 2018-01-18 | Not Dimmable | Not Dimmable | NO |  | HAHIGU | [25 empty] | 4.4 | 1738 | 143.16 | 12.14 | 12.05 | 0.933 | 4000 | 82.8 |  |  |  | NO | NO | NO | [8 empty] | 2018-11-02 | NO | NO | NO | [6 empty] | AC | [7 empty] | NO
PA2E7MG5 | Revolution Lighting Technologies, Inc. | Revolution Lighting Technologies | 204622-111-XXX | Linear Replacement Lamp | T8 Four-Foot | Replacement Lamps (plug and play) (UL Type A) |  | standard | YES |  | 2242 | 142.42 | 15.74 | 8.47 | 0.9646 | 2997 | 82.2 | 5 | 50000 | 2018-01-18 | Not Dimmable | Not Dimmable | NO |  | HAHIGW | [15 empty] | 84.5 |  | 1.24 | 1.15 | [6 empty] | 4.4 | 2242 | 142.42 | 15.74 | 8.47 | 0.965 | 3000 | 82.2 |  |  |  | NO | NO | NO | [8 empty] | 2018-11-02 | NO | NO | NO | [6 empty] | AC | [7 empty] | NO
PL8OZRSJQTFG | Builders Pack | Builders Pack | 44-T8-120-12W-30K-AL-F-A-1 | Linear Replacement Lamp | T8 Four-Foot | Replacement Lamps (plug and play) (UL Type A) |  | standard | YES |  | 1760 | 123.02 | 14.31 | 12.71 | 0.946 | 2935 | 83.2 | 5 | 50000 | 2018-01-04 | Not Dimmable | Not Dimmable | NO | Updated on 07/26/2018 | TTTUVQ | [15 empty] | 84.2 |  | 1.24 | 1.28 | [6 empty] | 4.4 | 1752 | 146 | 12 | 20 | 0.9 | 3000 | 80 |  |  |  | NO | NO | NO | [8 empty] | 2018-11-02 | NO | NO | NO | [6 empty] | AC | [7 empty] | NO
PLP2R5MDPESE | Builders Pack | Builders Pack | 44-T8-120-12W-30K-AL-F-AB-1 | Linear Replacement Lamp | T8 Four-Foot | Dual Mode Internal Driver (UL Type A and Type B) |  | standard | YES |  | 1760 | 123.02 | 14.31 | 19.95 | 0.909 | 2935 | 83.2 | 5 | 50000 | 2018-01-04 | Not Dimmable | Not Dimmable | NO | Updated on 07/26/2018 | TTTUVU | [15 empty] | 84.2 |  | 1.24 | 1.28 | [6 empty] | 4.4 | 1752 | 146 | 12 | 20 | 0.9 | 3000 | 80 |  |  |  | NO | NO | NO | [8 empty] | 2018-11-02 | NO | NO | NO | [6 empty] | AC | [7 empty] | NO
PLCMB2PBC8IK | Builders Pack | Builders Pack | 44-T8-120-12W-35K-AL-F-AB-1 | Linear Replacement Lamp | T8 Four-Foot | Dual Mode Internal Driver (UL Type A and Type B) |  | standard | NO | [10 empty] | 2018-01-04 | Not Dimmable | Not Dimmable | NO | Updated on 07/26/2018 | TTTUVU | [25 empty] | 4.4 | 1752 | 146 | 12 | 20 | 0.9 | 3500 | 80 |  |  |  | NO | NO | NO | [8 empty] | 2018-11-02 | NO | NO | NO | [6 empty] | AC | [7 empty] | NO
PLP2Y5YT0B2I | Builders Pack | Builders Pack | 44-T8-120-12W-40K-AL-F-AB-1 | Linear Replacement Lamp | T8 Four-Foot | Dual Mode Internal Driver (UL Type A and Type B) |  | standard | NO | [10 empty] | 2018-01-04 | Not Dimmable | Not Dimmable | NO | Updated on 07/26/2018 | TTTUVU | [25 empty] | 4.4 | 1800 | 150 | 12 | 20 | 0.9 | 4000 | 80 |  |  |  | NO | NO | NO | [8 empty] | 2018-11-02 | NO | NO | NO | [6 empty] | AC | [7 empty] | NO
PLZ2GS5Y6MCY | Builders Pack | Builders Pack | 44-T8-120-12W-50K-AL-F-A-1 | Linear Replacement Lamp | T8 Four-Foot | Replacement Lamps (plug and play) (UL Type A) |  | standard | NO | [10 empty] | 2018-01-04 | Not Dimmable | Not Dimmable | NO | Updated on 07/26/2018 | TTTUVQ | [25 empty] | 4.4 | 1800 | 150 | 12 | 20 | 0.9 | 5000 | 80 |  |  |  | NO | NO | NO | [8 empty] | 2018-11-02 | NO | NO | NO | [6 empty] | AC | [7 empty] | NO
PLRH66AR1LG2 | Builders Pack | Builders Pack | 44-T8-120-12W-45K-AL-F-A-1 | Linear Replacement Lamp | T8 Four-Foot | Replacement Lamps (plug and play) (UL Type A) |  | standard | NO | [10 empty] | 2018-01-04 | Not Dimmable | Not Dimmable | NO | Updated on 07/26/2018 | TTTUVQ | [25 empty] | 4.4 | 1800 | 150 | 12 | 20 | 0.9 | 4500 | 80 |  |  |  | NO | NO | NO | [8 empty] | 2018-11-02 | NO | NO | NO | [6 empty] | AC | [7 empty] | NO
PLBOQFLXNAX4 | Builders Pack | Builders Pack | 44-T8-120-12W-35K-AL-F-A-1 | Linear Replacement Lamp | T8 Four-Foot | Replacement Lamps (plug and play) (UL Type A) |  | standard | NO | [10 empty] | 2018-01-04 | Not Dimmable | Not Dimmable | NO | Updated on 07/26/2018 | TTTUVQ | [25 empty] | 4.4 | 1752 | 146 | 12 | 20 | 0.9 | 3500 | 80 |  |  |  | NO | NO | NO | [8 empty] | 2018-11-02 | NO | NO | NO | [6 empty] | AC | [7 empty] | NO
PL4GRYN76H2C | Builders Pack | Builders Pack | 44-T8-120-12W-45K-AL-F-AB-1 | Linear Replacement Lamp | T8 Four-Foot | Dual Mode Internal Driver (UL Type A and Type B) |  | standard | NO | [10 empty] | 2018-01-04 | Not Dimmable | Not Dimmable | NO | Updated on 07/26/2018 | TTTUVU | [25 empty] | 4.4 | 1800 | 150 | 12 | 20 | 0.9 | 4500 | 80 |  |  |  | NO | NO | NO | [8 empty] | 2018-11-02 | NO | NO | NO | [6 empty] | AC | [7 empty] | NO
PL6L010I773M | Builders Pack | Builders Pack | 44-T8-120-12W-50K-AL-F-AB-1 | Linear Replacement Lamp | T8 Four-Foot | Dual Mode Internal Driver (UL Type A and Type B) |  | standard | NO | [10 empty] | 2018-01-04 | Not Dimmable | Not Dimmable | NO | Updated on 07/26/2018 | TTTUVU | [25 empty] | 4.4 | 1800 | 150 | 12 | 20 | 0.9 | 5000 | 80 |  |  |  | NO | NO | NO | [8 empty] | 2018-11-02 | NO | NO | NO | [6 empty] | AC | [7 empty] | NO
PLAXU7W6FM2Q | Builders Pack | Builders Pack | 44-T8-120-12W-40K-AL-F-A-1 | Linear Replacement Lamp | T8 Four-Foot | Replacement Lamps (plug and play) (UL Type A) |  | standard | NO | [10 empty] | 2018-01-04 | Not Dimmable | Not Dimmable | NO | Updated on 07/26/2018 | TTTUVQ | [25 empty] | 4.4 | 1800 | 150 | 12 | 20 | 0.9 | 4000 | 80 |  |  |  | NO | NO | NO | [8 empty] | 2018-11-02 | NO | NO | NO | [6 empty] | AC | [7 empty] | NO
PL6SET79ER3N | Topaz Lighting Corp. | Topaz | L4T8E/850/12/F-88 | Linear Replacement Lamp | T8 Four-Foot | Replacement Lamps (plug and play) (UL Type A) |  | standard | NO | [10 empty] | 2018-01-02 | Not Dimmable | Not Dimmable | NO |  | ZAZZRY | [25 empty] | 4.4 | 1810 | 150.8 | 12 | 15 | 0.9 | 5000 | 80 |  |  | 4 | NO | NO | NO | [8 empty] | 2018-11-02 | NO | NO | NO | [6 empty] | AC | [7 empty] | NO
PLBDYCEE7SF2 | Topaz Lighting Corp. | Topaz | L4T8E/830/12/F-88 | Linear Replacement Lamp | T8 Four-Foot | Replacement Lamps (plug and play) (UL Type A) |  | standard | YES |  | 1650 | 122.28 | 13.5 | 9.46 | 0.9115 | 2921 | 82.9 | 5 | 50000 | 2018-01-02 | Not Dimmable | Not Dimmable | NO |  | ZAZZRY | [15 empty] | 84.5 |  | 1.22 | 1.26 | [6 empty] | 4.4 | 1730 | 144.2 | 12 | 15 | 0.9 | 3000 | 80 |  |  | 4 | NO | NO | NO | [8 empty] | 2018-11-02 | NO | NO | NO | [6 empty] | AC | [7 empty] | NO
PLREUZIMC5UQ | Topaz Lighting Corp. | Topaz | L4T8E/840/12/F-88 | Linear Replacement Lamp | T8 Four-Foot | Replacement Lamps (plug and play) (UL Type A) |  | standard | NO | [10 empty] | 2018-01-02 | Not Dimmable | Not Dimmable | NO |  | ZAZZRY | [25 empty] | 4.4 | 1800 | 150 | 12 | 15 | 0.9 | 4000 | 80 |  |  | 4 | NO | NO | NO | [8 empty] | 2018-11-02 | NO | NO | NO | [6 empty] | AC | [7 empty] | NO
PL0FAVC7K6VT | Topaz Lighting Corp. | Topaz | L4T8E/835/12/F-88 | Linear Replacement Lamp | T8 Four-Foot | Replacement Lamps (plug and play) (UL Type A) |  | standard | NO | [10 empty] | 2018-01-02 | Not Dimmable | Not Dimmable | NO |  | ZAZZRY | [25 empty] | 4.4 | 1740 | 145 | 12 | 15 | 0.9 | 3500 | 80 |  |  | 4 | NO | NO | NO | [8 empty] | 2018-11-02 | NO | NO | NO | [6 empty] | AC | [7 empty] | NO
PL1OIT7OWC5G | Topaz Lighting Corp. | Topaz | L4T8E/845/12/F-88 | Linear Replacement Lamp | T8 Four-Foot | Replacement Lamps (plug and play) (UL Type A) |  | standard | NO | [10 empty] | 2018-01-02 | Not Dimmable | Not Dimmable | NO |  | ZAZZRY | [25 empty] | 4.4 | 1805 | 150.4 | 12 | 15 | 0.9 | 4500 | 80 |  |  | 4 | NO | NO | NO | [8 empty] | 2018-11-02 | NO | NO | NO | [6 empty] | AC | [7 empty] | NO
PLTRVVIQKGDH | Builders Pack | Builders Pack | 44-T8-120-12W-45K-GL-D-AB-1 | Linear Replacement Lamp | T8 Four-Foot | Dual Mode Internal Driver (UL Type A and Type B) |  | standard | NO | [10 empty] | 2017-12-22 | Dimmable | Continuous Below 10 | NO | Updated on 07/26/2018 | XXXBVC | [25 empty] | 4.4 | 1800 | 150 | 12 | 20 | 0.9 | 4500 | 80 |  |  |  | NO | NO | NO | [8 empty] | 2018-11-02 | NO | NO | NO | [6 empty] | AC | [7 empty] | NO
PLGF1NW543XU | Builders Pack | Builders Pack | 44-T8-120-12W-30K-GL-D-AB-1 | Linear Replacement Lamp | T8 Four-Foot | Dual Mode Internal Driver (UL Type A and Type B) |  | standard | YES |  | 1780.6 | 128.74 | 13.83 | 17.53 | 0.94 | 2953 | 82.9 | 5 | 50000 | 2017-12-22 | Dimmable | Continuous Below 10 | NO | Updated on 07/26/2018 | XXXBVC | [15 empty] | 83.6 |  | 1.26 | 1.34 | [6 empty] | 4.4 | 1776 | 148 | 12 | 20 | 0.9 | 3000 | 80 |  |  |  | NO | NO | NO | [8 empty] | 2018-11-02 | NO | NO | NO | [6 empty] | AC | [7 empty] | NO
PLBPZ1CSIIPM | Builders Pack | Builders Pack | 44-T8-120-12W-40K-GL-D-AB-1 | Linear Replacement Lamp | T8 Four-Foot | Dual Mode Internal Driver (UL Type A and Type B) |  | standard | NO | [10 empty] | 2017-12-22 | Dimmable | Continuous Below 10 | NO | Updated on 07/26/2018 | XXXBVC | [25 empty] | 4.4 | 1800 | 150 | 12 | 20 | 0.9 | 4000 | 80 |  |  |  | NO | NO | NO | [8 empty] | 2018-11-02 | NO | NO | NO | [6 empty] | AC | [7 empty] | NO
PL357KN2HOCK | Builders Pack | Builders Pack | 44-T8-120-12W-50K-GL-D-AB-1 | Linear Replacement Lamp | T8 Four-Foot | Dual Mode Internal Driver (UL Type A and Type B) |  | standard | NO | [10 empty] | 2017-12-22 | Dimmable | Continuous Below 10 | NO | Updated on 07/26/2018 | XXXBVC | [25 empty] | 4.4 | 1800 | 150 | 12 | 20 | 0.9 | 5000 | 80 |  |  |  | NO | NO | NO | [8 empty] | 2018-11-02 | NO | NO | NO | [6 empty] | AC | [7 empty] | NO
PLX8X2FRXE5L | Builders Pack | Builders Pack | 44-T8-120-12W-35K-GL-D-AB-1 | Linear Replacement Lamp | T8 Four-Foot | Dual Mode Internal Driver (UL Type A and Type B) |  | standard | NO | [10 empty] | 2017-12-22 | Dimmable | Continuous Below 10 | NO | Updated on 07/26/2018 | XXXBVC | [25 empty] | 4.4 | 1776 | 148 | 12 | 20 | 0.9 | 3500 | 80 |  |  |  | NO | NO | NO | [8 empty] | 2018-11-02 | NO | NO | NO | [6 empty] | AC | [7 empty] | NO
PLHQ19IX7U3K | OREL Corporation(Pvt) Ltd | ORANGE ELECTRIC | 782-1254 | Linear Replacement Lamp | T8 Four-Foot | Dual Mode Internal Driver (UL Type A and Type B) |  | standard | YES |  | 2124 | 160.79 | 13.21 | 19.05 | 0.9004 | 4058 | 80.8 | 5 | 50000 | 2017-12-20 | Not Dimmable | Not Dimmable | NO |  | EAEFKB | [15 empty] | 85.7 |  | 1.22 | 1.22 | [6 empty] | 4.4 | 2124 | 160.91 | 13.2 | 17.78 | 0.9 | 4000 | 80.8 |  |  |  | NO | NO | NO | [8 empty] | 2018-11-02 | NO | NO | NO | [6 empty] | AC | [7 empty] | NO
PL7T2611O5S5 | LEDone Distribution, Inc. | LEDone | LOD-SPGT84F-12W35KF | Linear Replacement Lamp | T8 Four-Foot | Replacement Lamps (plug and play) (UL Type A) |  | standard | NO | [10 empty] | 2017-12-19 | Not Dimmable | Not Dimmable | NO |  | EAEFKA | [25 empty] | 4.4 | 1776 | 148 | 12 | 20 | 0.9 | 3500 | 80 |  |  |  | NO | NO | NO | [8 empty] | 2018-11-02 | NO | NO | NO | [6 empty] | AC | [7 empty] | NO
PL45HRY5A6SE | LEDone Distribution, Inc. | LEDone | LOD-SPGT84F-12W40KF | Linear Replacement Lamp | T8 Four-Foot | Replacement Lamps (plug and play) (UL Type A) |  | standard | NO | [10 empty] | 2017-12-19 | Not Dimmable | Not Dimmable | NO |  | EAEFKA | [25 empty] | 4.4 | 1800 | 150 | 12 | 20 | 0.9 | 4000 | 80 |  |  |  | NO | NO | NO | [8 empty] | 2018-11-02 | NO | NO | NO | [6 empty] | AC | [7 empty] | NO
PT16TPHZ | LEDone Distribution, Inc. | LEDone | LOD-SPGT84F-12W50KF | Linear Replacement Lamp | T8 Four-Foot | Replacement Lamps (plug and play) (UL Type A) |  | standard | NO | [10 empty] | 2017-12-19 | Not Dimmable | Not Dimmable | NO |  | EAEFKA | [25 empty] | 4.4 | 1800 | 150 | 12 | 20 | 0.9 | 5000 | 80 |  |  |  | NO | NO | NO | [8 empty] | 2018-11-02 | NO | NO | NO | [6 empty] | AC | [7 empty] | NO
PLA1DLYCW7GJ | LEDone Distribution, Inc. | LEDone | LOD-SPGT84F-12W30KF | Linear Replacement Lamp | T8 Four-Foot | Replacement Lamps (plug and play) (UL Type A) |  | standard | YES |  | 1780.6 | 128.74 | 13.83 | 12.51 | 0.953 | 2953 | 82.9 | 5 | 50000 | 2017-12-19 | Not Dimmable | Not Dimmable | NO |  | EAEFKA | [15 empty] | 83.6 |  | 1.26 | 1.34 | [6 empty] | 4.4 | 1776 | 148 | 12 | 20 | 0.9 | 3000 | 80 |  |  |  | NO | NO | NO | [8 empty] | 2018-11-02 | NO | NO | NO | [6 empty] | AC | [7 empty] | NO
PL0CQNXS8YF9 | US Green Lighting, Inc. | US Green Lighting | L/T84F/12/XU/850/SSFA2 | Linear Replacement Lamp | T8 Four-Foot | Replacement Lamps (plug and play) (UL Type A) |  | standard | NO | [10 empty] | 2017-12-15 | Not Dimmable | Not Dimmable | NO |  | MMMQEE | [25 empty] | 4.4 | 1810 | 150.8 | 12 | 15 | 0.9 | 5000 | 80 |  |  | 4 | NO | NO | NO | [8 empty] | 2018-11-02 | NO | NO | NO | [6 empty] | AC | [7 empty] | NO
PLKCFTP4YGUM | US Green Lighting, Inc. | US Green Lighting | L/T84F/12/XU/835/SSFA2 | Linear Replacement Lamp | T8 Four-Foot | Replacement Lamps (plug and play) (UL Type A) |  | standard | NO | [10 empty] | 2017-12-15 | Not Dimmable | Not Dimmable | NO |  | MMMQEE | [25 empty] | 4.4 | 1740 | 145 | 12 | 15 | 0.9 | 3500 | 80 |  |  | 4 | NO | NO | NO | [8 empty] | 2018-11-02 | NO | NO | NO | [6 empty] | AC | [7 empty] | NO
PLXX28LKW2ZB | US Green Lighting, Inc. | US Green Lighting | L/T84F/12/XU/840/SSFA2 | Linear Replacement Lamp | T8 Four-Foot | Replacement Lamps (plug and play) (UL Type A) |  | standard | NO | [10 empty] | 2017-12-15 | Not Dimmable | Not Dimmable | NO |  | MMMQEE | [25 empty] | 4.4 | 1800 | 150 | 12 | 15 | 0.9 | 4000 | 80 |  |  | 4 | NO | NO | NO | [8 empty] | 2018-11-02 | NO | NO | NO | [6 empty] | AC | [7 empty] | NO
PLI1J8GGY221 | US Green Lighting, Inc. | US Green Lighting | L/T84F/12/XU/830/SSFA2 | Linear Replacement Lamp | T8 Four-Foot | Replacement Lamps (plug and play) (UL Type A) |  | standard | YES |  | 1650 | 122.28 | 13.5 | 9.46 | 0.9115 | 2921 | 82.9 | 5 | 50000 | 2017-12-15 | Not Dimmable | Not Dimmable | NO |  | MMMQEE | [15 empty] | 84.5 |  | 1.22 | 1.26 | [6 empty] | 4.4 | 1730 | 144.2 | 12 | 15 | 0.9 | 3000 | 80 |  |  | 4 | NO | NO | NO | [8 empty] | 2018-11-02 | NO | NO | NO | [6 empty] | AC | [7 empty] | NO
PLRUX4AZANA9 | US Green Lighting, Inc. | US Green Lighting | L/T84F/12/XU/845/SSFA2 | Linear Replacement Lamp | T8 Four-Foot | Replacement Lamps (plug and play) (UL Type A) |  | standard | NO | [10 empty] | 2017-12-15 | Not Dimmable | Not Dimmable | NO |  | MMMQEE | [25 empty] | 4.4 | 1805 | 150.4 | 12 | 15 | 0.9 | 4500 | 80 |  |  | 4 | NO | NO | NO | [8 empty] | 2018-11-02 | NO | NO | NO | [6 empty] | AC | [7 empty] | NO
PDQ5XT2H | SmartRay Inc. | SmartRay | SR5T8A17W50K | Linear Replacement Lamp | T8 Four-Foot | Replacement Lamps (plug and play) (UL Type A) |  | standard | NO | [10 empty] | 2017-12-07 | Not Dimmable | Not Dimmable | NO |  | SSSCWN | [25 empty] | 4.4 | 2590 | 152 | 17 | 20 | 0.9 | 5000 | 80 |  |  |  | NO | NO | NO | [8 empty] | 2018-11-02 | NO | NO | NO | [6 empty] | AC | [7 empty] | NO
PSUN2MXO | SmartRay Inc. | SmartRay | SR5T8A17W40K | Linear Replacement Lamp | T8 Four-Foot | Replacement Lamps (plug and play) (UL Type A) |  | standard | NO | [10 empty] | 2017-12-07 | Not Dimmable | Not Dimmable | NO |  | SSSCWN | [25 empty] | 4.4 | 2590 | 152 | 17 | 20 | 0.9 | 4000 | 80 |  |  |  | NO | NO | NO | [8 empty] | 2018-11-02 | NO | NO | NO | [6 empty] | AC | [7 empty] | NO
PBPN07WV | SmartRay Inc. | SmartRay | SR5T8A17W30K | Linear Replacement Lamp | T8 Four-Foot | Replacement Lamps (plug and play) (UL Type A) |  | standard | YES |  | 2419 | 134.02 | 18.05 | 8.939 | 0.972 | 3060 | 82.8 | 5 | 50000 | 2017-12-07 | Not Dimmable | Not Dimmable | NO |  | SSSCWN | [15 empty] | 84.8 |  | 1.24 | 1.18 | [6 empty] | 4.4 | 2590 | 152 | 17 | 20 | 0.9 | 3000 | 80 |  |  |  | NO | NO | NO | [8 empty] | 2018-11-02 | NO | NO | NO | [6 empty] | AC | [7 empty] | NO
PXW3OO4H | SmartRay Inc. | SmartRay | SR5T8A14W40K | Linear Replacement Lamp | T8 Four-Foot | Replacement Lamps (plug and play) (UL Type A) |  | standard | NO | [10 empty] | 2017-12-07 | Not Dimmable | Not Dimmable | NO |  | SSSCWM | [25 empty] | 4.4 | 2150 | 155 | 14 | 20 | 0.9 | 4000 | 80 |  |  |  | NO | NO | NO | [8 empty] | 2018-11-02 | NO | NO | NO | [6 empty] | AC | [7 empty] | NO
PAODO1GD | SmartRay Inc. | SmartRay | SR5T8A14W50K | Linear Replacement Lamp | T8 Four-Foot | Replacement Lamps (plug and play) (UL Type A) |  | standard | NO | [10 empty] | 2017-12-07 | Not Dimmable | Not Dimmable | NO |  | SSSCWM | [25 empty] | 4.4 | 2150 | 155 | 14 | 20 | 0.9 | 5000 | 80 |  |  |  | NO | NO | NO | [8 empty] | 2018-11-02 | NO | NO | NO | [6 empty] | AC | [7 empty] | NO
PVR3OM9C | SmartRay Inc. | SmartRay | SR5T8A14W30K | Linear Replacement Lamp | T8 Four-Foot | Replacement Lamps (plug and play) (UL Type A) |  | standard | YES |  | 2071.9 | 131.88 | 15.71 | 6.59 | 0.9781 | 3062 | 82.8 | 5 | 50000 | 2017-12-07 | Not Dimmable | Not Dimmable | NO |  | SSSCWM | [15 empty] | 85.1 |  | 1.28 | 1.18 | [6 empty] | 4.4 | 2150 | 155 | 14 | 20 | 0.9 | 3000 | 80 |  |  |  | NO | NO | NO | [8 empty] | 2018-11-02 | NO | NO | NO | [6 empty] | AC | [7 empty] | NO
PLOUB33OQ83Y | Midgard Enterprises LLC | MIDGARD | MDG-T8GABUD1212M-40-A | Linear Replacement Lamp | T8 Four-Foot | Dual Mode Internal Driver (UL Type A and Type B) |  | standard | NO | [10 empty] | 2017-12-06 | Dimmable | Continuous Below 10 | NO |  | MMMQCG | [25 empty] | 4.4 | 1800 | 150 | 12 | 20 | 0.9 | 4000 | 80 |  |  |  | NO | NO | NO | [8 empty] | 2018-11-02 | NO | NO | NO | [6 empty] | AC | [7 empty] | NO
PLWN88L1JHWK | Online Stores LLC. | LumeGen | LG-4T8E-12WU-SM40K | Linear Replacement Lamp | T8 Four-Foot | Dual Mode Internal Driver (UL Type A and Type B) |  | standard | NO | [10 empty] | 2017-12-06 | Dimmable | Continuous Below 10 | NO | De-listed on 9/6/2018, re-listed on 10/1/2018 | ZAZZPB | [25 empty] | 4.4 | 1800 | 150 | 12 | 20 | 0.9 | 4000 | 80 |  |  |  | NO | NO | NO | [8 empty] | 2018-11-02 | NO | NO | NO | [6 empty] | AC | [7 empty] | NO
PL739Y9ACDEF | Online Stores LLC. | LumeGen | LG-4T8E-12WBC-SM50K | Linear Replacement Lamp | T8 Four-Foot | Replacement Lamps (plug and play) (UL Type A) |  | standard | NO | [10 empty] | 2017-12-06 | Not Dimmable | Not Dimmable | NO | De-listed on 9/6/2018, re-listed on 10/1/2018 | ZAZZPA | [25 empty] | 4.4 | 1810 | 150.8 | 12 | 15 | 0.9 | 5000 | 80 |  |  | 4 | NO | NO | NO | [8 empty] | 2018-11-02 | NO | NO | NO | [6 empty] | AC | [7 empty] | NO
PLA8P28K9878 | Online Stores LLC. | LumeGen | LG-4T8E-12WBC-SM35K | Linear Replacement Lamp | T8 Four-Foot | Replacement Lamps (plug and play) (UL Type A) |  | standard | NO | [10 empty] | 2017-12-06 | Not Dimmable | Not Dimmable | NO | De-listed on 9/6/2018, re-listed on 10/1/2018 | ZAZZPA | [25 empty] | 4.4 | 1740 | 145 | 12 | 15 | 0.9 | 3500 | 80 |  |  | 4 | NO | NO | NO | [8 empty] | 2018-11-02 | NO | NO | NO | [6 empty] | AC | [7 empty] | NO
PLCLMYHQ1H4H | Midgard Enterprises LLC | MIDGARD | MDG-T8GABUD1212M-35-A | Linear Replacement Lamp | T8 Four-Foot | Dual Mode Internal Driver (UL Type A and Type B) |  | standard | NO | [10 empty] | 2017-12-06 | Dimmable | Continuous Below 10 | NO |  | MMMQCG | [25 empty] | 4.4 | 1776 | 148 | 12 | 20 | 0.9 | 3500 | 80 |  |  |  | NO | NO | NO | [8 empty] | 2018-11-02 | NO | NO | NO | [6 empty] | AC | [7 empty] | NO
PLHGJB9FC3KP | Midgard Enterprises LLC | MIDGARD | MDG-T8GABUD1212M-50-A | Linear Replacement Lamp | T8 Four-Foot | Dual Mode Internal Driver (UL Type A and Type B) |  | standard | NO | [10 empty] | 2017-12-06 | Dimmable | Continuous Below 10 | NO |  | MMMQCG | [25 empty] | 4.4 | 1800 | 150 | 12 | 20 | 0.9 | 5000 | 80 |  |  |  | NO | NO | NO | [8 empty] | 2018-11-02 | NO | NO | NO | [6 empty] | AC | [7 empty] | NO
PLSJ5SUY2NPS | Online Stores LLC. | LumeGen | LG-4T8E-12WU-SM35K | Linear Replacement Lamp | T8 Four-Foot | Dual Mode Internal Driver (UL Type A and Type B) |  | standard | NO | [10 empty] | 2017-12-06 | Dimmable | Continuous Below 10 | NO | De-listed on 9/6/2018, re-listed on 10/1/2018 | ZAZZPB | [25 empty] | 4.4 | 1776 | 148 | 12 | 20 | 0.9 | 3500 | 80 |  |  |  | NO | NO | NO | [8 empty] | 2018-11-02 | NO | NO | NO | [6 empty] | AC | [7 empty] | NO
PLF97RL6FTLX | Online Stores LLC. | LumeGen | LG-4T8E-12WU-SM30K | Linear Replacement Lamp | T8 Four-Foot | Dual Mode Internal Driver (UL Type A and Type B) |  | standard | YES |  | 1780.6 | 128.74 | 13.83 | 17.53 | 0.94 | 2953 | 82.9 | 5 | 50000 | 2017-12-06 | Dimmable | Continuous Below 10 | NO | De-listed on 9/6/2018, re-listed on 10/1/2018 | ZAZZPB | [15 empty] | 83.6 |  | 1.26 | 1.34 | [6 empty] | 4.4 | 1776 | 148 | 12 | 20 | 0.9 | 3000 | 80 |  |  |  | NO | NO | NO | [8 empty] | 2018-11-02 | NO | NO | NO | [6 empty] | AC | [7 empty] | NO
PLAL0ZQIYZAS | Midgard Enterprises LLC | MIDGARD | MDG-T8GABUD1212M-45-A | Linear Replacement Lamp | T8 Four-Foot | Dual Mode Internal Driver (UL Type A and Type B) |  | standard | NO | [10 empty] | 2017-12-06 | Dimmable | Continuous Below 10 | NO |  | MMMQCG | [25 empty] | 4.4 | 1800 | 150 | 12 | 20 | 0.9 | 4500 | 80 |  |  |  | NO | NO | NO | [8 empty] | 2018-11-02 | NO | NO | NO | [6 empty] | AC | [7 empty] | NO
PLF2KISVHMFR | Online Stores LLC. | LumeGen | LG-4T8E-12WBC-SM30K | Linear Replacement Lamp | T8 Four-Foot | Replacement Lamps (plug and play) (UL Type A) |  | standard | YES |  | 1650 | 122.28 | 13.5 | 9.46 | 0.9115 | 2921 | 82.9 | 5 | 50000 | 2017-12-06 | Not Dimmable | Not Dimmable | NO | De-listed on 9/6/2018, re-listed on 10/1/2018 | ZAZZPA | [15 empty] | 84.5 |  | 1.22 | 1.26 | [6 empty] | 4.4 | 1730 | 144.2 | 12 | 15 | 0.9 | 3000 | 80 |  |  | 4 | NO | NO | NO | [8 empty] | 2018-11-02 | NO | NO | NO | [6 empty] | AC | [7 empty] | NO
PLLM03V9A1BB | Online Stores LLC. | LumeGen | LG-4T8E-12WU-SM50K | Linear Replacement Lamp | T8 Four-Foot | Dual Mode Internal Driver (UL Type A and Type B) |  | standard | NO | [10 empty] | 2017-12-06 | Dimmable | Continuous Below 10 | NO | De-listed on 9/6/2018, re-listed on 10/1/2018 | ZAZZPB | [25 empty] | 4.4 | 1800 | 150 | 12 | 20 | 0.9 | 5000 | 80 |  |  |  | NO | NO | NO | [8 empty] | 2018-11-02 | NO | NO | NO | [6 empty] | AC | [7 empty] | NO
PLJGWH6GRU83 | Online Stores LLC. | LumeGen | LG-4T8E-12WBC-SM40K | Linear Replacement Lamp | T8 Four-Foot | Replacement Lamps (plug and play) (UL Type A) |  | standard | NO | [10 empty] | 2017-12-06 | Not Dimmable | Not Dimmable | NO | De-listed on 9/6/2018, re-listed on 10/1/2018 | ZAZZPA | [25 empty] | 4.4 | 1800 | 150 | 12 | 15 | 0.9 | 4000 | 80 |  |  | 4 | NO | NO | NO | [8 empty] | 2018-11-02 | NO | NO | NO | [6 empty] | AC | [7 empty] | NO
PLGZNGDM75SW | Online Stores LLC. | LumeGen | LG-4T8E-12WBC-SM45K | Linear Replacement Lamp | T8 Four-Foot | Replacement Lamps (plug and play) (UL Type A) |  | standard | NO | [10 empty] | 2017-12-06 | Not Dimmable | Not Dimmable | NO | De-listed on 9/6/2018, re-listed on 10/1/2018 | ZAZZPA | [25 empty] | 4.4 | 1805 | 150.4 | 12 | 15 | 0.9 | 4500 | 80 |  |  | 4 | NO | NO | NO | [8 empty] | 2018-11-02 | NO | NO | NO | [6 empty] | AC | [7 empty] | NO
PLF0P0BG8OIK | Online Stores LLC. | LumeGen | LG-4T8E-12WU-SM45K | Linear Replacement Lamp | T8 Four-Foot | Dual Mode Internal Driver (UL Type A and Type B) |  | standard | NO | [10 empty] | 2017-12-06 | Dimmable | Continuous Below 10 | NO | De-listed on 9/6/2018, re-listed on 10/1/2018 | ZAZZPB | [25 empty] | 4.4 | 1800 | 150 | 12 | 20 | 0.9 | 4500 | 80 |  |  |  | NO | NO | NO | [8 empty] | 2018-11-02 | NO | NO | NO | [6 empty] | AC | [7 empty] | NO
PLILH8ETFNNS | Midgard Enterprises LLC | MIDGARD | MDG-T8GABUD1212M-30-A | Linear Replacement Lamp | T8 Four-Foot | Dual Mode Internal Driver (UL Type A and Type B) |  | standard | YES |  | 1780.6 | 128.74 | 13.83 | 17.53 | 0.94 | 2953 | 82.9 | 5 | 50000 | 2017-12-06 | Dimmable | Continuous Below 10 | NO |  | MMMQCG | [15 empty] | 83.6 |  | 1.26 | 1.34 | [6 empty] | 4.4 | 1776 | 148 | 12 | 20 | 0.9 | 3000 | 80 |  |  |  | NO | NO | NO | [8 empty] | 2018-11-02 | NO | NO | NO | [6 empty] | AC | [7 empty] | NO
PL1VJNK3X52P | Triglow | TRIGLOW | T96425 | Linear Replacement Lamp | T8 Four-Foot | Replacement Lamps (plug and play) (UL Type A) |  | standard | NO | [10 empty] | 2017-11-30 | Not Dimmable | Not Dimmable | NO |  | MMMQBL | [25 empty] | 4.4 | 1700 | 141.67 | 12 | 11.68 | 0.95 | 5000 | 83.4 |  |  |  | NO | NO | NO | [8 empty] | 2018-11-02 | NO | NO | NO | [6 empty] | AC | [7 empty] | NO
PL95FI3YT2XQ | Triglow | TRIGLOW | T96423 | Linear Replacement Lamp | T8 Four-Foot | Replacement Lamps (plug and play) (UL Type A) |  | standard | YES |  | 2086 | 129.26 | 16.14 | 10.89 | 0.9569 | 4014 | 82.8 | 5 | 50000 | 2017-11-30 | Not Dimmable | Not Dimmable | NO |  | MMMQBL | [15 empty] | 84.7 |  | 1.22 | 1.3 | [6 empty] | 4.4 | 1700 | 141.67 | 12 | 10.89 | 0.96 | 4000 | 82.8 |  |  |  | NO | NO | NO | [8 empty] | 2018-11-02 | NO | NO | NO | [6 empty] | AC | [7 empty] | NO
PLJVEVF02M0F | Mapled Light Inc | Mapled | MLT812W4FBC-45H | Linear Replacement Lamp | T8 Four-Foot | Replacement Lamps (plug and play) (UL Type A) |  | standard | NO | [10 empty] | 2017-11-30 | Not Dimmable | Not Dimmable | NO |  | NANOBE | [25 empty] | 4.4 | 1700 | 141.7 | 12 | 10.74 | 0.96 | 4500 | 82.7 |  |  |  | NO | NO | NO | [8 empty] | 2018-11-02 | NO | NO | NO | [6 empty] | AC | [7 empty] | NO
PL1Z8UOSYNMI | Mapled Light Inc | Mapled | MLT812W4FBC-50H | Linear Replacement Lamp | T8 Four-Foot | Replacement Lamps (plug and play) (UL Type A) |  | standard | NO | [10 empty] | 2017-11-30 | Not Dimmable | Not Dimmable | NO |  | NANOBE | [25 empty] | 4.4 | 1700 | 141.7 | 12 | 10.95 | 0.97 | 5000 | 82.7 |  |  |  | NO | NO | NO | [8 empty] | 2018-11-02 | NO | NO | NO | [6 empty] | AC | [7 empty] | NO
PLN6Y700CVPR | Mapled Light Inc | Mapled | MLT812W4FBC-40H | Linear Replacement Lamp | T8 Four-Foot | Replacement Lamps (plug and play) (UL Type A) |  | standard | YES |  | 2106 | 128.86 | 16.34 | 10.74 | 0.9638 | 4012 | 82.7 | 5 | 50000 | 2017-11-30 | Not Dimmable | Not Dimmable | NO |  | NANOBE | [15 empty] | 84.9 |  | 1.22 | 1.3 | [6 empty] | 4.4 | 1700 | 141.7 | 12 | 10.74 | 0.96 | 4000 | 82.7 |  |  |  | NO | NO | NO | [8 empty] | 2018-11-02 | NO | NO | NO | [6 empty] | AC | [7 empty] | NO
PLKMH4MU33GN | Motor Dynamics, LTD | IMC LEDS | IMCT84DUA-12WB-DNCF | Linear Replacement Lamp | T8 Four-Foot | Dual Mode Internal Driver (UL Type A and Type B) |  | standard | NO | [10 empty] | 2017-11-21 | Not Dimmable | Not Dimmable | NotYetVerified |  | VAVWYZ | [25 empty] | 4.4 | 1800 | 150 | 12 | 11.66 | 0.9 | 4000 | 80 |  |  |  | NO | NO | NO | [8 empty] | 2018-11-02 | NO | NO | NO | [6 empty] | AC | [7 empty] | NO
PLB2JPOQMP77 | Motor Dynamics, LTD | IMC LEDS | IMCT84DUA-12WB-DDCF | Linear Replacement Lamp | T8 Four-Foot | Dual Mode Internal Driver (UL Type A and Type B) |  | standard | NO | [10 empty] | 2017-11-21 | Not Dimmable | Not Dimmable | NotYetVerified |  | VAVWYZ | [25 empty] | 4.4 | 1800 | 150 | 12 | 11.66 | 0.9 | 5000 | 80 |  |  |  | NO | NO | NO | [8 empty] | 2018-11-02 | NO | NO | NO | [6 empty] | AC | [7 empty] | NO
PLSOHQ6Z45QY | Motor Dynamics, LTD | IMC LEDS | IMCT84DUA-12WB-DHCF | Linear Replacement Lamp | T8 Four-Foot | Dual Mode Internal Driver (UL Type A and Type B) |  | standard | NO | [10 empty] | 2017-11-21 | Not Dimmable | Not Dimmable | NotYetVerified |  | VAVWYZ | [25 empty] | 4.4 | 1800 | 150 | 12 | 11.66 | 0.9 | 4500 | 80 |  |  |  | NO | NO | NO | [8 empty] | 2018-11-02 | NO | NO | NO | [6 empty] | AC | [7 empty] | NO
P5W62WL9 | GLOBAL GREEN CORPORATION | Global Green | GG-T8-AB-12W-HCA | Linear Replacement Lamp | T8 Four-Foot | Dual Mode Internal Driver (UL Type A and Type B) |  | standard | NO | [10 empty] | 2017-11-20 | Not Dimmable | Not Dimmable | NO |  | HAHIBD | [25 empty] | 4.4 | 1800 | 150 | 12 | 11.66 | 0.9 | 4500 | 80 |  |  |  | NO | NO | NO | [8 empty] | 2018-11-02 | NO | NO | NO | [6 empty] | AC | [7 empty] | NO
P9A4V4D1 | GLOBAL GREEN CORPORATION | Global Green | GG-T8-AB-12W-NCA | Linear Replacement Lamp | T8 Four-Foot | Dual Mode Internal Driver (UL Type A and Type B) |  | standard | NO | [10 empty] | 2017-11-20 | Not Dimmable | Not Dimmable | NO |  | HAHIBD | [25 empty] | 4.4 | 1800 | 150 | 12 | 11.66 | 0.9 | 4000 | 80 |  |  |  | NO | NO | NO | [8 empty] | 2018-11-02 | NO | NO | NO | [6 empty] | AC | [7 empty] | NO
P8U6Y9OL | GLOBAL GREEN CORPORATION | Global Green | GG-T8-AB-12W-DCA | Linear Replacement Lamp | T8 Four-Foot | Dual Mode Internal Driver (UL Type A and Type B) |  | standard | NO | [10 empty] | 2017-11-20 | Not Dimmable | Not Dimmable | NO |  | HAHIBD | [25 empty] | 4.4 | 1800 | 150 | 12 | 11.66 | 0.9 | 5000 | 80 |  |  |  | NO | NO | NO | [8 empty] | 2018-11-02 | NO | NO | NO | [6 empty] | AC | [7 empty] | NO
P1GPBWKQ | Shenzhen Syhdee Co.,Ltd. | SYHDEE | SYHU-T8GABUD1212M-50-A | Linear Replacement Lamp | T8 Four-Foot | Dual Mode Internal Driver (UL Type A and Type B) |  | standard | NO | [10 empty] | 2017-11-08 | Dimmable | Stepped | NO | Updated on 10/16/2018 | BBBDWT | [25 empty] | 4.4 | 1800 | 150 | 12 | 20 | 0.9 | 5000 | 80 |  |  |  | NO | NO | NO | [8 empty] | 2018-11-02 | NO | NO | NO | [6 empty] | AC | [7 empty] | NO
P9G9LXA3 | Shenzhen Syhdee Co.,Ltd. | SYHDEE | SYHU-T8GABUD1212M-45-A | Linear Replacement Lamp | T8 Four-Foot | Dual Mode Internal Driver (UL Type A and Type B) |  | standard | NO | [10 empty] | 2017-11-08 | Dimmable | Stepped | NO | Updated on 10/16/2018 | BBBDWT | [25 empty] | 4.4 | 1800 | 150 | 12 | 20 | 0.9 | 4500 | 80 |  |  |  | NO | NO | NO | [8 empty] | 2018-11-02 | NO | NO | NO | [6 empty] | AC | [7 empty] | NO
PV26B2W6 | Shenzhen Syhdee Co.,Ltd. | SYHDEE | SYHU-T8GABUD1212M-35-A | Linear Replacement Lamp | T8 Four-Foot | Dual Mode Internal Driver (UL Type A and Type B) |  | standard | NO | [10 empty] | 2017-11-08 | Dimmable | Stepped | NO | Updated on 10/16/2018 | BBBDWT | [25 empty] | 4.4 | 1776 | 148 | 12 | 20 | 0.9 | 3500 | 80 |  |  |  | NO | NO | NO | [8 empty] | 2018-11-02 | NO | NO | NO | [6 empty] | AC | [7 empty] | NO
PWCPIJXK | Shenzhen Syhdee Co.,Ltd. | SYHDEE | SYHU-T8GABUD1212M-40-A | Linear Replacement Lamp | T8 Four-Foot | Dual Mode Internal Driver (UL Type A and Type B) |  | standard | NO | [10 empty] | 2017-11-08 | Dimmable | Stepped | NO | Updated on 10/16/2018 | BBBDWT | [25 empty] | 4.4 | 1800 | 150 | 12 | 20 | 0.9 | 4000 | 80 |  |  |  | NO | NO | NO | [8 empty] | 2018-11-02 | NO | NO | NO | [6 empty] | AC | [7 empty] | NO
PA60G8G5 | Shenzhen Syhdee Co.,Ltd. | SYHDEE | SYHU-T8GAUL1212M-50-A | Linear Replacement Lamp | T8 Four-Foot | Replacement Lamps (plug and play) (UL Type A) |  | standard | NO | [10 empty] | 2017-11-08 | Not Dimmable | Not Dimmable | NO |  | BBBDWM | [25 empty] | 4.4 | 1800 | 150 | 12 | 20 | 0.9 | 5000 | 80 |  |  |  | NO | NO | NO | [8 empty] | 2018-11-02 | NO | NO | NO | [6 empty] | AC | [7 empty] | NO
PMXQUZIG | Shenzhen Syhdee Co.,Ltd. | SYHDEE | SYHU-T8LABUL1212M-40-A | Linear Replacement Lamp | T8 Four-Foot | Dual Mode Internal Driver (UL Type A and Type B) |  | standard | NO | [10 empty] | 2017-11-08 | Not Dimmable | Not Dimmable | NO |  | BBBDWX | [25 empty] | 4.4 | 1800 | 150 | 12 | 20 | 0.9 | 4000 | 80 |  |  |  | NO | NO | NO | [8 empty] | 2018-11-02 | NO | NO | NO | [6 empty] | AC | [7 empty] | NO
PM6PNJSO | Shenzhen Syhdee Co.,Ltd. | SYHDEE | SYHU-T8GAUL1212M-30-A | Linear Replacement Lamp | T8 Four-Foot | Replacement Lamps (plug and play) (UL Type A) |  | standard | YES |  | 1780.6 | 128.74 | 13.83 | 12.51 | 0.953 | 2953 | 82.9 | 5 | 50000 | 2017-11-08 | Not Dimmable | Not Dimmable | NO |  | BBBDWM | [15 empty] | 83.6 |  | 1.26 | 1.34 | [6 empty] | 4.4 | 1776 | 148 | 12 | 20 | 0.9 | 3000 | 80 |  |  |  | NO | NO | NO | [8 empty] | 2018-11-02 | NO | NO | NO | [6 empty] | AC | [7 empty] | NO
P2OTYPWP | Shenzhen Syhdee Co.,Ltd. | SYHDEE | SYHU-T8LABUL1212M-30-A | Linear Replacement Lamp | T8 Four-Foot | Dual Mode Internal Driver (UL Type A and Type B) |  | standard | YES |  | 1760 | 123.02 | 14.31 | 19.95 | 0.909 | 2935 | 83.2 | 5 | 50000 | 2017-11-08 | Not Dimmable | Not Dimmable | NO |  | BBBDWX | [15 empty] | 84.2 |  | 1.24 | 1.28 | [6 empty] | 4.4 | 1752 | 146 | 12 | 20 | 0.9 | 3000 | 80 |  |  |  | NO | NO | NO | [8 empty] | 2018-11-02 | NO | NO | NO | [6 empty] | AC | [7 empty] | NO
PP3T1S27 | Shenzhen Syhdee Co.,Ltd. | SYHDEE | SYHU-T8GAUL1212M-45-A | Linear Replacement Lamp | T8 Four-Foot | Replacement Lamps (plug and play) (UL Type A) |  | standard | NO | [10 empty] | 2017-11-08 | Not Dimmable | Not Dimmable | NO |  | BBBDWM | [25 empty] | 4.4 | 1800 | 150 | 12 | 20 | 0.9 | 4500 | 80 |  |  |  | NO | NO | NO | [8 empty] | 2018-11-02 | NO | NO | NO | [6 empty] | AC | [7 empty] | NO
P9XQXE39 | Shenzhen Syhdee Co.,Ltd. | SYHDEE | SYHU-T8LAUL1212M-50-A | Linear Replacement Lamp | T8 Four-Foot | Replacement Lamps (plug and play) (UL Type A) |  | standard | NO | [10 empty] | 2017-11-08 | Not Dimmable | Not Dimmable | NO |  | BBBDWQ | [25 empty] | 4.4 | 1800 | 150 | 12 | 20 | 0.9 | 5000 | 80 |  |  |  | NO | NO | NO | [8 empty] | 2018-11-02 | NO | NO | NO | [6 empty] | AC | [7 empty] | NO
PGBWYWUI | Shenzhen Syhdee Co.,Ltd. | SYHDEE | SYHU-T8GAUL1212M-35-A | Linear Replacement Lamp | T8 Four-Foot | Replacement Lamps (plug and play) (UL Type A) |  | standard | NO | [10 empty] | 2017-11-08 | Not Dimmable | Not Dimmable | NO |  | BBBDWM | [25 empty] | 4.4 | 1776 | 148 | 12 | 20 | 0.9 | 3500 | 80 |  |  |  | NO | NO | NO | [8 empty] | 2018-11-02 | NO | NO | NO | [6 empty] | AC | [7 empty] | NO
PHQHB7ZJ | Shenzhen Syhdee Co.,Ltd. | SYHDEE | SYHU-T8LAUL1212M-35-A | Linear Replacement Lamp | T8 Four-Foot | Replacement Lamps (plug and play) (UL Type A) |  | standard | NO | [10 empty] | 2017-11-08 | Not Dimmable | Not Dimmable | NO |  | BBBDWQ | [25 empty] | 4.4 | 1752 | 146 | 12 | 20 | 0.9 | 3500 | 80 |  |  |  | NO | NO | NO | [8 empty] | 2018-11-02 | NO | NO | NO | [6 empty] | AC | [7 empty] | NO
PXCPZ25Y | Shenzhen Syhdee Co.,Ltd. | SYHDEE | SYHU-T8LAUL1212M-40-A | Linear Replacement Lamp | T8 Four-Foot | Replacement Lamps (plug and play) (UL Type A) |  | standard | NO | [10 empty] | 2017-11-08 | Not Dimmable | Not Dimmable | NO |  | BBBDWQ | [25 empty] | 4.4 | 1800 | 150 | 12 | 20 | 0.9 | 4000 | 80 |  |  |  | NO | NO | NO | [8 empty] | 2018-11-02 | NO | NO | NO | [6 empty] | AC | [7 empty] | NO
PXGP074T | Shenzhen Syhdee Co.,Ltd. | SYHDEE | SYHU-T8GAUL1212M-40-A | Linear Replacement Lamp | T8 Four-Foot | Replacement Lamps (plug and play) (UL Type A) |  | standard | NO | [10 empty] | 2017-11-08 | Not Dimmable | Not Dimmable | NO |  | BBBDWM | [25 empty] | 4.4 | 1800 | 150 | 12 | 20 | 0.9 | 4000 | 80 |  |  |  | NO | NO | NO | [8 empty] | 2018-11-02 | NO | NO | NO | [6 empty] | AC | [7 empty] | NO
PE36TFD4 | Shenzhen Syhdee Co.,Ltd. | SYHDEE | SYHU-T8GABUD1212M-30-A | Linear Replacement Lamp | T8 Four-Foot | Dual Mode Internal Driver (UL Type A and Type B) |  | standard | YES |  | 1780.6 | 128.74 | 13.83 | 17.53 | 0.94 | 2953 | 82.9 | 5 | 50000 | 2017-11-08 | Dimmable | Stepped | NO | Updated on 10/16/2018 | BBBDWT | [15 empty] | 83.6 |  | 1.26 | 1.34 | [6 empty] | 4.4 | 1776 | 148 | 12 | 20 | 0.9 | 3000 | 80 |  |  |  | NO | NO | NO | [8 empty] | 2018-11-02 | NO | NO | NO | [6 empty] | AC | [7 empty] | NO
PR7B8DVZ | Shenzhen Syhdee Co.,Ltd. | SYHDEE | SYHU-T8LAUL1212M-45-A | Linear Replacement Lamp | T8 Four-Foot | Replacement Lamps (plug and play) (UL Type A) |  | standard | NO | [10 empty] | 2017-11-08 | Not Dimmable | Not Dimmable | NO |  | BBBDWQ | [25 empty] | 4.4 | 1800 | 150 | 12 | 20 | 0.9 | 4500 | 80 |  |  |  | NO | NO | NO | [8 empty] | 2018-11-02 | NO | NO | NO | [6 empty] | AC | [7 empty] | NO
PSBG2KW3 | Shenzhen Syhdee Co.,Ltd. | SYHDEE | SYHU-T8LABUL1212M-35-A | Linear Replacement Lamp | T8 Four-Foot | Dual Mode Internal Driver (UL Type A and Type B) |  | standard | NO | [10 empty] | 2017-11-08 | Not Dimmable | Not Dimmable | NO |  | BBBDWX | [25 empty] | 4.4 | 1752 | 146 | 12 | 20 | 0.9 | 3500 | 80 |  |  |  | NO | NO | NO | [8 empty] | 2018-11-02 | NO | NO | NO | [6 empty] | AC | [7 empty] | NO
PPH8TKEU | Shenzhen Syhdee Co.,Ltd. | SYHDEE | SYHU-T8LABUL1212M-45-A | Linear Replacement Lamp | T8 Four-Foot | Dual Mode Internal Driver (UL Type A and Type B) |  | standard | NO | [10 empty] | 2017-11-08 | Not Dimmable | Not Dimmable | NO |  | BBBDWX | [25 empty] | 4.4 | 1800 | 150 | 12 | 20 | 0.9 | 4500 | 80 |  |  |  | NO | NO | NO | [8 empty] | 2018-11-02 | NO | NO | NO | [6 empty] | AC | [7 empty] | NO
PHOKO18G | Shenzhen Syhdee Co.,Ltd. | SYHDEE | SYHU-T8LABUL1212M-50-A | Linear Replacement Lamp | T8 Four-Foot | Dual Mode Internal Driver (UL Type A and Type B) |  | standard | NO | [10 empty] | 2017-11-08 | Not Dimmable | Not Dimmable | NO |  | BBBDWX | [25 empty] | 4.4 | 1800 | 150 | 12 | 20 | 0.9 | 5000 | 80 |  |  |  | NO | NO | NO | [8 empty] | 2018-11-02 | NO | NO | NO | [6 empty] | AC | [7 empty] | NO
PCU7ZR0W | Shenzhen Syhdee Co.,Ltd. | SYHDEE | SYHU-T8LAUL1212M-30-A | Linear Replacement Lamp | T8 Four-Foot | Replacement Lamps (plug and play) (UL Type A) |  | standard | YES |  | 1760 | 123.02 | 14.31 | 12.71 | 0.946 | 2935 | 83.2 | 5 | 50000 | 2017-11-08 | Not Dimmable | Not Dimmable | NO |  | BBBDWQ | [15 empty] | 84.2 |  | 1.24 | 1.28 | [6 empty] | 4.4 | 1752 | 146 | 12 | 20 | 0.9 | 3000 | 80 |  |  |  | NO | NO | NO | [8 empty] | 2018-11-02 | NO | NO | NO | [6 empty] | AC | [7 empty] | NO
PHKWBDGW | IKIO LED LIGHTING | ikio | IK-T804-0012-35A&B-J (Frosted) | Linear Replacement Lamp | T8 Four-Foot | Dual Mode Internal Driver (UL Type A and Type B) |  | standard | NO | [10 empty] | 2017-11-06 | Not Dimmable | Not Dimmable | NO |  | KKLAFF | [25 empty] | 4.4 | 1700 | 142 | 12 | 20 | 0.9 | 3500 | 85 |  |  |  | NO | NO | NO | [8 empty] | 2018-11-02 | NO | NO | NO | [6 empty] | AC | [7 empty] | NO
PVWTGPU2 | IKIO LED LIGHTING | ikio | IK-T804-0018-50A&B-J (Clear) | Linear Replacement Lamp | T8 Four-Foot | Dual Mode Internal Driver (UL Type A and Type B) |  | standard | NO | [10 empty] | 2017-11-06 | Not Dimmable | Not Dimmable | NotYetVerified |  | KKLAFH | [25 empty] | 4.4 | 2705.7 | 143.92 | 18.8 | 20 | 0.9 | 5000 | 82.3 |  |  |  | NO | NO | NO | [8 empty] | 2018-11-02 | NO | NO | NO | [6 empty] | AC | [7 empty] | NO
PZPI6ZM6 | IKIO LED LIGHTING | ikio | IK-T804-0018-40A&B-J (Clear) | Linear Replacement Lamp | T8 Four-Foot | Dual Mode Internal Driver (UL Type A and Type B) |  | standard | NO | [10 empty] | 2017-11-06 | Not Dimmable | Not Dimmable | NotYetVerified |  | KKLAFH | [25 empty] | 4.4 | 2685.58 | 142.85 | 18.8 | 20 | 0.9 | 4000 | 82.3 |  |  |  | NO | NO | NO | [8 empty] | 2018-11-02 | NO | NO | NO | [6 empty] | AC | [7 empty] | NO
PLB9V31Z | IKIO LED LIGHTING | ikio | IK-T804-0012-30A&B-J (Frosted) | Linear Replacement Lamp | T8 Four-Foot | Dual Mode Internal Driver (UL Type A and Type B) |  | standard | YES |  | 1705 | 141.11 | 12.21 | 14.28 | 0.9019 | 3002 | 83.1 | 5 | 50000 | 2017-11-06 | Not Dimmable | Not Dimmable | NO |  | KKLAFF | [15 empty] | 88.5 |  | 1.37 | 1.16 | [6 empty] | 4.4 | 1700 | 142 | 12 | 20 | 0.9 | 3000 | 85 |  |  |  | NO | NO | NO | [8 empty] | 2018-11-02 | NO | NO | NO | [6 empty] | AC | [7 empty] | NO
PNFDEG0E | IKIO LED LIGHTING | ikio | IK-T804-0020-35A&B-J (Clear) | Linear Replacement Lamp | T8 Four-Foot | Dual Mode Internal Driver (UL Type A and Type B) |  | standard | NO | [10 empty] | 2017-11-06 | Not Dimmable | Not Dimmable | NotYetVerified |  | KKLAFJ | [25 empty] | 4.4 | 2807 | 140.6 | 19.97 | 20 | 0.9 | 3500 | 83 |  |  |  | NO | NO | NO | [8 empty] | 2018-11-02 | NO | NO | NO | [6 empty] | AC | [7 empty] | NO
PB9LRQCO | IKIO LED LIGHTING | ikio | IK-T804-0020-40A&B-J (Clear) | Linear Replacement Lamp | T8 Four-Foot | Dual Mode Internal Driver (UL Type A and Type B) |  | standard | NO | [10 empty] | 2017-11-06 | Not Dimmable | Not Dimmable | NotYetVerified |  | KKLAFJ | [25 empty] | 4.4 | 2807 | 140.6 | 19.97 | 20 | 0.9 | 4000 | 83 |  |  |  | NO | NO | NO | [8 empty] | 2018-11-02 | NO | NO | NO | [6 empty] | AC | [7 empty] | NO
PE8E7ZBD | IKIO LED LIGHTING | ikio | IK-T804-0020-50A&B-J (Clear) | Linear Replacement Lamp | T8 Four-Foot | Dual Mode Internal Driver (UL Type A and Type B) |  | standard | NO | [10 empty] | 2017-11-06 | Not Dimmable | Not Dimmable | NotYetVerified |  | KKLAFJ | [25 empty] | 4.4 | 2807 | 140.6 | 19.97 | 20 | 0.9 | 5000 | 83 |  |  |  | NO | NO | NO | [8 empty] | 2018-11-02 | NO | NO | NO | [6 empty] | AC | [7 empty] | NO
P8NCPUQS | IKIO LED LIGHTING | ikio | IK-T804-0020-30A&B-J (Clear) | Linear Replacement Lamp | T8 Four-Foot | Dual Mode Internal Driver (UL Type A and Type B) |  | standard | YES |  | 2807 | 140.6 | 19.97 | 6.92 | 0.9734 | 3079 | 83.5 | 5 | 50000 | 2017-11-06 | Not Dimmable | Not Dimmable | NotYetVerified |  | KKLAFJ | [15 empty] | 91.7 |  | 1.2 | 1.4 | [6 empty] | 4.4 | 2807 | 140.6 | 19.97 | 20 | 0.9 | 3000 | 83 |  |  |  | NO | NO | NO | [8 empty] | 2018-11-02 | NO | NO | NO | [6 empty] | AC | [7 empty] | NO
P3NGG05N | IKIO LED LIGHTING | ikio | IK-T804-0012-40A&B-J (Frosted) | Linear Replacement Lamp | T8 Four-Foot | Dual Mode Internal Driver (UL Type A and Type B) |  | standard | NO | [10 empty] | 2017-11-06 | Not Dimmable | Not Dimmable | NO |  | KKLAFF | [25 empty] | 4.4 | 1800 | 150 | 12 | 20 | 0.9 | 4000 | 85 |  |  |  | NO | NO | NO | [8 empty] | 2018-11-02 | NO | NO | NO | [6 empty] | AC | [7 empty] | NO
PBMMQKRD | IKIO LED LIGHTING | ikio | IK-T804-0012-50A&B-J (Frosted) | Linear Replacement Lamp | T8 Four-Foot | Dual Mode Internal Driver (UL Type A and Type B) |  | standard | NO | [10 empty] | 2017-11-06 | Not Dimmable | Not Dimmable | NO |  | KKLAFF | [25 empty] | 4.4 | 1800 | 150 | 12 | 20 | 0.9 | 5000 | 85 |  |  |  | NO | NO | NO | [8 empty] | 2018-11-02 | NO | NO | NO | [6 empty] | AC | [7 empty] | NO
PLKEI1I9TQU4 | Optimal LED | Optimal LED | 8813NX1810W40AGCD-101 | Linear Replacement Lamp | T8 Four-Foot | Dual Mode Internal Driver (UL Type A and Type B) |  | standard | NO | [10 empty] | 2017-10-30 | Not Dimmable | Not Dimmable | NO |  | KKLAEB | [25 empty] | 4.4 | 2685.58 | 142.85 | 18.8 | 20 | 0.9 | 4000 | 82.3 |  |  |  | NO | NO | NO | [8 empty] | 2018-11-02 | NO | NO | NO | [6 empty] | AC | [7 empty] | NO
PLK5GVSNMLH6 | Optimal LED | Optimal LED | 8813NX1810W45AGCD-101 | Linear Replacement Lamp | T8 Four-Foot | Dual Mode Internal Driver (UL Type A and Type B) |  | standard | NO | [10 empty] | 2017-10-30 | Not Dimmable | Not Dimmable | NO |  | KKLAEB | [25 empty] | 4.4 | 2685.58 | 142.85 | 18.8 | 20 | 0.9 | 4500 | 82.3 |  |  |  | NO | NO | NO | [8 empty] | 2018-11-02 | NO | NO | NO | [6 empty] | AC | [7 empty] | NO
PLUV3KVVWPJN | Optimal LED | Optimal LED | 8813NX1810W50AGCD-101 | Linear Replacement Lamp | T8 Four-Foot | Dual Mode Internal Driver (UL Type A and Type B) |  | standard | NO | [10 empty] | 2017-10-30 | Not Dimmable | Not Dimmable | NO |  | KKLAEB | [25 empty] | 4.4 | 2705.7 | 143.92 | 18.8 | 20 | 0.9 | 5000 | 82.3 |  |  |  | NO | NO | NO | [8 empty] | 2018-11-02 | NO | NO | NO | [6 empty] | AC | [7 empty] | NO
PA0EJOIZ | TGL Inc. | TGL | TGL-SHATHO360-15W-4000K | Linear Replacement Lamp | T8 Four-Foot | Replacement Lamps (plug and play) (UL Type A) |  | standard | YES |  | 2341 | 136.03 | 17.21 | 10.25 | 0.9752 | 4058 | 82.6 | 5 | 50000 | 2017-10-25 | Not Dimmable | Not Dimmable | NO |  | CCCEXQ | [15 empty] | 84.8 |  | 1.22 | 1.3 | [6 empty] | 4.4 | 2200 | 146.67 | 15 | 10.25 | 0.98 | 4000 | 82.6 |  |  |  | NO | NO | NO | [8 empty] | 2018-11-02 | NO | NO | NO | [6 empty] | AC | [7 empty] | NO
PLDVQ1S9AVWQ | THINK Green Solutions | THINK | LED-THINK-TUBE-T8-150-3K4E-2350-17W | Linear Replacement Lamp | T8 Four-Foot | Replacement Lamps (plug and play) (UL Type A) |  | standard | YES |  | 2419 | 134.02 | 18.05 | 8.939 | 0.972 | 3060 | 82.8 | 5 | 50000 | 2017-10-25 | Not Dimmable | Not Dimmable | NO |  | ZAZZKZ | [15 empty] | 84.8 |  | 1.24 | 1.18 | [6 empty] | 4.4 | 2590 | 152 | 17 | 20 | 0.9 | 3000 | 80 |  |  |  | NO | NO | NO | [8 empty] | 2018-11-02 | NO | NO | NO | [6 empty] | AC | [7 empty] | NO
PLOD0Z40ZPZD | THINK Green Solutions | THINK | LED-THINK-TUBE-T8-150-4K4E-2350-17W | Linear Replacement Lamp | T8 Four-Foot | Replacement Lamps (plug and play) (UL Type A) |  | standard | NO | [10 empty] | 2017-10-25 | Not Dimmable | Not Dimmable | NO |  | ZAZZKZ | [25 empty] | 4.4 | 2590 | 152 | 17 | 20 | 0.9 | 4000 | 80 |  |  |  | NO | NO | NO | [8 empty] | 2018-11-02 | NO | NO | NO | [6 empty] | AC | [7 empty] | NO
PLTXBM976N07 | THINK Green Solutions | THINK | LED-THINK-TUBE-T8-150-5K4E-2350-17W | Linear Replacement Lamp | T8 Four-Foot | Replacement Lamps (plug and play) (UL Type A) |  | standard | NO | [10 empty] | 2017-10-25 | Not Dimmable | Not Dimmable | NO |  | ZAZZKZ | [25 empty] | 4.4 | 2590 | 152 | 17 | 20 | 0.9 | 5000 | 80 |  |  |  | NO | NO | NO | [8 empty] | 2018-11-02 | NO | NO | NO | [6 empty] | AC | [7 empty] | NO
P1HQB26U | TGL Inc. | TGL | TGL-SHATHO360-15W-4500K | Linear Replacement Lamp | T8 Four-Foot | Replacement Lamps (plug and play) (UL Type A) |  | standard | NO | [10 empty] | 2017-10-25 | Not Dimmable | Not Dimmable | NO |  | CCCEXQ | [25 empty] | 4.4 | 2200 | 146.67 | 15 | 10.25 | 0.98 | 4500 | 82.6 |  |  |  | NO | NO | NO | [8 empty] | 2018-11-02 | NO | NO | NO | [6 empty] | AC | [7 empty] | NO
P2SIHY2M | TGL Inc. | TGL | TGL-SHATHO360-15W-5000K | Linear Replacement Lamp | T8 Four-Foot | Replacement Lamps (plug and play) (UL Type A) |  | standard | NO | [10 empty] | 2017-10-25 | Not Dimmable | Not Dimmable | NO |  | CCCEXQ | [25 empty] | 4.4 | 2200 | 146.67 | 15 | 10.97 | 0.98 | 5000 | 83.9 |  |  |  | NO | NO | NO | [8 empty] | 2018-11-02 | NO | NO | NO | [6 empty] | AC | [7 empty] | NO
P2TB0479 | IKIO LED LIGHTING | ikio | IK-T804-L120-0012-DN-45(CC-TAB) | Linear Replacement Lamp | T8 Four-Foot | Dual Mode Internal Driver (UL Type A and Type B) |  | standard | NO | [10 empty] | 2017-10-24 | Not Dimmable | Not Dimmable | NotYetVerified |  | MMMPWR | [25 empty] | 4.4 | 1800 | 150 | 12 | 11.66 | 0.9 | 4500 | 80 |  |  |  | NO | NO | NO | [8 empty] | 2018-11-02 | NO | NO | NO | [6 empty] | AC | [7 empty] | NO
PTJL5RXO | IKIO LED LIGHTING | ikio | IK-T804-L120-0012-DN-40(CC-TAB) | Linear Replacement Lamp | T8 Four-Foot | Dual Mode Internal Driver (UL Type A and Type B) |  | standard | NO | [10 empty] | 2017-10-24 | Not Dimmable | Not Dimmable | NotYetVerified |  | MMMPWR | [25 empty] | 4.4 | 1800 | 150 | 12 | 11.66 | 0.9 | 4000 | 80 |  |  |  | NO | NO | NO | [8 empty] | 2018-11-02 | NO | NO | NO | [6 empty] | AC | [7 empty] | NO
P466OZQX | IKIO LED LIGHTING | ikio | IK-T804-L120-0012-DN-50(CC-TAB) | Linear Replacement Lamp | T8 Four-Foot | Dual Mode Internal Driver (UL Type A and Type B) |  | standard | NO | [10 empty] | 2017-10-24 | Not Dimmable | Not Dimmable | NotYetVerified |  | MMMPWR | [25 empty] | 4.4 | 1800 | 150 | 12 | 11.66 | 0.9 | 5000 | 80 |  |  |  | NO | NO | NO | [8 empty] | 2018-11-02 | NO | NO | NO | [6 empty] | AC | [7 empty] | NO
PL9PX3O9SRBV | GreenTek Energy Systems | GreenTek Energy System | GT-T8-18W1200 BIXX-1-C-40K | Linear Replacement Lamp | T8 Four-Foot | Dual Mode Internal Driver (UL Type A and Type B) |  | standard | NO | [10 empty] | 2017-10-17 | Not Dimmable | Not Dimmable | NotYetVerified |  | KKLADG | [25 empty] | 4.4 | 2685.58 | 142.85 | 18.8 | 20 | 0.9 | 4000 | 82.3 |  |  |  | NO | NO | NO | [8 empty] | 2018-11-02 | NO | NO | NO | [6 empty] | AC | [7 empty] | NO
PLUNFM8CKS99 | VOOTU Inc. | VOOTU | VT-T812-13WCD01-45K | Linear Replacement Lamp | T8 Four-Foot | Dual Mode Internal Driver (UL Type A and Type B) |  | standard | NO | [10 empty] | 2017-10-17 | Not Dimmable | Not Dimmable | NO |  | TTTUUC | [25 empty] | 4.4 | 1880 | 146.42 | 12.84 | 12.89 | 0.91 | 4500 | 82.9 |  |  |  | NO | NO | NO | [8 empty] | 2018-11-02 | NO | NO | NO | [6 empty] | AC | [7 empty] | NO
PLTOQ8UPGQIN | GreenTek Energy Systems | GreenTek Energy System | GT-T8-18W1200 BIXX-1-C-45K | Linear Replacement Lamp | T8 Four-Foot | Dual Mode Internal Driver (UL Type A and Type B) |  | standard | NO | [10 empty] | 2017-10-17 | Not Dimmable | Not Dimmable | NotYetVerified |  | KKLADG | [25 empty] | 4.4 | 2685.58 | 142.85 | 18.8 | 20 | 0.9 | 4500 | 82.3 |  |  |  | NO | NO | NO | [8 empty] | 2018-11-02 | NO | NO | NO | [6 empty] | AC | [7 empty] | NO
PLHPVMUKPZZT | GreenTek Energy Systems | GreenTek Energy System | GT-T8-18W1200 BIXX-1-C-50K | Linear Replacement Lamp | T8 Four-Foot | Dual Mode Internal Driver (UL Type A and Type B) |  | standard | NO | [10 empty] | 2017-10-17 | Not Dimmable | Not Dimmable | NotYetVerified |  | KKLADG | [25 empty] | 4.4 | 2705.7 | 143.92 | 18.8 | 20 | 0.9 | 5000 | 82.3 |  |  |  | NO | NO | NO | [8 empty] | 2018-11-02 | NO | NO | NO | [6 empty] | AC | [7 empty] | NO
PLWIWJ6YQJJ5 | VOOTU Inc. | VOOTU | VT-T812-13WCD01-50K | Linear Replacement Lamp | T8 Four-Foot | Dual Mode Internal Driver (UL Type A and Type B) |  | standard | NO | [10 empty] | 2017-10-17 | Not Dimmable | Not Dimmable | NO |  | TTTUUC | [25 empty] | 4.4 | 1905 | 147.07 | 12.95 | 13.5 | 0.9 | 5000 | 83.7 |  |  |  | NO | NO | NO | [8 empty] | 2018-11-02 | NO | NO | NO | [6 empty] | AC | [7 empty] | NO
PLHHVAWVGIHI | VOOTU Inc. | VOOTU | VT-T812-13WCD01-40K | Linear Replacement Lamp | T8 Four-Foot | Dual Mode Internal Driver (UL Type A and Type B) |  | standard | YES |  | 1863 | 141.99 | 13.12 | 12.89 | 0.9098 | 4073 | 82.9 | 5 | 50000 | 2017-10-17 | Not Dimmable | Not Dimmable | NO |  | TTTUUC | [15 empty] | 91.9 |  | 1.22 | 1.34 | [6 empty] | 4.4 | 1854 | 145.72 | 12.72 | 12.89 | 0.91 | 4000 | 82.9 |  |  |  | NO | NO | NO | [8 empty] | 2018-11-02 | NO | NO | NO | [6 empty] | AC | [7 empty] | NO
PO67E1Q9 | James Trading Company Limited | JAMES | ZY-T8-18W1200 BIXX-1-C-50K | Linear Replacement Lamp | T8 Four-Foot | Dual Mode Internal Driver (UL Type A and Type B) |  | standard | NO | [10 empty] | 2017-10-12 | Not Dimmable | Not Dimmable | NotYetVerified |  | KKLADD | [25 empty] | 4.4 | 2705.7 | 143.92 | 18.8 | 20 | 0.9 | 5000 | 82.3 |  |  |  | NO | NO | NO | [8 empty] | 2018-11-02 | NO | NO | NO | [6 empty] | AC | [7 empty] | NO
PZD9HS7I | James Trading Company Limited | JAMES | ZY-T8-18W1200 BIXX-1-C-40K | Linear Replacement Lamp | T8 Four-Foot | Dual Mode Internal Driver (UL Type A and Type B) |  | standard | NO | [10 empty] | 2017-10-12 | Not Dimmable | Not Dimmable | NotYetVerified |  | KKLADD | [25 empty] | 4.4 | 2685.58 | 142.85 | 18.8 | 20 | 0.9 | 4000 | 82.3 |  |  |  | NO | NO | NO | [8 empty] | 2018-11-02 | NO | NO | NO | [6 empty] | AC | [7 empty] | NO
P6QWZ4SY | James Trading Company Limited | JAMES | ZY-T8-18W1200 BIXX-1-C-45K | Linear Replacement Lamp | T8 Four-Foot | Dual Mode Internal Driver (UL Type A and Type B) |  | standard | NO | [10 empty] | 2017-10-12 | Not Dimmable | Not Dimmable | NotYetVerified |  | KKLADD | [25 empty] | 4.4 | 2685.58 | 142.85 | 18.8 | 20 | 0.9 | 4500 | 82.3 |  |  |  | NO | NO | NO | [8 empty] | 2018-11-02 | NO | NO | NO | [6 empty] | AC | [7 empty] | NO
PLOJ24BX2OU9 | Revolution Lighting Technologies, Inc. | Revolution Lighting Technology | 204822-212 | Linear Replacement Lamp | T8 Four-Foot | Replacement Lamps (plug and play) (UL Type A) |  | standard | YES |  | 2301.4 | 142.06 | 16.2 | 12.83 | 0.955 | 3429 | 79.5 | 5 | 50000 | 2017-10-04 | Not Dimmable | Not Dimmable | NO |  | IIILDB | [15 empty] | 84.6 |  | 1.34 | 1.18 | [6 empty] | 4.4 | 2301.4 | 142.06 | 16.2 | 12.83 | 0.96 | 3500 | 80 |  |  |  | NO | NO | NO | [8 empty] | 2018-11-02 | NO | NO | NO | [6 empty] | AC | [7 empty] | NO
PL6I4AOV5QRG | Revolution Lighting Technologies, Inc. | Revolution Lighting Technology | 204882-212 | Linear Replacement Lamp | T8 Four-Foot | Replacement Lamps (plug and play) (UL Type A) |  | standard | YES |  | 2302 | 140.88 | 16.34 | 12.78 | 0.963 | 3453 | 79.1 | 5 | 50000 | 2017-10-04 | Not Dimmable | Not Dimmable | NO |  | IIILDI | [15 empty] | 84.6 |  | 1.32 | 1.18 | [6 empty] | 4.4 | 2302 | 140.88 | 16.34 | 12.78 | 0.96 | 3500 | 80 |  |  |  | NO | NO | NO | [8 empty] | 2018-11-02 | NO | NO | NO | [6 empty] | AC | [7 empty] | NO
PL3578W9QUYX | Revolution Lighting Technologies, Inc. | Revolution Lighting Technology | 204882-215 | Linear Replacement Lamp | T8 Four-Foot | Replacement Lamps (plug and play) (UL Type A) |  | standard | YES |  | 2056.6 | 142.23 | 14.46 | 15.29 | 0.9514 | 4972 | 79.8 | 5 | 50000 | 2017-10-04 | Not Dimmable | Not Dimmable | NO |  | IIILDK | [15 empty] | 84.6 |  | 1.32 | 1.2 | [6 empty] | 4.4 | 2056.6 | 142.23 | 14.46 | 15.29 | 0.95 | 5000 | 80 |  |  |  | NO | NO | NO | [8 empty] | 2018-11-02 | NO | NO | NO | [6 empty] | AC | [7 empty] | NO
PLB63IQLYUAW | Revolution Lighting Technologies, Inc. | Revolution Lighting Technology | 204822-215 | Linear Replacement Lamp | T8 Four-Foot | Replacement Lamps (plug and play) (UL Type A) |  | standard | YES |  | 2071.4 | 143.55 | 14.43 | 15.184 | 0.941 | 4925 | 80.4 | 5 | 50000 | 2017-10-04 | Not Dimmable | Not Dimmable | NO |  | IIILDD | [15 empty] | 84.4 |  | 1.34 | 1.18 | [6 empty] | 4.4 | 2071.4 | 143.55 | 14.43 | 15.18 | 0.94 | 5000 | 80 |  |  |  | NO | NO | NO | [8 empty] | 2018-11-02 | NO | NO | NO | [6 empty] | AC | [7 empty] | NO
PDFLLEXQ | Shenzhen Syhdee Co.,Ltd. | SYHDEE | SYHU-T8GA1212M-40-A | Linear Replacement Lamp | T8 Four-Foot | Replacement Lamps (plug and play) (UL Type A) |  | standard | NO | [10 empty] | 2017-10-02 | Not Dimmable | Not Dimmable | NO | Product updated on 10/25/2017 | BBBDUJ | [25 empty] | 4.4 | 1800 | 150 | 12 | 15 | 0.9 | 4000 | 80 |  |  | 4 | NO | NO | NO | 2018-05-02 | 4.3 |  | standard |  |  |  |  | 2018-11-02 | NO | NO | NO | [6 empty] | AC | [7 empty] | NO
P295RUBV | Shenzhen Syhdee Co.,Ltd. | SYHDEE | SYHU-T8GA1212M-45-A | Linear Replacement Lamp | T8 Four-Foot | Replacement Lamps (plug and play) (UL Type A) |  | standard | NO | [10 empty] | 2017-10-02 | Not Dimmable | Not Dimmable | NO | Product updated on 10/25/2017 | BBBDUJ | [25 empty] | 4.4 | 1805 | 150.4 | 12 | 15 | 0.9 | 4500 | 80 |  |  | 4 | NO | NO | NO | 2018-05-02 | 4.3 |  | standard |  |  |  |  | 2018-11-02 | NO | NO | NO | [6 empty] | AC | [7 empty] | NO
PYRY0EWK | Shenzhen Syhdee Co.,Ltd. | SYHDEE | SYHU-T8GA1212M-50-A | Linear Replacement Lamp | T8 Four-Foot | Replacement Lamps (plug and play) (UL Type A) |  | standard | NO | [10 empty] | 2017-10-02 | Not Dimmable | Not Dimmable | NO | Product updated on 10/25/2017 | BBBDUJ | [25 empty] | 4.4 | 1810 | 150.8 | 12 | 15 | 0.9 | 5000 | 80 |  |  | 4 | NO | NO | NO | 2018-05-02 | 4.3 |  | standard |  |  |  |  | 2018-11-02 | NO | NO | NO | [6 empty] | AC | [7 empty] | NO
P8CZRF5O | Shenzhen Syhdee Co.,Ltd. | SYHDEE | SYHU-T8GA1212M-30-A | Linear Replacement Lamp | T8 Four-Foot | Replacement Lamps (plug and play) (UL Type A) |  | standard | YES |  | 1650 | 122.28 | 13.5 | 9.46 | 0.9115 | 2921 | 82.9 | 5 | 50000 | 2017-10-02 | Not Dimmable | Not Dimmable | NO | Product updated on 10/25/2017 | BBBDUJ | [15 empty] | 84.5 |  | 1.22 | 1.26 | [6 empty] | 4.4 | 1730 | 144.2 | 12 | 15 | 0.9 | 3000 | 80 |  |  | 4 | NO | NO | NO | 2018-05-02 | 4.3 |  | standard |  |  |  |  | 2018-11-02 | NO | NO | NO | [6 empty] | AC | [7 empty] | NO
PIR9Q8JN | Shenzhen Syhdee Co.,Ltd. | SYHDEE | SYHU-T8GA1212M-35-A | Linear Replacement Lamp | T8 Four-Foot | Replacement Lamps (plug and play) (UL Type A) |  | standard | NO | [10 empty] | 2017-10-02 | Not Dimmable | Not Dimmable | NO | Product updated on 10/25/2017 | BBBDUJ | [25 empty] | 4.4 | 1740 | 145 | 12 | 15 | 0.9 | 3500 | 80 |  |  | 4 | NO | NO | NO | 2018-05-02 | 4.3 |  | standard |  |  |  |  | 2018-11-02 | NO | NO | NO | [6 empty] | AC | [7 empty] | NO
PLOI9EYLE5V3 | Fidelux Lighting | Fidelux | FT84-15W-C-A2-40K-UNV-N-1 | Linear Replacement Lamp | T8 Four-Foot | Dual Mode Internal Driver (UL Type A and Type B) |  | standard | NO | [10 empty] | 2017-09-28 | Not Dimmable | Not Dimmable | NotYetVerified |  | XXXBRJ | [25 empty] | 4.4 | 2379.8 | 146 | 16.3 | 20 | 0.9 | 4000 | 82.3 |  |  |  | NO | NO | NO | [8 empty] | 2018-11-02 | NO | NO | NO | [6 empty] | AC | [7 empty] | NO
PL2OYW52NSF9 | Fidelux Lighting | Fidelux | FT84-15W-C-A2-45K-UNV-N-1 | Linear Replacement Lamp | T8 Four-Foot | Dual Mode Internal Driver (UL Type A and Type B) |  | standard | NO | [10 empty] | 2017-09-28 | Not Dimmable | Not Dimmable | NotYetVerified |  | XXXBRJ | [25 empty] | 4.4 | 2379.8 | 146 | 16.3 | 20 | 0.9 | 4500 | 82.3 |  |  |  | NO | NO | NO | [8 empty] | 2018-11-02 | NO | NO | NO | [6 empty] | AC | [7 empty] | NO
PLH2XA3XNSP1 | Fidelux Lighting | Fidelux | FT84-18W-C-A2-50K-UNV-N-1 | Linear Replacement Lamp | T8 Four-Foot | Dual Mode Internal Driver (UL Type A and Type B) |  | standard | NO | [10 empty] | 2017-09-28 | Not Dimmable | Not Dimmable | NotYetVerified |  | XXXBRJ | [25 empty] | 4.4 | 2705.7 | 143.92 | 18.8 | 20 | 0.9 | 5000 | 82.3 |  |  |  | NO | NO | NO | [8 empty] | 2018-11-02 | NO | NO | NO | [6 empty] | AC | [7 empty] | NO
PL4UEABUIZVW | Fidelux Lighting | Fidelux | FT84-12W-C-A2-50K-UNV-N-1 | Linear Replacement Lamp | T8 Four-Foot | Dual Mode Internal Driver (UL Type A and Type B) |  | standard | NO | [10 empty] | 2017-09-28 | Not Dimmable | Not Dimmable | NotYetVerified |  | XXXBRJ | [25 empty] | 4.4 | 1855.09 | 146.07 | 12.7 | 20 | 0.9 | 5000 | 82.3 |  |  |  | NO | NO | NO | [8 empty] | 2018-11-02 | NO | NO | NO | [6 empty] | AC | [7 empty] | NO
PLHM7AMSMY2P | Fidelux Lighting | Fidelux | FT84-15W-C-A2-30K-UNV-N-1 | Linear Replacement Lamp | T8 Four-Foot | Dual Mode Internal Driver (UL Type A and Type B) |  | standard | NO | [10 empty] | 2017-09-28 | Not Dimmable | Not Dimmable | NotYetVerified |  | XXXBRJ | [25 empty] | 4.4 | 2305.64 | 141.45 | 16.3 | 20 | 0.9 | 3000 | 82.3 |  |  |  | NO | NO | NO | [8 empty] | 2018-11-02 | NO | NO | NO | [6 empty] | AC | [7 empty] | NO
PLR29ZYF51JG | Fidelux Lighting | Fidelux | FT84-18W-C-A2-45K-UNV-N-1 | Linear Replacement Lamp | T8 Four-Foot | Dual Mode Internal Driver (UL Type A and Type B) |  | standard | NO | [10 empty] | 2017-09-28 | Not Dimmable | Not Dimmable | NotYetVerified |  | XXXBRJ | [25 empty] | 4.4 | 2685.58 | 142.85 | 18.8 | 20 | 0.9 | 4500 | 82.3 |  |  |  | NO | NO | NO | [8 empty] | 2018-11-02 | NO | NO | NO | [6 empty] | AC | [7 empty] | NO
PL05VCJ0ZD4M | WESTGATE MFG | WESTGATE | T8-EZ3-4FT-18W-5K-C-1 | Linear Replacement Lamp | T8 Four-Foot | Dual Mode Internal Driver (UL Type A and Type B) |  | standard | NO | [10 empty] | 2017-09-28 | Not Dimmable | Not Dimmable | NotYetVerified |  | XXXBRI | [25 empty] | 4.4 | 2705.7 | 143.92 | 18.8 | 20 | 0.9 | 5000 | 82.3 |  |  |  | NO | NO | NO | [8 empty] | 2018-11-02 | NO | NO | NO | [6 empty] | AC | [7 empty] | NO
PLLEIO70F72N | Fidelux Lighting | Fidelux | FT84-15W-C-A2-50K-UNV-N-1 | Linear Replacement Lamp | T8 Four-Foot | Dual Mode Internal Driver (UL Type A and Type B) |  | standard | NO | [10 empty] | 2017-09-28 | Not Dimmable | Not Dimmable | NotYetVerified |  | XXXBRJ | [25 empty] | 4.4 | 2412.4 | 148 | 16.3 | 20 | 0.9 | 5000 | 82.3 |  |  |  | NO | NO | NO | [8 empty] | 2018-11-02 | NO | NO | NO | [6 empty] | AC | [7 empty] | NO
PLHHO08V0PKS | Fidelux Lighting | Fidelux | FT84-15W-C-A2-35K-UNV-N-1 | Linear Replacement Lamp | T8 Four-Foot | Dual Mode Internal Driver (UL Type A and Type B) |  | standard | NO | [10 empty] | 2017-09-28 | Not Dimmable | Not Dimmable | NotYetVerified |  | XXXBRJ | [25 empty] | 4.4 | 2305.64 | 141.45 | 16.3 | 20 | 0.9 | 3500 | 82.3 |  |  |  | NO | NO | NO | [8 empty] | 2018-11-02 | NO | NO | NO | [6 empty] | AC | [7 empty] | NO
PLH2AKAZ89K8 | Fidelux Lighting | Fidelux | FT84-12W-C-A2-45K-UNV-N-1 | Linear Replacement Lamp | T8 Four-Foot | Dual Mode Internal Driver (UL Type A and Type B) |  | standard | NO | [10 empty] | 2017-09-28 | Not Dimmable | Not Dimmable | NotYetVerified |  | XXXBRJ | [25 empty] | 4.4 | 1840.74 | 144.94 | 12.7 | 20 | 0.9 | 4500 | 82.3 |  |  |  | NO | NO | NO | [8 empty] | 2018-11-02 | NO | NO | NO | [6 empty] | AC | [7 empty] | NO
PLRUHE2ZK8C9 | Fidelux Lighting | Fidelux | FT84-18W-C-A2-40K-UNV-N-1 | Linear Replacement Lamp | T8 Four-Foot | Dual Mode Internal Driver (UL Type A and Type B) |  | standard | NO | [10 empty] | 2017-09-28 | Not Dimmable | Not Dimmable | NotYetVerified |  | XXXBRJ | [25 empty] | 4.4 | 2685.58 | 142.85 | 18.8 | 20 | 0.9 | 4000 | 82.3 |  |  |  | NO | NO | NO | [8 empty] | 2018-11-02 | NO | NO | NO | [6 empty] | AC | [7 empty] | NO
PLHV4VAUM0UL | Fidelux Lighting | Fidelux | FT84-12W-C-A2-40K-UNV-N-1 | Linear Replacement Lamp | T8 Four-Foot | Dual Mode Internal Driver (UL Type A and Type B) |  | standard | NO | [10 empty] | 2017-09-28 | Not Dimmable | Not Dimmable | NotYetVerified |  | XXXBRJ | [25 empty] | 4.4 | 1840.74 | 144.94 | 12.7 | 20 | 0.9 | 4000 | 82.3 |  |  |  | NO | NO | NO | [8 empty] | 2018-11-02 | NO | NO | NO | [6 empty] | AC | [7 empty] | NO
PLM5VNTO5OOK | WESTGATE MFG | WESTGATE | T8-EZ3-4FT-18W-4K-C-1 | Linear Replacement Lamp | T8 Four-Foot | Dual Mode Internal Driver (UL Type A and Type B) |  | standard | NO | [10 empty] | 2017-09-28 | Not Dimmable | Not Dimmable | NotYetVerified |  | XXXBRI | [25 empty] | 4.4 | 2685.58 | 142.85 | 18.8 | 20 | 0.9 | 4000 | 82.3 |  |  |  | NO | NO | NO | [8 empty] | 2018-11-02 | NO | NO | NO | [6 empty] | AC | [7 empty] | NO
PLLWE7TV2G2A | LEDVANCE, LLC (formerly OSRAM SYLVANIA, INC) | SYLVANIA | LED13T8/L48/DIM/850/SUB/G8/CAD | Linear Replacement Lamp | T8 Four-Foot | Replacement Lamps (plug and play) (UL Type A) |  | standard | NO | [10 empty] | 2018-11-12 | Dimmable | Continuous Above 10 | NO |  | NANPOA | [25 empty] | 4.4 | 2200 | 141.94 | 15.5 | 20 | 0.9 | 5000 | 80 |  |  |  | NO | NO | NO | [8 empty] | 2018-11-12 | NO | NO | NO | [6 empty] | AC | [7 empty] | NO
PLKESVQ3GN8N | LEDVANCE, LLC (formerly OSRAM SYLVANIA, INC) | SYLVANIA | LED13T8/L48/DIM/841/SUB/G8/CAD | Linear Replacement Lamp | T8 Four-Foot | Replacement Lamps (plug and play) (UL Type A) |  | standard | YES |  | 2191 | 135.92 | 16.12 | 8.48 | 0.9692 | 3947 | 82.1 | 5 |  | 2018-11-12 | Dimmable | Continuous Above 10 | NO |  | NANPOA | [15 empty] | 87.4 |  | 1.22 | 1.46 | [6 empty] | 4.4 | 2200 | 141.94 | 15.5 | 20 | 0.9 | 4000 | 80 |  |  |  | NO | NO | NO | [8 empty] | 2018-11-12 | NO | NO | NO | [6 empty] | AC | [7 empty] | NO
PL1YXL46VKKZ | Truly Green Solutions | TrueFit | 834015-45-AB | Linear Replacement Lamp | T8 Four-Foot | Dual Mode Internal Driver (UL Type A and Type B) |  | standard | NO | [10 empty] | 2017-09-20 | Not Dimmable | Not Dimmable | NO |  | ZAZZGH | [25 empty] | 4.4 | 2146 | 141.82 | 15.13 | 12.34 | 0.9 | 4500 | 83.2 |  |  |  | NO | NO | NO | [8 empty] | 2018-11-02 | NO | NO | NO | [6 empty] | AC | [7 empty] | NO
PLKFSDBWBL9F | Truly Green Solutions | TrueFit | 834018-50-AB | Linear Replacement Lamp | T8 Four-Foot | Dual Mode Internal Driver (UL Type A and Type B) |  | standard | NO | [10 empty] | 2017-09-20 | Not Dimmable | Not Dimmable | NO |  | ZAZZGH | [25 empty] | 4.4 | 2554 | 140.56 | 18.17 | 13.18 | 0.9 | 5000 | 84.2 |  |  |  | NO | NO | NO | [8 empty] | 2018-11-02 | NO | NO | NO | [6 empty] | AC | [7 empty] | NO
PLMIAMT03XTS | Truly Green Solutions | TrueFit | 834012-50-AB | Linear Replacement Lamp | T8 Four-Foot | Dual Mode Internal Driver (UL Type A and Type B) |  | standard | NO | [10 empty] | 2017-09-20 | Not Dimmable | Not Dimmable | NO |  | ZAZZGH | [25 empty] | 4.4 | 1817 | 142.29 | 12.77 | 11.03 | 0.9 | 5000 | 83 |  |  |  | NO | NO | NO | [8 empty] | 2018-11-02 | NO | NO | NO | [6 empty] | AC | [7 empty] | NO
PL08B9IX2WBN | Truly Green Solutions | TrueFit | 834015-35-AB | Linear Replacement Lamp | T8 Four-Foot | Dual Mode Internal Driver (UL Type A and Type B) |  | standard | NO | [10 empty] | 2017-09-20 | Not Dimmable | Not Dimmable | NO |  | ZAZZGH | [25 empty] | 4.4 | 2146 | 141.82 | 15.13 | 12.34 | 0.9 | 3500 | 83.2 |  |  |  | NO | NO | NO | [8 empty] | 2018-11-02 | NO | NO | NO | [6 empty] | AC | [7 empty] | NO
PL87M1TN31FY | Truly Green Solutions | TrueFit | 834015-30-AB | Linear Replacement Lamp | T8 Four-Foot | Dual Mode Internal Driver (UL Type A and Type B) |  | standard | NO | [10 empty] | 2017-09-20 | Not Dimmable | Not Dimmable | NO |  | ZAZZGH | [25 empty] | 4.4 | 2146 | 141.82 | 15.13 | 12.34 | 0.9 | 3000 | 83.2 |  |  |  | NO | NO | NO | [8 empty] | 2018-11-02 | NO | NO | NO | [6 empty] | AC | [7 empty] | NO
PLLM0GZVP1H7 | Truly Green Solutions | TrueFit | 834015-50-AB | Linear Replacement Lamp | T8 Four-Foot | Dual Mode Internal Driver (UL Type A and Type B) |  | standard | NO | [10 empty] | 2017-09-20 | Not Dimmable | Not Dimmable | NO |  | ZAZZGH | [25 empty] | 4.4 | 2232 | 146.18 | 15.27 | 12.44 | 0.9 | 5000 | 84.2 |  |  |  | NO | NO | NO | [8 empty] | 2018-11-02 | NO | NO | NO | [6 empty] | AC | [7 empty] | NO
PLIOP0RE3FKY | Truly Green Solutions | TrueFit | 834015-40-AB | Linear Replacement Lamp | T8 Four-Foot | Dual Mode Internal Driver (UL Type A and Type B) |  | standard | NO | [10 empty] | 2017-09-20 | Not Dimmable | Not Dimmable | NO |  | ZAZZGH | [25 empty] | 4.4 | 2146 | 141.82 | 15.13 | 12.34 | 0.9 | 4000 | 83.2 |  |  |  | NO | NO | NO | [8 empty] | 2018-11-02 | NO | NO | NO | [6 empty] | AC | [7 empty] | NO
PL7YTSG8M18T | Nexleds Limited | NEXLEDS | NXST4F-14W-GTB(5000K) | Linear Replacement Lamp | T8 Four-Foot | Dual Mode Internal Driver (UL Type A and Type B) |  | standard | NO | [10 empty] | 2017-09-18 | Not Dimmable | Not Dimmable | NO |  | HAHHRS | [25 empty] | 4.4 | 2059 | 155.16 | 13.27 | 21.59 | 0.89 | 5000 | 82.7 |  |  |  | NO | NO | NO | [8 empty] | 2018-11-02 | NO | NO | NO | [6 empty] | AC | [7 empty] | NO
PLOI24HHCC8B | Nexleds Limited | NEXLEDS | NXST4F-14W-GTB(4000K) | Linear Replacement Lamp | T8 Four-Foot | Dual Mode Internal Driver (UL Type A and Type B) |  | standard | YES |  | 2051 | 153.4 | 13.37 | 21.67 | 0.8939 | 3929 | 82 | 5 | 50000 | 2017-09-18 | Not Dimmable | Not Dimmable | NO |  | HAHHRS | [15 empty] | 84.6 |  | 1.2 | 1.32 | [6 empty] | 4.4 | 2051 | 153.4 | 13.37 | 21.69 | 0.89 | 4000 | 82 |  |  |  | NO | NO | NO | [8 empty] | 2018-11-02 | NO | NO | NO | [6 empty] | AC | [7 empty] | NO
PLY0T1WAKN06 | The Straits Lighting Company, LLC | Straits Lighting | SL917T8BC-48-18W-100/277V-5000-C-120-I-N-G13-1 | Linear Replacement Lamp | T8 Four-Foot | Dual Mode Internal Driver (UL Type A and Type B) |  | standard | NO | [10 empty] | 2017-09-15 | Not Dimmable | Not Dimmable | NotYetVerified |  | KKLACJ | [25 empty] | 4.4 | 2705.7 | 143.92 | 18.8 | 20 | 0.9 | 5000 | 82.3 |  |  |  | NO | NO | NO | [8 empty] | 2018-11-02 | NO | NO | NO | [6 empty] | AC | [7 empty] | NO
PID2RK5G | Torshare Ltd | TORSHARE | T8-12W-120-JHC-H-50K | Linear Replacement Lamp | T8 Four-Foot | Dual Mode Internal Driver (UL Type A and Type B) |  | standard | NO | [10 empty] | 2017-09-15 | Not Dimmable | Not Dimmable | NO |  | YYYCHM | [25 empty] | 4.4 | 1867 | 148.76 | 12.55 | 20 | 0.9 | 5000 | 80 |  |  |  | NO | NO | NO | [8 empty] | 2018-11-02 | NO | NO | NO | [6 empty] | AC | [7 empty] | NO
PLBNPSJVDJO2 | The Straits Lighting Company, LLC | Straits Lighting | SL917T8BC-48-18W-100/277V-4000-C-120-I-N-G13-1 | Linear Replacement Lamp | T8 Four-Foot | Dual Mode Internal Driver (UL Type A and Type B) |  | standard | NO | [10 empty] | 2017-09-15 | Not Dimmable | Not Dimmable | NotYetVerified |  | KKLACJ | [25 empty] | 4.4 | 2685.58 | 142.85 | 18.8 | 20 | 0.9 | 4000 | 82.3 |  |  |  | NO | NO | NO | [8 empty] | 2018-11-02 | NO | NO | NO | [6 empty] | AC | [7 empty] | NO
PCUVAPEP | Torshare Ltd | TORSHARE | T8-12W-120-JHC-H-40K | Linear Replacement Lamp | T8 Four-Foot | Dual Mode Internal Driver (UL Type A and Type B) |  | standard | YES |  | 1742 | 152.14 | 11.45 | 19.83 | 0.9011 | 3961 | 83.3 | 5 | 50000 | 2017-09-15 | Not Dimmable | Not Dimmable | NO |  | YYYCHM | [15 empty] | 89.3 |  | 1.16 | 1.36 | [6 empty] | 4.4 | 1822 | 146.94 | 12.4 | 20 | 0.9 | 4000 | 80 |  |  |  | NO | NO | NO | [8 empty] | 2018-11-02 | NO | NO | NO | [6 empty] | AC | [7 empty] | NO
PLZ99D49PUF1 | The Straits Lighting Company, LLC | Straits Lighting | SL917T8BC-48-18W-100/277V-4500-C-120-I-N-G13-1 | Linear Replacement Lamp | T8 Four-Foot | Dual Mode Internal Driver (UL Type A and Type B) |  | standard | NO | [10 empty] | 2017-09-15 | Not Dimmable | Not Dimmable | NotYetVerified |  | KKLACJ | [25 empty] | 4.4 | 2685.58 | 142.85 | 18.8 | 20 | 0.9 | 4500 | 82.3 |  |  |  | NO | NO | NO | [8 empty] | 2018-11-02 | NO | NO | NO | [6 empty] | AC | [7 empty] | NO
PLH5011S0977 | GreenTek Energy Systems | GreenTEK | GT-T8-12W1200 BIXX (4500K Clear) | Linear Replacement Lamp | T8 Four-Foot | Dual Mode Internal Driver (UL Type A and Type B) |  | standard | NO | [10 empty] | 2017-09-13 | Not Dimmable | Not Dimmable | NotYetVerified |  | IIILAY | [25 empty] | 4.4 | 1840.74 | 144.94 | 12.7 | 20 | 0.9 | 4500 | 82.3 |  |  |  | NO | NO | NO | [8 empty] | 2018-11-02 | NO | NO | NO | [6 empty] | AC | [7 empty] | NO
PL50Q5W40094 | GreenTek Energy Systems | GreenTEK | GT-T8-12W1200 BIXX (4000K Clear) | Linear Replacement Lamp | T8 Four-Foot | Dual Mode Internal Driver (UL Type A and Type B) |  | standard | NO | [10 empty] | 2017-09-13 | Not Dimmable | Not Dimmable | NotYetVerified |  | IIILAY | [25 empty] | 4.4 | 1840.74 | 144.94 | 12.7 | 20 | 0.9 | 4000 | 82.3 |  |  |  | NO | NO | NO | [8 empty] | 2018-11-02 | NO | NO | NO | [6 empty] | AC | [7 empty] | NO
PLH17MN5TQC7 | GreenTek Energy Systems | GreenTEK | GT-T8-12W1200 BIXX (5000K Clear) | Linear Replacement Lamp | T8 Four-Foot | Dual Mode Internal Driver (UL Type A and Type B) |  | standard | NO | [10 empty] | 2017-09-13 | Not Dimmable | Not Dimmable | NotYetVerified |  | IIILAY | [25 empty] | 4.4 | 1855.09 | 146.07 | 12.7 | 20 | 0.9 | 5000 | 82.3 |  |  |  | NO | NO | NO | [8 empty] | 2018-11-02 | NO | NO | NO | [6 empty] | AC | [7 empty] | NO
PXNC34DD | Shenzhen Syhdee Co.,Ltd. | SYHDEE | SYHU-T8GABUL1212T-50-A | Linear Replacement Lamp | T8 Four-Foot | Dual Mode Internal Driver (UL Type A and Type B) |  | standard | NO | [10 empty] | 2017-09-11 | Not Dimmable | Not Dimmable | NO | Product updated on 11/2/2017 | BBBDSK | [25 empty] | 4.4 | 1900 | 146.154 | 13 | 20 | 0.9 | 5000 | 80 |  |  |  | NO | NO | NO | [8 empty] | 2018-11-02 | NO | NO | NO | [6 empty] | AC | [7 empty] | NO
PLO5XW7E | Shenzhen Syhdee Co.,Ltd. | SYHDEE | SYHU-T8GABUL1212T-40-A | Linear Replacement Lamp | T8 Four-Foot | Dual Mode Internal Driver (UL Type A and Type B) |  | standard | NO | [10 empty] | 2017-09-11 | Not Dimmable | Not Dimmable | NO | Product updated on 11/2/2017 | BBBDSK | [25 empty] | 4.4 | 1900 | 146.154 | 13 | 20 | 0.9 | 4000 | 80 |  |  |  | NO | NO | NO | [8 empty] | 2018-11-02 | NO | NO | NO | [6 empty] | AC | [7 empty] | NO
PYU58LNQ | Shenzhen Syhdee Co.,Ltd. | SYHDEE | SYHU-T8GABUL1212T-45-A | Linear Replacement Lamp | T8 Four-Foot | Dual Mode Internal Driver (UL Type A and Type B) |  | standard | NO | [10 empty] | 2017-09-11 | Not Dimmable | Not Dimmable | NO | Product updated on 11/2/2017 | BBBDSK | [25 empty] | 4.4 | 1900 | 146.154 | 13 | 20 | 0.9 | 4500 | 80 |  |  |  | NO | NO | NO | [8 empty] | 2018-11-02 | NO | NO | NO | [6 empty] | AC | [7 empty] | NO
PMBDFTG7 | Axis LED Group | PATRIOT PRODUCTS | PT-T8ILT4-12W-BC 30K-F | Linear Replacement Lamp | T8 Four-Foot | Dual Mode Internal Driver (UL Type A and Type B) |  | standard | YES |  | 1705 | 141.11 | 12.21 | 14.28 | 0.9019 | 3002 | 83.1 | 5 | 50000 | 2017-09-08 | Not Dimmable | Not Dimmable | NO |  | KKLABG | [15 empty] | 88.5 |  | 1.37 | 1.16 | [6 empty] | 4.4 | 1700 | 142 | 12 | 20 | 0.9 | 3000 | 85 |  |  |  | NO | NO | NO | [8 empty] | 2018-11-02 | NO | NO | NO | [6 empty] | AC | [7 empty] | NO
PEAH68PT | Axis LED Group | PATRIOT PRODUCTS | PT-T8ILT4-12W-BC 45K-F | Linear Replacement Lamp | T8 Four-Foot | Dual Mode Internal Driver (UL Type A and Type B) |  | standard | NO | [10 empty] | 2017-09-08 | Not Dimmable | Not Dimmable | NO |  | KKLABG | [25 empty] | 4.4 | 1800 | 150 | 12 | 20 | 0.9 | 4500 | 85 |  |  |  | NO | NO | NO | [8 empty] | 2018-11-02 | NO | NO | NO | [6 empty] | AC | [7 empty] | NO
PENWQ27D | Axis LED Group | PATRIOT PRODUCTS | PT-T8ILT4-14W-PP 40K-C | Linear Replacement Lamp | T8 Four-Foot | Replacement Lamps (plug and play) (UL Type A) |  | standard | NO | [10 empty] | 2017-09-08 | Not Dimmable | Not Dimmable | NotYetVerified |  | KKKZZN | [25 empty] | 4.4 | 2050 | 142.4 | 14.4 | 12.37 | 0.9056 | 4000 | 81.7 |  |  |  | NO | NO | NO | [8 empty] | 2018-11-02 | NO | NO | NO | [6 empty] | AC | [7 empty] | NO
P4QBCCR9 | Axis LED Group | PATRIOT PRODUCTS | PT-T8ILT4-12W-PP 30K-C | Linear Replacement Lamp | T8 Four-Foot | Replacement Lamps (plug and play) (UL Type A) |  | standard | NO | [10 empty] | 2017-09-08 | Not Dimmable | Not Dimmable | NotYetVerified |  | KKKZZM | [25 empty] | 4.4 | 1900 | 141.8 | 13.35 | 10.6 | 0.9063 | 3000 | 81.6 |  |  |  | NO | NO | NO | [8 empty] | 2018-11-02 | NO | NO | NO | [6 empty] | AC | [7 empty] | NO
PQ8SXX7P | Axis LED Group | PATRIOT PRODUCTS | PT-T8ILT4-20W-BC 50K-C | Linear Replacement Lamp | T8 Four-Foot | Dual Mode Internal Driver (UL Type A and Type B) |  | standard | NO | [10 empty] | 2017-09-08 | Not Dimmable | Not Dimmable | NotYetVerified |  | KKLABS | [25 empty] | 4.4 | 2807 | 140.6 | 19.97 | 20 | 0.9 | 5000 | 83 |  |  |  | NO | NO | NO | [8 empty] | 2018-11-02 | NO | NO | NO | [6 empty] | AC | [7 empty] | NO
PRD1982M | Axis LED Group | PATRIOT PRODUCTS | PT-T8ILT4-20W-BC 35K-C | Linear Replacement Lamp | T8 Four-Foot | Dual Mode Internal Driver (UL Type A and Type B) |  | standard | NO | [10 empty] | 2017-09-08 | Not Dimmable | Not Dimmable | NotYetVerified |  | KKLABS | [25 empty] | 4.4 | 2807 | 140.6 | 19.97 | 20 | 0.9 | 3500 | 83 |  |  |  | NO | NO | NO | [8 empty] | 2018-11-02 | NO | NO | NO | [6 empty] | AC | [7 empty] | NO
P87TCWVR | Axis LED Group | PATRIOT PRODUCTS | PT-T8ILT4-12W-BC 35K-F | Linear Replacement Lamp | T8 Four-Foot | Dual Mode Internal Driver (UL Type A and Type B) |  | standard | NO | [10 empty] | 2017-09-08 | Not Dimmable | Not Dimmable | NO |  | KKLABG | [25 empty] | 4.4 | 1700 | 142 | 12 | 20 | 0.9 | 3500 | 85 |  |  |  | NO | NO | NO | [8 empty] | 2018-11-02 | NO | NO | NO | [6 empty] | AC | [7 empty] | NO
P62MAE98 | Axis LED Group | PATRIOT PRODUCTS | PT-T8ILT4-14W-PP 30K-C | Linear Replacement Lamp | T8 Four-Foot | Replacement Lamps (plug and play) (UL Type A) |  | standard | NO | [10 empty] | 2017-09-08 | Not Dimmable | Not Dimmable | NotYetVerified |  | KKKZZN | [25 empty] | 4.4 | 2050 | 142.4 | 14.4 | 12.37 | 0.9056 | 3000 | 81.7 |  |  |  | NO | NO | NO | [8 empty] | 2018-11-02 | NO | NO | NO | [6 empty] | AC | [7 empty] | NO
P1RT4RZA | Axis LED Group | PATRIOT PRODUCTS | PT-T8ILT4-12W-PP 45K-C | Linear Replacement Lamp | T8 Four-Foot | Replacement Lamps (plug and play) (UL Type A) |  | standard | NO | [10 empty] | 2017-09-08 | Not Dimmable | Not Dimmable | NotYetVerified |  | KKKZZM | [25 empty] | 4.4 | 1900 | 141.8 | 13.35 | 10.6 | 0.9063 | 4500 | 81.6 |  |  |  | NO | NO | NO | [8 empty] | 2018-11-02 | NO | NO | NO | [6 empty] | AC | [7 empty] | NO
P4GZ1KZU | Axis LED Group | PATRIOT PRODUCTS | PT-T8ILT4-12W-BC 50K-F | Linear Replacement Lamp | T8 Four-Foot | Dual Mode Internal Driver (UL Type A and Type B) |  | standard | NO | [10 empty] | 2017-09-08 | Not Dimmable | Not Dimmable | NO |  | KKLABG | [25 empty] | 4.4 | 1800 | 150 | 12 | 20 | 0.9 | 5000 | 85 |  |  |  | NO | NO | NO | [8 empty] | 2018-11-02 | NO | NO | NO | [6 empty] | AC | [7 empty] | NO
PHJ2TMA7 | Axis LED Group | PATRIOT PRODUCTS | PT-T8ILT4-14W-PP 50K-C | Linear Replacement Lamp | T8 Four-Foot | Replacement Lamps (plug and play) (UL Type A) |  | standard | NO | [10 empty] | 2017-09-08 | Not Dimmable | Not Dimmable | NotYetVerified |  | KKKZZN | [25 empty] | 4.4 | 2050 | 142.4 | 14.4 | 12.07 | 0.9043 | 5000 | 81.1 |  |  |  | NO | NO | NO | [8 empty] | 2018-11-02 | NO | NO | NO | [6 empty] | AC | [7 empty] | NO
PG5UNJA7 | Axis LED Group | PATRIOT PRODUCTS | PT-T8ILT4-20W-BC 40K-C | Linear Replacement Lamp | T8 Four-Foot | Dual Mode Internal Driver (UL Type A and Type B) |  | standard | NO | [10 empty] | 2017-09-08 | Not Dimmable | Not Dimmable | NotYetVerified |  | KKLABS | [25 empty] | 4.4 | 2807 | 140.6 | 19.97 | 20 | 0.9 | 4000 | 83 |  |  |  | NO | NO | NO | [8 empty] | 2018-11-02 | NO | NO | NO | [6 empty] | AC | [7 empty] | NO
P62C5XHN | Axis LED Group | PATRIOT PRODUCTS | PT-T8ILT4-12W-BC 40K-F | Linear Replacement Lamp | T8 Four-Foot | Dual Mode Internal Driver (UL Type A and Type B) |  | standard | NO | [10 empty] | 2017-09-08 | Not Dimmable | Not Dimmable | NO |  | KKLABG | [25 empty] | 4.4 | 1800 | 150 | 12 | 20 | 0.9 | 4000 | 85 |  |  |  | NO | NO | NO | [8 empty] | 2018-11-02 | NO | NO | NO | [6 empty] | AC | [7 empty] | NO
PHDJ83AF | Axis LED Group | PATRIOT PRODUCTS | PT-T8ILT4-12W-PP 40K-C | Linear Replacement Lamp | T8 Four-Foot | Replacement Lamps (plug and play) (UL Type A) |  | standard | NO | [10 empty] | 2017-09-08 | Not Dimmable | Not Dimmable | NotYetVerified |  | KKKZZM | [25 empty] | 4.4 | 1900 | 141.8 | 13.35 | 10.6 | 0.9063 | 4000 | 81.6 |  |  |  | NO | NO | NO | [8 empty] | 2018-11-02 | NO | NO | NO | [6 empty] | AC | [7 empty] | NO
P1K9A7VF | Axis LED Group | PATRIOT PRODUCTS | PT-T8ILT4-14W-PP 45K-C | Linear Replacement Lamp | T8 Four-Foot | Replacement Lamps (plug and play) (UL Type A) |  | standard | NO | [10 empty] | 2017-09-08 | Not Dimmable | Not Dimmable | NotYetVerified |  | KKKZZN | [25 empty] | 4.4 | 2050 | 142.4 | 14.4 | 12.37 | 0.9056 | 4500 | 81.7 |  |  |  | NO | NO | NO | [8 empty] | 2018-11-02 | NO | NO | NO | [6 empty] | AC | [7 empty] | NO
PDGPAG4P | Axis LED Group | PATRIOT PRODUCTS | PT-T8ILT4-14W-PP 35K-C | Linear Replacement Lamp | T8 Four-Foot | Replacement Lamps (plug and play) (UL Type A) |  | standard | NO | [10 empty] | 2017-09-08 | Not Dimmable | Not Dimmable | NotYetVerified |  | KKKZZN | [25 empty] | 4.4 | 2050 | 142.4 | 14.4 | 12.37 | 0.9056 | 3500 | 81.7 |  |  |  | NO | NO | NO | [8 empty] | 2018-11-02 | NO | NO | NO | [6 empty] | AC | [7 empty] | NO
PU474YM3 | Axis LED Group | PATRIOT PRODUCTS | PT-T8ILT4-20W-BC 45K-C | Linear Replacement Lamp | T8 Four-Foot | Dual Mode Internal Driver (UL Type A and Type B) |  | standard | NO | [10 empty] | 2017-09-08 | Not Dimmable | Not Dimmable | NotYetVerified |  | KKLABS | [25 empty] | 4.4 | 2807 | 140.6 | 19.97 | 20 | 0.9 | 4500 | 83 |  |  |  | NO | NO | NO | [8 empty] | 2018-11-02 | NO | NO | NO | [6 empty] | AC | [7 empty] | NO
PF139FHA | Axis LED Group | PATRIOT PRODUCTS | PT-T8ILT4-12W-PP 50K-C | Linear Replacement Lamp | T8 Four-Foot | Replacement Lamps (plug and play) (UL Type A) |  | standard | NO | [10 empty] | 2017-09-08 | Not Dimmable | Not Dimmable | NotYetVerified |  | KKKZZM | [25 empty] | 4.4 | 1900 | 141.8 | 13.35 | 14.63 | 0.9031 | 5000 | 81.6 |  |  |  | NO | NO | NO | [8 empty] | 2018-11-02 | NO | NO | NO | [6 empty] | AC | [7 empty] | NO
P4N7A5FG | Axis LED Group | PATRIOT PRODUCTS | PT-T8ILT4-12W-PP 35K-C | Linear Replacement Lamp | T8 Four-Foot | Replacement Lamps (plug and play) (UL Type A) |  | standard | NO | [10 empty] | 2017-09-08 | Not Dimmable | Not Dimmable | NotYetVerified |  | KKKZZM | [25 empty] | 4.4 | 1900 | 141.8 | 13.35 | 10.6 | 0.9063 | 3500 | 81.6 |  |  |  | NO | NO | NO | [8 empty] | 2018-11-02 | NO | NO | NO | [6 empty] | AC | [7 empty] | NO
PXJHVDPH | Axis LED Group | PATRIOT PRODUCTS | PT-T8ILT4-20W-BC 30K-C | Linear Replacement Lamp | T8 Four-Foot | Dual Mode Internal Driver (UL Type A and Type B) |  | standard | YES |  | 2807 | 140.6 | 19.97 | 6.92 | 0.9734 | 3079 | 83.5 | 5 | 50000 | 2017-09-08 | Not Dimmable | Not Dimmable | NotYetVerified |  | KKLABS | [15 empty] | 91.7 |  | 1.2 | 1.4 | [6 empty] | 4.4 | 2807 | 140.6 | 19.97 | 20 | 0.9 | 3000 | 83 |  |  |  | NO | NO | NO | [8 empty] | 2018-11-02 | NO | NO | NO | [6 empty] | AC | [7 empty] | NO
PEK8QGQB | DONG GUAN WALSTAR OPTOELECTRONICS TECHNOLOGY CO., LTD | WALSTAR | WL-T8A-18W1200 DIAB-40 | Linear Replacement Lamp | T8 Four-Foot | Dual Mode Internal Driver (UL Type A and Type B) |  | standard | NO | [10 empty] | 2017-09-06 | Not Dimmable | Not Dimmable | NO |  | WWWBTN | [25 empty] | 4.4 | 2530 | 142.13 | 17.8 | 24.08 | 0.91 | 4000 | 82.6 |  |  |  | NO | NO | NO | [8 empty] | 2018-11-02 | NO | NO | NO | [6 empty] | AC | [7 empty] | NO
P0U36VZB | DONG GUAN WALSTAR OPTOELECTRONICS TECHNOLOGY CO., LTD | WALSTAR | WL-T8A-18W1200 DIAB-50 | Linear Replacement Lamp | T8 Four-Foot | Dual Mode Internal Driver (UL Type A and Type B) |  | standard | NO | [10 empty] | 2017-09-06 | Not Dimmable | Not Dimmable | NO |  | WWWBTN | [25 empty] | 4.4 | 2570 | 143.92 | 17.86 | 24.34 | 0.91 | 5000 | 82.1 |  |  |  | NO | NO | NO | [8 empty] | 2018-11-02 | NO | NO | NO | [6 empty] | AC | [7 empty] | NO
PJ899R3E | DONG GUAN WALSTAR OPTOELECTRONICS TECHNOLOGY CO., LTD | WALSTAR | WL-T8A-18W1200 DIAB-35 | Linear Replacement Lamp | T8 Four-Foot | Dual Mode Internal Driver (UL Type A and Type B) |  | standard | NO | [10 empty] | 2017-09-06 | Not Dimmable | Not Dimmable | NO |  | WWWBTN | [25 empty] | 4.4 | 2510 | 141.01 | 17.8 | 24.08 | 0.91 | 3500 | 82.6 |  |  |  | NO | NO | NO | [8 empty] | 2018-11-02 | NO | NO | NO | [6 empty] | AC | [7 empty] | NO
PIQK7TJP | DONG GUAN WALSTAR OPTOELECTRONICS TECHNOLOGY CO., LTD | WALSTAR | WL-T8A-18W1200 DIAB-30 | Linear Replacement Lamp | T8 Four-Foot | Dual Mode Internal Driver (UL Type A and Type B) |  | standard | YES |  | 2501 | 140.12 | 17.85 | 24.08 | 0.9141 | 2888 | 82.6 | 5 | 50000 | 2017-09-06 | Not Dimmable | Not Dimmable | NO |  | WWWBTN | [15 empty] | 90.5 |  | 1.18 | 1.34 | [6 empty] | 4.4 | 2490 | 140.37 | 17.74 | 24.08 | 0.91 | 3000 | 82.6 |  |  |  | NO | NO | NO | [8 empty] | 2018-11-02 | NO | NO | NO | [6 empty] | AC | [7 empty] | NO
PV4OADRA | DONG GUAN WALSTAR OPTOELECTRONICS TECHNOLOGY CO., LTD | WALSTAR | WL-T8A-18W1200 DIAB-45 | Linear Replacement Lamp | T8 Four-Foot | Dual Mode Internal Driver (UL Type A and Type B) |  | standard | NO | [10 empty] | 2017-09-06 | Not Dimmable | Not Dimmable | NO |  | WWWBTN | [25 empty] | 4.4 | 2550 | 143.26 | 17.8 | 24.08 | 0.91 | 4500 | 82.6 |  |  |  | NO | NO | NO | [8 empty] | 2018-11-02 | NO | NO | NO | [6 empty] | AC | [7 empty] | NO
PW6TQBAE | Shenzhen Syhdee Co.,Ltd. | SYHDEE | SYHU-T8GABUL1212M-40-A | Linear Replacement Lamp | T8 Four-Foot | Dual Mode Internal Driver (UL Type A and Type B) |  | standard | NO | [10 empty] | 2017-08-31 | Not Dimmable | Not Dimmable | NO | Product updated on 11/2/2017 | BBBDRO | [25 empty] | 4.4 | 1900 | 146.154 | 13 | 8.29 | 0.9045 | 4000 | 82.7 |  |  |  | NO | NO | NO | [8 empty] | 2018-11-02 | NO | NO | NO | [6 empty] | AC | [7 empty] | NO
PM6CDM81 | Shenzhen Syhdee Co.,Ltd. | SYHDEE | SYHU-T8GABUL1212M-45-A | Linear Replacement Lamp | T8 Four-Foot | Dual Mode Internal Driver (UL Type A and Type B) |  | standard | NO | [10 empty] | 2017-08-31 | Not Dimmable | Not Dimmable | NO | Product updated on 11/2/2017 | BBBDRO | [25 empty] | 4.4 | 1900 | 146.154 | 13 | 8.29 | 0.9045 | 4500 | 82.7 |  |  |  | NO | NO | NO | [8 empty] | 2018-11-02 | NO | NO | NO | [6 empty] | AC | [7 empty] | NO
PGU7S16V | Shenzhen Syhdee Co.,Ltd. | SYHDEE | SYHU-T8GABUL1212M-50-A | Linear Replacement Lamp | T8 Four-Foot | Dual Mode Internal Driver (UL Type A and Type B) |  | standard | NO | [10 empty] | 2017-08-31 | Not Dimmable | Not Dimmable | NO | Product updated on 11/2/2017 | BBBDRO | [25 empty] | 4.4 | 1950 | 150 | 13 | 8.98 | 0.9047 | 5000 | 81.8 |  |  |  | NO | NO | NO | [8 empty] | 2018-11-02 | NO | NO | NO | [6 empty] | AC | [7 empty] | NO
PHBOLUKD | Shenzhen Syhdee Co.,Ltd. | SYHDEE | SYHU-T8GABUL1212M-30-A | Linear Replacement Lamp | T8 Four-Foot | Dual Mode Internal Driver (UL Type A and Type B) |  | standard | YES |  | 1882 | 119.77 | 15.72 | 8.29 | 0.9045 | 2912 | 82.7 | 5 | 50000 | 2017-08-31 | Not Dimmable | Not Dimmable | NO | Product updated on 11/2/2017 | BBBDRO | [15 empty] | 84.4 |  | 1.24 | 1.3 | [6 empty] | 4.4 | 1900 | 146.154 | 13 | 8.29 | 0.9045 | 3000 | 82.7 |  |  |  | NO | NO | NO | [8 empty] | 2018-11-02 | NO | NO | NO | [6 empty] | AC | [7 empty] | NO
PJTZQV13 | Shenzhen Syhdee Co.,Ltd. | SYHDEE | SYHU-T8GABUL1212M-35-A | Linear Replacement Lamp | T8 Four-Foot | Dual Mode Internal Driver (UL Type A and Type B) |  | standard | NO | [10 empty] | 2017-08-31 | Not Dimmable | Not Dimmable | NO | Product updated on 11/2/2017 | BBBDRO | [25 empty] | 4.4 | 1900 | 146.154 | 13 | 8.29 | 0.9045 | 3500 | 82.7 |  |  |  | NO | NO | NO | [8 empty] | 2018-11-02 | NO | NO | NO | [6 empty] | AC | [7 empty] | NO
PL7LSXKSF0K2 | MSI Lighting | MSI LIGHTING | ZT84850123E | Linear Replacement Lamp | T8 Four-Foot | Dual Mode Internal Driver (UL Type A and Type B) |  | standard | NO | [10 empty] | 2017-08-21 | Not Dimmable | Not Dimmable | NO |  | HAHHJN | [25 empty] | 4.4 | 2180 | 164.78 | 13.23 | 17.53 | 0.9 | 5000 | 80.2 |  |  |  | NO | NO | NO | 2018-05-02 | 4.3 |  | standard |  |  |  |  | 2018-11-02 | NO | NO | NO | [6 empty] | AC | [7 empty] | NO
PL1Y6U3R54EE | MSI Lighting | MSI LIGHTING | ZT84850183E | Linear Replacement Lamp | T8 Four-Foot | Dual Mode Internal Driver (UL Type A and Type B) |  | standard | NO | [10 empty] | 2017-08-21 | Not Dimmable | Not Dimmable | NO |  | HAHHJP | [25 empty] | 4.4 | 2773 | 145.72 | 19.03 | 19.68 | 0.9 | 5000 | 82.7 |  |  |  | NO | NO | NO | 2018-05-02 | 4.3 |  | standard |  |  |  |  | 2018-11-02 | NO | NO | NO | [6 empty] | AC | [7 empty] | NO
PL1ACWUVL85I | MSI Lighting | MSI LIGHTING | ZT84841153E | Linear Replacement Lamp | T8 Four-Foot | Dual Mode Internal Driver (UL Type A and Type B) |  | standard | YES |  | 2066 | 140.35 | 14.72 | 18.75 | 0.9015 | 3943 | 80.8 | 5 | 50000 | 2017-08-21 | Not Dimmable | Not Dimmable | NO |  | HAHHJO | [15 empty] | 84.8 |  | 1.2 | 1.34 | [6 empty] | 4.4 | 2066 | 140.35 | 14.72 | 18.75 | 0.9 | 4000 | 80.8 |  |  |  | NO | NO | NO | 2018-05-02 | 4.3 |  | standard |  |  |  |  | 2018-11-02 | NO | NO | NO | [6 empty] | AC | [7 empty] | NO
PLWBEETJRX87 | MSI Lighting | MSI LIGHTING | ZT84841123E | Linear Replacement Lamp | T8 Four-Foot | Dual Mode Internal Driver (UL Type A and Type B) |  | standard | YES |  | 2124 | 160.79 | 13.21 | 19.05 | 0.9004 | 4058 | 80.8 | 5 | 50000 | 2017-08-21 | Not Dimmable | Not Dimmable | NO |  | HAHHJN | [15 empty] | 85.7 |  | 1.22 | 1.22 | [6 empty] | 4.4 | 2124 | 160.91 | 13.2 | 17.78 | 0.9 | 4000 | 80.8 |  |  |  | NO | NO | NO | 2018-05-02 | 4.3 |  | standard |  |  |  |  | 2018-11-02 | NO | NO | NO | [6 empty] | AC | [7 empty] | NO
PLNJ30Q5LF28 | MSI Lighting | MSI LIGHTING | ZT84850153E | Linear Replacement Lamp | T8 Four-Foot | Dual Mode Internal Driver (UL Type A and Type B) |  | standard | NO | [10 empty] | 2017-08-21 | Not Dimmable | Not Dimmable | NO |  | HAHHJO | [25 empty] | 4.4 | 2164 | 145.14 | 14.91 | 18.48 | 0.9 | 5000 | 80.2 |  |  |  | NO | NO | NO | 2018-05-02 | 4.3 |  | standard |  |  |  |  | 2018-11-02 | NO | NO | NO | [6 empty] | AC | [7 empty] | NO
PLN80XS7HB0D | MSI Lighting | MSI LIGHTING | ZT84841183E | Linear Replacement Lamp | T8 Four-Foot | Dual Mode Internal Driver (UL Type A and Type B) |  | standard | YES |  | 2636 | 140.21 | 18.8 | 19.54 | 0.9012 | 3999 | 80.7 | 5 | 50000 | 2017-08-21 | Not Dimmable | Not Dimmable | NO |  | HAHHJP | [15 empty] | 84.9 |  | 1.22 | 1.4 | [6 empty] | 4.4 | 2636 | 140.21 | 18.8 | 19.45 | 0.9 | 4000 | 80.7 |  |  |  | NO | NO | NO | 2018-05-02 | 4.3 |  | standard |  |  |  |  | 2018-11-02 | NO | NO | NO | [6 empty] | AC | [7 empty] | NO
P438L5KH | Shenzhen Syhdee Co.,Ltd. | SYHDEE | SYHU-T8LAB1212M-35-A | Linear Replacement Lamp | T8 Four-Foot | Dual Mode Internal Driver (UL Type A and Type B) |  | standard | NO | [10 empty] | 2017-08-17 | Dimmable | Stepped | NO | Product updated on 11/2/2017 | YYYCFG | [25 empty] | 4.4 | 1850 | 142.308 | 13 | 8.64 | 0.9004 | 3500 | 84 |  |  |  | NO | NO | NO | [8 empty] | 2018-11-02 | NO | NO | NO | [6 empty] | AC | [7 empty] | NO
P7OC81GP | Shenzhen Syhdee Co.,Ltd. | SYHDEE | SYHU-T8LAB1212M-50-A | Linear Replacement Lamp | T8 Four-Foot | Dual Mode Internal Driver (UL Type A and Type B) |  | standard | NO | [10 empty] | 2017-08-17 | Dimmable | Stepped | NO | Product updated on 11/2/2017 | YYYCFG | [25 empty] | 4.4 | 1950 | 150 | 13 | 8.91 | 0.9006 | 5000 | 83.4 |  |  |  | NO | NO | NO | [8 empty] | 2018-11-02 | NO | NO | NO | [6 empty] | AC | [7 empty] | NO
P256LY5M | Shenzhen Syhdee Co.,Ltd. | SYHDEE | SYHU-T8LAB1212M-40-A | Linear Replacement Lamp | T8 Four-Foot | Dual Mode Internal Driver (UL Type A and Type B) |  | standard | NO | [10 empty] | 2017-08-17 | Dimmable | Stepped | NO | Product updated on 11/2/2017 | YYYCFG | [25 empty] | 4.4 | 1900 | 146.154 | 13 | 8.64 | 0.9004 | 4000 | 84 |  |  |  | NO | NO | NO | [8 empty] | 2018-11-02 | NO | NO | NO | [6 empty] | AC | [7 empty] | NO
PCKK6PMA | Shenzhen Syhdee Co.,Ltd. | SYHDEE | SYHU-T8LAB1212M-45-A | Linear Replacement Lamp | T8 Four-Foot | Dual Mode Internal Driver (UL Type A and Type B) |  | standard | NO | [10 empty] | 2017-08-17 | Dimmable | Stepped | NO | Product updated on 11/2/2017 | YYYCFG | [25 empty] | 4.4 | 1900 | 146.154 | 13 | 8.64 | 0.9004 | 4500 | 84 |  |  |  | NO | NO | NO | [8 empty] | 2018-11-02 | NO | NO | NO | [6 empty] | AC | [7 empty] | NO
PLO3SJR9NQ2C | SHANGHAI LITE-WAY | LITE-WAY | L02494-50H1 | Linear Replacement Lamp | T8 Four-Foot | Replacement Lamps (plug and play) (UL Type A) |  | standard | NO | [10 empty] | 2017-08-15 | Not Dimmable | Not Dimmable | NO |  | CCCERC | [25 empty] | 4.4 | 2453 | 141.72 | 17.31 | 10.97 | 0.98 | 5000 | 83.9 |  |  |  | NO | NO | NO | [8 empty] | 2018-11-02 | NO | NO | NO | [6 empty] | AC | [7 empty] | NO
PBTDPB53 | Torshare Ltd | TORSHARE | T8-14W-120-GTB-50K | Linear Replacement Lamp | T8 Four-Foot | Dual Mode Internal Driver (UL Type A and Type B) |  | standard | NO | [10 empty] | 2017-08-11 | Not Dimmable | Not Dimmable | NO |  | VAVWWG | [25 empty] | 4.4 | 2059 | 155.16 | 13.27 | 21.59 | 0.89 | 5000 | 82.7 |  |  |  | NO | NO | NO | [8 empty] | 2018-11-02 | NO | NO | NO | [6 empty] | AC | [7 empty] | NO
PRO31OX8 | Torshare Ltd | TORSHARE | T8-18W-120-GTB-40K | Linear Replacement Lamp | T8 Four-Foot | Dual Mode Internal Driver (UL Type A and Type B) |  | standard | YES |  | 2660 | 150.59 | 17.69 | 20.98 | 0.9268 | 3935 | 82.1 | 5 | 50000 | 2017-08-11 | Not Dimmable | Not Dimmable | NO |  | VAVWWH | [15 empty] | 84.5 |  | 1.2 | 1.34 | [6 empty] | 4.4 | 2664 | 150.59 | 17.69 | 20.98 | 0.9254 | 4000 | 82.1 |  |  |  | NO | NO | NO | [8 empty] | 2018-11-02 | NO | NO | NO | [6 empty] | AC | [7 empty] | NO
PW5NHLXI | Torshare Ltd | TORSHARE | T8-18W-120-GTB-50K | Linear Replacement Lamp | T8 Four-Foot | Dual Mode Internal Driver (UL Type A and Type B) |  | standard | NO | [10 empty] | 2017-08-11 | Not Dimmable | Not Dimmable | NO |  | VAVWWH | [25 empty] | 4.4 | 2682 | 151.95 | 17.65 | 20.6 | 0.9238 | 5000 | 82.2 |  |  |  | NO | NO | NO | [8 empty] | 2018-11-02 | NO | NO | NO | [6 empty] | AC | [7 empty] | NO
P62VGZJT | Torshare Ltd | TORSHARE | T8-14W-120-GTB-40K | Linear Replacement Lamp | T8 Four-Foot | Dual Mode Internal Driver (UL Type A and Type B) |  | standard | YES |  | 2051 | 153.4 | 13.37 | 21.67 | 0.8939 | 3929 | 82 | 5 | 50000 | 2017-08-11 | Not Dimmable | Not Dimmable | NO |  | VAVWWG | [15 empty] | 84.6 |  | 1.2 | 1.32 | [6 empty] | 4.4 | 2051 | 153.4 | 13.37 | 21.69 | 0.89 | 4000 | 82 |  |  |  | NO | NO | NO | [8 empty] | 2018-11-02 | NO | NO | NO | [6 empty] | AC | [7 empty] | NO
PCI3P0A1 | Green Ignite | GREEN IGNITE | GI-4T8-C34P-ULMF3 | Linear Replacement Lamp | T8 Four-Foot | Dual Mode Internal Driver (UL Type A and Type B) |  | standard | NO | [10 empty] | 2017-08-10 | Not Dimmable | Not Dimmable | NO |  | XXXBOG | [25 empty] | 4.4 | 2835 | 142.97 | 19.83 | 6.82 | 0.97 | 5000 | 84.1 |  |  |  | NO | NO | NO | [8 empty] | 2018-11-02 | NO | NO | NO | [6 empty] | AC | [7 empty] | NO
PW5SR0AI | Green Ignite | GREEN IGNITE | GI-4T8-DC34P-ULMF3 | Linear Replacement Lamp | T8 Four-Foot | Dual Mode Internal Driver (UL Type A and Type B) |  | standard | NO | [10 empty] | 2017-08-10 | Not Dimmable | Not Dimmable | NO |  | XXXBOG | [25 empty] | 4.4 | 2807 | 141.34 | 19.86 | 6.64 | 0.97 | 4500 | 82.4 |  |  |  | NO | NO | NO | [8 empty] | 2018-11-02 | NO | NO | NO | [6 empty] | AC | [7 empty] | NO
PO26EXKN | Every Electronics Co., Limited | EV | EVT815W1200I (Clear Lens 5000K) | Linear Replacement Lamp | T8 Four-Foot | Dual Mode Internal Driver (UL Type A and Type B) |  | standard | NO | [10 empty] | 2017-08-02 | Not Dimmable | Not Dimmable | NotYetVerified |  | XXXBNN | [25 empty] | 4.4 | 2412.4 | 148 | 16.3 | 20 | 0.9 | 5000 | 82.3 |  |  |  | NO | NO | NO | [8 empty] | 2018-11-02 | NO | NO | NO | [6 empty] | AC | [7 empty] | NO
PCIJ9INX | Every Electronics Co., Limited | EV | EVT818W1200I (Clear Lens 4500K) | Linear Replacement Lamp | T8 Four-Foot | Dual Mode Internal Driver (UL Type A and Type B) |  | standard | NO | [10 empty] | 2017-08-02 | Not Dimmable | Not Dimmable | NotYetVerified |  | XXXBNN | [25 empty] | 4.4 | 2685.58 | 142.85 | 18.8 | 20 | 0.9 | 4500 | 82.3 |  |  |  | NO | NO | NO | [8 empty] | 2018-11-02 | NO | NO | NO | [6 empty] | AC | [7 empty] | NO
PLGKDHON | Every Electronics Co., Limited | EV | EVT815W1200I (Clear Lens 4500K) | Linear Replacement Lamp | T8 Four-Foot | Dual Mode Internal Driver (UL Type A and Type B) |  | standard | NO | [10 empty] | 2017-08-02 | Not Dimmable | Not Dimmable | NotYetVerified |  | XXXBNN | [25 empty] | 4.4 | 2379.8 | 146 | 16.3 | 20 | 0.9 | 4500 | 82.3 |  |  |  | NO | NO | NO | [8 empty] | 2018-11-02 | NO | NO | NO | [6 empty] | AC | [7 empty] | NO
PFSCTNGP | Every Electronics Co., Limited | EV | EVT815W1200I (Clear Lens 3000K) | Linear Replacement Lamp | T8 Four-Foot | Dual Mode Internal Driver (UL Type A and Type B) |  | standard | NO | [10 empty] | 2017-08-02 | Not Dimmable | Not Dimmable | NotYetVerified |  | XXXBNN | [25 empty] | 4.4 | 2305.64 | 141.45 | 16.3 | 20 | 0.9 | 3000 | 82.3 |  |  |  | NO | NO | NO | [8 empty] | 2018-11-02 | NO | NO | NO | [6 empty] | AC | [7 empty] | NO
PK0MIOMH | Every Electronics Co., Limited | EV | EVT818W1200I (Clear Lens 4000K) | Linear Replacement Lamp | T8 Four-Foot | Dual Mode Internal Driver (UL Type A and Type B) |  | standard | NO | [10 empty] | 2017-08-02 | Not Dimmable | Not Dimmable | NotYetVerified |  | XXXBNN | [25 empty] | 4.4 | 2685.58 | 142.85 | 18.8 | 20 | 0.9 | 4000 | 82.3 |  |  |  | NO | NO | NO | [8 empty] | 2018-11-02 | NO | NO | NO | [6 empty] | AC | [7 empty] | NO
PS1TPH8A | Every Electronics Co., Limited | EV | EVT812W1200I (Clear Lens 4500K) | Linear Replacement Lamp | T8 Four-Foot | Dual Mode Internal Driver (UL Type A and Type B) |  | standard | NO | [10 empty] | 2017-08-02 | Not Dimmable | Not Dimmable | NotYetVerified |  | XXXBNN | [25 empty] | 4.4 | 1840.74 | 144.94 | 12.7 | 20 | 0.9 | 4500 | 82.3 |  |  |  | NO | NO | NO | [8 empty] | 2018-11-02 | NO | NO | NO | [6 empty] | AC | [7 empty] | NO
P226NSLP | Every Electronics Co., Limited | EV | EVT812W1200I (Clear Lens 5000K) | Linear Replacement Lamp | T8 Four-Foot | Dual Mode Internal Driver (UL Type A and Type B) |  | standard | NO | [10 empty] | 2017-08-02 | Not Dimmable | Not Dimmable | NotYetVerified |  | XXXBNN | [25 empty] | 4.4 | 1855.09 | 146.07 | 12.7 | 20 | 0.9 | 5000 | 82.3 |  |  |  | NO | NO | NO | [8 empty] | 2018-11-02 | NO | NO | NO | [6 empty] | AC | [7 empty] | NO
PAXZ9TUR | Every Electronics Co., Limited | EV | EVT815W1200I (Clear Lens 3500K) | Linear Replacement Lamp | T8 Four-Foot | Dual Mode Internal Driver (UL Type A and Type B) |  | standard | NO | [10 empty] | 2017-08-02 | Not Dimmable | Not Dimmable | NotYetVerified |  | XXXBNN | [25 empty] | 4.4 | 2305.64 | 141.45 | 16.3 | 20 | 0.9 | 3500 | 82.3 |  |  |  | NO | NO | NO | [8 empty] | 2018-11-02 | NO | NO | NO | [6 empty] | AC | [7 empty] | NO
PFNDT6DH | Every Electronics Co., Limited | EV | EVT812W1200I (Clear Lens 4000K) | Linear Replacement Lamp | T8 Four-Foot | Dual Mode Internal Driver (UL Type A and Type B) |  | standard | NO | [10 empty] | 2017-08-02 | Not Dimmable | Not Dimmable | NotYetVerified |  | XXXBNN | [25 empty] | 4.4 | 1840.74 | 144.94 | 12.7 | 20 | 0.9 | 4000 | 82.3 |  |  |  | NO | NO | NO | [8 empty] | 2018-11-02 | NO | NO | NO | [6 empty] | AC | [7 empty] | NO
P1D20BTK | Every Electronics Co., Limited | EV | EVT818W1200I (Clear Lens 5000K) | Linear Replacement Lamp | T8 Four-Foot | Dual Mode Internal Driver (UL Type A and Type B) |  | standard | NO | [10 empty] | 2017-08-02 | Not Dimmable | Not Dimmable | NotYetVerified |  | XXXBNN | [25 empty] | 4.4 | 2705.7 | 143.92 | 18.8 | 20 | 0.9 | 5000 | 82.3 |  |  |  | NO | NO | NO | [8 empty] | 2018-11-02 | NO | NO | NO | [6 empty] | AC | [7 empty] | NO
PL70EXS7 | Every Electronics Co., Limited | EV | EVT815W1200I (Clear Lens 4000K) | Linear Replacement Lamp | T8 Four-Foot | Dual Mode Internal Driver (UL Type A and Type B) |  | standard | NO | [10 empty] | 2017-08-02 | Not Dimmable | Not Dimmable | NotYetVerified |  | XXXBNN | [25 empty] | 4.4 | 2379.8 | 146 | 16.3 | 20 | 0.9 | 4000 | 82.3 |  |  |  | NO | NO | NO | [8 empty] | 2018-11-02 | NO | NO | NO | [6 empty] | AC | [7 empty] | NO
PV1134NN | US Lighting Group | US Lighting Group | FEB-PP12-50-C | Linear Replacement Lamp | T8 Four-Foot | Dual Mode Internal Driver (UL Type A and Type B) |  | standard | NO | [10 empty] | 2017-07-26 | Not Dimmable | Not Dimmable | NotYetVerified |  | SSSCOA | [25 empty] | 4.4 | 1800 | 150 | 12 | 11.66 | 0.9 | 5000 | 80 |  |  |  | NO | NO | NO | [8 empty] | 2018-11-02 | NO | NO | NO | [6 empty] | AC | [7 empty] | NO
P7GJA3AU | US Lighting Group | US Lighting Group | FEB-PP12-45-C | Linear Replacement Lamp | T8 Four-Foot | Dual Mode Internal Driver (UL Type A and Type B) |  | standard | NO | [10 empty] | 2017-07-26 | Not Dimmable | Not Dimmable | NotYetVerified |  | SSSCOA | [25 empty] | 4.4 | 1800 | 150 | 12 | 11.66 | 0.9 | 4500 | 80 |  |  |  | NO | NO | NO | [8 empty] | 2018-11-02 | NO | NO | NO | [6 empty] | AC | [7 empty] | NO
PTK7N5CP | US Lighting Group | US Lighting Group | FEB-PP12-40-C | Linear Replacement Lamp | T8 Four-Foot | Dual Mode Internal Driver (UL Type A and Type B) |  | standard | NO | [10 empty] | 2017-07-26 | Not Dimmable | Not Dimmable | NotYetVerified |  | SSSCOA | [25 empty] | 4.4 | 1800 | 150 | 12 | 11.66 | 0.9 | 4000 | 80 |  |  |  | NO | NO | NO | [8 empty] | 2018-11-02 | NO | NO | NO | [6 empty] | AC | [7 empty] | NO
PZC07I2L | Xiamen Grace Solar Technology Co,Ltd | Grasol | GTG0831-45L | Linear Replacement Lamp | T8 Four-Foot | Replacement Lamps (plug and play) (UL Type A) |  | standard | NO | [10 empty] | 2017-07-19 | Not Dimmable | Not Dimmable | NO |  | DDDJJV | [25 empty] | 4.4 | 1700 | 141.67 | 12 | 10.89 | 0.96 | 4500 | 82.8 |  |  |  | NO | NO | NO | 2018-05-02 | 4.3 |  | standard |  |  |  |  | 2018-11-02 | NO | NO | NO | [6 empty] | AC | [7 empty] | NO
PCSPFTL6 | Xiamen Grace Solar Technology Co,Ltd | Grasol | GTG0831-50L | Linear Replacement Lamp | T8 Four-Foot | Replacement Lamps (plug and play) (UL Type A) |  | standard | NO | [10 empty] | 2017-07-19 | Not Dimmable | Not Dimmable | NO |  | DDDJJV | [25 empty] | 4.4 | 1700 | 141.67 | 12 | 11.68 | 0.95 | 5000 | 83.4 |  |  |  | NO | NO | NO | 2018-05-02 | 4.3 |  | standard |  |  |  |  | 2018-11-02 | NO | NO | NO | [6 empty] | AC | [7 empty] | NO
PEUT4DTR | Xiamen Grace Solar Technology Co,Ltd | Grasol | GTG0831-40L | Linear Replacement Lamp | T8 Four-Foot | Replacement Lamps (plug and play) (UL Type A) |  | standard | YES |  | 2086 | 129.26 | 16.14 | 10.89 | 0.9569 | 4014 | 82.8 | 5 | 50000 | 2017-07-19 | Not Dimmable | Not Dimmable | NO |  | DDDJJV | [15 empty] | 84.7 |  | 1.22 | 1.3 | [6 empty] | 4.4 | 1700 | 141.67 | 12 | 10.89 | 0.96 | 4000 | 82.8 |  |  |  | NO | NO | NO | 2018-05-02 | 4.3 |  | standard |  |  |  |  | 2018-11-02 | NO | NO | NO | [6 empty] | AC | [7 empty] | NO
P8INPXZ3 | Xiamen Grace Solar Technology Co,Ltd | Grasol | GTJ0801-45L2 | Linear Replacement Lamp | T8 Four-Foot | Replacement Lamps (plug and play) (UL Type A) |  | standard | NO | [10 empty] | 2017-07-17 | Not Dimmable | Not Dimmable | NO |  | BBBDMY | [25 empty] | 4.4 | 2200 | 146.67 | 15 | 10.25 | 0.98 | 4500 | 82.6 |  |  |  | NO | NO | NO | 2018-05-02 | 4.3 |  | standard |  |  |  |  | 2018-11-02 | NO | NO | NO | [6 empty] | AC | [7 empty] | NO
P9XYPS4J | Xiamen Grace Solar Technology Co,Ltd | Grasol | GTJ0801-50L2 | Linear Replacement Lamp | T8 Four-Foot | Replacement Lamps (plug and play) (UL Type A) |  | standard | NO | [10 empty] | 2017-07-17 | Not Dimmable | Not Dimmable | NO |  | BBBDMY | [25 empty] | 4.4 | 2200 | 146.67 | 15 | 10.97 | 0.98 | 5000 | 83.9 |  |  |  | NO | NO | NO | 2018-05-02 | 4.3 |  | standard |  |  |  |  | 2018-11-02 | NO | NO | NO | [6 empty] | AC | [7 empty] | NO
PIJWLLH6 | Xiamen Grace Solar Technology Co,Ltd | Grasol | GTJ0801-40L2 | Linear Replacement Lamp | T8 Four-Foot | Replacement Lamps (plug and play) (UL Type A) |  | standard | YES |  | 2341 | 136.03 | 17.21 | 10.25 | 0.9752 | 4058 | 82.6 | 5 | 50000 | 2017-07-17 | Not Dimmable | Not Dimmable | NO |  | BBBDMY | [15 empty] | 84.8 |  | 1.22 | 1.3 | [6 empty] | 4.4 | 2200 | 146.67 | 15 | 10.25 | 0.98 | 4000 | 82.6 |  |  |  | NO | NO | NO | 2018-05-02 | 4.3 |  | standard |  |  |  |  | 2018-11-02 | NO | NO | NO | [6 empty] | AC | [7 empty] | NO
PMHG8EQE | Green Lumens | Green Lumens | GL-DRT8-4MF(45K120CGSA) | Linear Replacement Lamp | T8 Four-Foot | Replacement Lamps (plug and play) (UL Type A) |  | standard | NO | [10 empty] | 2017-07-10 | Not Dimmable | Not Dimmable | NO |  | SSSCMZ | [25 empty] | 4.4 | 2550 | 142 | 18 | 15 | 0.9 | 4500 | 80 |  |  |  | NO | NO | NO | [8 empty] | 2018-11-02 | NO | NO | NO | [6 empty] | AC | [7 empty] | NO
P28YVC4G | Green Lumens | Green Lumens | GL-DRT8-4MF(50K120CGSA) | Linear Replacement Lamp | T8 Four-Foot | Replacement Lamps (plug and play) (UL Type A) |  | standard | NO | [10 empty] | 2017-07-10 | Not Dimmable | Not Dimmable | NO |  | SSSCMZ | [25 empty] | 4.4 | 2600 | 144 | 18 | 15 | 0.9 | 5000 | 80 |  |  |  | NO | NO | NO | [8 empty] | 2018-11-02 | NO | NO | NO | [6 empty] | AC | [7 empty] | NO
PA3J4Y26 | Bravoled Lighting Manufacturing Co. Ltd. | Bravoled | BL-T8-12W1200 BGET(3500K) | Linear Replacement Lamp | T8 Four-Foot | Dual Mode Internal Driver (UL Type A and Type B) |  | standard | NO | [10 empty] | 2017-07-03 | Not Dimmable | Not Dimmable | NO |  | SSSCLY | [25 empty] | 4.4 | 1954.93 | 141.29 | 13.84 | 15.9 | 0.91 | 3500 | 81.3 |  |  |  | NO | NO | NO | [8 empty] | 2018-11-02 | NO | NO | NO | [6 empty] | AC | [7 empty] | NO
PPJW7FV3 | Bravoled Lighting Manufacturing Co. Ltd. | Bravoled | BL-T8-12W1200 BGET(3000K) | Linear Replacement Lamp | T8 Four-Foot | Dual Mode Internal Driver (UL Type A and Type B) |  | standard | YES |  | 1954.93 | 141.293 | 13.836 | 15.9 | 0.908 | 2984 | 81.3 | 5 | 50000 | 2017-07-03 | Not Dimmable | Not Dimmable | NO |  | SSSCLY | [15 empty] | 80 |  | 1.14 | 1.22 | [6 empty] | 4.4 | 1954.93 | 141.29 | 13.84 | 15.9 | 0.91 | 2984 | 81.3 |  |  |  | NO | NO | NO | [8 empty] | 2018-11-02 | NO | NO | NO | [6 empty] | AC | [7 empty] | NO
P951HA12 | Bravoled Lighting Manufacturing Co. Ltd. | Bravoled | BL-T8-12W1200 BGET(4500K) | Linear Replacement Lamp | T8 Four-Foot | Dual Mode Internal Driver (UL Type A and Type B) |  | standard | NO | [10 empty] | 2017-07-03 | Not Dimmable | Not Dimmable | NO |  | SSSCLY | [25 empty] | 4.4 | 1954.93 | 141.29 | 13.84 | 15.9 | 0.91 | 4500 | 81.3 |  |  |  | NO | NO | NO | [8 empty] | 2018-11-02 | NO | NO | NO | [6 empty] | AC | [7 empty] | NO
P7FF9BG9 | Bravoled Lighting Manufacturing Co. Ltd. | Bravoled | BL-T8-12W1200 BGET(5000K) | Linear Replacement Lamp | T8 Four-Foot | Dual Mode Internal Driver (UL Type A and Type B) |  | standard | NO | [10 empty] | 2017-07-03 | Not Dimmable | Not Dimmable | NO |  | SSSCLY | [25 empty] | 4.4 | 2115.32 | 151.84 | 13.93 | 16.6 | 0.92 | 5012 | 83.8 |  |  |  | NO | NO | NO | [8 empty] | 2018-11-02 | NO | NO | NO | [6 empty] | AC | [7 empty] | NO
PMT6V5J6 | Bravoled Lighting Manufacturing Co. Ltd. | Bravoled | BL-T8-12W1200 BGET(4000K) | Linear Replacement Lamp | T8 Four-Foot | Dual Mode Internal Driver (UL Type A and Type B) |  | standard | NO | [10 empty] | 2017-07-03 | Not Dimmable | Not Dimmable | NO |  | SSSCLY | [25 empty] | 4.4 | 1954.93 | 141.29 | 13.84 | 15.9 | 0.91 | 4000 | 81.3 |  |  |  | NO | NO | NO | [8 empty] | 2018-11-02 | NO | NO | NO | [6 empty] | AC | [7 empty] | NO
PJUXPHZK | LED Lumina USA LLC | LED Lumina USA | TL-4-20 5000K Clear | Linear Replacement Lamp | T8 Four-Foot | Dual Mode Internal Driver (UL Type A and Type B) |  | standard | NO | [10 empty] | 2017-06-02 | Not Dimmable | Not Dimmable | NotYetVerified |  | KKKZWD | [25 empty] | 4.4 | 2807 | 140.6 | 19.97 | 20 | 0.9 | 5000 | 83 |  |  |  | NO | NO | NO | [8 empty] | 2018-11-02 | NO | NO | NO | [6 empty] | AC | [7 empty] | NO
PC5UTYR4 | LED Lumina USA LLC | LED Lumina USA | TL-4-20 4000K Clear | Linear Replacement Lamp | T8 Four-Foot | Dual Mode Internal Driver (UL Type A and Type B) |  | standard | NO | [10 empty] | 2017-06-02 | Not Dimmable | Not Dimmable | NotYetVerified |  | KKKZWD | [25 empty] | 4.4 | 2807 | 140.6 | 19.97 | 20 | 0.9 | 4000 | 83 |  |  |  | NO | NO | NO | [8 empty] | 2018-11-02 | NO | NO | NO | [6 empty] | AC | [7 empty] | NO
PJF65PGS | LED Lumina USA LLC | LED Lumina USA | TL-4-20 4500K Clear | Linear Replacement Lamp | T8 Four-Foot | Dual Mode Internal Driver (UL Type A and Type B) |  | standard | NO | [10 empty] | 2017-06-02 | Not Dimmable | Not Dimmable | NotYetVerified |  | KKKZWD | [25 empty] | 4.4 | 2807 | 140.6 | 19.97 | 20 | 0.9 | 4500 | 83 |  |  |  | NO | NO | NO | [8 empty] | 2018-11-02 | NO | NO | NO | [6 empty] | AC | [7 empty] | NO
PHZHMUFQ | LED Lumina USA LLC | LED Lumina USA | TL-4-20 3000K Clear | Linear Replacement Lamp | T8 Four-Foot | Dual Mode Internal Driver (UL Type A and Type B) |  | standard | YES |  | 2807 | 140.6 | 19.97 | 6.92 | 0.9734 | 3079 | 83.5 | 5 | 50000 | 2017-06-02 | Not Dimmable | Not Dimmable | NotYetVerified |  | KKKZWD | [15 empty] | 91.7 |  | 1.2 | 1.4 | [6 empty] | 4.4 | 2807 | 140.6 | 19.97 | 20 | 0.9 | 3000 | 83 |  |  |  | NO | NO | NO | [8 empty] | 2018-11-02 | NO | NO | NO | [6 empty] | AC | [7 empty] | NO
P3FRM46J | LED Lumina USA LLC | LED Lumina USA | TL-4-20 3500K Clear | Linear Replacement Lamp | T8 Four-Foot | Dual Mode Internal Driver (UL Type A and Type B) |  | standard | NO | [10 empty] | 2017-06-02 | Not Dimmable | Not Dimmable | NotYetVerified |  | KKKZWD | [25 empty] | 4.4 | 2807 | 140.6 | 19.97 | 20 | 0.9 | 3500 | 83 |  |  |  | NO | NO | NO | [8 empty] | 2018-11-02 | NO | NO | NO | [6 empty] | AC | [7 empty] | NO
PE4C6J62 | Signlite Opto-electronics Co.,Ltd | Signlite | TCA096N18 [HO] (5000K) | Linear Replacement Lamp | T8 Four-Foot | Dual Mode Internal Driver (UL Type A and Type B) |  | standard | NO | [10 empty] | 2017-05-25 | Not Dimmable | Not Dimmable | NotYetVerified |  | KKKZVS | [25 empty] | 4.4 | 2540.9 | 146.03 | 17.4 | 21.02 | 0.93 | 5000 | 83.2 |  |  |  | NO | NO | NO | [8 empty] | 2018-11-02 | NO | NO | NO | [6 empty] | AC | [7 empty] | NO
PHCK2N25 | Hengdian Group Tospo Lighting Co.,Ltd | TOSPO | G7 TP120-277-12/T8 G13 DR-RS/IS 5000K | Linear Replacement Lamp | T8 Four-Foot | Replacement Lamps (plug and play) (UL Type A) |  | standard | NO | [10 empty] | 2017-05-24 | Not Dimmable | Not Dimmable | NO |  | JJJMVL | [25 empty] | 4.4 | 1700 | 141 | 12 | 20 | 0.9 | 5000 | 80 |  |  |  | NO | NO | NO | [8 empty] | 2018-11-02 | NO | NO | NO | [6 empty] | AC | [7 empty] | NO
PF9QVQ69 | Shenzhen Kingplus Lighting CO.LTD | Kingplus Lighting | KP-T8412NMUG-BHY | Linear Replacement Lamp | T8 Four-Foot | Dual Mode Internal Driver (UL Type A and Type B) |  | standard | NO | [10 empty] | 2017-05-17 | Not Dimmable | Not Dimmable | NO |  | NNNMIV | [25 empty] | 4.4 | 2124 | 160.91 | 13.2 | 17.78 | 0.9 | 4500 | 80.8 |  |  |  | NO | NO | NO | [8 empty] | 2018-11-02 | NO | NO | NO | [6 empty] | AC | [7 empty] | NO
PG821SCE | Shenzhen Kingplus Lighting CO.LTD | Kingplus Lighting | KP-T8412NMUG-BDY | Linear Replacement Lamp | T8 Four-Foot | Dual Mode Internal Driver (UL Type A and Type B) |  | standard | NO | [10 empty] | 2017-05-17 | Not Dimmable | Not Dimmable | NO |  | NNNMIV | [25 empty] | 4.4 | 2180 | 164.78 | 13.23 | 17.53 | 0.9 | 5000 | 80.2 |  |  |  | NO | NO | NO | [8 empty] | 2018-11-02 | NO | NO | NO | [6 empty] | AC | [7 empty] | NO
PYPNKQQ1 | Shenzhen Kingplus Lighting CO.LTD | Kingplus Lighting | KP-T8412NMUG-BNY | Linear Replacement Lamp | T8 Four-Foot | Dual Mode Internal Driver (UL Type A and Type B) |  | standard | YES |  | 2124 | 160.79 | 13.21 | 19.05 | 0.9004 | 4058 | 80.8 | 5 | 50000 | 2017-05-17 | Not Dimmable | Not Dimmable | NO |  | NNNMIV | [15 empty] | 85.7 |  | 1.22 | 1.22 | [6 empty] | 4.4 | 2124 | 160.91 | 13.2 | 17.78 | 0.9 | 4000 | 80.8 |  |  |  | NO | NO | NO | [8 empty] | 2018-11-02 | NO | NO | NO | [6 empty] | AC | [7 empty] | NO
P8B457YD | WESTGATE MFG | WESTGATE | T8-EZ4-HL-15W-40K-C | Linear Replacement Lamp | T8 Four-Foot | Replacement Lamps (plug and play) (UL Type A) |  | standard | YES |  | 2629 | 143.04 | 18.38 | 6.1 | 0.9689 | 4062 | 83.3 | 5 | 50000 | 2017-05-15 | Not Dimmable | Not Dimmable | NO |  | FFFIDF | [15 empty] | 85.7 |  | 1.24 | 1.24 | [6 empty] | 4.4 | 2629 | 143.04 | 18.38 | 9.26 | 0.97 | 4000 | 83.3 |  |  |  | NO | NO | NO | [8 empty] | 2018-11-02 | NO | NO | NO | [6 empty] | AC | [7 empty] | NO
PJTK2PKT | WESTGATE MFG | WESTGATE | T8-EZ4-HL-15W-50K-C | Linear Replacement Lamp | T8 Four-Foot | Replacement Lamps (plug and play) (UL Type A) |  | standard | NO | [10 empty] | 2017-05-15 | Not Dimmable | Not Dimmable | NO |  | FFFIDF | [25 empty] | 4.4 | 2652 | 145.24 | 18.26 | 9.3 | 0.97 | 5000 | 83.5 |  |  |  | NO | NO | NO | [8 empty] | 2018-11-02 | NO | NO | NO | [6 empty] | AC | [7 empty] | NO
PAQ3WM73 | WESTGATE MFG | WESTGATE | T8-EZ4-HL-15W-45K-C | Linear Replacement Lamp | T8 Four-Foot | Replacement Lamps (plug and play) (UL Type A) |  | standard | NO | [10 empty] | 2017-05-15 | Not Dimmable | Not Dimmable | NO |  | FFFIDF | [25 empty] | 4.4 | 2641 | 144.13 | 18.32 | 9.26 | 0.97 | 4500 | 83.3 |  |  |  | NO | NO | NO | [8 empty] | 2018-11-02 | NO | NO | NO | [6 empty] | AC | [7 empty] | NO
PB9DUGBD | Technical Consumer Products | TCP | L11T8D5041K | Linear Replacement Lamp | T8 Four-Foot | Replacement Lamps (plug and play) (UL Type A) |  | standard | NO | [10 empty] | 2017-05-08 | Dimmable | Continuous Below 10 | NO |  | BBBDHF | [25 empty] | 4.4 | 1914 | 141.3 | 13.55 | 16.56 | 0.95 | 4100 | 83 |  |  |  | NO | NO | NO | [8 empty] | 2018-11-02 | NO | NO | NO | [6 empty] | AC | [7 empty] | NO
PHQGE8HB | Fidelux Lighting | Fidelux | FTA84-12W-A250K-UNV-N | Linear Replacement Lamp | T8 Four-Foot | Dual Mode Internal Driver (UL Type A and Type B) |  | standard | NO | [10 empty] | 2017-05-08 | Not Dimmable | Not Dimmable | NO |  | KKKZUS | [25 empty] | 4.4 | 1800 | 150 | 12 | 20 | 0.9 | 5000 | 85 |  |  |  | NO | NO | NO | [8 empty] | 2018-11-02 | NO | NO | NO | [6 empty] | AC | [7 empty] | NO
PZVY8Z1N | Fidelux Lighting | Fidelux | FTA84-12W-A240K-UNV-N | Linear Replacement Lamp | T8 Four-Foot | Dual Mode Internal Driver (UL Type A and Type B) |  | standard | NO | [10 empty] | 2017-05-08 | Not Dimmable | Not Dimmable | NO |  | KKKZUS | [25 empty] | 4.4 | 1800 | 150 | 12 | 20 | 0.9 | 4000 | 85 |  |  |  | NO | NO | NO | [8 empty] | 2018-11-02 | NO | NO | NO | [6 empty] | AC | [7 empty] | NO
PAUZS658 | Fidelux Lighting | Fidelux | FTA84-12W-A230K-UNV-N | Linear Replacement Lamp | T8 Four-Foot | Dual Mode Internal Driver (UL Type A and Type B) |  | standard | YES |  | 1705 | 141.11 | 12.21 | 14.28 | 0.9019 | 3002 | 83.1 | 5 | 50000 | 2017-05-08 | Not Dimmable | Not Dimmable | NO |  | KKKZUS | [15 empty] | 88.5 |  | 1.37 | 1.16 | [6 empty] | 4.4 | 1700 | 142 | 12 | 20 | 0.9 | 3000 | 85 |  |  |  | NO | NO | NO | [8 empty] | 2018-11-02 | NO | NO | NO | [6 empty] | AC | [7 empty] | NO
P77DU6HT | ARKSMART INC | ARKSMART | ARK/UE/10T(5000K) | Linear Replacement Lamp | T8 Four-Foot | Dual Mode Internal Driver (UL Type A and Type B) |  | standard | NO | [10 empty] | 2017-05-08 | Not Dimmable | Not Dimmable | NO | Product updated 3/5/2018 | EJWBAT | [25 empty] | 4.4 | 1725 | 140.59 | 12.27 | 10.87 | 0.93 | 5000 | 82.2 |  |  |  | NO | NO | NO | [8 empty] | 2018-11-02 | NO | NO | NO | [6 empty] | AC | [7 empty] | NO
PSUCU778 | Technical Consumer Products | TCP | L11T8D5050K | Linear Replacement Lamp | T8 Four-Foot | Replacement Lamps (plug and play) (UL Type A) |  | standard | NO | [10 empty] | 2017-05-08 | Dimmable | Continuous Below 10 | NO |  | BBBDHF | [25 empty] | 4.4 | 1958 | 145 | 13.5 | 9.54 | 0.95 | 4895 | 85 |  |  |  | NO | NO | NO | [8 empty] | 2018-11-02 | NO | NO | NO | [6 empty] | AC | [7 empty] | NO
PRGUWYYY | ETECH LED | E Tech | FF-T84-A2-12-45 | Linear Replacement Lamp | T8 Four-Foot | Dual Mode Internal Driver (UL Type A and Type B) |  | standard | NO | [10 empty] | 2017-05-06 | Not Dimmable | Not Dimmable | NO |  | KKKZUD | [25 empty] | 4.4 | 1800 | 150 | 12 | 20 | 0.9 | 4500 | 85 |  |  |  | NO | NO | NO | [8 empty] | 2018-11-02 | NO | NO | NO | [6 empty] | AC | [7 empty] | NO
PTGZU2AG | ETECH LED | E Tech | FF-T84-A2-12-30 | Linear Replacement Lamp | T8 Four-Foot | Dual Mode Internal Driver (UL Type A and Type B) |  | standard | YES |  | 1705 | 141.11 | 12.21 | 14.28 | 0.9019 | 3002 | 83.1 | 5 | 50000 | 2017-05-06 | Not Dimmable | Not Dimmable | NO |  | KKKZUD | [15 empty] | 88.5 |  | 1.37 | 1.16 | [6 empty] | 4.4 | 1700 | 142 | 12 | 20 | 0.9 | 3000 | 85 |  |  |  | NO | NO | NO | [8 empty] | 2018-11-02 | NO | NO | NO | [6 empty] | AC | [7 empty] | NO
PABGJ7B9 | ETECH LED | E Tech | FF-T84-A2-12-50 | Linear Replacement Lamp | T8 Four-Foot | Dual Mode Internal Driver (UL Type A and Type B) |  | standard | NO | [10 empty] | 2017-05-06 | Not Dimmable | Not Dimmable | NO |  | KKKZUD | [25 empty] | 4.4 | 1800 | 150 | 12 | 20 | 0.9 | 5000 | 85 |  |  |  | NO | NO | NO | [8 empty] | 2018-11-02 | NO | NO | NO | [6 empty] | AC | [7 empty] | NO
PZVB7QHN | ETECH LED | E Tech | FF-T84-A2-12-40 | Linear Replacement Lamp | T8 Four-Foot | Dual Mode Internal Driver (UL Type A and Type B) |  | standard | NO | [10 empty] | 2017-05-06 | Not Dimmable | Not Dimmable | NO |  | KKKZUD | [25 empty] | 4.4 | 1800 | 150 | 12 | 20 | 0.9 | 4000 | 85 |  |  |  | NO | NO | NO | [8 empty] | 2018-11-02 | NO | NO | NO | [6 empty] | AC | [7 empty] | NO
PHRQA49G | ETECH LED | E Tech | FF-T84-A2-12-35 | Linear Replacement Lamp | T8 Four-Foot | Dual Mode Internal Driver (UL Type A and Type B) |  | standard | NO | [10 empty] | 2017-05-06 | Not Dimmable | Not Dimmable | NO |  | KKKZUD | [25 empty] | 4.4 | 1700 | 142 | 12 | 20 | 0.9 | 3500 | 85 |  |  |  | NO | NO | NO | [8 empty] | 2018-11-02 | NO | NO | NO | [6 empty] | AC | [7 empty] | NO
PYXJFZ92 | Xiamen Bymea Lighting Co., Ltd | BYMEA | T08J02-50H2 | Linear Replacement Lamp | T8 Four-Foot | Replacement Lamps (plug and play) (UL Type A) |  | standard | NO | [10 empty] | 2017-05-01 | Not Dimmable | Not Dimmable | NO |  | IIIKIL | [25 empty] | 4.4 | 2652 | 145.24 | 18.26 | 9.3 | 0.97 | 5000 | 83.5 |  |  |  | NO | NO | NO | [8 empty] | 2018-11-02 | NO | NO | NO | [6 empty] | AC | [7 empty] | NO
PNW8MHV3 | Xiamen Bymea Lighting Co., Ltd | BYMEA | T08J02-45H2 | Linear Replacement Lamp | T8 Four-Foot | Replacement Lamps (plug and play) (UL Type A) |  | standard | NO | [10 empty] | 2017-05-01 | Not Dimmable | Not Dimmable | NO |  | IIIKIL | [25 empty] | 4.4 | 2641 | 144.13 | 18.32 | 9.26 | 0.97 | 4500 | 83.3 |  |  |  | NO | NO | NO | [8 empty] | 2018-11-02 | NO | NO | NO | [6 empty] | AC | [7 empty] | NO
PH4HJUYD | Xiamen Bymea Lighting Co., Ltd | BYMEA | T08J02-40H2 | Linear Replacement Lamp | T8 Four-Foot | Replacement Lamps (plug and play) (UL Type A) |  | standard | YES |  | 2629 | 143.04 | 18.38 | 6.1 | 0.9689 | 4062 | 83.3 | 5 | 50000 | 2017-05-01 | Not Dimmable | Not Dimmable | NO |  | IIIKIL | [15 empty] | 85.7 |  | 1.24 | 1.24 | [6 empty] | 4.4 | 2629 | 143.04 | 18.38 | 9.26 | 0.97 | 4000 | 83.3 |  |  |  | NO | NO | NO | [8 empty] | 2018-11-02 | NO | NO | NO | [6 empty] | AC | [7 empty] | NO
PBH3SUDG | LED LEADER INC. | LED LEADER | L4PA-12T8LEDMVBF50 | Linear Replacement Lamp | T8 Four-Foot | Dual Mode Internal Driver (UL Type A and Type B) |  | standard | NO | [10 empty] | 2017-04-27 | Not Dimmable | Not Dimmable | NO |  | VVVWIR | [25 empty] | 4.4 | 1868 | 140.98 | 13.25 | 10.59 | 0.94 | 5000 | 81.3 |  |  |  | NO | NO | NO | 2018-05-02 | 4.3 |  | standard |  |  |  |  | 2018-11-02 | NO | NO | NO | [6 empty] | AC | [7 empty] | NO
PG37QGGJ | LED LEADER INC. | LED LEADER | L4PA-12T8LEDMVBF35 | Linear Replacement Lamp | T8 Four-Foot | Dual Mode Internal Driver (UL Type A and Type B) |  | standard | NO | [10 empty] | 2017-04-27 | Not Dimmable | Not Dimmable | NO |  | VVVWIR | [25 empty] | 4.4 | 1884 | 140.18 | 13.44 | 9.78 | 0.94 | 3500 | 83.2 |  |  |  | NO | NO | NO | 2018-05-02 | 4.3 |  | standard |  |  |  |  | 2018-11-02 | NO | NO | NO | [6 empty] | AC | [7 empty] | NO
PTNF6DH9 | Shenzhen Kingplus Lighting CO.LTD | Kingplus Lighting | KP-T8415NMUG-BNY | Linear Replacement Lamp | T8 Four-Foot | Dual Mode Internal Driver (UL Type A and Type B) |  | standard | YES |  | 2066 | 140.35 | 14.72 | 18.75 | 0.9015 | 3943 | 80.8 | 5 | 50000 | 2017-04-25 | Not Dimmable | Not Dimmable | NO |  | DDDJBS | [15 empty] | 84.8 |  | 1.2 | 1.34 | [6 empty] | 4.4 | 2066 | 140.35 | 14.72 | 18.75 | 0.9 | 4000 | 80.8 |  |  |  | NO | NO | NO | 2018-05-02 | 4.3 |  | standard |  |  |  |  | 2018-11-02 | NO | NO | NO | [6 empty] | AC | [7 empty] | NO
PH7VKCZU | Radiant Lighting Inc. | RADIANT LIGHTING INC. | RL-T8-12W1200 BIXX BALLAST COMPATIBLE LED TUBE (3500K Frosted) | Linear Replacement Lamp | T8 Four-Foot | Dual Mode Internal Driver (UL Type A and Type B) |  | standard | NO | [10 empty] | 2017-04-25 | Not Dimmable | Not Dimmable | NO |  | KKKZTF | [25 empty] | 4.4 | 1700 | 142 | 12 | 20 | 0.9 | 3500 | 85 |  |  |  | NO | NO | NO | 2018-05-02 | 4.3 |  | standard |  |  |  |  | 2018-11-02 | NO | NO | NO | [6 empty] | AC | [7 empty] | NO
P91VVY8D | Shenzhen Kingplus Lighting CO.LTD | Kingplus Lighting | KP-T8415NMUG-BHY | Linear Replacement Lamp | T8 Four-Foot | Dual Mode Internal Driver (UL Type A and Type B) |  | standard | NO | [10 empty] | 2017-04-25 | Not Dimmable | Not Dimmable | NO |  | DDDJBS | [25 empty] | 4.4 | 2066 | 140.35 | 14.72 | 18.75 | 0.9 | 4500 | 80.8 |  |  |  | NO | NO | NO | 2018-05-02 | 4.3 |  | standard |  |  |  |  | 2018-11-02 | NO | NO | NO | [6 empty] | AC | [7 empty] | NO
PWWAYZQX | Radiant Lighting Inc. | RADIANT LIGHTING INC. | RL-T8-12W1200 BIXX BALLAST COMPATIBLE LED TUBE (4000K Frosted) | Linear Replacement Lamp | T8 Four-Foot | Dual Mode Internal Driver (UL Type A and Type B) |  | standard | NO | [10 empty] | 2017-04-25 | Not Dimmable | Not Dimmable | NO |  | KKKZTF | [25 empty] | 4.4 | 1800 | 150 | 12 | 20 | 0.9 | 4000 | 85 |  |  |  | NO | NO | NO | 2018-05-02 | 4.3 |  | standard |  |  |  |  | 2018-11-02 | NO | NO | NO | [6 empty] | AC | [7 empty] | NO
PY3ZNP81 | Shenzhen Kingplus Lighting CO.LTD | Kingplus Lighting | KP-T8415NMUG-BDY | Linear Replacement Lamp | T8 Four-Foot | Dual Mode Internal Driver (UL Type A and Type B) |  | standard | NO | [10 empty] | 2017-04-25 | Not Dimmable | Not Dimmable | NO |  | DDDJBS | [25 empty] | 4.4 | 2164 | 145.14 | 14.91 | 18.48 | 0.9 | 5000 | 80.2 |  |  |  | NO | NO | NO | 2018-05-02 | 4.3 |  | standard |  |  |  |  | 2018-11-02 | NO | NO | NO | [6 empty] | AC | [7 empty] | NO
P5NEXZVK | Radiant Lighting Inc. | RADIANT LIGHTING INC. | RL-T8-12W1200 BIXX BALLAST COMPATIBLE LED TUBE (3000K Frosted) | Linear Replacement Lamp | T8 Four-Foot | Dual Mode Internal Driver (UL Type A and Type B) |  | standard | YES |  | 1705 | 141.11 | 12.21 | 14.28 | 0.9019 | 3002 | 83.1 | 5 | 50000 | 2017-04-25 | Not Dimmable | Not Dimmable | NO |  | KKKZTF | [15 empty] | 88.5 |  | 1.37 | 1.16 | [6 empty] | 4.4 | 1700 | 142 | 12 | 20 | 0.9 | 3000 | 85 |  |  |  | NO | NO | NO | 2018-05-02 | 4.3 |  | standard |  |  |  |  | 2018-11-02 | NO | NO | NO | [6 empty] | AC | [7 empty] | NO
PP2Z9K5F | Truly Green Solutions | Truly Green Solutions | 834112-35-B-X | Linear Replacement Lamp | T8 Four-Foot | Dual Mode Internal Driver (UL Type A and Type B) |  | standard | NO | [10 empty] | 2017-04-24 | Not Dimmable | Not Dimmable | NO |  | LLLBDJ | [25 empty] | 4.4 | 1700 | 142 | 12 | 20 | 0.9 | 3500 | 85 |  |  |  | NO | NO | NO | 2018-05-02 | 4.3 |  | standard |  |  |  |  | 2018-11-02 | NO | NO | NO | [6 empty] | AC | [7 empty] | NO
PYCNU77J | Truly Green Solutions | Truly Green Solutions | 834112-45-B-X | Linear Replacement Lamp | T8 Four-Foot | Dual Mode Internal Driver (UL Type A and Type B) |  | standard | NO | [10 empty] | 2017-04-24 | Not Dimmable | Not Dimmable | NO |  | LLLBDJ | [25 empty] | 4.4 | 1800 | 150 | 12 | 20 | 0.9 | 4500 | 85 |  |  |  | NO | NO | NO | 2018-05-02 | 4.3 |  | standard |  |  |  |  | 2018-11-02 | NO | NO | NO | [6 empty] | AC | [7 empty] | NO
P6VDGJC4 | Truly Green Solutions | Truly Green Solutions | 834112-40-B-X | Linear Replacement Lamp | T8 Four-Foot | Dual Mode Internal Driver (UL Type A and Type B) |  | standard | NO | [10 empty] | 2017-04-24 | Not Dimmable | Not Dimmable | NO |  | LLLBDJ | [25 empty] | 4.4 | 1800 | 150 | 12 | 20 | 0.9 | 4000 | 85 |  |  |  | NO | NO | NO | 2018-05-02 | 4.3 |  | standard |  |  |  |  | 2018-11-02 | NO | NO | NO | [6 empty] | AC | [7 empty] | NO
PDY6NRVA | Truly Green Solutions | Truly Green Solutions | 834112-30-B-X | Linear Replacement Lamp | T8 Four-Foot | Dual Mode Internal Driver (UL Type A and Type B) |  | standard | YES |  | 1705 | 141.11 | 12.21 | 14.28 | 0.9019 | 3002 | 83.1 | 5 | 50000 | 2017-04-24 | Not Dimmable | Not Dimmable | NO |  | LLLBDJ | [15 empty] | 88.5 |  | 1.37 | 1.16 | [6 empty] | 4.4 | 1700 | 142 | 12 | 20 | 0.9 | 3000 | 85 |  |  |  | NO | NO | NO | 2018-05-02 | 4.3 |  | standard |  |  |  |  | 2018-11-02 | NO | NO | NO | [6 empty] | AC | [7 empty] | NO
PY67ED3S | Truly Green Solutions | Truly Green Solutions | 834112-50-B-X | Linear Replacement Lamp | T8 Four-Foot | Dual Mode Internal Driver (UL Type A and Type B) |  | standard | NO | [10 empty] | 2017-04-24 | Not Dimmable | Not Dimmable | NO |  | LLLBDJ | [25 empty] | 4.4 | 1800 | 150 | 12 | 20 | 0.9 | 5000 | 85 |  |  |  | NO | NO | NO | 2018-05-02 | 4.3 |  | standard |  |  |  |  | 2018-11-02 | NO | NO | NO | [6 empty] | AC | [7 empty] | NO
PEEW22ZS | LED Supply Direct LLP. Dba. LED Direct Supply | Duralife LED | ZY-T8-20W1200 BIXX BALLAST COMPATIBLE LED TUBE (4000K CLEAR LENS) | Linear Replacement Lamp | T8 Four-Foot | Dual Mode Internal Driver (UL Type A and Type B) |  | standard | NO | [10 empty] | 2017-04-21 | Not Dimmable | Not Dimmable | NotYetVerified | Lastx represents either s for single-end power input or T for double-end inputs | KKKZTE | [25 empty] | 4.4 | 2807 | 140.6 | 19.97 | 20 | 0.9 | 4000 | 83 |  |  |  | NO | NO | NO | 2018-05-02 | 4.3 |  | standard |  |  |  |  | 2018-11-02 | NO | NO | NO | [6 empty] | AC | [7 empty] | NO
P81QWY5F | TGL Inc. | TGL | TGL-SHAT360-12W-4500K | Linear Replacement Lamp | T8 Four-Foot | Replacement Lamps (plug and play) (UL Type A) |  | standard | NO | [10 empty] | 2017-04-21 | Not Dimmable | Not Dimmable | NO |  | VVVWIF | [25 empty] | 4.4 | 1700 | 141.7 | 12 | 10.74 | 0.96 | 4500 | 82.7 |  |  |  | NO | NO | NO | 2018-05-02 | 4.3 |  | standard |  |  |  |  | 2018-11-02 | NO | NO | NO | [6 empty] | AC | [7 empty] | NO
PRQWRDHE | TGL Inc. | TGL | TGL-SHAT360-12W-5000K | Linear Replacement Lamp | T8 Four-Foot | Replacement Lamps (plug and play) (UL Type A) |  | standard | NO | [10 empty] | 2017-04-21 | Not Dimmable | Not Dimmable | NO |  | VVVWIF | [25 empty] | 4.4 | 1700 | 141.7 | 12 | 10.95 | 0.97 | 5000 | 82.7 |  |  |  | NO | NO | NO | 2018-05-02 | 4.3 |  | standard |  |  |  |  | 2018-11-02 | NO | NO | NO | [6 empty] | AC | [7 empty] | NO
PA7GDG2B | LED Supply Direct LLP. Dba. LED Direct Supply | Duralife LED | ZY-T8-20W1200 BIXX BALLAST COMPATIBLE LED TUBE (3500K CLEAR LENS) | Linear Replacement Lamp | T8 Four-Foot | Dual Mode Internal Driver (UL Type A and Type B) |  | standard | NO | [10 empty] | 2017-04-21 | Not Dimmable | Not Dimmable | NotYetVerified | Lastx represents either s for single-end power input or T for double-end inputs | KKKZTE | [25 empty] | 4.4 | 2807 | 140.6 | 19.97 | 20 | 0.9 | 3500 | 83 |  |  |  | NO | NO | NO | 2018-05-02 | 4.3 |  | standard |  |  |  |  | 2018-11-02 | NO | NO | NO | [6 empty] | AC | [7 empty] | NO
PHUKTZAJ | TGL Inc. | TGL | TGL-SHAT360-12W-4000K | Linear Replacement Lamp | T8 Four-Foot | Replacement Lamps (plug and play) (UL Type A) |  | standard | YES |  | 2106 | 128.86 | 16.34 | 10.74 | 0.9638 | 4012 | 82.7 | 5 | 50000 | 2017-04-21 | Not Dimmable | Not Dimmable | NO |  | VVVWIF | [15 empty] | 84.9 |  | 1.22 | 1.3 | [6 empty] | 4.4 | 1700 | 141.7 | 12 | 10.74 | 0.96 | 4000 | 82.7 |  |  |  | NO | NO | NO | 2018-05-02 | 4.3 |  | standard |  |  |  |  | 2018-11-02 | NO | NO | NO | [6 empty] | AC | [7 empty] | NO
PA8JCB6T | LED Supply Direct LLP. Dba. LED Direct Supply | Duralife LED | ZY-T8-20W1200 BIXX BALLAST COMPATIBLE LED TUBE (3000K CLEAR LENS) | Linear Replacement Lamp | T8 Four-Foot | Dual Mode Internal Driver (UL Type A and Type B) |  | standard | YES |  | 2807 | 140.6 | 19.97 | 6.92 | 0.9734 | 3079 | 83.5 | 5 | 50000 | 2017-04-21 | Not Dimmable | Not Dimmable | NotYetVerified | Lastx represents either s for single-end power input or T for double-end inputs | KKKZTE | [15 empty] | 91.7 |  | 1.2 | 1.4 | [6 empty] | 4.4 | 2807 | 140.6 | 19.97 | 20 | 0.9 | 3000 | 83 |  |  |  | NO | NO | NO | 2018-05-02 | 4.3 |  | standard |  |  |  |  | 2018-11-02 | NO | NO | NO | [6 empty] | AC | [7 empty] | NO
PNJT4WK9 | LED Supply Direct LLP. Dba. LED Direct Supply | Duralife LED | ZY-T8-20W1200 BIXX BALLAST COMPATIBLE LED TUBE (5000K CLEAR LENS) | Linear Replacement Lamp | T8 Four-Foot | Dual Mode Internal Driver (UL Type A and Type B) |  | standard | NO | [10 empty] | 2017-04-21 | Not Dimmable | Not Dimmable | NotYetVerified | Lastx represents either s for single-end power input or T for double-end inputs | KKKZTE | [25 empty] | 4.4 | 2807 | 140.6 | 19.97 | 20 | 0.9 | 5000 | 83 |  |  |  | NO | NO | NO | 2018-05-02 | 4.3 |  | standard |  |  |  |  | 2018-11-02 | NO | NO | NO | [6 empty] | AC | [7 empty] | NO
PQ44ATMN | US Green Lighting, Inc. | US Green Lighting | L/T84F/20/XU/835/JCM1 | Linear Replacement Lamp | T8 Four-Foot | Dual Mode Internal Driver (UL Type A and Type B) |  | standard | NO | [10 empty] | 2017-04-14 | Not Dimmable | Not Dimmable | NotYetVerified |  | KKKZSW | [25 empty] | 4.4 | 2807 | 140.6 | 19.97 | 20 | 0.9 | 3500 | 83 |  |  |  | NO | NO | NO | 2018-05-02 | 4.3 |  | standard |  |  |  |  | 2018-11-02 | NO | NO | NO | [6 empty] | AC | [7 empty] | NO
PMDSBBWY | US Green Lighting, Inc. | US Green Lighting | L/T84F/12/XU/830/JFM1 | Linear Replacement Lamp | T8 Four-Foot | Dual Mode Internal Driver (UL Type A and Type B) |  | standard | YES |  | 1705 | 141.11 | 12.21 | 14.28 | 0.9019 | 3002 | 83.1 | 5 | 50000 | 2017-04-14 | Not Dimmable | Not Dimmable | NO |  | KKKZSR | [15 empty] | 88.5 |  | 1.37 | 1.16 | [6 empty] | 4.4 | 1700 | 142 | 12 | 20 | 0.9 | 3000 | 85 |  |  |  | NO | NO | NO | 2018-05-02 | 4.3 |  | standard |  |  |  |  | 2018-11-02 | NO | NO | NO | [6 empty] | AC | [7 empty] | NO
P93UM4UA | US Green Lighting, Inc. | US Green Lighting | L/T84F/12/XU/850/JFM1 | Linear Replacement Lamp | T8 Four-Foot | Dual Mode Internal Driver (UL Type A and Type B) |  | standard | NO | [10 empty] | 2017-04-14 | Not Dimmable | Not Dimmable | NO |  | KKKZSR | [25 empty] | 4.4 | 1800 | 150 | 12 | 20 | 0.9 | 5000 | 85 |  |  |  | NO | NO | NO | 2018-05-02 | 4.3 |  | standard |  |  |  |  | 2018-11-02 | NO | NO | NO | [6 empty] | AC | [7 empty] | NO
PRN6GA9H | ZHEJIANG HONGYAO LIGHTING ELECTRICAL CO.,LTD | HONGYAO | HY-T8-N120-15W-A3500K | Linear Replacement Lamp | T8 Four-Foot | Replacement Lamps (plug and play) (UL Type A) |  | standard | YES |  | 2301.4 | 142.06 | 16.2 | 12.83 | 0.955 | 3429 | 79.5 | 5 | 50000 | 2017-04-14 | Not Dimmable | Not Dimmable | NO |  | YYYBRZ | [15 empty] | 84.6 |  | 1.34 | 1.18 | [6 empty] | 4.4 | 2301.4 | 142.06 | 16.2 | 12.83 | 0.96 | 3500 | 80 |  |  |  | NO | NO | NO | 2018-05-02 | 4.3 |  | standard |  |  |  |  | 2018-11-02 | NO | NO | NO | [6 empty] | AC | [7 empty] | NO
PE4R23SH | US Green Lighting, Inc. | US Green Lighting | L/T84F/20/XU/845/JCM1 | Linear Replacement Lamp | T8 Four-Foot | Dual Mode Internal Driver (UL Type A and Type B) |  | standard | NO | [10 empty] | 2017-04-14 | Not Dimmable | Not Dimmable | NotYetVerified |  | KKKZSW | [25 empty] | 4.4 | 2807 | 140.6 | 19.97 | 20 | 0.9 | 4500 | 83 |  |  |  | NO | NO | NO | 2018-05-02 | 4.3 |  | standard |  |  |  |  | 2018-11-02 | NO | NO | NO | [6 empty] | AC | [7 empty] | NO
PF2JGM6R | US Green Lighting, Inc. | US Green Lighting | L/T84F/20/XU/850/JCM1 | Linear Replacement Lamp | T8 Four-Foot | Dual Mode Internal Driver (UL Type A and Type B) |  | standard | NO | [10 empty] | 2017-04-14 | Not Dimmable | Not Dimmable | NotYetVerified |  | KKKZSW | [25 empty] | 4.4 | 2807 | 140.6 | 19.97 | 20 | 0.9 | 5000 | 83 |  |  |  | NO | NO | NO | 2018-05-02 | 4.3 |  | standard |  |  |  |  | 2018-11-02 | NO | NO | NO | [6 empty] | AC | [7 empty] | NO
P6QGP4VE | US Green Lighting, Inc. | US Green Lighting | L/T84F/20/XU/830/JCM1 | Linear Replacement Lamp | T8 Four-Foot | Dual Mode Internal Driver (UL Type A and Type B) |  | standard | YES |  | 2807 | 140.6 | 19.97 | 6.92 | 0.9734 | 3079 | 83.5 | 5 | 50000 | 2017-04-14 | Not Dimmable | Not Dimmable | NotYetVerified |  | KKKZSW | [15 empty] | 91.7 |  | 1.2 | 1.4 | [6 empty] | 4.4 | 2807 | 140.6 | 19.97 | 20 | 0.9 | 3000 | 83 |  |  |  | NO | NO | NO | 2018-05-02 | 4.3 |  | standard |  |  |  |  | 2018-11-02 | NO | NO | NO | [6 empty] | AC | [7 empty] | NO
PAXKABJ6 | US Green Lighting, Inc. | US Green Lighting | L/T84F/12/XU/835/JFM1 | Linear Replacement Lamp | T8 Four-Foot | Dual Mode Internal Driver (UL Type A and Type B) |  | standard | NO | [10 empty] | 2017-04-14 | Not Dimmable | Not Dimmable | NO |  | KKKZSR | [25 empty] | 4.4 | 1700 | 142 | 12 | 20 | 0.9 | 3500 | 85 |  |  |  | NO | NO | NO | 2018-05-02 | 4.3 |  | standard |  |  |  |  | 2018-11-02 | NO | NO | NO | [6 empty] | AC | [7 empty] | NO
PG9XAJG1 | US Green Lighting, Inc. | US Green Lighting | L/T84F/20/XU/840/JCM1 | Linear Replacement Lamp | T8 Four-Foot | Dual Mode Internal Driver (UL Type A and Type B) |  | standard | NO | [10 empty] | 2017-04-14 | Not Dimmable | Not Dimmable | NotYetVerified |  | KKKZSW | [25 empty] | 4.4 | 2807 | 140.6 | 19.97 | 20 | 0.9 | 4000 | 83 |  |  |  | NO | NO | NO | 2018-05-02 | 4.3 |  | standard |  |  |  |  | 2018-11-02 | NO | NO | NO | [6 empty] | AC | [7 empty] | NO
PHTETW9P | US Green Lighting, Inc. | US Green Lighting | L/T84F/12/XU/840/JFM1 | Linear Replacement Lamp | T8 Four-Foot | Dual Mode Internal Driver (UL Type A and Type B) |  | standard | NO | [10 empty] | 2017-04-14 | Not Dimmable | Not Dimmable | NO |  | KKKZSR | [25 empty] | 4.4 | 1800 | 150 | 12 | 20 | 0.9 | 4000 | 85 |  |  |  | NO | NO | NO | 2018-05-02 | 4.3 |  | standard |  |  |  |  | 2018-11-02 | NO | NO | NO | [6 empty] | AC | [7 empty] | NO
P5Y2U7JM | US Green Lighting, Inc. | US Green Lighting | L/T84F/12/XU/845/JFM1 | Linear Replacement Lamp | T8 Four-Foot | Dual Mode Internal Driver (UL Type A and Type B) |  | standard | NO | [10 empty] | 2017-04-14 | Not Dimmable | Not Dimmable | NO |  | KKKZSR | [25 empty] | 4.4 | 1800 | 150 | 12 | 20 | 0.9 | 4500 | 85 |  |  |  | NO | NO | NO | 2018-05-02 | 4.3 |  | standard |  |  |  |  | 2018-11-02 | NO | NO | NO | [6 empty] | AC | [7 empty] | NO
PU16HSVZ | ZHEJIANG HONGYAO LIGHTING ELECTRICAL CO.,LTD | HONGYAO | HY-T8-F120-15W-A3500K | Linear Replacement Lamp | T8 Four-Foot | Replacement Lamps (plug and play) (UL Type A) |  | standard | YES |  | 2302 | 140.88 | 16.34 | 12.78 | 0.963 | 3453 | 79.1 | 5 | 50000 | 2017-04-14 | Not Dimmable | Not Dimmable | NO |  | YYYBRY | [15 empty] | 84.6 |  | 1.32 | 1.18 | [6 empty] | 4.4 | 2302 | 140.88 | 16.34 | 12.78 | 0.96 | 3500 | 80 |  |  |  | NO | NO | NO | 2018-05-02 | 4.3 |  | standard |  |  |  |  | 2018-11-02 | NO | NO | NO | [6 empty] | AC | [7 empty] | NO
P2C53C4A | Wen Lighting | Wen Lighting | WENT84DUA-12WB-D-45C | Linear Replacement Lamp | T8 Four-Foot | Dual Mode Internal Driver (UL Type A and Type B) |  | standard | NO | [10 empty] | 2017-04-10 | Not Dimmable | Not Dimmable | NotYetVerified |  | FFFHWV | [25 empty] | 4.4 | 1800 | 150 | 12 | 11.66 | 0.9 | 4500 | 80 |  |  |  | NO | NO | NO | 2018-05-02 | 4.3 |  | standard |  |  |  |  | 2018-11-02 | NO | NO | NO | [6 empty] | AC | [7 empty] | NO
PMHBSXGD | Wen Lighting | Wen Lighting | WENT84DUA-12WB-D-40C | Linear Replacement Lamp | T8 Four-Foot | Dual Mode Internal Driver (UL Type A and Type B) |  | standard | NO | [10 empty] | 2017-04-10 | Not Dimmable | Not Dimmable | NotYetVerified |  | FFFHWV | [25 empty] | 4.4 | 1800 | 150 | 12 | 11.66 | 0.9 | 4000 | 80 |  |  |  | NO | NO | NO | 2018-05-02 | 4.3 |  | standard |  |  |  |  | 2018-11-02 | NO | NO | NO | [6 empty] | AC | [7 empty] | NO
PS33CU5C | Wen Lighting | Wen Lighting | WENT84DUA-12WB-D-50C | Linear Replacement Lamp | T8 Four-Foot | Dual Mode Internal Driver (UL Type A and Type B) |  | standard | NO | [10 empty] | 2017-04-10 | Not Dimmable | Not Dimmable | NotYetVerified |  | FFFHWV | [25 empty] | 4.4 | 1800 | 150 | 12 | 11.66 | 0.9 | 5000 | 80 |  |  |  | NO | NO | NO | 2018-05-02 | 4.3 |  | standard |  |  |  |  | 2018-11-02 | NO | NO | NO | [6 empty] | AC | [7 empty] | NO
PA18MUDJ | Xiamen Bymea Lighting Co., Ltd | BYMEA | T08G11-40H | Linear Replacement Lamp | T8 Four-Foot | Dual Mode Internal Driver (UL Type A and Type B) |  | standard | YES |  | 1793 | 119.98 | 14.94 | 11.95 | 0.9605 | 4028 | 82.9 | 5 | 50000 | 2017-03-31 | Not Dimmable | Not Dimmable | NO |  | WWWBKJ | [15 empty] | 84.8 |  | 1.22 | 1.32 | [6 empty] | 4.4 | 1700 | 141.7 | 12 | 11.95 | 0.96 | 4000 | 82.9 |  |  |  | NO | NO | NO | 2018-05-02 | 4.3 |  | standard |  |  |  |  | 2018-11-02 | NO | NO | NO | [6 empty] | AC | [7 empty] | NO
PWG93ACH | Xiamen Bymea Lighting Co., Ltd | BYMEA | T08G11-45H | Linear Replacement Lamp | T8 Four-Foot | Dual Mode Internal Driver (UL Type A and Type B) |  | standard | NO | [10 empty] | 2017-03-31 | Not Dimmable | Not Dimmable | NO |  | WWWBKJ | [25 empty] | 4.4 | 1700 | 141.7 | 12 | 11.95 | 0.96 | 4500 | 82.9 |  |  |  | NO | NO | NO | 2018-05-02 | 4.3 |  | standard |  |  |  |  | 2018-11-02 | NO | NO | NO | [6 empty] | AC | [7 empty] | NO
PB584VU7 | Xiamen Bymea Lighting Co., Ltd | BYMEA | T08G31-50H | Linear Replacement Lamp | T8 Four-Foot | Replacement Lamps (plug and play) (UL Type A) |  | standard | NO | [10 empty] | 2017-03-31 | Not Dimmable | Not Dimmable | NO |  | WWWBKL | [25 empty] | 4.4 | 1700 | 141.7 | 12 | 10.95 | 0.97 | 5000 | 82.7 |  |  |  | NO | NO | NO | 2018-05-02 | 4.3 |  | standard |  |  |  |  | 2018-11-02 | NO | NO | NO | [6 empty] | AC | [7 empty] | NO
PP2SCTEZ | Xiamen Bymea Lighting Co., Ltd | BYMEA | T08G31-40H | Linear Replacement Lamp | T8 Four-Foot | Replacement Lamps (plug and play) (UL Type A) |  | standard | YES |  | 2106 | 128.86 | 16.34 | 10.74 | 0.9638 | 4012 | 82.7 | 5 | 50000 | 2017-03-31 | Not Dimmable | Not Dimmable | NO |  | WWWBKL | [15 empty] | 84.9 |  | 1.22 | 1.3 | [6 empty] | 4.4 | 1700 | 141.7 | 12 | 10.74 | 0.96 | 4000 | 82.7 |  |  |  | NO | NO | NO | 2018-05-02 | 4.3 |  | standard |  |  |  |  | 2018-11-02 | NO | NO | NO | [6 empty] | AC | [7 empty] | NO
PFAUXWMX | Xiamen Bymea Lighting Co., Ltd | BYMEA | T08G31-45H | Linear Replacement Lamp | T8 Four-Foot | Replacement Lamps (plug and play) (UL Type A) |  | standard | NO | [10 empty] | 2017-03-31 | Not Dimmable | Not Dimmable | NO |  | WWWBKL | [25 empty] | 4.4 | 1700 | 141.7 | 12 | 10.74 | 0.96 | 4500 | 82.7 |  |  |  | NO | NO | NO | 2018-05-02 | 4.3 |  | standard |  |  |  |  | 2018-11-02 | NO | NO | NO | [6 empty] | AC | [7 empty] | NO
PVVF4T4B | Xiamen Bymea Lighting Co., Ltd | BYMEA | T08G11-50H | Linear Replacement Lamp | T8 Four-Foot | Dual Mode Internal Driver (UL Type A and Type B) |  | standard | NO | [10 empty] | 2017-03-31 | Not Dimmable | Not Dimmable | NO |  | WWWBKJ | [25 empty] | 4.4 | 1700 | 141.7 | 12 | 12.38 | 0.95 | 5000 | 82.7 |  |  |  | NO | NO | NO | 2018-05-02 | 4.3 |  | standard |  |  |  |  | 2018-11-02 | NO | NO | NO | [6 empty] | AC | [7 empty] | NO
PDDAXQFZ | Xiamen Bymea Lighting Co., Ltd | BYMEA | T08H11-50H | Linear Replacement Lamp | T8 Four-Foot | Dual Mode Internal Driver (UL Type A and Type B) |  | standard | NO | [10 empty] | 2017-03-31 | Not Dimmable | Not Dimmable | NO |  | WWWBKK | [25 empty] | 4.4 | 1700 | 141.7 | 12 | 12.54 | 0.95 | 5000 | 83.2 |  |  |  | NO | NO | NO | 2018-05-02 | 4.3 |  | standard |  |  |  |  | 2018-11-02 | NO | NO | NO | [6 empty] | AC | [7 empty] | NO
PZ43GSVV | Xiamen Bymea Lighting Co., Ltd | BYMEA | T08H11-45H | Linear Replacement Lamp | T8 Four-Foot | Dual Mode Internal Driver (UL Type A and Type B) |  | standard | NO | [10 empty] | 2017-03-31 | Not Dimmable | Not Dimmable | NO |  | WWWBKK | [25 empty] | 4.4 | 1700 | 141.7 | 12 | 12.01 | 0.95 | 4500 | 83.5 |  |  |  | NO | NO | NO | 2018-05-02 | 4.3 |  | standard |  |  |  |  | 2018-11-02 | NO | NO | NO | [6 empty] | AC | [7 empty] | NO
PNZDN1UZ | Xiamen Bymea Lighting Co., Ltd | BYMEA | T08H11-40H | Linear Replacement Lamp | T8 Four-Foot | Dual Mode Internal Driver (UL Type A and Type B) |  | standard | YES |  | 1885 | 126.07 | 14.95 | 12.01 | 0.9547 | 4041 | 83.5 | 5 | 50000 | 2017-03-31 | Not Dimmable | Not Dimmable | NO |  | WWWBKK | [15 empty] | 85 |  | 1.22 | 1.34 | [6 empty] | 4.4 | 1700 | 141.7 | 12 | 12.01 | 0.95 | 4000 | 83.5 |  |  |  | NO | NO | NO | 2018-05-02 | 4.3 |  | standard |  |  |  |  | 2018-11-02 | NO | NO | NO | [6 empty] | AC | [7 empty] | NO
PDXCAWEW | FY Lighting Co., Ltd | Fen Yong | FY-T8-4FTF(45K120CGSA) | Linear Replacement Lamp | T8 Four-Foot | Replacement Lamps (plug and play) (UL Type A) |  | standard | NO | [10 empty] | 2017-03-30 | Not Dimmable | Not Dimmable | NO |  | UUUBAK | [25 empty] | 4.4 | 2550 | 142 | 18 | 15 | 0.9 | 4500 | 80 |  |  |  | NO | NO | NO | 2018-05-02 | 4.3 |  | standard |  |  |  |  | 2018-11-02 | NO | NO | NO | [6 empty] | AC | [7 empty] | NO
P9D57PTB | FY Lighting Co., Ltd | Fen Yong | FY-T8-4FTF(50K120CGSA) | Linear Replacement Lamp | T8 Four-Foot | Replacement Lamps (plug and play) (UL Type A) |  | standard | NO | [10 empty] | 2017-03-30 | Not Dimmable | Not Dimmable | NO |  | UUUBAK | [25 empty] | 4.4 | 2600 | 144 | 18 | 15 | 0.9 | 5000 | 80 |  |  |  | NO | NO | NO | 2018-05-02 | 4.3 |  | standard |  |  |  |  | 2018-11-02 | NO | NO | NO | [6 empty] | AC | [7 empty] | NO
P3S5Q6RM | LEDone Distribution, Inc. | LED ONE | LOD-GDMT84F-12W45KF YM | Linear Replacement Lamp | T8 Four-Foot | Dual Mode Internal Driver (UL Type A and Type B) |  | standard | NO | [10 empty] | 2017-03-27 | Not Dimmable | Not Dimmable | NO | Updated 5/12/2017 | UUUBAG | [25 empty] | 4.4 | 1800 | 150 | 12 | 10 | 0.9 | 4500 | 80 |  |  |  | NO | NO | NO | 2018-05-02 | 4.3 |  | standard |  |  |  |  | 2018-11-02 | NO | NO | NO | [6 empty] | AC | [7 empty] | NO
PDGVSD2W | LEDone Distribution, Inc. | LED ONE | LOD-GDMT84F-12W50KF YM2 | Linear Replacement Lamp | T8 Four-Foot | Dual Mode Internal Driver (UL Type A and Type B) |  | standard | NO | [10 empty] | 2017-03-27 | Not Dimmable | Not Dimmable | NO | Updated 5/12/2017, Product updated on 05/18/2018 | UUUBAG | [25 empty] | 4.4 | 1800 | 150 | 12 | 10 | 0.9 | 5000 | 80 |  |  |  | NO | NO | NO | 2018-05-18 | 4.3 |  | standard |  |  |  |  | 2018-11-02 | NO | NO | NO | [6 empty] | AC | [7 empty] | NO
P3NH26TE | LEDone Distribution, Inc. | LED ONE | LOD-GDMT84F-12W40KF YM2 | Linear Replacement Lamp | T8 Four-Foot | Dual Mode Internal Driver (UL Type A and Type B) |  | standard | NO | [10 empty] | 2017-03-27 | Not Dimmable | Not Dimmable | NO | Updated 5/12/2017, Product updated on 05/18/2018 | UUUBAG | [25 empty] | 4.4 | 1800 | 150 | 12 | 10 | 0.9 | 4000 | 80 |  |  |  | NO | NO | NO | 2018-05-18 | 4.3 |  | standard |  |  |  |  | 2018-11-02 | NO | NO | NO | [6 empty] | AC | [7 empty] | NO
P53NRG5N | ARKSMART INC | ARK SMART | ARK/UE/12K(5000K) | Linear Replacement Lamp | T8 Four-Foot | Dual Mode Internal Driver (UL Type A and Type B) |  | standard | NO | [10 empty] | 2017-03-20 | Not Dimmable | Not Dimmable | NO |  | JJJMSE | [25 empty] | 4.4 | 1868 | 140.98 | 13.25 | 10.59 | 0.94 | 5000 | 81.3 |  |  |  | NO | NO | NO | 2018-05-02 | 4.3 |  | standard |  |  |  |  | 2018-11-02 | NO | NO | NO | [6 empty] | AC | [7 empty] | NO
PHTZR1F8 | ARKSMART INC | ARK SMART | ARK/UE/12K(3500K) | Linear Replacement Lamp | T8 Four-Foot | Dual Mode Internal Driver (UL Type A and Type B) |  | standard | NO | [10 empty] | 2017-03-20 | Not Dimmable | Not Dimmable | NO |  | JJJMSE | [25 empty] | 4.4 | 1884 | 140.18 | 13.44 | 9.78 | 0.94 | 3500 | 83.2 |  |  |  | NO | NO | NO | 2018-05-02 | 4.3 |  | standard |  |  |  |  | 2018-11-02 | NO | NO | NO | [6 empty] | AC | [7 empty] | NO
PYRY5K71 | ZHEJIANG HONGYAO LIGHTING ELECTRICAL CO.,LTD | HONGYAO | HY-T8-F120-15W-A5000K | Linear Replacement Lamp | T8 Four-Foot | Replacement Lamps (plug and play) (UL Type A) |  | standard | YES |  | 2056.6 | 142.23 | 14.46 | 15.29 | 0.9514 | 4972 | 79.8 | 5 | 50000 | 2017-03-17 | Not Dimmable | Not Dimmable | NO |  | NNNMGY | [15 empty] | 84.6 |  | 1.32 | 1.2 | [6 empty] | 4.4 | 2056.6 | 142.23 | 14.46 | 15.29 | 0.95 | 5000 | 80 |  |  |  | NO | NO | NO | 2018-05-02 | 4.3 |  | standard |  |  |  |  | 2018-11-02 | NO | NO | NO | [6 empty] | AC | [7 empty] | NO
P8SRK5ZZ | ZHEJIANG HONGYAO LIGHTING ELECTRICAL CO.,LTD | HONGYAO | HY-T8-N120-15W-A5000K | Linear Replacement Lamp | T8 Four-Foot | Replacement Lamps (plug and play) (UL Type A) |  | standard | YES |  | 2071.4 | 143.55 | 14.43 | 15.184 | 0.941 | 4925 | 80.4 | 5 | 50000 | 2017-03-17 | Not Dimmable | Not Dimmable | NO |  | NNNMHA | [15 empty] | 84.4 |  | 1.34 | 1.18 | [6 empty] | 4.4 | 2071.4 | 143.55 | 14.43 | 15.18 | 0.94 | 5000 | 80 |  |  |  | NO | NO | NO | 2018-05-02 | 4.3 |  | standard |  |  |  |  | 2018-11-02 | NO | NO | NO | [6 empty] | AC | [7 empty] | NO
PKEPRQ7X | GreenTek Energy Systems | GreenTEK | GT-T8-20W1200 BIXX BALLAST COMPATIBLE LED TUBE (3500K CLEAR LENS) | Linear Replacement Lamp | T8 Four-Foot | Dual Mode Internal Driver (UL Type A and Type B) |  | standard | NO | [10 empty] | 2017-03-15 | Not Dimmable | Not Dimmable | NotYetVerified |  | MMMOJY | [25 empty] | 4.4 | 2807 | 140.6 | 19.97 | 20 | 0.9 | 3500 | 83 |  |  |  | NO | NO | NO | 2018-05-02 | 4.3 |  | standard |  |  |  |  | 2018-11-02 | NO | NO | NO | [6 empty] | AC | [7 empty] | NO
PMRPPUC4 | GreenTek Energy Systems | GreenTEK | GT-T8-20W1200 BIXX BALLAST COMPATIBLE LED TUBE (4500K CLEAR LENS) | Linear Replacement Lamp | T8 Four-Foot | Dual Mode Internal Driver (UL Type A and Type B) |  | standard | NO | [10 empty] | 2017-03-15 | Not Dimmable | Not Dimmable | NotYetVerified |  | MMMOJY | [25 empty] | 4.4 | 2807 | 140.6 | 19.97 | 20 | 0.9 | 4500 | 83 |  |  |  | NO | NO | NO | 2018-05-02 | 4.3 |  | standard |  |  |  |  | 2018-11-02 | NO | NO | NO | [6 empty] | AC | [7 empty] | NO
PNK2J3Q3 | OLYMPIA LIGHTING, INC. | Olympia | F32T8T-12W-50K-DBD | Linear Replacement Lamp | T8 Four-Foot | Dual Mode Internal Driver (UL Type A and Type B) |  | standard | NO | [10 empty] | 2017-03-15 | Not Dimmable | Not Dimmable | NotYetVerified |  | FFFHUZ | [25 empty] | 4.4 | 1800 | 150 | 12 | 11.66 | 0.9 | 5000 | 80 |  |  |  | NO | NO | NO | 2018-05-02 | 4.3 |  | standard |  |  |  |  | 2018-11-02 | NO | NO | NO | [6 empty] | AC | [7 empty] | NO
P3BX98WE | OLYMPIA LIGHTING, INC. | Olympia | F32T8T-12W-40K-DBD | Linear Replacement Lamp | T8 Four-Foot | Dual Mode Internal Driver (UL Type A and Type B) |  | standard | NO | [10 empty] | 2017-03-15 | Not Dimmable | Not Dimmable | NotYetVerified |  | FFFHUZ | [25 empty] | 4.4 | 1800 | 150 | 12 | 11.66 | 0.9 | 4000 | 80 |  |  |  | NO | NO | NO | 2018-05-02 | 4.3 |  | standard |  |  |  |  | 2018-11-02 | NO | NO | NO | [6 empty] | AC | [7 empty] | NO
PX99U7CT | OLYMPIA LIGHTING, INC. | Olympia | F32T8T-12W-45K-DBD | Linear Replacement Lamp | T8 Four-Foot | Dual Mode Internal Driver (UL Type A and Type B) |  | standard | NO | [10 empty] | 2017-03-15 | Not Dimmable | Not Dimmable | NotYetVerified |  | FFFHUZ | [25 empty] | 4.4 | 1800 | 150 | 12 | 11.66 | 0.9 | 4500 | 80 |  |  |  | NO | NO | NO | 2018-05-02 | 4.3 |  | standard |  |  |  |  | 2018-11-02 | NO | NO | NO | [6 empty] | AC | [7 empty] | NO
P1PCRGBA | TAI MING GREEN POWER Co., Ltd. | TAI MING GREEN POWER CO. LTD. | TMG-T8GF-4F120-50KD YM | Linear Replacement Lamp | T8 Four-Foot | Dual Mode Internal Driver (UL Type A and Type B) |  | standard | NO | [10 empty] | 2017-02-22 | Not Dimmable | Not Dimmable | NO | Product updated on 4/25/2017. | MMMPEH | [25 empty] | 4.4 | 1800 | 150 | 12 | 10 | 0.9 | 5000 | 80 |  |  |  | NO | NO | NO | 2018-05-02 | 4.3 |  | standard |  |  |  |  | 2018-11-02 | NO | NO | NO | [6 empty] | AC | [7 empty] | NO
PQZVA6KF | TAI MING GREEN POWER Co., Ltd. | TAI MING GREEN POWER CO. LTD. | TMG-T8GF-4F120-40KD YM | Linear Replacement Lamp | T8 Four-Foot | Dual Mode Internal Driver (UL Type A and Type B) |  | standard | NO | [10 empty] | 2017-02-22 | Not Dimmable | Not Dimmable | NO | Product updated on 4/25/2017. | MMMPEH | [25 empty] | 4.4 | 1800 | 150 | 12 | 10 | 0.9 | 4000 | 80 |  |  |  | NO | NO | NO | 2018-05-02 | 4.3 |  | standard |  |  |  |  | 2018-11-02 | NO | NO | NO | [6 empty] | AC | [7 empty] | NO
PMETBKSC | TAI MING GREEN POWER Co., Ltd. | TAI MING GREEN POWER CO. LTD. | TMG-T8GF-4F120-45KD YM | Linear Replacement Lamp | T8 Four-Foot | Dual Mode Internal Driver (UL Type A and Type B) |  | standard | NO | [10 empty] | 2017-02-22 | Not Dimmable | Not Dimmable | NO | Product updated on 4/25/2017. | MMMPEH | [25 empty] | 4.4 | 1800 | 150 | 12 | 10 | 0.9 | 4500 | 80 |  |  |  | NO | NO | NO | 2018-05-02 | 4.3 |  | standard |  |  |  |  | 2018-11-02 | NO | NO | NO | [6 empty] | AC | [7 empty] | NO
PTRSPVC4 | Online Stores LLC. | LumeGen | LG-4T8-12WU-SC50K | Linear Replacement Lamp | T8 Four-Foot | Dual Mode Internal Driver (UL Type A and Type B) |  | standard | NO | [10 empty] | 2017-02-15 | Not Dimmable | Not Dimmable | NotYetVerified | De-listed on 9/6/2018, re-listed on 10/1/2018 | YYYBMM | [25 empty] | 4.4 | 1800 | 150 | 12 | 11.66 | 0.9 | 5000 | 80 |  |  |  | NO | NO | NO | 2018-10-01 | 4.3 |  | standard |  |  |  |  | 2018-11-02 | NO | NO | NO | [6 empty] | AC | [7 empty] | NO
PFYAX877 | Online Stores LLC. | LumeGen | LG-4T8-12WU-SC40K | Linear Replacement Lamp | T8 Four-Foot | Dual Mode Internal Driver (UL Type A and Type B) |  | standard | NO | [10 empty] | 2017-02-15 | Not Dimmable | Not Dimmable | NotYetVerified | De-listed on 9/6/2018, re-listed on 10/1/2018 | YYYBMM | [25 empty] | 4.4 | 1800 | 150 | 12 | 11.66 | 0.9 | 4000 | 80 |  |  |  | NO | NO | NO | 2018-10-01 | 4.3 |  | standard |  |  |  |  | 2018-11-02 | NO | NO | NO | [6 empty] | AC | [7 empty] | NO
PU4Z8SAZ | Online Stores LLC. | LumeGen | LG-4T8-12WU-SC45K | Linear Replacement Lamp | T8 Four-Foot | Dual Mode Internal Driver (UL Type A and Type B) |  | standard | NO | [10 empty] | 2017-02-15 | Not Dimmable | Not Dimmable | NotYetVerified | De-listed on 9/6/2018, re-listed on 10/1/2018 | YYYBMM | [25 empty] | 4.4 | 1800 | 150 | 12 | 11.66 | 0.9 | 4500 | 80 |  |  |  | NO | NO | NO | 2018-10-01 | 4.3 |  | standard |  |  |  |  | 2018-11-02 | NO | NO | NO | [6 empty] | AC | [7 empty] | NO
PEG5NZ9Y | Emium Lighting LLC | EMIUM | EL-ZY-T8-20W1200 BIXX BALLAST COMPATIBLE LED TUBE(3500K CLEAR) | Linear Replacement Lamp | T8 Four-Foot | Dual Mode Internal Driver (UL Type A and Type B) |  | standard | YES |  | 2807 | 140.6 | 19.97 | 6.92 | 0.9734 | 3079 | 83.5 | 5 | 50000 | 2017-02-14 | Not Dimmable | Not Dimmable | NotYetVerified | Updated on 5/4/2017 | VAVWFG | [15 empty] | 91.7 |  | 1.2 | 1.4 | [6 empty] | 4.4 | 2807 | 140.6 | 19.97 | 20 | 0.9 | 3000 | 83 |  |  |  | NO | NO | NO | 2018-05-02 | 4.3 |  | standard |  |  |  |  | 2018-11-02 | NO | NO | NO | [6 empty] | AC | [7 empty] | NO
PUWGEJ6W | Emium Lighting LLC | Emium | EL-ZY-T8-20W1200 BIXX BALLAST COMPATIBLE LED TUBE(3500K FROSTED) | Linear Replacement Lamp | T8 Four-Foot | Dual Mode Internal Driver (UL Type A and Type B) |  | standard | NO | [10 empty] | 2017-02-14 | Not Dimmable | Not Dimmable | NotYetVerified | Updated on 5/4/2017 | VAVWFF | [25 empty] | 4.4 | 2807 | 140.6 | 19.97 | 20 | 0.9 | 5000 | 83 |  |  |  | NO | NO | NO | 2018-05-02 | 4.3 |  | standard |  |  |  |  | 2018-11-02 | NO | NO | NO | [6 empty] | AC | [7 empty] | NO
PTATFG5R | Emium Lighting LLC | Emium | EL-ZY-T8-15W1200 BIXX BALLAST COMPATIBLE LED TUBE(3000K CLEAR) | Linear Replacement Lamp | T8 Four-Foot | Dual Mode Internal Driver (UL Type A and Type B) |  | standard | NO | [10 empty] | 2017-02-14 | Not Dimmable | Not Dimmable | NotYetVerified | Updated on 5/4/2017 | VAVWFD | [25 empty] | 4.4 | 2807 | 140.6 | 19.97 | 20 | 0.9 | 3500 | 83 |  |  |  | NO | NO | NO | 2018-05-02 | 4.3 |  | standard |  |  |  |  | 2018-11-02 | NO | NO | NO | [6 empty] | AC | [7 empty] | NO
P5VQ4TJ8 | Jarvis Lighting | Jarvis Lighting | T8LED-12W-50K | Linear Replacement Lamp | T8 Four-Foot | Dual Mode Internal Driver (UL Type A and Type B) |  | standard | NO | [10 empty] | 2017-02-13 | Not Dimmable | Not Dimmable | NotYetVerified |  | WWWBHN | [25 empty] | 4.4 | 1800 | 150 | 12 | 11.66 | 0.9 | 5000 | 80 |  |  |  | NO | NO | NO | 2018-05-02 | 4.3 |  | standard |  |  |  |  | 2018-11-02 | NO | NO | NO | [6 empty] | AC | [7 empty] | NO
PQNTP8PR | Jarvis Lighting | Jarvis Lighting | T8LED-12W-40K | Linear Replacement Lamp | T8 Four-Foot | Dual Mode Internal Driver (UL Type A and Type B) |  | standard | NO | [10 empty] | 2017-02-13 | Not Dimmable | Not Dimmable | NotYetVerified |  | WWWBHN | [25 empty] | 4.4 | 1800 | 150 | 12 | 11.66 | 0.9 | 4000 | 80 |  |  |  | NO | NO | NO | 2018-05-02 | 4.3 |  | standard |  |  |  |  | 2018-11-02 | NO | NO | NO | [6 empty] | AC | [7 empty] | NO
PH7MEXU8 | Jarvis Lighting | Jarvis Lighting | T8LED-12W-45K | Linear Replacement Lamp | T8 Four-Foot | Dual Mode Internal Driver (UL Type A and Type B) |  | standard | NO | [10 empty] | 2017-02-13 | Not Dimmable | Not Dimmable | NotYetVerified |  | WWWBHN | [25 empty] | 4.4 | 1800 | 150 | 12 | 11.66 | 0.9 | 4500 | 80 |  |  |  | NO | NO | NO | 2018-05-02 | 4.3 |  | standard |  |  |  |  | 2018-11-02 | NO | NO | NO | [6 empty] | AC | [7 empty] | NO
PBR6R2FN | Gielight Co., Ltd. | Gielight | GL-UL-g12P(5000K) | Linear Replacement Lamp | T8 Four-Foot | Replacement Lamps (plug and play) (UL Type A) |  | standard | NO | [10 empty] | 2017-02-09 | Not Dimmable | Not Dimmable | NO |  | OOOAKK | [25 empty] | 4.4 | 1800 | 150 | 12 | 11.88 | 0.9 | 5000 | 80.3 |  |  |  | NO | NO | NO | 2018-05-02 | 4.3 |  | standard |  |  |  |  | 2018-11-02 | NO | NO | NO | [6 empty] | AC | [7 empty] | NO
PBQ46UX9 | Gielight Co., Ltd. | Gielight | GL-UL-g12N(4000K) | Linear Replacement Lamp | T8 Four-Foot | Replacement Lamps (plug and play) (UL Type A) |  | standard | YES |  | 1943 | 125.27 | 15.5 | 11.81 | 0.9041 | 3933 | 80.9 | 5 | 50000 | 2017-02-09 | Not Dimmable | Not Dimmable | NO |  | OOOAKK | [15 empty] | 84.5 |  | 1.24 | 1.32 | [6 empty] | 4.4 | 1800 | 150 | 12 | 11.81 | 0.9 | 4000 | 80.9 |  |  |  | NO | NO | NO | 2018-05-02 | 4.3 |  | standard |  |  |  |  | 2018-11-02 | NO | NO | NO | [6 empty] | AC | [7 empty] | NO
P93BGBCA | Gielight Co., Ltd. | Gielight | GL-UL-g12N(4500K) | Linear Replacement Lamp | T8 Four-Foot | Replacement Lamps (plug and play) (UL Type A) |  | standard | NO | [10 empty] | 2017-02-09 | Not Dimmable | Not Dimmable | NO |  | OOOAKK | [25 empty] | 4.4 | 1800 | 150 | 12 | 11.81 | 0.9 | 4500 | 80.9 |  |  |  | NO | NO | NO | 2018-05-02 | 4.3 |  | standard |  |  |  |  | 2018-11-02 | NO | NO | NO | [6 empty] | AC | [7 empty] | NO
P9UPB1AK | LEDone Distribution, Inc. | LED ONE | LOD-GDMT84F-12W50KF | Linear Replacement Lamp | T8 Four-Foot | Dual Mode Internal Driver (UL Type A and Type B) |  | standard | NO | [10 empty] | 2017-01-31 | Not Dimmable | Not Dimmable | NO |  | VVVVYI | [25 empty] | 4.4 | 1800 | 150 | 12 | 10 | 0.9 | 5000 | 80 |  |  |  | NO | NO | NO | 2018-05-02 | 4.3 |  | standard |  |  |  |  | 2018-11-02 | NO | NO | NO | [6 empty] | AC | [7 empty] | NO
PWW12KTE | LEDone Distribution, Inc. | LED ONE | LOD-GDMT84F-12W45KF | Linear Replacement Lamp | T8 Four-Foot | Dual Mode Internal Driver (UL Type A and Type B) |  | standard | NO | [10 empty] | 2017-01-31 | Not Dimmable | Not Dimmable | NO |  | VVVVYI | [25 empty] | 4.4 | 1800 | 150 | 12 | 10 | 0.9 | 4500 | 80 |  |  |  | NO | NO | NO | 2018-05-02 | 4.3 |  | standard |  |  |  |  | 2018-11-02 | NO | NO | NO | [6 empty] | AC | [7 empty] | NO
PHJZQNRV | LEDone Distribution, Inc. | LED ONE | LOD-GDMT84F-12W40KF | Linear Replacement Lamp | T8 Four-Foot | Dual Mode Internal Driver (UL Type A and Type B) |  | standard | NO | [10 empty] | 2017-01-31 | Not Dimmable | Not Dimmable | NO |  | VVVVYI | [25 empty] | 4.4 | 1800 | 150 | 12 | 10 | 0.9 | 4000 | 80 |  |  |  | NO | NO | NO | 2018-05-02 | 4.3 |  | standard |  |  |  |  | 2018-11-02 | NO | NO | NO | [6 empty] | AC | [7 empty] | NO
PHWD14K1 | Verlite Company Ltd. | Verlite | VL-T84FT-5012CC | Linear Replacement Lamp | T8 Four-Foot | Dual Mode Internal Driver (UL Type A and Type B) |  | standard | NO | [10 empty] | 2017-01-26 | Not Yet Verified | Not Yet Verified | NO |  | JJJMOW | [25 empty] | 4.4 | 1817 | 142.29 | 12.77 | 11.03 | 0.9 | 5000 | 83 |  |  |  | NO | NO | NO | 2018-05-02 | 4.3 |  | standard |  |  |  |  | 2018-11-02 | NO | NO | NO | [6 empty] | AC | [7 empty] | NO
PAGQ4S93 | Verlite Company Ltd. | Verlite | VL-T84FT-5015CC | Linear Replacement Lamp | T8 Four-Foot | Dual Mode Internal Driver (UL Type A and Type B) |  | standard | NO | [10 empty] | 2017-01-26 | Not Yet Verified | Not Yet Verified | NO |  | JJJMOW | [25 empty] | 4.4 | 2232 | 146.18 | 15.27 | 12.44 | 0.9 | 5000 | 84.2 |  |  |  | NO | NO | NO | 2018-05-02 | 4.3 |  | standard |  |  |  |  | 2018-11-02 | NO | NO | NO | [6 empty] | AC | [7 empty] | NO
PVEC25B3 | Verlite Company Ltd. | Verlite | VL-T84FT-4015CC | Linear Replacement Lamp | T8 Four-Foot | Dual Mode Internal Driver (UL Type A and Type B) |  | standard | NO | [10 empty] | 2017-01-26 | Not Yet Verified | Not Yet Verified | NO |  | JJJMOW | [25 empty] | 4.4 | 2146 | 141.82 | 15.13 | 12.34 | 0.9 | 4000 | 83.2 |  |  |  | NO | NO | NO | 2018-05-02 | 4.3 |  | standard |  |  |  |  | 2018-11-02 | NO | NO | NO | [6 empty] | AC | [7 empty] | NO
PBQ4F1YH | Verlite Company Ltd. | Verlite | VL-T84FT-5018CC | Linear Replacement Lamp | T8 Four-Foot | Dual Mode Internal Driver (UL Type A and Type B) |  | standard | NO | [10 empty] | 2017-01-26 | Not Yet Verified | Not Yet Verified | NO |  | JJJMOW | [25 empty] | 4.4 | 2464 | 142.91 | 17.24 | 14.12 | 0.9 | 5000 | 84.2 |  |  |  | NO | NO | NO | 2018-05-02 | 4.3 |  | standard |  |  |  |  | 2018-11-02 | NO | NO | NO | [6 empty] | AC | [7 empty] | NO
PHXTKRFH | The Straits Lighting Company, LLC | SL917 | SL917T8BC-48-12W-100/277V-3000-F-120-I-N-G13 | Linear Replacement Lamp | T8 Four-Foot | Dual Mode Internal Driver (UL Type A and Type B) |  | standard | YES |  | 1705 | 141.11 | 12.21 | 14.28 | 0.9019 | 3002 | 83.1 | 5 | 50000 | 2017-01-25 | Not Yet Verified | Not Yet Verified | NO |  | KKKZPB | [15 empty] | 88.5 |  | 1.37 | 1.16 | [6 empty] | 4.4 | 1700 | 142 | 12 | 20 | 0.9 | 3000 | 85 |  |  |  | NO | NO | NO | 2018-05-02 | 4.3 |  | standard |  |  |  |  | 2018-11-02 | NO | NO | NO | [6 empty] | AC | [7 empty] | NO
P492K2SZ | The Straits Lighting Company, LLC | SL917 | SL917T8BC-48-12W-100/277V-3500-F-120-I-N-G13 | Linear Replacement Lamp | T8 Four-Foot | Dual Mode Internal Driver (UL Type A and Type B) |  | standard | NO | [10 empty] | 2017-01-25 | Not Yet Verified | Not Yet Verified | NO |  | KKKZPB | [25 empty] | 4.4 | 1700 | 142 | 12 | 20 | 0.9 | 3500 | 85 |  |  |  | NO | NO | NO | 2018-05-02 | 4.3 |  | standard |  |  |  |  | 2018-11-02 | NO | NO | NO | [6 empty] | AC | [7 empty] | NO
P6D9D3FT | The Straits Lighting Company, LLC | SL917 | SL917T8BC-48-20W-100/277V-3000-C-120-I-N-G13 | Linear Replacement Lamp | T8 Four-Foot | Dual Mode Internal Driver (UL Type A and Type B) |  | standard | YES |  | 2807 | 140.6 | 19.97 | 6.92 | 0.9734 | 3079 | 83.5 | 5 | 50000 | 2017-01-25 | Not Yet Verified | Not Yet Verified | NotYetVerified | Lastx represents either s for single-end power input or T for double-end inputs; Updated on 11/22/2016 | KKKZPF | [15 empty] | 91.7 |  | 1.2 | 1.4 | [6 empty] | 4.4 | 2807 | 140.6 | 19.97 | 20 | 0.9 | 3000 | 83 |  |  |  | NO | NO | NO | 2018-05-02 | 4.3 |  | standard |  |  |  |  | 2018-11-02 | NO | NO | NO | [6 empty] | AC | [7 empty] | NO
PT9Y3ZR3 | The Straits Lighting Company, LLC | SL917 | SL917T8BC-48-20W-100/277V-3500-C-120-I-N-G13 | Linear Replacement Lamp | T8 Four-Foot | Dual Mode Internal Driver (UL Type A and Type B) |  | standard | NO | [10 empty] | 2017-01-25 | Not Yet Verified | Not Yet Verified | NotYetVerified | Lastx represents either s for single-end power input or T for double-end inputs; Updated on 11/22/2016 | KKKZPF | [25 empty] | 4.4 | 2807 | 140.6 | 19.97 | 20 | 0.9 | 3500 | 83 |  |  |  | NO | NO | NO | 2018-05-02 | 4.3 |  | standard |  |  |  |  | 2018-11-02 | NO | NO | NO | [6 empty] | AC | [7 empty] | NO
PZNBZC37 | The Straits Lighting Company, LLC | SL917 | SL917T8BC-48-20W-100/277V-5000-C-120-I-N-G13 | Linear Replacement Lamp | T8 Four-Foot | Dual Mode Internal Driver (UL Type A and Type B) |  | standard | NO | [10 empty] | 2017-01-25 | Not Yet Verified | Not Yet Verified | NotYetVerified | Lastx represents either s for single-end power input or T for double-end inputs; Updated on 11/22/2016 | KKKZPF | [25 empty] | 4.4 | 2807 | 140.6 | 19.97 | 20 | 0.9 | 5000 | 83 |  |  |  | NO | NO | NO | 2018-05-02 | 4.3 |  | standard |  |  |  |  | 2018-11-02 | NO | NO | NO | [6 empty] | AC | [7 empty] | NO
PEEVYCGG | The Straits Lighting Company, LLC | SL917 | SL917T8BC-48-12W-100/277V-5000-F-120-I-N-G13 | Linear Replacement Lamp | T8 Four-Foot | Dual Mode Internal Driver (UL Type A and Type B) |  | standard | NO | [10 empty] | 2017-01-25 | Not Yet Verified | Not Yet Verified | NO |  | KKKZPB | [25 empty] | 4.4 | 1800 | 150 | 12 | 20 | 0.9 | 5000 | 85 |  |  |  | NO | NO | NO | 2018-05-02 | 4.3 |  | standard |  |  |  |  | 2018-11-02 | NO | NO | NO | [6 empty] | AC | [7 empty] | NO
PM3CC2JT | The Straits Lighting Company, LLC | SL917 | SL917T8BC-48-20W-100/277V-4000-C-120-I-N-G13 | Linear Replacement Lamp | T8 Four-Foot | Dual Mode Internal Driver (UL Type A and Type B) |  | standard | NO | [10 empty] | 2017-01-25 | Not Yet Verified | Not Yet Verified | NotYetVerified | Lastx represents either s for single-end power input or T for double-end inputs; Updated on 11/22/2016 | KKKZPF | [25 empty] | 4.4 | 2807 | 140.6 | 19.97 | 20 | 0.9 | 4000 | 83 |  |  |  | NO | NO | NO | 2018-05-02 | 4.3 |  | standard |  |  |  |  | 2018-11-02 | NO | NO | NO | [6 empty] | AC | [7 empty] | NO
PJ7E4YS1 | The Straits Lighting Company, LLC | SL917 | SL917T8BC-48-12W-100/277V-4000-F-120-I-N-G13 | Linear Replacement Lamp | T8 Four-Foot | Dual Mode Internal Driver (UL Type A and Type B) |  | standard | NO | [10 empty] | 2017-01-25 | Not Yet Verified | Not Yet Verified | NO |  | KKKZPB | [25 empty] | 4.4 | 1800 | 150 | 12 | 20 | 0.9 | 4000 | 85 |  |  |  | NO | NO | NO | 2018-05-02 | 4.3 |  | standard |  |  |  |  | 2018-11-02 | NO | NO | NO | [6 empty] | AC | [7 empty] | NO
PXFCHXW7 | The Straits Lighting Company, LLC | SL917 | SL917T8BC-48-12W-100/277V-4500-F-120-I-N-G13 | Linear Replacement Lamp | T8 Four-Foot | Dual Mode Internal Driver (UL Type A and Type B) |  | standard | NO | [10 empty] | 2017-01-25 | Not Yet Verified | Not Yet Verified | NO |  | KKKZPB | [25 empty] | 4.4 | 1800 | 150 | 12 | 20 | 0.9 | 4500 | 85 |  |  |  | NO | NO | NO | 2018-05-02 | 4.3 |  | standard |  |  |  |  | 2018-11-02 | NO | NO | NO | [6 empty] | AC | [7 empty] | NO
PF1VETCE | TAI MING GREEN POWER Co., Ltd. | TAI MING GREEN POWER CO. LTD. | TMG-T8GF-4F120-45KD | Linear Replacement Lamp | T8 Four-Foot | Dual Mode Internal Driver (UL Type A and Type B) |  | standard | NO | [10 empty] | 2017-01-20 | Not Dimmable | Not Dimmable | NO |  | IIIJWH | [25 empty] | 4.4 | 1800 | 150 | 12 | 10 | 0.9 | 4500 | 80 |  |  |  | NO | NO | NO | 2018-05-02 | 4.3 |  | standard |  |  |  |  | 2018-11-02 | NO | NO | NO | [6 empty] | AC | [7 empty] | NO
PQCFC5K7 | Gielight Co., Ltd. | Gielight | GL-T8LO-12-12(4000K) | Linear Replacement Lamp | T8 Four-Foot | Dual Mode Internal Driver (UL Type A and Type B) |  | standard | NO | [10 empty] | 2017-01-20 | Not Dimmable | Not Dimmable | NO | Updated on 07/26/2018 | DDDIUC | [25 empty] | 4.4 | 1860 | 155 | 12 | 15 | 0.9 | 4000 | 80 |  |  |  | NO | NO | NO | 2018-07-26 | 4.3 |  | standard |  |  |  |  | 2018-11-02 | NO | NO | NO | [6 empty] | AC | [7 empty] | NO
PTUYP79P | Gielight Co., Ltd. | Gielight | GL-T8LO-12-12(4500K) | Linear Replacement Lamp | T8 Four-Foot | Dual Mode Internal Driver (UL Type A and Type B) |  | standard | NO | [10 empty] | 2017-01-20 | Not Dimmable | Not Dimmable | NO | Updated on 07/26/2018 | DDDIUC | [25 empty] | 4.4 | 1860 | 155 | 12 | 15 | 0.9 | 4500 | 80 |  |  |  | NO | NO | NO | 2018-07-26 | 4.3 |  | standard |  |  |  |  | 2018-11-02 | NO | NO | NO | [6 empty] | AC | [7 empty] | NO
PQX85UD5 | Gielight Co., Ltd. | Gielight | GL-T8LO-12-12(3500K) | Linear Replacement Lamp | T8 Four-Foot | Dual Mode Internal Driver (UL Type A and Type B) |  | standard | NO | [10 empty] | 2017-01-20 | Not Dimmable | Not Dimmable | NO | Updated on 07/26/2018 | DDDIUC | [25 empty] | 4.4 | 1860 | 155 | 12 | 15 | 0.9 | 3500 | 80 |  |  |  | NO | NO | NO | 2018-07-26 | 4.3 |  | standard |  |  |  |  | 2018-11-02 | NO | NO | NO | [6 empty] | AC | [7 empty] | NO
P4KQXPY8 | Gielight Co., Ltd. | Gielight | GL-T8LO-12-12(3000K) | Linear Replacement Lamp | T8 Four-Foot | Dual Mode Internal Driver (UL Type A and Type B) |  | standard | YES |  | 1874.8 | 151.19 | 12.4 | 13.29 | 0.913 | 3001 | 82.1 | 5 | 50000 | 2017-01-20 | Not Dimmable | Not Dimmable | NO | Updated on 07/26/2018 | DDDIUC | [15 empty] | 88.4 |  | 1.18 | 1.28 | [6 empty] | 4.4 | 1860 | 155 | 12 | 15 | 0.9 | 3000 | 80 |  |  |  | NO | NO | NO | 2018-07-26 | 4.3 |  | standard |  |  |  |  | 2018-11-02 | NO | NO | NO | [6 empty] | AC | [7 empty] | NO
P9QV1924 | TAI MING GREEN POWER Co., Ltd. | TAI MING GREEN POWER CO. LTD. | TMG-T8GF-4F120-40KD | Linear Replacement Lamp | T8 Four-Foot | Dual Mode Internal Driver (UL Type A and Type B) |  | standard | NO | [10 empty] | 2017-01-20 | Not Dimmable | Not Dimmable | NO |  | IIIJWH | [25 empty] | 4.4 | 1800 | 150 | 12 | 10 | 0.9 | 4000 | 80 |  |  |  | NO | NO | NO | 2018-05-02 | 4.3 |  | standard |  |  |  |  | 2018-11-02 | NO | NO | NO | [6 empty] | AC | [7 empty] | NO
P7ZZ1WA5 | TAI MING GREEN POWER Co., Ltd. | TAI MING GREEN POWER CO. LTD. | TMG-T8GF-4F120-50KD | Linear Replacement Lamp | T8 Four-Foot | Dual Mode Internal Driver (UL Type A and Type B) |  | standard | NO | [10 empty] | 2017-01-20 | Not Dimmable | Not Dimmable | NO |  | IIIJWH | [25 empty] | 4.4 | 1800 | 150 | 12 | 10 | 0.9 | 5000 | 80 |  |  |  | NO | NO | NO | 2018-05-02 | 4.3 |  | standard |  |  |  |  | 2018-11-02 | NO | NO | NO | [6 empty] | AC | [7 empty] | NO
PRKQ8W7F | Gielight Co., Ltd. | Gielight | GL-T8LO-12-12(5000K) | Linear Replacement Lamp | T8 Four-Foot | Dual Mode Internal Driver (UL Type A and Type B) |  | standard | NO | [10 empty] | 2017-01-20 | Not Dimmable | Not Dimmable | NO | Updated on 07/26/2018 | DDDIUC | [25 empty] | 4.4 | 1860 | 155 | 12 | 15 | 0.9 | 5000 | 80 |  |  |  | NO | NO | NO | 2018-07-26 | 4.3 |  | standard |  |  |  |  | 2018-11-02 | NO | NO | NO | [6 empty] | AC | [7 empty] | NO
PJDMXPUG | Torshare Ltd | TORSHARE | T8-15W-120-GTB(4000K) | Linear Replacement Lamp | T8 Four-Foot | Dual Mode Internal Driver (UL Type A and Type B) |  | standard | YES |  | 2057 | 148.09 | 13.89 | 20.59 | 0.9015 | 4038 | 84.6 | 5 | 50000 | 2017-01-18 | Not Dimmable | Not Dimmable | NO |  | IIIJVT | [15 empty] | 84.6 |  | 1.22 | 1.28 | [6 empty] | 4.4 | 2078 | 149.71 | 13.88 | 20.59 | 0.9 | 4000 | 84.6 |  |  |  | NO | NO | NO | 2018-05-02 | 4.3 |  | standard |  |  |  |  | 2018-11-02 | NO | NO | NO | [6 empty] | AC | [7 empty] | NO
PJKEC2E8 | Torshare Ltd | TORSHARE | T8-15W-120-GTB(5000K) | Linear Replacement Lamp | T8 Four-Foot | Dual Mode Internal Driver (UL Type A and Type B) |  | standard | NO | [10 empty] | 2017-01-18 | Not Dimmable | Not Dimmable | NO |  | IIIJVT | [25 empty] | 4.4 | 2153 | 154.01 | 13.98 | 20.74 | 0.9 | 5000 | 81.9 |  |  |  | NO | NO | NO | 2018-05-02 | 4.3 |  | standard |  |  |  |  | 2018-11-02 | NO | NO | NO | [6 empty] | AC | [7 empty] | NO
PM12BHKZ | CCP-MART TECHNOLOGY CORP | CCP-MART | CCP-T-T84F12WC-5000KC | Linear Replacement Lamp | T8 Four-Foot | Dual Mode Internal Driver (UL Type A and Type B) |  | standard | NO | [10 empty] | 2017-01-11 | Not Dimmable | Not Dimmable | NO |  | YYYBGA | [25 empty] | 4.4 | 1817 | 142.29 | 12.77 | 11.03 | 0.9 | 5000 | 83 |  |  |  | NO | NO | NO | 2018-05-02 | 4.3 |  | standard |  |  |  |  | 2018-11-02 | NO | NO | NO | [6 empty] | AC | [7 empty] | NO
PZXWAE9T | LED LEADER INC. | LED LEADER | L4GA-11T8LEDMVBF45 | Linear Replacement Lamp | T8 Four-Foot | Dual Mode Internal Driver (UL Type A and Type B) |  | standard | NO | [10 empty] | 2017-01-11 | Not Dimmable | Not Dimmable | NO |  | YYYBGN | [25 empty] | 4.4 | 1608 | 145.39 | 11.06 | 16.49 | 0.9 | 4500 | 83 |  |  |  | NO | NO | NO | 2018-05-02 | 4.3 |  | standard |  |  |  |  | 2018-11-02 | NO | NO | NO | [6 empty] | AC | [7 empty] | NO
PM4S84AB | LED LEADER INC. | LED LEADER | L4GA-11T8LEDMVBF50 | Linear Replacement Lamp | T8 Four-Foot | Dual Mode Internal Driver (UL Type A and Type B) |  | standard | NO | [10 empty] | 2017-01-11 | Not Dimmable | Not Dimmable | NO |  | YYYBGN | [25 empty] | 4.4 | 1645 | 148.06 | 11.11 | 16.45 | 0.9 | 5000 | 80.4 |  |  |  | NO | NO | NO | 2018-05-02 | 4.3 |  | standard |  |  |  |  | 2018-11-02 | NO | NO | NO | [6 empty] | AC | [7 empty] | NO
PP3S15GM | LED LEADER INC. | LED LEADER | L4GA-11T8LEDMVBF35 | Linear Replacement Lamp | T8 Four-Foot | Dual Mode Internal Driver (UL Type A and Type B) |  | standard | NO | [10 empty] | 2017-01-11 | Not Dimmable | Not Dimmable | NO |  | YYYBGN | [25 empty] | 4.4 | 1608 | 145.39 | 11.06 | 16.49 | 0.9 | 3500 | 83 |  |  |  | NO | NO | NO | 2018-05-02 | 4.3 |  | standard |  |  |  |  | 2018-11-02 | NO | NO | NO | [6 empty] | AC | [7 empty] | NO
PN7C5G8R | LED LEADER INC. | LED LEADER | L4GA-11T8LEDMVBF40 | Linear Replacement Lamp | T8 Four-Foot | Dual Mode Internal Driver (UL Type A and Type B) |  | standard | NO | [10 empty] | 2017-01-11 | Not Dimmable | Not Dimmable | NO |  | YYYBGN | [25 empty] | 4.4 | 1608 | 145.39 | 11.06 | 16.49 | 0.9 | 4000 | 83 |  |  |  | NO | NO | NO | 2018-05-02 | 4.3 |  | standard |  |  |  |  | 2018-11-02 | NO | NO | NO | [6 empty] | AC | [7 empty] | NO
P1DVC7F5 | LED LEADER INC. | LED LEADER | L4GA-11T8LEDMVBF30 | Linear Replacement Lamp | T8 Four-Foot | Dual Mode Internal Driver (UL Type A and Type B) |  | standard | YES |  | 1614 | 145.01 | 11.13 | 16.49 | 0.9016 | 2939 | 83 | 5 | 50000 | 2017-01-11 | Not Dimmable | Not Dimmable | NO |  | YYYBGN | [15 empty] | 86 |  | 1.24 | 1.22 | [6 empty] | 4.4 | 1608 | 145.39 | 11.06 | 16.49 | 0.9 | 3000 | 83 |  |  |  | NO | NO | NO | 2018-05-02 | 4.3 |  | standard |  |  |  |  | 2018-11-02 | NO | NO | NO | [6 empty] | AC | [7 empty] | NO
PSCKKQ5D | Gielight Co., Ltd. | Gielight | GL-T8LO-12-15(3500K) | Linear Replacement Lamp | T8 Four-Foot | Dual Mode Internal Driver (UL Type A and Type B) |  | standard | NO | [10 empty] | 2017-01-10 | Not Dimmable | Not Dimmable | NO | Updated on 07/26/2018 | DDDITE | [25 empty] | 4.4 | 2325 | 155 | 15 | 15 | 0.9 | 3500 | 80 |  |  |  | NO | NO | NO | 2018-07-26 | 4.3 |  | standard |  |  |  |  | 2018-11-02 | NO | NO | NO | [6 empty] | AC | [7 empty] | NO
PT92JDDA | Gielight Co., Ltd. | Gielight | GL-T8LO-12-15(3000K) | Linear Replacement Lamp | T8 Four-Foot | Dual Mode Internal Driver (UL Type A and Type B) |  | standard | YES |  | 2322.6 | 150.72 | 15.41 | 14.06 | 0.918 | 2988 | 81.9 | 5 | 50000 | 2017-01-10 | Not Dimmable | Not Dimmable | NO | Updated on 07/26/2018 | DDDITE | [15 empty] | 88.5 |  | 1.18 | 1.28 | [6 empty] | 4.4 | 2325 | 155 | 15 | 15 | 0.9 | 3000 | 80 |  |  |  | NO | NO | NO | 2018-07-26 | 4.3 |  | standard |  |  |  |  | 2018-11-02 | NO | NO | NO | [6 empty] | AC | [7 empty] | NO
PF9788JX | Gielight Co., Ltd. | Gielight | GL-T8LO-12-15(4500K) | Linear Replacement Lamp | T8 Four-Foot | Dual Mode Internal Driver (UL Type A and Type B) |  | standard | NO | [10 empty] | 2017-01-10 | Not Dimmable | Not Dimmable | NO | Updated on 07/26/2018 | DDDITE | [25 empty] | 4.4 | 2325 | 155 | 15 | 15 | 0.9 | 4500 | 80 |  |  |  | NO | NO | NO | 2018-07-26 | 4.3 |  | standard |  |  |  |  | 2018-11-02 | NO | NO | NO | [6 empty] | AC | [7 empty] | NO
PZ78QX5N | Gielight Co., Ltd. | Gielight | GL-T8LO-12-15(5000K) | Linear Replacement Lamp | T8 Four-Foot | Dual Mode Internal Driver (UL Type A and Type B) |  | standard | NO | [10 empty] | 2017-01-10 | Not Dimmable | Not Dimmable | NO | Updated on 07/26/2018 | DDDITE | [25 empty] | 4.4 | 2325 | 155 | 15 | 15 | 0.9 | 5000 | 80 |  |  |  | NO | NO | NO | 2018-07-26 | 4.3 |  | standard |  |  |  |  | 2018-11-02 | NO | NO | NO | [6 empty] | AC | [7 empty] | NO
PEHYPNFS | Gielight Co., Ltd. | Gielight | GL-T8LO-12-15(4000K) | Linear Replacement Lamp | T8 Four-Foot | Dual Mode Internal Driver (UL Type A and Type B) |  | standard | NO | [10 empty] | 2017-01-10 | Not Dimmable | Not Dimmable | NO | Updated on 07/26/2018 | DDDITE | [25 empty] | 4.4 | 2325 | 155 | 15 | 15 | 0.9 | 4000 | 80 |  |  |  | NO | NO | NO | 2018-07-26 | 4.3 |  | standard |  |  |  |  | 2018-11-02 | NO | NO | NO | [6 empty] | AC | [7 empty] | NO
P77QWHDB | Gielight Co., Ltd. | Gielight | GL-T8LO-12-18(5000K) | Linear Replacement Lamp | T8 Four-Foot | Dual Mode Internal Driver (UL Type A and Type B) |  | standard | NO | [10 empty] | 2016-12-29 | Not Dimmable | Not Dimmable | NO | Updated on 07/26/2018 | MMMPBS | [25 empty] | 4.4 | 2790 | 155 | 18 | 15 | 0.9 | 5000 | 80 |  |  |  | NO | NO | NO | 2018-07-26 | 4.3 |  | standard |  |  |  |  | 2018-11-02 | NO | NO | NO | [6 empty] | AC | [7 empty] | NO
P49GPV1E | Gielight Co., Ltd. | Gielight | GL-T8LO-12-18(3500K) | Linear Replacement Lamp | T8 Four-Foot | Dual Mode Internal Driver (UL Type A and Type B) |  | standard | NO | [10 empty] | 2016-12-29 | Not Dimmable | Not Dimmable | NO | Updated on 07/26/2018 | MMMPBS | [25 empty] | 4.4 | 2790 | 155 | 18 | 15 | 0.9 | 3500 | 80 |  |  |  | NO | NO | NO | 2018-07-26 | 4.3 |  | standard |  |  |  |  | 2018-11-02 | NO | NO | NO | [6 empty] | AC | [7 empty] | NO
PBXGBHXT | Gielight Co., Ltd. | Gielight | GL-T8LO-12-18(4500K) | Linear Replacement Lamp | T8 Four-Foot | Dual Mode Internal Driver (UL Type A and Type B) |  | standard | NO | [10 empty] | 2016-12-29 | Not Dimmable | Not Dimmable | NO | Updated on 07/26/2018 | MMMPBS | [25 empty] | 4.4 | 2790 | 155 | 18 | 15 | 0.9 | 4500 | 80 |  |  |  | NO | NO | NO | 2018-07-26 | 4.3 |  | standard |  |  |  |  | 2018-11-02 | NO | NO | NO | [6 empty] | AC | [7 empty] | NO
PN61FSKT | Gielight Co., Ltd. | Gielight | GL-T8LO-12-18(4000K) | Linear Replacement Lamp | T8 Four-Foot | Dual Mode Internal Driver (UL Type A and Type B) |  | standard | NO | [10 empty] | 2016-12-29 | Not Dimmable | Not Dimmable | NO | Updated on 07/26/2018 | MMMPBS | [25 empty] | 4.4 | 2790 | 155 | 18 | 15 | 0.9 | 4000 | 80 |  |  |  | NO | NO | NO | 2018-07-26 | 4.3 |  | standard |  |  |  |  | 2018-11-02 | NO | NO | NO | [6 empty] | AC | [7 empty] | NO
PZRHX59N | Gielight Co., Ltd. | Gielight | GL-T8LO-12-18(3000K) | Linear Replacement Lamp | T8 Four-Foot | Dual Mode Internal Driver (UL Type A and Type B) |  | standard | YES |  | 2774.6 | 150.96 | 18.38 | 14.24 | 0.912 | 2952 | 81.9 | 5 | 50000 | 2016-12-29 | Not Dimmable | Not Dimmable | NO | Updated on 07/26/2018 | MMMPBS | [15 empty] | 88.5 |  | 1.18 | 1.26 | [6 empty] | 4.4 | 2790 | 155 | 18 | 15 | 0.9 | 3000 | 80 |  |  |  | NO | NO | NO | 2018-07-26 | 4.3 |  | standard |  |  |  |  | 2018-11-02 | NO | NO | NO | [6 empty] | AC | [7 empty] | NO
P3JFB75S | Luxul Technology Inc. | LUXUL | G-Lux T8 4ft BME1-45H2 | Linear Replacement Lamp | T8 Four-Foot | Replacement Lamps (plug and play) (UL Type A) |  | standard | NO | [10 empty] | 2016-12-22 | Not Dimmable | Not Dimmable | NO |  | DDDISC | [25 empty] | 4.4 | 1800 | 150 | 12 | 11 | 1 | 4500 | 80 |  |  |  | NO | NO | NO | 2018-05-02 | 4.3 |  | standard |  |  |  |  | 2018-11-02 | NO | NO | NO | [6 empty] | AC | [7 empty] | NO
P6JNPCMH | Luxul Technology Inc. | LUXUL | G-Lux T8 4ft BME1-50H2 | Linear Replacement Lamp | T8 Four-Foot | Replacement Lamps (plug and play) (UL Type A) |  | standard | NO | [10 empty] | 2016-12-22 | Not Dimmable | Not Dimmable | NO |  | DDDISC | [25 empty] | 4.4 | 1800 | 150 | 12 | 11 | 1 | 5000 | 80 |  |  |  | NO | NO | NO | 2018-05-02 | 4.3 |  | standard |  |  |  |  | 2018-11-02 | NO | NO | NO | [6 empty] | AC | [7 empty] | NO
P75Y8ESM | Luxul Technology Inc. | LUXUL | G-Lux T8 4ft BME1-40H2 | Linear Replacement Lamp | T8 Four-Foot | Replacement Lamps (plug and play) (UL Type A) |  | standard | YES |  | 2016.2 | 139.76 | 14.43 | 11.04 | 0.9604 | 3885 | 84.6 | 5 | 50000 | 2016-12-22 | Not Dimmable | Not Dimmable | NO |  | DDDISC | [15 empty] | 88.1 |  | 1.26 | 1.42 | [6 empty] | 4.4 | 1800 | 150 | 12 | 11 | 1 | 4000 | 80 |  |  |  | NO | NO | NO | 2018-05-02 | 4.3 |  | standard |  |  |  |  | 2018-11-02 | NO | NO | NO | [6 empty] | AC | [7 empty] | NO
PYTRRBFX | Luxul Technology Inc. | LUXUL | G-Lux T8 4ft BME1-50H2 | Linear Replacement Lamp | T8 Four-Foot | Replacement Lamps (plug and play) (UL Type A) |  | standard | NO | [10 empty] | 2016-12-16 | Not Dimmable | Not Dimmable | NO |  | YYYAZE | [25 empty] | 4.4 | 1800 | 150 | 12 | 11 | 1 | 5000 | 80 |  |  |  | NO | NO | NO | 2018-05-02 | 4.3 |  | standard |  |  |  |  | 2018-11-02 | NO | NO | NO | [6 empty] | AC | [7 empty] | NO
PEU25B53 | Luxul Technology Inc. | LUXUL | G-Lux T8 4ft BME1-45H2 | Linear Replacement Lamp | T8 Four-Foot | Replacement Lamps (plug and play) (UL Type A) |  | standard | NO | [10 empty] | 2016-12-16 | Not Dimmable | Not Dimmable | NO |  | YYYAZE | [25 empty] | 4.4 | 1800 | 150 | 12 | 11 | 1 | 4500 | 80 |  |  |  | NO | NO | NO | 2018-05-02 | 4.3 |  | standard |  |  |  |  | 2018-11-02 | NO | NO | NO | [6 empty] | AC | [7 empty] | NO
P56AW8FG | Luxul Technology Inc. | LUXUL | G-Lux T8 4ft BME1-40H2 | Linear Replacement Lamp | T8 Four-Foot | Replacement Lamps (plug and play) (UL Type A) |  | standard | YES |  | 2016.2 | 139.76 | 14.43 | 11.04 | 0.9604 | 3885 | 84.6 | 5 | 50000 | 2016-12-16 | Not Dimmable | Not Dimmable | NO |  | YYYAZE | [15 empty] | 88.1 |  | 1.26 | 1.42 | [6 empty] | 4.4 | 1800 | 150 | 12 | 11 | 1 | 4000 | 80 |  |  |  | NO | NO | NO | 2018-05-02 | 4.3 |  | standard |  |  |  |  | 2018-11-02 | NO | NO | NO | [6 empty] | AC | [7 empty] | NO
PKE8RS77 | NEUTEX ADVANCED ENERGY GROUP | NEUTEX ADVANCED ENERGY GROUP INC | TBCCC4DY12K45 | Linear Replacement Lamp | T8 Four-Foot | Dual Mode Internal Driver (UL Type A and Type B) |  | standard | NO | [10 empty] | 2016-11-14 | Not Dimmable | Not Dimmable | NotYetVerified |  | EAEEGB | [25 empty] | 4.4 | 1800 | 150 | 12 | 11.66 | 0.9 | 4500 | 80 |  |  |  | NO | NO | NO | 2018-05-02 | 4.3 |  | standard |  |  |  |  | 2018-11-02 | NO | NO | NO | [6 empty] | AC | [7 empty] | NO
PNTPF4QB | NEUTEX ADVANCED ENERGY GROUP | NEUTEX ADVANCED ENERGY GROUP INC | TBCCC4DY12K40 | Linear Replacement Lamp | T8 Four-Foot | Dual Mode Internal Driver (UL Type A and Type B) |  | standard | NO | [10 empty] | 2016-11-14 | Not Dimmable | Not Dimmable | NotYetVerified |  | EAEEGB | [25 empty] | 4.4 | 1800 | 150 | 12 | 11.66 | 0.9 | 4000 | 80 |  |  |  | NO | NO | NO | 2018-05-02 | 4.3 |  | standard |  |  |  |  | 2018-11-02 | NO | NO | NO | [6 empty] | AC | [7 empty] | NO
PC1DPDX7 | NEUTEX ADVANCED ENERGY GROUP | NEUTEX ADVANCED ENERGY GROUP INC | TBCCC4DY12K50 | Linear Replacement Lamp | T8 Four-Foot | Dual Mode Internal Driver (UL Type A and Type B) |  | standard | NO | [10 empty] | 2016-11-14 | Not Dimmable | Not Dimmable | NotYetVerified |  | EAEEGB | [25 empty] | 4.4 | 1800 | 150 | 12 | 11.66 | 0.9 | 5000 | 80 |  |  |  | NO | NO | NO | 2018-05-02 | 4.3 |  | standard |  |  |  |  | 2018-11-02 | NO | NO | NO | [6 empty] | AC | [7 empty] | NO
PJDXBXGF | Global Energy & Lighting | Global Energy & Lighting | GLEDT82-4'-12W-4500-CC-D | Linear Replacement Lamp | T8 Four-Foot | Dual Mode Internal Driver (UL Type A and Type B) |  | standard | NO | [10 empty] | 2016-11-07 | Not Dimmable | Not Dimmable | NotYetVerified |  | JJJMIW | [25 empty] | 4.4 | 1800 | 150 | 12 | 11.66 | 0.9 | 4500 | 80 |  |  |  | NO | NO | NO | 2018-05-02 | 4.3 |  | standard |  |  |  |  | 2018-11-02 | NO | NO | NO | [6 empty] | AC | [7 empty] | NO
PJQ3XAJW | Global Energy & Lighting | Global Energy & Lighting | GLEDT82-4'-12W-5000-CC-D | Linear Replacement Lamp | T8 Four-Foot | Dual Mode Internal Driver (UL Type A and Type B) |  | standard | NO | [10 empty] | 2016-11-07 | Not Dimmable | Not Dimmable | NotYetVerified |  | JJJMIW | [25 empty] | 4.4 | 1800 | 150 | 12 | 11.66 | 0.9 | 5000 | 80 |  |  |  | NO | NO | NO | 2018-05-02 | 4.3 |  | standard |  |  |  |  | 2018-11-02 | NO | NO | NO | [6 empty] | AC | [7 empty] | NO
PZCQRHEU | Global Energy & Lighting | Global Energy & Lighting | GLEDT82-4'-12W-4000-CC-D | Linear Replacement Lamp | T8 Four-Foot | Dual Mode Internal Driver (UL Type A and Type B) |  | standard | NO | [10 empty] | 2016-11-07 | Not Dimmable | Not Dimmable | NotYetVerified |  | JJJMIW | [25 empty] | 4.4 | 1800 | 150 | 12 | 11.66 | 0.9 | 4000 | 80 |  |  |  | NO | NO | NO | 2018-05-02 | 4.3 |  | standard |  |  |  |  | 2018-11-02 | NO | NO | NO | [6 empty] | AC | [7 empty] | NO
PYVG6KSZ | ARKSMART INC | ARK SMART | ARK/UB/10K(4000K) | Linear Replacement Lamp | T8 Four-Foot | Dual Mode Internal Driver (UL Type A and Type B) |  | standard | NO | [10 empty] | 2016-11-04 | Not Dimmable | Not Dimmable | NO |  | EAEEFD | [25 empty] | 4.4 | 1608 | 145.39 | 11.06 | 16.49 | 0.9 | 4000 | 83 |  |  |  | NO | NO | NO | 2018-05-02 | 4.3 |  | standard |  |  |  |  | 2018-11-02 | NO | NO | NO | [6 empty] | AC | [7 empty] | NO
PSN3KMP6 | ARKSMART INC | ARK SMART | ARK/UB/10K(3500K) | Linear Replacement Lamp | T8 Four-Foot | Dual Mode Internal Driver (UL Type A and Type B) |  | standard | NO | [10 empty] | 2016-11-04 | Not Dimmable | Not Dimmable | NO |  | EAEEFD | [25 empty] | 4.4 | 1608 | 145.39 | 11.06 | 16.49 | 0.9 | 3500 | 83 |  |  |  | NO | NO | NO | 2018-05-02 | 4.3 |  | standard |  |  |  |  | 2018-11-02 | NO | NO | NO | [6 empty] | AC | [7 empty] | NO
PVBMA1Z8 | ARKSMART INC | ARK SMART | ARK/UB/10K(5000K) | Linear Replacement Lamp | T8 Four-Foot | Dual Mode Internal Driver (UL Type A and Type B) |  | standard | NO | [10 empty] | 2016-11-04 | Not Dimmable | Not Dimmable | NO |  | EAEEFD | [25 empty] | 4.4 | 1645 | 148.06 | 11.11 | 16.45 | 0.9 | 5000 | 80.4 |  |  |  | NO | NO | NO | 2018-05-02 | 4.3 |  | standard |  |  |  |  | 2018-11-02 | NO | NO | NO | [6 empty] | AC | [7 empty] | NO
PVXYMCN1 | ARKSMART INC | ARK SMART | ARK/UB/10K(3000K) | Linear Replacement Lamp | T8 Four-Foot | Dual Mode Internal Driver (UL Type A and Type B) |  | standard | YES |  | 1614 | 145.01 | 11.13 | 16.49 | 0.9016 | 2939 | 83 | 5 | 50000 | 2016-11-04 | Not Dimmable | Not Dimmable | NO |  | EAEEFD | [15 empty] | 86 |  | 1.24 | 1.22 | [6 empty] | 4.4 | 1608 | 145.39 | 11.06 | 16.49 | 0.9 | 3000 | 83 |  |  |  | NO | NO | NO | 2018-05-02 | 4.3 |  | standard |  |  |  |  | 2018-11-02 | NO | NO | NO | [6 empty] | AC | [7 empty] | NO
PQ6GUXR7 | ARKSMART INC | ARK SMART | ARK/UB/10K(4500K) | Linear Replacement Lamp | T8 Four-Foot | Dual Mode Internal Driver (UL Type A and Type B) |  | standard | NO | [10 empty] | 2016-11-04 | Not Dimmable | Not Dimmable | NO |  | EAEEFD | [25 empty] | 4.4 | 1608 | 145.39 | 11.06 | 16.49 | 0.9 | 4500 | 83 |  |  |  | NO | NO | NO | 2018-05-02 | 4.3 |  | standard |  |  |  |  | 2018-11-02 | NO | NO | NO | [6 empty] | AC | [7 empty] | NO
PD9VR4D2 | CCP-MART TECHNOLOGY CORP | CCP-MART | CCP-T-T84F15WC-4000KC | Linear Replacement Lamp | T8 Four-Foot | Dual Mode Internal Driver (UL Type A and Type B) |  | standard | NO | [10 empty] | 2016-10-28 | Not Dimmable | Not Dimmable | NO |  | WWWARY | [25 empty] | 4.4 | 2146 | 141.82 | 15.13 | 12.34 | 0.9 | 4000 | 83.2 |  |  |  | NO | NO | NO | 2018-05-02 | 4.3 |  | standard |  |  |  |  | 2018-11-02 | NO | NO | NO | [6 empty] | AC | [7 empty] | NO
PH5VV8SS | CCP-MART TECHNOLOGY CORP | CCP-MART | CCP-T-T84F15WC-5000KC | Linear Replacement Lamp | T8 Four-Foot | Dual Mode Internal Driver (UL Type A and Type B) |  | standard | NO | [10 empty] | 2016-10-28 | Not Dimmable | Not Dimmable | NO |  | WWWARY | [25 empty] | 4.4 | 2232 | 146.18 | 15.27 | 12.44 | 0.9 | 5000 | 84.2 |  |  |  | NO | NO | NO | 2018-05-02 | 4.3 |  | standard |  |  |  |  | 2018-11-02 | NO | NO | NO | [6 empty] | AC | [7 empty] | NO
PD35YRTK | CCP-MART TECHNOLOGY CORP | CCP-MART | CCP-T-T84F18WC-5000KC | Linear Replacement Lamp | T8 Four-Foot | Dual Mode Internal Driver (UL Type A and Type B) |  | standard | NO | [10 empty] | 2016-10-28 | Not Dimmable | Not Dimmable | NO |  | WWWARY | [25 empty] | 4.4 | 2464 | 142.91 | 17.24 | 14.12 | 0.9 | 5000 | 84.2 |  |  |  | NO | NO | NO | 2018-05-02 | 4.3 |  | standard |  |  |  |  | 2018-11-02 | NO | NO | NO | [6 empty] | AC | [7 empty] | NO
P2EA9KVK | Silver Stream AiCos | Silver Stream | SST8NB808-10A (4500K) | Linear Replacement Lamp | T8 Four-Foot | Replacement Lamps (plug and play) (UL Type A) |  | standard | NO | [10 empty] | 2016-10-28 | Not Dimmable | Not Dimmable | NO |  | WWWARN | [25 empty] | 4.4 | 1734 | 160 | 10 | 20 | 0.95 | 4500 | 83 |  |  |  | NO | NO | NO | 2018-05-02 | 4.3 |  | standard |  |  |  |  | 2018-11-02 | NO | NO | NO | [6 empty] | AC | [7 empty] | NO
P2C3813B | Silver Stream AiCos | Silver Stream | SST8NB808-10A (5000K) | Linear Replacement Lamp | T8 Four-Foot | Replacement Lamps (plug and play) (UL Type A) |  | standard | NO | [10 empty] | 2016-10-28 | Not Dimmable | Not Dimmable | NO |  | WWWARN | [25 empty] | 4.4 | 1734 | 160 | 10 | 20 | 0.95 | 5000 | 83 |  |  |  | NO | NO | NO | 2018-05-02 | 4.3 |  | standard |  |  |  |  | 2018-11-02 | NO | NO | NO | [6 empty] | AC | [7 empty] | NO
PG89CU9E | Silver Stream AiCos | Silver Stream | SST8NB808-10A (3000K) | Linear Replacement Lamp | T8 Four-Foot | Replacement Lamps (plug and play) (UL Type A) |  | standard | YES |  | 1662.59 | 130.2 | 12.77 | 7.39 | 0.9684 | 3021 | 82.6 | 5 | 50000 | 2016-10-28 | Not Dimmable | Not Dimmable | NO |  | WWWARN | [15 empty] | 85.5 |  | 1.28 | 1.24 | [6 empty] | 4.4 | 1615 | 150 | 10 | 20 | 0.95 | 3000 | 83 |  |  |  | NO | NO | NO | 2018-05-02 | 4.3 |  | standard |  |  |  |  | 2018-11-02 | NO | NO | NO | [6 empty] | AC | [7 empty] | NO
P1PYXD7J | Silver Stream AiCos | Silver Stream | SST8NB808-10A (4000K) | Linear Replacement Lamp | T8 Four-Foot | Replacement Lamps (plug and play) (UL Type A) |  | standard | NO | [10 empty] | 2016-10-28 | Not Dimmable | Not Dimmable | NO |  | WWWARN | [25 empty] | 4.4 | 1650 | 160 | 10 | 20 | 0.95 | 4000 | 83 |  |  |  | NO | NO | NO | 2018-05-02 | 4.3 |  | standard |  |  |  |  | 2018-11-02 | NO | NO | NO | [6 empty] | AC | [7 empty] | NO
P3JUK3TT | Silver Stream AiCos | Silver Stream | SST8NB808-10A (3500K) | Linear Replacement Lamp | T8 Four-Foot | Replacement Lamps (plug and play) (UL Type A) |  | standard | NO | [10 empty] | 2016-10-28 | Not Dimmable | Not Dimmable | NO |  | WWWARN | [25 empty] | 4.4 | 1620 | 150 | 10 | 20 | 0.95 | 3500 | 83 |  |  |  | NO | NO | NO | 2018-05-02 | 4.3 |  | standard |  |  |  |  | 2018-11-02 | NO | NO | NO | [6 empty] | AC | [7 empty] | NO
P31HEG7H | Xiamen Bymea Lighting Co., Ltd | BYMEA | T08J11-40H2 | Linear Replacement Lamp | T8 Four-Foot | Replacement Lamps (plug and play) (UL Type A) |  | standard | YES |  | 2016.2 | 139.76 | 14.43 | 11.04 | 0.9604 | 3885 | 84.6 | 5 | 50000 | 2016-10-21 | Not Dimmable | Not Dimmable | NO |  | LLLAWB | [15 empty] | 88.1 |  | 1.26 | 1.42 | [6 empty] | 4.4 | 1800 | 150 | 12 | 11 | 1 | 4000 | 80 |  |  |  | NO | NO | NO | 2018-05-02 | 4.3 |  | standard |  |  |  |  | 2018-11-02 | NO | NO | NO | [6 empty] | AC | [7 empty] | NO
P97QDGEK | Xiamen Bymea Lighting Co., Ltd | BYMEA | T08J11-50H2 | Linear Replacement Lamp | T8 Four-Foot | Replacement Lamps (plug and play) (UL Type A) |  | standard | NO | [10 empty] | 2016-10-21 | Not Dimmable | Not Dimmable | NO |  | LLLAWB | [25 empty] | 4.4 | 1800 | 150 | 12 | 11 | 1 | 5000 | 80 |  |  |  | NO | NO | NO | 2018-05-02 | 4.3 |  | standard |  |  |  |  | 2018-11-02 | NO | NO | NO | [6 empty] | AC | [7 empty] | NO
P4YY3UJ3 | Xiamen Bymea Lighting Co., Ltd | BYMEA | T08J11-45H2 | Linear Replacement Lamp | T8 Four-Foot | Replacement Lamps (plug and play) (UL Type A) |  | standard | NO | [10 empty] | 2016-10-21 | Not Dimmable | Not Dimmable | NO |  | LLLAWB | [25 empty] | 4.4 | 1800 | 150 | 12 | 11 | 1 | 4500 | 80 |  |  |  | NO | NO | NO | 2018-05-02 | 4.3 |  | standard |  |  |  |  | 2018-11-02 | NO | NO | NO | [6 empty] | AC | [7 empty] | NO
P91AKAW4 | LED LEADER INC. | LED LEADER | L4PC-10T8LEDMVBF30 | Linear Replacement Lamp | T8 Four-Foot | Replacement Lamps (plug and play) (UL Type A) |  | standard | YES |  | 1662.59 | 130.2 | 12.77 | 7.39 | 0.9684 | 3021 | 82.6 | 5 | 50000 | 2016-10-14 | Not Dimmable | Not Dimmable | NO |  | VVVVQZ | [15 empty] | 85.5 |  | 1.28 | 1.24 | [6 empty] | 4.4 | 1615 | 150 | 10 | 20 | 0.95 | 3000 | 83 |  |  |  | NO | NO | NO | 2018-05-02 | 4.3 |  | standard |  |  |  |  | 2018-11-02 | NO | NO | NO | [6 empty] | AC | [7 empty] | NO
PS2FPMNA | LED LEADER INC. | LED LEADER | L4PC-10T8LEDMVBF35 | Linear Replacement Lamp | T8 Four-Foot | Replacement Lamps (plug and play) (UL Type A) |  | standard | NO | [10 empty] | 2016-10-14 | Not Dimmable | Not Dimmable | NO |  | VVVVQZ | [25 empty] | 4.4 | 1620 | 150 | 10 | 20 | 0.95 | 3500 | 83 |  |  |  | NO | NO | NO | 2018-05-02 | 4.3 |  | standard |  |  |  |  | 2018-11-02 | NO | NO | NO | [6 empty] | AC | [7 empty] | NO
P5FCRNQ8 | LED LEADER INC. | LED LEADER | L4PC-10T8LEDMVBF40 | Linear Replacement Lamp | T8 Four-Foot | Replacement Lamps (plug and play) (UL Type A) |  | standard | NO | [10 empty] | 2016-10-14 | Not Dimmable | Not Dimmable | NO |  | VVVVQZ | [25 empty] | 4.4 | 1650 | 160 | 10 | 20 | 0.95 | 4000 | 83 |  |  |  | NO | NO | NO | 2018-05-02 | 4.3 |  | standard |  |  |  |  | 2018-11-02 | NO | NO | NO | [6 empty] | AC | [7 empty] | NO
PMN1AAPC | LED LEADER INC. | LED LEADER | L4PC-10T8LEDMVBF45 | Linear Replacement Lamp | T8 Four-Foot | Replacement Lamps (plug and play) (UL Type A) |  | standard | NO | [10 empty] | 2016-10-14 | Not Dimmable | Not Dimmable | NO |  | VVVVQZ | [25 empty] | 4.4 | 1734 | 160 | 10 | 20 | 0.95 | 4500 | 83 |  |  |  | NO | NO | NO | 2018-05-02 | 4.3 |  | standard |  |  |  |  | 2018-11-02 | NO | NO | NO | [6 empty] | AC | [7 empty] | NO
P7ESAGVF | Luxul Technology Inc. | LUXUL | Q-Lux T8 4ft Q2 5000K | Linear Replacement Lamp | T8 Four-Foot | Replacement Lamps (plug and play) (UL Type A) |  | standard | NO | [10 empty] | 2016-10-11 | Not Dimmable | Not Dimmable | NO |  | MMMOXR | [25 empty] | 4.4 | 2188.4 | 147.94 | 14.79 | 10.62 | 0.95 | 4967 | 81.3 |  |  |  | NO | NO | NO | 2018-05-02 | 4.3 |  | standard |  |  |  |  | 2018-11-02 | NO | NO | NO | [6 empty] | AC | [7 empty] | NO
PTPYA6BG | TGL Inc. | TGL Smart 360 | TGLSM360-T84FT-10W-400K | Linear Replacement Lamp | T8 Four-Foot | Replacement Lamps (plug and play) (UL Type A) |  | standard | NO | [10 empty] | 2016-10-10 | Not Dimmable | Not Dimmable | NO |  | JJJMEY | [25 empty] | 4.4 | 1650 | 160 | 10 | 20 | 0.95 | 4000 | 83 |  |  |  | NO | NO | NO | 2018-05-02 | 4.3 |  | standard |  |  |  |  | 2018-11-02 | NO | NO | NO | [6 empty] | AC | [7 empty] | NO
PCMP67SD | TGL Inc. | TGL Smart 360 | TGLSM360-T84FT-10W-350K | Linear Replacement Lamp | T8 Four-Foot | Replacement Lamps (plug and play) (UL Type A) |  | standard | NO | [10 empty] | 2016-10-10 | Not Dimmable | Not Dimmable | NO |  | JJJMEY | [25 empty] | 4.4 | 1620 | 150 | 10 | 20 | 0.95 | 3500 | 83 |  |  |  | NO | NO | NO | 2018-05-02 | 4.3 |  | standard |  |  |  |  | 2018-11-02 | NO | NO | NO | [6 empty] | AC | [7 empty] | NO
PQ3G4PDV | TGL Inc. | TGL Smart 360 | TGLSM360-T84FT-10W-500K | Linear Replacement Lamp | T8 Four-Foot | Replacement Lamps (plug and play) (UL Type A) |  | standard | NO | [10 empty] | 2016-10-10 | Not Dimmable | Not Dimmable | NO |  | JJJMEY | [25 empty] | 4.4 | 1734 | 160 | 10 | 20 | 0.95 | 5000 | 83 |  |  |  | NO | NO | NO | 2018-05-02 | 4.3 |  | standard |  |  |  |  | 2018-11-02 | NO | NO | NO | [6 empty] | AC | [7 empty] | NO
PYDVQ9E2 | TGL Inc. | TGL Smart 360 | TGLSM360-T84FT-10W-450K | Linear Replacement Lamp | T8 Four-Foot | Replacement Lamps (plug and play) (UL Type A) |  | standard | NO | [10 empty] | 2016-10-10 | Not Dimmable | Not Dimmable | NO |  | JJJMEY | [25 empty] | 4.4 | 1734 | 160 | 10 | 20 | 0.95 | 4500 | 83 |  |  |  | NO | NO | NO | 2018-05-02 | 4.3 |  | standard |  |  |  |  | 2018-11-02 | NO | NO | NO | [6 empty] | AC | [7 empty] | NO
PXZNZAWH | TGL Inc. | TGL Smart 360 | TGLSM360-T84FT-10W-300K | Linear Replacement Lamp | T8 Four-Foot | Replacement Lamps (plug and play) (UL Type A) |  | standard | YES |  | 1662.59 | 130.2 | 12.77 | 7.39 | 0.9684 | 3021 | 82.6 | 5 | 50000 | 2016-10-10 | Not Dimmable | Not Dimmable | NO |  | JJJMEY | [15 empty] | 85.5 |  | 1.28 | 1.24 | [6 empty] | 4.4 | 1615 | 150 | 10 | 20 | 0.95 | 3000 | 83 |  |  |  | NO | NO | NO | 2018-05-02 | 4.3 |  | standard |  |  |  |  | 2018-11-02 | NO | NO | NO | [6 empty] | AC | [7 empty] | NO
PVXGK8X5 | Enersave LEDs, Inc. | Enersave LEDs | LEDT8 32/12-410-E-FSF | Linear Replacement Lamp | T8 Four-Foot | Replacement Lamps (plug and play) (UL Type A) |  | standard | YES |  | 1773.09 | 153 | 11.63 | 11 | 0.94 | 4077 | 85 | 5 | 50000 | 2016-10-06 | Not Dimmable | Not Dimmable | NO |  | VVVVQH | [15 empty] | 89.6 |  | 1.18 | 1.38 | [6 empty] | 4.4 | 1773.09 | 153 | 11.63 | 11 | 0.94 | 4077 | 85 |  |  |  | NO | NO | NO | 2018-05-02 | 4.3 |  | standard |  |  |  |  | 2018-11-02 | NO | NO | NO | [6 empty] | AC | [7 empty] | NO
P4XXZZAT | Enersave LEDs, Inc. | Enersave LEDs | LEDT8 32/12-500-E-FSF | Linear Replacement Lamp | T8 Four-Foot | Replacement Lamps (plug and play) (UL Type A) |  | standard | NO | [10 empty] | 2016-10-06 | Not Dimmable | Not Dimmable | NO |  | VVVVQH | [25 empty] | 4.4 | 1784.79 | 154 | 11.56 | 11 | 0.94 | 5070 | 84 |  |  |  | NO | NO | NO | 2018-05-02 | 4.3 |  | standard |  |  |  |  | 2018-11-02 | NO | NO | NO | [6 empty] | AC | [7 empty] | NO
PRXQB1J6 | LMS ENERGY | LMS energy | LMS Energy/LMS HLG 12W(3000K) | Linear Replacement Lamp | T8 Four-Foot | Dual Mode Internal Driver (UL Type A and Type B) |  | standard | YES |  | 1782 | 141.09 | 12.63 | 16.59 | 0.9132 | 3098 | 84 | 5 | 50000 | 2016-09-30 | Not Dimmable | Not Dimmable | NotYetVerified |  | DDDIGT | [15 empty] | 85.5 |  | 1.36 | 1.26 | [6 empty] | 4.4 | 1782 | 141.09 | 12.63 | 16.59 | 0.9132 | 3000 | 83.6 |  |  |  | NO | NO | NO | 2018-05-02 | 4.3 |  | standard |  |  |  |  | 2018-11-02 | NO | NO | NO | [6 empty] | AC | [7 empty] | NO
PFCUBTCA | LMS ENERGY | LMS energy | LMS Energy/LMS HLG 12W(5000K) | Linear Replacement Lamp | T8 Four-Foot | Dual Mode Internal Driver (UL Type A and Type B) |  | standard | NO | [10 empty] | 2016-09-30 | Not Dimmable | Not Dimmable | NotYetVerified |  | DDDIGT | [25 empty] | 4.4 | 1892 | 148.63 | 12.73 | 16.09 | 0.9137 | 5000 | 82.1 |  |  |  | NO | NO | NO | 2018-05-02 | 4.3 |  | standard |  |  |  |  | 2018-11-02 | NO | NO | NO | [6 empty] | AC | [7 empty] | NO
PZR6UCRK | LMS ENERGY | LMS energy | LMS Energy/LMS HLG 12W(4000K) | Linear Replacement Lamp | T8 Four-Foot | Dual Mode Internal Driver (UL Type A and Type B) |  | standard | NO | [10 empty] | 2016-09-30 | Not Dimmable | Not Dimmable | NotYetVerified |  | DDDIGT | [25 empty] | 4.4 | 1782 | 141.09 | 12.63 | 16.59 | 0.9132 | 4000 | 83.6 |  |  |  | NO | NO | NO | 2018-05-02 | 4.3 |  | standard |  |  |  |  | 2018-11-02 | NO | NO | NO | [6 empty] | AC | [7 empty] | NO
PKWBND1Y | Energy Efficiency Holdings, LLC | Every Watt Matters | T8-48-10-MDN-FG33-830-B2-304 | Linear Replacement Lamp | T8 Four-Foot | Replacement Lamps (plug and play) (UL Type A) |  | standard | YES |  | 1662.59 | 130.2 | 12.77 | 7.39 | 0.9684 | 3021 | 82.6 | 5 | 50000 | 2016-09-26 | Not Dimmable | Not Dimmable | NO |  | WWWAMP | [15 empty] | 85.5 |  | 1.28 | 1.24 | [6 empty] | 4.4 | 1615 | 150 | 10 | 20 | 0.95 | 3000 | 83 |  |  |  | NO | NO | NO | 2018-05-02 | 4.3 |  | standard |  |  |  |  | 2018-11-02 | NO | NO | NO | [6 empty] | AC | [7 empty] | NO
P5UZ6FHM | Energy Efficiency Holdings, LLC | Every Watt Matters | T8-48-10-MDN-FG33-840-B2-304 | Linear Replacement Lamp | T8 Four-Foot | Replacement Lamps (plug and play) (UL Type A) |  | standard | NO | [10 empty] | 2016-09-26 | Not Dimmable | Not Dimmable | NO |  | WWWAMP | [25 empty] | 4.4 | 1650 | 160 | 10 | 20 | 0.95 | 4000 | 83 |  |  |  | NO | NO | NO | 2018-05-02 | 4.3 |  | standard |  |  |  |  | 2018-11-02 | NO | NO | NO | [6 empty] | AC | [7 empty] | NO
PRWCGVW5 | Energy Efficiency Holdings, LLC | Every Watt Matters | T8-48-10-MDN-FG33-845-B2-304 | Linear Replacement Lamp | T8 Four-Foot | Replacement Lamps (plug and play) (UL Type A) |  | standard | NO | [10 empty] | 2016-09-26 | Not Dimmable | Not Dimmable | NO |  | WWWAMP | [25 empty] | 4.4 | 1734 | 160 | 10 | 20 | 0.95 | 4500 | 83 |  |  |  | NO | NO | NO | 2018-05-02 | 4.3 |  | standard |  |  |  |  | 2018-11-02 | NO | NO | NO | [6 empty] | AC | [7 empty] | NO
PSPFXTD4 | Energy Efficiency Holdings, LLC | Every Watt Matters | T8-48-10-MDN-FG33-835-B2-304 | Linear Replacement Lamp | T8 Four-Foot | Replacement Lamps (plug and play) (UL Type A) |  | standard | NO | [10 empty] | 2016-09-26 | Not Dimmable | Not Dimmable | NO |  | WWWAMP | [25 empty] | 4.4 | 1620 | 150 | 10 | 20 | 0.95 | 3500 | 83 |  |  |  | NO | NO | NO | 2018-05-02 | 4.3 |  | standard |  |  |  |  | 2018-11-02 | NO | NO | NO | [6 empty] | AC | [7 empty] | NO
PMU37G8X | Energy Efficiency Holdings, LLC | Every Watt Matters | T8-48-10-MDN-FG33-850-B2-304 | Linear Replacement Lamp | T8 Four-Foot | Replacement Lamps (plug and play) (UL Type A) |  | standard | NO | [10 empty] | 2016-09-26 | Not Dimmable | Not Dimmable | NO |  | WWWAMP | [25 empty] | 4.4 | 1734 | 160 | 10 | 20 | 0.95 | 5000 | 83 |  |  |  | NO | NO | NO | 2018-05-02 | 4.3 |  | standard |  |  |  |  | 2018-11-02 | NO | NO | NO | [6 empty] | AC | [7 empty] | NO
PYDSWQS2 | Optimal LED | OPTIMALLED | 9313NX1621W40AGCO | Linear Replacement Lamp | T8 Four-Foot | Replacement Lamps (plug and play) (UL Type A) |  | standard | NO | [10 empty] | 2016-09-19 | Not Dimmable | Not Dimmable | NotYetVerified | Product updated on 5/20/2017 | KKKZGY | [25 empty] | 4.4 | 2300 | 142 | 16.2 | 11.28 | 0.9057 | 4000 | 81.6 |  |  |  | NO | NO | NO | 2018-05-02 | 4.3 |  | standard |  |  |  |  | 2018-11-02 | NO | NO | NO | [6 empty] | AC | [7 empty] | NO
PVEMD2U6 | Optimal LED | OPTIMALLED | 9313NX1621W30AGCO | Linear Replacement Lamp | T8 Four-Foot | Replacement Lamps (plug and play) (UL Type A) |  | standard | NO | [10 empty] | 2016-09-19 | Not Dimmable | Not Dimmable | NotYetVerified | Product updated on 5/20/2017 | KKKZGY | [25 empty] | 4.4 | 2300 | 142 | 16.2 | 11.28 | 0.9057 | 3000 | 81.6 |  |  |  | NO | NO | NO | 2018-05-02 | 4.3 |  | standard |  |  |  |  | 2018-11-02 | NO | NO | NO | [6 empty] | AC | [7 empty] | NO
PVH1JJJZ | Optimal LED | OPTIMALLED | 9313NX1621W50AGCO | Linear Replacement Lamp | T8 Four-Foot | Replacement Lamps (plug and play) (UL Type A) |  | standard | NO | [10 empty] | 2016-09-19 | Not Dimmable | Not Dimmable | NotYetVerified | Product updated on 5/20/2017 | KKKZGY | [25 empty] | 4.4 | 2300 | 142 | 16.2 | 11.28 | 0.9048 | 5000 | 81.6 |  |  |  | NO | NO | NO | 2018-05-02 | 4.3 |  | standard |  |  |  |  | 2018-11-02 | NO | NO | NO | [6 empty] | AC | [7 empty] | NO
PVVYDXFK | Parth I Inc, dba midwest circuits | Midwest circuits | MC-T8-4-12WB-45CF | Linear Replacement Lamp | T8 Four-Foot | Dual Mode Internal Driver (UL Type A and Type B) |  | standard | NO | [10 empty] | 2016-09-13 | Not Dimmable | Not Dimmable | NotYetVerified |  | VVVVMI | [25 empty] | 4.4 | 1800 | 150 | 12 | 11.66 | 0.9 | 4500 | 80 |  |  |  | NO | NO | NO | 2018-05-02 | 4.3 |  | standard |  |  |  |  | 2018-11-02 | NO | NO | NO | [6 empty] | AC | [7 empty] | NO
PHFFK7DD | Parth I Inc, dba midwest circuits | Midwest circuits | MC-T8-4-12WB-50CF | Linear Replacement Lamp | T8 Four-Foot | Dual Mode Internal Driver (UL Type A and Type B) |  | standard | NO | [10 empty] | 2016-09-13 | Not Dimmable | Not Dimmable | NotYetVerified |  | VVVVMI | [25 empty] | 4.4 | 1800 | 150 | 12 | 11.66 | 0.9 | 5000 | 80 |  |  |  | NO | NO | NO | 2018-05-02 | 4.3 |  | standard |  |  |  |  | 2018-11-02 | NO | NO | NO | [6 empty] | AC | [7 empty] | NO
PN9TX4VG | Parth I Inc, dba midwest circuits | Midwest circuits | MC-T8-4-12WB-40CF | Linear Replacement Lamp | T8 Four-Foot | Dual Mode Internal Driver (UL Type A and Type B) |  | standard | NO | [10 empty] | 2016-09-13 | Not Dimmable | Not Dimmable | NotYetVerified |  | VVVVMI | [25 empty] | 4.4 | 1800 | 150 | 12 | 11.66 | 0.9 | 4000 | 80 |  |  |  | NO | NO | NO | 2018-05-02 | 4.3 |  | standard |  |  |  |  | 2018-11-02 | NO | NO | NO | [6 empty] | AC | [7 empty] | NO
PJ6SWG9T | Hyperikon, Inc. | Hyperikon | HyperBC15-4C-40 | Linear Replacement Lamp | T8 Four-Foot | Dual Mode Internal Driver (UL Type A and Type B) |  | standard | NO | [10 empty] | 2016-09-07 | Not Dimmable | Not Dimmable | NO |  | DDDIDF | [25 empty] | 4.4 | 2146 | 141.82 | 15.13 | 12.34 | 0.9 | 4000 | 83.2 |  |  |  | NO | NO | NO | 2018-05-02 | 4.3 |  | standard |  |  |  |  | 2018-11-02 | NO | NO | NO | [6 empty] | AC | [7 empty] | NO
PDP5MW3Y | Hyperikon, Inc. | Hyperikon | HyperBC12-4C-50 | Linear Replacement Lamp | T8 Four-Foot | Dual Mode Internal Driver (UL Type A and Type B) |  | standard | NO | [10 empty] | 2016-09-07 | Not Dimmable | Not Dimmable | NO |  | DDDIDF | [25 empty] | 4.4 | 1817 | 142.29 | 12.77 | 11.03 | 0.9 | 5000 | 83 |  |  |  | NO | NO | NO | 2018-05-02 | 4.3 |  | standard |  |  |  |  | 2018-11-02 | NO | NO | NO | [6 empty] | AC | [7 empty] | NO
PMYVZBUN | Hyperikon, Inc. | Hyperikon | HyperBC15-4C-50 | Linear Replacement Lamp | T8 Four-Foot | Dual Mode Internal Driver (UL Type A and Type B) |  | standard | NO | [10 empty] | 2016-09-07 | Not Dimmable | Not Dimmable | NO |  | DDDIDF | [25 empty] | 4.4 | 2232 | 146.18 | 15.27 | 12.44 | 0.9 | 5000 | 84.2 |  |  |  | NO | NO | NO | 2018-05-02 | 4.3 |  | standard |  |  |  |  | 2018-11-02 | NO | NO | NO | [6 empty] | AC | [7 empty] | NO
PKDR8DAA | Hyperikon, Inc. | Hyperikon | HyperBC15-4C-30 | Linear Replacement Lamp | T8 Four-Foot | Dual Mode Internal Driver (UL Type A and Type B) |  | standard | NO | [10 empty] | 2016-09-07 | Not Dimmable | Not Dimmable | NO |  | DDDIDF | [25 empty] | 4.4 | 2146 | 141.82 | 15.13 | 12.34 | 0.9 | 3000 | 83.2 |  |  |  | NO | NO | NO | 2018-05-02 | 4.3 |  | standard |  |  |  |  | 2018-11-02 | NO | NO | NO | [6 empty] | AC | [7 empty] | NO
PQC6XFKQ | Hyperikon, Inc. | Hyperikon | HyperBC15-4C-35 | Linear Replacement Lamp | T8 Four-Foot | Dual Mode Internal Driver (UL Type A and Type B) |  | standard | NO | [10 empty] | 2016-09-07 | Not Dimmable | Not Dimmable | NO |  | DDDIDF | [25 empty] | 4.4 | 2146 | 141.82 | 15.13 | 12.34 | 0.9 | 3500 | 83.2 |  |  |  | NO | NO | NO | 2018-05-02 | 4.3 |  | standard |  |  |  |  | 2018-11-02 | NO | NO | NO | [6 empty] | AC | [7 empty] | NO
PKQSMADW | Hyperikon, Inc. | Hyperikon | HyperBC15-4C-45 | Linear Replacement Lamp | T8 Four-Foot | Dual Mode Internal Driver (UL Type A and Type B) |  | standard | NO | [10 empty] | 2016-09-07 | Not Dimmable | Not Dimmable | NO |  | DDDIDF | [25 empty] | 4.4 | 2146 | 141.82 | 15.13 | 12.34 | 0.9 | 4500 | 83.2 |  |  |  | NO | NO | NO | 2018-05-02 | 4.3 |  | standard |  |  |  |  | 2018-11-02 | NO | NO | NO | [6 empty] | AC | [7 empty] | NO
PCF1PCKN | Hyperikon, Inc. | Hyperikon | HyperBC-4C-505 | Linear Replacement Lamp | T8 Four-Foot | Dual Mode Internal Driver (UL Type A and Type B) |  | standard | NO | [10 empty] | 2016-09-07 | Not Dimmable | Not Dimmable | NO |  | DDDIDF | [25 empty] | 4.4 | 2464 | 142.91 | 17.24 | 14.12 | 0.9 | 5000 | 84.2 |  |  |  | NO | NO | NO | 2018-05-02 | 4.3 |  | standard |  |  |  |  | 2018-11-02 | NO | NO | NO | [6 empty] | AC | [7 empty] | NO
PBTB6E5G | Shenzhen Bonld Electronics Co.,LTD | BONLD | BDT84DUA-12WB-DHCF | Linear Replacement Lamp | T8 Four-Foot | Dual Mode Internal Driver (UL Type A and Type B) |  | standard | NO | [10 empty] | 2016-09-01 | Not Dimmable | Not Dimmable | NotYetVerified |  | IIIJJB | [25 empty] | 4.4 | 1800 | 150 | 12 | 11.66 | 0.9 | 4500 | 80 |  |  |  | NO | NO | NO | 2018-05-02 | 4.3 |  | standard |  |  |  |  | 2018-11-02 | NO | NO | NO | [6 empty] | AC | [7 empty] | NO
PPD47XF6 | Hocan Group Co. LTD | SEPICN LED Lighting | HC-T8-4FT-22W-ID-C-A/B(5000KCLEAR) | Linear Replacement Lamp | T8 Four-Foot | Dual Mode Internal Driver (UL Type A and Type B) |  | standard | NO | [10 empty] | 2016-09-01 | Not Dimmable | Not Dimmable | NO |  | SSSBON | [25 empty] | 4.4 | 2934 | 143.07 | 20.51 | 11.47 | 0.9014 | 5000 | 83.6 |  |  |  | NO | NO | NO | 2018-05-02 | 4.3 |  | standard |  |  |  |  | 2018-11-02 | NO | NO | NO | [6 empty] | AC | [7 empty] | NO
PF5Q9BF2 | Hocan Group Co. LTD | SEPICN LED Lighting | HC-T8-4FT-13W-ID-C-A/B(5000KCLEAR) | Linear Replacement Lamp | T8 Four-Foot | Dual Mode Internal Driver (UL Type A and Type B) |  | standard | NO | [10 empty] | 2016-09-01 | Not Dimmable | Not Dimmable | NO |  | SSSBOK | [25 empty] | 4.4 | 1871 | 145.38 | 12.87 | 16.59 | 0.9023 | 5000 | 84 |  |  |  | NO | NO | NO | 2018-05-02 | 4.3 |  | standard |  |  |  |  | 2018-11-02 | NO | NO | NO | [6 empty] | AC | [7 empty] | NO
PXDE3XZM | Shenzhen Bonld Electronics Co.,LTD | BONLD | BDT84DUA-12WB-DDCF | Linear Replacement Lamp | T8 Four-Foot | Dual Mode Internal Driver (UL Type A and Type B) |  | standard | NO | [10 empty] | 2016-09-01 | Not Dimmable | Not Dimmable | NotYetVerified |  | IIIJJB | [25 empty] | 4.4 | 1800 | 150 | 12 | 11.66 | 0.9 | 5000 | 80 |  |  |  | NO | NO | NO | 2018-05-02 | 4.3 |  | standard |  |  |  |  | 2018-11-02 | NO | NO | NO | [6 empty] | AC | [7 empty] | NO
PN9F31MZ | Hocan Group Co. LTD | SEPICN LED Lighting | HC-T8-4FT-13W-ID-C-A/B(3000KCLEAR) | Linear Replacement Lamp | T8 Four-Foot | Dual Mode Internal Driver (UL Type A and Type B) |  | standard | YES |  | 1755 | 140.74 | 12.47 | 16.53 | 0.9029 | 2881 | 82.1 | 5 | 50000 | 2016-09-01 | Not Dimmable | Not Dimmable | NO |  | SSSBOK | [15 empty] | 91.1 |  | 1.2 | 1.38 | [6 empty] | 4.4 | 1755 | 140.74 | 12.47 | 16.53 | 0.9029 | 3000 | 82.1 |  |  |  | NO | NO | NO | 2018-05-02 | 4.3 |  | standard |  |  |  |  | 2018-11-02 | NO | NO | NO | [6 empty] | AC | [7 empty] | NO
P4TAFC1Y | Shenzhen Bonld Electronics Co.,LTD | BONLD | BDT84DUA-12WB-DNCF | Linear Replacement Lamp | T8 Four-Foot | Dual Mode Internal Driver (UL Type A and Type B) |  | standard | NO | [10 empty] | 2016-09-01 | Not Dimmable | Not Dimmable | NotYetVerified |  | IIIJJB | [25 empty] | 4.4 | 1800 | 150 | 12 | 11.66 | 0.9 | 4000 | 80 |  |  |  | NO | NO | NO | 2018-05-02 | 4.3 |  | standard |  |  |  |  | 2018-11-02 | NO | NO | NO | [6 empty] | AC | [7 empty] | NO
PTGFB5YQ | Hocan Group Co. LTD | SEPICN LED Lighting | HC-T8-4FT-13W-ID-C-A/B(4000KCLEAR) | Linear Replacement Lamp | T8 Four-Foot | Dual Mode Internal Driver (UL Type A and Type B) |  | standard | NO | [10 empty] | 2016-09-01 | Not Dimmable | Not Dimmable | NO |  | SSSBOK | [25 empty] | 4.4 | 1813 | 143.09 | 12.67 | 16.53 | 0.9029 | 4000 | 82.1 |  |  |  | NO | NO | NO | 2018-05-02 | 4.3 |  | standard |  |  |  |  | 2018-11-02 | NO | NO | NO | [6 empty] | AC | [7 empty] | NO
PPCBWAC4 | ARKSMART INC | ARK SMART | ARK/UA/10K(4000K) | Linear Replacement Lamp | T8 Four-Foot | Replacement Lamps (plug and play) (UL Type A) |  | standard | NO | [10 empty] | 2016-08-29 | Not Dimmable | Not Dimmable | NO |  | QQQSXV | [25 empty] | 4.4 | 1650 | 160 | 10 | 20 | 0.95 | 4000 | 83 |  |  |  | NO | NO | NO | 2018-05-02 | 4.3 |  | standard |  |  |  |  | 2018-11-02 | NO | NO | NO | [6 empty] | AC | [7 empty] | NO
PYK4GSDM | ARKSMART INC | ARK SMART | ARK/UA/10K(3500K) | Linear Replacement Lamp | T8 Four-Foot | Replacement Lamps (plug and play) (UL Type A) |  | standard | NO | [10 empty] | 2016-08-29 | Not Dimmable | Not Dimmable | NO |  | QQQSXV | [25 empty] | 4.4 | 1620 | 150 | 10 | 20 | 0.95 | 3500 | 83 |  |  |  | NO | NO | NO | 2018-05-02 | 4.3 |  | standard |  |  |  |  | 2018-11-02 | NO | NO | NO | [6 empty] | AC | [7 empty] | NO
PSYPNGZ9 | ARKSMART INC | ARK SMART | ARK/UA/10K(3000K) | Linear Replacement Lamp | T8 Four-Foot | Replacement Lamps (plug and play) (UL Type A) |  | standard | YES |  | 1662.59 | 130.2 | 12.77 | 7.39 | 0.9684 | 3021 | 82.6 | 5 | 50000 | 2016-08-29 | Not Dimmable | Not Dimmable | NO |  | QQQSXV | [15 empty] | 85.5 |  | 1.28 | 1.24 | [6 empty] | 4.4 | 1615 | 150 | 10 | 20 | 0.95 | 3000 | 83 |  |  |  | NO | NO | NO | 2018-05-02 | 4.3 |  | standard |  |  |  |  | 2018-11-02 | NO | NO | NO | [6 empty] | AC | [7 empty] | NO
PH6YNM5M | ARKSMART INC | ARK SMART | ARK/UA/10K(5000K) | Linear Replacement Lamp | T8 Four-Foot | Replacement Lamps (plug and play) (UL Type A) |  | standard | NO | [10 empty] | 2016-08-29 | Not Dimmable | Not Dimmable | NO |  | QQQSXV | [25 empty] | 4.4 | 1734 | 160 | 10 | 20 | 0.95 | 5000 | 83 |  |  |  | NO | NO | NO | 2018-05-02 | 4.3 |  | standard |  |  |  |  | 2018-11-02 | NO | NO | NO | [6 empty] | AC | [7 empty] | NO
PSEU4F2U | ARKSMART INC | ARK SMART | ARK/UA/10K(4500K) | Linear Replacement Lamp | T8 Four-Foot | Replacement Lamps (plug and play) (UL Type A) |  | standard | NO | [10 empty] | 2016-08-29 | Not Dimmable | Not Dimmable | NO |  | QQQSXV | [25 empty] | 4.4 | 1734 | 160 | 10 | 20 | 0.95 | 4500 | 83 |  |  |  | NO | NO | NO | 2018-05-02 | 4.3 |  | standard |  |  |  |  | 2018-11-02 | NO | NO | NO | [6 empty] | AC | [7 empty] | NO
PW3XG3DQ | Shenzhen Topband Co., Ltd. | Topband | TPUCT8X4NLA-12WSB(45F) | Linear Replacement Lamp | T8 Four-Foot | Dual Mode Internal Driver (UL Type A and Type B) |  | standard | NO | [10 empty] | 2016-08-26 | Not Dimmable | Not Dimmable | NO |  | KKKZFO | [25 empty] | 4.4 | 1789 | 146.38 | 12.22 | 14.53 | 0.9 | 4500 | 84.3 |  |  |  | NO | NO | NO | 2018-05-02 | 4.3 |  | standard |  |  |  |  | 2018-11-02 | NO | NO | NO | [6 empty] | AC | [7 empty] | NO
P6JHE8WK | Shenzhen Topband Co., Ltd. | Topband | TPUCT8X4NLA-18WSB(50F) | Linear Replacement Lamp | T8 Four-Foot | Dual Mode Internal Driver (UL Type A and Type B) |  | standard | NO | [10 empty] | 2016-08-26 | Not Dimmable | Not Dimmable | NO |  | KKKZFQ | [25 empty] | 4.4 | 2634 | 143.77 | 18.32 | 12.19 | 0.9 | 5000 | 83.4 |  |  |  | NO | NO | NO | 2018-05-02 | 4.3 |  | standard |  |  |  |  | 2018-11-02 | NO | NO | NO | [6 empty] | AC | [7 empty] | NO
P65X2ASA | Shenzhen Topband Co., Ltd. | Topband | TPUCT8X4NLA-15WSB(40F) | Linear Replacement Lamp | T8 Four-Foot | Dual Mode Internal Driver (UL Type A and Type B) |  | standard | YES |  | 2437 | 140.15 | 17.39 | 13.4 | 0.9022 | 4073 | 83.7 | 5 | 50000 | 2016-08-26 | Not Dimmable | Not Dimmable | NO |  | KKKZFP | [15 empty] | 85.2 |  | 1.25 | 1.19 | [6 empty] | 4.4 | 2437 | 140.15 | 17.39 | 15.25 | 0.9 | 4000 | 83.4 |  |  |  | NO | NO | NO | 2018-05-02 | 4.3 |  | standard |  |  |  |  | 2018-11-02 | NO | NO | NO | [6 empty] | AC | [7 empty] | NO
PC3ZT37D | Shenzhen Topband Co., Ltd. | Topband | TPUCT8X4NLA-15WSB(45F) | Linear Replacement Lamp | T8 Four-Foot | Dual Mode Internal Driver (UL Type A and Type B) |  | standard | NO | [10 empty] | 2016-08-26 | Not Dimmable | Not Dimmable | NO |  | KKKZFP | [25 empty] | 4.4 | 2437 | 140.15 | 17.39 | 15.25 | 0.9 | 4500 | 83.4 |  |  |  | NO | NO | NO | 2018-05-02 | 4.3 |  | standard |  |  |  |  | 2018-11-02 | NO | NO | NO | [6 empty] | AC | [7 empty] | NO
P82H8W7D | Shenzhen Topband Co., Ltd. | Topband | TPUCT8X4NLA-18WSB(40F) | Linear Replacement Lamp | T8 Four-Foot | Dual Mode Internal Driver (UL Type A and Type B) |  | standard | YES |  | 2516 | 140.01 | 18.24 | 12.3 | 0.9003 | 4075 | 84 | 5 | 50000 | 2016-08-26 | Not Dimmable | Not Dimmable | NO |  | KKKZFQ | [15 empty] | 85.3 |  | 1.36 | 1.19 | [6 empty] | 4.4 | 2516 | 140.48 | 17.91 | 12.3 | 0.9 | 4000 | 84 |  |  |  | NO | NO | NO | 2018-05-02 | 4.3 |  | standard |  |  |  |  | 2018-11-02 | NO | NO | NO | [6 empty] | AC | [7 empty] | NO
PTZZ8113 | Shenzhen Topband Co., Ltd. | Topband | TPUCT8X4NLA-18WSB(45F) | Linear Replacement Lamp | T8 Four-Foot | Dual Mode Internal Driver (UL Type A and Type B) |  | standard | NO | [10 empty] | 2016-08-26 | Not Dimmable | Not Dimmable | NO |  | KKKZFQ | [25 empty] | 4.4 | 2516 | 140.48 | 17.91 | 12.3 | 0.9 | 4500 | 84 |  |  |  | NO | NO | NO | 2018-05-02 | 4.3 |  | standard |  |  |  |  | 2018-11-02 | NO | NO | NO | [6 empty] | AC | [7 empty] | NO
PFKNM9KD | Shenzhen Topband Co., Ltd. | Topband | TPUCT8X4NLA-15WSB(50F) | Linear Replacement Lamp | T8 Four-Foot | Dual Mode Internal Driver (UL Type A and Type B) |  | standard | NO | [10 empty] | 2016-08-26 | Not Dimmable | Not Dimmable | NO |  | KKKZFP | [25 empty] | 4.4 | 2458 | 142.25 | 17.28 | 15.39 | 0.9 | 5000 | 82.5 |  |  |  | NO | NO | NO | 2018-05-02 | 4.3 |  | standard |  |  |  |  | 2018-11-02 | NO | NO | NO | [6 empty] | AC | [7 empty] | NO
P76M6VH6 | Shenzhen Topband Co., Ltd. | Topband | TPUCT8X4NLA-12WSB(50F) | Linear Replacement Lamp | T8 Four-Foot | Dual Mode Internal Driver (UL Type A and Type B) |  | standard | NO | [10 empty] | 2016-08-26 | Not Dimmable | Not Dimmable | NO |  | KKKZFO | [25 empty] | 4.4 | 1834 | 149.23 | 12.29 | 14.59 | 0.9 | 5000 | 82.9 |  |  |  | NO | NO | NO | 2018-05-02 | 4.3 |  | standard |  |  |  |  | 2018-11-02 | NO | NO | NO | [6 empty] | AC | [7 empty] | NO
PB7UM86Q | Shenzhen Topband Co., Ltd. | Topband | TPUCT8X4NLA-12WSB(40F) | Linear Replacement Lamp | T8 Four-Foot | Dual Mode Internal Driver (UL Type A and Type B) |  | standard | YES |  | 1789 | 146.38 | 12.15 | 12.08 | 0.9012 | 4085 | 84.3 | 5 | 50000 | 2016-08-26 | Not Dimmable | Not Dimmable | NO |  | KKKZFO | [15 empty] | 85.1 |  | 1.19 | 1.22 | [6 empty] | 4.4 | 1789 | 146.38 | 12.22 | 14.53 | 0.9 | 4000 | 84.3 |  |  |  | NO | NO | NO | 2018-05-02 | 4.3 |  | standard |  |  |  |  | 2018-11-02 | NO | NO | NO | [6 empty] | AC | [7 empty] | NO
PS4Y9TU4 | Shenzhen Topband Co., Ltd. | Topband | TPDF3T8X4NLA-15WSB(50C) | Linear Replacement Lamp | T8 Four-Foot | Dual Mode Internal Driver (UL Type A and Type B) |  | standard | NO | [10 empty] | 2016-08-18 | Not Dimmable | Not Dimmable | NO |  | TTTUHH | [25 empty] | 4.4 | 2232 | 146.18 | 15.27 | 12.44 | 0.9 | 5000 | 84.2 |  |  |  | NO | NO | NO | 2018-05-02 | 4.3 |  | standard |  |  |  |  | 2018-11-02 | NO | NO | NO | [6 empty] | AC | [7 empty] | NO
PUHJMP43 | Shenzhen Topband Co., Ltd. | Topband | TPDF3T8X4NLA-18WSB(50C) | Linear Replacement Lamp | T8 Four-Foot | Dual Mode Internal Driver (UL Type A and Type B) |  | standard | NO | [10 empty] | 2016-08-18 | Not Dimmable | Not Dimmable | NO |  | TTTUHH | [25 empty] | 4.4 | 2554 | 140.56 | 18.17 | 13.18 | 0.9 | 5000 | 84.2 |  |  |  | NO | NO | NO | 2018-05-02 | 4.3 |  | standard |  |  |  |  | 2018-11-02 | NO | NO | NO | [6 empty] | AC | [7 empty] | NO
P7YXJBYG | Shenzhen Topband Co., Ltd. | Topband | TPDF3T8X4NLA-15WSB(30C) | Linear Replacement Lamp | T8 Four-Foot | Dual Mode Internal Driver (UL Type A and Type B) |  | standard | NO | [10 empty] | 2016-08-18 | Not Dimmable | Not Dimmable | NO |  | TTTUHH | [25 empty] | 4.4 | 2146 | 141.82 | 15.13 | 12.34 | 0.9 | 3000 | 83.2 |  |  |  | NO | NO | NO | 2018-05-02 | 4.3 |  | standard |  |  |  |  | 2018-11-02 | NO | NO | NO | [6 empty] | AC | [7 empty] | NO
PPF5A3EW | Shenzhen Topband Co., Ltd. | Topband | TPDF3T8X4NLA-15WSB(35C) | Linear Replacement Lamp | T8 Four-Foot | Dual Mode Internal Driver (UL Type A and Type B) |  | standard | NO | [10 empty] | 2016-08-18 | Not Dimmable | Not Dimmable | NO |  | TTTUHH | [25 empty] | 4.4 | 2146 | 141.82 | 15.13 | 12.34 | 0.9 | 3500 | 83.2 |  |  |  | NO | NO | NO | 2018-05-02 | 4.3 |  | standard |  |  |  |  | 2018-11-02 | NO | NO | NO | [6 empty] | AC | [7 empty] | NO
PND27M8T | Shenzhen Topband Co., Ltd. | Topband | TPDF3T8X4NLA-12WSB(50C) | Linear Replacement Lamp | T8 Four-Foot | Dual Mode Internal Driver (UL Type A and Type B) |  | standard | NO | [10 empty] | 2016-08-18 | Not Dimmable | Not Dimmable | NO |  | TTTUHH | [25 empty] | 4.4 | 1817 | 142.29 | 12.77 | 11.03 | 0.9 | 5000 | 83 |  |  |  | NO | NO | NO | 2018-05-02 | 4.3 |  | standard |  |  |  |  | 2018-11-02 | NO | NO | NO | [6 empty] | AC | [7 empty] | NO
PFW18DSP | Shenzhen Topband Co., Ltd. | Topband | TPDF3T8X4NLA-15WSB(40C) | Linear Replacement Lamp | T8 Four-Foot | Dual Mode Internal Driver (UL Type A and Type B) |  | standard | NO | [10 empty] | 2016-08-18 | Not Dimmable | Not Dimmable | NO |  | TTTUHH | [25 empty] | 4.4 | 2146 | 141.82 | 15.13 | 12.34 | 0.9 | 4000 | 83.2 |  |  |  | NO | NO | NO | 2018-05-02 | 4.3 |  | standard |  |  |  |  | 2018-11-02 | NO | NO | NO | [6 empty] | AC | [7 empty] | NO
PMAMA5U5 | Shenzhen Topband Co., Ltd. | Topband | TPDF3T8X4NLA-15WSB(45C) | Linear Replacement Lamp | T8 Four-Foot | Dual Mode Internal Driver (UL Type A and Type B) |  | standard | NO | [10 empty] | 2016-08-18 | Not Dimmable | Not Dimmable | NO |  | TTTUHH | [25 empty] | 4.4 | 2146 | 141.82 | 15.13 | 12.34 | 0.9 | 4500 | 83.2 |  |  |  | NO | NO | NO | 2018-05-02 | 4.3 |  | standard |  |  |  |  | 2018-11-02 | NO | NO | NO | [6 empty] | AC | [7 empty] | NO
PP9VT571 | Shenzhen Topband Co., Ltd. | Topband | TPDF3T8X4NLA-18WBB(50C) | Linear Replacement Lamp | T8 Four-Foot | Dual Mode Internal Driver (UL Type A and Type B) |  | standard | NO | [10 empty] | 2016-08-18 | Not Dimmable | Not Dimmable | NO |  | TTTUHH | [25 empty] | 4.4 | 2464 | 142.91 | 17.24 | 14.12 | 0.9 | 5000 | 84.2 |  |  |  | NO | NO | NO | 2018-05-02 | 4.3 |  | standard |  |  |  |  | 2018-11-02 | NO | NO | NO | [6 empty] | AC | [7 empty] | NO
P1QJGUEV | Shenzhen Kingplus Lighting CO.LTD | N/A | KP-T81212NM-YY(4000K) | Linear Replacement Lamp | T8 Four-Foot | Replacement Lamps (plug and play) (UL Type A) |  | standard | YES |  | 2250 | 163.91 | 13.73 | 18.13 | 0.9208 | 3892 | 80.2 | 5 | 50000 | 2016-08-15 | Not Dimmable | Not Dimmable | NO | Updated on 3/27/2017 | QQQSWS | [15 empty] | 85 |  | 1.2 | 1.28 | [6 empty] | 4.4 | 2262 | 164.86 | 13.72 | 18.13 | 0.92 | 4000 | 80.2 |  |  |  | NO | NO | NO | 2018-05-02 | 4.3 |  | standard |  |  |  |  | 2018-11-02 | NO | NO | NO | [6 empty] | AC | [7 empty] | NO
PE4KFCUT | Shenzhen Kingplus Lighting CO.LTD | N/A | KP-T81212NM-YY(5000K) | Linear Replacement Lamp | T8 Four-Foot | Replacement Lamps (plug and play) (UL Type A) |  | standard | NO | [10 empty] | 2016-08-15 | Not Dimmable | Not Dimmable | NO | Updated on 3/27/2017 | QQQSWS | [25 empty] | 4.4 | 2327 | 166.84 | 13.95 | 18.49 | 0.91 | 5000 | 80.4 |  |  |  | NO | NO | NO | 2018-05-02 | 4.3 |  | standard |  |  |  |  | 2018-11-02 | NO | NO | NO | [6 empty] | AC | [7 empty] | NO
PP3UWEPH | Shenzhen Kingplus Lighting CO.LTD | N/A | KP-T81215NM-YY(4500K) | Linear Replacement Lamp | T8 Four-Foot | Replacement Lamps (plug and play) (UL Type A) |  | standard | NO | [10 empty] | 2016-08-15 | Not Dimmable | Not Dimmable | NO | Updated on 3/27/2017 | QQQSWR | [25 empty] | 4.4 | 2220 | 144.06 | 15.41 | 17.59 | 0.96 | 4500 | 80.1 |  |  |  | NO | NO | NO | 2018-05-02 | 4.3 |  | standard |  |  |  |  | 2018-11-02 | NO | NO | NO | [6 empty] | AC | [7 empty] | NO
PT8TDMV6 | Shenzhen Kingplus Lighting CO.LTD | N/A | KP-T81215NM-YY(4000K) | Linear Replacement Lamp | T8 Four-Foot | Replacement Lamps (plug and play) (UL Type A) |  | standard | YES |  | 2172 | 142.91 | 15.2 | 18.7 | 0.953 | 3913 | 80.1 | 5 | 50000 | 2016-08-15 | Not Dimmable | Not Dimmable | NO | Updated on 3/27/2017 | QQQSWR | [15 empty] | 85 |  | 1.2 | 1.3 | [6 empty] | 4.4 | 2172 | 142.91 | 15.2 | 17.59 | 0.96 | 4000 | 80.1 |  |  |  | NO | NO | NO | 2018-05-02 | 4.3 |  | standard |  |  |  |  | 2018-11-02 | NO | NO | NO | [6 empty] | AC | [7 empty] | NO
PZG2H4KN | Shenzhen Kingplus Lighting CO.LTD | N/A | KP-T81212NM-YY(4500K) | Linear Replacement Lamp | T8 Four-Foot | Replacement Lamps (plug and play) (UL Type A) |  | standard | NO | [10 empty] | 2016-08-15 | Not Dimmable | Not Dimmable | NO | Updated on 3/27/2017 | QQQSWS | [25 empty] | 4.4 | 2295 | 165.8 | 13.84 | 18.13 | 0.92 | 4500 | 80.2 |  |  |  | NO | NO | NO | 2018-05-02 | 4.3 |  | standard |  |  |  |  | 2018-11-02 | NO | NO | NO | [6 empty] | AC | [7 empty] | NO
P9X3FBK5 | Shenzhen Kingplus Lighting CO.LTD | N/A | KP-T81215NM-YY(5000K) | Linear Replacement Lamp | T8 Four-Foot | Replacement Lamps (plug and play) (UL Type A) |  | standard | NO | [10 empty] | 2016-08-15 | Not Dimmable | Not Dimmable | NO | Updated on 3/27/2017 | QQQSWR | [25 empty] | 4.4 | 2268 | 145.17 | 15.62 | 18.73 | 0.95 | 5000 | 80.2 |  |  |  | NO | NO | NO | 2018-05-02 | 4.3 |  | standard |  |  |  |  | 2018-11-02 | NO | NO | NO | [6 empty] | AC | [7 empty] | NO
PWWY2ATS | James Trading Company Limited | JAMES | ZY-T8-12W1200 BIXX BALLAST COMPATIBLE LED TUBE (5000K Frosted) | Linear Replacement Lamp | T8 Four-Foot | Dual Mode Internal Driver (UL Type A and Type B) |  | standard | NO | [10 empty] | 2016-08-05 | Not Dimmable | Not Dimmable | NO |  | KKKZEP | [25 empty] | 4.4 | 1800 | 150 | 12 | 20 | 0.9 | 5000 | 85 |  |  |  | NO | NO | NO | 2018-05-02 | 4.3 |  | standard |  |  |  |  | 2018-11-02 | NO | NO | NO | [6 empty] | AC | [7 empty] | NO
PXRCBTH2 | James Trading Company Limited | JAMES | ZY-T8-12W1200 BIXX BALLAST COMPATIBLE LED TUBE (3500K Frosted) | Linear Replacement Lamp | T8 Four-Foot | Dual Mode Internal Driver (UL Type A and Type B) |  | standard | NO | [10 empty] | 2016-08-05 | Not Dimmable | Not Dimmable | NO |  | KKKZEP | [25 empty] | 4.4 | 1700 | 142 | 12 | 20 | 0.9 | 3500 | 85 |  |  |  | NO | NO | NO | 2018-05-02 | 4.3 |  | standard |  |  |  |  | 2018-11-02 | NO | NO | NO | [6 empty] | AC | [7 empty] | NO
P3CNR7FJ | James Trading Company Limited | JAMES | ZY-T8-12W1200 BIXX BALLAST COMPATIBLE LED TUBE (4000K Frosted) | Linear Replacement Lamp | T8 Four-Foot | Dual Mode Internal Driver (UL Type A and Type B) |  | standard | NO | [10 empty] | 2016-08-05 | Not Dimmable | Not Dimmable | NO |  | KKKZEP | [25 empty] | 4.4 | 1800 | 150 | 12 | 20 | 0.9 | 4000 | 85 |  |  |  | NO | NO | NO | 2018-05-02 | 4.3 |  | standard |  |  |  |  | 2018-11-02 | NO | NO | NO | [6 empty] | AC | [7 empty] | NO
PX893KEF | James Trading Company Limited | JAMES | ZY-T8-12W1200 BIXX BALLAST COMPATIBLE LED TUBE (4500K Frosted) | Linear Replacement Lamp | T8 Four-Foot | Dual Mode Internal Driver (UL Type A and Type B) |  | standard | NO | [10 empty] | 2016-08-05 | Not Dimmable | Not Dimmable | NO |  | KKKZEP | [25 empty] | 4.4 | 1800 | 150 | 12 | 20 | 0.9 | 4500 | 85 |  |  |  | NO | NO | NO | 2018-05-02 | 4.3 |  | standard |  |  |  |  | 2018-11-02 | NO | NO | NO | [6 empty] | AC | [7 empty] | NO
PFD9SKD8 | James Trading Company Limited | JAMES | ZY-T8-12W1200 BIXX BALLAST COMPATIBLE LED TUBE (3000K Frosted) | Linear Replacement Lamp | T8 Four-Foot | Dual Mode Internal Driver (UL Type A and Type B) |  | standard | YES |  | 1705 | 141.11 | 12.21 | 14.28 | 0.9019 | 3002 | 83.1 | 5 | 50000 | 2016-08-05 | Not Dimmable | Not Dimmable | NO |  | KKKZEP | [15 empty] | 88.5 |  | 1.37 | 1.16 | [6 empty] | 4.4 | 1700 | 142 | 12 | 20 | 0.9 | 3000 | 85 |  |  |  | NO | NO | NO | 2018-05-02 | 4.3 |  | standard |  |  |  |  | 2018-11-02 | NO | NO | NO | [6 empty] | AC | [7 empty] | NO
P46HV7IK | RAB Lighting | RAB | T8-15-48G-850-DIR | Linear Replacement Lamp | T8 Four-Foot | Replacement Lamps (plug and play) (UL Type A) |  | standard | NO | [10 empty] | 2018-10-16 | Not Dimmable | Not Dimmable | NO |  | BBBEMN | [25 empty] | 4.4 | 2200 | 146.667 | 15 | 6 | 0.9745 | 5000 | 80 |  |  |  | NO | NO | NO | [8 empty] | 2018-11-02 | NO | NO | NO | [6 empty] | AC | [7 empty] | NO
P7OCSJRB | RAB Lighting | RAB | T8-12-48G-850-DIR | Linear Replacement Lamp | T8 Four-Foot | Replacement Lamps (plug and play) (UL Type A) |  | standard | NO | [10 empty] | 2018-10-16 | Not Dimmable | Not Dimmable | NO |  | BBBEMM | [25 empty] | 4.4 | 1800 | 150 | 12 | 14.4 | 0.9286 | 5000 | 80 |  |  |  | NO | NO | NO | [8 empty] | 2018-11-02 | NO | NO | NO | [6 empty] | AC | [7 empty] | NO
PYL0QIHQ | RAB Lighting | RAB | T8-12-48G-840-DIR | Linear Replacement Lamp | T8 Four-Foot | Replacement Lamps (plug and play) (UL Type A) |  | standard | NO | [10 empty] | 2018-10-16 | Not Dimmable | Not Dimmable | NO |  | BBBEMM | [25 empty] | 4.4 | 1800 | 150 | 12 | 14.4 | 0.9286 | 4000 | 80 |  |  |  | NO | NO | NO | [8 empty] | 2018-11-02 | NO | NO | NO | [6 empty] | AC | [7 empty] | NO
PQR73376 | Shenzhen Top Technology Co.,Ltd | TOOPER | TOP-T8-16W12 TCC(3500K) [120-277 V ONLY] | Linear Replacement Lamp | T8 Four-Foot | Replacement Lamps (plug and play) (UL Type A) |  | standard | NO | [10 empty] | 2016-07-14 | Not Dimmable | Not Dimmable | NO |  | NNNNVC | [25 empty] | 4.4 | 2375.83 | 142.265 | 16.7 | 17.19 | 0.974 | 3500 | 81.6 |  |  |  | NO | NO | NO | 2018-05-02 | 4.3 |  | standard |  |  |  |  | 2018-11-02 | NO | NO | NO | [6 empty] | AC | [7 empty] | NO
P3CRUK4W | Shenzhen Top Technology Co.,Ltd | TOOPER | TOP-T8-16W12 TCC(4500K) [120-277 V ONLY] | Linear Replacement Lamp | T8 Four-Foot | Replacement Lamps (plug and play) (UL Type A) |  | standard | NO | [10 empty] | 2016-07-14 | Not Dimmable | Not Dimmable | NO |  | NNNNVC | [25 empty] | 4.4 | 2457.26 | 146.527 | 16.77 | 16.84 | 0.973 | 4500 | 83 |  |  |  | NO | NO | NO | 2018-05-02 | 4.3 |  | standard |  |  |  |  | 2018-11-02 | NO | NO | NO | [6 empty] | AC | [7 empty] | NO
PDWFM8XS | TGL Inc. | TGL Lighting | PREM-12W-4FT-410K | Linear Replacement Lamp | T8 Four-Foot | Replacement Lamps (plug and play) (UL Type A) |  | standard | YES |  | 1773.09 | 153 | 11.63 | 11 | 0.94 | 4077 | 85 | 5 | 50000 | 2016-06-27 | Not Dimmable | Not Dimmable | NO |  | UUUASK | [15 empty] | 89.6 |  | 1.18 | 1.38 | [6 empty] | 4.4 | 1773.09 | 153 | 11.63 | 11 | 0.94 | 4077 | 85 |  |  |  | NO | NO | NO | 2018-05-02 | 4.3 |  | standard |  |  |  |  | 2018-11-02 | NO | NO | NO | [6 empty] | AC | [7 empty] | NO
PCUZHXPD | TGL Inc. | TGL Lighting | PREM-12W-4FT-500K | Linear Replacement Lamp | T8 Four-Foot | Replacement Lamps (plug and play) (UL Type A) |  | standard | NO | [10 empty] | 2016-06-27 | Not Dimmable | Not Dimmable | NO |  | UUUASK | [25 empty] | 4.4 | 1784.79 | 154 | 11.56 | 11 | 0.94 | 5070 | 84 |  |  |  | NO | NO | NO | 2018-05-02 | 4.3 |  | standard |  |  |  |  | 2018-11-02 | NO | NO | NO | [6 empty] | AC | [7 empty] | NO
P5BGFTWU | FY Lighting Co., Ltd | Fen Yong | FY-T8-4FTC(45K120CRXA) | Linear Replacement Lamp | T8 Four-Foot | Replacement Lamps (plug and play) (UL Type A) |  | standard | NO | [10 empty] | 2016-06-27 | Dimmable | Continuous Below 10 | NO |  | LLLAMN | [25 empty] | 4.4 | 2884 | 142.35 | 20.26 | 10.92 | 0.9435 | 4500 | 81.9 |  |  |  | NO | NO | NO | 2018-05-02 | 4.3 |  | standard |  |  |  |  | 2018-11-02 | NO | NO | NO | [6 empty] | AC | [7 empty] | NO
P392GMYW | FY Lighting Co., Ltd | Fen Yong | FY-T8-4FTC(50K120CRXA) | Linear Replacement Lamp | T8 Four-Foot | Replacement Lamps (plug and play) (UL Type A) |  | standard | NO | [10 empty] | 2016-06-27 | Dimmable | Continuous Below 10 | NO |  | LLLAMN | [25 empty] | 4.4 | 2947 | 145.32 | 20.28 | 10.83 | 0.9438 | 5000 | 81.5 |  |  |  | NO | NO | NO | 2018-05-02 | 4.3 |  | standard |  |  |  |  | 2018-11-02 | NO | NO | NO | [6 empty] | AC | [7 empty] | NO
PH563U3B | Davidson Industry, LLC | DAVIDSON | eNOVOT8/XLUB/12K(5000K) | Linear Replacement Lamp | T8 Four-Foot | Dual Mode Internal Driver (UL Type A and Type B) |  | standard | NO | [10 empty] | 2016-06-24 | Not Dimmable | Not Dimmable | NotYetVerified | Product updated on 9/6/16 | UUUASD | [25 empty] | 4.4 | 1892 | 148.63 | 12.73 | 16.09 | 0.9137 | 5000 | 82.1 |  |  |  | NO | NO | NO | 2018-05-02 | 4.3 |  | standard |  |  |  |  | 2018-11-02 | NO | NO | NO | [6 empty] | AC | [7 empty] | NO
PHQK5BDG | Davidson Industry, LLC | DAVIDSON | eNOVOT8/XLUB/12K(3000K) | Linear Replacement Lamp | T8 Four-Foot | Dual Mode Internal Driver (UL Type A and Type B) |  | standard | YES |  | 1782 | 141.09 | 12.63 | 16.59 | 0.9132 | 3098 | 84 | 5 | 50000 | 2016-06-24 | Not Dimmable | Not Dimmable | NotYetVerified | Product updated on 9/6/16 | UUUASD | [15 empty] | 85.5 |  | 1.36 | 1.26 | [6 empty] | 4.4 | 1782 | 141.09 | 12.63 | 16.59 | 0.9132 | 3000 | 83.6 |  |  |  | NO | NO | NO | 2018-05-02 | 4.3 |  | standard |  |  |  |  | 2018-11-02 | NO | NO | NO | [6 empty] | AC | [7 empty] | NO
PXTUPPC7 | Davidson Industry, LLC | DAVIDSON | eNOVOT8/XLUB/12K(4500K) | Linear Replacement Lamp | T8 Four-Foot | Dual Mode Internal Driver (UL Type A and Type B) |  | standard | NO | [10 empty] | 2016-06-24 | Not Dimmable | Not Dimmable | NotYetVerified | Product updated on 9/6/16 | UUUASD | [25 empty] | 4.4 | 1782 | 141.09 | 12.63 | 16.59 | 0.9132 | 4500 | 83.6 |  |  |  | NO | NO | NO | 2018-05-02 | 4.3 |  | standard |  |  |  |  | 2018-11-02 | NO | NO | NO | [6 empty] | AC | [7 empty] | NO
P9NKBM1C | Davidson Industry, LLC | DAVIDSON | eNOVOT8/XLUB/12K(4000K) | Linear Replacement Lamp | T8 Four-Foot | Dual Mode Internal Driver (UL Type A and Type B) |  | standard | NO | [10 empty] | 2016-06-24 | Not Dimmable | Not Dimmable | NotYetVerified | Product updated on 9/6/16 | UUUASD | [25 empty] | 4.4 | 1782 | 141.09 | 12.63 | 16.59 | 0.9132 | 4000 | 83.6 |  |  |  | NO | NO | NO | 2018-05-02 | 4.3 |  | standard |  |  |  |  | 2018-11-02 | NO | NO | NO | [6 empty] | AC | [7 empty] | NO
P8FHCU7C | Davidson Industry, LLC | DAVIDSON | eNOVOT8/XLUB/12K(3500K) | Linear Replacement Lamp | T8 Four-Foot | Dual Mode Internal Driver (UL Type A and Type B) |  | standard | NO | [10 empty] | 2016-06-24 | Not Dimmable | Not Dimmable | NotYetVerified | Product updated on 9/6/16 | UUUASD | [25 empty] | 4.4 | 1782 | 141.09 | 12.63 | 16.59 | 0.9132 | 3500 | 83.6 |  |  |  | NO | NO | NO | 2018-05-02 | 4.3 |  | standard |  |  |  |  | 2018-11-02 | NO | NO | NO | [6 empty] | AC | [7 empty] | NO
PA6NUGMG | Shenzhen Top Technology Co.,Ltd | TOOPER | TOP-T8-16W12 TCC(3000K) [120-277 V ONLY] | Linear Replacement Lamp | T8 Four-Foot | Replacement Lamps (plug and play) (UL Type A) |  | standard | YES |  | 2375.83 | 142.265 | 16.7 | 17.19 | 0.925 | 2929 | 81.6 | 5 | 50000 | 2016-06-21 | Not Dimmable | Not Dimmable | NO |  | NNNNVC | [15 empty] | 79.7 |  | 1.14 | 1.2 | [6 empty] | 4.4 | 2375.83 | 142.27 | 16.7 | 17.19 | 0.974 | 3000 | 81.6 |  |  |  | NO | NO | NO | 2018-05-02 | 4.3 |  | standard |  |  |  |  | 2018-11-02 | NO | NO | NO | [6 empty] | AC | [7 empty] | NO
PM3HJYEF | Shenzhen Top Technology Co.,Ltd | TOOPER | TOP-T8-16W12 TCC(4000K) [120-277 V ONLY] | Linear Replacement Lamp | T8 Four-Foot | Replacement Lamps (plug and play) (UL Type A) |  | standard | NO | [10 empty] | 2016-06-21 | Not Dimmable | Not Dimmable | NO |  | NNNNVC | [25 empty] | 4.4 | 2457.26 | 146.53 | 16.77 | 16.84 | 0.973 | 4000 | 83 |  |  |  | NO | NO | NO | 2018-05-02 | 4.3 |  | standard |  |  |  |  | 2018-11-02 | NO | NO | NO | [6 empty] | AC | [7 empty] | NO
P6G8STN5 | Shenzhen Top Technology Co.,Ltd | TOOPER | TOP-T8-16W12 TCC(5000K) [120-277 V ONLY] | Linear Replacement Lamp | T8 Four-Foot | Replacement Lamps (plug and play) (UL Type A) |  | standard | NO | [10 empty] | 2016-06-21 | Not Dimmable | Not Dimmable | NO |  | NNNNVC | [25 empty] | 4.4 | 2544.73 | 152.56 | 16.68 | 16.58 | 0.974 | 5000 | 81.6 |  |  |  | NO | NO | NO | 2018-05-02 | 4.3 |  | standard |  |  |  |  | 2018-11-02 | NO | NO | NO | [6 empty] | AC | [7 empty] | NO
PZA5E562 | Kumho Electric | earthcare | FLT8-32W/12W IU 410 | Linear Replacement Lamp | T8 Four-Foot | Replacement Lamps (plug and play) (UL Type A) |  | standard | YES |  | 1773.09 | 153 | 11.63 | 11 | 0.94 | 4077 | 85 | 5 | 50000 | 2016-06-09 | Not Dimmable | Not Dimmable | NO |  | UUUAQN | [15 empty] | 89.6 |  | 1.18 | 1.38 | [6 empty] | 4.4 | 1773.09 | 153 | 11.63 | 11 | 0.94 | 4077 | 85 |  |  |  | NO | NO | NO | 2018-05-02 | 4.3 |  | standard |  |  |  |  | 2018-11-02 | NO | NO | NO | [6 empty] | AC | [7 empty] | NO
PDEPMD3H | Kumho Electric | earthcare | FLT8-32W/12W IU 500 | Linear Replacement Lamp | T8 Four-Foot | Replacement Lamps (plug and play) (UL Type A) |  | standard | NO | [10 empty] | 2016-06-09 | Not Dimmable | Not Dimmable | NO |  | UUUAQN | [25 empty] | 4.4 | 1784.79 | 154 | 11.56 | 11 | 0.94 | 5070 | 84 |  |  |  | NO | NO | NO | 2018-05-02 | 4.3 |  | standard |  |  |  |  | 2018-11-02 | NO | NO | NO | [6 empty] | AC | [7 empty] | NO
PBFEVTGX | LED Trail | LED Trail | 1242(3500K) | Linear Replacement Lamp | T8 Four-Foot | Dual Mode Internal Driver (UL Type A and Type B) |  | standard | NO | [10 empty] | 2016-06-08 | Not Dimmable | Not Dimmable | NotYetVerified |  | IIIISG | [25 empty] | 4.4 | 1782 | 141.09 | 12.63 | 16.59 | 0.9132 | 3500 | 83.6 |  |  |  | NO | NO | NO | 2018-05-02 | 4.3 |  | standard |  |  |  |  | 2018-11-02 | NO | NO | NO | [6 empty] | AC | [7 empty] | NO
P8QD8WJ2 | LED Trail | LED Trail | 1242(4000K) | Linear Replacement Lamp | T8 Four-Foot | Dual Mode Internal Driver (UL Type A and Type B) |  | standard | NO | [10 empty] | 2016-06-08 | Not Dimmable | Not Dimmable | NotYetVerified |  | IIIISG | [25 empty] | 4.4 | 1782 | 141.09 | 12.63 | 16.59 | 0.9132 | 4000 | 83.6 |  |  |  | NO | NO | NO | 2018-05-02 | 4.3 |  | standard |  |  |  |  | 2018-11-02 | NO | NO | NO | [6 empty] | AC | [7 empty] | NO
PZ4PADSS | LED Trail | LED Trail | 1242(5000K) | Linear Replacement Lamp | T8 Four-Foot | Dual Mode Internal Driver (UL Type A and Type B) |  | standard | NO | [10 empty] | 2016-06-08 | Not Dimmable | Not Dimmable | NotYetVerified |  | IIIISG | [25 empty] | 4.4 | 1892 | 148.63 | 12.73 | 16.09 | 0.9137 | 5000 | 82.1 |  |  |  | NO | NO | NO | 2018-05-02 | 4.3 |  | standard |  |  |  |  | 2018-11-02 | NO | NO | NO | [6 empty] | AC | [7 empty] | NO
PSYHPH16 | LED Trail | LED Trail | 1242(3000K) | Linear Replacement Lamp | T8 Four-Foot | Dual Mode Internal Driver (UL Type A and Type B) |  | standard | YES |  | 1782 | 141.09 | 12.63 | 16.59 | 0.9132 | 3098 | 84 | 5 | 50000 | 2016-06-08 | Not Dimmable | Not Dimmable | NotYetVerified |  | IIIISG | [15 empty] | 85.5 |  | 1.36 | 1.26 | [6 empty] | 4.4 | 1782 | 141.09 | 12.63 | 16.59 | 0.9132 | 3000 | 83.6 |  |  |  | NO | NO | NO | 2018-05-02 | 4.3 |  | standard |  |  |  |  | 2018-11-02 | NO | NO | NO | [6 empty] | AC | [7 empty] | NO
P1EGJ6VM | GreenTek Energy Systems | GreenTEK | GT-T8-20W1200 BIXX BALLAST COMPATIBLE LED TUBE (3000K CLEAR LENS) | Linear Replacement Lamp | T8 Four-Foot | Dual Mode Internal Driver (UL Type A and Type B) |  | standard | YES |  | 2807 | 140.6 | 19.97 | 6.92 | 0.9734 | 3079 | 83.5 | 5 | 50000 | 2016-05-25 | Not Dimmable | Not Dimmable | NotYetVerified | Lastx represents either s for single-end power input or T for double-end inputs. Updated on 3/15/17. | MMMOJY | [15 empty] | 91.7 |  | 1.2 | 1.4 | [6 empty] | 4.4 | 2807 | 140.6 | 19.97 | 20 | 0.9 | 3000 | 83 |  |  |  | NO | NO | NO | 2018-05-02 | 4.3 |  | standard |  |  |  |  | 2018-11-02 | NO | NO | NO | [6 empty] | AC | [7 empty] | NO
P2TP9161 | GreenTek Energy Systems | GreenTEK | GT-T8-20W1200 BIXX BALLAST COMPATIBLE LED TUBE (4000K CLEAR LENS) | Linear Replacement Lamp | T8 Four-Foot | Dual Mode Internal Driver (UL Type A and Type B) |  | standard | NO | [10 empty] | 2016-05-25 | Not Dimmable | Not Dimmable | NotYetVerified | Lastx represents either s for single-end power input or T for double-end inputs. Updated on 3/15/17. | MMMOJY | [25 empty] | 4.4 | 2807 | 140.6 | 19.97 | 20 | 0.9 | 4000 | 83 |  |  |  | NO | NO | NO | 2018-05-02 | 4.3 |  | standard |  |  |  |  | 2018-11-02 | NO | NO | NO | [6 empty] | AC | [7 empty] | NO
P4SR7ZNY | GreenTek Energy Systems | GreenTEK | GT-T8-20W1200 BIXX BALLAST COMPATIBLE LED TUBE (5000K CLEAR LENS) | Linear Replacement Lamp | T8 Four-Foot | Dual Mode Internal Driver (UL Type A and Type B) |  | standard | NO | [10 empty] | 2016-05-25 | Not Dimmable | Not Dimmable | NotYetVerified | Lastx represents either s for single-end power input or T for double-end inputs. Updated on 3/15/17. | MMMOJY | [25 empty] | 4.4 | 2807 | 140.6 | 19.97 | 20 | 0.9 | 5000 | 83 |  |  |  | NO | NO | NO | 2018-05-02 | 4.3 |  | standard |  |  |  |  | 2018-11-02 | NO | NO | NO | [6 empty] | AC | [7 empty] | NO
PK32JP2N | LedZed International Inc | LedZed International | LZ-T8-20W12 TCC(4500K) | Linear Replacement Lamp | T8 Four-Foot | Replacement Lamps (plug and play) (UL Type A) |  | standard | NO | [10 empty] | 2016-05-13 | Not Dimmable | Not Dimmable | NO |  | MMMOHP | [25 empty] | 4.4 | 3029.1 | 143.22 | 21.15 | 17.86 | 0.9539 | 4500 | 82.1 |  |  |  | NO | NO | NO | 2018-05-02 | 4.3 |  | standard |  |  |  |  | 2018-11-02 | NO | NO | NO | [6 empty] | AC | [7 empty] | NO
P134DMVV | LedZed International Inc | LedZed International | LZ-T8-16W12 MCC(5000K) | Linear Replacement Lamp | T8 Four-Foot | Replacement Lamps (plug and play) (UL Type A) |  | standard | NO | [10 empty] | 2016-05-13 | Not Dimmable | Not Dimmable | NO |  | MMMOHQ | [25 empty] | 4.4 | 2456.89 | 145.94 | 16.835 | 16.54 | 0.9738 | 5000 | 80.9 |  |  |  | NO | NO | NO | 2018-05-02 | 4.3 |  | standard |  |  |  |  | 2018-11-02 | NO | NO | NO | [6 empty] | AC | [7 empty] | NO
PJR19FUF | LedZed International Inc | LedZed International | LZ-T8-20W12 TCC(5000K) | Linear Replacement Lamp | T8 Four-Foot | Replacement Lamps (plug and play) (UL Type A) |  | standard | NO | [10 empty] | 2016-05-13 | Not Dimmable | Not Dimmable | NO |  | MMMOHP | [25 empty] | 4.4 | 3117.43 | 148.56 | 20.985 | 17.63 | 0.9536 | 5000 | 81 |  |  |  | NO | NO | NO | 2018-05-02 | 4.3 |  | standard |  |  |  |  | 2018-11-02 | NO | NO | NO | [6 empty] | AC | [7 empty] | NO
PSCEB966 | LedZed International Inc | LedZed International | LZ-T8-11.5W12 TCC(4000K) | Linear Replacement Lamp | T8 Four-Foot | Replacement Lamps (plug and play) (UL Type A) |  | standard | NO | [10 empty] | 2016-05-13 | Not Dimmable | Not Dimmable | NO |  | MMMOHM | [25 empty] | 4.4 | 1671.93 | 146.02 | 11.45 | 18.16 | 0.9739 | 4000 | 82.6 |  |  |  | NO | NO | NO | 2018-05-02 | 4.3 |  | standard |  |  |  |  | 2018-11-02 | NO | NO | NO | [6 empty] | AC | [7 empty] | NO
PUVMMNA7 | LedZed International Inc | LedZed International | LZ-T8-25W12 TCC(4500K) | Linear Replacement Lamp | T8 Four-Foot | Replacement Lamps (plug and play) (UL Type A) |  | standard | NO | [10 empty] | 2016-05-13 | Not Dimmable | Not Dimmable | NO |  | MMMOHN | [25 empty] | 4.4 | 3796.58 | 143.86 | 26.39 | 16.04 | 0.9524 | 4500 | 81.9 |  |  |  | NO | NO | NO | 2018-05-02 | 4.3 |  | standard |  |  |  |  | 2018-11-02 | NO | NO | NO | [6 empty] | AC | [7 empty] | NO
PW4EKBT1 | LedZed International Inc | LedZed International | LZ-T8-25W12 TCC(5000K) | Linear Replacement Lamp | T8 Four-Foot | Replacement Lamps (plug and play) (UL Type A) |  | standard | NO | [10 empty] | 2016-05-13 | Not Dimmable | Not Dimmable | NO |  | MMMOHN | [25 empty] | 4.4 | 3963.22 | 150.29 | 26.37 | 15.85 | 0.9519 | 5000 | 80.8 |  |  |  | NO | NO | NO | 2018-05-02 | 4.3 |  | standard |  |  |  |  | 2018-11-02 | NO | NO | NO | [6 empty] | AC | [7 empty] | NO
PT41W698 | LedZed International Inc | LedZed International | LZ-T8-14W12 TCC(5000K) | Linear Replacement Lamp | T8 Four-Foot | Replacement Lamps (plug and play) (UL Type A) |  | standard | NO | [10 empty] | 2016-05-13 | Not Dimmable | Not Dimmable | NO |  | MMMOHO | [25 empty] | 4.4 | 2257.46 | 155.53 | 14.515 | 18.62 | 0.9742 | 5000 | 81.3 |  |  |  | NO | NO | NO | 2018-05-02 | 4.3 |  | standard |  |  |  |  | 2018-11-02 | NO | NO | NO | [6 empty] | AC | [7 empty] | NO
PBETNFP1 | LedZed International Inc | LedZed International | LZ-T8-25W12 TCC(4000K) | Linear Replacement Lamp | T8 Four-Foot | Replacement Lamps (plug and play) (UL Type A) |  | standard | NO | [10 empty] | 2016-05-13 | Not Dimmable | Not Dimmable | NO |  | MMMOHN | [25 empty] | 4.4 | 3796.58 | 143.86 | 26.39 | 16.04 | 0.9524 | 4000 | 81.9 |  |  |  | NO | NO | NO | 2018-05-02 | 4.3 |  | standard |  |  |  |  | 2018-11-02 | NO | NO | NO | [6 empty] | AC | [7 empty] | NO
P5R5HC7U | LedZed International Inc | LedZed International | LZ-T8-20W12 TCC(4000K) | Linear Replacement Lamp | T8 Four-Foot | Replacement Lamps (plug and play) (UL Type A) |  | standard | NO | [10 empty] | 2016-05-13 | Not Dimmable | Not Dimmable | NO |  | MMMOHP | [25 empty] | 4.4 | 3029.1 | 143.22 | 21.15 | 17.86 | 0.9539 | 4000 | 82.1 |  |  |  | NO | NO | NO | 2018-05-02 | 4.3 |  | standard |  |  |  |  | 2018-11-02 | NO | NO | NO | [6 empty] | AC | [7 empty] | NO
PKF32KAP | LedZed International Inc | LedZed International | LZ-T8-16W12 MCC(4000K) | Linear Replacement Lamp | T8 Four-Foot | Replacement Lamps (plug and play) (UL Type A) |  | standard | NO | [10 empty] | 2016-05-13 | Not Dimmable | Not Dimmable | NO |  | MMMOHQ | [25 empty] | 4.4 | 2377.15 | 142.17 | 16.72 | 16.82 | 0.9738 | 4000 | 82.2 |  |  |  | NO | NO | NO | 2018-05-02 | 4.3 |  | standard |  |  |  |  | 2018-11-02 | NO | NO | NO | [6 empty] | AC | [7 empty] | NO
P22AA4GU | LedZed International Inc | LedZed International | LZ-T8-14W12 TCC(4000K) | Linear Replacement Lamp | T8 Four-Foot | Replacement Lamps (plug and play) (UL Type A) |  | standard | NO | [10 empty] | 2016-05-13 | Not Dimmable | Not Dimmable | NO |  | MMMOHO | [25 empty] | 4.4 | 2136.12 | 146.51 | 14.58 | 18.86 | 0.9744 | 4000 | 82.4 |  |  |  | NO | NO | NO | 2018-05-02 | 4.3 |  | standard |  |  |  |  | 2018-11-02 | NO | NO | NO | [6 empty] | AC | [7 empty] | NO
P5FW1HB5 | LedZed International Inc | LedZed International | LZ-T8-16W12 MCC(4500K) | Linear Replacement Lamp | T8 Four-Foot | Replacement Lamps (plug and play) (UL Type A) |  | standard | NO | [10 empty] | 2016-05-13 | Not Dimmable | Not Dimmable | NO |  | MMMOHQ | [25 empty] | 4.4 | 2377.15 | 142.17 | 16.72 | 16.82 | 0.9738 | 4500 | 82.2 |  |  |  | NO | NO | NO | 2018-05-02 | 4.3 |  | standard |  |  |  |  | 2018-11-02 | NO | NO | NO | [6 empty] | AC | [7 empty] | NO
PNDKUMBJ | LedZed International Inc | LedZed International | LZ-T8-11.5W12 TCC(4500K) | Linear Replacement Lamp | T8 Four-Foot | Replacement Lamps (plug and play) (UL Type A) |  | standard | NO | [10 empty] | 2016-05-13 | Not Dimmable | Not Dimmable | NO |  | MMMOHM | [25 empty] | 4.4 | 1671.93 | 146.02 | 11.45 | 18.16 | 0.9739 | 4500 | 82.6 |  |  |  | NO | NO | NO | 2018-05-02 | 4.3 |  | standard |  |  |  |  | 2018-11-02 | NO | NO | NO | [6 empty] | AC | [7 empty] | NO
P36PXEF8 | LedZed International Inc | LedZed International | LZ-T8-14W12 TCC(4500K) | Linear Replacement Lamp | T8 Four-Foot | Replacement Lamps (plug and play) (UL Type A) |  | standard | NO | [10 empty] | 2016-05-13 | Not Dimmable | Not Dimmable | NO |  | MMMOHO | [25 empty] | 4.4 | 2136.12 | 146.51 | 14.58 | 18.86 | 0.9744 | 4500 | 82.4 |  |  |  | NO | NO | NO | 2018-05-02 | 4.3 |  | standard |  |  |  |  | 2018-11-02 | NO | NO | NO | [6 empty] | AC | [7 empty] | NO
PYXBYYX7 | LedZed International Inc | LedZed International | LZ-T8-11.5W12 TCC(5000K) | Linear Replacement Lamp | T8 Four-Foot | Replacement Lamps (plug and play) (UL Type A) |  | standard | NO | [10 empty] | 2016-05-13 | Not Dimmable | Not Dimmable | NO |  | MMMOHM | [25 empty] | 4.4 | 1773.06 | 155.87 | 11.375 | 18.01 | 0.9742 | 5000 | 81.7 |  |  |  | NO | NO | NO | 2018-05-02 | 4.3 |  | standard |  |  |  |  | 2018-11-02 | NO | NO | NO | [6 empty] | AC | [7 empty] | NO
PXYTNBV9 | RAB Lighting | RAB | T8-15-48G-840-DIR | Linear Replacement Lamp | T8 Four-Foot | Replacement Lamps (plug and play) (UL Type A) |  | standard | NO | [10 empty] | 2018-10-16 | Not Dimmable | Not Dimmable | NO |  | BBBEMN | [25 empty] | 4.4 | 2200 | 146.667 | 15 | 6 | 0.9745 | 4000 | 80 |  |  |  | NO | NO | NO | [8 empty] | 2018-11-02 | NO | NO | NO | [6 empty] | AC | [7 empty] | NO
PSLFDES5 | RAB Lighting | RAB | T8-15-48P-850-DIR | Linear Replacement Lamp | T8 Four-Foot | Replacement Lamps (plug and play) (UL Type A) |  | standard | NO | [10 empty] | 2018-10-12 | Not Dimmable | Not Dimmable | NO |  | BBBEMI | [25 empty] | 4.4 | 2200 | 146.667 | 15 | 5.9 | 0.9709 | 5000 | 82 |  |  |  | NO | NO | NO | [8 empty] | 2018-11-02 | NO | NO | NO | [6 empty] | AC | [7 empty] | NO
PQ71M884 | Aleddra Inc. | Aleddra | LLT-4-T8-15W-DBA-C-50K | Linear Replacement Lamp | T8 Four-Foot | Dual Mode Internal Driver (UL Type A and Type B) |  | standard | NO | [10 empty] | 2016-05-04 | Not Dimmable | Not Dimmable | NO | Product updated on 10/6/2016 | IIIJOU | [25 empty] | 4.4 | 2503 | 144.7 | 17.3 | 7.86 | 0.99 | 5284 | 82.7 |  |  |  | NO | NO | NO | 2018-05-02 | 4.3 |  | standard |  |  |  |  | 2018-11-02 | NO | NO | NO | [6 empty] | AC | [7 empty] | NO
PSHSZX9Q | Aleddra Inc. | Aleddra | LLT-4-T8-15W-DBA-C-40K | Linear Replacement Lamp | T8 Four-Foot | Dual Mode Internal Driver (UL Type A and Type B) |  | standard | NO | [10 empty] | 2016-05-04 | Not Dimmable | Not Dimmable | NO | Product updated on 10/6/2016 | IIIJOU | [25 empty] | 4.4 | 2451 | 140.9 | 17.4 | 7.86 | 0.99 | 4152 | 81.1 |  |  |  | NO | NO | NO | 2018-05-02 | 4.3 |  | standard |  |  |  |  | 2018-11-02 | NO | NO | NO | [6 empty] | AC | [7 empty] | NO
PRQQJ43Z | Metro LED | Metro LED | ML-T8-20W1200 BALLAST COMPATIBLE LED TUBE(5000K CLEAR) | Linear Replacement Lamp | T8 Four-Foot | Dual Mode Internal Driver (UL Type A and Type B) |  | standard | NO | [10 empty] | 2016-04-28 | Not Dimmable | Not Dimmable | NotYetVerified | Updated on 4/4/2017 de-listed on 4/1/2017 re-listed on 4/4/2017 | SSSAZT | [25 empty] | 4.4 | 2807 | 140.6 | 19.97 | 20 | 0.9 | 5000 | 83 |  |  |  | NO | NO | NO | 2018-05-02 | 4.3 |  | standard |  |  |  |  | 2018-11-02 | NO | NO | NO | [6 empty] | AC | [7 empty] | NO
PAUFB5GP | Metro LED | Metro LED | ML-T8-20W1200 BALLAST COMPATIBLE LED TUBE(4000K CLEAR) | Linear Replacement Lamp | T8 Four-Foot | Dual Mode Internal Driver (UL Type A and Type B) |  | standard | NO | [10 empty] | 2016-04-28 | Not Dimmable | Not Dimmable | NotYetVerified | Updated on 4/4/2017 de-listed on 4/1/2017 re-listed on 4/4/2017 | SSSAZT | [25 empty] | 4.4 | 2807 | 140.6 | 19.97 | 20 | 0.9 | 4000 | 83 |  |  |  | NO | NO | NO | 2018-05-02 | 4.3 |  | standard |  |  |  |  | 2018-11-02 | NO | NO | NO | [6 empty] | AC | [7 empty] | NO
PU8XDZ25 | Metro LED | Metro LED | ML-T8-20W1200 BALLAST COMPATIBLE LED TUBE(3000K CLEAR) | Linear Replacement Lamp | T8 Four-Foot | Dual Mode Internal Driver (UL Type A and Type B) |  | standard | YES |  | 2807 | 140.6 | 19.97 | 6.92 | 0.9734 | 3079 | 83.5 | 5 | 50000 | 2016-04-28 | Not Dimmable | Not Dimmable | NotYetVerified | Updated on 4/4/2017 de-listed on 4/1/2017 re-listed on 4/4/2017 | SSSAZT | [15 empty] | 91.7 |  | 1.2 | 1.4 | [6 empty] | 4.4 | 2807 | 140.6 | 19.97 | 20 | 0.9 | 3000 | 83 |  |  |  | NO | NO | NO | 2018-05-02 | 4.3 |  | standard |  |  |  |  | 2018-11-02 | NO | NO | NO | [6 empty] | AC | [7 empty] | NO
P3JJ75XX | Metro LED | Metro LED | ML-T8-20W1200 BALLAST COMPATIBLE LED TUBE(3500K CLEAR) | Linear Replacement Lamp | T8 Four-Foot | Dual Mode Internal Driver (UL Type A and Type B) |  | standard | NO | [10 empty] | 2016-04-28 | Not Dimmable | Not Dimmable | NotYetVerified | Updated on 4/4/2017 de-listed on 4/1/2017 re-listed on 4/4/2017 | SSSAZT | [25 empty] | 4.4 | 2807 | 140.6 | 19.97 | 20 | 0.9 | 3500 | 83 |  |  |  | NO | NO | NO | 2018-05-02 | 4.3 |  | standard |  |  |  |  | 2018-11-02 | NO | NO | NO | [6 empty] | AC | [7 empty] | NO
P25UKT8U | Green Lighting LED | GREEN LIGHTING LED | USHC-T8-4FT-14W-BCB-ZY (CLEAR LENS) (5000K) | Linear Replacement Lamp | T8 Four-Foot | Replacement Lamps (plug and play) (UL Type A) |  | standard | NO | [10 empty] | 2016-04-14 | Not Dimmable | Not Dimmable | NotYetVerified | Nominal wattage 14w | KKKYWF | [25 empty] | 4.4 | 2304 | 140.92 | 16.35 | 12.07 | 0.9043 | 5000 | 81.1 |  |  |  | NO | NO | NO | 2018-05-02 | 4.3 |  | standard |  |  |  |  | 2018-11-02 | NO | NO | NO | [6 empty] | AC | [7 empty] | NO
PMT8MCNN | Green Lighting LED | GREEN LIGHTING LED | USHC-T8-4FT-12W-BCB-ZY (CLEAR LENS) (5000K) | Linear Replacement Lamp | T8 Four-Foot | Replacement Lamps (plug and play) (UL Type A) |  | standard | NO | [10 empty] | 2016-04-14 | Not Dimmable | Not Dimmable | NotYetVerified | Nominal wattage 12w | KKKYWD | [25 empty] | 4.4 | 2005.8 | 140.96 | 14.23 | 14.63 | 0.9031 | 5000 | 81.6 |  |  |  | NO | NO | NO | 2018-05-02 | 4.3 |  | standard |  |  |  |  | 2018-11-02 | NO | NO | NO | [6 empty] | AC | [7 empty] | NO
PAPFSZ8D | Global Energy & Lighting | Global Energy & Lighting | GLEDT8-16W-4000K | Linear Replacement Lamp | T8 Four-Foot | Replacement Lamps (plug and play) (UL Type A) |  | standard | NO | [10 empty] | 2016-04-06 | Not Dimmable | Not Dimmable | NO |  | MMMOCI | [25 empty] | 4.4 | 2377.15 | 142.17 | 16.72 | 16.82 | 0.9738 | 4000 | 82.2 |  |  |  | NO | NO | NO | 2018-05-02 | 4.3 |  | standard |  |  |  |  | 2018-11-02 | NO | NO | NO | [6 empty] | AC | [7 empty] | NO
PT5TJBBN | Global Energy & Lighting | Global Energy & Lighting | GLEDT8-16W-5000K | Linear Replacement Lamp | T8 Four-Foot | Replacement Lamps (plug and play) (UL Type A) |  | standard | NO | [10 empty] | 2016-04-06 | Not Dimmable | Not Dimmable | NO |  | MMMOCI | [25 empty] | 4.4 | 2456.89 | 145.94 | 16.835 | 16.54 | 0.9738 | 5000 | 80.9 |  |  |  | NO | NO | NO | 2018-05-02 | 4.3 |  | standard |  |  |  |  | 2018-11-02 | NO | NO | NO | [6 empty] | AC | [7 empty] | NO
PRWX5WR6 | Global Energy & Lighting | Global Energy & Lighting | GLEDT8-11.5W-5000K | Linear Replacement Lamp | T8 Four-Foot | Replacement Lamps (plug and play) (UL Type A) |  | standard | NO | [10 empty] | 2016-04-06 | Not Dimmable | Not Dimmable | NO |  | MMMOCG | [25 empty] | 4.4 | 1773.06 | 155.87 | 11.375 | 18.01 | 0.9742 | 5000 | 81.7 |  |  |  | NO | NO | NO | 2018-05-02 | 4.3 |  | standard |  |  |  |  | 2018-11-02 | NO | NO | NO | [6 empty] | AC | [7 empty] | NO
P58VXYHZ | Global Energy & Lighting | Global Energy & Lighting | GLEDT8-11.5W-4000K | Linear Replacement Lamp | T8 Four-Foot | Replacement Lamps (plug and play) (UL Type A) |  | standard | NO | [10 empty] | 2016-04-06 | Not Dimmable | Not Dimmable | NO |  | MMMOCG | [25 empty] | 4.4 | 1671.93 | 146.02 | 11.45 | 18.16 | 0.9739 | 4000 | 82.6 |  |  |  | NO | NO | NO | 2018-05-02 | 4.3 |  | standard |  |  |  |  | 2018-11-02 | NO | NO | NO | [6 empty] | AC | [7 empty] | NO
PBTEVP3T | Global Energy & Lighting | Global Energy & Lighting | GLEDT8-25W-4500K | Linear Replacement Lamp | T8 Four-Foot | Replacement Lamps (plug and play) (UL Type A) |  | standard | NO | [10 empty] | 2016-04-06 | Not Dimmable | Not Dimmable | NO |  | MMMOCK | [25 empty] | 4.4 | 3796.58 | 143.86 | 26.39 | 16.04 | 0.9524 | 4500 | 81.9 |  |  |  | NO | NO | NO | 2018-05-02 | 4.3 |  | standard |  |  |  |  | 2018-11-02 | NO | NO | NO | [6 empty] | AC | [7 empty] | NO
PEN4H8N9 | Global Energy & Lighting | Global Energy & Lighting | GLEDT8-11.5W-4500K | Linear Replacement Lamp | T8 Four-Foot | Replacement Lamps (plug and play) (UL Type A) |  | standard | NO | [10 empty] | 2016-04-06 | Not Dimmable | Not Dimmable | NO |  | MMMOCG | [25 empty] | 4.4 | 1671.93 | 146.02 | 11.45 | 18.16 | 0.9739 | 4500 | 82.6 |  |  |  | NO | NO | NO | 2018-05-02 | 4.3 |  | standard |  |  |  |  | 2018-11-02 | NO | NO | NO | [6 empty] | AC | [7 empty] | NO
P9VBN9RQ | Global Energy & Lighting | Global Energy & Lighting | GLEDT8-25W-5000K | Linear Replacement Lamp | T8 Four-Foot | Replacement Lamps (plug and play) (UL Type A) |  | standard | NO | [10 empty] | 2016-04-06 | Not Dimmable | Not Dimmable | NO |  | MMMOCK | [25 empty] | 4.4 | 3963.22 | 150.29 | 26.37 | 15.85 | 0.9519 | 5000 | 80.8 |  |  |  | NO | NO | NO | 2018-05-02 | 4.3 |  | standard |  |  |  |  | 2018-11-02 | NO | NO | NO | [6 empty] | AC | [7 empty] | NO
P7VHZD28 | Global Energy & Lighting | Global Energy & Lighting | GLEDT8-14W-4000K | Linear Replacement Lamp | T8 Four-Foot | Replacement Lamps (plug and play) (UL Type A) |  | standard | NO | [10 empty] | 2016-04-06 | Not Dimmable | Not Dimmable | NO |  | MMMOCH | [25 empty] | 4.4 | 2136.12 | 146.51 | 14.58 | 18.86 | 0.9744 | 4000 | 82.4 |  |  |  | NO | NO | NO | 2018-05-02 | 4.3 |  | standard |  |  |  |  | 2018-11-02 | NO | NO | NO | [6 empty] | AC | [7 empty] | NO
PECJSH8Z | Global Energy & Lighting | Global Energy & Lighting | GLEDT8-14W-4500K | Linear Replacement Lamp | T8 Four-Foot | Replacement Lamps (plug and play) (UL Type A) |  | standard | NO | [10 empty] | 2016-04-06 | Not Dimmable | Not Dimmable | NO |  | MMMOCH | [25 empty] | 4.4 | 2136.12 | 146.51 | 14.58 | 18.86 | 0.9744 | 4500 | 82.4 |  |  |  | NO | NO | NO | 2018-05-02 | 4.3 |  | standard |  |  |  |  | 2018-11-02 | NO | NO | NO | [6 empty] | AC | [7 empty] | NO
P564VJFN | Global Energy & Lighting | Global Energy & Lighting | GLEDT8-20W-5000K | Linear Replacement Lamp | T8 Four-Foot | Replacement Lamps (plug and play) (UL Type A) |  | standard | NO | [10 empty] | 2016-04-06 | Not Dimmable | Not Dimmable | NO |  | MMMOCJ | [25 empty] | 4.4 | 3117.43 | 148.56 | 20.985 | 17.63 | 0.9536 | 5000 | 81 |  |  |  | NO | NO | NO | 2018-05-02 | 4.3 |  | standard |  |  |  |  | 2018-11-02 | NO | NO | NO | [6 empty] | AC | [7 empty] | NO
P2YPJUEF | Global Energy & Lighting | Global Energy & Lighting | GLEDT8-25W-4000K | Linear Replacement Lamp | T8 Four-Foot | Replacement Lamps (plug and play) (UL Type A) |  | standard | NO | [10 empty] | 2016-04-06 | Not Dimmable | Not Dimmable | NO |  | MMMOCK | [25 empty] | 4.4 | 3796.58 | 143.86 | 26.39 | 16.04 | 0.9524 | 4000 | 81.9 |  |  |  | NO | NO | NO | 2018-05-02 | 4.3 |  | standard |  |  |  |  | 2018-11-02 | NO | NO | NO | [6 empty] | AC | [7 empty] | NO
PAD462TG | Global Energy & Lighting | Global Energy & Lighting | GLEDT8-20W-4000K | Linear Replacement Lamp | T8 Four-Foot | Replacement Lamps (plug and play) (UL Type A) |  | standard | NO | [10 empty] | 2016-04-06 | Not Dimmable | Not Dimmable | NO |  | MMMOCJ | [25 empty] | 4.4 | 3029.1 | 143.22 | 21.15 | 17.86 | 0.9539 | 4000 | 82.1 |  |  |  | NO | NO | NO | 2018-05-02 | 4.3 |  | standard |  |  |  |  | 2018-11-02 | NO | NO | NO | [6 empty] | AC | [7 empty] | NO
PS29U3J7 | Global Energy & Lighting | Global Energy & Lighting | GLEDT8-20W-4500K | Linear Replacement Lamp | T8 Four-Foot | Replacement Lamps (plug and play) (UL Type A) |  | standard | NO | [10 empty] | 2016-04-06 | Not Dimmable | Not Dimmable | NO |  | MMMOCJ | [25 empty] | 4.4 | 3029.1 | 143.22 | 21.15 | 17.86 | 0.9539 | 4500 | 82.1 |  |  |  | NO | NO | NO | 2018-05-02 | 4.3 |  | standard |  |  |  |  | 2018-11-02 | NO | NO | NO | [6 empty] | AC | [7 empty] | NO
PMQZH5WA | Global Energy & Lighting | Global Energy & Lighting | GLEDT8-16W-4500K | Linear Replacement Lamp | T8 Four-Foot | Replacement Lamps (plug and play) (UL Type A) |  | standard | NO | [10 empty] | 2016-04-06 | Not Dimmable | Not Dimmable | NO |  | MMMOCI | [25 empty] | 4.4 | 2377.15 | 142.17 | 16.72 | 16.82 | 0.9738 | 4500 | 82.2 |  |  |  | NO | NO | NO | 2018-05-02 | 4.3 |  | standard |  |  |  |  | 2018-11-02 | NO | NO | NO | [6 empty] | AC | [7 empty] | NO
P5PJMVZW | Global Energy & Lighting | Global Energy & Lighting | GLEDT8-14W-5000K | Linear Replacement Lamp | T8 Four-Foot | Replacement Lamps (plug and play) (UL Type A) |  | standard | NO | [10 empty] | 2016-04-06 | Not Dimmable | Not Dimmable | NO |  | MMMOCH | [25 empty] | 4.4 | 2257.46 | 155.53 | 14.515 | 18.62 | 0.9742 | 5000 | 81.3 |  |  |  | NO | NO | NO | 2018-05-02 | 4.3 |  | standard |  |  |  |  | 2018-11-02 | NO | NO | NO | [6 empty] | AC | [7 empty] | NO
PZQWBB3E | Shenzhen Top Technology Co.,Ltd | TOOPER | TOP-T8-11.5W12 TCC(4000K) | Linear Replacement Lamp | T8 Four-Foot | Replacement Lamps (plug and play) (UL Type A) |  | standard | NO | [10 empty] | 2016-03-17 | Not Dimmable | Not Dimmable | NO |  | SSSASW | [25 empty] | 4.4 | 1671.93 | 146.02 | 11.45 | 18.16 | 0.9739 | 4000 | 82.6 |  |  |  | NO | NO | NO | 2018-05-02 | 4.3 |  | standard |  |  |  |  | 2018-11-02 | NO | NO | NO | [6 empty] | AC | [7 empty] | NO
PURPQNWG | Shenzhen Top Technology Co.,Ltd | TOOPER | TOP-T8-16W12 MCC(4000K) | Linear Replacement Lamp | T8 Four-Foot | Replacement Lamps (plug and play) (UL Type A) |  | standard | NO | [10 empty] | 2016-03-17 | Not Dimmable | Not Dimmable | NO |  | SSSATA | [25 empty] | 4.4 | 2377.15 | 142.17 | 16.72 | 16.82 | 0.9738 | 4000 | 82.2 |  |  |  | NO | NO | NO | 2018-05-02 | 4.3 |  | standard |  |  |  |  | 2018-11-02 | NO | NO | NO | [6 empty] | AC | [7 empty] | NO
PA7NEH95 | Shenzhen Top Technology Co.,Ltd | TOOPER | TOP-T8-20W12 TCC(4500K) | Linear Replacement Lamp | T8 Four-Foot | Replacement Lamps (plug and play) (UL Type A) |  | standard | NO | [10 empty] | 2016-03-17 | Not Dimmable | Not Dimmable | NO |  | SSSASZ | [25 empty] | 4.4 | 3029.1 | 143.22 | 21.15 | 17.86 | 0.9539 | 4500 | 82.1 |  |  |  | NO | NO | NO | 2018-05-02 | 4.3 |  | standard |  |  |  |  | 2018-11-02 | NO | NO | NO | [6 empty] | AC | [7 empty] | NO
PUVWC8T2 | Shenzhen Top Technology Co.,Ltd | TOOPER | TOP-T8-14W12 TCC(4500K) | Linear Replacement Lamp | T8 Four-Foot | Replacement Lamps (plug and play) (UL Type A) |  | standard | NO | [10 empty] | 2016-03-17 | Not Dimmable | Not Dimmable | NO |  | SSSASY | [25 empty] | 4.4 | 2136.12 | 146.51 | 14.58 | 18.86 | 0.9744 | 4500 | 82.4 |  |  |  | NO | NO | NO | 2018-05-02 | 4.3 |  | standard |  |  |  |  | 2018-11-02 | NO | NO | NO | [6 empty] | AC | [7 empty] | NO
PGFW95NM | Shenzhen Top Technology Co.,Ltd | TOOPER | TOP-T8-11.5W12 TCC(4500K) | Linear Replacement Lamp | T8 Four-Foot | Replacement Lamps (plug and play) (UL Type A) |  | standard | NO | [10 empty] | 2016-03-17 | Not Dimmable | Not Dimmable | NO |  | SSSASW | [25 empty] | 4.4 | 1671.93 | 146.02 | 11.45 | 18.16 | 0.9739 | 4500 | 82.6 |  |  |  | NO | NO | NO | 2018-05-02 | 4.3 |  | standard |  |  |  |  | 2018-11-02 | NO | NO | NO | [6 empty] | AC | [7 empty] | NO
PBQ71TXS | Shenzhen Top Technology Co.,Ltd | TOOPER | TOP-T8-16W12 MCC(5000K) | Linear Replacement Lamp | T8 Four-Foot | Replacement Lamps (plug and play) (UL Type A) |  | standard | NO | [10 empty] | 2016-03-17 | Not Dimmable | Not Dimmable | NO |  | SSSATA | [25 empty] | 4.4 | 2456.89 | 145.94 | 16.835 | 16.54 | 0.9738 | 5000 | 80.9 |  |  |  | NO | NO | NO | 2018-05-02 | 4.3 |  | standard |  |  |  |  | 2018-11-02 | NO | NO | NO | [6 empty] | AC | [7 empty] | NO
PS8NN242 | Shenzhen Top Technology Co.,Ltd | TOOPER | TOP-T8-25W12 TCC(4000K) | Linear Replacement Lamp | T8 Four-Foot | Replacement Lamps (plug and play) (UL Type A) |  | standard | NO | [10 empty] | 2016-03-17 | Not Dimmable | Not Dimmable | NO |  | SSSASX | [25 empty] | 4.4 | 3796.58 | 143.86 | 26.39 | 16.04 | 0.9524 | 4000 | 81.9 |  |  |  | NO | NO | NO | 2018-05-02 | 4.3 |  | standard |  |  |  |  | 2018-11-02 | NO | NO | NO | [6 empty] | AC | [7 empty] | NO
P38VX5GE | Shenzhen Top Technology Co.,Ltd | TOOPER | TOP-T8-20W12 TCC(4000K) | Linear Replacement Lamp | T8 Four-Foot | Replacement Lamps (plug and play) (UL Type A) |  | standard | NO | [10 empty] | 2016-03-17 | Not Dimmable | Not Dimmable | NO |  | SSSASZ | [25 empty] | 4.4 | 3029.1 | 143.22 | 21.15 | 17.86 | 0.9539 | 4000 | 82.1 |  |  |  | NO | NO | NO | 2018-05-02 | 4.3 |  | standard |  |  |  |  | 2018-11-02 | NO | NO | NO | [6 empty] | AC | [7 empty] | NO
PZQGHQUG | Shenzhen Top Technology Co.,Ltd | TOOPER | TOP-T8-16W12 MCC(4500K) | Linear Replacement Lamp | T8 Four-Foot | Replacement Lamps (plug and play) (UL Type A) |  | standard | NO | [10 empty] | 2016-03-17 | Not Dimmable | Not Dimmable | NO |  | SSSATA | [25 empty] | 4.4 | 2377.15 | 142.17 | 16.72 | 16.82 | 0.9738 | 4500 | 82.2 |  |  |  | NO | NO | NO | 2018-05-02 | 4.3 |  | standard |  |  |  |  | 2018-11-02 | NO | NO | NO | [6 empty] | AC | [7 empty] | NO
PSSBAKU1 | Shenzhen Top Technology Co.,Ltd | TOOPER | TOP-T8-25W12 TCC(5000K) | Linear Replacement Lamp | T8 Four-Foot | Replacement Lamps (plug and play) (UL Type A) |  | standard | NO | [10 empty] | 2016-03-17 | Not Dimmable | Not Dimmable | NO |  | SSSASX | [25 empty] | 4.4 | 3963.22 | 150.29 | 26.37 | 15.85 | 0.9519 | 5000 | 80.8 |  |  |  | NO | NO | NO | 2018-05-02 | 4.3 |  | standard |  |  |  |  | 2018-11-02 | NO | NO | NO | [6 empty] | AC | [7 empty] | NO
P4ZNVHBN | Shenzhen Top Technology Co.,Ltd | TOOPER | TOP-T8-11.5W12 TCC(5000K) | Linear Replacement Lamp | T8 Four-Foot | Replacement Lamps (plug and play) (UL Type A) |  | standard | NO | [10 empty] | 2016-03-17 | Not Dimmable | Not Dimmable | NO |  | SSSASW | [25 empty] | 4.4 | 1773.06 | 155.87 | 11.375 | 18.01 | 0.9742 | 5000 | 81.7 |  |  |  | NO | NO | NO | 2018-05-02 | 4.3 |  | standard |  |  |  |  | 2018-11-02 | NO | NO | NO | [6 empty] | AC | [7 empty] | NO
P2EUYRAW | Shenzhen Top Technology Co.,Ltd | TOOPER | TOP-T8-14W12 TCC(4000K) | Linear Replacement Lamp | T8 Four-Foot | Replacement Lamps (plug and play) (UL Type A) |  | standard | NO | [10 empty] | 2016-03-17 | Not Dimmable | Not Dimmable | NO |  | SSSASY | [25 empty] | 4.4 | 2136.12 | 146.51 | 14.58 | 18.86 | 0.9744 | 4000 | 82.4 |  |  |  | NO | NO | NO | 2018-05-02 | 4.3 |  | standard |  |  |  |  | 2018-11-02 | NO | NO | NO | [6 empty] | AC | [7 empty] | NO
PRFKAEB2 | Shenzhen Top Technology Co.,Ltd | TOOPER | TOP-T8-25W12 TCC(4500K) | Linear Replacement Lamp | T8 Four-Foot | Replacement Lamps (plug and play) (UL Type A) |  | standard | NO | [10 empty] | 2016-03-17 | Not Dimmable | Not Dimmable | NO |  | SSSASX | [25 empty] | 4.4 | 3796.58 | 143.86 | 26.39 | 16.04 | 0.9524 | 4500 | 81.9 |  |  |  | NO | NO | NO | 2018-05-02 | 4.3 |  | standard |  |  |  |  | 2018-11-02 | NO | NO | NO | [6 empty] | AC | [7 empty] | NO
PZQ2AFAH | Shenzhen Top Technology Co.,Ltd | TOOPER | TOP-T8-20W12 TCC(5000K) | Linear Replacement Lamp | T8 Four-Foot | Replacement Lamps (plug and play) (UL Type A) |  | standard | NO | [10 empty] | 2016-03-17 | Not Dimmable | Not Dimmable | NO |  | SSSASZ | [25 empty] | 4.4 | 3117.43 | 148.56 | 20.985 | 17.63 | 0.9536 | 5000 | 81 |  |  |  | NO | NO | NO | 2018-05-02 | 4.3 |  | standard |  |  |  |  | 2018-11-02 | NO | NO | NO | [6 empty] | AC | [7 empty] | NO
PS29WQGN | Shenzhen Top Technology Co.,Ltd | TOOPER | TOP-T8-14W12 TCC(5000K) | Linear Replacement Lamp | T8 Four-Foot | Replacement Lamps (plug and play) (UL Type A) |  | standard | NO | [10 empty] | 2016-03-17 | Not Dimmable | Not Dimmable | NO |  | SSSASY | [25 empty] | 4.4 | 2257.46 | 155.53 | 14.515 | 18.62 | 0.9742 | 5000 | 81.3 |  |  |  | NO | NO | NO | 2018-05-02 | 4.3 |  | standard |  |  |  |  | 2018-11-02 | NO | NO | NO | [6 empty] | AC | [7 empty] | NO
PT7ZL9TZ | RAB Lighting | RAB | T8-12-48P-840-DIR | Linear Replacement Lamp | T8 Four-Foot | Replacement Lamps (plug and play) (UL Type A) |  | standard | NO | [10 empty] | 2018-10-12 | Not Dimmable | Not Dimmable | NO |  | BBBEMF | [25 empty] | 4.4 | 1800 | 150 | 12 | 13.4 | 0.9712 | 4000 | 82 |  |  |  | NO | NO | NO | [8 empty] | 2018-11-02 | NO | NO | NO | [6 empty] | AC | [7 empty] | NO
PVMFIEYB | RAB Lighting | RAB | T8-12-48P-850-DIR | Linear Replacement Lamp | T8 Four-Foot | Replacement Lamps (plug and play) (UL Type A) |  | standard | NO | [10 empty] | 2018-10-12 | Not Dimmable | Not Dimmable | NO |  | BBBEMF | [25 empty] | 4.4 | 1800 | 150 | 12 | 13.4 | 0.9712 | 5000 | 82 |  |  |  | NO | NO | NO | [8 empty] | 2018-11-02 | NO | NO | NO | [6 empty] | AC | [7 empty] | NO
P46UX993 | Linmore LED Labs | Linmore LED | LL-T8-4-BC-18W-F-45K | Linear Replacement Lamp | T8 Four-Foot | Replacement Lamps (plug and play) (UL Type A) |  | standard | NO | [10 empty] | 2016-01-25 | Not Dimmable | Not Dimmable | NotYetVerified | Updated on 4/21/2017 | RRRSJZ | [25 empty] | 4.4 | 2550 | 142 | 18 | 15 | 0.9 | 4500 | 80 |  |  |  | NO | NO | NO | 2018-05-02 | 4.3 |  | standard |  |  |  |  | 2018-11-02 | NO | NO | NO | [6 empty] | AC | [7 empty] | NO
PSGRCA5P | Lumen Impact, LLC | Lumen Impact | LI-LT8-4FTF(45K120CGSA) | Linear Replacement Lamp | T8 Four-Foot | Replacement Lamps (plug and play) (UL Type A) |  | standard | NO | [10 empty] | 2016-01-25 | Not Dimmable | Not Dimmable | NotYetVerified | Updated on 4/14/2017 | RRRSJX | [25 empty] | 4.4 | 2550 | 142 | 18 | 15 | 0.9 | 4500 | 80 |  |  |  | NO | NO | NO | 2018-05-02 | 4.3 |  | standard |  |  |  |  | 2018-11-02 | NO | NO | NO | [6 empty] | AC | [7 empty] | NO
PBGBCABR | Linmore LED Labs | Linmore LED | LL-T8-4-BC-18W-F-50K | Linear Replacement Lamp | T8 Four-Foot | Replacement Lamps (plug and play) (UL Type A) |  | standard | NO | [10 empty] | 2016-01-25 | Not Dimmable | Not Dimmable | NotYetVerified | Updated on 4/21/2017 | RRRSJZ | [25 empty] | 4.4 | 2600 | 144 | 18 | 15 | 0.9 | 5000 | 80 |  |  |  | NO | NO | NO | 2018-05-02 | 4.3 |  | standard |  |  |  |  | 2018-11-02 | NO | NO | NO | [6 empty] | AC | [7 empty] | NO
P9SA5PB1 | Lumen Impact, LLC | Lumen Impact | LI-LT8-4FTF(50K120CGSA) | Linear Replacement Lamp | T8 Four-Foot | Replacement Lamps (plug and play) (UL Type A) |  | standard | NO | [10 empty] | 2016-01-25 | Not Dimmable | Not Dimmable | NotYetVerified | Updated on 4/14/2017 | RRRSJX | [25 empty] | 4.4 | 2600 | 144 | 18 | 15 | 0.9 | 5000 | 80 |  |  |  | NO | NO | NO | 2018-05-02 | 4.3 |  | standard |  |  |  |  | 2018-11-02 | NO | NO | NO | [6 empty] | AC | [7 empty] | NO
PSH9FFK3 | ECO Lighting Solutions | ECO | ECO-T8-15W1200 BIXX [3500K Frosted] | Linear Replacement Lamp | T8 Four-Foot | Replacement Lamps (plug and play) (UL Type A) |  | standard | NO | [10 empty] | 2016-01-20 | Not Dimmable | Not Dimmable | NotYetVerified | Product updated on 5/6/2017 | BBBBPC | [25 empty] | 4.4 | 2026 | 141.28 | 14.34 | 20 | 0.9 | 3500 | 82 |  |  |  | NO | NO | NO | 2018-05-02 | 4.3 |  | standard |  |  |  |  | 2018-11-02 | NO | NO | NO | [6 empty] | AC | [7 empty] | NO
PQ9E5YWG | ECO Lighting Solutions | ECO | ECO-T8-15W1200 BIXX [3000K Frosted] | Linear Replacement Lamp | T8 Four-Foot | Replacement Lamps (plug and play) (UL Type A) |  | standard | YES |  | 2026 | 141.28 | 14.34 | 18.35 | 0.8804 | 3120 | 81.7 | 5 | 50000 | 2016-01-20 | Not Dimmable | Not Dimmable | NotYetVerified | Product updated on 5/6/2017 | BBBBPC | [17 empty] | 1.23 | 1.42 | [6 empty] | 4.4 | 2026 | 141.28 | 14.34 | 20 | 0.9 | 3000 | 82 |  |  |  | NO | NO | NO | 2018-05-02 | 4.3 |  | standard |  |  |  |  | 2018-11-02 | NO | NO | NO | [6 empty] | AC | [7 empty] | NO
PG2K376U | Nuwave LLC | ALSET | 50728 | Linear Replacement Lamp | T8 Four-Foot | Dual Mode Internal Driver (UL Type A and Type B) |  | standard | NO | [10 empty] | 2015-12-22 | Not Dimmable | Not Dimmable | NO | Updated Test Data on 10/31/16 | BBBBMA | [25 empty] | 4.4 | 2236 | 149.07 | 15 | 22.11 | 0.97 | 5000 | 80 |  |  |  | NO | NO | NO | 2018-05-02 | 4.3 |  | standard |  |  |  |  | 2018-11-02 | NO | NO | NO | [6 empty] | AC | [7 empty] | NO
PAWMFR29 | Nuwave LLC | ALSET | 50725 | Linear Replacement Lamp | T8 Four-Foot | Dual Mode Internal Driver (UL Type A and Type B) |  | standard | YES |  | 2132.3 | 118.65 | 17.97 | 10.25 | 0.972 | 3465 | 83 | 5 | 50000 | 2015-12-22 | Not Dimmable | Not Dimmable | NO | Updated Test Data on 10/31/16 | BBBBMA | [15 empty] | 99.4 |  | 1.22 | 1.3 | [6 empty] | 4.4 | 2150 | 143.33 | 15 | 22.39 | 0.98 | 3500 | 80 |  |  |  | NO | NO | NO | 2018-05-02 | 4.3 |  | standard |  |  |  |  | 2018-11-02 | NO | NO | NO | [6 empty] | AC | [7 empty] | NO
P6PHYWUD | Nuwave LLC | ALSET | 50726 | Linear Replacement Lamp | T8 Four-Foot | Dual Mode Internal Driver (UL Type A and Type B) |  | standard | NO | [10 empty] | 2015-12-22 | Not Dimmable | Not Dimmable | NO | Updated Test Data on 10/31/16 | BBBBMA | [25 empty] | 4.4 | 2223 | 148.3 | 15 | 22.06 | 0.98 | 4000 | 80 |  |  |  | NO | NO | NO | 2018-05-02 | 4.3 |  | standard |  |  |  |  | 2018-11-02 | NO | NO | NO | [6 empty] | AC | [7 empty] | NO
P5QDY4WJ | Energy Efficiency Holdings, LLC | Every Watt Matters | T8-48-12-MDN-FG33-840-B2-304 | Linear Replacement Lamp | T8 Four-Foot | Dual Mode Internal Driver (UL Type A and Type B) |  | standard | NO | [10 empty] | 2015-12-18 | Not Dimmable | Not Dimmable | NotYetVerified |  | PPPQHU | [25 empty] | 4.4 | 1782 | 141.09 | 12.63 | 16.59 | 0.9182 | 4000 | 83.6 |  |  |  | NO | NO | NO | 2018-05-02 | 4.3 |  | standard |  |  |  |  | 2018-11-02 | NO | NO | NO | [6 empty] | AC | [7 empty] | NO
P1QFAAU8 | Energy Efficiency Holdings, LLC | Every Watt Matters | T8-48-12-MDN-FG33-830-B2-304 | Linear Replacement Lamp | T8 Four-Foot | Dual Mode Internal Driver (UL Type A and Type B) |  | standard | YES |  | 1782 | 141.09 | 12.63 | 16.59 | 0.9132 | 3098 | 84 | 5 | 50000 | 2015-12-18 | Not Dimmable | Not Dimmable | NotYetVerified |  | PPPQHU | [15 empty] | 85.5 |  | 1.36 | 1.26 | [6 empty] | 4.4 | 1782 | 141.09 | 12.63 | 16.59 | 0.9182 | 3000 | 83.6 |  |  |  | NO | NO | NO | 2018-05-02 | 4.3 |  | standard |  |  |  |  | 2018-11-02 | NO | NO | NO | [6 empty] | AC | [7 empty] | NO
PCEUEGMN | Energy Efficiency Holdings, LLC | Every Watt Matters | T8-48-12-MDN-FG33-835-B2-304 | Linear Replacement Lamp | T8 Four-Foot | Dual Mode Internal Driver (UL Type A and Type B) |  | standard | NO | [10 empty] | 2015-12-18 | Not Dimmable | Not Dimmable | NotYetVerified |  | PPPQHU | [25 empty] | 4.4 | 1782 | 141.09 | 12.63 | 16.59 | 0.9182 | 3500 | 83.6 |  |  |  | NO | NO | NO | 2018-05-02 | 4.3 |  | standard |  |  |  |  | 2018-11-02 | NO | NO | NO | [6 empty] | AC | [7 empty] | NO
PKWFMD55 | Energy Efficiency Holdings, LLC | Every Watt Matters | T8-48-12-MDN-FG33-845-B2-304 | Linear Replacement Lamp | T8 Four-Foot | Dual Mode Internal Driver (UL Type A and Type B) |  | standard | NO | [10 empty] | 2015-12-18 | Not Dimmable | Not Dimmable | NotYetVerified |  | PPPQHU | [25 empty] | 4.4 | 1782 | 141.09 | 12.63 | 16.59 | 0.9182 | 4500 | 83.6 |  |  |  | NO | NO | NO | 2018-05-02 | 4.3 |  | standard |  |  |  |  | 2018-11-02 | NO | NO | NO | [6 empty] | AC | [7 empty] | NO
PS1DPXXU | Energy Efficiency Holdings, LLC | Every Watt Matters | T8-48-12-MDN-FG33-850-B2-304 | Linear Replacement Lamp | T8 Four-Foot | Dual Mode Internal Driver (UL Type A and Type B) |  | standard | NO | [10 empty] | 2015-12-18 | Not Dimmable | Not Dimmable | NotYetVerified |  | PPPQHU | [25 empty] | 4.4 | 1892 | 148.63 | 12.73 | 16.09 | 0.9137 | 5000 | 82.1 |  |  |  | NO | NO | NO | 2018-05-02 | 4.3 |  | standard |  |  |  |  | 2018-11-02 | NO | NO | NO | [6 empty] | AC | [7 empty] | NO
PRQ2QDEP | LED LEADER INC. | LED LEADER | L4GA-12T8LEDMVBF45 | Linear Replacement Lamp | T8 Four-Foot | Dual Mode Internal Driver (UL Type A and Type B) |  | standard | NO | [10 empty] | 2015-11-20 | Not Dimmable | Not Dimmable | NO | Updated on 6/06/18 | RRRRYK | [25 empty] | 4.4 | 1763.7 | 154.03 | 11.45 | 9.82 | 0.934 | 4500 | 82.6 |  |  |  | NO | NO | NO | [8 empty] | 2018-11-02 | NO | NO | NO | [6 empty] | AC | [7 empty] | NO
P35Z8CXP | LED LEADER INC. | LED LEADER | L4GA-12T8LEDMVBF50 | Linear Replacement Lamp | T8 Four-Foot | Dual Mode Internal Driver (UL Type A and Type B) |  | standard | NO | [10 empty] | 2015-11-20 | Not Dimmable | Not Dimmable | NO | Updated on 6/06/18 | RRRRYK | [25 empty] | 4.4 | 1810.8 | 159.12 | 11.38 | 9.82 | 0.934 | 5000 | 78.8 |  |  |  | NO | NO | NO | 2018-06-06 | 4.3 |  | standard |  |  |  |  | 2018-11-02 | NO | NO | NO | [6 empty] | AC | [7 empty] | NO
PEN14XVN | LED LEADER INC. | LED LEADER | L4GA-12T8LEDMVBF35 | Linear Replacement Lamp | T8 Four-Foot | Dual Mode Internal Driver (UL Type A and Type B) |  | standard | NO | [10 empty] | 2015-11-20 | Not Dimmable | Not Dimmable | NO | Updated on 6/06/18 | RRRRYK | [25 empty] | 4.4 | 1763.7 | 154.03 | 11.45 | 9.82 | 0.934 | 3500 | 82.6 |  |  |  | NO | NO | NO | [8 empty] | 2018-11-02 | NO | NO | NO | [6 empty] | AC | [7 empty] | NO
P3X7B4QR | LED LEADER INC. | LED LEADER | L4GA-12T8LEDMVBF40 | Linear Replacement Lamp | T8 Four-Foot | Dual Mode Internal Driver (UL Type A and Type B) |  | standard | NO | [10 empty] | 2015-11-20 | Not Dimmable | Not Dimmable | NO | Updated on 6/06/18 | RRRRYK | [25 empty] | 4.4 | 1763.7 | 154.03 | 11.45 | 9.82 | 0.934 | 4000 | 82.6 |  |  |  | NO | NO | NO | [8 empty] | 2018-11-02 | NO | NO | NO | [6 empty] | AC | [7 empty] | NO
PHUT9JMV | LED LEADER INC. | LED LEADER | L4GA-12T8LEDMVBF30 | Linear Replacement Lamp | T8 Four-Foot | Dual Mode Internal Driver (UL Type A and Type B) |  | standard | YES |  | 1763.7 | 154.03 | 11.45 | 9.82 | 0.934 | 3037 | 82.6 | 5 | 50000 | 2015-11-20 | Not Dimmable | Not Dimmable | NO | Updated on 6/06/18 | RRRRYK | [15 empty] | 78.6 |  | 1.18 | 1.26 | [6 empty] | 4.4 | 1763.7 | 154.03 | 11.45 | 9.82 | 0.934 | 3000 | 82.6 |  |  |  | NO | NO | NO | 2018-06-06 | 4.3 |  | standard |  |  |  |  | 2018-11-02 | NO | NO | NO | [6 empty] | AC | [7 empty] | NO
PCGD5H88 | SMART SENSE CONCEPTS | SMART SENSE CONCEPTS | BLC-RT8-EOGL-40 | Linear Replacement Lamp | T8 Four-Foot | Dual Mode Internal Driver (UL Type A and Type B) |  | standard | NO | [10 empty] | 2015-11-09 | Not Dimmable | Not Dimmable | NotYetVerified |  | DDDHDJ | [25 empty] | 4.4 | 1782 | 141.09 | 12.63 | 16.59 | 0.9182 | 4000 | 83.6 |  |  |  | NO | NO | NO | 2018-05-02 | 4.3 |  | standard |  |  |  |  | 2018-11-02 | NO | NO | NO | [6 empty] | AC | [7 empty] | NO
PMFQ32NG | SMART SENSE CONCEPTS | SMART SENSE CONCEPTS | BLC-RT8-EOGL-35 | Linear Replacement Lamp | T8 Four-Foot | Dual Mode Internal Driver (UL Type A and Type B) |  | standard | NO | [10 empty] | 2015-11-09 | Not Dimmable | Not Dimmable | NotYetVerified |  | DDDHDJ | [25 empty] | 4.4 | 1782 | 141.09 | 12.63 | 16.59 | 0.9182 | 3500 | 83.6 |  |  |  | NO | NO | NO | 2018-05-02 | 4.3 |  | standard |  |  |  |  | 2018-11-02 | NO | NO | NO | [6 empty] | AC | [7 empty] | NO
P3FVTEWG | SMART SENSE CONCEPTS | SMART SENSE CONCEPTS | BLC-RT8-EOGL-45 | Linear Replacement Lamp | T8 Four-Foot | Dual Mode Internal Driver (UL Type A and Type B) |  | standard | NO | [10 empty] | 2015-11-09 | Not Dimmable | Not Dimmable | NotYetVerified |  | DDDHDJ | [25 empty] | 4.4 | 1782 | 141.09 | 12.63 | 16.59 | 0.9182 | 4500 | 83.6 |  |  |  | NO | NO | NO | 2018-05-02 | 4.3 |  | standard |  |  |  |  | 2018-11-02 | NO | NO | NO | [6 empty] | AC | [7 empty] | NO
PKF9WT7E | SMART SENSE CONCEPTS | SMART SENSE CONCEPTS | BLC-RT8-EOGL-30 | Linear Replacement Lamp | T8 Four-Foot | Dual Mode Internal Driver (UL Type A and Type B) |  | standard | YES |  | 1782 | 141.09 | 12.63 | 16.59 | 0.9132 | 3098 | 84 | 5 | 50000 | 2015-11-09 | Not Dimmable | Not Dimmable | NotYetVerified |  | DDDHDJ | [15 empty] | 85.5 |  | 1.36 | 1.26 | [6 empty] | 4.4 | 1782 | 141.09 | 12.63 | 16.59 | 0.9182 | 3000 | 83.6 |  |  |  | NO | NO | NO | 2018-05-02 | 4.3 |  | standard |  |  |  |  | 2018-11-02 | NO | NO | NO | [6 empty] | AC | [7 empty] | NO
PEGCZTC7 | SMART SENSE CONCEPTS | SMART SENSE CONCEPTS | BLC-RT8-EOGL-50 | Linear Replacement Lamp | T8 Four-Foot | Dual Mode Internal Driver (UL Type A and Type B) |  | standard | NO | [10 empty] | 2015-11-09 | Not Dimmable | Not Dimmable | NotYetVerified |  | DDDHDJ | [25 empty] | 4.4 | 1892 | 148.63 | 12.73 | 16.09 | 0.9137 | 5000 | 82.1 |  |  |  | NO | NO | NO | 2018-05-02 | 4.3 |  | standard |  |  |  |  | 2018-11-02 | NO | NO | NO | [6 empty] | AC | [7 empty] | NO
PCP67UNA | Disruptive SSL | Disruptive SSL | DXTH12 (3500K) | Linear Replacement Lamp | T8 Four-Foot | Dual Mode Internal Driver (UL Type A and Type B) |  | standard | NO | [10 empty] | 2015-10-16 | Not Yet Verified | Not Yet Verified | NotYetVerified |  | PPPPXQ | [25 empty] | 4.4 | 1782 | 141.09 | 12.63 | 16.59 | 0.9182 | 3500 | 83.6 |  |  |  | NO | NO | NO | 2018-05-02 | 4.3 |  | standard |  |  |  |  | 2018-11-02 | NO | NO | NO | [6 empty] | AC | [7 empty] | NO
PQSXHDK4 | Disruptive SSL | Disruptive SSL | DXTH12 (5000K) | Linear Replacement Lamp | T8 Four-Foot | Dual Mode Internal Driver (UL Type A and Type B) |  | standard | NO | [10 empty] | 2015-10-16 | Not Yet Verified | Not Yet Verified | NotYetVerified |  | PPPPXQ | [25 empty] | 4.4 | 1892 | 148.63 | 12.73 | 16.09 | 0.9137 | 5000 | 82.1 |  |  |  | NO | NO | NO | 2018-05-02 | 4.3 |  | standard |  |  |  |  | 2018-11-02 | NO | NO | NO | [6 empty] | AC | [7 empty] | NO
PD11ESQH | Disruptive SSL | Disruptive SSL | DXTH12 (4000K) | Linear Replacement Lamp | T8 Four-Foot | Dual Mode Internal Driver (UL Type A and Type B) |  | standard | NO | [10 empty] | 2015-10-16 | Not Yet Verified | Not Yet Verified | NotYetVerified |  | PPPPXQ | [25 empty] | 4.4 | 1782 | 141.09 | 12.63 | 16.59 | 0.9182 | 4000 | 83.6 |  |  |  | NO | NO | NO | 2018-05-02 | 4.3 |  | standard |  |  |  |  | 2018-11-02 | NO | NO | NO | [6 empty] | AC | [7 empty] | NO
P9AKQNN4 | Disruptive SSL | Disruptive SSL | DXTH12 (3000K) | Linear Replacement Lamp | T8 Four-Foot | Dual Mode Internal Driver (UL Type A and Type B) |  | standard | YES |  | 1782 | 141.09 | 12.63 | 16.59 | 0.9132 | 3098 | 84 | 5 | 50000 | 2015-10-16 | Not Yet Verified | Not Yet Verified | NotYetVerified |  | PPPPXQ | [15 empty] | 85.5 |  | 1.36 | 1.26 | [6 empty] | 4.4 | 1782 | 141.09 | 12.63 | 16.59 | 0.9182 | 3000 | 83.6 |  |  |  | NO | NO | NO | 2018-05-02 | 4.3 |  | standard |  |  |  |  | 2018-11-02 | NO | NO | NO | [6 empty] | AC | [7 empty] | NO
PTUVI1UU | RAB Lighting | RAB | T8-15-48P-840-DIR | Linear Replacement Lamp | T8 Four-Foot | Replacement Lamps (plug and play) (UL Type A) |  | standard | NO | [10 empty] | 2018-10-12 | Not Dimmable | Not Dimmable | NO |  | BBBEMI | [25 empty] | 4.4 | 2200 | 146.667 | 15 | 5.9 | 0.9709 | 4000 | 82 |  |  |  | NO | NO | NO | [8 empty] | 2018-11-02 | NO | NO | NO | [6 empty] | AC | [7 empty] | NO
PANP6UDS | GreenTek Energy Systems | GreenTEK | GT-PNP4F14W5KDC (5000K frosted lens) ?? ??UL TYPE A | Linear Replacement Lamp | T8 Four-Foot | Replacement Lamps (plug and play) (UL Type A) |  | standard | NO | [10 empty] | 2015-10-05 | Not Dimmable | Not Dimmable | NotYetVerified | Nominal wattage 14w | KKKYGI | [25 empty] | 4.4 | 2304 | 140.92 | 16.35 | 12.07 | 0.9043 | 5000 | 81.1 |  |  |  | NO | NO | NO | 2018-05-02 | 4.3 |  | standard |  |  |  |  | 2018-11-02 | NO | NO | NO | [6 empty] | AC | [7 empty] | NO
PUR9YDUV | GreenTek Energy Systems | GreenTEK | GT-PNP4F12W5KDC (5000K frosted lens) ?? ??UL TYPE A | Linear Replacement Lamp | T8 Four-Foot | Replacement Lamps (plug and play) (UL Type A) |  | standard | NO | [10 empty] | 2015-10-05 | Not Dimmable | Not Dimmable | NotYetVerified | Nominal wattage 12w | KKKYGH | [25 empty] | 4.4 | 2005.8 | 140.96 | 14.23 | 14.63 | 0.9031 | 5000 | 81.6 |  |  |  | NO | NO | NO | 2018-05-02 | 4.3 |  | standard |  |  |  |  | 2018-11-02 | NO | NO | NO | [6 empty] | AC | [7 empty] | NO
PBTF2HYA | DONG GUAN WALSTAR OPTOELECTRONICS TECHNOLOGY CO., LTD | WALSTAR | FL-T8-18W1200 BIXF(5000K) | Linear Replacement Lamp | T8 Four-Foot | Replacement Lamps (plug and play) (UL Type A) |  | standard | NO | [10 empty] | 2015-09-24 | Not Dimmable | Not Dimmable | NO | Product de-listed on 04/01/2017, re-listed on 05/16/2017 due to update | PPPPTW | [25 empty] | 4.4 | 2437 | 141.28 | 17.25 | 14.15 | 0.96 | 5000 | 81.1 |  |  |  | NO | NO | NO | 2018-05-02 | 4.3 |  | standard |  |  |  |  | 2018-11-02 | NO | NO | NO | [6 empty] | AC | [7 empty] | NO
PPBR3DD9 | ARKSMART INC | ARK | ARK/UB/12K(3500K) | Linear Replacement Lamp | T8 Four-Foot | Dual Mode Internal Driver (UL Type A and Type B) |  | standard | NO | [10 empty] | 2015-09-21 | Not Dimmable | Not Dimmable | NotYetVerified |  | NNNNRV | [25 empty] | 4.4 | 1782 | 141.09 | 12.63 | 16.59 | 0.9132 | 3500 | 83.6 |  |  |  | NO | NO | NO | 2018-05-02 | 4.3 |  | standard |  |  |  |  | 2018-11-02 | NO | NO | NO | [6 empty] | AC | [7 empty] | NO
P4U8MA9S | ARKSMART INC | ARK | ARK/UB/12K(4500K) | Linear Replacement Lamp | T8 Four-Foot | Dual Mode Internal Driver (UL Type A and Type B) |  | standard | NO | [10 empty] | 2015-09-21 | Not Dimmable | Not Dimmable | NotYetVerified |  | NNNNRV | [25 empty] | 4.4 | 1782 | 141.09 | 12.63 | 16.59 | 0.9132 | 4500 | 83.6 |  |  |  | NO | NO | NO | 2018-05-02 | 4.3 |  | standard |  |  |  |  | 2018-11-02 | NO | NO | NO | [6 empty] | AC | [7 empty] | NO
PRVTCYPW | ARKSMART INC | ARK | ARK/UB/12K(4000K) | Linear Replacement Lamp | T8 Four-Foot | Dual Mode Internal Driver (UL Type A and Type B) |  | standard | NO | [10 empty] | 2015-09-21 | Not Dimmable | Not Dimmable | NotYetVerified |  | NNNNRV | [25 empty] | 4.4 | 1782 | 141.09 | 12.63 | 16.59 | 0.9132 | 4000 | 83.6 |  |  |  | NO | NO | NO | 2018-05-02 | 4.3 |  | standard |  |  |  |  | 2018-11-02 | NO | NO | NO | [6 empty] | AC | [7 empty] | NO
PU46A69P | ARKSMART INC | ARK | ARK/UB/12K(5000K) | Linear Replacement Lamp | T8 Four-Foot | Dual Mode Internal Driver (UL Type A and Type B) |  | standard | NO | [10 empty] | 2015-09-21 | Not Dimmable | Not Dimmable | NotYetVerified |  | NNNNRV | [25 empty] | 4.4 | 1892 | 148.63 | 12.73 | 16.09 | 0.9137 | 5000 | 82.1 |  |  |  | NO | NO | NO | 2018-05-02 | 4.3 |  | standard |  |  |  |  | 2018-11-02 | NO | NO | NO | [6 empty] | AC | [7 empty] | NO
P4G2BKCB | ARKSMART INC | ARK | ARK/UB/12K(3000K) | Linear Replacement Lamp | T8 Four-Foot | Dual Mode Internal Driver (UL Type A and Type B) |  | standard | YES |  | 1782 | 141.09 | 12.63 | 16.59 | 0.9132 | 3098 | 84 | 5 | 50000 | 2015-09-21 | Not Dimmable | Not Dimmable | NotYetVerified |  | NNNNRV | [15 empty] | 85.5 |  | 1.36 | 1.26 | [6 empty] | 4.4 | 1782 | 141.09 | 12.63 | 16.59 | 0.9132 | 3000 | 83.6 |  |  |  | NO | NO | NO | 2018-05-02 | 4.3 |  | standard |  |  |  |  | 2018-11-02 | NO | NO | NO | [6 empty] | AC | [7 empty] | NO
P999ED6U | Longhorn Intelligent Tech Co., Ltd | Longhorn | LH-L8U171Q02 | Linear Replacement Lamp | T8 Four-Foot | Replacement Lamps (plug and play) (UL Type A) |  | standard | NO | [10 empty] | 2015-08-13 | Not Dimmable | Not Dimmable | NO | Updated on 3/23/17 | JJJLFB | [25 empty] | 4.4 | 2590 | 152 | 17 | 20 | 0.9 | 3500 | 80 |  |  |  | NO | NO | NO | 2018-05-02 | 4.3 |  | standard |  |  |  |  | 2018-11-02 | NO | NO | NO | [6 empty] | AC | [7 empty] | NO
P5SPCHN8 | Longhorn Intelligent Tech Co., Ltd | Longhorn | LH-L8R121Q00 | Linear Replacement Lamp | T8 Four-Foot | Replacement Lamps (plug and play) (UL Type A) |  | standard | NO | [10 empty] | 2015-08-13 | Not Dimmable | Not Dimmable | NO | Updated on 3/31/2017 | JJJMSI | [25 empty] | 4.4 | 1850 | 155 | 12 | 20 | 0.9 | 5000 | 80 |  |  |  | NO | NO | NO | 2018-05-02 | 4.3 |  | standard |  |  |  |  | 2018-11-02 | NO | NO | NO | [6 empty] | AC | [7 empty] | NO
PNCSDV2V | Longhorn Intelligent Tech Co., Ltd | Longhorn | LH-L8V141Q01 | Linear Replacement Lamp | T8 Four-Foot | Replacement Lamps (plug and play) (UL Type A) |  | standard | YES |  | 2071.9 | 131.88 | 15.71 | 6.59 | 0.9781 | 3062 | 82.8 | 5 | 50000 | 2015-08-13 | Not Dimmable | Not Dimmable | NO | Updated on 3/31/2017 | JJJMSJ | [15 empty] | 85.1 |  | 1.28 | 1.18 | [6 empty] | 4.4 | 2150 | 155 | 14 | 20 | 0.9 | 3000 | 80 |  |  |  | NO | NO | NO | 2018-05-02 | 4.3 |  | standard |  |  |  |  | 2018-11-02 | NO | NO | NO | [6 empty] | AC | [7 empty] | NO
P45SVM7Z | Longhorn Intelligent Tech Co., Ltd | Longhorn | LH-L8V121Q00 | Linear Replacement Lamp | T8 Four-Foot | Replacement Lamps (plug and play) (UL Type A) |  | standard | YES |  | 1798 | 130.2 | 13.81 | 8.82 | 0.971 | 3046 | 82.7 | 5 | 50000 | 2015-08-13 | Not Dimmable | Not Dimmable | NO | Updated on 3/31/2017 | JJJMSI | [15 empty] | 85.1 |  | 1.3 | 1.18 | [6 empty] | 4.4 | 1850 | 155 | 12 | 20 | 0.9 | 3000 | 80 |  |  |  | NO | NO | NO | 2018-05-02 | 4.3 |  | standard |  |  |  |  | 2018-11-02 | NO | NO | NO | [6 empty] | AC | [7 empty] | NO
PF7RT2MN | Longhorn Intelligent Tech Co., Ltd | Longhorn | LH-L8U141Q01 | Linear Replacement Lamp | T8 Four-Foot | Replacement Lamps (plug and play) (UL Type A) |  | standard | NO | [10 empty] | 2015-08-13 | Not Dimmable | Not Dimmable | NO | Updated on 3/31/2017 | JJJMSJ | [25 empty] | 4.4 | 2150 | 155 | 14 | 20 | 0.9 | 3500 | 80 |  |  |  | NO | NO | NO | 2018-05-02 | 4.3 |  | standard |  |  |  |  | 2018-11-02 | NO | NO | NO | [6 empty] | AC | [7 empty] | NO
P1GTQMUF | Longhorn Intelligent Tech Co., Ltd | Longhorn | LH-L8N171Q02 | Linear Replacement Lamp | T8 Four-Foot | Replacement Lamps (plug and play) (UL Type A) |  | standard | NO | [10 empty] | 2015-08-13 | Not Dimmable | Not Dimmable | NO | Updated on 3/23/17 | JJJLFB | [25 empty] | 4.4 | 2590 | 152 | 17 | 20 | 0.9 | 4000 | 80 |  |  |  | NO | NO | NO | 2018-05-02 | 4.3 |  | standard |  |  |  |  | 2018-11-02 | NO | NO | NO | [6 empty] | AC | [7 empty] | NO
PN5NUH1X | Longhorn Intelligent Tech Co., Ltd | Longhorn | LH-L8N141Q01 | Linear Replacement Lamp | T8 Four-Foot | Replacement Lamps (plug and play) (UL Type A) |  | standard | NO | [10 empty] | 2015-08-13 | Not Dimmable | Not Dimmable | NO | Updated on 3/31/2017 | JJJMSJ | [25 empty] | 4.4 | 2150 | 155 | 14 | 20 | 0.9 | 4000 | 80 |  |  |  | NO | NO | NO | 2018-05-02 | 4.3 |  | standard |  |  |  |  | 2018-11-02 | NO | NO | NO | [6 empty] | AC | [7 empty] | NO
PTX9VD3A | Longhorn Intelligent Tech Co., Ltd | Longhorn | LH-L8R171Q02 | Linear Replacement Lamp | T8 Four-Foot | Replacement Lamps (plug and play) (UL Type A) |  | standard | NO | [10 empty] | 2015-08-13 | Not Dimmable | Not Dimmable | NO | Updated on 3/23/17 | JJJLFB | [25 empty] | 4.4 | 2590 | 152 | 17 | 20 | 0.9 | 5000 | 80 |  |  |  | NO | NO | NO | 2018-05-02 | 4.3 |  | standard |  |  |  |  | 2018-11-02 | NO | NO | NO | [6 empty] | AC | [7 empty] | NO
P565KQ5G | Longhorn Intelligent Tech Co., Ltd | Longhorn | LH-L8V171Q02 | Linear Replacement Lamp | T8 Four-Foot | Replacement Lamps (plug and play) (UL Type A) |  | standard | YES |  | 2419 | 134.02 | 18.05 | 8.939 | 0.972 | 3060 | 82.8 | 5 | 50000 | 2015-08-13 | Not Dimmable | Not Dimmable | NO | Updated on 3/23/17 | JJJLFB | [15 empty] | 84.8 |  | 1.24 | 1.18 | [6 empty] | 4.4 | 2590 | 152 | 17 | 20 | 0.9 | 3000 | 80 |  |  |  | NO | NO | NO | 2018-05-02 | 4.3 |  | standard |  |  |  |  | 2018-11-02 | NO | NO | NO | [6 empty] | AC | [7 empty] | NO
PU6JZENT | Longhorn Intelligent Tech Co., Ltd | Longhorn | LH-L8U121Q00 | Linear Replacement Lamp | T8 Four-Foot | Replacement Lamps (plug and play) (UL Type A) |  | standard | NO | [10 empty] | 2015-08-13 | Not Dimmable | Not Dimmable | NO | Updated on 3/31/2017 | JJJMSI | [25 empty] | 4.4 | 1850 | 155 | 12 | 20 | 0.9 | 3500 | 80 |  |  |  | NO | NO | NO | 2018-05-02 | 4.3 |  | standard |  |  |  |  | 2018-11-02 | NO | NO | NO | [6 empty] | AC | [7 empty] | NO
PNHWHKMZ | Longhorn Intelligent Tech Co., Ltd | Longhorn | LH-L8R141Q01 | Linear Replacement Lamp | T8 Four-Foot | Replacement Lamps (plug and play) (UL Type A) |  | standard | NO | [10 empty] | 2015-08-13 | Not Dimmable | Not Dimmable | NO | Updated on 3/31/2017 | JJJMSJ | [25 empty] | 4.4 | 2150 | 155 | 14 | 20 | 0.9 | 5000 | 80 |  |  |  | NO | NO | NO | 2018-05-02 | 4.3 |  | standard |  |  |  |  | 2018-11-02 | NO | NO | NO | [6 empty] | AC | [7 empty] | NO
PGJSXF52 | Longhorn Intelligent Tech Co., Ltd | Longhorn | LH-L8N121Q00 | Linear Replacement Lamp | T8 Four-Foot | Replacement Lamps (plug and play) (UL Type A) |  | standard | NO | [10 empty] | 2015-08-13 | Not Dimmable | Not Dimmable | NO | Updated on 3/31/2017 | JJJMSI | [25 empty] | 4.4 | 1850 | 155 | 12 | 20 | 0.9 | 4000 | 80 |  |  |  | NO | NO | NO | 2018-05-02 | 4.3 |  | standard |  |  |  |  | 2018-11-02 | NO | NO | NO | [6 empty] | AC | [7 empty] | NO
PGPRAQHG | James Trading Company Limited | JAMES | BT812W4FT(CLEAR LENS) (3500K) | Linear Replacement Lamp | T8 Four-Foot | Replacement Lamps (plug and play) (UL Type A) |  | standard | NO | [10 empty] | 2015-07-30 | Not Dimmable | Not Dimmable | NotYetVerified | updated on 1/19/2017 | KKKXTX | [25 empty] | 4.4 | 1900 | 141.8 | 13.35 | 10.6 | 0.9063 | 3500 | 81.6 |  |  |  | NO | NO | NO | 2018-05-02 | 4.3 |  | standard |  |  |  |  | 2018-11-02 | NO | NO | NO | [6 empty] | AC | [7 empty] | NO
PUQ1DNWA | James Trading Company Limited | JAMES | BT814W4FT(CLEAR LENS)(4500K) | Linear Replacement Lamp | T8 Four-Foot | Replacement Lamps (plug and play) (UL Type A) |  | standard | NO | [10 empty] | 2015-07-30 | Not Dimmable | Not Dimmable | NotYetVerified | updated on 1/19/2017 | KKKXTY | [25 empty] | 4.4 | 2050 | 142.4 | 14.4 | 12.37 | 0.9056 | 4500 | 81.7 |  |  |  | NO | NO | NO | 2018-05-02 | 4.3 |  | standard |  |  |  |  | 2018-11-02 | NO | NO | NO | [6 empty] | AC | [7 empty] | NO
PWMHZ82Y | James Trading Company Limited | JAMES | BT812W4FT(CLEAR LENS) (3000K) | Linear Replacement Lamp | T8 Four-Foot | Replacement Lamps (plug and play) (UL Type A) |  | standard | NO | [10 empty] | 2015-07-30 | Not Dimmable | Not Dimmable | NotYetVerified | updated on 1/19/2017 | KKKXTX | [25 empty] | 4.4 | 1900 | 141.8 | 13.35 | 10.6 | 0.9063 | 3000 | 81.6 |  |  |  | NO | NO | NO | 2018-05-02 | 4.3 |  | standard |  |  |  |  | 2018-11-02 | NO | NO | NO | [6 empty] | AC | [7 empty] | NO
PMDWAGKB | James Trading Company Limited | JAMES | BT812W4FT(CLEAR LENS) (4000K) | Linear Replacement Lamp | T8 Four-Foot | Replacement Lamps (plug and play) (UL Type A) |  | standard | NO | [10 empty] | 2015-07-30 | Not Dimmable | Not Dimmable | NotYetVerified | updated on 1/19/2017 | KKKXTX | [25 empty] | 4.4 | 1900 | 141.8 | 13.35 | 10.6 | 0.9063 | 4000 | 81.6 |  |  |  | NO | NO | NO | 2018-05-02 | 4.3 |  | standard |  |  |  |  | 2018-11-02 | NO | NO | NO | [6 empty] | AC | [7 empty] | NO
PH9FVS2V | James Trading Company Limited | JAMES | BT814W4FT(CLEAR LENS)(5000K) | Linear Replacement Lamp | T8 Four-Foot | Replacement Lamps (plug and play) (UL Type A) |  | standard | NO | [10 empty] | 2015-07-30 | Not Dimmable | Not Dimmable | NotYetVerified | updated on 1/19/2017 | KKKXTY | [25 empty] | 4.4 | 2050 | 142.4 | 14.4 | 12.07 | 0.9043 | 5000 | 81.1 |  |  |  | NO | NO | NO | 2018-05-02 | 4.3 |  | standard |  |  |  |  | 2018-11-02 | NO | NO | NO | [6 empty] | AC | [7 empty] | NO
PPQKTKDN | James Trading Company Limited | JAMES | BT814W4FT(CLEAR LENS)(3500K) | Linear Replacement Lamp | T8 Four-Foot | Replacement Lamps (plug and play) (UL Type A) |  | standard | NO | [10 empty] | 2015-07-30 | Not Dimmable | Not Dimmable | NotYetVerified | updated on 1/19/2017 | KKKXTY | [25 empty] | 4.4 | 2050 | 142.4 | 14.4 | 12.37 | 0.9056 | 3500 | 81.7 |  |  |  | NO | NO | NO | 2018-05-02 | 4.3 |  | standard |  |  |  |  | 2018-11-02 | NO | NO | NO | [6 empty] | AC | [7 empty] | NO
P1GU73FV | James Trading Company Limited | JAMES | BT814W4FT(CLEAR LENS)(3000K) | Linear Replacement Lamp | T8 Four-Foot | Replacement Lamps (plug and play) (UL Type A) |  | standard | NO | [10 empty] | 2015-07-30 | Not Dimmable | Not Dimmable | NotYetVerified | updated on 1/19/2017 | KKKXTY | [25 empty] | 4.4 | 2050 | 142.4 | 14.4 | 12.37 | 0.9056 | 3000 | 81.7 |  |  |  | NO | NO | NO | 2018-05-02 | 4.3 |  | standard |  |  |  |  | 2018-11-02 | NO | NO | NO | [6 empty] | AC | [7 empty] | NO
P5W1HPVX | James Trading Company Limited | JAMES | BT814W4FT(CLEAR LENS)(4000K) | Linear Replacement Lamp | T8 Four-Foot | Replacement Lamps (plug and play) (UL Type A) |  | standard | NO | [10 empty] | 2015-07-30 | Not Dimmable | Not Dimmable | NotYetVerified | updated on 1/19/2017 | KKKXTY | [25 empty] | 4.4 | 2050 | 142.4 | 14.4 | 12.37 | 0.9056 | 4000 | 81.7 |  |  |  | NO | NO | NO | 2018-05-02 | 4.3 |  | standard |  |  |  |  | 2018-11-02 | NO | NO | NO | [6 empty] | AC | [7 empty] | NO
P82394QB | James Trading Company Limited | JAMES | BT812W4FT(CLEAR LENS) (4500K) | Linear Replacement Lamp | T8 Four-Foot | Replacement Lamps (plug and play) (UL Type A) |  | standard | NO | [10 empty] | 2015-07-30 | Not Dimmable | Not Dimmable | NotYetVerified | updated on 1/19/2017 | KKKXTX | [25 empty] | 4.4 | 1900 | 141.8 | 13.35 | 10.6 | 0.9063 | 4500 | 81.6 |  |  |  | NO | NO | NO | 2018-05-02 | 4.3 |  | standard |  |  |  |  | 2018-11-02 | NO | NO | NO | [6 empty] | AC | [7 empty] | NO
PFFS551R | James Trading Company Limited | JAMES | BT812W4FT(CLEAR LENS) (5000K) | Linear Replacement Lamp | T8 Four-Foot | Replacement Lamps (plug and play) (UL Type A) |  | standard | NO | [10 empty] | 2015-07-30 | Not Dimmable | Not Dimmable | NotYetVerified | updated on 1/19/2017 | KKKXTX | [25 empty] | 4.4 | 1900 | 141.8 | 13.35 | 14.63 | 0.9031 | 5000 | 81.6 |  |  |  | NO | NO | NO | 2018-05-02 | 4.3 |  | standard |  |  |  |  | 2018-11-02 | NO | NO | NO | [6 empty] | AC | [7 empty] | NO
PFZ2V8VJ | James Trading Company Limited | JAMES | ZY-T8-20W1200 BIXX BALLAST COMPATIBLE LED TUBE (4000K CLEAR LENS) | Linear Replacement Lamp | T8 Four-Foot | Dual Mode Internal Driver (UL Type A and Type B) |  | standard | NO | [10 empty] | 2015-01-20 | Not Dimmable | Not Dimmable | NotYetVerified | Lastx represents either s for single-end power input or T for double-end inputs; Updated on 11/22/2016 | KKKWRP | [25 empty] | 4.4 | 2807 | 140.6 | 19.97 | 20 | 0.9 | 4000 | 83 |  |  |  | NO | NO | NO | 2018-05-02 | 4.3 |  | standard |  |  |  |  | 2018-11-02 | NO | NO | NO | [6 empty] | AC | [7 empty] | NO
P8MMZ8NP | James Trading Company Limited | JAMES | ZY-T8-20W1200 BIXX BALLAST COMPATIBLE LED TUBE (3000K CLEAR LENS) | Linear Replacement Lamp | T8 Four-Foot | Dual Mode Internal Driver (UL Type A and Type B) |  | standard | YES |  | 2807 | 140.6 | 19.97 | 6.92 | 0.9734 | 3079 | 83.5 | 5 | 50000 | 2015-01-20 | Not Dimmable | Not Dimmable | NotYetVerified | Lastx represents either s for single-end power input or T for double-end inputs; Updated on 11/22/2016 | KKKWRP | [15 empty] | 91.7 |  | 1.2 | 1.4 | [6 empty] | 4.4 | 2807 | 140.6 | 19.97 | 20 | 0.9 | 3000 | 83 |  |  |  | NO | NO | NO | 2018-05-02 | 4.3 |  | standard |  |  |  |  | 2018-11-02 | NO | NO | NO | [6 empty] | AC | [7 empty] | NO
P3KW6A2E | James Trading Company Limited | JAMES | ZY-T8-20W1200 BIXX BALLAST COMPATIBLE LED TUBE (5000K CLEAR LENS) | Linear Replacement Lamp | T8 Four-Foot | Dual Mode Internal Driver (UL Type A and Type B) |  | standard | NO | [10 empty] | 2015-01-20 | Not Dimmable | Not Dimmable | NotYetVerified | Lastx represents either s for single-end power input or T for double-end inputs; Updated on 11/22/2016 | KKKWRP | [25 empty] | 4.4 | 2807 | 140.6 | 19.97 | 20 | 0.9 | 5000 | 83 |  |  |  | NO | NO | NO | 2018-05-02 | 4.3 |  | standard |  |  |  |  | 2018-11-02 | NO | NO | NO | [6 empty] | AC | [7 empty] | NO
P558U59U | James Trading Company Limited | JAMES | ZY-T8-20W1200 BIXX BALLAST COMPATIBLE LED TUBE (4500K CLEAR LENS) | Linear Replacement Lamp | T8 Four-Foot | Dual Mode Internal Driver (UL Type A and Type B) |  | standard | NO | [10 empty] | 2015-01-20 | Not Dimmable | Not Dimmable | NotYetVerified | Lastx represents either s for single-end power input or T for double-end inputs; Updated on 11/22/2016 | KKKWRP | [25 empty] | 4.4 | 2807 | 140.6 | 19.97 | 20 | 0.9 | 4500 | 83 |  |  |  | NO | NO | NO | 2018-05-02 | 4.3 |  | standard |  |  |  |  | 2018-11-02 | NO | NO | NO | [6 empty] | AC | [7 empty] | NO
P3SCWRJX | James Trading Company Limited | JAMES | ZY-T8-20W1200 BIXX BALLAST COMPATIBLE LED TUBE (3500K CLEAR LENS) | Linear Replacement Lamp | T8 Four-Foot | Dual Mode Internal Driver (UL Type A and Type B) |  | standard | NO | [10 empty] | 2015-01-20 | Not Dimmable | Not Dimmable | NotYetVerified | Lastx represents either s for single-end power input or T for double-end inputs; Updated on 11/22/2016 | KKKWRP | [25 empty] | 4.4 | 2807 | 140.6 | 19.97 | 20 | 0.9 | 3500 | 83 |  |  |  | NO | NO | NO | 2018-05-02 | 4.3 |  | standard |  |  |  |  | 2018-11-02 | NO | NO | NO | [6 empty] | AC | [7 empty] | NO
P00000YNB | Kumho Electric | Kumho LED | FL/T8-32W/17W IU 500 | Linear Replacement Lamp | T8 Four-Foot | Replacement Lamps (plug and play) (UL Type A) |  | standard | NO | [10 empty] | 2014-02-12 | Dimmable | Continuous Above 10 | NO | Updated on 4/6/17 | AAABEX | [25 empty] | 4.4 | 2316.96 | 144 | 16.09 | 12 | 0.99 | 5000 | 84 |  |  |  | NO | NO | NO | 2018-05-02 | 4.3 |  | standard |  |  |  |  | 2018-11-02 | NO | NO | NO | [6 empty] | AC | [7 empty] | NO
P00000YNA | Kumho Electric | Kumho LED | FL/T8-32W/17W IU 410 | Linear Replacement Lamp | T8 Four-Foot | Replacement Lamps (plug and play) (UL Type A) |  | standard | YES |  | 2307.97 | 143 | 16.09 | 11 | 0.96 | 3996 | 84 | 5 | 50000 | 2014-02-12 | Dimmable | Continuous Above 10 | NO | Updated on 4/6/17 | AAABEX | [15 empty] | 89.7 |  | 1.18 | 1.38 | [6 empty] | 4.4 | 2307.97 | 143 | 16.09 | 6 | 1 | 4100 | 84 |  |  |  | NO | NO | NO | 2018-05-02 | 4.3 |  | standard |  |  |  |  | 2018-11-02 | NO | NO | NO | [6 empty] | AC | [7 empty] | NO