## Cost Summary
| Measure | Base Material Cost | Measure Material Cost | Labor | Total Base Cost | Total Measure Cost | IMC | Std Cost ID | Measure Cost ID
| TLED: Non-Res and MFm | 3.174 | 10.0342 | 6.8 | 9.974 | 16.8342 | 6.8602 | SWLG009_01_B001 | SWLG009_01_M001
| TLED: Parking Garage | 3.174 | 10.0342 | 6.8 | 9.974 | 16.8342 | 6.8602 | SWLG009_01_B001 | SWLG009_01_M001
| Measure Case | Measure Case Wattage | Weightng | Weighted Wattage | Cost | Weighted Cost
| Troffer (Non-Res, MFm) | 14 | 42% | 14.58 | 10.5814 | 10.0342
|  | 15 | 58% |  | 9.6379
| Parking Garage | 14.25 | 42% | 14.395 | 10.5814 | 10.0342
|  | 14.5 | 58% |  | 9.6379
| LED Watts | Average Material Cost | Sample Count
| 10 | 8.58 | 4
| 11 | 11.401 | 4
| 12 | 9.9769 | 22 | <--Included in Measure Case Cost Est.
| 13 | 8.29 | 14 | <--Included in Measure Case Cost Est.
| 14 | 10.5814 | 7 | <--Included in Measure Case Cost Est.
| 15 | 9.6379 | 25 | <--Included in Measure Case Cost Est.
| 16 |  | 0
| 17 |  | 0
| 18 | 14.998 | 1
| 19 |  | 0
Average | 13.2987 | 9.6817 | 77
| Base Case Wattage | Weightng | Weighted Wattage | Average Cost | Weighted Cost | Sample Count
| 28 | 42% | 30.32 | 2.8093 | 3.174 | 15
| 32 | 58% |  | 3.4381 |  | 106
| Labor | RSMeans 2019: 266123558100
| Description | Unit Size | Material | Labor | Labor/Lamp w/ OP | OP Factor
| 3500K LED Advantage T8 18W 1600LM 4ft Linear 2BD Frosted | 1 | 10.05 | 5.3 | 6.8 | 1.2834
Comparison with Previous Costs
| Version | Base Material | Measure Material | Labor | GMC | IMC
| SWLG009-01 (Old) | 3.61 | 8.27 | 8.47 | 16.74 | 4.66
| Current - Non-Res + MFm | 3.174 | 10.0342 | 6.8 | 16.8342 | 6.8602
| Current - Parking Garage | 3.174 | 10.0342 | 6.8 | 16.8342 | 6.8602
| Difference - Non-Res + MFm | -12.08% | 21.33% | -19.72% | 0.5627% | 47.21%
| Difference - Parking Garage | -12.08% | 21.33% | -19.72% | 0.5627% | 47.21%

## Base Material Cost
Brand | Unit Price | Wattage | lumens | Efficacy | Length | Case Quantity | Case Price | Bulb Type | Color Temp | Product | URL
Philips | 2.18 | 28 | 2725 | 97.3214 | 48 | 30 | Not listed | F28T8 | 4100 | F32T8/841 Energy Saver - 4100 Kelvin - 800 Series Phosphors - 28 Watt - Philips 281030 - Case of 30 - F32T8/ADV841/EW/LL | https://www.1000bulbs.com/product/85815/PHILIPS-281030.html
Ushio | 1.43 | 32 | 3150 | 98.4375 | 48 | 25 | Not listed | F32T8 | 5000 | F32T8/850 - 5000 Kelvin - 800 Series Phosphors - 32 Watt - Ushio 3000524 - Case of 25 | https://www.1000bulbs.com/product/90207/USH-3000524.html
TCP | 1.62 | 32 | 2950 | 92.1875 | 48 | 25 | Not listed | F32T8 | 4100 | F32T8/841 - 4100 Kelvin - 800 Series Phosphors - 32 Watt - TCP 31032841 - Case of 25 | https://www.1000bulbs.com/product/7028/TCP-31032841.html
GE | 3.44 | 32 | 3000 | 93.75 | 48 | 36 | Not listed | F32T8 | 5000 | F32T8/850 - 5000 Kelvin - 800 Series Phosphors - 32 Watt - GE 42556 - Case of 36 - F32T8/XL/SPX50/HL/ECO | https://www.1000bulbs.com/product/62898/F-32T8GSPX50.html
Ushio | 1.72 | 32 | 3050 | 95.3125 | 48 | 25 | Not listed | F32T8 | 4100 | F32T8/841 - 4100 Kelvin - 800 Series Phosphors - 32 Watt - Ushio 3000101 - Case of 25 | https://www.1000bulbs.com/product/90167/USH-3000101.html
Ushio | 2.55 | 28 | 2800 | 100 | 48 | 25 | Not listed | F28T8 | 3500 | F32T8/835 - Energy Saver - 3500 Kelvin - 800 Series Phosphors - 28 Watt - Ushio 3000484 - Case of 25 | https://www.1000bulbs.com/product/90202/USH-3000484.html
SYLVANIA | 1.55 | 32 | 2800 | 87.5 | 48 | 30 | Not listed | F32T8 | 5000 | F32T8/850 - 5000 Kelvin - 800 Series Phosphors - 32 Watt - SYLVANIA 22143 - Case of 30 - FO32/850/ECO | https://www.1000bulbs.com/product/152905/SYLVANIA-22143.html
Ushio | 1.26 | 32 | 3050 | 95.3125 | 48 | 25 | Not listed | F32T8 | 5000 | F32T8/850 - 5000 Kelvin - 800 Series Phosphors - 32 Watt - Ushio 3000102 - Case of 25 | https://www.1000bulbs.com/product/90168/USH-3000102.html
SYLVANIA | 6.58 | 32 | 2925 | 91.4062 | 48 | 30 | Not listed | F32T8 | 3500 | SYLVANIA 21779TC - Shatter Resistant - FO32/835/ECO/TF - P.E.T Coating - 32 Watt - T8 - 30,000 Hours - 2900 Lumens - 3500K - 800 Series Phosphors - Case of 30 | https://www.1000bulbs.com/product/208891/SYLVANIA-21779TC.html
SYLVANIA | 1.25 | 32 | 2450 | 76.5625 | 48 | 25 | Not listed | F32T8 | 4100 | F32T8/941 - 4100 Kelvin - 900 Series Phosphors - 32 Watt - SYLVANIA 22438 - Case of 30 | https://www.1000bulbs.com/product/191803/SYLVANIA-22438.html
Philips | 2.9 | 32 | 3025 | 94.5312 | 48 | 30 | Not listed | F32T8 | 5000 | F32T8/850 - 5000 Kelvin - 800 Series Phosphors - 32 Watt - Philips 280891 - Case of 30 - F32T8/ADV850/ALTO | https://www.1000bulbs.com/product/85813/PHILIPS-280891.html
PLT | 7.66 | 32 | 2700 | 84.375 | 47.78 | 36 | Not listed | F32T8 | 5000 | Shatter Resistant - F32T8/SPX50/ECO2 - Mylon Coating - 32 Watt - T8 - 5000K - 800 Series Phosphors - PLT GSS68853-1 | https://www.1000bulbs.com/product/89163/TC-F32T8SPX50ECO2.html
Ushio | 2.79 | 32 | 2950 | 92.1875 | 48 | 25 | Not listed | F32T8 | 3500 | F32T8/835 - 3500 Kelvin - 800 Series Phosphors - 32 Watt - Ushio 3000612 - Case of 25 | https://www.1000bulbs.com/product/92898/USH-3000612.html
SYLVANIA | 4.65 | 32 | 2802 | 87.5625 | 47.78 | 30 | Not listed | F32T8 | 3000 | F32T8/830 - Shatter Resistant - 3000 Kelvin - 800 Series Phosphors - 32 Watt - SYLVANIA 21777TC - Case of 30 | https://www.1000bulbs.com/product/208937/SYLVANIA-21777TC.html
Philips | 1.8 | 32 | 2470 | 77.1875 | 48 | 30 | Not listed | F32T8 | 6500 | F32T8/965 - 6500 Kelvin - 900 Series Phosphors - 32 Watt - Philips 479642 - Case of 30 - F32T8/TL965/ALTO | https://www.1000bulbs.com/product/203810/PHILIPS-479642.html
Philips | 5.69 | 32 | 2000 | 62.5 | 48 | 25 | Not listed | F32T8 | 5000 | F32T8/950 - 5000 Kelvin - 900 Series Phosphors - 32 Watt - Philips 209056 - Case of 25 | https://www.1000bulbs.com/product/152921/PHILIPS-209056.html
SYLVANIA | 1.79 | 32 | 2950 | 92.1875 | 48 | 30 | Not listed | F32T8 | 3500 | F32T8/835 - 3500 Kelvin - 800 Series Phosphors - 32 Watt - SYLVANIA 21779 - Case of 30 | https://www.1000bulbs.com/product/152906/SYLVANIA-21779.html
Ushio | 2.06 | 32 | 2950 | 92.1875 | 48 | 25 | Not listed | F32T8 | 4100 | F32T8/841 - 4100 Kelvin - 800 Series Phosphors - 32 Watt - Ushio 3000611 - Case of 25 | https://www.1000bulbs.com/product/92897/USH-3000611.html
Philips | 11.55 | 32 | 2850 | 89.0625 | 48 | 30 | Not listed | F32T8 | 5000 | Philips 281568 - Shatter Resistant - F32T8/TL850/ALTO - Tuff Guard Coating - 32 Watt - T8 - 36,000 Hours - 2,850 Lumens - 5000K - 800 Series Phosphors - Case of 30 | https://www.1000bulbs.com/product/112622/TC-281568.html
Ushio | 2.28 | 28 | 2800 | 100 | 48 | 25 | Not listed | F28T8 | 4100 | F32T8/841 Energy Saver - 4100 Kelvin - 800 Series Phosphors - 28 Watt - Ushio 3000485 - Case of 25 | https://www.1000bulbs.com/product/90203/USH-3000485.html
SYLVANIA | 4.16 | 32 | 2708 | 84.625 | 48 | 30 | Not listed | F32T8 | 6500 | F32T8/865 - 6500 Kelvin - 800 Series Phosphors - 32 Watt - SYLVANIA 21720 - Case of 30 - FO32/865/XP/ECO | https://www.1000bulbs.com/product/152940/SYLVANIA-21720.html
PLT | 1.4 | 32 | 3100 | 96.875 | 48 | 30 | Not listed | F32T8 | 4100 | F32T8/841 - 4100 Kelvin - 800 Series Phosphors - 32 Watt - PLT 72607 - Case of 30 | https://www.1000bulbs.com/product/192418/PLT-20055.html
SYLVANIA | 4.25 | 28 | 2725 | 97.3214 | 48 | 30 | Not listed | F28T8 | 3500 | F32T8/835 Energy Saver - 3500 Kelvin - 800 Series Phosphors - 28 Watt - SYLVANIA 22178 - Case of 30 | https://www.1000bulbs.com/product/58482/SYLVANIA-22178.html
Ushio | 1.14 | 32 | 3050 | 95.3125 | 48 | 25 | Not listed | F32T8 | 3000 | F32T8/830 - 3000 Kelvin - 800 Series Phosphors - 32 Watt - Ushio 3000099 - Case of 25 | https://www.1000bulbs.com/product/90165/USH-3000099.html
SYLVANIA | 1.75 | 32 | 2950 | 92.1875 | 48 | 30 | Not listed | F32T8 | 4100 | F32T8/841 - 4100 Kelvin - 800 Series Phosphors - 32 Watt - SYLVANIA 21781 - Case of 30 | https://www.1000bulbs.com/product/152907/SYLVANIA-21781.html
SYLVANIA | 0.82 | 28 | 2600 | 92.8571 | 48 | 30 | Not listed | F28T8 | 3000 | F32T8/830 - Energy Saver - 3000 Kelvin - 800 Series Phosphors - 28 Watt - SYLVANIA 21528 - Case of 30 | https://www.1000bulbs.com/product/209974/SYLVANIA-21528.html
Halco | 1.42 | 32 | 3050 | 95.3125 | 48 | 25 | Not listed | F32T8 | 5000 | F32T8/850 - 5000 Kelvin - 800 Series Phosphors - 32 Watt - Halco 109404 - Case of 25 | https://www.1000bulbs.com/product/99678/HALCO-109404.html
Philips | 2.98 | 32 | 3100 | 96.875 | 48 | 30 | Not listed | F32T8 | 3500 | F32T8/835 - 3500 Kelvin - 800 Series Phosphors - 32 Watt - Philips 280818 - Case of 30 | https://www.1000bulbs.com/product/99672/PHILIPS-280818.html
PLT | 1.33 | 28 | 2725 | 97.3214 | 48 | 30 | Not listed | F28T8 | 5000 | F32T8/850 Energy Saver - 5000 Kelvin - 800 Series Phosphors - 28 Watt - PLT 91622 - Case of 30 | https://www.1000bulbs.com/product/201234/PLT-10928.html
Philips | 2.57 | 28 | 2675 | 95.5357 | 48 | 30 | Not listed | F28T8 | 5000 | F32T8/850 Energy Saver - 5000 Kelvin - 800 Series Phosphors - 28 Watt - Philips 281055 - Case of 30 - F32T8/ADV850/EW/ALTO II 28W | https://www.1000bulbs.com/product/85816/PHILIPS-281055.html
SYLVANIA | 1.25 | 32 | 2450 | 76.5625 | 48 | 30 | Not listed | F32T8 | 5000 | F32T8/950 - 5000 Kelvin - 900 Series Phosphors - 32 Watt - SYLVANIA 22439 - Case of 30 - FO32/V50/ECO | https://www.1000bulbs.com/product/191804/SYLVANIA-22439.html
Litetronics | 2.55 | 32 | 3200 | 100 | 48 | 25 | Not listed | F32T8 | 5000 | F32T8/950 - 5000 Kelvin - 900 Series Phosphors - 32 Watt - Litetronics L-359 - Case of 25 - F32T8CB50 | https://www.1000bulbs.com/product/56690/F-32L359.html
Halco | 1.57 | 32 | 2708 | 84.625 | 48 | 25 | Not listed | F32T8 | 6500 | F32T8/865 - 6500 Kelvin - 800 Series Phosphors - 32 Watt - Halco 109428 - Case of 25 | https://www.1000bulbs.com/product/174195/HALCO-109428.html
SYLVANIA | 1.38 | 32 | 2450 | 76.5625 | 48 | 30 | Not listed | F32T8 | 3500 | F32T8/935 - 3500 Kelvin - 900 Series Phosphors - 32 Watt - SYLVANIA 22437 - Case of 30 | https://www.1000bulbs.com/product/191802/SYLVANIA-22437.html
EiKO | 3.96 | 28 | 2635 | 94.1071 | 48 | 36 | Not listed | F28T8 | 5000 | F32T8/850 Energy Saver - 5000 Kelvin - 800 Series Phosphor - 28 Watt - Eiko 06606 - Case of 36 - F28T8/850/ES | https://www.1000bulbs.com/product/153011/EIKO-06606.html
PLT | 8.58 | 32 | 2950 | 92.1875 | 48 | 30 | Not listed | F32T8 | 3500 | Shatter Resistant - F32T8/TL835/TF - P.E.T. Coating - 32 Watt - T8 - 3500K - 800 Series Phosphors - PLT | https://www.1000bulbs.com/product/59548/TC-F32T8TL835TF.html
Philips | 1.27 | 32 | 2625 | 82.0312 | 48 | 30 | Not listed | F32T8 | 3500 | F32T8/935 - 3500 Kelvin - 900 Series Phosphors - 32 Watt - Philips 479600 - Case of 30 | https://www.1000bulbs.com/product/203807/PHILIPS-479600.html
GE | 2.93 | 32 | 2950 | 92.1875 | 48 | 36 | Not listed | F32T8 | 3500 | F32T8/835 - 3500 Kelvin - 800 Series Phosphors - 32 Watt - GE 68851 - Case of 36 | https://www.1000bulbs.com/product/113897/GE-68851.html
GE | 1.71 | 32 | 2900 | 90.625 | 48 | 36 | Not listed | F32T8 | 5000 | F32T8/850 - 5000 Kelvin - 800 Series Phosphors - 32 Watt - GE 68853 - Case of 36 | https://www.1000bulbs.com/product/203993/GE-68853.html
Ushio | 1.76 | 32 | 3050 | 95.3125 | 48 | 25 | Not listed | F32T8 | 3500 | F32T8/835 - 3500 Kelvin - 800 Series Phosphors - 32 Watt - Ushio 3000100 - Case of 25 | https://www.1000bulbs.com/product/90166/USH-3000100.html
GE | 1.65 | 32 | 2925 | 91.4062 | 48 | 36 | Not listed | F32T8 | 4100 | F32T8/841- 4100 Kelvin - 800 Series Phosphors - 32 Watt - GE 68852 - Case of 36 | https://www.1000bulbs.com/product/114491/GE-68852.html
Litetronics | 1.76 | 32 | 2875 | 89.8438 | 48 | 25 | Not listed | F32T8 | 3000 | F32T8/830 - 3000 Kelvin - 800 Series Phosphors - 32 Watt - Litetronics L-334 - Case of 25 | https://www.1000bulbs.com/product/3500/LITETRO-L334.html
EiKO | 1.81 | 32 | 2950 | 92.1875 | 48 | 36 | Not listed | F32T8 | 5000 | F32T8/850 - 5000 Kelvin - 800 Series Phosphors - 32 Watt - Eiko 81174 - Case of 36 | https://www.1000bulbs.com/product/56669/EIKO-81174.html
SYLVANIA | 9.67 | 32 | 2850 | 89.0625 | 48 | 30 | Not listed | F32T8 | 6500 | SYLVANIA 21720TC - Shatter Resistant - FO32/865/XP/ECO/TF - P.E.T. Coating - 32 Watt - T8 - 36,000 Hours - 2,850 Lumens - 6500K - 800 Series Phosphors - Case of 30 | https://www.1000bulbs.com/product/172669/SYLVANIA-21720TC.html
Philips | 1.35 | 32 | 2600 | 81.25 | 48 | 30 | Not listed | F32T8 | 5000 | F32T8/950 - 5000 Kelvin - 900 Series Phosphors - 32 Watt - Philips 479634 - Case of 30 | https://www.1000bulbs.com/product/203809/PHILIPS-479634.html
TCP | 1.79 | 32 | 2950 | 92.1875 | 48 | 25 | Not listed | F32T8 | 5000 | F32T8/850 - 5000 Kelvin - 800 Series Phosphors - 32 Watt - TCP 31032850 - Case of 25 | https://www.1000bulbs.com/product/152941/TCP-31032850.html
Ushio | 1.32 | 32 | 3150 | 98.4375 | 48 | 25 | Not listed | F32T8 | 4100 | F32T8/841 - 4100 Kelvin - 800 Series Phosphors - 32 Watt - Ushio 3000480 - Case of 25 | https://www.1000bulbs.com/product/90200/USH-3000480.html
Philips | 1.36 | 32 | 2600 | 81.25 | 48 | 30 | Not listed | F32T8 | 4100 | F32T8/941 - 4100 Kelvin - 900 Series Phosphors - 32 Watt - Philips 479626 - Case of 30 | https://www.1000bulbs.com/product/203808/PHILIPS-479626.html
Philips | 1.46 | 32 | 2635 | 82.3438 | 48 | 30 | Not listed | F32T8 | 3000 | F32T8/930 - 3000 Kelvin - 900 Series Phosphors - 32 Watt - Philips 479592 - Case of 30 | https://www.1000bulbs.com/product/203806/PHILIPS-479592.html
SYLVANIA | 1.83 | 32 | 2802 | 87.5625 | 47.78 | 30 | Not listed | F32T8 | 3000 | F32T8/830 - 3000 Kelvin - 800 Series Phosphors - 32 Watt - SYLVANIA 21777 - Case of 30 | https://www.1000bulbs.com/product/6429/SYLVANIA-21777.html
GE | 1.52 | 28 | 2675 | 95.5357 | 48 | 36 | Not listed | F28T8 | 4100 | F32T8/841 Energy Saver - 4100 Kelvin - 800 Series Phosphors - 28 Watt - GE 72866 - Case of 36 | https://www.1000bulbs.com/product/99642/GE-72866.html
Philips | 6.58 | 32 | 2950 | 92.1875 | 48 | 30 | Not listed | F32T8 | 4100 | Philips 281550 - Shatter Resistant - F32T8/TL841/ALTO - P.E.T. Coating - 32 Watt - T8 - 4100K - 800 Series Phosphors - Case of 30 | https://www.1000bulbs.com/product/89632/TC-281550.html
Philips | 3.08 | 28 | 2625 | 93.75 | 48 | 30 | Not listed | F28T8 | 5000 | F32T8/850 - Long Life - Energy Saver - 5000 Kelvin - 800 Series Phosphors - 28 Watts - Philips 281287 - Case of 30 - F32T8/ADV850/XLL/ALTO 28W | https://www.1000bulbs.com/product/200384/PHILIPS-281287.html
Philips | 2.18 | 28 | 2725 | 97.3214 | 48 | 30 | Not listed | F32T8 | 3500 | F32T8/835 - Energy Saver - Long Life - 3500 Kelvin - 800 Series Phosphors - 28 Watt - Philips 281022 - Case of 30 | https://www.1000bulbs.com/product/85814/PHILIPS-281022.html
PLT | 1.93 | 32 | 3100 | 96.875 | 48 | 30 | Not listed | F32T8 | 3500 | F32T8/835 - 3500 Kelvin - 800 Series Phosphors - 32 Watt - PLT 72601 - Case of 30 | https://www.1000bulbs.com/product/192432/PLT-20054.html
Philips | 2.4 | 32 | 3100 | 96.875 | 48 | 30 | Not listed | F32T8 | 4100 | F32T8/841 - 4100 Kelvin - 800 Series Phosphors - 32 Watt - Philips 280859 - Case of 30 | https://www.1000bulbs.com/product/85719/PHILIPS-280859.html
GE | 2.27 | 32 | 2770 | 86.5625 | 48 | 36 | Not listed | F32T8 | 3000 | F32T8/830 - 3000 Kelvin - 800 Series Phosphors - 32 Watt - GE 68850 - Case of 36 | https://www.1000bulbs.com/product/152993/GE-68850CS.html
Philips | 2.53 | 32 | 3100 | 96.875 | 48 | 30 | Not listed | F32T8 | 3000 | F32T8/830 - 3000 Kelvin - 800 Series Phosphors - 32 Watt - Philips 280800 - Case of 30 | https://www.1000bulbs.com/product/93555/PHILIPS-280800.html
SYLVANIA | 5.13 | 28 | 2600 | 92.8571 | 48 | 30 | Not listed | FO28T8 | 4100 | F32T8/841 - Energy Saver - Extended Life - 4100 Kelvin - 800 Series Phosphors - 28 Watt - SYLVANIA 22167 - Case of 30 - FO28/841/XP/XL/SS/ECO3 | https://www.1000bulbs.com/product/113985/SYLVANIA-22167.html
PLT | 5.99 | 32 | 2800 | 87.5 | 47.78 | 30 | Not listed | F32T8 | 3500 | PLT 281535 - F32T8/TL835 - Shatter Resistant - 32 Watt - T8 - Silicone Coating - 30,000 Hours - 2,800 Lumens - 3500K - 700 Series Phosphors - Case of 30 | https://www.1000bulbs.com/product/203664/TC-281535.html
SYLVANIA | 1.62 | 32 | 2400 | 75 | 48 | 30 | Not listed | F32T8 | 6500 | F32T8/965 - 6500 Kelvin - 900 Series Phosphors - 32 Watt - SYLVANIA 22440 - Case of 30 - FO32/V65/ECO | https://www.1000bulbs.com/product/192718/SYLVANIA-22440.html
Ushio | 2.04 | 32 | 2850 | 89.0625 | 48 | 25 | Not listed | F32T8 | 5000 | F32T8/850 - 5000 Kelvin - 800 Series Phosphors - 32 Watt - Ushio 3000610 - Case of 25 | https://www.1000bulbs.com/product/92892/USH-3000610.html
Philips | 4.6463 | 32 | 2850 | 89.0625 | 48 | 30 | 139.39 | F32T8 | 3000 | Philips 32-Watt 4 ft. Linear T8 Fluorescent Light Bulb Soft White (3000K) Plus Alto HV (30-Pack) | https://www.homedepot.com/p/Philips-32-Watt-4-ft-Linear-T8-Fluorescent-Light-Bulb-Soft-White-3000K-Plus-Alto-HV-30-Pack-281659/204363600
Philips | 3.8703 | 32 | 2850 | 89.0625 | 48 | 30 | 116.11 | F32T8 | 3500 | Philips 32-Watt 4 ft. T8 Linear Fluorescent Light Bulb Neutral (3500K) (30-Pack) | https://www.homedepot.com/p/Philips-32-Watt-4-ft-T8-Linear-Fluorescent-Light-Bulb-Neutral-3500K-30-Pack-281675/204363601
Philips | 3.9613 | 32 | 2950 | 92.1875 | 48 | 30 | 118.84 | F32T8 | 5000 | Philips 32-Watt 4 ft. T8 Alto HV Linear Fluorescent Light Bulb Natural Light (5000K) (30-Pack) | https://www.homedepot.com/p/Philips-32-Watt-4-ft-T8-Alto-HV-Linear-Fluorescent-Light-Bulb-Natural-Light-5000K-30-Pack-281816/204363603
Philips | 9.2093 | 32 | 2950 | 92.1875 | 48 | 30 | 276.28 | F32T8 | 4100 | Philips 32-Watt 4 ft. TuffGuard ALTO Linear T8 Fluorescent Light Bulb, Cool White (4100K) (30-Pack) | https://www.homedepot.com/p/Philips-32-Watt-4-ft-TuffGuard-ALTO-Linear-T8-Fluorescent-Light-Bulb-Cool-White-4100K-30-Pack-283465/204606231
Philips | 1.8427 | 32 | 2600 | 81.25 | 48 | 30 | 55.28 | F32T8 | 6500 | Philips 32-Watt 4 ft. Alto Daylight Linear T8 Fluorescent Light Bulb (30-Pack) | https://www.homedepot.com/p/Philips-32-Watt-4-ft-Alto-Daylight-Linear-T8-Fluorescent-Light-Bulb-30-Pack-479758/303812013
Commercial Electric | 1.3323 | 32 | 3050 | 95.3125 | 48 | 30 | 39.97 | F32T8 | 4100 | Exclusive Commercial Electric 32-Watt Linear T8 Fluorescent Light Bulb Cool White (30-Pack) | https://www.homedepot.com/p/Commercial-Electric-32-Watt-Linear-T8-Fluorescent-Light-Bulb-Cool-White-30-Pack-F32T8-841/300447124
Philips | 2.8657 | 32 | 2950 | 92.1875 | 48 | 30 | 85.97 | F32T8 | 3500 | Philips 32-Watt 4 ft. Linear T8 Fluorescent Light Bulb ALTO Bright White (30-Pack) | https://www.homedepot.com/p/Philips-32-Watt-4-ft-Linear-T8-Fluorescent-Light-Bulb-ALTO-Bright-White-30-Pack-479600/305960118
Philips | 1.6583 | 32 | 2600 | 81.25 | 48 | 30 | 49.75 | F32T8 | 4100 | Philips 32-Watt 4 ft. Cool White Linear T8 Fluorescent Light Bulb (30-Pack) | https://www.homedepot.com/p/Philips-32-Watt-4-ft-Cool-White-Linear-T8-Fluorescent-Light-Bulb-30-Pack-479733/303811988
Philips | 1.6663 | 32 | 2950 | 92.1875 | 48 | 72 | 119.97 | F32T8 | 3000 | Philips 32-Watt 4 ft. Linear T8 Fluorescent Light Bulb, Soft White (3000K) (72-Pack) | https://www.homedepot.com/p/Philips-32-Watt-4-ft-Linear-T8-Fluorescent-Light-Bulb-Soft-White-3000K-72-Pack-479659/307994544
Philips | 9.999 | 32 | 2950 | 92.1875 | 48 | 30 | 299.97 | F32T8 | 5000 | Philips 32-Watt 4 ft. TuffGuard ALTO Plus Linear T8 Fluorescent Light Bulb, Bright White (5000K) (30-Pack) | https://www.homedepot.com/p/Philips-32-Watt-4-ft-TuffGuard-ALTO-Plus-Linear-T8-Fluorescent-Light-Bulb-Bright-White-5000K-30-Pack-283473/204606258
Philips | 2.457 | 32 | 2600 | 81.25 | 48 | 10 | 24.57 | F32T8 | 6500 | Philips 32-Watt 4 ft. Alto Linear T8 Fluorescent Light Bulb, Daylight (6500K) (10-Pack) | https://www.homedepot.com/p/Philips-32-Watt-4-ft-Alto-Linear-T8-Fluorescent-Light-Bulb-Daylight-6500K-10-Pack-479717/303811828
Philips | 2.457 | 32 | 2600 | 81.25 | 48 | 10 | 24.57 | F32T8 | 5000 | Philips 32-Watt 4 ft. T8 Linear Fluorescent Light Bulb Natural Light (5000K) (10-Pack) | https://www.homedepot.com/p/Philips-32-Watt-4-ft-T8-Linear-Fluorescent-Light-Bulb-Natural-Light-5000K-10-Pack-479741/303811663
Commercial Electric | 1.3323 | 32 | 2900 | 90.625 | 48 | 30 | 39.97 | F32T8 | 5000 | Exclusive Commercial Electric 32-Watt T8 Linear Fluorescent Light Bulb, Daylight (30-Pack) | https://www.homedepot.com/p/Commercial-Electric-32-Watt-T8-Linear-Fluorescent-Light-Bulb-Daylight-30-Pack-F32T8-850/300447126
Philips | 3.99 | 32 | 2850 | 89.0625 | 48 | 30 | 119.7 | F32T8 | 4100 | Philips 32-Watt 4 ft. Plus Alto HV Linear T8 Fluorescent Light Bulb, Cool White (4100K) (30-Pack) | https://www.homedepot.com/p/Philips-32-Watt-4-ft-Plus-Alto-HV-Linear-T8-Fluorescent-Light-Bulb-Cool-White-4100K-30-Pack-281790/204363602
Philips | 4.55 | 32 | 2750 | 85.9375 | 48 | 2 | 9.1 | F32T8 | 6500 | Philips 32-Watt 4 ft. Alto Linear T8 Fluorescent Light Bulb, Daylight (6500K) (2-Pack) | https://www.homedepot.com/p/Philips-32-Watt-4-ft-Alto-Linear-T8-Fluorescent-Light-Bulb-Daylight-6500K-2-Pack-451823/205477897
Philips | 11.3323 | 32 | 3100 | 96.875 | 48 | 30 | 339.97 | F32T8 | 4100 | Philips 32-Watt 4 ft. TuffGuard Advantage ALTO Linear T8 Fluorescent Light Bulb, Cool White (4100K) (30-Pack) | https://www.homedepot.com/p/Philips-32-Watt-4-ft-TuffGuard-Advantage-ALTO-Linear-T8-Fluorescent-Light-Bulb-Cool-White-4100K-30-Pack-283390/204606247
Philips | 3.839 | 32 | 2950 | 92.1875 | 48 | 30 | 115.17 | F32T8 | 5000 | Philips 32-Watt 4 ft. Linear T8 Fluorescent Light Bulb, ALTO Daylight (30-Pack) | https://www.homedepot.com/p/Philips-32-Watt-4-ft-Linear-T8-Fluorescent-Light-Bulb-ALTO-Daylight-30-Pack-479774/305960146
Philips | 1.8427 | 32 | 2600 | 81.25 | 48 | 30 | 55.28 | F32T8 | 5000 | Philips 32-Watt 48 in. Linear T8 Fluorescent Tube Light Bulb Natural Daylight (5000K) (30-pack) | https://www.homedepot.com/p/Philips-32-Watt-48-in-Linear-T8-Fluorescent-Tube-Light-Bulb-Natural-Daylight-5000K-30-pack-543348/308906168
Philips | 3.489 | 32 | 2625 | 82.0312 | 48 | 10 | 34.89 | F32T8 | 3500 | Philips 32-Watt 4 ft. T8 Alto Linear Fluorescent Light Bulb Neutral (3500K) (10-Pack) | https://www.homedepot.com/p/Philips-32-Watt-4-ft-T8-Alto-Linear-Fluorescent-Light-Bulb-Neutral-3500K-10-Pack-479691/303811578
Commercial Electric | 1.3323 | 32 | 3050 | 95.3125 | 48 | 30 | 39.97 | F32T8 | 3500 | Exclusive Commercial Electric 32-Watt T8 Linear Fluorescent Light Bulb, Warm White (30-Pack) | https://www.homedepot.com/p/Commercial-Electric-32-Watt-T8-Linear-Fluorescent-Light-Bulb-Warm-White-30-Pack-F32T8-835/300447119
Philips | 4.55 | 32 | 2600 | 81.25 | 48 | 2 | 9.1 | F32T8 | 5000 | Philips 32-Watt 4 ft. T8 Alto Linear Fluorescent Light Bulb Natural Light (5000K) (2-Pack) | https://www.homedepot.com/p/Philips-32-Watt-4-ft-T8-Alto-Linear-Fluorescent-Light-Bulb-Natural-Light-5000K-2-Pack-479774/303811455
Philips | 2.457 | 32 | 2600 | 81.25 | 48 | 10 | 24.57 | F32T8 | 4100 | Philips 32-Watt 4 ft.Alto Linear T8 Fluorescent Light Bulb, Cool White (4100K) (10-Pack) | https://www.homedepot.com/p/Philips-32-Watt-4-ft-Alto-Linear-T8-Fluorescent-Light-Bulb-Cool-White-4100K-10-Pack-479709/303811630
Philips | 8.995 | 32 | 6 | 0.1875 | 48 | 6 | 53.97 | F32T8 | 6500 | Philips 4 ft. 32-Watt T8 Plant and Aquarium Linear Fluorescent Daylight Grow Light Bulb (6-Pack) | https://www.homedepot.com/p/Philips-4-ft-32-Watt-T8-Plant-and-Aquarium-Linear-Fluorescent-Daylight-Grow-Light-Bulb-6-Pack-429167/304736401
Philips | 4.55 | 32 | 2600 | 81.25 | 48 | 2 | 9.1 | F32T8 | 4100 | Philips 32-Watt 4 ft. Alto Linear T8 Fluorescent Light Bulb, Cool White (4100K) (2-Pack) | https://www.homedepot.com/p/Philips-32-Watt-4-ft-Alto-Linear-T8-Fluorescent-Light-Bulb-Cool-White-4100K-2-Pack-479667/303811442
Philips | 2.997 | 32 | 2775 | 86.7188 | 48 | 10 | 29.97 | F32T8 | 3000 | Philips 32-Watt 4 ft. Linear T8 Fluorescent Light Bulb, Soft White (3000K) (10-Pack) | https://www.homedepot.com/p/Philips-32-Watt-4-ft-Linear-T8-Fluorescent-Light-Bulb-Soft-White-3000K-10-Pack-479683/303811555
Philips | 3.4453 | 32 | 2950 | 92.1875 | 48 | 30 | 103.36 | F32T8 | 3500 | Philips 32-Watt 4 ft. T8 Alto Linear Fluorescent Light Bulb Neutral (3500K) (30-Pack) | https://www.homedepot.com/p/Philips-32-Watt-4-ft-T8-Alto-Linear-Fluorescent-Light-Bulb-Neutral-3500K-30-Pack-280818/204606256
Sylvania | 2.59 | 32 | 2950 | 92.1875 | 48 | 30 | 77.7 | F32T8 | 4100 | Sylvania 32W 48in T8 Cool White Fluorescent Tube (Case of 30) | https://www.bulbs.com/product/FO32-841-ECO?RefId=58
Ushio | 1.99 | 32 | 3050 | 95.3125 | 48 | 25 | 49.75 | F32T8 | 5000 | Ushio 32W 48in T8 Bright White Fluorescent Tube (Case of 25) | https://www.bulbs.com/product/UFL-F32T8-850?RefId=58
Philips Lighting | 3.99 | 32 | 2950 | 92.1875 | 48 | 30 | 119.7 | F32T8 | 3500 | Philips 32W 48in T8 Long Life Neutral White Fluorescent Tube (Case of 30) | https://www.bulbs.com/product/F32T8-TL835-PLUS-ALTO-32W?RefId=58
Philips Lighting | 4.99 | 32 | 3100 | 96.875 | 48 | 30 | 149.7 | F32T8 | 3000 | Philips 32W 48in T8 High Lumen Warm White Fluorescent Tube (Case of 30) | https://www.bulbs.com/product/F32T8-ADV830-ALTO-32W?RefId=58
Philips Lighting | 3.74 | 32 | 3100 | 96.875 | 48 | 30 | 112.2 | F32T8 | 3500 | Philips 32W 48in T8 High Lumen Neutral White Fluorescent Tube (Case of 30) | https://www.bulbs.com/product/F32T8-ADV835-ALTO-32W?RefId=58
Philips Lighting | 2.99 | 32 | 2775 | 86.7188 | 48 | 30 | 89.7 | F32T8 | 3000 | Philips 32W 48in T8 Soft White Fluorescent Tube (Case of 30) | https://www.bulbs.com/product/F32T8-TL930-ALTO-32W?RefId=58
Sylvania | 3.19 | 32 | 2850 | 89.0625 | 48 | 30 | 95.7 | F32T8 | 5000 | Sylvania 32W 48in T8 Bright White Performance Fluorescent Tube (Case of 30) | https://www.bulbs.com/product/FO32-850-XP-ECO?RefId=58
Philips Lighting | 3.29 | 32 | 2600 | 81.25 | 48 | 30 | 98.7 | F32T8 | 6500 | Philips 32W 48in T8 Daylight White Fluorescent Tube (Case of 30) | https://www.bulbs.com/product/F32T8-TL965-ALTO-32W?RefId=58
Philips Lighting | 14.99 | 32 | 2800 | 87.5 | 48 | 30 | 449.7 | F32T8 | 3000 | Philips 32 Watt, 48 Inch T8 Warm White Safety Coated Fluorescent Bulb (Case of 30) | https://www.bulbs.com/product/F32T8-TL830-ALTO-SAFETY?RefId=58
Philips Lighting | 4.39 | 32 | 3000 | 93.75 | 48 | 30 | 131.7 | F32T8 | 5000 | Philips 32W 48in T8 High Lumen Bright White Fluorescent Tube (Case of 30) | https://www.bulbs.com/product/F32T8-ADV850-ALTO-32W?RefId=58
Ushio | 1.99 | 32 | 3050 | 95.3125 | 48 | 25 | 49.75 | F32T8 | 3000 | Ushio 32W 48in T8 Warm White Fluorescent Tube (Case of 25) | https://www.bulbs.com/product/UFL-F32T8-830?RefId=58
Philips Lighting | 10.49 | 32 | 2000 | 62.5 | 48 | 25 | 262.25 | F32T8 | 5000 | Philips 32W 48in T8 Bright White Fluorescent Tube (Case of 25) | https://www.bulbs.com/product/F32T8-TL950-32W?RefId=58
Sylvania | 2.59 | 32 | 3000 | 93.75 | 48 | 30 | 77.7 | F32T8 | 5000 | Sylvania 32W 48in T8 5000K Ecologic Fluorescent Tube (Case of 30) | https://www.bulbs.com/product/FO32-850-ECO?RefId=58
Ushio | 1.99 | 32 | 3050 | 95.3125 | 48 | 25 | 49.75 | F32T8 | 3500 | Ushio 32W 48in T8 Neutral White Fluorescent Tube (Case of 25) | https://www.bulbs.com/product/UFL-F32T8-835?RefId=58
Philips Lighting | 4.99 | 32 | 2950 | 92.1875 | 48 | 30 | 149.7 | F32T8 | 4100 | Philips 32W 48in T8 Long Life Cool White Fluorescent Tube (Case of 30) | https://www.bulbs.com/product/F32T8-TL841-PLUS-ALTO-32W?RefId=58
Philips Lighting | 3.99 | 32 | 2850 | 89.0625 | 48 | 30 | 119.7 | F32T8 | 5000 | Philips 32W 48in T8 Long Life Bright White Fluorescent Tube (Case of 30) | https://www.bulbs.com/product/F32T8-TL850-PLUS-ALTO-32W?RefId=58
Ushio | 1.99 | 32 | 3050 | 95.3125 | 48 | 25 | 49.75 | F32T8 | 4100 | Ushio 32W 48in T8 Cool White Fluorescent Tube (Case of 25) | https://www.bulbs.com/product/UFL-F32T8-841?RefId=58
Halco Lighting | 2.99 | 32 | 3050 | 95.3125 | 48 | 25 | 74.75 | F32T8 | 6500 | Halco 32W 48in T8 Daylight Fluorescent Tube (Case of 25) | https://www.bulbs.com/product/F32T8-865-ECO?RefId=58
Philips Lighting | 2.99 | 32 | 2625 | 82.0312 | 48 | 30 | 89.7 | F32T8 | 3500 | Philips 32W 48in T8 Neutral White Fluorescent Tube (Case of 30) | https://www.bulbs.com/product/F32T8-TL935-ALTO-32W?RefId=58
Philips Lighting | 2.99 | 32 | 2600 | 81.25 | 48 | 30 | 89.7 | F32T8 | 5000 | Philips 32W 48in T8 Bright White Fluorescent Tube (Case of 30) | https://www.bulbs.com/product/F32T8-TL950-ALTO-32W?RefId=58
Philips Lighting | 4.79 | 32 | 2950 | 92.1875 | 48 | 30 | 143.7 | F32T8 | 3000 | Philips 32W 48in T8 Long Life Soft White Fluorescent Tube (Case of 30) | https://www.bulbs.com/product/F32T8-TL830-PLUS-ALTO-32W?RefId=58
Sylvania | 2.29 | 32 | 2450 | 76.5625 | 48 | 30 | 68.7 | F32T8 | 4100 | Sylvania 32W 48in T8 Cool White Fluorescent Tube (Case of 30) | https://www.bulbs.com/product/FO32-V41-ECO?RefId=58
Philips Lighting | 2.99 | 32 | 2600 | 81.25 | 48 | 30 | 89.7 | F32T8 | 4100 | Philips 32W 48in T8 Cool White Fluorescent Tube (Case of 30) | https://www.bulbs.com/product/F32T8-TL941-ALTO-32W?RefId=58
Sylvania | 2.66 | 32 | 2800 | 87.5 | 48 | 1 | Not listed | FO32/850/ECO | 3000 | Sylvania 22143 32 Watt 48" T8 Linear Fluorescent 5000K 80 CRI Medium Bipin (G13) Base Tube (FO32/850/ECO) | https://www.lightingsupply.com/sylvania-fo32-850-eco
Satco | 3.39 | 28 | 2755 | 98.3929 | 48 | 30 | Not listed | F28T8/841/ES/ENV | 4100 | Satco S8424 28 Watt 48" T8 Linear Fluorescent 4100K 85 CRI Medium Bipin (G13) Base Energy Saver Tube (F28T8/841/ES/ENV) | https://www.lightingsupply.com/satco-f28t8-841-es-env
Satco | 3.93 | 32 | 3100 | 96.875 | 48 | 30 | Not listed | F32T8/841/HL/ENV | 4100 | Satco S8428 32 Watt 48" T8 Linear Fluorescent 4100K 85 CRI Medium Bipin (G13) Base High Lumen Tube (F32T8/841/HL/ENV) | https://www.lightingsupply.com/satco-f32t8-841-hl-env
Satco | 2.99 | 32 | 2950 | 92.1875 | 48 | 30 | Not listed | F32T8/835/ENV | 3500 | Satco S8419 32 Watt 48" T8 Linear Fluorescent 3500K 85 CRI Medium Bipin (G13) Base Tube (F32T8/835/ENV) | https://www.lightingsupply.com/satco-f32t8-835-env
Satco | 3.93 | 32 | 3100 | 96.875 | 48 | 30 | Not listed | F32T8/850/HL/ENV | 5000 | Satco S8429 32 Watt 48" T8 Linear Fluorescent 5000K 85 CRI Medium Bipin (G13) Base High Lumen Tube (F32T8/850/HL/ENV) | https://www.lightingsupply.com/satco-f32t8-850-hl-env
Satco | 2.99 | 32 | 2950 | 92.1875 | 48 | 30 | Not listed | F32T8/841/ENV | 4100 | Satco S8420 32 Watt 48" T8 Linear Fluorescent 4100K 85 CRI Medium Bipin (G13) Base Tube (F32T8/841/ENV) | https://www.lightingsupply.com/satco-f32t8-841-env
Satco | 3.45 | 28 | 2755 | 98.3929 | 48 | 30 | Not listed | F28T8/850/ES/ENV | 5000 | Satco S8425 28 Watt 48" T8 Linear Fluorescent 5000K 85 CRI Medium Bipin (G13) Base Energy Saver Tube (F28T8/850/ES/ENV) | https://www.lightingsupply.com/satco-f28t8-850-es-env
Satco | 3.05 | 32 | 2900 | 90.625 | 48 | 30 | Not listed | F32T8/850/ENV | 5000 | Satco S8421 32 Watt 48" T8 Linear Fluorescent 5000K 8 5CRI Medium Bipin (G13) Base Tube (F32T8/850/ENV) | https://www.lightingsupply.com/satco-f32t8-850-env
Satco | 2.05 | 32 | 2950 | 92.1875 | 48 | 30 | Not listed | F32T8/830/ENV | 3000 | Satco S8418 32 Watt 48" T8 Linear Fluorescent 3000K 85 CRI Medium Bipin (G13) Base Tube (F32T8/830/ENV) | https://www.lightingsupply.com/satco-f32t8-830-env
Satco | 3.45 | 28 | 2755 | 98.3929 | 48 | 30 | Not listed | F28T8/830/ES/ENV | 3000 | Satco S8422 28 Watt 48" T8 Linear Fluorescent 3000K 85 CRI Medium Bipin (G13) Base Energy Saver Tube (F28T8/830/ES/ENV) | https://www.lightingsupply.com/satco-f28t8-830-es-env

## LED Material Cost
Brand | Price | Wattage | lumens | Lumen Efficacy | Fluorescent T8 Equiv | Replacement Type | Dimmable | DLC | Length | Beam Angle | product | URL | Product Eligible?
Sylvania | 13.195 | 15.5 | 2100 | 135.4839 | 30 | Type A: Plug and Play | Dimmable | Yes | 48 | Not Listed | Sylvania 75287 - 15.5W T8 LED - 48" - 3500K - Ballast Compatible - Case of 10 | https://www.topbulb.com/sylvania-75287-led15t8-l48-dim-835-sub-g6-led | No
Standard Products | 11.95 | 15 | 1900 | 126.6667 | 30 | Type A: Plug and Play | Not Dimmable | Yes | 48 | Not Listed | Standard 15W T8 LED - 30W Equal - 4000K - Ballast Compatible | https://www.topbulb.com/standard-15w-t8-led-30w-equal-4000k-instant-rapid-program-start | No
Standard Products | 12.95 | 17 | 2200 | 129.4118 | 32 | Type A: Plug and Play | Dimmable | Yes | 48 | Not Listed | Standard 17W T8 LED - 32W Equal - 48" - 4000K - Instant/Program Start | https://www.topbulb.com/standard-17w-t8-led-32w-equal-48-4000k-instant-program-start | No
GE Lighting | 13.1475 | 18 | 2500 | 138.8889 | 32 | Type A: Plug and Play | Not Dimmable | Yes | 48 | Not Listed | GE 35768 ¦ 18W LED T8 - 32W T8 Equal - 4 ft - 3500K - Ballast Compatible - 20 Case | https://www.topbulb.com/ge-35768-18w-led-t8-g13-base-3500k-20-case | No
Eiko | 15.95 | 15 | 1800 | 120 | 32 | Type A: Plug and Play | Not Dimmable | Yes | 48 | Not Listed | Eiko 09292 - 15W LED T8 - 32W Equal - 5000K - Dual Mode Operation | https://www.topbulb.com/eiko-09292-15w-led-t8-32w-equal-5000k-dual-mode-operation | No
Forest Lighting | 9.9975 | 15 | 2000 | 133.3333 | 32 | Type A: Plug and Play | Not Dimmable | Yes | 48 | Not Listed | Forest FL-T8U450-15-BN ¦ 15W T8 LED - 32W T8 Equal - 4' - 5000K - Dual Mode - 20 Case | https://www.topbulb.com/forest-fl-t8u450-15-bn-15w-dlc-t8-4-ft-5000k-with-without-ballast | No
GE Lighting | 2.9996 | 18 | 2550 | 141.6667 | 32 | Type A: Plug and Play | Dimmable | Yes | 48 | Not Listed | GE 93133 ¦ 18W LED T8 - 4 Ft - 2550 Lumens - 3500K - 25/Case | https://www.topbulb.com/ge-93133-18w-t8-led-32w-t8-equal-3500k-instant-program-start | No
Standard Products | 11.95 | 15 | 1850 | 123.3333 | 30 | Type A: Plug and Play | Not Dimmable | Yes | 48 | Not Listed | Standard 15W T8 LED - 30W Equal - 3500K - Ballast Compatible | https://www.topbulb.com/standard-15w-t8-led-30w-equal-3500k-instant-rapid-program-start | No
Sylvania | 13.195 | 15.5 | 2100 | 135.4839 | 30 | Type A: Plug and Play | Dimmable | Yes | 48 | Not Listed | Sylvania 75286 - 15.5W T8 LED - 48" - 3000K - Ballast Compatible - Case of 10 | https://www.topbulb.com/sylvania-75286-led15t8-l48-dim-830-sub-g6-led | No
GE Lighting | 14.998 | 18 | 2550 | 141.6667 | 32 | Type A: Plug and Play | Dimmable | Yes | 48 | Not Listed | GE 93135 ¦ 18W LED T8 - 4 Ft - 2550 Lumens - 4000K - 25/Case | https://www.topbulb.com/ge-93135-18w-t8-led-32w-t8-equal-4000k-instant-program-start | No
Standard Products | 12.95 | 22 | 2200 | 100 | 32 | Type A: Plug and Play | Not Dimmable | Yes | 48 | Not Listed | Standard 22W 48" T8 LED - 32W Equal - 3500K Neutral White - Instant Start | https://www.topbulb.com/standard-22w-48-t8-led-32w-equal-3500k-neutral-white-instant-start | No
GE Lighting | 14.998 | 15 | 2350 | 156.6667 | 25 | Type A: Plug and Play | Dimmable | Yes | 48 | Not Listed | GE 62409 ¦ 15W LED T8 - 4 Ft - 2350 Lumens - 5000K - 25/Case | https://www.topbulb.com/ge-62409-15w-led-t8-g13-base-5000k-25-case | Yes
GE Lighting | 13.1475 | 18 | 2400 | 133.3333 | 32 | Type A: Plug and Play | Not Dimmable | Yes | 48 | Not Listed | GE 35767 ¦ 18W LED T8 - 32W T8 Equal - 4 fit - 3000K - Ballast Compatible - 20 Case | https://www.topbulb.com/ge-35767-18w-led-t8-g13-base-3000k-20-case | No
GE Lighting | 14.998 | 12 | 1800 | 150 | 25 | Type A: Plug and Play | Dimmable | Yes | 48 | Not Listed | GE 61271 ¦ 12W LED T8 - 4 Ft - 1800 Lumens - 4000K - 25/Case | https://www.topbulb.com/ge-61271-12w-led-t8-g13-base-4000k-25-case | Yes
Sylvania | 11.495 | 12 | 1650 | 137.5 | 25 | Type A: Plug and Play | Not Dimmable | Yes | 48 | Not Listed | Sylvania 79528 - 12W T8 LED - 48" - 4100K - Ballast Compatible - Case of 10 | https://www.topbulb.com/sylvania-79528-led12t8-l48-fg-841-sub-g6-led | No
GE Lighting | 13.1475 | 18 | 2600 | 144.4444 | 32 | Type A: Plug and Play | Not Dimmable | Yes | 48 | Not Listed | GE 35772 ¦ 18W LED T8 - 32W T8 Equal - 4 ft - 5000K - Ballast Compatible - 20 Case | https://www.topbulb.com/ge-35772-18w-led-t8-g13-base-5000k-20-case | No
Standard Products | 12.95 | 17 | 2200 | 129.4118 | 32 | Type A: Plug and Play | Dimmable | Yes | 48 | Not Listed | Standard 17W T8 LED - 32W Equal - 48" - 3500K - Instant/Program Start | https://www.topbulb.com/standard-17w-t8-led-32w-equal-48-3500k-instant-program-start | No
Standard Products | 12.95 | 18 | 2250 | 125 | 32 | Type A: Plug and Play | Not Dimmable | Yes | 48 | Not Listed | Standard 18W T8 LED - 32W Equal - 3500K - Instant, Rapid, Program Start | https://www.topbulb.com/standard-18w-t8-led-32w-equal-3500k-instant-rapid-program-start | No
Green Creative | 11.69 | 12 | 1650 | 137.5 | 32 | Type A: Plug and Play | Not Dimmable | Yes | 48 | Not Listed | Green Creative 97740 - 12W T8 LED - 32W Equal - 5000K - Ballast Compatible | https://www.topbulb.com/green-creative-97740-12w-t8-led-32w-equal-5000k-ballast-compatible | No
GE Lighting | 14.998 | 15 | 2250 | 150 | 30 | Type A: Plug and Play | Dimmable | Yes | 48 | Not Listed | GE 62402 ¦ 15W LED T8 - 4 Ft - 2250 Lumens - 4000K - 25/Case | https://www.topbulb.com/ge-62402-15w-led-t8-g13-base-4000k-25-case | Yes
Standard Products | 11.95 | 15 | 2000 | 133.3333 | 30 | Type A: Plug and Play | Not Dimmable | Yes | 48 | Not Listed | Standard 15W T8 LED - 30W Equal - 5000K - Ballast Compatible | https://www.topbulb.com/standard-15w-t8-led-30w-equal-5000k-instant-rapid-program-start | No
GE Lighting | 13.1475 | 18 | 2500 | 138.8889 | 32 | Type A: Plug and Play | Not Dimmable | Yes | 48 | Not Listed | GE 35769 ¦ 18W LED T8 - 32W T8 Equal - 4 ft - 4000K - Ballast Compatible - 20 Case | https://www.topbulb.com/ge-35769-18w-led-t8-g13-base-4000k-20-case | No
GE Lighting | 14.998 | 18 | 2450 | 136.1111 | 32 | Type A: Plug and Play | Not Dimmable | Yes | 48 | Not Listed | GE 31550 ¦ 18W LED T8 - 4 Ft - 2450 Lumens - 3000K - 25/Case | https://www.topbulb.com/ge-31550-18w-led-t8-g13-base-3000k-25-case | No
Eiko | 16.95 | 15 | 1800 | 120 | 32 | Type A: Plug and Play | Not Dimmable | Yes | 48 | Not Listed | Eiko 09291 - 15W LED T8 - 32W Equal - 4000K - Dual Mode Operation | https://www.topbulb.com/eiko-09291-15w-led-t8-32w-equal-4000k-dual-mode-operation | No
Sylvania | 11.495 | 12 | 1650 | 137.5 | 25 | Type A: Plug and Play | Not Dimmable | Yes | 48 | Not Listed | Sylvania 79527 - 12W T8 LED - 48" - 3500K - Ballast Compatible - Case of 10 | https://www.topbulb.com/sylvania-79527-led12t8-l48-fg-835-sub-g6-led | No
GE Lighting | 14.998 | 15 | 2150 | 143.3333 | 25 | Type A: Plug and Play | Dimmable | Yes | 48 | Not Listed | GE 62399 ¦ 15W LED T8 - 4 Ft - 2150 Lumens - 3000K - 25/Case | https://www.topbulb.com/ge-62399-15w-led-t8-g13-base-3000k-25-case | No
Green Creative | 17.95 | 14.5 | 1700 | 117.2414 | 32 | Type A: Plug and Play | Not Dimmable | Yes | 48 | Not Listed | Green Creative 97722 - 14.5W T8 LED - 32W Equal - 4000K - Ballast Bypass | https://www.topbulb.com/green-creative-97722-14-5w-t8-led-32w-equal-4000k-ballast-bypass | No
Sylvania | 11.495 | 12 | 1650 | 137.5 | 30 | Type A: Plug and Play | Not Dimmable | Yes | 48 | Not Listed | Sylvania 79526 - 12W T8 LED - 48" - 3000K - Ballast Compatible - Case of 10 | https://www.topbulb.com/sylvania-79526-led12t8-l48-fg-830-sub-g6-led | No
Green Creative | 9.98 | 12 | 1600 | 133.3333 | 32 | Type A: Plug and Play | Not Dimmable | Yes | 48 | Not Listed | Green Creative 97737 - 12W T8 LED - 32W Equal - 3000K - Ballast Compatible | https://www.topbulb.com/green-creative-97737-12w-t8-led-32w-equal-3000k-ballast-compatible | No
Eiko | 12.486 | 15 | 2200 | 146.6667 | 32 | Type A: Plug and Play | Not Dimmable | Yes | 48 | Not Listed | Eiko 09560 ¦ 15W T8 LED - 32W T8 Equal - 4' - 4000K - Ballast Compatible - 25 Case | https://www.topbulb.com/eiko-09560-15w-t8-led-32w-t8-equal-4-ft-4000k-25-case | Yes
GE Lighting | 14.998 | 12 | 1800 | 150 | 30 | Type A: Plug and Play | Dimmable | Yes | 48 | Not Listed | GE 61223 ¦ 12W LED T8 - 4 Ft - 1800 Lumens - 3500K - 25/Case | https://www.topbulb.com/ge-61223-12w-led-t8-g13-base-3500k-25-case | Yes | 150
Eiko | 11.998 | 15 | 2200 | 146.6667 | 32 | Type A: Plug and Play | Not Dimmable | Yes | 48 | Not Listed | Eiko 09561 ¦ 15W T8 LED - 32W T8 Equal - 4' - 5000K - Ballast Compatible - 25 Case | https://www.topbulb.com/eiko-09561-15w-t8-led-32w-equal-4-ft-5000k-ballast-compatible | Yes | 142.8571
GE Lighting | 14.998 | 18 | 2650 | 147.2222 | 32 | Type A: Plug and Play | Dimmable | Yes | 48 | Not Listed | GE 93140 ¦ 18W LED T8 - 4 Ft - 2650 Lumens - 5000K - 25/Case | https://www.topbulb.com/ge-93140-18w-t8-led-30w-32w-equal-5000k-instant-programmed-start | Yes
Standard Products | 11.95 | 18 | 1800 | 100 | 25 | Type A: Plug and Play | Dimmable | Yes | 48 | Not Listed | Standard - 12W T8 LED - 25W Equal - 48" 4000K - Instant/Program Start | https://www.topbulb.com/standard-12w-t8-led-25w-equal-48-4000k-instant-program-start | No
Standard Products | 11.95 | 12 | 1800 | 150 | 25 | Type A: Plug and Play | Dimmable | Yes | 48 | Not Listed | Standard 12W T8 LED - 25W Equal - 48" - 5000K - Instant/Program Start | https://www.topbulb.com/standard-12w-t8-led-25w-equal-48-5000k-instant-program-start | Yes
Eiko | 14.986 | 11.5 | 1700 | 147.8261 | 32 | Type A: Plug and Play | Not Dimmable | Yes | 47.78 | Not Listed | Eiko 60443 ¦ 11.5W T8 LED - 32W Equal - 4' - 3500K - Ballast Compatible - 25 Case | https://www.topbulb.com/eiko-led115wt8-48-835-g7dr-glass-direct-fit-dlc-t8-48-115w-1700lm-3500k-80cri-120-277v347v-25-case | Yes
Standard Products | 12.95 | 17 | 2200 | 129.4118 | 32 | Type A: Plug and Play | Dimmable | Yes | 48 | Not Listed | Standard 17W T8 LED - 32W Equal - 48" - 5000K - Instant/Program Start | https://www.topbulb.com/standard-17w-t8-led-32w-equal-48-5000k-instant-program-start | No
Standard Products | 12.95 | 18 | 2400 | 133.3333 | 32 | Type A: Plug and Play | Not Dimmable | Yes | 48 | Not Listed | Standard - 18W T8 LED - 32W Equal - Ballast Compatible | https://www.topbulb.com/standard-18w-t8-led-32w-equal-instant-rapid-program-start | No
Sylvania | 11.495 | 12 | 1650 | 137.5 | 25 | Type A: Plug and Play | Not Dimmable | Yes | 48 | Not Listed | Sylvania 79529 - 12W T8 LED - 48" - 5000K - Ballast Compatible - Case of 10 | https://www.topbulb.com/sylvania-79529-led12t8-l48-fg-850-sub-g6-led | No
GE Lighting | 14.998 | 12 | 1750 | 145.8333 | 25 | Type A: Plug and Play | Dimmable | Yes | 48 | Not Listed | GE 61218 ¦ 12W LED T8 - 4 Ft - 1750 Lumens - 3000K - 25/Case | https://www.topbulb.com/ge-61218-12w-led-t8-g13-base-3000k-25-case | Yes
Eiko | 14.998 | 11.5 | 1800 | 156.5217 | 32 | Type A: Plug and Play | Not Dimmable | Yes | 47.78 | Not Listed | Eiko 60444 ¦ 11.5W T8 LED - 32W Equal - 4' - 4000K - Ballast Compatible - 25 Case | https://www.topbulb.com/eiko-led115wt8-48-840-g7dr-glass-direct-fit-dlc-t8-48-115w-1800lm-4000k-80cri-120-277v347v-25-case | Yes
GE Lighting | 14.998 | 15 | 2250 | 150 | 32 | Type A: Plug and Play | Dimmable | Yes | 48 | Not Listed | GE 62401 ¦ 15W LED T8 - 4 Ft - 2250 Lumens - 3500K - 25/Case | https://www.topbulb.com/ge-62401-15w-led-t8-g13-base-3500k-25-case | Yes
Standard Products | 11.95 | 18 | 1800 | 100 | 32 | Type A: Plug and Play | Not Dimmable | Yes | 48 | Not Listed | Standard - 18W 48" T8 LED - 30W/32W Equal - Cool White - Instant Start | https://www.topbulb.com/standard-18w-48-t8-led-30w-32w-equal-cool-white-instant-start | No
GE Lighting | 14.998 | 12 | 1900 | 158.3333 | 32 | Type A: Plug and Play | Dimmable | Yes | 48 | Not Listed | GE 61327 ¦ 12W LED T8 - 4 Ft - 1900 Lumens - 5000K - 25/Case | https://www.topbulb.com/ge-61327-12w-led-t8-g13-base-5000k-25-case | Yes
Sylvania | 13.195 | 15.5 | 2200 | 141.9355 | 32 | Type A: Plug and Play | Dimmable | Yes | 48 | Not Listed | Sylvania 75297 - 15.5W T8 LED - 48" - 5000K - Ballast Compatible - Case of 10 | https://www.topbulb.com/sylvania-75297-led15t8-l48-dim-850-sub-g6-led | No
GlobaLux | 7.5 | 15 | 2200 | 146.6667 | 32 | Type A: Plug and Play | Not Dimmable | Yes Premium | 48 | Not Listed | 4 ft. T8 LED Tube - 2200 Lumens - 15W - 3500 Kelv - Can be used with Existg Ballast or Without - Hybrid T8 LED Tube - 120-277V - Case of 25 - GlobaLux LHT8-15-835-FC | https://www.1000bulbs.com/product/203637/GLBLUX-10095.html | Yes
Euri Lightg | 9.37 | 20 | 2400 | 120 | 32 | Type A: Plug and Play | Not Dimmable | Yes | 47.75 | Not Listed | 4 ft. T8 LED Tube - 2400 Lumens - 20W - 5000 Kelv - Can be used with Existg Ballast or Without - Hybrid T8 LED Tube - 120-277V - Euri Lightg ET8-1150H-20 | https://www.1000bulbs.com/product/191688/IRT-10037B.html | No
GlobaLux | 7.5 | 13 | 1950 | 150 | 32 | Type A: Plug and Play | Not Dimmable | Yes | 48 | Not Listed | 4 ft. T8 LED Tube - 1950 Lumens - 13W - 5000 Kelv - Can be used with Existg Ballast or Without - Hybrid T8 LED Tube - 120-277V - Case of 25 - GlobaLux LHT8-12-850-FC | https://www.1000bulbs.com/product/208429/GLBLUX-10143.html | Yes
TCP | 8.92 | 12 | 1750 | 145.8333 | 32 | Type A: Plug and Play | Dimmable | Yes | 47.8 | Not Listed | 4 ft. T8 LED Tube - 1750 Lumens - 12 - 3500 Kelv - Works with Electronic Ballasts - No Rewirg - Plug and Play - 120-277V - TCP L12T8D5035K | https://www.1000bulbs.com/product/201514/TCP-10062.html | Yes
Green Creative | 9.38 | 13 | 2050 | 157.6923 | 32 | Type A: Plug and Play | Not Dimmable | Yes | 47.76 | Not Listed | 4 ft. T8 LED Tube - 2050 Lumens - 13 - 4000 Kelv - Works with Electronic Ballasts - No Rewirg - Plug and Play - 120-277V - Green Creative 28403 | https://www.1000bulbs.com/product/200387/GREENCREATIVE-28403.html | Yes
Euri Lightg | 7.53 | 18 | 2300 | 127.7778 | 32 | Type A: Plug and Play | Not Dimmable | Yes | 47.77 | Not Listed | 4 ft. T8 LED Tube - 2300 Lumens - 18 - 5000 Kelv - Works with Electronic Ballasts - No Rewirg - Plug and Play - 120-277V - Euri Lightg ET8-1151 | https://www.1000bulbs.com/product/204081/IRT-10165.html | No
GlobaLux | 7.5 | 15 | 2200 | 146.6667 | 32 | Type A: Plug and Play | Not Dimmable | Yes Premium | 48 | Not Listed | 4 ft. T8 LED Tube - 2200 Lumens - 15 - 4000 Kelv - Can be used with Existg Ballast or Without - Hybrid T8 LED Tube - 120-277V - Case of 25 - GlobaLux LHT8-15-840-FC | https://www.1000bulbs.com/product/203638/GLBLUX-10096.html | Yes
LifeBulb | 7.5 | 13 | 1800 | 138.4615 | 32 | Type A: Plug and Play | Not Dimmable | Yes | 48 | Not Listed | 4 ft. T8 LED Tube - 1800 Lumens - 13 - 3500 Kelv - Works with Electronic Ballasts - No Rewirg - Plug and Play - 120-277V - LifeBulb LBT8F1935C | https://www.1000bulbs.com/product/200111/LEDT-10036.html | No
GlobaLux | 7.5 | 15 | 2200 | 146.6667 | 32 | Type A: Plug and Play | Not Dimmable | Yes Premium | 48 | Not Listed | 4 ft. T8 LED Tube - 2200 Lumens - 15W - 5000 Kelv - Can be used with Existg Ballast or Without - Hybrid T8 LED Tube - 120-277V - Case of 25 - GlobaLux LHT8-15-850-FC | https://www.1000bulbs.com/product/203639/GLBLUX-10097.html | Yes
Green Creative | 8.58 | 10.5 | 1650 | 157.1429 | 32 | Type A: Plug and Play | Dimmable | Yes | 47.76 | Not Listed | 4 ft. T8 LED Tube - 1650 Lumens - 10.5 - 3000 Kelv - Works with Electronic Ballasts - No Rewirg - Plug and Play - 120-277V - Green Creative 28397 | https://www.1000bulbs.com/product/200857/GREENCREATIVE-28397.html | Yes
Green Creative | 9.38 | 13 | 2050 | 157.6923 | 32 | Type A: Plug and Play | Dimmable | Yes | 47.76 | Not Listed | 4 ft. T8 LED Tube - 2050 Lumens - 13 - 5000 Kelv - Works with Electronic Ballasts - No Rewirg - Plug and Play - 120-277V - Green Creative 28404 | https://www.1000bulbs.com/product/200488/GREENCREATIVE-28404.html | Yes
Euri Lightg | 10.77 | 18 | 2300 | 127.7778 | 54 | Type A: Plug and Play | Not Dimmable | Yes | 48.04 | Not Listed | 4 ft. T8 LED Tube - 2300 Lumens - 18W - 4000 Kelv - Can be used with Existg Ballast or Without - Hybrid T8 LED Tube - 120-277V - Euri Lightg ET8-3140H-18 | https://www.1000bulbs.com/product/209004/IRT-10183.html | No
Euri Lightg | 10.77 | 18 | 2300 | 127.7778 | 54 | Type A: Plug and Play | Not Dimmable | Yes | 48.04 | Not Listed | 4 ft. T8 LED Tube - 2300 Lumens - 18W - 5000 Kelv - Can be used with Existg Ballast or Without - Hybrid T8 LED Tube - 120-277V - Euri Lightg ET8-3150H-18 | https://www.1000bulbs.com/product/209007/IRT-10184.html | No
TCP | 6.92 | 12 | 1800 | 150 | 32 | Type A: Plug and Play | Dimmable | Yes | 47.8 | Not Listed | 4 ft. T8 LED Tube - 1800 Lumens - 12 - 4100 Kelv - Works with Electronic Ballasts - No Rewirg - Plug and Play - 120-277V - TCP L12T8D5041K | https://www.1000bulbs.com/product/201515/TCP-10063.html | Yes
LifeBulb | 7.35 | 13 | 2000 | 153.8462 | 32 | Type A: Plug and Play | Not Dimmable | Yes | 48 | Not Listed | 4 ft. T8 LED Tube - 2000 Lumens - 13 - 5000 Kelv - Works with Electronic Ballasts - No Rewirg - Plug and Play - 120-277V - LifeBulb LBT8F1950C | https://www.1000bulbs.com/product/201354/LEDT-10038.html | Yes
LifeBulb | 6.76 | 15 | 2200 | 146.6667 | 32 | Type A: Plug and Play | Not Dimmable | Yes | 48 | Not Listed | 4 ft. T8 LED Tube - 2200 Lumens - 15 - 5000 Kelv - Works with Electronic Ballasts - No Rewirg - Plug and Play - 120-277V - LifeBulb LBT8F2150C | https://www.1000bulbs.com/product/201377/LEDT-10041.html | Yes
LifeBulb | 7.36 | 15 | 2100 | 140 | 32 | Type A: Plug and Play | Not Dimmable | Yes | 48 | Not Listed | 4 ft. T8 LED Tube - 2100 Lumens - 15 - 4100 Kelv - Works with Electronic Ballasts - No Rewirg - Plug and Play - 120-277V - LifeBulb LBT8F2141C | https://www.1000bulbs.com/product/200112/LEDT-10040.html | No
Green Creative | 8.58 | 10.5 | 1650 | 157.1429 | 32 | Type A: Plug and Play | Dimmable | Yes | 47.76 | Not Listed | 4 ft. T8 LED Tube - 1650 Lumens - 10.5 - 3500 Kelv - Works with Electronic Ballasts - No Rewirg - Plug and Play - 120-277V - Green Creative 28398 | https://www.1000bulbs.com/product/200486/GREENCREATIVE-28398.html | Yes
Euri Lightg | 7.53 | 18 | 2300 | 127.7778 | 32 | Type A: Plug and Play | Not Dimmable | Yes | 48.04 | Not Listed | 4 ft. T8 LED Tube - 2300 Lumens - 18 - 4000 Kelv - Works with Electronic Ballasts - No Rewirg - Plug and Play - 120-277V - Euri Lightg ET8-1141 | https://www.1000bulbs.com/product/204080/IRT-10164.html | No
LifeBulb | 7.89 | 15 | 2000 | 133.3333 | 32 | Type A: Plug and Play | Not Dimmable | Yes | 48 | Not Listed | 4 ft. T8 LED Tube - 2000 Lumens - 15 - 3500 Kelv - Works with Electronic Ballasts - No Rewirg - Plug and Play - 120-277V - LifeBulb LBT8F2135C | https://www.1000bulbs.com/product/201355/LEDT-10039.html | No
LifeBulb | 7.54 | 13 | 1900 | 146.1538 | 32 | Type A: Plug and Play | Not Dimmable | Yes | 48 | Not Listed | 4 ft. T8 LED Tube - 1900 Lumens - 13 - 4100 Kelv - Works with Electronic Ballasts - No Rewirg - Plug and Play - 120-277V - LifeBulb LBT8F1941C | https://www.1000bulbs.com/product/209609/PLT-11349.html | Yes
TCP | 6.92 | 12 | 1850 | 154.1667 | 32 | Type A: Plug and Play | Dimmable | Yes | 47.8 | Not Listed | 4 ft. T8 LED Tube - 1850 Lumens - 12 - 5000 Kelv - Works with Electronic Ballasts - No Rewirg - Plug and Play - 120-277V - TCP L12T8D5050K | https://www.1000bulbs.com/product/201517/TCP-10064.html | Yes
Euri Lightg | 9.37 | 20 | 2400 | 120 | 32 | Type A: Plug and Play | Not Dimmable | Yes | 47.75 | Not Listed | 4 ft. T8 LED Tube - 2400 Lumens - 20W - 4000 Kelv - Can be used with Existg Ballast or Without - Hybrid T8 LED Tube - 120-277V - Euri Lightg ET8-1140H-20 | https://www.1000bulbs.com/product/191686/IRT-10036B.html | No
GlobaLux | 7.5 | 13 | 1900 | 146.1538 | 25 | Type A: Plug and Play | Not Dimmable | Yes | 48 | Not Listed | 4 ft. T8 LED Tube - 1900 Lumens - 13W - 4000 Kelv - Can be used with Existg Ballast or Without - Hybrid T8 LED Tube - 120-277V - Case of 25 - GlobaLux LHT8-12-840-FC | https://www.1000bulbs.com/product/208428/GLBLUX-10142.html | Yes
Lunera | 7.81 | 11 | 1800 | 163.6364 | 32 | Type A: Plug and Play | Dimmable | Yes | 47.72 | Not Listed | 4 ft. T8 LED Tube - 1800 Lumens - 11 - 4000 Kelv - Works with Electronic Ballasts - No Rewirg - Plug and Play - 120-277V - Lunera HN-T8-D-48-11W-840-G2 | https://www.1000bulbs.com/product/202412/LUNERA-10125.html | Yes
RAB | 7.98 | 12 | 1800 | 150 | 32 | Type A: Plug and Play | Not Dimmable | Yes | 47.1875 | Not Listed | RAB 48 12 Watt T8 LED - Ballast Compatible - 3000K - 1,800 Lumens | https://www.prolighting.com/led-light-bulbs/ledt8lamps/48-led-t8-lamps/48-led-ballast-compatible-lamps/t8-12-48g-830-dir.html | Yes
Keystone | 12.1 | 12 | 1800 | 150 | 32 | Type A: Plug and Play | Not Dimmable | Yes | 47.15 | Not Listed | Keystone 48 11.5 Watt T8 LED - Ballast Compatible - 5000K - 1,800 Lumens | https://www.prolighting.com/led-light-bulbs/ledt8lamps/48-led-t8-lamps/48-led-ballast-compatible-lamps/kt-led11-5t8-48gc-850-s.html | Yes
RAB | 9.65 | 15 | 2200 | 146.6667 | 32 | Type A: Plug and Play | Not Dimmable | Yes | 47.1875 | Not Listed | RAB 48 15 Watt T8 LED - Ballast Compatible - 5000K - 2,200 Lumens | https://www.prolighting.com/led-light-bulbs/ledt8lamps/48-led-t8-lamps/48-led-ballast-compatible-lamps/t8-15-48p-850-dir.html | Yes
Keystone | 9.4 | 15 | 2100 | 140 | 32 | Type A: Plug and Play | Not Dimmable | Yes | 47.15 | Not Listed | Keystone 48 15 Watt T8 LED - Ballast Compatible - 3000K - 2,100 Lumens | https://www.prolighting.com/led-light-bulbs/ledt8lamps/48-led-t8-lamps/48-led-ballast-compatible-lamps/kt-led15t8-48gc-830-s.html | No
RAB | 9.3 | 15 | 2200 | 146.6667 | 32 | Type A: Plug and Play | Not Dimmable | Yes | 47.1875 | Not Listed | RAB 48 15 Watt T8 LED - Ballast Compatible - 3000K - 2,200 Lumens | https://www.prolighting.com/led-light-bulbs/ledt8lamps/48-led-t8-lamps/48-led-ballast-compatible-lamps/t8-15-48g-830-dir.html | Yes
RAB | 7.98 | 12 | 1800 | 150 | 32 | Type A: Plug and Play | Not Dimmable | Yes | 47.1875 | Not Listed | RAB 48 12 Watt T8 LED - Ballast Compatible - 5000K - 1,800 Lumens | https://www.prolighting.com/led-light-bulbs/ledt8lamps/48-led-t8-lamps/48-led-ballast-compatible-lamps/t8-12-48g-850-dir.html | Yes
Keystone | 13.5 | 15 | 1800 | 120 | 32 | Dual | Not Dimmable | Yes | 47.15 | Not Listed | Keystone 48 15 Watt T8 LED - Single End Wired or Ballast Compatible - 5000K - 1,800 Lumens - 120-277V | https://www.prolighting.com/led-light-bulbs/ledt8lamps/48-led-t8-lamps/hybrid-led-t8-lamps/kt-led15t8-48gc-850-x.html | No
Keystone | 12.1 | 12 | 1700 | 141.6667 | 32 | Type A: Plug and Play | Not Dimmable | Yes | 47.15 | Not Listed | Keystone 48 11.5 Watt T8 LED - Ballast Compatible - 3000K - 1,700 Lumens | https://www.prolighting.com/led-light-bulbs/ledt8lamps/48-led-t8-lamps/48-led-ballast-compatible-lamps/kt-led11-5t8-48gc-830-s.html | No
RAB | 8.99 | 12 | 1800 | 150 | 32 | Type A: Plug and Play | Not Dimmable | Yes | 47.1875 | Not Listed | RAB 48 12 Watt T8 LED - Ballast Compatible - 3000K - 1,800 Lumens | https://www.prolighting.com/led-light-bulbs/ledt8lamps/48-led-t8-lamps/48-led-ballast-compatible-lamps/t8-12-48p-830-dir.html | Yes
Keystone | 9.4 | 15 | 2200 | 146.6667 | 32 | Type A: Plug and Play | Not Dimmable | Yes | 47.15 | Not Listed | Keystone 48 15 Watt T8 LED - Ballast Compatible - 3500K - 2,200 Lumens | https://www.prolighting.com/led-light-bulbs/ledt8lamps/48-led-t8-lamps/48-led-ballast-compatible-lamps/kt-led15t8-48gc-835-s.html | Yes
Keystone | 12.1 | 12 | 1700 | 141.6667 | 32 | Type A: Plug and Play | Not Dimmable | Yes | 47.15 | Not Listed | Keystone 48 11.5 Watt T8 LED - Ballast Compatible - 3500K - 1,700 Lumens | https://www.prolighting.com/led-light-bulbs/ledt8lamps/48-led-t8-lamps/48-led-ballast-compatible-lamps/kt-led11-5t8-48gc-835-s.html | No
Keystone | 13.5 | 15 | 1800 | 120 | 32 | Dual | Not Dimmable | Yes | 47.15 | Not Listed | Keystone 48 15 Watt T8 LED - Single End Wired or Ballast Compatible - 3500K - 1,800 Lumens - 120-277V | https://www.prolighting.com/led-light-bulbs/ledt8lamps/48-led-t8-lamps/hybrid-led-t8-lamps/kt-led15t8-48gc-835-x.html | No
RAB | 9.65 | 15 | 2200 | 146.6667 | 32 | Type A: Plug and Play | Not Dimmable | Yes | 47.1875 | Not Listed | RAB 48 15 Watt T8 LED - Ballast Compatible - 3500K - 2,200 Lumens | https://www.prolighting.com/led-light-bulbs/ledt8lamps/48-led-t8-lamps/48-led-ballast-compatible-lamps/t8-15-48p-835-dir.html | Yes
Keystone | 13.5 | 15 | 1800 | 120 | 32 | Dual | Not Dimmable | Yes | 47.15 | Not Listed | Keystone 48 15 Watt T8 LED - Single End Wired or Ballast Compatible - 4000K - 1,800 Lumens - 120-277V | https://www.prolighting.com/led-light-bulbs/ledt8lamps/48-led-t8-lamps/hybrid-led-t8-lamps/kt-led15t8-48gc-840-x.html | No
Keystone | 13.5 | 15 | 1800 | 120 | 32 | Dual | Not Dimmable | Yes | 47.15 | Not Listed | Keystone 48 15 Watt T8 LED - Single End Wired or Ballast Compatible - 4000K - 1,800 Lumens - 120-277V | https://www.prolighting.com/led-light-bulbs/ledt8lamps/48-led-t8-lamps/48-led-ballast-compatible-lamps/kt-led15t8-48gc-840-x.html | No
Keystone | 9.4 | 15 | 2200 | 146.6667 | 32 | Type A: Plug and Play | Not Dimmable | Yes | 47.15 | Not Listed | Keystone 48 15 Watt T8 LED - Ballast Compatible - 5000K - 2,200 Lumens | https://www.prolighting.com/led-light-bulbs/ledt8lamps/48-led-t8-lamps/48-led-ballast-compatible-lamps/kt-led15t8-48gc-850-s.html | Yes
Keystone | 13.5 | 15 | 1800 | 120 | 32 | Dual | Not Dimmable | Yes | 47.15 | Not Listed | Keystone 48 15 Watt T8 LED - Single End Wired or Ballast Compatible - 5000K - 1,800 Lumens - 120-277V | https://www.prolighting.com/led-light-bulbs/ledt8lamps/48-led-t8-lamps/48-led-ballast-compatible-lamps/kt-led15t8-48gc-850-x.html | No
RAB | 8.99 | 12 | 1800 | 150 | 32 | Type A: Plug and Play | Not Dimmable | Yes | 47.1875 | Not Listed | RAB 48 12 Watt T8 LED - Ballast Compatible - 5000K - 1,800 Lumens | https://www.prolighting.com/led-light-bulbs/ledt8lamps/48-led-t8-lamps/48-led-ballast-compatible-lamps/t8-12-48p-850-dir.html | Yes
RAB | 7.98 | 12 | 1800 | 150 | 32 | Type A: Plug and Play | Not Dimmable | Yes | 47.1875 | Not Listed | RAB 48 12 Watt T8 LED - Ballast Compatible - 3500K - 1,800 Lumens | https://www.prolighting.com/led-light-bulbs/ledt8lamps/48-led-t8-lamps/48-led-ballast-compatible-lamps/t8-12-48g-835-dir.html | Yes
RAB | 9.3 | 15 | 2200 | 146.6667 | 32 | Type A: Plug and Play | Not Dimmable | Yes | 47.1875 | Not Listed | RAB 48 15 Watt T8 LED - Ballast Compatible - 5000K - 2,200 Lumens | https://www.prolighting.com/led-light-bulbs/ledt8lamps/48-led-t8-lamps/48-led-ballast-compatible-lamps/t8-15-48g-850-dir.html | Yes
RAB | 7.98 | 12 | 1800 | 150 | 32 | Type A: Plug and Play | Not Dimmable | Yes | 47.1875 | Not Listed | RAB 48 12 Watt T8 LED - Ballast Compatible - 4000K - 1,800 Lumens | https://www.prolighting.com/led-light-bulbs/ledt8lamps/48-led-t8-lamps/48-led-ballast-compatible-lamps/t8-12-48g-840-dir.html | Yes
RAB | 9.65 | 15 | 2200 | 146.6667 | 32 | Type A: Plug and Play | Not Dimmable | Yes | 47.1875 | Not Listed | RAB 48 15 Watt T8 LED - Ballast Compatible - 4000K - 2,200 Lumens | https://www.prolighting.com/led-light-bulbs/ledt8lamps/48-led-t8-lamps/48-led-ballast-compatible-lamps/t8-15-48p-840-dir.html | Yes
RAB | 8.99 | 12 | 1800 | 150 | 32 | Type A: Plug and Play | Not Dimmable | Yes | 47.1875 | Not Listed | RAB 48 12 Watt T8 LED - Ballast Compatible - 3500K - 1,800 Lumens | https://www.prolighting.com/led-light-bulbs/ledt8lamps/48-led-t8-lamps/48-led-ballast-compatible-lamps/t8-12-48p-835-dir.html | Yes
RAB | 9.3 | 15 | 2200 | 146.6667 | 32 | Type A: Plug and Play | Not Dimmable | Yes | 47.1875 | Not Listed | RAB 48 15 Watt T8 LED - Ballast Compatible - 4000K - 2,200 Lumens | https://www.prolighting.com/led-light-bulbs/ledt8lamps/48-led-t8-lamps/48-led-ballast-compatible-lamps/t8-15-48g-840-dir.html | Yes
RAB | 9.3 | 15 | 2200 | 146.6667 | 32 | Type A: Plug and Play | Not Dimmable | Yes | 47.1875 | Not Listed | RAB 48 15 Watt T8 LED - Ballast Compatible - 3500K - 2,200 Lumens | https://www.prolighting.com/led-light-bulbs/ledt8lamps/48-led-t8-lamps/48-led-ballast-compatible-lamps/t8-15-48g-835-dir.html | Yes
RAB | 8.99 | 12 | 1800 | 150 | 32 | Type A: Plug and Play | Not Dimmable | Yes | 47.1875 | Not Listed | RAB 48 12 Watt T8 LED - Ballast Compatible - 4000K - 1,800 Lumens | https://www.prolighting.com/led-light-bulbs/ledt8lamps/48-led-t8-lamps/48-led-ballast-compatible-lamps/t8-12-48p-840-dir.html | Yes
Keystone | 9.4 | 15 | 2200 | 146.6667 | 32 | Type A: Plug and Play | Not Dimmable | Yes | 47.15 | Not Listed | Keystone 48 15 Watt T8 LED - Ballast Compatible - 4000K - 2,200 Lumens | https://www.prolighting.com/led-light-bulbs/ledt8lamps/48-led-t8-lamps/48-led-ballast-compatible-lamps/kt-led15t8-48gc-840-s.html | Yes
Keystone | 12.1 | 12 | 1800 | 150 | 32 | Type A: Plug and Play | Not Dimmable | Yes | 47.15 | Not Listed | Keystone 48 11.5 Watt T8 LED - Ballast Compatible - 4000K - 1,800 Lumens | https://www.prolighting.com/led-light-bulbs/ledt8lamps/48-led-t8-lamps/48-led-ballast-compatible-lamps/kt-led11-5t8-48gc-840-s.html | Yes
Keystone | 13.5 | 15 | 1800 | 120 | 32 | Dual | Not Dimmable | Yes | 47.15 | Not Listed | Keystone 48 15 Watt T8 LED - Single End Wired or Ballast Compatible - 3500K - 1,800 Lumens - 120-277V | https://www.prolighting.com/led-light-bulbs/ledt8lamps/48-led-t8-lamps/48-led-ballast-compatible-lamps/kt-led15t8-48gc-835-x.html | No
RAB | 9.65 | 15 | 2200 | 146.6667 | 32 | Type A: Plug and Play | Not Dimmable | Yes | 47.1875 | Not Listed | RAB 48 15 Watt T8 LED - Ballast Compatible - 3000K - 2,200 Lumens | https://www.prolighting.com/led-light-bulbs/ledt8lamps/48-led-t8-lamps/48-led-ballast-compatible-lamps/t8-15-48p-830-dir.html | Yes
GlobaLux | 7.5 | 15 | 2200 | 146.6667 | 32 | Type A: Plug and Play | Not Dimmable | Yes Premium | 48 | Not Listed | 4 ft. T8 LED Tube - 2200 Lumens - 15W - 3500 Kelvin - Can be used with Existing Ballast or Without - Hybrid T8 LED Tube - 120-277V - Case of 25 - GlobaLux LHT8-15-835-FC | https://www.1000bulbs.com/product/203637/GLBLUX-10095.html | Yes
Euri Lighting | 9.37 | 20 | 2400 | 120 | 32 | Type A: Plug and Play | Not Dimmable | Yes | 47.75 | Not Listed | 4 ft. T8 LED Tube - 2400 Lumens - 20W - 5000 Kelvin - Can be used with Existing Ballast or Without - Hybrid T8 LED Tube - 120-277V - Euri Lighting ET8-1150H-20 | https://www.1000bulbs.com/product/191688/IRT-10037B.html | No
GlobaLux | 7.5 | 13 | 1950 | 150 | 32 | Type A: Plug and Play | Not Dimmable | Yes | 48 | Not Listed | 4 ft. T8 LED Tube - 1950 Lumens - 13W - 5000 Kelvin - Can be used with Existing Ballast or Without - Hybrid T8 LED Tube - 120-277V - Case of 25 - GlobaLux LHT8-12-850-FC | https://www.1000bulbs.com/product/208429/GLBLUX-10143.html | Yes
TCP | 8.92 | 12 | 1750 | 145.8333 | 32 | Type A: Plug and Play | Dimmable | Yes | 47.8 | Not Listed | 4 ft. T8 LED Tube - 1750 Lumens - 12 - 3500 Kelvin - Works with Electronic Ballasts - No Rewiring - Plug and Play - 120-277V - TCP L12T8D5035K | https://www.1000bulbs.com/product/201514/TCP-10062.html | Yes
Green Creative | 9.38 | 13 | 2050 | 157.6923 | 32 | Type A: Plug and Play | Not Dimmable | Yes | 47.76 | Not Listed | 4 ft. T8 LED Tube - 2050 Lumens - 13 - 4000 Kelvin - Works with Electronic Ballasts - No Rewiring - Plug and Play - 120-277V - Green Creative 28403 | https://www.1000bulbs.com/product/200387/GREENCREATIVE-28403.html | Yes
Euri Lighting | 7.53 | 18 | 2300 | 127.7778 | 32 | Type A: Plug and Play | Not Dimmable | Yes | 47.77 | Not Listed | 4 ft. T8 LED Tube - 2300 Lumens - 18 - 5000 Kelvin - Works with Electronic Ballasts - No Rewiring - Plug and Play - 120-277V - Euri Lighting ET8-1151 | https://www.1000bulbs.com/product/204081/IRT-10165.html | No
GlobaLux | 7.5 | 15 | 2200 | 146.6667 | 32 | Type A: Plug and Play | Not Dimmable | Yes Premium | 48 | Not Listed | 4 ft. T8 LED Tube - 2200 Lumens - 15 - 4000 Kelvin - Can be used with Existing Ballast or Without - Hybrid T8 LED Tube - 120-277V - Case of 25 - GlobaLux LHT8-15-840-FC | https://www.1000bulbs.com/product/203638/GLBLUX-10096.html | Yes
LifeBulb | 7.5 | 13 | 1800 | 138.4615 | 32 | Type A: Plug and Play | Not Dimmable | Yes | 48 | Not Listed | 4 ft. T8 LED Tube - 1800 Lumens - 13 - 3500 Kelvin - Works with Electronic Ballasts - No Rewiring - Plug and Play - 120-277V - LifeBulb LBT8F1935C | https://www.1000bulbs.com/product/200111/LEDT-10036.html | No
GlobaLux | 7.5 | 15 | 2200 | 146.6667 | 32 | Type A: Plug and Play | Not Dimmable | Yes Premium | 48 | Not Listed | 4 ft. T8 LED Tube - 2200 Lumens - 15W - 5000 Kelvin - Can be used with Existing Ballast or Without - Hybrid T8 LED Tube - 120-277V - Case of 25 - GlobaLux LHT8-15-850-FC | https://www.1000bulbs.com/product/203639/GLBLUX-10097.html | Yes
https://www.1000bulbs.com/product/200360/GLBLUX-10047.html
Green Creative | 8.58 | 10.5 | 1650 | 157.1429 | 32 | Type A: Plug and Play | Dimmable | Yes | 47.76 | Not Listed | 4 ft. T8 LED Tube - 1650 Lumens - 10.5 - 3000 Kelvin - Works with Electronic Ballasts - No Rewiring - Plug and Play - 120-277V - Green Creative 28397 | https://www.1000bulbs.com/product/200857/GREENCREATIVE-28397.html | Yes
Green Creative | 9.38 | 13 | 2300 | 176.9231 | 32 | Type A: Plug and Play | Dimmable | Yes | 47.76 | Not Listed | 4 ft. T8 LED Tube - 2050 Lumens - 13 - 5000 Kelvin - Works with Electronic Ballasts - No Rewiring - Plug and Play - 120-277V - Green Creative 28404 | https://www.1000bulbs.com/product/200488/GREENCREATIVE-28404.html | Yes
Euri Lighting | 10.77 | 18 | 2300 | 127.7778 | 54 | Type A: Plug and Play | Not Dimmable | Yes | 48.04 | Not Listed | 4 ft. T8 LED Tube - 2300 Lumens - 18W - 4000 Kelvin - Can be used with Existing Ballast or Without - Hybrid T8 LED Tube - 120-277V - Euri Lighting ET8-3140H-18 | https://www.1000bulbs.com/product/209004/IRT-10183.html | No
Euri Lighting | 10.77 | 18 | 1800 | 100 | 54 | Type A: Plug and Play | Not Dimmable | Yes | 48.04 | Not Listed | 4 ft. T8 LED Tube - 2300 Lumens - 18W - 5000 Kelvin - Can be used with Existing Ballast or Without - Hybrid T8 LED Tube - 120-277V - Euri Lighting ET8-3150H-18 | https://www.1000bulbs.com/product/209007/IRT-10184.html | No
TCP | 6.92 | 12 | 2000 | 166.6667 | 32 | Type A: Plug and Play | Dimmable | Yes | 47.8 | Not Listed | 4 ft. T8 LED Tube - 1800 Lumens - 12 - 4100 Kelvin - Works with Electronic Ballasts - No Rewiring - Plug and Play - 120-277V - TCP L12T8D5041K | https://www.1000bulbs.com/product/201515/TCP-10063.html | Yes
LifeBulb | 7.35 | 13 | 2200 | 169.2308 | 32 | Type A: Plug and Play | Not Dimmable | Yes | 48 | Not Listed | 4 ft. T8 LED Tube - 2000 Lumens - 13 - 5000 Kelvin - Works with Electronic Ballasts - No Rewiring - Plug and Play - 120-277V - LifeBulb LBT8F1950C | https://www.1000bulbs.com/product/201354/LEDT-10038.html | Yes
LifeBulb | 6.76 | 15 | 2200 | 146.6667 | 32 | Type A: Plug and Play | Not Dimmable | Yes | 48 | Not Listed | 4 ft. T8 LED Tube - 2200 Lumens - 15 - 5000 Kelvin - Works with Electronic Ballasts - No Rewiring - Plug and Play - 120-277V - LifeBulb LBT8F2150C | https://www.1000bulbs.com/product/201377/LEDT-10041.html | Yes
LifeBulb | 7.36 | 15 | 2100 | 140 | 32 | Type A: Plug and Play | Not Dimmable | Yes | 48 | Not Listed | 4 ft. T8 LED Tube - 2100 Lumens - 15 - 4100 Kelvin - Works with Electronic Ballasts - No Rewiring - Plug and Play - 120-277V - LifeBulb LBT8F2141C | https://www.1000bulbs.com/product/200112/LEDT-10040.html | No
Green Creative | 8.58 | 10.5 | 1650 | 157.1429 | 32 | Type A: Plug and Play | Dimmable | Yes | 47.76 | Not Listed | 4 ft. T8 LED Tube - 1650 Lumens - 10.5 - 3500 Kelvin - Works with Electronic Ballasts - No Rewiring - Plug and Play - 120-277V - Green Creative 28398 | https://www.1000bulbs.com/product/200486/GREENCREATIVE-28398.html | Yes
Euri Lighting | 7.53 | 18 | 2300 | 127.7778 | 32 | Type A: Plug and Play | Not Dimmable | Yes | 48.04 | Not Listed | 4 ft. T8 LED Tube - 2300 Lumens - 18 - 4000 Kelvin - Works with Electronic Ballasts - No Rewiring - Plug and Play - 120-277V - Euri Lighting ET8-1141 | https://www.1000bulbs.com/product/204080/IRT-10164.html | No
LifeBulb | 7.89 | 15 | 200 | 13.3333 | 32 | Type A: Plug and Play | Not Dimmable | Yes | 48 | Not Listed | 4 ft. T8 LED Tube - 2000 Lumens - 15 - 3500 Kelvin - Works with Electronic Ballasts - No Rewiring - Plug and Play - 120-277V - LifeBulb LBT8F2135C | https://www.1000bulbs.com/product/201355/LEDT-10039.html | No
LifeBulb | 7.54 | 13 | 1900 | 146.1538 | 32 | Type A: Plug and Play | Not Dimmable | Yes | 48 | Not Listed | 4 ft. T8 LED Tube - 1900 Lumens - 13 - 4100 Kelvin - Works with Electronic Ballasts - No Rewiring - Plug and Play - 120-277V - LifeBulb LBT8F1941C | https://www.1000bulbs.com/product/209609/PLT-11349.html | Yes
TCP | 6.92 | 12 | 1850 | 154.1667 | 32 | Type A: Plug and Play | Dimmable | Yes | 47.8 | Not Listed | 4 ft. T8 LED Tube - 1850 Lumens - 12 - 5000 Kelvin - Works with Electronic Ballasts - No Rewiring - Plug and Play - 120-277V - TCP L12T8D5050K | https://www.1000bulbs.com/product/201517/TCP-10064.html | Yes
Euri Lighting | 9.37 | 20 | 2400 | 120 | 32 | Type A: Plug and Play | Not Dimmable | Yes | 47.75 | Not Listed | 4 ft. T8 LED Tube - 2400 Lumens - 20W - 4000 Kelvin - Can be used with Existing Ballast or Without - Hybrid T8 LED Tube - 120-277V - Euri Lighting ET8-1140H-20 | https://www.1000bulbs.com/product/191686/IRT-10036B.html | No
https://www.1000bulbs.com/product/200361/GLBLUX-10048.html
GlobaLux | 7.5 | 13 | 1900 | 146.1538 | 32 | Type A: Plug and Play | Not Dimmable | Yes | 48 | Not Listed | 4 ft. T8 LED Tube - 1900 Lumens - 13W - 4000 Kelvin - Can be used with Existing Ballast or Without - Hybrid T8 LED Tube - 120-277V - Case of 25 - GlobaLux LHT8-12-840-FC | https://www.1000bulbs.com/product/208428/GLBLUX-10142.html | Yes
https://www.1000bulbs.com/product/200362/GLBLUX-10049.html
Lunera | 7.81 | 11 | 1800 | 163.6364 | 32 | Type A: Plug and Play | Dimmable | Yes | 47.72 | Not Listed | 4 ft. T8 LED Tube - 1800 Lumens - 11 - 4000 Kelvin - Works with Electronic Ballasts - No Rewiring - Plug and Play - 120-277V - Lunera HN-T8-D-48-11W-840-G2 | https://www.1000bulbs.com/product/202412/LUNERA-10125.html | Yes
Diva Light | 6.49 | 18 | 2200 | 122.2222 | 32 | Type A: Plug and Play | Not Dimmable | Yes | 48.00 | 180 | 4ft LED T8 - 2200 Lumens - 5000K - 18 Watts - Plug and Play or Ballast Bypass - Diva Light T8R-22L-50K-DM-BUNDLE | https://www.beeslightg.com/p/T8R-22L-50K-DM-BUNDLE | No
Satco | 9.56 | 11.5 | 1700 | 147.8261 | 32 | Type A: Plug and Play | Not Dimmable | No | 48.00 | 220 | Satco S9938 - 4 ft. T8 - Plug and Play LED Tube Lamp - 1700 Lumens - 11.5 Watts - 3000K | https://www.beeslighting.com/satco-led-t8/p/S9938 | No
Satco | 8.95 | 15 | 2200 | 146.6667 | 32 | Type A: Plug and Play | Dimmable | Yes | 48.00 | 210 | 4ft LED T8 - 2200 Lumens - 4000K - 15 Watts - Plug and play - Works with electronic ballast - Satco S29977 | https://www.beeslightg.com/p/S29977 | Yes
Espen | 8.88 | 12 | 1800 | 150 | 32 | Dual | Not Dimmable | No | 48.00 | 325 | Espen L48T8/835/12G-EB - 4 ft. LED T8 - 1800 Lumens - 12 Watts - 3500K - Plug and Play | https://www.beeslightg.com/p/L48T8-835-12G-EB | No
Diva Light | 6.79 | 18 | 2100 | 116.6667 | 32 | Dual | Not Dimmable | Yes | 47.70 | 180 | 4ft LED T8 - 2100 Lumens - 4000K - 18 Watts - Plug and Play or Ballast Bypass - Diva Light T8R-22L-40K-DM | https://www.beeslightg.com/p/T8R-22L-40K-DM | No
Diva Light | 6.49 | 18 | 2100 | 116.6667 | 32 | Dual | Not Dimmable | Yes | 48.00 | 180 | 4ft LED T8 - 2100 Lumens - 4000K - 18 Watts - Plug and Play or Ballast Bypass - Diva Light T8R-22L-40K-DM-BUNDLE | https://www.beeslightg.com/p/T8R-22L-40K-DM-BUNDLE | No
Satco | 9.95 | 12 | 1800 | 150 | 32 | Type A: Plug and Play | Dimmable | Yes | 48.00 | 210 | 4ft LED T8 - 1800 Lumens - 5000K - 12 Watts - Plug and play - Works with electronic ballast - Satco S29941 | https://www.beeslightg.com/p/S29941 | Yes
Diva Light | 6.79 | 18 | 2100 | 116.6667 | 32 | Dual | Not Dimmable | Yes | 47.70 | 180 | 4ft LED T8 - 2100 Lumens - 3500K - 18 Watts - Plug and Play or Ballast Bypass - Diva Light T8R-22L-35K-DM | https://www.beeslightg.com/p/T8R-22L-35K-DM | No
Diva Light | 6.49 | 18 | 2100 | 116.6667 | 32 | Dual | Not Dimmable | Yes | 48.00 | 180 | 4ft LED T8 - 2100 Lumens - 4000K - 18 Watts - Plug and Play or Ballast Bypass - Diva Light T8R-22L-40K-DM-BUNDLE | https://www.beeslightg.com/p/T8R-22L-40K-DM-BUNDLE | No
Satco | 8.95 | 15 | 2100 | 140 | 32 | Type A: Plug and Play | Not Dimmable | No | 48.00 | 210 | 4ft LED T8 - 2100 Lumens - 3500K - 15 Watts - Plug and play - Works with electronic ballast - Satco S29976 | https://www.beeslightg.com/p/S29976 | No
Espen | 14 | 15 | 2200 | 146.6667 | 32 | Type A: Plug and Play | Not Dimmable | No | 48.00 | 325 | 4ft LED T8 - 2200 Lumens - 4000K - 15 Watts - Plug and play - Works with electronic ballast - Espen L48T8-840-15G-EB-AC | https://www.beeslightg.com/p/L48T8-840-15G-EB-AC | No
Green Creative | 9.38 | 13 | 2050 | 157.6923 | 32 | Type A: Plug and Play | Dimmable | Yes | 48.00 | 310 | 4ft LED T8 - 2050 Lumens - 5000K - 13 Watts - Plug and play - Works with electronic ballast - Green Creative 13T8-4F-850-DIR | https://www.beeslightg.com/p/13T8-4F-850-DIR | Yes
Espen | 14 | 15 | 2200 | 146.6667 | 32 | Type A: Plug and Play | Not Dimmable | No | 48.00 | 310 | 4ft LED T8 - 2200 Lumens - 5000K - 15 Watts - Plug and play - Works with electronic ballast - Espen L48T8-850-15G-EB-AC | https://www.beeslightg.com/p/L48T8-850-15G-EB-AC | No
Espen | 8.56 | 12 | 1800 | 150 | 32 | Dual | Dimmable | No | 48.00 | 325 | 4ft LED T8 - 1800 Lumens - 3500K - 12 Watts - Plug and Play or Ballast Bypass - Espen L48T8-835-12G-AB | https://www.beeslightg.com/p/L48T8-835-12G-AB | No
Espen | 10.89 | 14 | 2100 | 150 | 32 | Type A: Plug and Play | Dimmable | No | 48.00 | 325 | 4ft LED T8 - 2100 Lumens - 3500K - 14 Watts - Plug and play - Works with electronic ballast - Espen L48T8-835-14G-EB | https://www.beeslightg.com/p/L48T8-835-14G-EB | No
Satco | 12.95 | 13 | 1800 | 138.4615 | 32 | Dual | Dimmable | No | 48.00 | 240 | 4ft LED T8 - 1800 Lumens - 3500K - 13 Watts - Plug and Play or Ballast Bypass - Satco S8891 | https://www.beeslightg.com/p/S8891 | No
Satco | 12.95 | 18 | 1900 | 105.5556 | 32 | Dual | Dimmable | No | 48.00 | 240 | 4ft LED T8 - 1900 Lumens - 4000K - 13 Watts - Plug and Play or Ballast Bypass - Satco S8892 | https://www.beeslightg.com/p/S8892 | No
Diva Light | 6.79 | 18 | 2100 | 116.6667 | 32 | Dual | Not Dimmable | Yes | 47.70 | 180 | 4ft LED T8 - 2100 Lumens - 3500K - 18 Watts - Plug and Play or Ballast Bypass - Diva Light T8R-22L-35K-DM | https://www.beeslightg.com/p/T8R-22L-35K-DM | No
Satco | 9.95 | 12 | 1700 | 141.6667 | 32 | Type A: Plug and Play | Dimmable | Yes | 48.00 | 210 | 4ft LED T8 - 1700 Lumens - 3000K - 12 Watts - Plug and play - Works with electronic ballast - Satco S29938 | https://www.beeslightg.com/p/S29938 | No
Espen | 8.56 | 12 | 2100 | 175 | 32 | Dual | Dimmable | No | 48.00 | 325 | 4ft LED T8 - 1800 Lumens - 5000K - 12 Watts - Plug and Play or Ballast Bypass - Espen L48T8-850-12G-AB | https://www.beeslightg.com/p/L48T8-850-12G-AB | No
Diva Light | 6.79 | 18 | 2100 | 116.6667 | 32 | Dual | Not Dimmable | Yes | 47.70 | 180 | 4ft LED T8 - 2100 Lumens - 4000K - 18 Watts - Plug and Play or Ballast Bypass - Diva Light T8R-22L-40K-DM | https://www.beeslightg.com/p/T8R-22L-40K-DM | No
Espen | 8.88 | 12 | 1800 | 150 | 32 | Type A: Plug and Play | Not Dimmable | No | 48.00 | 325 | Espen L48T8/850/12G-EB - 4 ft. LED T8 - 1800 Lumens - 12 Watts - 5000K - Plug and Play | https://www.beeslightg.com/p/L48T8-850-12G-EB | No
Satco | 8.95 | 15 | 2200 | 146.6667 | 32 | Type A: Plug and Play | Not Dimmable | No | 48.00 | 210 | 4ft LED T8 - 2200 Lumens - 5000K - 15 Watts - Plug and play - Works with electronic ballast - Satco S29978 | https://www.beeslightg.com/p/S29978 | No
Diva Light | 6.49 | 18 | 2200 | 122.2222 | 32 | Dual | Not Dimmable | Yes | 48.00 | 180 | 4ft LED T8 - 2200 Lumens - 5000K - 18 Watts - Plug and Play or Ballast Bypass - Diva Light T8R-22L-50K-DM-BUNDLE | https://www.beeslightg.com/p/T8R-22L-50K-DM-BUNDLE | No
Diva Light | 6.79 | 18 | 2200 | 122.2222 | 32 | Dual | Not Dimmable | Yes | 47.70 | 180 | 4ft LED T8 - 2200 Lumens - 5000K - 18 Watts - Plug and Play or Ballast Bypass - Diva Light T8R-22L-50K-DM | https://www.beeslightg.com/p/T8R-22L-50K-DM | No
Satco | 9.95 | 12 | 1700 | 141.6667 | 32 | Type A: Plug and Play | Dimmable | Yes | 48.00 | 210 | 4ft LED T8 - 1700 Lumens - 3500K - 12 Watts - Plug and play - Works with electronic ballast - Satco S29939 | https://www.beeslightg.com/p/S29939 | No
Satco | 12.95 | 13 | 1800 | 138.4615 | 32 | Dual | Dimmable | No | 48.00 | 240 | 4ft LED T8 - 1800 Lumens - 3000K - 13 Watts - Plug and Play or Ballast Bypass - Satco S8890 | https://www.beeslightg.com/p/S8890 | No
Satco | 9.95 | 12 | 1800 | 150 | 32 | Type A: Plug and Play | Not Dimmable | No | 48.00 | 210 | 4ft LED T8 - 1800 Lumens - 4000K - 12 Watts - Plug and play - Works with electronic ballast - Satco S29940 | https://www.beeslightg.com/p/S29940 | No
Espen | 10.89 | 14 | 2100 | 150 | 32 | Type A: Plug and Play | Dimmable | No | 48.00 | 325 | 4ft LED T8 - 2100 Lumens - 5000K - 14 Watts - Plug and play - Works with electronic ballast - Espen L48T8-850-14G-EB | https://www.beeslightg.com/p/L48T8-850-14G-EB | No
Diva Light | 6.79 | 18 | 2200 | 122.2222 | 32 | Dual | Not Dimmable | Yes | 47.70 | 180 | 4ft LED T8 - 2200 Lumens - 5000K - 18 Watts - Plug and Play or Ballast Bypass - Diva Light T8R-22L-50K-DM | https://www.beeslightg.com/p/T8R-22L-50K-DM | No
Green Creative | 9.38 | 13 | 2050 | 157.6923 | 32 | Type A: Plug and Play | Dimmable | Yes | 48.00 | 310 | 4ft LED T8 - 2050 Lumens - 4000K - 13 Watts - Plug and play - Works with electronic ballast - Green Creative 13T8-4F-840-DIR | https://www.beeslightg.com/p/13T8-4F-840-DIR | Yes
Diva Light | 6.49 | 18 | 2100 | 116.6667 | 32 | Dual | Not Dimmable | Yes | 48.00 | 180 | 4ft LED T8 - 2100 Lumens - 3500K - 18 Watts - Plug and Play or Ballast Bypass - Diva Light T8R-22L-35K-DM-BUNDLE | https://www.beeslightg.com/p/T8R-22L-35K-DM-BUNDLE | No
Espen | 8.56 | 12 | 1800 | 150 | 32 | Dual | Dimmable | No | 48.00 | 325 | 4ft LED T8 - 1800 Lumens - 4000K - 12 Watts - Plug and Play or Ballast Bypass - Espen L48T8-840-12G-AB | https://www.beeslightg.com/p/L48T8-840-12G-AB | No
Diva Light | 6.49 | 18 | 2100 | 116.6667 | 32 | Dual | Not Dimmable | Yes | 48.00 | 180 | 4ft LED T8 - 2100 Lumens - 3500K - 18 Watts - Plug and Play or Ballast Bypass - Diva Light T8R-22L-35K-DM-BUNDLE | https://www.beeslightg.com/p/T8R-22L-35K-DM-BUNDLE | No
Satco | 8.95 | 13 | 2100 | 161.5385 | 32 | Type A: Plug and Play | Not Dimmable | No | 48.00 | 210 | 4ft LED T8 - 2100 Lumens - 3000K - 15 Watts - Plug and play - Works with electronic ballast - Satco S29975 | https://www.beeslightg.com/p/S29975 | No
Satco | 12.95 | 14 | 1900 | 135.7143 | 32 | Dual | Dimmable | No | 48.00 | 240 | 4ft LED T8 - 1900 Lumens - 5000K - 13 Watts - Plug and Play or Ballast Bypass - Satco S8893 | https://www.beeslightg.com/p/S8893 | No
Espen | 10.89 | 14 | 2100 | 150 | 32 | Type A: Plug and Play | Dimmable | No | 48.00 | 325 | 4ft LED T8 - 2100 Lumens - 4000K - 14 Watts - Plug and play - Works with electronic ballast - Espen L48T8-840-14G-EB | https://www.beeslightg.com/p/L48T8-840-14G-EB | No
Espen | 8.88 | 12 | 1800 | 150 | 32 | Type A: Plug and Play | Not Dimmable | No | 48.00 | 325 | Espen L48T8/840/12G-EB - 4 ft. LED T8 - 1800 Lumens - 12 Watts - 4000K - Plug and Play | https://www.beeslightg.com/p/L48T8-840-12G-EB | No
Maxlite | 8.29 | 14 | 2100 | 150 | 32 | Type A: Plug and Play | Not Dimmable | Yes | 48 | 320 | Maxlite 14W 48" T8 5000K Glass LED Bulb, Ballast Compatible: L14T8DF450-GA | https://www.bulbs.com/product/L14T8DF450-GA?RefId=1450 | Yes
Philips | 7.59 | 14 | 2100 | 150 | 32 | Type A: Plug and Play | Not Dimmable | Yes | 48 | 240 | Philips 14W 48" 4000K T8 Glass LED Bulb, Ballast Compatible: 14T8/PRO/48-840/IF21/G | https://www.bulbs.com/product/14T8-PRO-48-840-IF21-G?RefId=1450 | Yes
Philips | 7.59 | 14 | 2100 | 150 | 32 | Type A: Plug and Play | Not Dimmable | Yes | 48 | 240 | Philips 14W 48" 5000K T8 Glass LED Bulb, Ballast Compatible: 14T8/PRO/48-850/IF21/G | https://www.bulbs.com/product/14T8-PRO-48-850-IF21-G?RefId=1450 | Yes
Philips | 15.5 | 14 | 2100 | 150 | 32 | Type A: Plug and Play | Not Dimmable | Yes | 48 | 160 | 14 Watts LED Lamp, T8, Medium Bi-Pin (G13), 2100 Lumens, 5000K Bulb Color Temp., 1 EA: 469635 | https://www.grainger.com/product/PHILIPS-14-Watts-LED-Lamp-52ZX70 | Yes
Philips | 9.8 | 14 | 2100 | 150 | 32 | Type A: Plug and Play | Not Dimmable | Yes | 48 | 240 | 14 Watts LED Lamp, T8, Medium Bi-Pin (G13), 2100 Lumens, 5000K Bulb Color Temp., 1 EA: 470120 | https://www.grainger.com/product/PHILIPS-14-Watts-LED-Lamp-406T69 | Yes
Philips | 15.5 | 14 | 2100 | 150 | 32 | Type A: Plug and Play | Not Dimmable | Yes | 48 | 160 | 14 Watts LED Lamp, T8, Medium Bi-Pin (G13), 2100 Lumens, 4000K Bulb Color Temp., 1 EA | https://www.grainger.com/product/PHILIPS-14-Watts-LED-Lamp-52ZX69 | Yes
Philips | 9.8 | 14 | 2100 | 150 | 32 | Type A: Plug and Play | Not Dimmable | Yes | 48 | 240 | 14 Watts LED Lamp, T8, Medium Bi-Pin (G13), 2100 Lumens, 4000K Bulb Color Temp., 1 EA: 470112 | https://www.grainger.com/product/PHILIPS-14-Watts-LED-Lamp-406T68 | Yes
150.3704

## Top Bulb (hidden)
Brand | Price | Wattage | lumens | Fluorescent T8 Equiv | Replacement Type | Dimmable | DLC | Length | product | URL
Sylvania | 8.395 | 17 | 2200 | 32 | Ballast Compatible | Not Dimmable | null | 48 | Sylvania LED17T8/L48/FG/841/SUB/G7 - 17W T8 LED - 48" - 4100K - Ballast Compatible - Case of 10 | https://www.topbulb.com/sylvania-led17t8-l48-fg-841-sub-g7-17w-t8-led-48-4100k-ballast-compatible-case-of-10
Standard Products | 11.95 | 17 | 1700 | 25 | Ballast Compatible | Not Dimmable | DLC Listed | 36 | Standard - 17W T8 LED - 25W Equal - 36" - 4100K - Instant Start | https://www.topbulb.com/standard-17w-t8-led-25w-equal-36-4100k-instant-start
GE Lighting | 13.1475 | 18 | 2600 | 32 | Ballast Compatible | null | null | 48 | GE 35773 ¦ 18W LED T8 - 32W T8 Equal - 4 ft - 6500K - Ballast Compatible - 20 Case | https://www.topbulb.com/ge-35773-18w-led-t8-g13-base-6500k-20-case
Sylvania | 11.795 | 8.5 | 1100 | 20 | Ballast Compatible | Not Dimmable | DLC Listed | 24 | Sylvania 75065 - 8.5W T8 LED - 24" - 3500K - Ballast Compatible - Case of 10 | https://www.topbulb.com/sylvania-75065-led8t8-l24-fg-835-sub-g6-led
Sylvania | 8.395 | 17 | 2100 | 25 | Ballast Compatible | Not Dimmable | null | 48 | Sylvania 75116 - 17W T8 LED - 48" - 3500K - Ballast Compatible - Case of 10 | https://www.topbulb.com/sylvania-75116-led17t8-l48-fg-835-sub-g6-led
Standard Products | 11.95 | 11 | 1450 | 30 | null | Dimmable | null | 36 | Standard 11W T8 LED - 20W Equal - 36" - 4000K - Instant/Program Start | https://www.topbulb.com/standard-11w-t8-led-20w-equal-36-4000k-instant-program-start
Sylvania | 13.195 | 15.5 | 2100 | 30 | Ballast Compatible | Dimmable | DLC Listed | 48 | Sylvania 75287 - 15.5W T8 LED - 48" - 3500K - Ballast Compatible - Case of 10 | https://www.topbulb.com/sylvania-75287-led15t8-l48-dim-835-sub-g6-led
Standard Products | 11.95 | 15 | 1900 | 30 | Ballast Compatible | Not Dimmable | DLC Listed | 48 | Standard 15W T8 LED - 30W Equal - 4000K - Ballast Compatible | https://www.topbulb.com/standard-15w-t8-led-30w-equal-4000k-instant-rapid-program-start
Standard Products | 12.95 | 17 | 2200 | 32 | Ballast Compatible | Dimmable | DLC Listed | 48 | Standard 17W T8 LED - 32W Equal - 48" - 4000K - Instant/Program Start | https://www.topbulb.com/standard-17w-t8-led-32w-equal-48-4000k-instant-program-start
Eiko | 13.234 | 17 | 2100 | 32 | null | null | null | 47.78 | Eiko 09355 ¦ 17W T8 LED - 32W Equal - 4' - 3500K - Ballast Compatible - Dimmable - 25 Case | https://www.topbulb.com/eiko-led22t8f-48-835-g6dr-glass-direct-fit-dlc-v3-1-t8-4ft-17w-2200lm-3500k-dimmable-emergency-80cri-120-277v-347v
GE Lighting | 13.1475 | 18 | 2500 | 32 | Ballast Compatible | null | DLC Listed | 48 | GE 35768 ¦ 18W LED T8 - 32W T8 Equal - 4 ft - 3500K - Ballast Compatible - 20 Case | https://www.topbulb.com/ge-35768-18w-led-t8-g13-base-3500k-20-case
Sylvania | 17.195 | 15.5 | 2100 | 30 | Ballast Compatible | Not Dimmable | null | 48 | Sylvania 75133 - 15.5W T8 LED - 48" - 3500K - Ballast Compatible - Case of 10 | https://www.topbulb.com/sylvania-75133-led15t8-l48-fp-835-sub-g6-led
Eiko | 15.95 | 15 | 1800 | 32 | Ballast Compatible | Not Dimmable | DLC Listed | 48 | Eiko 09292 - 15W LED T8 - 32W Equal - 5000K - Dual Mode Operation | https://www.topbulb.com/eiko-09292-15w-led-t8-32w-equal-5000k-dual-mode-operation
Forest Lighting | 9.9975 | 15 | 2000 | 32 | Ballast Compatible | null | DLC Listed | 48 | Forest FL-T8U450-15-BN ¦ 15W T8 LED - 32W T8 Equal - 4' - 5000K - Dual Mode - 20 Case | https://www.topbulb.com/forest-fl-t8u450-15-bn-15w-dlc-t8-4-ft-5000k-with-without-ballast
GE Lighting | 2.9996 | 18 | 2550 | 32 | Ballast Compatible | Dimmable | DLC Listed | 48 | GE 93133 ¦ 18W LED T8 - 4 Ft - 2550 Lumens - 3500K - 25/Case | https://www.topbulb.com/ge-93133-18w-t8-led-32w-t8-equal-3500k-instant-program-start
Standard Products | 11.95 | 15 | 1850 | 30 | Ballast Compatible | Not Dimmable | DLC Listed | 48 | Standard 15W T8 LED - 30W Equal - 3500K - Ballast Compatible | https://www.topbulb.com/standard-15w-t8-led-30w-equal-3500k-instant-rapid-program-start
Sylvania | 13.195 | 15.5 | 2100 | 30 | Ballast Compatible | Dimmable | DLC Listed | 48 | Sylvania 75286 - 15.5W T8 LED - 48" - 3000K - Ballast Compatible - Case of 10 | https://www.topbulb.com/sylvania-75286-led15t8-l48-dim-830-sub-g6-led
Sylvania | 12.395 | 12.5 | 1650 | 25 | Ballast Compatible | Not Dimmable | null | 36 | Sylvania 75129 - 12.5W T8 LED - 36" - 3500K - Ballast Compatible - Case of 10 | https://www.topbulb.com/sylvania-75129-led12t8-l36-fg-835-sub-g6-led
Sylvania | 11.795 | 8.5 | 1100 | 20 | Ballast Compatible | Not Dimmable | DLC Listed | 24 | Sylvania 75066 - 8.5W T8 LED - 24" - 4100K - Ballast Compatible - Case of 10 | https://www.topbulb.com/sylvania-75066-led8t8-l24-fg-841-sub-g6-led
GE Lighting | 14.998 | 18 | 2550 | 32 | Ballast Compatible | Dimmable | DLC Listed | 48 | GE 93135 ¦ 18W LED T8 - 4 Ft - 2550 Lumens - 4000K - 25/Case | https://www.topbulb.com/ge-93135-18w-t8-led-32w-t8-equal-4000k-instant-program-start
Standard Products | 12.95 | 22 | 2200 | 32 | Ballast Compatible | Not Dimmable | DLC Listed | 48 | Standard 22W 48" T8 LED - 32W Equal - 3500K Neutral White - Instant Start | https://www.topbulb.com/standard-22w-48-t8-led-32w-equal-3500k-neutral-white-instant-start
GE Lighting | 14.998 | 15 | 2350 | 25 | Ballast Compatible | Dimmable | DLC Listed | 48 | GE 62409 ¦ 15W LED T8 - 4 Ft - 2350 Lumens - 5000K - 25/Case | https://www.topbulb.com/ge-62409-15w-led-t8-g13-base-5000k-25-case
GE Lighting | 13.1475 | 18 | 2400 | 32 | Ballast Compatible | null | DLC Listed | 48 | GE 35767 ¦ 18W LED T8 - 32W T8 Equal - 4 fit - 3000K - Ballast Compatible - 20 Case | https://www.topbulb.com/ge-35767-18w-led-t8-g13-base-3000k-20-case
GE Lighting | 14.998 | 12 | 1800 | 20 | Ballast Compatible | Dimmable | DLC Listed | 48 | GE 61271 ¦ 12W LED T8 - 4 Ft - 1800 Lumens - 4000K - 25/Case | https://www.topbulb.com/ge-61271-12w-led-t8-g13-base-4000k-25-case
Sylvania | 11.495 | 12 | 1650 | 25 | Ballast Compatible | Not Dimmable | DLC Listed | 48 | Sylvania 79528 - 12W T8 LED - 48" - 4100K - Ballast Compatible - Case of 10 | https://www.topbulb.com/sylvania-79528-led12t8-l48-fg-841-sub-g6-led
Sylvania | 17.195 | 15.5 | 2200 | 25 | Ballast Compatible | Not Dimmable | null | 48 | Sylvania 75134 - 15.5W T8 LED - 48" - 4100K - Ballast Compatible - Case of 10 | https://www.topbulb.com/sylvania-75134-led15t8-l48-fp-841-sub-g6-led
GE Lighting | 13.1475 | 18 | 2600 | 32 | Ballast Compatible | null | DLC Listed | 48 | GE 35772 ¦ 18W LED T8 - 32W T8 Equal - 4 ft - 5000K - Ballast Compatible - 20 Case | https://www.topbulb.com/ge-35772-18w-led-t8-g13-base-5000k-20-case
Standard Products | 12.95 | 17 | 2200 | 32 | Ballast Compatible | Dimmable | DLC Listed | 48 | Standard 17W T8 LED - 32W Equal - 48" - 3500K - Instant/Program Start | https://www.topbulb.com/standard-17w-t8-led-32w-equal-48-3500k-instant-program-start
Standard Products | 12.95 | 18 | 2250 | 32 | Ballast Compatible | Not Dimmable | DLC Listed | 48 | Standard 18W T8 LED - 32W Equal - 3500K - Instant, Rapid, Program Start | https://www.topbulb.com/standard-18w-t8-led-32w-equal-3500k-instant-rapid-program-start
Sylvania | 11.795 | 8.5 | 1100 | 25 | Ballast Compatible | Not Dimmable | DLC Listed | 24 | Sylvania 75070 - 8.5W T8 LED - 24" - 5000K - Ballast Compatible - Case of 10 | https://www.topbulb.com/sylvania-75070-led8t8-l24-fg-850-sub-g6-led
Green Creative | 11.69 | 12 | 1650 | 32 | Ballast Compatible | null | DLC Listed | 48 | Green Creative 97740 - 12W T8 LED - 32W Equal - 5000K - Ballast Compatible | https://www.topbulb.com/green-creative-97740-12w-t8-led-32w-equal-5000k-ballast-compatible
GE Lighting | 14.998 | 15 | 2250 | 30 | Ballast Compatible | Dimmable | DLC Listed | 48 | GE 62402 ¦ 15W LED T8 - 4 Ft - 2250 Lumens - 4000K - 25/Case | https://www.topbulb.com/ge-62402-15w-led-t8-g13-base-4000k-25-case
Standard Products | 11.95 | 15 | 2000 | 30 | Ballast Compatible | Not Dimmable | DLC Listed | 48 | Standard 15W T8 LED - 30W Equal - 5000K - Ballast Compatible | https://www.topbulb.com/standard-15w-t8-led-30w-equal-5000k-instant-rapid-program-start
Eiko | 13.734 | 8 | 1200 | 32 | Ballast Compatible | Not Dimmable | DLC Listed | 23.78 | Eiko 60440 ¦ 8W T8 LED - 18W T8 Equal - 2' - 3500K - Ballast Compatible - 25 Case | https://www.topbulb.com/eiko-led8wt8-24-835-g7dr-glass-direct-fit-dlc-t8-24-8w-1200lm-3500k-80cri-120-277v347v-25-case
GE Lighting | 13.1475 | 18 | 2500 | 32 | Ballast Compatible | null | DLC Listed | 48 | GE 35769 ¦ 18W LED T8 - 32W T8 Equal - 4 ft - 4000K - Ballast Compatible - 20 Case | https://www.topbulb.com/ge-35769-18w-led-t8-g13-base-4000k-20-case
Eiko | 13.734 | 8 | 1250 | 30 | Ballast Compatible | Not Dimmable | DLC Listed | 23.78 | Eiko 60441 ¦ 8W T8 LED - 18W T8 Equal - 2' - 4000K - Ballast Compatible - 25 Case | https://www.topbulb.com/eiko-led8wt8-24-840-g7dr-glass-direct-fit-dlc-t8-24-8w-1250lm-4000k-80cri-120-277v347v-25-case
GE Lighting | 14.998 | 18 | 2450 | 32 | Ballast Compatible | null | DLC Listed | 48 | GE 31550 ¦ 18W LED T8 - 4 Ft - 2450 Lumens - 3000K - 25/Case | https://www.topbulb.com/ge-31550-18w-led-t8-g13-base-3000k-25-case
Eiko | 12.95 | 17 | 2200 | 32 | null | null | null | 47.78 | Eiko 09177 ¦ 17W T8 LED - 32W Equal - 4' - 5000K - Ballast Compatible - Dimmable | https://www.topbulb.com/eiko-led22t8f-48-850-g6dr-glass-direct-fit-dlc-v3-1-t8-4ft-17w-2200lm-5000k-dimmable-emergency-80cri-120-277v-347v
Eiko | 16.95 | 15 | 1800 | 32 | Ballast Compatible | Not Dimmable | DLC Listed | 48 | Eiko 09291 - 15W LED T8 - 32W Equal - 4000K - Dual Mode Operation | https://www.topbulb.com/eiko-09291-15w-led-t8-32w-equal-4000k-dual-mode-operation
Sylvania | 11.495 | 12 | 1650 | 25 | Ballast Compatible | Not Dimmable | DLC Listed | 48 | Sylvania 79527 - 12W T8 LED - 48" - 3500K - Ballast Compatible - Case of 10 | https://www.topbulb.com/sylvania-79527-led12t8-l48-fg-835-sub-g6-led
GE Lighting | 14.998 | 15 | 2150 | 25 | Ballast Compatible | Dimmable | DLC Listed | 48 | GE 62399 ¦ 15W LED T8 - 4 Ft - 2150 Lumens - 3000K - 25/Case | https://www.topbulb.com/ge-62399-15w-led-t8-g13-base-3000k-25-case
Green Creative | 17.95 | 14.5 | 1700 | 32 | Ballast Compatible | null | DLC Listed | 48 | Green Creative 97722 - 14.5W T8 LED - 32W Equal - 4000K - Ballast Bypass | https://www.topbulb.com/green-creative-97722-14-5w-t8-led-32w-equal-4000k-ballast-bypass
Green Creative | 16.95 | 8 | 1050 | 17 | Ballast Compatible | null | DLC Listed | 24 | Green Creative 97742 - 8W T8 LED - 17W Equal - 3500K - Ballast Compatible | https://www.topbulb.com/green-creative-97742-8w-t8-led-17w-equal-3500k-ballast-compatible
Sylvania | 12.395 | 12.5 | 1650 | 25 | Ballast Compatible | Not Dimmable | null | 36 | Sylvania 75128 - 12.5W T8 LED - 36" - 3000K - Ballast Compatible - Case of 10 | https://www.topbulb.com/sylvania-75128-led12t8-l36-fg-830-sub-g6-led
Sylvania | 17.195 | 15.5 | 2200 | 25 | Ballast Compatible | Not Dimmable | null | 48 | Sylvania 75135 - 15.5W T8 LED - 48" - 5000K - Ballast Compatible - Case of 10 | https://www.topbulb.com/sylvania-75135-led15t8-l48-fp-850-sub-g6-led
Standard Products | 14.95 | 9 | 1200 | 18 | Ballast Compatible | Not Dimmable | DLC Listed | 24 | Standard - 9W T8 LED - 18W Equal - 4000K - Ballast Compatible | https://www.topbulb.com/standard-9w-t8-led-18w-equal-4000k-instant-rapid-program-start
Sylvania | 11.495 | 12 | 1650 | 30 | Ballast Compatible | Not Dimmable | DLC Listed | 48 | Sylvania 79526 - 12W T8 LED - 48" - 3000K - Ballast Compatible - Case of 10 | https://www.topbulb.com/sylvania-79526-led12t8-l48-fg-830-sub-g6-led
Green Creative | 9.98 | 12 | 1600 | 32 | Ballast Compatible | null | DLC Listed | 48 | Green Creative 97737 - 12W T8 LED - 32W Equal - 3000K - Ballast Compatible | https://www.topbulb.com/green-creative-97737-12w-t8-led-32w-equal-3000k-ballast-compatible
Eiko | 12.486 | 15 | 2200 | 32 | Ballast Compatible | Not Dimmable | DLC Listed | 48 | Eiko 09560 ¦ 15W T8 LED - 32W T8 Equal - 4' - 4000K - Ballast Compatible - 25 Case | https://www.topbulb.com/eiko-09560-15w-t8-led-32w-t8-equal-4-ft-4000k-25-case
GE Lighting | 14.998 | 12 | 1800 | 30 | Ballast Compatible | Dimmable | DLC Listed | 48 | GE 61223 ¦ 12W LED T8 - 4 Ft - 1800 Lumens - 3500K - 25/Case | https://www.topbulb.com/ge-61223-12w-led-t8-g13-base-3500k-25-case
Sylvania | 6.1975 | 12.5 | 1650 | 30 | Ballast Compatible | Not Dimmable | null | 36 | Sylvania 75131 - 12.5W T8 LED - 36" - 5000K - Ballast Compatible - Case of 10 | https://www.topbulb.com/sylvania-75131-led12t8-l36-fg-850-sub-g6-led
Eiko | 11.998 | 15 | 2200 | 32 | Ballast Compatible | Not Dimmable | DLC Listed | 48 | Eiko 09561 ¦ 15W T8 LED - 32W T8 Equal - 4' - 5000K - Ballast Compatible - 25 Case | https://www.topbulb.com/eiko-09561-15w-t8-led-32w-equal-4-ft-5000k-ballast-compatible
GE Lighting | 14.998 | 18 | 2650 | 32 | Ballast Compatible | Dimmable | DLC Listed | 48 | GE 93140 ¦ 18W LED T8 - 4 Ft - 2650 Lumens - 5000K - 25/Case | https://www.topbulb.com/ge-93140-18w-t8-led-30w-32w-equal-5000k-instant-programmed-start
Standard Products | 11.95 | 18 | 1800 | 25 | Ballast Compatible | Dimmable | DLC Listed | 48 | Standard - 12W T8 LED - 25W Equal - 48" 4000K - Instant/Program Start | https://www.topbulb.com/standard-12w-t8-led-25w-equal-48-4000k-instant-program-start
Standard Products | 11.95 | 12 | 1800 | 25 | Ballast Compatible | Dimmable | DLC Listed | 48 | Standard 12W T8 LED - 25W Equal - 48" - 5000K - Instant/Program Start | https://www.topbulb.com/standard-12w-t8-led-25w-equal-48-5000k-instant-program-start
Eiko | 14.986 | 11.5 | 1700 | 32 | Ballast Compatible | Not Dimmable | DLC Listed | 47.78 | Eiko 60443 ¦ 11.5W T8 LED - 32W Equal - 4' - 3500K - Ballast Compatible - 25 Case | https://www.topbulb.com/eiko-led115wt8-48-835-g7dr-glass-direct-fit-dlc-t8-48-115w-1700lm-3500k-80cri-120-277v347v-25-case
Eiko | 13.734 | 8 | 1250 | 18 | Ballast Compatible | Not Dimmable | DLC Listed | 23.78 | Eiko 60442 ¦ 8W T8 LED - 18W T8 Equal - 2' - 5000K - Ballast Compatible - 25 Case | https://www.topbulb.com/eiko-led8wt8-24-850-g7dr-glass-direct-fit-dlc-t8-24-8w-1250lm-5000k-80cri-120-277v347v-25-case
Standard Products | 16.95 | 13 | 1600 | 25 | Ballast Compatible | Not Dimmable | DLC Listed | 36 | Standard 13W T8 LED - 25W Equal - 4000K - Ballast Compatible | https://www.topbulb.com/standard-13w-t8-led-25w-equal-4000k-instant-rapid-program-start
Sylvania | 171.95 | 15.5 | 2100 | 30 | Ballast Compatible | Not Dimmable | null | 48 | Sylvania 75132 - 15.5W T8 LED - 48" - 3000K - Ballast Compatible - Case of 10 | https://www.topbulb.com/sylvania-75132-led15t8-l48-fp-830-sub-g6-led
Standard Products | 12.95 | 17 | 2200 | 32 | Ballast Compatible | Dimmable | DLC Listed | 48 | Standard 17W T8 LED - 32W Equal - 48" - 5000K - Instant/Program Start | https://www.topbulb.com/standard-17w-t8-led-32w-equal-48-5000k-instant-program-start
Standard Products | 12.95 | 18 | 2400 | 32 | Ballast Compatible | Not Dimmable | DLC Listed | 48 | Standard - 18W T8 LED - 32W Equal - Ballast Compatible | https://www.topbulb.com/standard-18w-t8-led-32w-equal-instant-rapid-program-start
Standard Products | 32.95 | 9 | 1150 | 18 | Ballast Compatible | Dimmable | DLC Listed | 24 | Standard - 9W T8 LED - 18W Equal - 24" - 4000K - Instant/Program Start | https://www.topbulb.com/standard-9w-t8-led-18w-equal-24-4000k-instant-program-start
Sylvania | 11.495 | 12 | 1650 | 25 | Ballast Compatible | Not Dimmable | DLC Listed | 48 | Sylvania 79529 - 12W T8 LED - 48" - 5000K - Ballast Compatible - Case of 10 | https://www.topbulb.com/sylvania-79529-led12t8-l48-fg-850-sub-g6-led
GE Lighting | 14.998 | 12 | 1750 | 25 | Ballast Compatible | Dimmable | DLC Listed | 48 | GE 61218 ¦ 12W LED T8 - 4 Ft - 1750 Lumens - 3000K - 25/Case | https://www.topbulb.com/ge-61218-12w-led-t8-g13-base-3000k-25-case
Eiko | 14.998 | 11.5 | 1800 | 32 | Ballast Compatible | Not Dimmable | DLC Listed | 47.78 | Eiko 60444 ¦ 11.5W T8 LED - 32W Equal - 4' - 4000K - Ballast Compatible - 25 Case | https://www.topbulb.com/eiko-led115wt8-48-840-g7dr-glass-direct-fit-dlc-t8-48-115w-1800lm-4000k-80cri-120-277v347v-25-case
GE Lighting | 14.998 | 15 | 2250 | 32 | Ballast Compatible | Dimmable | DLC Listed | 48 | GE 62401 ¦ 15W LED T8 - 4 Ft - 2250 Lumens - 3500K - 25/Case | https://www.topbulb.com/ge-62401-15w-led-t8-g13-base-3500k-25-case
Standard Products | 11.95 | 18 | 1800 | 32 | Ballast Compatible | Not Dimmable | DLC Listed | 48 | Standard - 18W 48" T8 LED - 30W/32W Equal - Cool White - Instant Start | https://www.topbulb.com/standard-18w-48-t8-led-30w-32w-equal-cool-white-instant-start
Sylvania | 117.95 | 8.5 | 1100 | 18 | Ballast Compatible | Not Dimmable | DLC Listed | 24 | Sylvania 75064 - 8.5W T8 LED - 24" - 3000K - Ballast Compatible - Case of 10 | https://www.topbulb.com/sylvania-75064-led8t8-l24-fg-830-sub-g6-led
GE Lighting | 14.998 | 12 | 1900 | 32 | Ballast Compatible | Dimmable | DLC Listed | 48 | GE 61327 ¦ 12W LED T8 - 4 Ft - 1900 Lumens - 5000K - 25/Case | https://www.topbulb.com/ge-61327-12w-led-t8-g13-base-5000k-25-case
Sylvania | 12.395 | 12.5 | 1650 | 32 | Ballast Compatible | Not Dimmable | null | 36 | Sylvania 75130 - 12.5W T8 LED - 36" - 4100K - Ballast Compatible - Case of 10 | https://www.topbulb.com/sylvania-75130-led12t8-l36-fg-841-sub-g6-led
Sylvania | 13.195 | 15.5 | 2200 | 32 | Ballast Compatible | Dimmable | DLC Listed | 48 | Sylvania 75297 - 15.5W T8 LED - 48" - 5000K - Ballast Compatible - Case of 10 | https://www.topbulb.com/sylvania-75297-led15t8-l48-dim-850-sub-g6-led

## 1000 Bulbs (hidden)
product | product-href | Brand | Price | Wattage | lumens | Luemn Efficacy | Fluorescent T8 Equiv | Replacement Type | Dimmable | DLC | Length
2 ft. T8 LED Tube - 1300 Lumens - 8 - 3500 Kelv - Works with Electronic Ballasts - No Rewirg - Plug and Play - 120-277V - Green Creative 97842 | https://www.1000bulbs.com/product/200490/GREENCREATIVE-97842.html | Green Creative | 9.38 | 8 | 1300 | 162.5 | 17 | Plug and Play | Yes | Yes | 23.74 .
2 ft. T8 LED Tube - 1400 Lumens - 9 - 4000 Kelv - Works with Electronic Ballasts - No Rewirg - Plug and Play - 120-277V - LifeBulb LBT8F1441C | https://www.1000bulbs.com/product/201359/LEDT-10059.html | LifeBulb | 6.43 | 9 | 1400 | 155.5556 | 17 | Plug and Play | No | Yes | 24 .
4 ft. T8 LED Tube - 2200 Lumens - 15W - 3500 Kelv - Can be used with Existg Ballast or Without - Hybrid T8 LED Tube - 120-277V - Case of 25 - GlobaLux LHT8-15-835-FC | https://www.1000bulbs.com/product/203637/GLBLUX-10095.html | GlobaLux | 7.5 | 15 | 2200 | 146.6667 | 32 | Ballast Bypass/Plug and Play | No | Yes Premium | 48 .
4 ft. T8 LED Tube - 2400 Lumens - 20W - 5000 Kelv - Can be used with Existg Ballast or Without - Hybrid T8 LED Tube - 120-277V - Euri Lightg ET8-1150H-20 | https://www.1000bulbs.com/product/191688/IRT-10037B.html | Euri Lightg | 9.37 | 20 | 2400 | 120 | 32 | Ballast Bypass/Plug and Play | No | Yes | 47.75 .
4 ft. T8 LED Tube - 1950 Lumens - 13W - 5000 Kelv - Can be used with Existg Ballast or Without - Hybrid T8 LED Tube - 120-277V - Case of 25 - GlobaLux LHT8-12-850-FC | https://www.1000bulbs.com/product/208429/GLBLUX-10143.html | GlobaLux | 7.5 | 13 | 1950 | 150 | 32 | Ballast Bypass/Plug and Play | No | Yes | 48 .
5000 Kelv - 1800 Lumens - T8 U-Bend LED - 13W - 6 . Leg Spacg - Works with Electronic Ballasts - 120-277V - Case of 16 | https://www.1000bulbs.com/product/211117/LEDT-10046CS.html | LifeBulb | 14.44 | 13 | 1800 | 138.4615 | 32 | Plug and Play | No | Yes | 22.5 .
4 ft. T8 LED Tube - 1750 Lumens - 12 - 3500 Kelv - Works with Electronic Ballasts - No Rewirg - Plug and Play - 120-277V - TCP L12T8D5035K | https://www.1000bulbs.com/product/201514/TCP-10062.html | TCP | 8.92 | 12 | 1750 | 145.8333 | 32 | Plug and Play | Yes | Yes | 47.8 .
4 ft. T8 LED Tube - 2050 Lumens - 13 - 4000 Kelv - Works with Electronic Ballasts - No Rewirg - Plug and Play - 120-277V - Green Creative 28403 | https://www.1000bulbs.com/product/200387/GREENCREATIVE-28403.html | Green Creative | 9.38 | 13 | 2050 | 157.6923 | 32 | Plug and Play | No | Yes | 47.76 .
4 ft. T8 LED Tube - 2300 Lumens - 18 - 5000 Kelv - Works with Electronic Ballasts - No Rewirg - Plug and Play - 120-277V - Euri Lightg ET8-1151 | https://www.1000bulbs.com/product/204081/IRT-10165.html | Euri Lightg | 7.53 | 18 | 2300 | 127.7778 | 32 | Plug and Play | No | Yes | 47.77 .
2 ft. T8 LED Tube - 1300 Lumens - 8 - 3000 Kelv - Works with Electronic Ballasts - No Rewirg - Plug and Play - 120-277V - Green Creative 97841 | https://www.1000bulbs.com/product/200388/GREENCREATIVE-97841.html | Green Creative | 9.38 | 8 | 1300 | 162.5 | 17 | Plug and Play | No | Yes | 23.74 .
4100 Kelv - 1800 Lumens - T8 U-Bend LED - 13W - 6 . Leg Spacg - Works with Electronic Ballasts - 120-277V - Case of 16 | https://www.1000bulbs.com/product/211115/LEDT-10045CS.html | LifeBulb | 13.49 | 13 | 1800 | 138.4615 | 32 | Plug and Play | No | Yes | 22.5 .
4 ft. T8 LED Tube - 2200 Lumens - 15 - 4000 Kelv - Can be used with Existg Ballast or Without - Hybrid T8 LED Tube - 120-277V - Case of 25 - GlobaLux LHT8-15-840-FC | https://www.1000bulbs.com/product/203638/GLBLUX-10096.html | GlobaLux | 7.5 | 15 | 2200 | 146.6667 | 32 | Ballast Bypass/Plug and Play | No | Yes Premium | 48 .
5000 Kelv - 2200 Lumens - T8 U-Bend LED - 15W - 6 . Leg Spacg - Works with Electronic Ballasts - 120-277V | https://www.1000bulbs.com/product/201271/LUNERA-10083.html | Lunera | 16.44 | 15 | 2200 | 146.6667 | 25 /28 /29 /31 /32 | Plug and Play | No | Yes | 22.4 .
4 ft. T8 LED Tube - 1800 Lumens - 13 - 3500 Kelv - Works with Electronic Ballasts - No Rewirg - Plug and Play - 120-277V - LifeBulb LBT8F1935C | https://www.1000bulbs.com/product/200111/LEDT-10036.html | LifeBulb | 7.5 | 13 | 1800 | 138.4615 | 32 | Plug and Play | No | Yes | 48 .
4 ft. T8 LED Tube - 2200 Lumens - 15W - 5000 Kelv - Can be used with Existg Ballast or Without - Hybrid T8 LED Tube - 120-277V - Case of 25 - GlobaLux LHT8-15-850-FC | https://www.1000bulbs.com/product/203639/GLBLUX-10097.html | GlobaLux | 7.5 | 15 | 2200 | 146.6667 | 32 | Ballast Bypass/Plug and Play | No | Yes Premium | 48 .
5000 Kelv - 2100 Lumens - T8 U-Bend LED - 15W - 6 . Leg Spacg - Works with Electronic Ballasts - 120-277V - Case of 10 | https://www.1000bulbs.com/product/210950/IRT-10126-CS.html | Euri Lightg | 20.5 | 15 | 2100 | 140 | 32 | Plug and Play | No | Yes | 22.72 .
2 ft. T8 LED Tube - 120-277V - 1000 Lumens - 8W - 3500 Kelv - Can be used with Existg Ballast or Without - Hybrid T8 LED Tube - 120-277V - GlobaLux LHT8-10-835-FC | https://www.1000bulbs.com/product/200360/GLBLUX-10047.html | GlobaLux | 7.99 | 8 | 1000 | 125 | 17 | Ballast Bypass/Plug and Play | No | Yes | 24 .
4 ft. T8 LED Tube - 1650 Lumens - 10.5 - 3000 Kelv - Works with Electronic Ballasts - No Rewirg - Plug and Play - 120-277V - Green Creative 28397 | https://www.1000bulbs.com/product/200857/GREENCREATIVE-28397.html | Green Creative | 8.58 | 10.5 | 1650 | 157.1429 | 32 | Plug and Play | Yes | Yes | 47.76 .
4 ft. T8 LED Tube - 2050 Lumens - 13 - 5000 Kelv - Works with Electronic Ballasts - No Rewirg - Plug and Play - 120-277V - Green Creative 28404 | https://www.1000bulbs.com/product/200488/GREENCREATIVE-28404.html | Green Creative | 9.38 | 13 | 2050 | 157.6923 | 32 | Plug and Play | Yes | Yes | 47.76 .
4 ft. T8 LED Tube - 2300 Lumens - 18W - 4000 Kelv - Can be used with Existg Ballast or Without - Hybrid T8 LED Tube - 120-277V - Euri Lightg ET8-3140H-18 | https://www.1000bulbs.com/product/209004/IRT-10183.html | Euri Lightg | 10.77 | 18 | 2300 | 127.7778 | 54 | Ballast Bypass/Plug and Play | No | Yes | 48.04 .
4 ft. T8 LED Tube - 2300 Lumens - 18W - 5000 Kelv - Can be used with Existg Ballast or Without - Hybrid T8 LED Tube - 120-277V - Euri Lightg ET8-3150H-18 | https://www.1000bulbs.com/product/209007/IRT-10184.html | Euri Lightg | 10.77 | 18 | 2300 | 127.7778 | 54 | Ballast Bypass/Plug and Play | No | Yes | 48.04 .
4 ft. T8 LED Tube - 1800 Lumens - 12 - 4100 Kelv - Works with Electronic Ballasts - No Rewirg - Plug and Play - 120-277V - TCP L12T8D5041K | https://www.1000bulbs.com/product/201515/TCP-10063.html | TCP | 6.92 | 12 | 1800 | 150 | 32 | Plug and Play | Yes | Yes | 47.8 .
4 ft. T8 LED Tube - 2000 Lumens - 13 - 5000 Kelv - Works with Electronic Ballasts - No Rewirg - Plug and Play - 120-277V - LifeBulb LBT8F1950C | https://www.1000bulbs.com/product/201354/LEDT-10038.html | LifeBulb | 7.35 | 13 | 2000 | 153.8462 | 32 | Plug and Play | No | Yes | 48 .
4 ft. T8 LED Tube - 2200 Lumens - 15 - 5000 Kelv - Works with Electronic Ballasts - No Rewirg - Plug and Play - 120-277V - LifeBulb LBT8F2150C | https://www.1000bulbs.com/product/201377/LEDT-10041.html | LifeBulb | 6.76 | 15 | 2200 | 146.6667 | 32 | Plug and Play | No | Yes | 48 .
3500 Kelv - 2200 Lumens - T8 U-Bend LED - 15W - 6 . Leg Spacg - Works with Electronic Ballasts - 120-277V | https://www.1000bulbs.com/product/201273/LUNERA-10081.html | Lunera | 16.44 | 15 | 2200 | 146.6667 | 25 /28 /29 /31 /32 | Plug and Play | No | Yes | 22.4 .
4 ft. T8 LED Tube - 2100 Lumens - 15 - 4100 Kelv - Works with Electronic Ballasts - No Rewirg - Plug and Play - 120-277V - LifeBulb LBT8F2141C | https://www.1000bulbs.com/product/200112/LEDT-10040.html | LifeBulb | 7.36 | 15 | 2100 | 140 | 32 | Plug and Play | No | Yes | 48 .
4100 Kelv - 1850 Lumens - T8 U-Bend LED - 13W - 6 . Leg Spacg - Works with Electronic Ballasts - 120-277V, 347V - Case of 24 | https://www.1000bulbs.com/product/211012/TCP-10339.html | TCP | 14 | 13 | 1850 | 142.3077 | 32 | Plug and Play | Yes | Yes | 22.75 .
2 ft. T8 LED Tube - 1400 Lumens - 9 - 5000 Kelv - Works with Electronic Ballasts - No Rewirg - Plug and Play - 120-277V - LifeBulb LBT8F1450C | https://www.1000bulbs.com/product/201360/LEDT-10060.html | LifeBulb | 5.99 | 9 | 1400 | 155.5556 | 17 | Plug and Play | No | Yes | 24 .
4 ft. T8 LED Tube - 1650 Lumens - 10.5 - 3500 Kelv - Works with Electronic Ballasts - No Rewirg - Plug and Play - 120-277V - Green Creative 28398 | https://www.1000bulbs.com/product/200486/GREENCREATIVE-28398.html | Green Creative | 8.58 | 10.5 | 1650 | 157.1429 | 32 | Plug and Play | Yes | Yes | 47.76 .
3000 Kelv - 2200 Lumens - T8 U-Bend LED - 16W - 6 . Leg Spacg - Works with Electronic Ballasts - 120-277V - Case of 12 | https://www.1000bulbs.com/product/210947/GREENCREATIVE-97958-CS.html | Green Creative | 26.96 | 16 | 2200 | 137.5 | 32 | Plug and Play | No | Yes | 22.43 .
5000 Kelv - 1900 Lumens - T8 U-Bend LED - 13W - 6 . Leg Spacg - Works with Electronic Ballasts - 120-277V, 347V - Case of 24 | https://www.1000bulbs.com/product/211013/TCP-10340.html | TCP | 14 | 13 | 1900 | 146.1538 | 32 | Plug and Play | Yes | Yes | 22.75 .
4 ft. T8 LED Tube - 2300 Lumens - 18 - 4000 Kelv - Works with Electronic Ballasts - No Rewirg - Plug and Play - 120-277V - Euri Lightg ET8-1141 | https://www.1000bulbs.com/product/204080/IRT-10164.html | Euri Lightg | 7.53 | 18 | 2300 | 127.7778 | 32 | Plug and Play | No | Yes | 48.04 .
4000 Kelv - 2200 Lumens - T8 U-Bend LED - 16W - 7 . Leg Spacg - Works with Electronic Ballasts - 120-277V - Case of 12 | https://www.1000bulbs.com/product/210948/GREENCREATIVE-97959-CS.html | Green Creative | 26.96 | 16 | 2200 | 137.5 | 32 | Plug and Play | No | Yes | 22.43 .
4 ft. T8 LED Tube - 2000 Lumens - 15 - 3500 Kelv - Works with Electronic Ballasts - No Rewirg - Plug and Play - 120-277V - LifeBulb LBT8F2135C | https://www.1000bulbs.com/product/201355/LEDT-10039.html | LifeBulb | 7.89 | 15 | 2000 | 133.3333 | 32 | Plug and Play | No | Yes | 48 .
4 ft. T8 LED Tube - 1900 Lumens - 13 - 4100 Kelv - Works with Electronic Ballasts - No Rewirg - Plug and Play - 120-277V - LifeBulb LBT8F1941C | https://www.1000bulbs.com/product/209609/PLT-11349.html | LifeBulb | 7.54 | 13 | 1900 | 146.1538 | 32 | Plug and Play | No | Yes | 48 .
4 ft. T8 LED Tube - 1850 Lumens - 12 - 5000 Kelv - Works with Electronic Ballasts - No Rewirg - Plug and Play - 120-277V - TCP L12T8D5050K | https://www.1000bulbs.com/product/201517/TCP-10064.html | TCP | 6.92 | 12 | 1850 | 154.1667 | 32 | Plug and Play | Yes | Yes | 47.8 .
4 ft. T8 LED Tube - 2400 Lumens - 20W - 4000 Kelv - Can be used with Existg Ballast or Without - Hybrid T8 LED Tube - 120-277V - Euri Lightg ET8-1140H-20 | https://www.1000bulbs.com/product/191686/IRT-10036B.html | Euri Lightg | 9.37 | 20 | 2400 | 120 | 32 | Ballast Bypass/Plug and Play | No | Yes | 47.75 .
2 ft. T8 LED Tube - 120-277V - 1000 Lumens - 8W - 4000 Kelv - Can be used with Existg Ballast or Without - Hybrid T8 LED Tube - 120-277V - GlobaLux LHT8-10-840-FC | https://www.1000bulbs.com/product/200361/GLBLUX-10048.html | GlobaLux | 7.99 | 8 | 1000 | 125 | 17 | Ballast Bypass/Plug and Play | No | Yes | 24 .
3500 Kelv - 1800 Lumens - T8 U-Bend LED - 13W - 6 . Leg Spacg - Works with Electronic Ballasts - 120-277V - Case of 16 | https://www.1000bulbs.com/product/211116/LEDT-10044CS.html | LifeBulb | 14.44 | 13 | 1800 | 138.4615 | 32 | Plug and Play | No | Yes | 22.5 .
4 ft. T8 LED Tube - 1900 Lumens - 13W - 4000 Kelv - Can be used with Existg Ballast or Without - Hybrid T8 LED Tube - 120-277V - Case of 25 - GlobaLux LHT8-12-840-FC | https://www.1000bulbs.com/product/208428/GLBLUX-10142.html | GlobaLux | 7.5 | 13 | 1900 | 146.1538 | 13 | Ballast Bypass/Plug and Play | No | Yes | 48 .
2 ft. T8 LED Tube - 120-277V - 1000 Lumens - 8W - 5000 Kelv - Can be used with Existg Ballast or Without - Hybrid T8 LED Tube - 120-277V - GlobaLux LHT8-10-850-FC | https://www.1000bulbs.com/product/200362/GLBLUX-10049.html | GlobaLux | 7.99 | 8 | 1000 | 125 | 17 | Ballast Bypass/Plug and Play | No | Yes | 24 .
4 ft. T8 LED Tube - 1800 Lumens - 11 - 4000 Kelv - Works with Electronic Ballasts - No Rewirg - Plug and Play - 120-277V - Lunera HN-T8-D-48-11W-840-G2 | https://www.1000bulbs.com/product/202412/LUNERA-10125.html | Lunera | 7.81 | 11 | 1800 | 163.6364 | 32 | Plug and Play | Yes | Yes | 47.72 .
4000 Kelv - 2200 Lumens - T8 U-Bend LED - 15W - 6 . Leg Spacg - Works with Electronic Ballasts - 120-277V | https://www.1000bulbs.com/product/201272/LUNERA-10082.html | Lunera | 16.44 | 15 | 2200 | 146.6667 | 25 /28 /29 /31 /32 | Plug and Play | No | Yes | 22.4 .
3500 Kelv - 1800 Lumens - T8 U-Bend LED - 13W - 6 . Leg Spacg - Works with Electronic Ballasts - 120-277V, 347V - Case of 24 | https://www.1000bulbs.com/product/211005/TCP-10338.html | TCP | 14 | 13 | 1800 | 138.4615 | 32 | Plug and Play | Yes | Yes | 22.75 .

## Bees (hidden)
product | product-href | Brand | Price | Wattage | lumens | efficacy | Fluorescent T8 Equiv | Beam Angle | Replacement Type | Dimmable | DLC | Length
4ft LED T8 - 2200 Lumens - 5000K - 18 Watts - Plug and Play or Ballast Bypass - Diva Light T8R-22L-50K-DM-BUNDLE | https://www.beeslightg.com/p/T8R-22L-50K-DM-BUNDLE | Diva Light | 6.49 | 18 | 2200 | 122.2222 | 32 | 180° | Type A - Plug and Play | No | Yes | 48.00 | satco-led-t8
Satco S9938 - 4 ft. T8 - Plug and Play LED Tube Lamp - 1700 Lumens - 11.5 Watts - 3000K | https://www.beeslighting.com/satco-led-t8/p/S9938 | Satco | 9.56 | 11.5 | 1700 | 147.8261 | 32 | 220 | Type A - Plug and Play | No | No | 48.00
4ft LED T8 - 2200 Lumens - 4000K - 15 Watts - Plug and play - Works with electronic ballast - Satco S29977 | https://www.beeslightg.com/p/S29977 | Satco | 8.95 | 15 | 2200 | 146.6667 | 32 | 210 | Type A - Plug and Play | Yes | Yes | 48.00
Espen L48T8/835/12G-EB - 4 ft. LED T8 - 1800 Lumens - 12 Watts - 3500K - Plug and Play | https://www.beeslightg.com/p/L48T8-835-12G-EB | Espen | 8.88 | 12 | 1800 | 150 | 32 | 325° | Dual | No | No | 48.00
4ft LED T8 - 2100 Lumens - 4000K - 18 Watts - Plug and Play or Ballast Bypass - Diva Light T8R-22L-40K-DM | https://www.beeslightg.com/p/T8R-22L-40K-DM | Diva Light | 6.79 | 18 | 2100 | 116.6667 | 32 | 180° | Dual | No | Yes | 47.70
4ft LED T8 - 2100 Lumens - 4000K - 18 Watts - Plug and Play or Ballast Bypass - Diva Light T8R-22L-40K-DM-BUNDLE | https://www.beeslightg.com/p/T8R-22L-40K-DM-BUNDLE | Diva Light | 6.49 | 18 | 2100 | 116.6667 | 32 | 180° | Dual | No | Yes | 48.00
4ft LED T8 - 1800 Lumens - 5000K - 12 Watts - Plug and play - Works with electronic ballast - Satco S29941 | https://www.beeslightg.com/p/S29941 | Satco | 9.95 | 12 | 1800 | 150 | 32 | 210 | Type A - Plug and Play | Yes | Yes | 48.00
4ft LED T8 - 2100 Lumens - 3500K - 18 Watts - Plug and Play or Ballast Bypass - Diva Light T8R-22L-35K-DM | https://www.beeslightg.com/p/T8R-22L-35K-DM | Diva Light | 6.79 | 18 | 2100 | 116.6667 | 32 | 180° | Dual | No | Yes | 47.70
4ft LED T8 - 2100 Lumens - 4000K - 18 Watts - Plug and Play or Ballast Bypass - Diva Light T8R-22L-40K-DM-BUNDLE | https://www.beeslightg.com/p/T8R-22L-40K-DM-BUNDLE | Diva Light | 6.49 | 18 | 2100 | 116.6667 | 32 | 180° | Dual | No | Yes | 48.00
4ft LED T8 - 2100 Lumens - 3500K - 15 Watts - Plug and play - Works with electronic ballast - Satco S29976 | https://www.beeslightg.com/p/S29976 | Satco | 8.95 | 15 | 2100 | 140 | 32 | 210 | Type A - Plug and Play | No | No | 48.00
4ft LED T8 - 2200 Lumens - 4000K - 15 Watts - Plug and play - Works with electronic ballast - Espen L48T8-840-15G-EB-AC | https://www.beeslightg.com/p/L48T8-840-15G-EB-AC | Espen | 14 | 15 | 2200 | 146.6667 | 32 | 325 | Type A - Plug and Play | No | No | 48.00
4ft LED T8 - 2050 Lumens - 5000K - 13 Watts - Plug and play - Works with electronic ballast - Green Creative 13T8-4F-850-DIR | https://www.beeslightg.com/p/13T8-4F-850-DIR | Green Creative | 9.38 | 13 | 2050 | 157.6923 | 32 | 310° | Type A - Plug and Play | Yes | Yes | 48.00
4ft LED T8 - 2200 Lumens - 5000K - 15 Watts - Plug and play - Works with electronic ballast - Espen L48T8-850-15G-EB-AC | https://www.beeslightg.com/p/L48T8-850-15G-EB-AC | Espen | 14 | 15 | 2200 | 146.6667 | 32 | 310 | Type A - Plug and Play | No | No | 48.00
4ft LED T8 - 1800 Lumens - 3500K - 12 Watts - Plug and Play or Ballast Bypass - Espen L48T8-835-12G-AB | https://www.beeslightg.com/p/L48T8-835-12G-AB | Espen | 8.56 | 12 | 1800 | 150 | 32 | 325 | Dual |  | No | 48.00
4ft LED T8 - 2100 Lumens - 3500K - 14 Watts - Plug and play - Works with electronic ballast - Espen L48T8-835-14G-EB | https://www.beeslightg.com/p/L48T8-835-14G-EB | Espen | 10.89 | 14 | 2100 | 150 | 32 | 325° | Type A - Plug and Play | Yes | No | 48.00
4ft LED T8 - 1800 Lumens - 3500K - 13 Watts - Plug and Play or Ballast Bypass - Satco S8891 | https://www.beeslightg.com/p/S8891 | Satco | 12.95 | 13 | 1800 | 138.4615 | 32 | 240 | Dual | Yes | No | 48.00
4ft LED T8 - 1900 Lumens - 4000K - 13 Watts - Plug and Play or Ballast Bypass - Satco S8892 | https://www.beeslightg.com/p/S8892 | Satco | 12.95 | 18 | 1900 | 105.5556 | 32 | 240 | Dual | Yes | No | 48.00
4ft LED T8 - 2100 Lumens - 3500K - 18 Watts - Plug and Play or Ballast Bypass - Diva Light T8R-22L-35K-DM | https://www.beeslightg.com/p/T8R-22L-35K-DM | Diva Light | 6.79 | 18 | 2100 | 116.6667 | 32 | 180° | Dual | No | Yes | 47.70
4ft LED T8 - 1700 Lumens - 3000K - 12 Watts - Plug and play - Works with electronic ballast - Satco S29938 | https://www.beeslightg.com/p/S29938 | Satco | 9.95 | 12 | 1700 | 141.6667 | 32 | 210 | Yes | Yes | Yes | 48.00
4ft LED T8 - 1800 Lumens - 5000K - 12 Watts - Plug and Play or Ballast Bypass - Espen L48T8-850-12G-AB | https://www.beeslightg.com/p/L48T8-850-12G-AB | Espen | 8.56 | 12 | 2100 | 175 | 32 | 325 | Dual | Type B - Ballast Bypass | No | 48.00
4ft LED T8 - 2100 Lumens - 4000K - 18 Watts - Plug and Play or Ballast Bypass - Diva Light T8R-22L-40K-DM | https://www.beeslightg.com/p/T8R-22L-40K-DM | Diva Light | 6.79 | 18 | 2100 | 116.6667 | 32 | 180° | Dual | No | Yes | 47.70
Espen L48T8/850/12G-EB - 4 ft. LED T8 - 1800 Lumens - 12 Watts - 5000K - Plug and Play | https://www.beeslightg.com/p/L48T8-850-12G-EB | Espen | 8.88 | 12 | 1800 | 150 | 32 | 325° | Type A - Plug and Play | No | No | 48.00
4ft LED T8 - 2200 Lumens - 5000K - 15 Watts - Plug and play - Works with electronic ballast - Satco S29978 | https://www.beeslightg.com/p/S29978 | Satco | 8.95 | 15 | 2200 | 146.6667 | 32 | 210 | No | No | No | 48.00
4ft LED T8 - 2200 Lumens - 5000K - 18 Watts - Plug and Play or Ballast Bypass - Diva Light T8R-22L-50K-DM-BUNDLE | https://www.beeslightg.com/p/T8R-22L-50K-DM-BUNDLE | Diva Light | 6.49 | 18 | 2200 | 122.2222 | 32 | 180° | Dual | No | Yes | 48.00
4ft LED T8 - 2200 Lumens - 5000K - 18 Watts - Plug and Play or Ballast Bypass - Diva Light T8R-22L-50K-DM | https://www.beeslightg.com/p/T8R-22L-50K-DM | Diva Light | 6.79 | 18 | 2200 | 122.2222 | 32 | 180° | Dual | No | Yes | 47.70
4ft LED T8 - 1700 Lumens - 3500K - 12 Watts - Plug and play - Works with electronic ballast - Satco S29939 | https://www.beeslightg.com/p/S29939 | Satco | 9.95 | 12 | 1700 | 141.6667 | 32 | 210 | Type A - Plug and Play | Yes | Yes | 48.00
4ft LED T8 - 1800 Lumens - 3000K - 13 Watts - Plug and Play or Ballast Bypass - Satco S8890 | https://www.beeslightg.com/p/S8890 | Satco | 12.95 | 13 | 1800 | 138.4615 | 32 | 240 | Dual | Yes | No | 48.00
4ft LED T8 - 1800 Lumens - 4000K - 12 Watts - Plug and play - Works with electronic ballast - Satco S29940 | https://www.beeslightg.com/p/S29940 | Satco | 9.95 | 12 | 1800 | 150 | 32 | 210 | Type A - Plug and Play | No | No | 48.00
4ft LED T8 - 2100 Lumens - 5000K - 14 Watts - Plug and play - Works with electronic ballast - Espen L48T8-850-14G-EB | https://www.beeslightg.com/p/L48T8-850-14G-EB | Espen | 10.89 | 14 | 2100 | 150 | 32 | 325° | Type A - Plug and Play | Yes | No | 48.00
4ft LED T8 - 2200 Lumens - 5000K - 18 Watts - Plug and Play or Ballast Bypass - Diva Light T8R-22L-50K-DM | https://www.beeslightg.com/p/T8R-22L-50K-DM | Diva Light | 6.79 | 18 | 2200 | 122.2222 | 32 | 180° | Dual | No | Yes | 47.70
4ft LED T8 - 2050 Lumens - 4000K - 13 Watts - Plug and play - Works with electronic ballast - Green Creative 13T8-4F-840-DIR | https://www.beeslightg.com/p/13T8-4F-840-DIR | Green Creative | 9.38 | 13 | 2050 | 157.6923 | 32 | 310° | Type A - Plug and Play | Yes | Yes | 48.00
4ft LED T8 - 2100 Lumens - 3500K - 18 Watts - Plug and Play or Ballast Bypass - Diva Light T8R-22L-35K-DM-BUNDLE | https://www.beeslightg.com/p/T8R-22L-35K-DM-BUNDLE | Diva Light | 6.49 | 18 | 2100 | 116.6667 | 32 | 180° | Dual | No | Yes | 48.00
4ft LED T8 - 1800 Lumens - 4000K - 12 Watts - Plug and Play or Ballast Bypass - Espen L48T8-840-12G-AB | https://www.beeslightg.com/p/L48T8-840-12G-AB | Espen | 8.56 | 12 | 1800 | 150 | 32 | 325 | Dual | Type B - Ballast Bypass | No | 48.00
4ft LED T8 - 2100 Lumens - 3500K - 18 Watts - Plug and Play or Ballast Bypass - Diva Light T8R-22L-35K-DM-BUNDLE | https://www.beeslightg.com/p/T8R-22L-35K-DM-BUNDLE | Diva Light | 6.49 | 18 | 2100 | 116.6667 | 32 | 180° | Dual | No | Yes | 48.00
4ft LED T8 - 2100 Lumens - 3000K - 15 Watts - Plug and play - Works with electronic ballast - Satco S29975 | https://www.beeslightg.com/p/S29975 | Satco | 8.95 | 13 | 2100 | 161.5385 | 32 | 210 | Type A - Plug and Play | No | No | 48.00
4ft LED T8 - 1900 Lumens - 5000K - 13 Watts - Plug and Play or Ballast Bypass - Satco S8893 | https://www.beeslightg.com/p/S8893 | Satco | 12.95 | 14 | 1900 | 135.7143 | 32 | 240 | Dual | Yes | No | 48.00
4ft LED T8 - 2100 Lumens - 4000K - 14 Watts - Plug and play - Works with electronic ballast - Espen L48T8-840-14G-EB | https://www.beeslightg.com/p/L48T8-840-14G-EB | Espen | 10.89 | 14 | 2100 | 150 | 32 | 325° | Type A - Plug and Play | Yes | No | 48.00
Espen L48T8/840/12G-EB - 4 ft. LED T8 - 1800 Lumens - 12 Watts - 4000K - Plug and Play | https://www.beeslightg.com/p/L48T8-840-12G-EB | Espen | 8.88 | 12 | 1800 | 150 | 32 | 325° | Type A - Plug and Play | No | No | 48.00

## Bulbs (hidden)
product | product-href | Brand | Price | Wattage | lumens | Fluorescent T8 Equiv | Replacement Type | Dimmable | DLC | Length
2 ft. T8 LED Tube - 1300 Lumens - 8 - 3500 Kelvin - Works with Electronic Ballasts - No Rewiring - Plug and Play - 120-277V - Green Creative 97842 | https://www.1000bulbs.com/product/200490/GREENCREATIVE-97842.html | Green Creative | 9.38 | 8 | 1300 | 17 | Plug and Play | Dimmable | Yes | 23.74
2 ft. T8 LED Tube - 1400 Lumens - 9 - 4000 Kelvin - Works with Electronic Ballasts - No Rewiring - Plug and Play - 120-277V - LifeBulb LBT8F1441C | https://www.1000bulbs.com/product/201359/LEDT-10059.html | LifeBulb | 6.43 | 9 | 1400 | 17 | Plug and Play | Not Dimmable | Yes | 24
4 ft. T8 LED Tube - 2200 Lumens - 15W - 3500 Kelvin - Can be used with Existing Ballast or Without - Hybrid T8 LED Tube - 120-277V - Case of 25 - GlobaLux LHT8-15-835-FC | https://www.1000bulbs.com/product/203637/GLBLUX-10095.html | GlobaLux | 7.5 | 15 | 2200 | 32 | Ballast Bypass/Plug and Play | Not Dimmable | Yes Premium | 48
4 ft. T8 LED Tube - 2400 Lumens - 20W - 5000 Kelvin - Can be used with Existing Ballast or Without - Hybrid T8 LED Tube - 120-277V - Euri Lighting ET8-1150H-20 | https://www.1000bulbs.com/product/191688/IRT-10037B.html | Euri Lighting | 9.37 | 20 | 2400 | 32 | Ballast Bypass/Plug and Play | Not Dimmable | Yes | 47.75
4 ft. T8 LED Tube - 1950 Lumens - 13W - 5000 Kelvin - Can be used with Existing Ballast or Without - Hybrid T8 LED Tube - 120-277V - Case of 25 - GlobaLux LHT8-12-850-FC | https://www.1000bulbs.com/product/208429/GLBLUX-10143.html | GlobaLux | 7.5 | 13 | 1950 | 32 | Ballast Bypass/Plug and Play | Not Dimmable | Yes | 48
4 ft. T8 LED Tube - 1750 Lumens - 12 - 3500 Kelvin - Works with Electronic Ballasts - No Rewiring - Plug and Play - 120-277V - TCP L12T8D5035K | https://www.1000bulbs.com/product/201514/TCP-10062.html | TCP | 8.92 | 12 | 1750 | 32 | Plug and Play | Dimmable | Yes | 47.8
4 ft. T8 LED Tube - 2050 Lumens - 13 - 4000 Kelvin - Works with Electronic Ballasts - No Rewiring - Plug and Play - 120-277V - Green Creative 28403 | https://www.1000bulbs.com/product/200387/GREENCREATIVE-28403.html | Green Creative | 9.38 | 13 | 2050 | 32 | Plug and Play | Not Dimmable | Yes | 47.76
4 ft. T8 LED Tube - 2300 Lumens - 18 - 5000 Kelvin - Works with Electronic Ballasts - No Rewiring - Plug and Play - 120-277V - Euri Lighting ET8-1151 | https://www.1000bulbs.com/product/204081/IRT-10165.html | Euri Lighting | 7.53 | 18 | 2300 | 32 | Plug and Play | Not Dimmable | Yes | 47.77
2 ft. T8 LED Tube - 1300 Lumens - 8 - 3000 Kelvin - Works with Electronic Ballasts - No Rewiring - Plug and Play - 120-277V - Green Creative 97841 | https://www.1000bulbs.com/product/200388/GREENCREATIVE-97841.html | Green Creative | 9.38 | 8 | 1300 | 17 | Plug and Play | Not Dimmable | Yes | 23.74
4 ft. T8 LED Tube - 2200 Lumens - 15 - 4000 Kelvin - Can be used with Existing Ballast or Without - Hybrid T8 LED Tube - 120-277V - Case of 25 - GlobaLux LHT8-15-840-FC | https://www.1000bulbs.com/product/203638/GLBLUX-10096.html | GlobaLux | 7.5 | 15 | 2200 | 32 | Ballast Bypass/Plug and Play | Not Dimmable | Yes Premium | 48
4 ft. T8 LED Tube - 1800 Lumens - 13 - 3500 Kelvin - Works with Electronic Ballasts - No Rewiring - Plug and Play - 120-277V - LifeBulb LBT8F1935C | https://www.1000bulbs.com/product/200111/LEDT-10036.html | LifeBulb | 7.5 | 13 | 1800 | 32 | Plug and Play | Not Dimmable | Yes | 48
4 ft. T8 LED Tube - 2200 Lumens - 15W - 5000 Kelvin - Can be used with Existing Ballast or Without - Hybrid T8 LED Tube - 120-277V - Case of 25 - GlobaLux LHT8-15-850-FC | https://www.1000bulbs.com/product/203639/GLBLUX-10097.html | GlobaLux | 7.5 | 15 | 2200 | 32 | Ballast Bypass/Plug and Play | Not Dimmable | Yes Premium | 48
2 ft. T8 LED Tube - 120-277V - 1000 Lumens - 8W - 3500 Kelvin - Can be used with Existing Ballast or Without - Hybrid T8 LED Tube - 120-277V - GlobaLux LHT8-10-835-FC | https://www.1000bulbs.com/product/200360/GLBLUX-10047.html | GlobaLux | 7.99 | 8 | 100 | 17 | Ballast Bypass/Plug and Play | Not Dimmable | Yes | 24
4 ft. T8 LED Tube - 1650 Lumens - 10.5 - 3000 Kelvin - Works with Electronic Ballasts - No Rewiring - Plug and Play - 120-277V - Green Creative 28397 | https://www.1000bulbs.com/product/200857/GREENCREATIVE-28397.html | Green Creative | 8.58 | 10.5 | 1650 | 32 | Plug and Play | Dimmable | Yes | 47.76
4 ft. T8 LED Tube - 2050 Lumens - 13 - 5000 Kelvin - Works with Electronic Ballasts - No Rewiring - Plug and Play - 120-277V - Green Creative 28404 | https://www.1000bulbs.com/product/200488/GREENCREATIVE-28404.html | Green Creative | 9.38 | 13 | 2300 | 32 | Plug and Play | Dimmable | Yes | 47.76
4 ft. T8 LED Tube - 2300 Lumens - 18W - 4000 Kelvin - Can be used with Existing Ballast or Without - Hybrid T8 LED Tube - 120-277V - Euri Lighting ET8-3140H-18 | https://www.1000bulbs.com/product/209004/IRT-10183.html | Euri Lighting | 10.77 | 18 | 2300 | 54 | Ballast Bypass/Plug and Play | Not Dimmable | Yes | 48.04
4 ft. T8 LED Tube - 2300 Lumens - 18W - 5000 Kelvin - Can be used with Existing Ballast or Without - Hybrid T8 LED Tube - 120-277V - Euri Lighting ET8-3150H-18 | https://www.1000bulbs.com/product/209007/IRT-10184.html | Euri Lighting | 10.77 | 18 | 1800 | 54 | Ballast Bypass/Plug and Play | Not Dimmable | Yes | 48.04
4 ft. T8 LED Tube - 1800 Lumens - 12 - 4100 Kelvin - Works with Electronic Ballasts - No Rewiring - Plug and Play - 120-277V - TCP L12T8D5041K | https://www.1000bulbs.com/product/201515/TCP-10063.html | TCP | 6.92 | 12 | 2000 | 32 | Plug and Play | Dimmable | Yes | 47.8
4 ft. T8 LED Tube - 2000 Lumens - 13 - 5000 Kelvin - Works with Electronic Ballasts - No Rewiring - Plug and Play - 120-277V - LifeBulb LBT8F1950C | https://www.1000bulbs.com/product/201354/LEDT-10038.html | LifeBulb | 7.35 | 13 | 2200 | 32 | Plug and Play | Not Dimmable | Yes | 48
4 ft. T8 LED Tube - 2200 Lumens - 15 - 5000 Kelvin - Works with Electronic Ballasts - No Rewiring - Plug and Play - 120-277V - LifeBulb LBT8F2150C | https://www.1000bulbs.com/product/201377/LEDT-10041.html | LifeBulb | 6.76 | 15 | 2200 | 32 | Plug and Play | Not Dimmable | Yes | 48
4 ft. T8 LED Tube - 2100 Lumens - 15 - 4100 Kelvin - Works with Electronic Ballasts - No Rewiring - Plug and Play - 120-277V - LifeBulb LBT8F2141C | https://www.1000bulbs.com/product/200112/LEDT-10040.html | LifeBulb | 7.36 | 15 | 2100 | 32 | Plug and Play | Not Dimmable | Yes | 48
2 ft. T8 LED Tube - 1400 Lumens - 9 - 5000 Kelvin - Works with Electronic Ballasts - No Rewiring - Plug and Play - 120-277V - LifeBulb LBT8F1450C | https://www.1000bulbs.com/product/201360/LEDT-10060.html | LifeBulb | 5.99 | 9 | 1400 | 17 | Plug and Play | Not Dimmable | Yes | 24
4 ft. T8 LED Tube - 1650 Lumens - 10.5 - 3500 Kelvin - Works with Electronic Ballasts - No Rewiring - Plug and Play - 120-277V - Green Creative 28398 | https://www.1000bulbs.com/product/200486/GREENCREATIVE-28398.html | Green Creative | 8.58 | 10.5 | 1650 | 32 | Plug and Play | Dimmable | Yes | 47.76
4 ft. T8 LED Tube - 2300 Lumens - 18 - 4000 Kelvin - Works with Electronic Ballasts - No Rewiring - Plug and Play - 120-277V - Euri Lighting ET8-1141 | https://www.1000bulbs.com/product/204080/IRT-10164.html | Euri Lighting | 7.53 | 18 | 2300 | 32 | Plug and Play | Not Dimmable | Yes | 48.04
4 ft. T8 LED Tube - 2000 Lumens - 15 - 3500 Kelvin - Works with Electronic Ballasts - No Rewiring - Plug and Play - 120-277V - LifeBulb LBT8F2135C | https://www.1000bulbs.com/product/201355/LEDT-10039.html | LifeBulb | 7.89 | 15 | 200 | 32 | Plug and Play | Not Dimmable | Yes | 48
4 ft. T8 LED Tube - 1900 Lumens - 13 - 4100 Kelvin - Works with Electronic Ballasts - No Rewiring - Plug and Play - 120-277V - LifeBulb LBT8F1941C | https://www.1000bulbs.com/product/209609/PLT-11349.html | LifeBulb | 7.54 | 13 | 1900 | 32 | Plug and Play | Not Dimmable | Yes | 48
4 ft. T8 LED Tube - 1850 Lumens - 12 - 5000 Kelvin - Works with Electronic Ballasts - No Rewiring - Plug and Play - 120-277V - TCP L12T8D5050K | https://www.1000bulbs.com/product/201517/TCP-10064.html | TCP | 6.92 | 12 | 1850 | 32 | Plug and Play | Dimmable | Yes | 47.8
4 ft. T8 LED Tube - 2400 Lumens - 20W - 4000 Kelvin - Can be used with Existing Ballast or Without - Hybrid T8 LED Tube - 120-277V - Euri Lighting ET8-1140H-20 | https://www.1000bulbs.com/product/191686/IRT-10036B.html | Euri Lighting | 9.37 | 20 | 2400 | 32 | Ballast Bypass/Plug and Play | Not Dimmable | Yes | 47.75
2 ft. T8 LED Tube - 120-277V - 1000 Lumens - 8W - 4000 Kelvin - Can be used with Existing Ballast or Without - Hybrid T8 LED Tube - 120-277V - GlobaLux LHT8-10-840-FC | https://www.1000bulbs.com/product/200361/GLBLUX-10048.html | GlobaLux | 7.99 | 8 | 1000 | 17 | Ballast Bypass/Plug and Play | Not Dimmable | Yes | 24
4 ft. T8 LED Tube - 1900 Lumens - 13W - 4000 Kelvin - Can be used with Existing Ballast or Without - Hybrid T8 LED Tube - 120-277V - Case of 25 - GlobaLux LHT8-12-840-FC | https://www.1000bulbs.com/product/208428/GLBLUX-10142.html | GlobaLux | 7.5 | 13 | 1900 | - | Ballast Bypass/Plug and Play | Not Dimmable | Yes | 48
2 ft. T8 LED Tube - 120-277V - 1000 Lumens - 8W - 5000 Kelvin - Can be used with Existing Ballast or Without - Hybrid T8 LED Tube - 120-277V - GlobaLux LHT8-10-850-FC | https://www.1000bulbs.com/product/200362/GLBLUX-10049.html | GlobaLux | 7.99 | 8 | 1000 | 17 | Ballast Bypass/Plug and Play | Not Dimmable | Yes | 24
4 ft. T8 LED Tube - 1800 Lumens - 11 - 4000 Kelvin - Works with Electronic Ballasts - No Rewiring - Plug and Play - 120-277V - Lunera HN-T8-D-48-11W-840-G2 | https://www.1000bulbs.com/product/202412/LUNERA-10125.html | Lunera | 7.81 | 11 | 1800 | 32 | Plug and Play | Dimmable | Yes | 47.72

## prolighting (hidden)
product | product-href | Brand | Price | Wattage | lumens | Efficacy | Fluorescent T8 Equiv | Replacement Type | Beam Angle | DLC | Length
RAB 48 12 Watt T8 LED - Ballast Compatible - 3000K - 1,800 Lumens | https://www.prolighting.com/led-light-bulbs/ledt8lamps/48-led-t8-lamps/48-led-ballast-compatible-lamps/t8-12-48g-830-dir.html | RAB | 7.98 | 12 | 1800 | 150 | 32 | Installation: type A, plug and play, ballast compatible | 240 Degrees | Yes | 47.1875
Keystone 48 11.5 Watt T8 LED - Ballast Compatible - 5000K - 1,800 Lumens | https://www.prolighting.com/led-light-bulbs/ledt8lamps/48-led-t8-lamps/48-led-ballast-compatible-lamps/kt-led11-5t8-48gc-850-s.html | Keystone | 12.1 | 12 | 1800 | 150 | 32 | Installation: type A, plug and play, ballast compatible | 220 Degrees | Yes | 47.15
RAB 48 15 Watt T8 LED - Ballast Compatible - 5000K - 2,200 Lumens | https://www.prolighting.com/led-light-bulbs/ledt8lamps/48-led-t8-lamps/48-led-ballast-compatible-lamps/t8-15-48p-850-dir.html | RAB | 9.65 | 15 | 2200 | 146.6667 | 32 | Installation: type A, plug and play, ballast compatible | 160 Degrees | Yes | 47.1875
Keystone 48 15 Watt T8 LED - Ballast Compatible - 3000K - 2,100 Lumens | https://www.prolighting.com/led-light-bulbs/ledt8lamps/48-led-t8-lamps/48-led-ballast-compatible-lamps/kt-led15t8-48gc-830-s.html | Keystone | 9.4 | 15 | 2100 | 140 | 32 | Installation: type A, plug and play, ballast compatible | 220 Degrees | Yes | 47.15
GLL 48 18W LED T8 - 2,605 Lumens - Direct Wire Single End or Opposing End or Ballast Compatible - 5000K - 120-277V | https://www.prolighting.com/led-light-bulbs/ledt8lamps/48-led-t8-lamps/hybrid-led-t8-lamps/gl07103-3m.html | RAB | 8.99 | 25 | 2605 | 104.2 | 32 | Single-end or Opposing End powered | 5 Years | Yes | 48
RAB 48 15 Watt T8 LED - Ballast Compatible - 3000K - 2,200 Lumens | https://www.prolighting.com/led-light-bulbs/ledt8lamps/48-led-t8-lamps/48-led-ballast-compatible-lamps/t8-15-48g-830-dir.html | RAB | 9.3 | 15 | 2200 | 146.6667 | 32 | Installation: type A, plug and play, ballast compatible | 240 Degrees | Yes | 47.1875
RAB 48 12 Watt T8 LED - Ballast Compatible - 5000K - 1,800 Lumens | https://www.prolighting.com/led-light-bulbs/ledt8lamps/48-led-t8-lamps/48-led-ballast-compatible-lamps/t8-12-48g-850-dir.html | RAB | 7.98 | 12 | 1800 | 150 | 32 | Installation: type A, plug and play, ballast compatible | 240 Degrees | Yes | 47.1875
Keystone 48 15 Watt T8 LED - Single End Wired or Ballast Compatible - 5000K - 1,800 Lumens - 120-277V | https://www.prolighting.com/led-light-bulbs/ledt8lamps/48-led-t8-lamps/hybrid-led-t8-lamps/kt-led15t8-48gc-850-x.html | Keystone | 13.5 | 15 | 1800 | 120 | 32 | Installation: type A, plug and play, ballast compatible OR Type B, single-end wire ballast bypass | 220 Degrees | Yes | 47.15
Keystone 48 11.5 Watt T8 LED - Ballast Compatible - 3000K - 1,700 Lumens | https://www.prolighting.com/led-light-bulbs/ledt8lamps/48-led-t8-lamps/48-led-ballast-compatible-lamps/kt-led11-5t8-48gc-830-s.html | Keystone | 12.1 | 12 | 1700 | 141.6667 | 32 | Installation: type A, plug and play, ballast compatible | 220 Degrees | Yes | 47.15
RAB 48 12 Watt T8 LED - Ballast Compatible - 3000K - 1,800 Lumens | https://www.prolighting.com/led-light-bulbs/ledt8lamps/48-led-t8-lamps/48-led-ballast-compatible-lamps/t8-12-48p-830-dir.html | RAB | 8.99 | 12 | 1800 | 150 | 32 | Installation: type A, plug and play, ballast compatible | 160 Degrees | Yes | 47.1875
Keystone 48 15 Watt T8 LED - Ballast Compatible - 3500K - 2,200 Lumens | https://www.prolighting.com/led-light-bulbs/ledt8lamps/48-led-t8-lamps/48-led-ballast-compatible-lamps/kt-led15t8-48gc-835-s.html | Keystone | 9.4 | 15 | 2200 | 146.6667 | 32 | Installation: type A, plug and play, ballast compatible | 220 Degrees | Yes | 47.15
Keystone 48 11.5 Watt T8 LED - Ballast Compatible - 3500K - 1,700 Lumens | https://www.prolighting.com/led-light-bulbs/ledt8lamps/48-led-t8-lamps/48-led-ballast-compatible-lamps/kt-led11-5t8-48gc-835-s.html | Keystone | 12.1 | 12 | 1700 | 141.6667 | 32 | Installation: type A, plug and play, ballast compatible | 220 Degrees | Yes | 47.15
Keystone 48 15 Watt T8 LED - Single End Wired or Ballast Compatible - 3500K - 1,800 Lumens - 120-277V | https://www.prolighting.com/led-light-bulbs/ledt8lamps/48-led-t8-lamps/hybrid-led-t8-lamps/kt-led15t8-48gc-835-x.html | Keystone | 13.5 | 15 | 1800 | 120 | 32 | Installation: type A, plug and play, ballast compatible OR Type B, single-end wire ballast bypass | 220 Degrees | Yes | 47.15
RAB 48 15 Watt T8 LED - Ballast Compatible - 3500K - 2,200 Lumens | https://www.prolighting.com/led-light-bulbs/ledt8lamps/48-led-t8-lamps/48-led-ballast-compatible-lamps/t8-15-48p-835-dir.html | RAB | 9.65 | 15 | 2200 | 146.6667 | 32 | Installation: type A, plug and play, ballast compatible | 160 Degrees | Yes | 47.1875
Keystone 48 15 Watt T8 LED - Single End Wired or Ballast Compatible - 4000K - 1,800 Lumens - 120-277V | https://www.prolighting.com/led-light-bulbs/ledt8lamps/48-led-t8-lamps/hybrid-led-t8-lamps/kt-led15t8-48gc-840-x.html | Keystone | 13.5 | 15 | 1800 | 120 | 32 | Installation: type A, plug and play, ballast compatible OR Type B, single-end wire ballast bypass | 220 Degrees | Yes | 47.15
Keystone 48 15 Watt T8 LED - Single End Wired or Ballast Compatible - 4000K - 1,800 Lumens - 120-277V | https://www.prolighting.com/led-light-bulbs/ledt8lamps/48-led-t8-lamps/48-led-ballast-compatible-lamps/kt-led15t8-48gc-840-x.html | Keystone | 13.5 | 15 | 1800 | 120 | 32 | Installation: type A, plug and play, ballast compatible OR Type B, single-end wire ballast bypass | 220 Degrees | Yes | 47.15
Keystone 48 15 Watt T8 LED - Ballast Compatible - 5000K - 2,200 Lumens | https://www.prolighting.com/led-light-bulbs/ledt8lamps/48-led-t8-lamps/48-led-ballast-compatible-lamps/kt-led15t8-48gc-850-s.html | Keystone | 9.4 | 15 | 2200 | 146.6667 | 32 | Installation: type A, plug and play, ballast compatible | 220 Degrees | Yes | 47.15
Keystone 48 15 Watt T8 LED - Single End Wired or Ballast Compatible - 5000K - 1,800 Lumens - 120-277V | https://www.prolighting.com/led-light-bulbs/ledt8lamps/48-led-t8-lamps/48-led-ballast-compatible-lamps/kt-led15t8-48gc-850-x.html | Keystone | 13.5 | 15 | 1800 | 120 | 32 | Installation: type A, plug and play, ballast compatible OR Type B, single-end wire ballast bypass | 220 Degrees | Yes | 47.15
GLL 48 18W LED T8 - 2,460 Lumens - Direct Wire Single End or Opposing End or Ballast Compatible - 4000K - 120-277V | https://www.prolighting.com/led-light-bulbs/ledt8lamps/48-led-t8-lamps/48-led-ballast-compatible-lamps/gl07103-2m.html | GLL | 8.99 | 25 | 2460 | 98.4 | 32 | Single-end or Opposing End powered | 5 Years | Yes | 48
RAB 48 12 Watt T8 LED - Ballast Compatible - 5000K - 1,800 Lumens | https://www.prolighting.com/led-light-bulbs/ledt8lamps/48-led-t8-lamps/48-led-ballast-compatible-lamps/t8-12-48p-850-dir.html | RAB | 8.99 | 12 | 1800 | 150 | 32 | Installation: type A, plug and play, ballast compatible | 160 Degrees | Yes | 47.1875
RAB 48 12 Watt T8 LED - Ballast Compatible - 3500K - 1,800 Lumens | https://www.prolighting.com/led-light-bulbs/ledt8lamps/48-led-t8-lamps/48-led-ballast-compatible-lamps/t8-12-48g-835-dir.html | RAB | 7.98 | 12 | 1800 | 150 | 32 | Installation: type A, plug and play, ballast compatible | 240 Degrees | Yes | 47.1875
GLL 48 18W LED T8 - 2,460 Lumens - Direct Wire Single End or Opposing End or Ballast Compatible - 4000K - 120-277V | https://www.prolighting.com/led-light-bulbs/ledt8lamps/48-led-t8-lamps/hybrid-led-t8-lamps/gl07103-2m.html | GLL | 8.99 | 25 | 2460 | 98.4 | 32 | Single-end or Opposing End powered | 5 Years | Yes | 48
RAB 48 15 Watt T8 LED - Ballast Compatible - 5000K - 2,200 Lumens | https://www.prolighting.com/led-light-bulbs/ledt8lamps/48-led-t8-lamps/48-led-ballast-compatible-lamps/t8-15-48g-850-dir.html | RAB | 9.3 | 15 | 2200 | 146.6667 | 32 | Installation: type A, plug and play, ballast compatible | 240 Degrees | Yes | 47.1875
RAB 48 12 Watt T8 LED - Ballast Compatible - 4000K - 1,800 Lumens | https://www.prolighting.com/led-light-bulbs/ledt8lamps/48-led-t8-lamps/48-led-ballast-compatible-lamps/t8-12-48g-840-dir.html | RAB | 7.98 | 12 | 1800 | 150 | 32 | Installation: type A, plug and play, ballast compatible | 240 Degrees | Yes | 47.1875
RAB 48 15 Watt T8 LED - Ballast Compatible - 4000K - 2,200 Lumens | https://www.prolighting.com/led-light-bulbs/ledt8lamps/48-led-t8-lamps/48-led-ballast-compatible-lamps/t8-15-48p-840-dir.html | RAB | 9.65 | 15 | 2200 | 146.6667 | 32 | Installation: type A, plug and play, ballast compatible | 160 Degrees | Yes | 47.1875
RAB 48 12 Watt T8 LED - Ballast Compatible - 3500K - 1,800 Lumens | https://www.prolighting.com/led-light-bulbs/ledt8lamps/48-led-t8-lamps/48-led-ballast-compatible-lamps/t8-12-48p-835-dir.html | RAB | 8.99 | 12 | 1800 | 150 | 32 | Installation: type A, plug and play, ballast compatible | 160 Degrees | Yes | 47.1875
RAB 48 15 Watt T8 LED - Ballast Compatible - 4000K - 2,200 Lumens | https://www.prolighting.com/led-light-bulbs/ledt8lamps/48-led-t8-lamps/48-led-ballast-compatible-lamps/t8-15-48g-840-dir.html | RAB | 9.3 | 15 | 2200 | 146.6667 | 32 | Installation: type A, plug and play, ballast compatible | 240 Degrees | Yes | 47.1875
RAB 48 15 Watt T8 LED - Ballast Compatible - 3500K - 2,200 Lumens | https://www.prolighting.com/led-light-bulbs/ledt8lamps/48-led-t8-lamps/48-led-ballast-compatible-lamps/t8-15-48g-835-dir.html | RAB | 9.3 | 15 | 2200 | 146.6667 | 32 | Installation: type A, plug and play, ballast compatible | 240 Degrees | Yes | 47.1875
RAB 48 12 Watt T8 LED - Ballast Compatible - 4000K - 1,800 Lumens | https://www.prolighting.com/led-light-bulbs/ledt8lamps/48-led-t8-lamps/48-led-ballast-compatible-lamps/t8-12-48p-840-dir.html | RAB | 8.99 | 12 | 1800 | 150 | 32 | Installation: type A, plug and play, ballast compatible | 160 Degrees | Yes | 47.1875
Keystone 48 15 Watt T8 LED - Ballast Compatible - 4000K - 2,200 Lumens | https://www.prolighting.com/led-light-bulbs/ledt8lamps/48-led-t8-lamps/48-led-ballast-compatible-lamps/kt-led15t8-48gc-840-s.html | Keystone | 9.4 | 15 | 2200 | 146.6667 | 32 | Installation: type A, plug and play, ballast compatible | 220 Degrees | Yes | 47.15
GLL 48 18W LED T8 - 2,605 Lumens - Direct Wire Single End or Opposing End or Ballast Compatible - 5000K - 120-277V | https://www.prolighting.com/led-light-bulbs/ledt8lamps/48-led-t8-lamps/48-led-ballast-compatible-lamps/gl07103-3m.html | GLL | 8.99 | 25 | 2605 | 104.2 | 32 | Single-end or Opposing End powered | 5 Years | Yes | 48
Keystone 48 11.5 Watt T8 LED - Ballast Compatible - 4000K - 1,800 Lumens | https://www.prolighting.com/led-light-bulbs/ledt8lamps/48-led-t8-lamps/48-led-ballast-compatible-lamps/kt-led11-5t8-48gc-840-s.html | Keystone | 12.1 | 12 | 1800 | 150 | 32 | Installation: type A, plug and play, ballast compatible | 220 Degrees | Yes | 47.15
Keystone 48 15 Watt T8 LED - Single End Wired or Ballast Compatible - 3500K - 1,800 Lumens - 120-277V | https://www.prolighting.com/led-light-bulbs/ledt8lamps/48-led-t8-lamps/48-led-ballast-compatible-lamps/kt-led15t8-48gc-835-x.html | Keystone | 13.5 | 15 | 1800 | 120 | 32 | Installation: type A, plug and play, ballast compatible OR Type B, single-end wire ballast bypass | 220 Degrees | Yes | 47.15
RAB 48 15 Watt T8 LED - Ballast Compatible - 3000K - 2,200 Lumens | https://www.prolighting.com/led-light-bulbs/ledt8lamps/48-led-t8-lamps/48-led-ballast-compatible-lamps/t8-15-48p-830-dir.html | RAB | 9.65 | 15 | 2200 | 146.6667 | 32 | Installation: type A, plug and play, ballast compatible | 160 Degrees | Yes | 47.1875
Keystone 48 18 Watt Dimmable T8 LED - Ballast Bypass - Single End Wired - 3500K - 1,950 Lumens - 120-277V | https://www.prolighting.com/led-light-bulbs/ledt8lamps/48-led-t8-lamps/kt-led18t8-48p-835-d-vdim.html | Keystone | 22.9 | 18 | 1950 | 108.3333 | 32 | Installation: type B, ballast bypass, single-end | Not Listed | Yes | 47.15 | 0-10V dimming
Keystone 48 14.5 Watt Dimmable T8 LED - Ballast Bypass - Single End Wired - 3500K - 1,900 Lumens - 120V | https://www.prolighting.com/led-light-bulbs/ledt8lamps/48-led-t8-lamps/kt-led14-5t8-48gc-835-d-fdim.html | Keystone | 20.2 | 14.5 | 1900 | 131.0345 | 32 | Installation: type B, ballast bypass, single-end | Not Listed | Yes | 47.15 | 0-10V dimming
Keystone 48 14.5 Watt Dimmable T8 LED - Ballast Bypass - Single End Wired - 4000K - 1,900 Lumens - 120V | https://www.prolighting.com/led-light-bulbs/ledt8lamps/48-led-t8-lamps/kt-led14-5t8-48gc-840-d-fdim.html | Keystone | 20.2 | 14.5 | 1900 | 131.0345 | 32 | Installation: type B, ballast bypass, single-end | Not Listed | Yes | 47.15 | 0-10V dimming
Keystone 48 18 Watt Dimmable T8 LED - Ballast Bypass - Single End Wired - 5000K - 2,100 Lumens - 120-277V | https://www.prolighting.com/led-light-bulbs/ledt8lamps/48-led-t8-lamps/kt-led18t8-48p-850-d-vdim.html | Keystone | 22.9 | 18 | 2100 | 116.6667 | 32 | Installation: type B, ballast bypass, single-end | Not Listed | Yes | 47.15 | 0-10V dimming
Keystone 48 18 Watt Dimmable T8 LED - Ballast Bypass - Single End Wired - 4000K - 2,000 Lumens - 120-277V | https://www.prolighting.com/led-light-bulbs/ledt8lamps/48-led-t8-lamps/kt-led18t8-48p-840-d-vdim.html | Keystone | 22.9 | 18 | 2000 | 111.1111 | 32 | Installation: type B, ballast bypass, single-end | Not Listed | Yes | 47.15 | 0-10V dimming
Keystone 48 14.5 Watt Dimmable T8 LED - Ballast Bypass - Single End Wired - 5000K - 1,900 Lumens - 120V | https://www.prolighting.com/led-light-bulbs/ledt8lamps/48-led-t8-lamps/kt-led14-5t8-48gc-850-d-fdim.html | Keystone | 20.2 | 14.5 | 1900 | 131.0345 | 32 | Installation: type B, ballast bypass, single-end | Not Listed | Yes | 47.15 | 0-10V dimming