## Cost Summary
Summary
Description | Case | Labor Cost | Material Cost | Total Cost | Cost ID
LED T8 Lamp UL Type A 4 foot | Measure | 5.86 | 11.2 | 17.06 | SWLG009_02_M001
ISP LED T8 Lamp, 128 LPW | Standard | 5.86 | 9.95 | 15.81 | N/A
Linear Fluorescent Lamp | Pre | 5.86 | 3.83 | 9.69 | SWLG009_02_B001
Incremental Cost | Measure-Pre | - | - | 7.37 | N/A
LED Costs
Tiers | Low Range | High Range | Range | Average Cost | Sample Count
2021 ISP (128 LPW) | 130 | 140 | 130-<140 | 9.95 | 74
WP Measure (145 LPW) | 145 | 150 | 145-<150 | 11.2 | 109
Linear Fluorescent Costs
Base Case Wattage | Weightng | Weighted Wattage | Average Cost | Weighted Cost | Sample Count
28 | 42% | 30.32 | 3.7055 | 3.83 | 39
32 | 58% |  | 3.9232 |  | 194
Labor | RSMeans 2020: 266123558100
Description | Labor Hours | Labor Rate (w O&P) | Labor Cost
3500K LED Advantage T8 18W 1600LM 4ft Linear 2BD Frosted | 0.116 | 50.5 | 5.86

## LF Material Cost
Brand | Unit Price | Wattage | lumens | Efficacy | Length | Case Quantity | Case Price | Bulb Type | Color Temp | Product | URL
Philips | 11.55 | 32 | 2850 | 89.0625 | 48 | 30 | 346.43 | F32T8 | 5000K | Shatter Resistant - Philips 281568 - F32T8/TL850/ALTO | https://www.1000bulbs.com/product/112622/TC-281568.html
Ushio | 1.74 | 32 | 3050 | 95.3125 | 48 | 25 | 43.57 | F32T8 | 4000K | Ushio 3000101 F32T8/841 - 4100 Kelvin | https://www.1000bulbs.com/product/90167/USH-3000101.html
SYLVANIA | 1.51 | 32 | 2450 | 76.5625 | 48 | 30 | 45.43 | F32T8 | 5000K | SYLVANIA 22439 - FO32/V50/ECO | https://www.1000bulbs.com/product/191804/SYLVANIA-22439.html
GE | 2.92 | 32 | 2925 | 91.4062 | 48 | 36 | 105 | F32T8 | 3000K | GE 68850 F32T8/SPX30/ECO2 - T8 | https://www.1000bulbs.com/product/152993/GE-68850CS.html
Ushio | 1.74 | 32 | 3050 | 95.3125 | 48 | 25 | 43.57 | F32T8 | 5000K | Ushio 3000102 - F32T8/850 | https://www.1000bulbs.com/product/90168/USH-3000102.html
TCP | 2.07 | 32 | 2950 | 92.1875 | 48 | 25 | 51.76 | F32T8 | 5000K | TCP 31032850 - F32T8/850 | https://www.1000bulbs.com/product/152941/TCP-31032850.html
Philips | 1.77 | 32 | 2600 | 81.25 | 48 | 30 | 53 | F32T8 | 5000K | Philips 479634 - F32T8/TL950/ALTO | https://www.1000bulbs.com/product/203809/PHILIPS-479634.html
Ushio | 1.74 | 32 | 3150 | 98.4375 | 48 | 25 | 43.57 | F32T8 | 4000K | Ushio 3000480 - F32T8/841 - 4100 Kelvin | https://www.1000bulbs.com/product/90200/USH-3000480.html
SYLVANIA | 1.51 | 32 | 2450 | 76.5625 | 48 | 25 | 45.43 | F32T8 | 4000K | SYLVANIA 22438 - FO32/V41/ECO | https://www.1000bulbs.com/product/191803/SYLVANIA-22438.html
Philips | 1.4 | 32 | 2625 | 82.0312 | 48 | 30 | 42 | F32T8 | 3500K | Philips 479600 - F32T8/3500 Kelvin | https://www.1000bulbs.com/product/203807/PHILIPS-479600.html
PLT | 1.7 | 32 | 3100 | 96.875 | 48 | 30 | 50.86 | F32T8 | 4000K | F32T8/841 - T8 | https://www.1000bulbs.com/product/192418/PLT-20055.html
SYLVANIA | 1.51 | 32 | 2400 | 75 | 48 | 30 | 45.43 | F32T8 | 6500K | SYLVANIA 22440 - FO32/V65/ECO - T8 | https://www.1000bulbs.com/product/192718/SYLVANIA-22440.html
SYLVANIA | 1.67 | 32 | 2950 | 92.1875 | 48 | 30 | 50.14 | F32T8 | 3500K | SYLVANIA 21779 FO32/835/ECO - 3500 Kelvin | https://www.1000bulbs.com/product/152906/SYLVANIA-21779.html
Ushio | 2.47 | 32 | 2850 | 89.0625 | 48 | 25 | 61.79 | F32T8 | 5000K | Ushio 3000610 - F32T8XL/850 - T8 | https://www.1000bulbs.com/product/92892/USH-3000610.html
Philips | 1.77 | 32 | 2470 | 77.1875 | 48 | 30 | 53 | F32T8 | 6500K | Philips 479642 F32T8/TL965/ALTO - T8 | https://www.1000bulbs.com/product/203810/PHILIPS-479642.html
PLT | 1.7 | 32 | 3100 | 96.875 | 48 | 30 | 50.86 | F32T8 | 3500K | F32T8/835 - T8 | https://www.1000bulbs.com/product/192432/PLT-20054.html
Ushio | 2.03 | 32 | 3050 | 95.3125 | 48 | 25 | 50.83 | F32T8 | 3000K | Ushio 3000099 - F32T8/830 - 3000 Kelvin | https://www.1000bulbs.com/product/90165/USH-3000099.html
Halco | 1.92 | 32 | 3050 | 95.3125 | 48 | 25 | 48.05 | F32T8 | 5000K | Halco 109404 F32T8/850/ECO - T8 | https://www.1000bulbs.com/product/99678/HALCO-109404.html
Ushio | 1.74 | 32 | 3150 | 98.4375 | 48 | 25 | 43.57 | F32T8 | 5000K | Ushio 3000524 - F32T8/850/HL - T8 | https://www.1000bulbs.com/product/90207/USH-3000524.html
Philips | 9.33 | 25 | 2500 | 100 | 48 | 30 | 279.81 | F25T8 | 4000K | Shatter Resistant - Philips 280784 - F32T8/ADV841/XEW/ALTO 25W | https://www.1000bulbs.com/product/113383/PHILIPS-280784TC.html
GE | 1.79 | 28 | 2675 | 95.5357 | 48 | 36 | 64.29 | F28T8 | 4000K | GE 72866 - F28T8/841 Energy Saver | https://www.1000bulbs.com/product/99642/GE-72866.html
SYLVANIA | 1.7 | 32 | 2800 | 87.5 | 48 | 30 | 51 | F32T8 | 5000K | SYLVANIA 22143 FO32/850/ECO - T8 | https://www.1000bulbs.com/product/152905/SYLVANIA-22143.html
Ushio | 2.47 | 32 | 2950 | 92.1875 | 48 | 25 | 61.79 | F32T8 | 4000K | Ushio 3000611 F32T8XL/841 - T8 | https://www.1000bulbs.com/product/92897/USH-3000611.html
GE | 2.54 | 32 | 2950 | 92.1875 | 48 | 36 | 91.3 | F32T8 | 3500K | GE 68851 - F32T8/3500 Kelvin | https://www.1000bulbs.com/product/113897/GE-68851.html
SYLVANIA | 1.51 | 32 | 2450 | 76.5625 | 48 | 30 | 45.43 | F32T8 | 3500K | SYLVANIA 22437 - F32T8/3500 Kelvin | https://www.1000bulbs.com/product/191802/SYLVANIA-22437.html
SYLVANIA | 1.98 | 32 | 2802 | 87.5625 | 47.78 | 30 | 59.5 | F32T8 | 3000K | SYLVANIA 21777 FO32/830/ECO - T8 | https://www.1000bulbs.com/product/6429/SYLVANIA-21777.html
Philips | 1.63 | 32 | 2635 | 82.3438 | 48 | 30 | 48.92 | F32T8 | 3000K | Philips 479592 F32T8/TL930/ALTO - T8 | https://www.1000bulbs.com/product/203806/PHILIPS-479592.html
Philips | 1.36 | 32 | 2600 | 81.25 | 48 | 30 | 40.71 | F32T8 | 4000K | Philips 479626 F32T8/TL941/ALTO - T8 | https://www.1000bulbs.com/product/203808/PHILIPS-479626.html
Ushio | 2.79 | 32 | 2950 | 92.1875 | 48 | 25 | 69.76 | F32T8 | 3500K | Ushio 3000612 F32T8XL/835 - T8 | https://www.1000bulbs.com/product/92898/USH-3000612.html
Halco | 1.47 | 32 | 3050 | 95.3125 | 48 | 25 | 36.79 | F32T8 | 6500K | F32T8/865/ECO - Halco 109428 | https://www.1000bulbs.com/product/174195/HALCO-109428.html
Philips | 9.17 | 25 | 3100 | 124 | 48 | 30 | 275 | F25T8 | 4000K | Shatter Resistant - Philips 28085-9 - F32T8/ADV841 ALTO | https://www.1000bulbs.com/product/34901/TC-F32T8ADV841.html
Philips | 2.64 | 28 | 2725 | 97.3214 | 48 | 30 | 79.29 | F32T8 | 3500K | Philips 281022 - F32T8/ADV835/EW/LL ALTO 28W - T8s | https://www.1000bulbs.com/product/85814/PHILIPS-281022.html
SYLVANIA | 1.86 | 32 | 2950 | 92.1875 | 48 | 30 | 55.84 | F32T8 | 4000K | SYLVANIA 21781 - F32T8/841/ECO | https://www.1000bulbs.com/product/152907/SYLVANIA-21781.html
GE | 2 | 32 | 2925 | 91.4062 | 48 | 36 | 72 | F32T8 | 4000K | GE 68852 F32T8/SPX41/ECO2 - T8 | https://www.1000bulbs.com/product/114491/GE-68852.html
SYLVANIA | 9.67 | 32 | 2850 | 89.0625 | 48 | 30 | 290.18 | F32T8 | 6500K | Shatter Resistant - SYLVANIA 21720TC - FO32/865/XP/ECO/TF | https://www.1000bulbs.com/product/172669/SYLVANIA-21720TC.html
Ushio | 1.74 | 32 | 3050 | 95.3125 | 48 | 25 | 43.57 | F32T8 | 3500K | Ushio 3000100 - F32T8/835 - 3500 Kelvin | https://www.1000bulbs.com/product/90166/USH-3000100.html
TCP | 2.07 | 32 | 2950 | 92.1875 | 48 | 25 | 51.76 | F32T8 | 4000K | TCP 31032841 - F32T8/841 - 4100 Kelvin | https://www.1000bulbs.com/product/7028/TCP-31032841.html
GE | 2.07 | 32 | 2900 | 90.625 | 48 | 36 | 74.57 | F32T8 | 5000K | GE 68853 F32T8/SPX50/ECO2 - T8 | https://www.1000bulbs.com/product/203993/GE-68853.html
Philips | 2.94 | 28 | 2725 | 97.3214 | 48 | 30 | 88.1 | F32T8 | 4000K | Philips 281030 F32T8/ADV841/EW/LL | https://www.1000bulbs.com/product/85815/PHILIPS-281030.html
SYLVANIA | 4.09 | 32 | 2850 | 89.0625 | 48 | 30 | 122.68 | F32T8 | 6500K | SYLVANIA 21720 - FO32/865/XP/ECO | https://www.1000bulbs.com/product/152940/SYLVANIA-21720.html
Philips | 4.07 | 32 | 3100 | 96.875 | 48 | 30 | 122.18 | F32T8 | 4000K | Philips 280859 F32T8 ADV841 ALTO | https://www.1000bulbs.com/product/85719/PHILIPS-280859.html
Philips | 3.08 | 28 | 2675 | 95.5357 | 48 | 30 | 92.5 | F32T8 | 5000K | Philips 281055 - F32T8/ADV850/EW/ALTO II 28W | https://www.1000bulbs.com/product/85816/PHILIPS-281055.html
Philips | 3.53 | 25 | 2330 | 93.2 | 48 | 30 | 106 | F32T8 | 3500K | Philips 281220 F32T8 25W ADV835 XLL ALTO - T8 | https://www.1000bulbs.com/product/85727/PHILIPS-281220.html
Philips | 3.67 | 32 | 3100 | 96.875 | 48 | 30 | 110 | F32T8 | 3000K | Philips 280800 - F32T8/ADV830/ALTO | https://www.1000bulbs.com/product/93555/PHILIPS-280800.html
Philips | 4.17 | 28 | 2625 | 93.75 | 48 | 30 | 125.14 | F32T8 | 5000K | Philips 281287 - F32T8/ADV850/XLL/ALTO 28W | https://www.1000bulbs.com/product/200384/PHILIPS-281287.html
SYLVANIA | 4.27 | 30 | 2850 | 95 | 48 | 30 | 128.14 | F30T8 | 3500K | SYLVANIA 22060 FO30/835/XP/SS/ECO3 - T8 | https://www.1000bulbs.com/product/153040/SYLVANIA-22060.html
Philips | 3.59 | 32 | 3100 | 96.875 | 48 | 30 | 107.57 | F32T8 | 3500K | Philips 280818 F32T8/ADV835/ALTO - T8 | https://www.1000bulbs.com/product/99672/PHILIPS-280818.html
EiKO | 3.64 | 28 | 2800 | 100 | 48 | 36 | 131.14 | F28T8 | 5000K | Eiko 06606 - F32T8/850/ES - T8 | https://www.1000bulbs.com/product/153011/EIKO-06606.html
GE | 3.33 | 25 | 2350 | 94 | 48 | 36 | 120 | F32T8 | 4000K | GE 72130 - F32T8/841 - 4100 Kelvin | https://www.1000bulbs.com/product/65525/F-32T8GE72130.html
Philips | 3.49 | 25 | 2500 | 100 | 48 | 30 | 104.55 | F32T8 | 3500K | Philips 282095 F32T8/ADV835/XEW/ALTO - T8 | https://www.1000bulbs.com/product/85809/PHILIPS-282095.html
SYLVANIA | 3.07 | 28 | 2725 | 97.3214 | 48 | 30 | 92.14 | F28T8 | 3500K | SYLVANIA 22178 - FO28/835/XP/SS/ECO3 - 3500 Kelvin | https://www.1000bulbs.com/product/58482/SYLVANIA-22178.html
EiKO | 3.33 | 32 | 2950 | 92.1875 | 48 | 36 | 120 | F32T8 | 5000K | Eiko 81174 - F32T8/850 - T8 | https://www.1000bulbs.com/product/56669/EIKO-81174.html
Philips | 6.58 | 32 | 2950 | 92.1875 | 48 | 30 | 197.39 | F32T8 | 4000K | Shatter Resistant - Philips 281550 - F32T8/TL841/ALTO - T8 | https://www.1000bulbs.com/product/89632/TC-281550.html
Philips | 4.3 | 25 | 2500 | 100 | 48 | 30 | 129 | F25T8 | 4000K | Philips 280784 F32T8/ADV841/XEW/LL ALTO 25W | https://www.1000bulbs.com/product/85811/PHILIPS-280784.html
Philips | 4.69 | 25 | 2400 | 96 | 48 | 30 | 140.57 | F25T8 | 4000K | Philips 281238 - F32T8/841 - 4100 Kelvin | https://www.1000bulbs.com/product/85810/PHILIPS-281238.html
SYLVANIA | 4.91 | 28 | 2600 | 92.8571 | 48 | 30 | 147.41 | F28T8 | 4000K | SYLVANIA 22167 - F32T8/841 - Energy Saver | https://www.1000bulbs.com/product/113985/SYLVANIA-22167.html
Philips | 9.16 | 32 | 2000 | 62.5 | 48 | 25 | 229.1 | F32T8 | 5000K | Philips 209056 F32T8/TL950 | https://www.1000bulbs.com/product/152921/PHILIPS-209056.html
PLT | 5.99 | 32 | 2800 | 87.5 | 47.78 | 30 | 179.55 | F32T8 | 3500K | Shatter Resistant - PLT 281535 - F32T8/TL835 | https://www.1000bulbs.com/product/203664/TC-281535.html
Philips | 5.17 | 32 | 3025 | 94.5312 | 48 | 30 | 155 | F32T8 | 5000K | Philips 280891 - F32T8/ADV850/ALTO - T8 | https://www.1000bulbs.com/product/85813/PHILIPS-280891.html
GE | 5.2 | 32 | 3000 | 93.75 | 48 | 36 | 187.06 | F32T8 | 5000K | GE 42556 F32T8/XL/SPX50/HL/ECO - T8 | https://www.1000bulbs.com/product/62898/F-32T8GSPX50.html
SYLVANIA | 5.64 | 32 | 2802 | 87.5625 | 47.78 | 30 | 169.29 | F32T8 | 3000K | Shatter Resistant - SYLVANIA 21777TC - F32T8/830/ECO/TF | https://www.1000bulbs.com/product/208937/SYLVANIA-21777TC.html
SYLVANIA | 6.58 | 32 | 2925 | 91.4062 | 48 | 30 | 197.5 | F32T8 | 3500K | Shatter Resistant - SYLVANIA 21779TC - FO32/835/ECO/TF | https://www.1000bulbs.com/product/208891/SYLVANIA-21779TC.html
Philips | 4.49 | 32 | 2950 | 92.1875 | 48 | 30 | 134.7 | F32T8 | 4100K | Philips 32W 48in T8 Long Life Cool White Fluorescent Tube (Case of 30) | https://www.bulbs.com/product/F32T8-TL841-PLUS-ALTO-32W
Philips | 6.59 | 25 | 2500 | 100 | 48 | 30 | 197.7 | F32T8 | 3000K | Philips 25W 48in Long Life T8 Soft White Fluorescent Tube (Case of 30) | https://www.bulbs.com/product/F32T8-ADV830-XEW-ALTO-25W
Philips | 11.99 | 32 | 2850 | 89.0625 | 48 | 30 | 359.7 | F32T8 | 5000K | Philips 32 Watt, 48 Inch SAFETY COATED T8 Bright White Fluorescent Bulb (Case of 30) | https://www.bulbs.com/product/F32T8-TL950-ALTO-32W-SAFETY
Philips | 4.49 | 32 | 3000 | 93.75 | 48 | 30 | 134.7 | F32T8 | 5000K | Philips 32W 48in T8 High Lumen Bright White Fluorescent Tube (Case of 30) | https://www.bulbs.com/product/F32T8-ADV850-ALTO-32W
Philips | 4.49 | 25 | 2500 | 100 | 48 | 30 | 134.7 | F32T8 | 4100K | Philips 25W 48in Long Life T8 Cool White Fluorescent Tube (Case of 30) | https://www.bulbs.com/product/F32T8-ADV841-XEW-ALTO-25W
Philips | 2.99 | 32 | 2600 | 81.25 | 48 | 30 | 89.7 | F32T8 | 5000K | Philips 32W 48in T8 Bright White Fluorescent Tube (Case of 30) | https://www.bulbs.com/product/F32T8-TL950-ALTO-32W
Philips | 6.49 | 28 | 2675 | 95.5357 | 48 | 30 | 194.7 | F32T8 | 3500K | Philips 28W 48in T8 Extra Long Life Neutral White Fluorescent Tube (Case of 30) | https://www.bulbs.com/product/F32T8-ADV835-XLL-ALTO-28W
Sylvania | 4.89 | 32 | 2850 | 89.0625 | 48 | 30 | 146.7 | F32T8 | 5000K | Sylvania 32W 48in T8 Bright White Performance Fluorescent Tube (Case of 30) | https://www.bulbs.com/product/FO32-850-XP-ECO
Ushio | 2.99 | 28 | 2800 | 100 | 48 | 25 | 74.75 | F28T8 | 3500K | Ushio 28W 48in T8 Neutral White Fluorescent Tube (Case of 25) | https://www.bulbs.com/product/F28T8ES-835
Philips | 7.59 | 32 | 2000 | 62.5 | 48 | 25 | 189.75 | F32T8 | 5000K | Philips 32W 48in T8 Bright White Fluorescent Tube, Highest (98) CRI (Case of 25) | https://www.bulbs.com/product/F32T8-TL950-32W
Philips | 2.99 | 32 | 2600 | 81.25 | 48 | 30 | 89.7 | F32T8 | 6500K | Philips 32W 48in T8 Daylight White Fluorescent Tube (Case of 30) | https://www.bulbs.com/product/F32T8-TL965-ALTO-32W
Philips | 6.49 | 28 | 2675 | 95.5357 | 48 | 30 | 194.7 | F32T8 | 4100K | Philips 28W 48in T8 Extra Long Life Cool White Fluorescent Tube (Case of 30) | https://www.bulbs.com/product/F32T8-ADV841-XLL-ALTO-28W
Ushio | 2.69 | 32 | 3050 | 95.3125 | 48 | 25 | 67.25 | F32T8 | 5000K | Ushio 32W 48in T8 Bright White Fluorescent Tube (Case of 25) | https://www.bulbs.com/product/UFL-F32T8-850
Philips | 5.79 | 32 | 2950 | 92.1875 | 48 | 30 | 173.7 | F32T8 | 3000K | Philips 32W 48in T8 Long Life Soft White Fluorescent Tube (Case of 30) | https://www.bulbs.com/product/F32T8-TL830-PLUS-ALTO-32W
Ushio | 2.99 | 28 | 2800 | 100 | 48 | 25 | 74.75 | F28T8 | 5000K | Ushio 28W 48in T8 Bright White Fluorescent Tube (Case of 25) | https://www.bulbs.com/product/F28T8ES-850
Philips | 3.99 | 28 | 2725 | 97.3214 | 48 | 30 | 119.7 | F32T8 | 4100K | Philips 28W 48in T8 Long Life Cool White Fluorescent Tube (Case of 30) | https://www.bulbs.com/product/F32T8-ADV841-EW-ALTO-28W
Ushio | 2.69 | 32 | 3050 | 95.3125 | 48 | 25 | 67.25 | F32T8 | 3000K | Ushio 32W 48in T8 Warm White Fluorescent Tube (Case of 25) | https://www.bulbs.com/product/UFL-F32T8-830
Philips | 4.69 | 32 | 2950 | 92.1875 | 48 | 30 | 140.7 | F32T8 | 3500K | Philips 32W 48in T8 Long Life Neutral White Fluorescent Tube (Case of 30) | https://www.bulbs.com/product/F32T8-TL835-PLUS-ALTO-32W
Ushio | 2.69 | 32 | 3050 | 95.3125 | 48 | 25 | 67.25 | F32T8 | 3500K | Ushio 32W 48in T8 Neutral White Fluorescent Tube (Case of 25) | https://www.bulbs.com/product/UFL-F32T8-835
Philips | 2.99 | 32 | 2600 | 81.25 | 48 | 30 | 89.7 | F32T8 | 4100K | Philips 32W 48in T8 Cool White Fluorescent Tube (Case of 30) | https://www.bulbs.com/product/F32T8-TL941-ALTO-32W
Philips | 4.49 | 32 | 2850 | 89.0625 | 48 | 30 | 134.7 | F32T8 | 5000K | Philips 32W 48in T8 Long Life Bright White Fluorescent Tube (Case of 30) | https://www.bulbs.com/product/F32T8-TL850-PLUS-ALTO-32W
Philips | 4.49 | 32 | 3100 | 96.875 | 48 | 30 | 134.7 | F32T8 | 3500K | Philips 32W 48in T8 High Lumen Neutral White Fluorescent Tube (Case of 30) | https://www.bulbs.com/product/F32T8-ADV835-ALTO-32W
Sylvania | 10.99 | 32 | 2800 | 87.5 | 48 | 30 | 329.7 | F32T8 | 5000K | Sylvania Safety Coated 32W 48in T8 5000K Fluorescent Tube (Case of 30) | https://www.bulbs.com/product/FO32-850-SAFETY
Philips | 3.99 | 28 | 2725 | 97.3214 | 48 | 30 | 119.7 | F32T8 | 3500K | Philips 28W 48in T8 Long Life Neutral White Fluorescent Tube (Case of 30) | https://www.bulbs.com/product/F32T8-ADV835-EW-ALTO-28W
Philips | 5.59 | 25 | 2400 | 96 | 48 | 30 | 167.7 | F32T8 | 5000K | Philips 25W 48in Long Life T8 Bright White Fluorescent Tube (Case of 30) | https://www.bulbs.com/product/F32T8-ADV850-XEW-ALTO-25W
Philips | 3.99 | 28 | 2675 | 95.5357 | 48 | 30 | 119.7 | F32T8 | 5000K | Philips 28W 48in T8 Long Life Bright White Fluorescent Tube (Case of 30) | https://www.bulbs.com/product/F32T8-ADV850-EW-ALTO-28W
Philips | 2.99 | 32 | 2775 | 86.7188 | 48 | 30 | 89.7 | F32T8 | 3000K | Philips 32W 48in T8 Soft White Fluorescent Tube (Case of 30) | https://www.bulbs.com/product/F32T8-TL930-ALTO-32W
Eiko | 2.19 | 25 | 2400 | 96 | 48 | 25 | 54.75 | F32T8 | 5000K | Eiko Energy Saving, Extra Life 25W 48in T8 Bright White Fluorescent Tube (Case of 25) | https://www.bulbs.com/product/F32T8-850-ES-25W-XL
Sylvania | 2.89 | 32 | 2450 | 76.5625 | 48 | 30 | 86.7 | F32T8 | 4100K | Sylvania 32W 48in T8 Cool White Fluorescent Tube (Case of 30) | https://www.bulbs.com/product/FO32-V41-ECO
Philips | 5.59 | 32 | 3100 | 96.875 | 48 | 30 | 167.7 | F32T8 | 3000K | Philips 32W 48in T8 High Lumen Warm White Fluorescent Tube (Case of 30) | https://www.bulbs.com/product/F32T8-ADV830-ALTO-32W
Eiko | 1.99 | 25 | 2350 | 94 | 48 | 36 | 71.64 | F32T8 | 5000K | Eiko Energy Saving 25W 48in T8 Bright White Fluorescent Tube (Case of 36) | https://www.bulbs.com/product/F32T8-850-ES-25W
Sylvania | 2.89 | 32 | 2950 | 92.1875 | 48 | 30 | 86.7 | F32T8 | 4100K | Sylvania 32W 48in T8 Cool White Fluorescent Tube (Case of 30) | https://www.bulbs.com/product/FO32-841-ECO
Philips | 2.99 | 32 | 2625 | 82.0312 | 48 | 30 | 89.7 | F32T8 | 3500K | Philips 32W 48in T8 Neutral White Fluorescent Tube (Case of 30) | https://www.bulbs.com/product/F32T8-TL935-ALTO-32W
Philips | 4.49 | 25 | 2500 | 100 | 48 | 30 | 134.7 | F32T8 | 3500K | Philips 25W 48in Long Life T8 Neutral White Fluorescent Tube (Case of 30) | https://www.bulbs.com/product/F32T8-ADV835-XEW-ALTO-25W
Sylvania | 10.99 | 32 | 2950 | 92.1875 | 48 | 30 | 329.7 | F32T8 | 4100K | Sylvania Safety Coated 32W 48in T8 4100K Fluorescent Tube (Case of 30) | https://www.bulbs.com/product/FO32-841-SAFETY
Philips | 7.99 | 44 | 4000 | 90.9091 | 48 | 25 | 199.75 | F48T8 | 4100K | Philips 44W 48in T8 Cool White HO Fluorescent Tube (Case of 25) | https://www.bulbs.com/product/F48T8-TL841-HO-ALTO
Ushio | 2.69 | 32 | 3050 | 95.3125 | 48 | 25 | 67.25 | F32T8 | 4100K | Ushio 32W 48in T8 Cool White Fluorescent Tube (Case of 25) | https://www.bulbs.com/product/UFL-F32T8-841
Ushio | 2.99 | 28 | 2800 | 100 | 48 | 25 | 74.75 | F28T8 | 4100K | Ushio 28W 48in T8 Cool White Fluorescent Tube (Case of 25) | https://www.bulbs.com/product/F28T8ES-841
Halco Lighting | 2.99 | 32 | 3050 | 95.3125 | 48 | 25 | 74.75 | F32T8 | 6500K | Halco 32W 48in T8 Daylight Fluorescent Tube (Case of 25) | https://www.bulbs.com/product/F32T8-865-ECO
GE | 9.99 | 28 | 2675 | 95.5357 | 48 | 1 | 9.99 | F28T8 | 3500K | GE Ecolux StarCoat F28T8/XL/SPX35/Eco - 28W T8 Fluorescent 3500K | https://www.topbulb.com/ge-ecolux-starcoat-f28t8-xl-spx35-eco-28w-t8-fluorescent-3500k
Topbulb | 2.0832 | 28 | 4100 | 146.4286 | 48 | 25 | 52.08 | F28T8 | 4100K | F28T8/841/LL - 28W T8 Fluorescent 4100K, 85CRI, 36000 HR (Case Of 25) | https://www.topbulb.com/f28t8-841-ll-28w-t8-fluorescent-4100k-85cri-36000-hr-case-of-25
Standard | 4.5976 | 28 | 4100 | 146.4286 | 48 | 25 | 114.94 | F28T8 | 4100K | Standard - 28W T8 Fluorescent - 32W Energy Saver - 4100K - Case Of 25 | https://www.topbulb.com/standard-28w-t8-fluorescent-32w-energy-saver-4100k-case-of-25
Standard | 4.758 | 28 | 2725 | 97.3214 | 48 | 25 | 118.95 | F28T8 | 3000K | Standard - 28W T8 Fluorescent - 32W Energy Saver - 3000K - Case Of 25 | https://www.topbulb.com/standard-28w-t8-fluorescent-32w-energy-saver-3000k-case-of-25
Standard | 4.758 | 28 | 2725 | 97.3214 | 48 | 25 | 118.95 | F28T8 | 5000K | Standard - 28W T8 Fluorescent - 32W/ES - 5000K - Case Of 25 | https://www.topbulb.com/standard-28w-t8-fluorescent-32w-es-5000k-case-of-25
Standard | 4.758 | 28 | 2725 | 97 | 48 | 25 | 118.95 | F28T8 | 3500K | Standard - 28W T8 Fluorescent - 32W Energy Saver - 3500K - Case Of 25 | https://www.topbulb.com/standard-28w-t8-fluorescent-32w-energy-saver-3500k-case-of-25
GE | 4.1097 | 28 | 2675 | 95.5357 | 48 | 36 | 147.95 | F28T8 | 4100K | GE F28T8/XL/SPX41/ECO - 28W T8 Fluorescent - 4100K - Case Of 36 | https://www.topbulb.com/ge-f28t8-xl-spx41-eco-28w-t8-fluorescent-4100k-case-of-36
Topbulb | 4.2497 | 28 | 2675 | 96 | 48 | 36 | 152.99 | F28T8 | 3500K | GE F28T8/XLSPX35ECO Bulb - 28W T8 Fluorescent - 3500K - Case Of 36 | https://www.topbulb.com/ge-f28t8-xlspx35eco-bulb-28w-t8-fluorescent-3500k-case-of-36
Ushio | 2.1196 | 32 | 3050 | 95.3125 | 48 | 25 | 52.99 | F32T8 | 3000K | Ushio F32T8/830 - 32W T8 Fluorescent - 48" - 3000K - Case of 25 | https://www.topbulb.com/ushio-f32t8-830-32w-t8-fluorescent-48-3000k-case-of-25
Bulbrite | 2.998 | 32 | 2800 | 87.5 | 48 | 25 | 74.95 | F32T8 | 3000K | Bulbrite F32T8/730 - 32W T8 Fluorescent - 3000K - 75CRI - Case of 25 | https://www.topbulb.com/bulbrite-f32t8-730-32w-t8-fluorescent-3000k-75cri-case-of-25
Sylvania | 2.99 | 32 | 2900 | 90.625 | 48 | 1 | 2.99 | F32T8 | 3000K | Sylvania FO32/830/XV/ECO - 32W T8 Fluorescent - 48" - 3000K - Extended Value - Ea. | https://www.topbulb.com/sylvania-fo32-830-xv-eco-32w-t8-fluorescent-48-3000k-extended-value-case-of-30
Philips | 4.9333 | 32 | 2950 | 92.1875 | 48 | 30 | 148 | F32T8 | 3000K | Philips F32T8/TL830 PLUS ALTO - 32W T8 Fluorescent - 48" - 3000K - Case of 30 | https://www.topbulb.com/philips-f32t8-tl830-plus-alto-32w-t8-fluorescent-48-3000k-case-of-30
Standard Products | 3.518 | 32 | 3050 | 95.3125 | 48 | 25 | 87.95 | F32T8 | 3000K | Standard - 32W T8 Fluorescent - 48" - 3000K - Case of 25 | https://www.topbulb.com/standard-32w-t8-fluorescent-48-3000k-case-of-25
Sylvania | 4.3 | 32 | 3100 | 96.875 | 48 | 30 | 129 | F32T8 | 3000K | Sylvania 21680 ¦ 32W T8 Fluorescent - 48" - 3100 Lumens - CRI 85 - 3000K - Case/30 | https://www.topbulb.com/sylvania-21680-32w-t8-fluorescent-xps-97-lumens-watt-48-3000k-case-30
Standard Products | 4.478 | 32 | 3100 | 96.875 | 48 | 25 | 111.95 | F32T8 | 3000K | Standard F32T8/830/XL31 - 32W T8 Fluorescent - 48" - 3000K - Case of 25 | https://www.topbulb.com/standard-f32t8-830-xl31-32w-t8-fluorescent-48-3000k-case-of-25
Sylvania | 2.1 | 32 | 2925 | 91.4062 | 48 | 30 | 63 | F32T8 | 3000K | Sylvania FO32/830/ECO - 32W T8 Fluorescent - 48" - 3000K - Case of 30 | https://www.topbulb.com/sylvania-fo32-830-eco-32w-t8-fluorescent-48-3000k-case-of-30
Standard Products | 3.798 | 32 | 2950 | 92.1875 | 48 | 25 | 94.95 | F32T8 | 3500K | F32T8/835 Bulb - 32W T8 Fluorescent 3500K 86CRI (Case of 25) | https://www.topbulb.com/f32t8-835-bulb-32w-t8-fluorescent-3500k-86cri-case-of-25
Sylvania | 2.8317 | 32 | 2900 | 90.625 | 48 | 30 | 84.95 | F32T8 | 3500K | Sylvania FO32/835/XV/ECO - 32W T8 Fluorescent - 48" - 3500K - Extended Value - Case of 30 | https://www.topbulb.com/sylvania-fo32-835-xv-eco-32w-t8-fluorescent-48-3500k-extended-value-case-of-30
GE Lighting | 5.2764 | 32 | 2850 | 89.0625 | 48 | 36 | 189.95 | F32T8 | 3500K | GE F32T8/SXL/SPX35/ECO - 32W T8 Fluorescent - 48" - 3500K - Long Life - Case of 36 | https://www.topbulb.com/ge-f32t8-sxl-spx35-eco-32w-t8-fluorescent-48-3500k-long-life-case-of-36
TCP | 2.478 | 32 | 2950 | 92.1875 | 48 | 25 | 61.95 | F32T8 | 3500K | F32T8/735 - 32W T8 Fluorescent 3500K 77 CRI (Case of 25) | https://www.topbulb.com/f32t8-735-32w-t8-fluorescent-3500k-77-cri-case-of-25
Philips | 4.9333 | 32 | 2950 | 92.1875 | 48 | 30 | 148 | F32T8 | 3500K | Philips F32T8/TL835 PLUS ALTO - 32W T8 Fluorescent - 48" - 3500K - Case of 30 | https://www.topbulb.com/philips-f32t8-tl835-plus-alto-32w-t8-fluorescent-48-3500k-case-of-30
GE Lighting | 2.4833 | 32 | 2450 | 76.5625 | 48 | 36 | 89.4 | F32T8 | 3500K | GE F32T8/SP35/ECO - 32W T8 Fluorescent - 3500K - Case of 36 | https://www.topbulb.com/ge-f32t8-sp35-eco-32w-t8-fluorescent-3500k-case-of-36
Ushio | 2.1196 | 32 | 3050 | 95.3125 | 48 | 25 | 52.99 | F32T8 | 3500K | Ushio F32T8/835 - 32W T8 Fluorescent - 48" - 3500K - Case of 25 | https://www.topbulb.com/ushio-f32t8-835-32w-t8-fluorescent-48-3500k-case-of-25
Sylvania | 3.265 | 32 | 3100 | 96.875 | 48 | 30 | 97.95 | F32T8 | 3500K | Sylvania 21697 ¦ 32W T8 Fluorescent - 48" - 3100 Lumens - CRI 85 - 3500K - Case/30 | https://www.topbulb.com/sylvania-21697-32w-t8-fluorescent-48-97-lm-w-cri-85-3500k-case-30
Sylvania | 1.9983 | 32 | 2925 | 91.4062 | 48 | 30 | 59.95 | F32T8 | 3500K | Sylvania FO32/835/ECO - 32W T8 Fluorescent - 48" - 3500K - Case of 30 | https://www.topbulb.com/sylvania-fo32-835-eco-32w-t8-fluorescent-48-3500k-case-of-30
Sylvania | 1.8983 | 32 | 2450 | 76.5625 | 48 | 30 | 56.95 | F32T8 | 3500K | Sylvania FO32/V35/ECO - 32W T8 Fluorescent - 3500K - CRI 90 - Case of 30 | https://www.topbulb.com/sylvania-fo32-v35-eco-32w-t8-fluorescent-3500k-cri-90-case-of-30
Standard Products | 3.518 | 32 | 3050 | 95.3125 | 48 | 25 | 87.95 | F32T8 | 3500K | Standard - 32W T8 Fluorescent - Rapid Start - 3500K - Case of 25 | https://www.topbulb.com/standard-32w-t8-fluorescent-rapid-start-3500k-case-of-25
Sylvania | 6.6333 | 32 | 2950 | 92.1875 | 48 | 30 | 199 | F32T8 | 3500K | Sylvania FO32/835/XP/XL/ECO3 - 32W T8 Fluorescent - 48" - 3500K - Extended Life - Case of 30 | https://www.topbulb.com/sylvania-fo32-835-xp-xl-eco3-32w-t8-fluorescent-48-3500k-extended-life-case-of-30
Standard Products | 4.478 | 32 | 3100 | 96.875 | 48 | 25 | 111.95 | F32T8 | 3500K | Standard F32T8/835/XL31 - 32W T8 Fluorescent - 48" - 3500K - Case of 25 | https://www.topbulb.com/standard-f32t8-835-xl31-32w-t8-fluorescent-48-3500k-case-of-25
Philips | 2.5317 | 32 | 2850 | 89.0625 | 48 | 30 | 75.95 | F32T8 | 4100K | Philips F32T8/TL841/ALTO - 32W T8 Fluorescent - 48" - 4100K - Case of 30 | https://www.topbulb.com/philips-f32t8-tl841-alto-32w-t8-fluorescent-48-4100k-case-of-30
Standard Products | 3.518 | 32 | 3050 | 95.3125 | 48 | 25 | 87.95 | F32T8 | 4100K | Standard - 32W T8 Fluorescent - Rapid Start - 4100K - Case of 25 | https://www.topbulb.com/standard-32w-t8-fluorescent-rapid-start-4100k-case-of-25
Ushio | 2.1668 | 32 | 3050 | 95.3125 | 48 | 25 | 54.17 | F32T8 | 4100K | Ushio F32T8/841 - 32W T8 Fluorescent - 48" - 4100K - Case of 25 | https://www.topbulb.com/ushio-f32t8-841-32w-t8-fluorescent-48-4100k-case-of-25
GE Lighting | 5.2764 | 32 | 2850 | 89.0625 | 48 | 36 | 189.95 | F32T8 | 4100K | GE F32T8/SXL/SPX41/ECO - 32W T8 Fluorescent - 48" - 4100K - Long Life - Case of 36 | https://www.topbulb.com/ge-f32t8-sxl-spx41-eco-32w-t8-fluorescent-48-4100k-long-life-case-of-36
Sylvania | 6.6333 | 32 | 2950 | 92.1875 | 48 | 30 | 199 | F32T8 | 4100K | Sylvania FO32/841/XP/XL/ECO3 - 32W T8 Fluorescent - 48" - 4100K - Extended Life - Case of 30 | https://www.topbulb.com/sylvania-fo32-841-xp-xl-eco3-32w-t8-fluorescent-48-4100k-extended-life-case-of-30
E-Lume | 2.43 | 32 | 3000 | 93.75 | 48 | 1 | 2.43 | F32T8 | 4100K | Elume - 32W T8 Fluorescent - Rapid Start - 4100K | https://www.topbulb.com/elume-32w-t8-fluorescent-rapid-start-4100k
Philips | 4.9333 | 32 | 2950 | 92.1875 | 48 | 30 | 148 | F32T8 | 4100K | Philips F32T8/TL841 PLUS ALTO - 32W T8 Fluorescent - 48" - 4100K - Case of 30 | https://www.topbulb.com/philips-f32t8-tl841-plus-alto-32w-t8-fluorescent-48-4100k-case-of-30
Sylvania | 4.3 | 32 | 3100 | 96.875 | 48 | 30 | 129 | F32T8 | 4100K | Sylvania 21681 ¦ 32W T8 Fluorescent - 48" - 3100 Lumens - CRI 85 - 4100K - Case/30 | https://www.topbulb.com/sylvania-21681-32w-t8-fluorescent-48-97-lm-w-cri-85-4100k-case-30
Sylvania | 1.9983 | 32 | 2925 | 91.4062 | 48 | 30 | 59.95 | F32T8 | 4100K | Sylvania FO32/841/ECO - 32W T8 Fluorescent - 48" - 4100K - Case of 30 | https://www.topbulb.com/sylvania-fo32-841-eco-32w-t8-fluorescent-48-4100k-case-of-30
Standard Products | 4.478 | 32 | 3100 | 96.875 | 48 | 25 | 111.95 | F32T8 | 4100K | Standard F32T8/841/XL31 - 32W T8 Fluorescent - 48" - 4100K - Case of 25 | https://www.topbulb.com/standard-f32t8-841-xl31-32w-t8-fluorescent-48-4100k-case-of-25
Standard Products | 2.638 | 32 | 2950 | 92.1875 | 48 | 25 | 65.95 | F32T8 | 4100K | Standard - 32W T8 Fluorescent - 48" - 4100K - Long Life - Case of 25 | https://www.topbulb.com/standard-32w-t8-fluorescent-48-4100k-long-life-case-of-25
Sylvania | 2.45 | 32 | 2900 | 90.625 | 48 | 30 | 73.5 | F32T8 | 4100K | Sylvania FO32/841/XV/ECO - 32W T8 Fluorescent - 48" - 4100K - Extended Value - Case of 30 | https://www.topbulb.com/sylvania-fo32-841-xv-eco-32w-t8-fluorescent-48-4100k-extended-value-case-of-30
GE Lighting | 3.55 | 32 | 2900 | 90.625 | 48 | 36 | 127.8 | F32T8 | 5000K | GE F32T8/SPP50/ECO - 32W T8 Fluorescent - 5000K - Case of 36 | https://www.topbulb.com/ge-f32t8-spp50-eco-32w-t8-fluorescent-5000k-case-of-36
Philips | 3.55 | 28 | 2675 | 95.5357 | 48 | 30 | 94.95 | F28T8 | 5000K | Philips F32T8/ADV850/EW/ALTO - 28W T8 Fluorescent - 5000K - Case of 30 | https://www.topbulb.com/philips-f32t8-adv850-ew-alto-28w-t8-fluorescent-5000k-case-of-30
Standard Products | 3.55 | 32 | 3100 | 96.875 | 48 | 25 | 111.9 | F32T8 | 5000K | F32T8/850/XL31 Bulb - 32W T8 Fluorescent 5000K 89CRI (Case of 25) | https://www.topbulb.com/f32t8-850-xl31-bulb-32w-t8-fluorescent-5000k-89cri-case-of-25
Ushio | 3.55 | 32 | 2850 | 89.0625 | 48 | 25 | 85.95 | F32T8 | 5000K | F32T8/TL750/Ushio Bulb - 32W T8 Fluorescent 5000K 78CRI (Case of 25) | https://www.topbulb.com/f32t8-tl750-ushio-bulb-32w-t8-fluorescent-5000k-78cri-case-of-25
Sylvania | 3.55 | 32 | 1800 | 56.25 | 48 | 30 | 175 | F32T8 | 5000K | Sylvania 21880 - 32W T8 Fluorescent - 5000K - 90CRI - Case of 30 | https://www.topbulb.com/sylvania-21880-32w-t8-fluorescent-5000k-90cri-case-of-30
Sylvania | 3.55 | 32 | 1800 | 56.25 | 48 | 1 | 160.9 | F32T8 | 5000K | Sylvania F32T8/950 - 32W T8 Fluorescent - 5000K - 90 CRI - Daylight | https://www.topbulb.com/f32t8-950-bulb-32w-t8-fluorescent-5000k-90-cri-case-of-30
Standard Products | 3.55 | 32 | 3050 | 95.3125 | 48 | 25 | 87.95 | F32T8 | 5000K | Standard - 32W T8 Fluorescent - Rapid Start - 5000K - Case of 25 | https://www.topbulb.com/standard-32w-t8-fluorescent-rapid-start-5000k-case-of-25
Philips | 3.55 | 32 | 3025 | 94.5312 | 48 | 30 | 122.9 | F32T8 | 5000K | Philips 280895 ¦ 32W T8 Fluorescent - 48" - 3025 Lumens - 5000K - Case/30 | https://www.topbulb.com/philips-280895-f32t8-adv850-alto-30pk-30-case
Standard Products | 3.55 | 32 | 2950 | 92.1875 | 48 | 25 | 89.95 | F32T8 | 5000K | Standard - 32W T8 Fluorescent - 5000K - Long Life - Case of 25 | https://www.topbulb.com/standard-32w-t8-fluorescent-5000k-long-life-case-of-25
Sylvania | 3.55 | 32 | 3000 | 93.75 | 48 | 30 | 150.9 | F32T8 | 5000K | Sylvania 22026 - 32W T8 Fluorescent 5000K (Case of 30) | https://www.topbulb.com/sylvania-22026-32w-t8-fluorescent-5000k-case-of-30
Standard Products | 3.55 | 32 | 2950 | 92.1875 | 48 | 25 | 94.95 | F32T8 | 5000K | F32T8/850 Bulb - 32W T8 Fluorescent 5000K 86CRI (Case of 25) | https://www.topbulb.com/f32t8-850-bulb-32w-t8-fluorescent-5000k-86cri-case-of-25
Ushio | 6.878 | 32 | 2300 | 71.875 | 48 | 25 | 171.95 | F32T8 | 6000K | Ushio 3000417, F32T8/960 - 32W T8 Fluorescent 6000K 95CRI (Case Of 25) | https://www.topbulb.com/ushio-3000417-f32t8-960-32w-t8-fluorescent-6000k-95cri-case-of-25
Sylvania | 14.95 | 32 | 2850 | 89.0625 | 48 | 1 | 14.95 | F32T8 | 6500K | Sylvania FO32/865/XP/ECO - 32W T8 Fluorescent - 6500K - Daylight | https://www.topbulb.com/32w-t8-fluorescent-6500k-med-pin
Sylvania | 2.7317 | 32 | 2400 | 75 | 48 | 30 | 81.95 | F32T8 | 6500K | Sylvania FO32/V65/ECO - 32W T8 Fluorescent - 6500K - 90 CRI - Case Of 30 | https://www.topbulb.com/sylvania-fo32-v65-eco-32w-t8-fluorescent-6500k-90-cri-case-of-30
Standard | 3.518 | 32 | 2950 | 92.1875 | 48 | 25 | 87.95 | F32T8 | 6500K | F32T8/865 Bulb - 32W T8 Fluorescent 6500K 85CRI (Case Of 25) | https://www.topbulb.com/f32t8-865-bulb-32w-t8-fluorescent-6500k-85cri-case-of-25
Philips | 4.55 | 32 | 2600 | 81.25 | 48 | 2 | 9.1 | F32T8 | 4100K | 32-Watt 4 ft. Linear T8 ALTO Fluorescent Tube Light Bulb Cool White (4100K) (2-Pack) | https://www.homedepot.com/p/Philips-32-Watt-4-ft-Linear-T8-ALTO-Fluorescent-Tube-Light-Bulb-Cool-White-4100K-2-Pack-543306/308644136
Philips | 3 | 32 | 2600 | 81.25 | 48 | 10 | 29.98 | F32T8 | 5000K | 32-Watt 4 ft. Linear T8 Fluorescent Tube Light Bulb Natural Daylight (5000K) (10-Pack) | https://www.homedepot.com/p/Philips-32-Watt-4-ft-Linear-T8-Fluorescent-Tube-Light-Bulb-Natural-Daylight-5000K-10-Pack-479741/303811663
Philips | 3.14 | 32 | 2950 | 92.1875 | 48 | 30 | 94.13 | F32T8 | 3500K | 32-Watt 4 ft. Linear T8 Fluorescent Tube Light Bulb ALTO Bright White (30-Pack) | https://www.homedepot.com/p/Philips-32-Watt-4-ft-Linear-T8-Fluorescent-Tube-Light-Bulb-ALTO-Bright-White-30-Pack-479600/305960118
TriGlow | 4.95 | 32 | 2850 | 89.0625 | 48 | 10 | 49.5 | F32T8 | 4100K | 32-Watt 48 in. G13 Mini Bi-Pin Base Linear T8 Fluorescent Tube Light Bulb Cool White (10-Pack) | https://www.homedepot.com/p/TriGlow-32-Watt-48-in-G13-Mini-Bi-Pin-Base-Linear-T8-Fluorescent-Tube-Light-Bulb-Cool-White-10-Pack-T30239-10/309543125
Philips | 3.65 | 28 | 2600 | 92.8571 | 48 | 30 | 109.5 | F28T8 | 4100K | 28-Watt 4 ft. Linear T8 Fluorescent Tube Light Bulb Cool White (4100K) Alto Energy Advantage (30-Pack) | https://www.homedepot.com/p/Philips-28-Watt-4-ft-Linear-T8-Fluorescent-Tube-Light-Bulb-Cool-White-4100K-Alto-Energy-Advantage-30-Pack-424192/204363605
Philips | 4.55 | 32 | 2600 | 81.25 | 48 | 2 | 9.1 | F32T8 | 5000K | 32-Watt 4 ft. Linear T8 ALTO Fluorescent Tube Light Bulb Daylight (5000K) (2-Pack) | https://www.homedepot.com/p/Philips-32-Watt-4-ft-Linear-T8-ALTO-Fluorescent-Tube-Light-Bulb-Daylight-5000K-2-Pack-543314/308644340
Philips | 8.97 | 32 | 1300 | 40.625 | 48 | 1 | 8.97 | F32T8 | 2600K | 32-Watt T8 4 ft. Fluorescent Plant and Aquarium Grow Tube Light Bulb | https://www.homedepot.com/p/Philips-32-Watt-T8-4-ft-Fluorescent-Plant-and-Aquarium-Grow-Tube-Light-Bulb-429167/203865702
Philips | 1.99 | 32 | 2600 | 81.25 | 48 | 30 | 59.81 | F32T8 | 5000K | 32-Watt 48 in. Linear T8 Fluorescent Tube Light Bulb Natural Daylight (5000K) (30-Pack) | https://www.homedepot.com/p/Philips-32-Watt-48-in-Linear-T8-Fluorescent-Tube-Light-Bulb-Natural-Daylight-5000K-30-Pack-543348/308906168
Philips | 10.95 | 32 | 2950 | 92.1875 | 48 | 30 | 328.46 | F32T8 | 5000K | 32-Watt 4 ft. TuffGuard ALTO Plus Linear T8 Fluorescent Tube Light Bulb, Bright White (5000K) (30-Pack) | https://www.homedepot.com/p/Philips-32-Watt-4-ft-TuffGuard-ALTO-Plus-Linear-T8-Fluorescent-Tube-Light-Bulb-Bright-White-5000K-30-Pack-283473/204606258
Philips | 3 | 32 | 2600 | 81.25 | 48 | 10 | 29.98 | F32T8 | 6500K | 32-Watt 4 ft. Alto Linear T8 Fluorescent Tube Light Bulb, Daylight (6500K) (10-Pack) | https://www.homedepot.com/p/Philips-32-Watt-4-ft-Alto-Linear-T8-Fluorescent-Tube-Light-Bulb-Daylight-6500K-10-Pack-479717/303811828
Sunlite | 3.95 | 32 | 3050 | 95.3125 | 48 | 10 | 39.5 | F32T8 | 5000K | 4 ft. 32-Watt Linear T8 Fluorescent Tube Light Bulbs, Daylight 5000K (10-Pack) | https://www.homedepot.com/p/Sunlite-4-ft-32-Watt-Linear-T8-Fluorescent-Tube-Light-Bulbs-Daylight-5000K-10-Pack-HD02301-10/312642925
Philips | 3.99 | 32 | 2850 | 89.0625 | 48 | 30 | 119.7 | F32T8 | 3500K | 32-Watt 4 ft. Linear T8 Fluorescent Tube Light Bulb Neutral (3500K) (30-Pack) | https://www.homedepot.com/p/Philips-32-Watt-4-ft-Linear-T8-Fluorescent-Tube-Light-Bulb-Neutral-3500K-30-Pack-281675/204363601
TriGlow | 4.95 | 32 | 2900 | 90.625 | 48 | 10 | 49.5 | F32T8 | 6500K | 32-Watt 48 in. G13 Mini Bi-Pin Base Linear T8 Fluorescent Tube Light Bulb Ultra Daylight (10-Pack) | https://www.homedepot.com/p/TriGlow-32-Watt-48-in-G13-Mini-Bi-Pin-Base-Linear-T8-Fluorescent-Tube-Light-Bulb-Ultra-Daylight-10-Pack-T30243-10/309543111
Philips | 4.55 | 32 | 2750 | 85.9375 | 48 | 2 | 9.1 | F32T8 | 6500K | 32-Watt 4 ft. Alto Linear T8 Fluorescent Tube Light Bulb, Daylight (6500K) (2-Pack) | https://www.homedepot.com/p/Philips-32-Watt-4-ft-Alto-Linear-T8-Fluorescent-Tube-Light-Bulb-Daylight-6500K-2-Pack-451823/205477897
Philips | 3.86 | 32 | 2950 | 92.1875 | 48 | 30 | 115.82 | F32T8 | 3500K | 32-Watt 4 ft. T8 Alto Linear Fluorescent Tube Light Bulb Neutral (3500K) (30-Pack) | https://www.homedepot.com/p/Philips-32-Watt-4-ft-T8-Alto-Linear-Fluorescent-Tube-Light-Bulb-Neutral-3500K-30-Pack-280818/204606256
Philips | 4.19 | 32 | 2775 | 86.7188 | 48 | 10 | 41.88 | F32T8 | 3000K | 32-Watt 4 ft. Linear T8 Fluorescent Tube Light Bulb, Soft White (3000K) (10-Pack) | https://www.homedepot.com/p/Philips-32-Watt-4-ft-Linear-T8-Fluorescent-Tube-Light-Bulb-Soft-White-3000K-10-Pack-479683/303811555
Philips | 1.99 | 32 | 2600 | 81.25 | 48 | 30 | 59.81 | F32T8 | 6500K | 32-Watt 4 ft. Alto Daylight Linear T8 Fluorescent Tube Light Bulb (30-Pack) | https://www.homedepot.com/p/Philips-32-Watt-4-ft-Alto-Daylight-Linear-T8-Fluorescent-Tube-Light-Bulb-30-Pack-479758/303812013
Philips | 4.35 | 32 | 2950 | 92.1875 | 48 | 30 | 130.47 | F32T8 | 5000K | 32-Watt 4 ft. T8 Alto HV Linear Fluorescent Tube Light Bulb Natural Light (5000K) (30-Pack) | https://www.homedepot.com/p/Philips-32-Watt-4-ft-T8-Alto-HV-Linear-Fluorescent-Tube-Light-Bulb-Natural-Light-5000K-30-Pack-281816/204363603
Philips | 4.55 | 32 | 2950 | 92.1875 | 48 | 2 | 9.1 | F32T8 | 3000K | 32-Watt 4 ft. Linear T8 Fluorescent Tube Light Bulb, Bright White (3000K) (2-Pack) | https://www.homedepot.com/p/Philips-32-Watt-4-ft-Linear-T8-Fluorescent-Tube-Light-Bulb-Bright-White-3000K-2-Pack-226829/100476639
Philips | 3.18 | 28 | 2675 | 95.5357 | 48 | 30 | 95.48 | F28T8 | 5000K | 28-Watt 4 ft. T8 Alto Linear Fluorescent Tube Light Bulb Natural Light (5000K) (30-Pack) | https://www.homedepot.com/p/Philips-28-Watt-4-ft-T8-Alto-Linear-Fluorescent-Tube-Light-Bulb-Natural-Light-5000K-30-Pack-281055/204363599
Philips | 1.99 | 32 | 2600 | 81.25 | 48 | 30 | 59.81 | F32T8 | 4100K | 32-Watt 4 ft. Cool White Linear T8 Fluorescent Tube Light Bulb (30-Pack) | https://www.homedepot.com/p/Philips-32-Watt-4-ft-Cool-White-Linear-T8-Fluorescent-Tube-Light-Bulb-30-Pack-479733/303811988
Commercial Electric | 2.27 | 32 | 3050 | 95.3125 | 48 | 30 | 67.99 | F32T8 | 4100K | 32-Watt Linear T8 Fluorescent Tube Light Bulb Cool White (30-Pack) | https://www.homedepot.com/p/Commercial-Electric-32-Watt-Linear-T8-Fluorescent-Tube-Light-Bulb-Cool-White-30-Pack-F32T8-841/300447124
Sunlite | 2.833 | 32 | 3050 | 95.3125 | 48 | 30 | 84.99 | F32T8 | 3500K | 32-Watt 4 ft. Linear T8 Fluorescent Tube Light Bulbs, Neutral White 3500K (30-Pack) | https://www.homedepot.com/p/Sunlite-32-Watt-4-ft-Linear-T8-Fluorescent-Tube-Light-Bulbs-Neutral-White-3500K-30-Pack-HD02290-30/312602424
Sylvania | 3.44 | 28 | 2725 | 97.3214 | 48 | 1 | 3.44 | F28T8 | 3500K | Sylvania FO28/835/XP/SS/ECO3 28W 48 In Fluorescent T8 3500K Medium Bipin 85 CRI Lamp (22178) | https://www.lightingsupply.com/sylvania-fo28-835-xp-ss-eco3
Sunlite | 3.02 | 28 | 2400 | 85.7143 | 48 | 1 | 3.02 | F28T8 | 5000K | Sunlite F28T8/SP850 Fluorescent 5000K 28 Watts 2400 Lumens Tubular T8 Medium Bipin (G13) Non-Dimmable (30178-SU) | https://www.lightingsupply.com/sunlite-30178-su
SATCO/NUVO | 3.48 | 32 | 2950 | 92.1875 | 48 | 1 | 3.48 | F32T8 | 3000K | SATCO/NUVO F32T8/830/ENV 32W T8 Fluorescent 3000K Warm White 85 CRI Medium Bi Pin Base (S8418) | https://www.lightingsupply.com/satco-nuvo-f32t8-830-env
Philips | 2.47 | 28 | 2725 | 97.3214 | 48 | 1 | 2.47 | F28T8 | 3500K | Philips 14733-0 28W 48 Inch T8 Linear Fluorescent 3500K 85 CRI Medium Bipin (G13) Base Tube (F32T8/ADV835/EW/ALTO28W) | https://www.lightingsupply.com/philips-f32t8-adv835-ew-alto28w
HyGrade | 6.88 | 32 | 2950 | 92.1875 | 48 | 1 | 6.88 | F32T8 | 3500K | Hygrade Satco S8478 32 Watt T8 Fluorescent 3500K Neutral White 85 CRI Medium Bi-Pin Base 2-Pack (F32T8/835/ENV/2PK 15/2PK) | https://www.lightingsupply.com/hygrade-f32t8-835-env-2pk-15-2pk
Sylvania | 5.14 | 32 | 2950 | 92.1875 | 48 | 1 | 5.14 | F32T8 | 4100K | Sylvania FO32841XPXLECO3 32W 48 Inch T8 Fluorescent 4100K 2950 Lumen 85 CRI Medium G13 Base Dimmable Bulb (21577) | https://www.lightingsupply.com/sylvania-fo32-841-xp-xl-eco3
SATCO/NUVO | 4.5 | 32 | 3100 | 96.875 | 48 | 1 | 4.5 | F32T8 | 5000K | SATCO/NUVO F32T8/850/HL/ENV 32W T8 Fluorescent 5000K Natural Light 85 CRI Medium Bi Pin Base (S8429) | https://www.lightingsupply.com/satco-nuvo-f32t8-850-hl-env
HyGrade | 5 | 32 | 2900 | 90.625 | 48 | 1 | 5 | F32T8 | 5000K | Hygrade Satco S8446 32 Watt T8 Fluorescent 5000K Natural Light 82 CRI Medium Bi-Pin Base (F32T8/850/XL/ENV) | https://www.lightingsupply.com/hygrade-f32t8-850-xl-env
EIKO | 12.77 | 32 | 2900 | 90.625 | 48 | 1 | 12.77 | F32T8 | 6500K | EIKO F32T8/865K-C Coated 32w Universal Start 6500K 85 CRI T-8 Medium Bi-Pin (F32T8/865K-C) | https://www.lightingsupply.com/eiko-f32t8-865k-c
Halco | 1.97 | 32 | 2755 | 86.0938 | 48 | 1 | 1.97 | F32T8 | 3500K | Halco 109400 32 48 Inch Fluorescent T8 3500K 2900 Lumen 86 CRI Medium Bipin (G13) Base Tube (F32T8/835/ECO) | https://www.lightingsupply.com/halco-f32t8-835-eco-109400
SATCO/NUVO | 4.12 | 28 | 3050 | 108.9286 | 48 | 1 | 4.12 | F28T8 | 4100K | SATCO/NUVO F28T8/841/ES/ENV 28W T8 Fluorescent 4100K Cool White 85 CRI Medium Bi Pin Base (S8424) | https://www.lightingsupply.com/satco-nuvo-f28t8-841-es-env
Sunlite | 2.68 | 32 | 2925 | 91.4062 | 48 | 1 | 2.68 | F32T8 | 6500K | Sunlite F32T8/SP865/30PK Fluorescent6500K 32 Watts 3050 Lumens Tubular T8 Medium Bipin (G13) Non-Dimmable (30192-SU) | https://www.lightingsupply.com/sunlite-30192-su
HyGrade | 6.88 | 32 | 2950 | 92.1875 | 48 | 1 | 6.88 | F32T8 | 4100K | Hygrade Satco S8479 32 Watt T8 Fluorescent 4100K Cool White 85 CRI Medium Bi-Pin Base 2-Pack (F32T8/841/ENV/2PK 15/2PK) | https://www.lightingsupply.com/hygrade-f32t8-841-env-2pk-15-2pk
SATCO/NUVO | 4.5 | 32 | 3000 | 93.75 | 48 | 1 | 4.5 | F32T8 | 4100K | SATCO/NUVO F32T8/841/HL/ENV 32W T8 Fluorescent 4100K Cool White 85 CRI Medium Bi Pin Base (S8428) | https://www.lightingsupply.com/satco-nuvo-f32t8-841-hl-env
HyGrade | 5 | 32 | 2850 | 89.0625 | 48 | 1 | 5 | F32T8 | 3500K | Hygrade Satco S8444 32 Watt T8 Fluorescent 3500K Neutral White 82 CRI Medium Bi-Pin Base (F32T8/835/XL/ENV) | https://www.lightingsupply.com/hygrade-f32t8-835-xl-env
Sylvania | 5.59 | 32 | 2725 | 85.1562 | 48 | 1 | 5.59 | F32T8 | 6500K | Sylvania FO32/865/XP/ECO 32W 48 Inch 6500K Medium Bipin G13 Base T8 Fluorescent Bulb (21720) | https://www.lightingsupply.com/sylvania-fo32-865-xp-eco
Sunlite | 3.22 | 32 | 3050 | 95.3125 | 48 | 1 | 3.22 | F32T8 | 5000K | Sunlite F32T8/SP850/10PK Fluorescent 5000K 32 Watts 3050 Lumens Tubular T8 Medium Bipin (G13) Non-Dimmable (30246-SU) | https://www.lightingsupply.com/philips-f32t8-adv841-ew-alto28w
Halco | 1.97 | 32 | 2900 | 90.625 | 48 | 1 | 1.97 | F32T8 | 5000K | Halco 109404 32 48 Inch Fluorescent T8 5000K 2900 Lumen 86 CRI Medium Bipin (G13) Base Tube (F32T8/850/ECO) | https://www.lightingsupply.com/sunlite-30246-su
Sunlite | 2.39 | 32 | 2850 | 89.0625 | 48 | 1 | 2.39 | F32T8 | 3500K | Sunlite F32T8/SP735 Fluorescent 3500K 32 Watts 2850 Lumens TUBULAR T8 Medium Bipin (G13) Non-Dimmable (30170-SU) | https://www.lightingsupply.com/halco-f32t8-850-eco-109404
HyGrade | 3.48 | 32 | 2850 | 89.0625 | 48 | 1 | 3.48 | F32T8 | 6500K | Hygrade Satco S8436 32 Watt T8 Fluorescent 6500K Daylight 82 CRI Medium Bi-Pin Base (F32T8/865/ENV) | https://www.lightingsupply.com/sunlite-30170-su
Philips | 7.67 | 32 | 2850 | 89.0625 | 48 | 1 | 7.67 | F32T8 | 4100K | Philips 32W 48 Inch T8 Linear Fluorescent 4100K Medium Bipin (G13) Base Shatter Resistant Coated Bulb (F32T8/841/SRC) | https://www.lightingsupply.com/hygrade-f32t8-865-env
TCP | 2.39 | 32 | 1340 | 41.875 | 48 | 1 | 2.39 | F32T8 | 3500K | 32W 48 Inch 3500K T8 Medium Bipin Base Bulb (31032835) | https://www.lightingsupply.com/shat-r-shield-46558
HyGrade | 5 | 32 | 3000 | 93.75 | 48 | 1 | 5 | F32T8 | 4100K | Hygrade Satco S8445 32 Watt T8 Fluorescent 4100K Cool White 82 CRI Medium Bi-Pin Base (F32T8/841/XL/ENV) | https://www.lightingsupply.com/tcp-f32t8-835-tcp
Philips | 7.18 | 32 | 2850 | 89.0625 | 48 | 1 | 7.18 | F32T8 | 3500K | Philips 32W 48 Inch T8 Linear Fluorescent 3500K 2500 Lumen Miniature Bipin Base Shatter Resistant Coated Bulb (F32T8/TL935/ALTO-TF) | https://www.lightingsupply.com/eiko-81174
GE | 2.94 | 32 | 2925 | 91.4062 | 48 | 1 | 2.94 | F32T8 | 3000K | GE 25611 32 Watt 48 Inch T8 Linear Fluorescent 3000K 85 CRI Medium Bipin (G13) Base Tube (F32T8/SPX30/ECO) | https://www.lightingsupply.com/halco-f32t8-841-eco-109402
GE | 2.55 | 32 | 2925 | 91.4062 | 48 | 1 | 2.55 | F32T8 | 4100K | GE 68852 32 Watt 48 Inch T8 Linear Fluorescent 4100K 80 CRI Medium Bipin (G13) Base Tube (F32T8/SPX50/ECO2) | https://www.lightingsupply.com/ge-f32t8-spx30-eco
Sunlite | 2.68 | 32 | 3050 | 95.3125 | 48 | 1 | 2.68 | F32T8 | 4100K | Sunlite F32T8/SP841 Fluorescent 4100K 32 Watts 3050 Lumens Tubular T8 Medium Bipin (G13) Non-Dimmable (30195-SU) | https://www.lightingsupply.com/ge-f32t8-spx41-eco2
EIKO | 2.78 | 28 | 2800 | 100 | 48 | 1 | 2.78 | F28T8 | 5000K | EIKO F28T8/850/ES 28W Energy Saving Universal Start 5000K 85 CRI Medium Bi-pin (06606) | https://www.lightingsupply.com/sunlite-30195-su
Philips | 7.18 | 32 | 2850 | 89.0625 | 48 | 1 | 7.18 | F32T8 | 3500K | Philips 32W 48 Inch T8 Linear Fluorescent 3500K 2850 Lumen Miniature Bipin Base Shatter Resistant Coated Bulb (F32T8/TL835/ALTO-TF) | https://www.lightingsupply.com/eiko-eiko-06606
Havells | 0.61 | 28 | 2775 | 99.1071 | 48 | 1 | 0.61 | F28T8 | 3500K | Havells 1901 28 Watt 48 Inch 3500K Medium Bipin (G13) Base T8 Energy Saver Fluorescent Bulb (F28T8/ES/835) | https://www.lightingsupply.com/philips-f32t8-tl835-alto-tf
Sylvania | 13.31 | 25 | 2850 | 114 | 48 | 1 | 13.31 | F25T8 | 3500K | Sylvania FO48/835/XP/ECO(IS) 25W 48 Inch 3500K Single Pin Base T8 Fluorescent Bulb (21599) | https://www.lightingsupply.com/havells-f28t8-es-835
USHIO | 1.81 | 32 | 3050 | 95.3125 | 48 | 1 | 1.81 | F32T8 | 3000K | Ushio F32T8/830 32 Watt 48 Inch T8 Fluorescent 3000K 3050 Lumens 85 CRI G13 Base Tube (3000099) | https://www.lightingsupply.com/sylvania-fo48-835-xp-eco-is
Sunlite | 2.39 | 32 | 2850 | 89.0625 | 48 | 1 | 2.39 | F32T8 | 5000K | Sunlite F32T8/SP750 Fluorescent 5000K 32 Watts 2850 Lumens Tubular T8 Medium Bipin (G13) Non-Dimmable (30185-SU) | https://www.lightingsupply.com/ushio-3000099
GE | 0.5 | 28 | 2600 | 92.8571 | 48 | 1 | 0.5 | F28T8 | 3500K | GE 93902 28 Watt 48 Inch T8 Linear Fluorescent 3500K 82 CRI Medium Bipin (G13) Base Ultra Energy SAVING ECOLUX Tube (F28T8/SXL/SPX35/ECO) | https://www.lightingsupply.com/sunlite-30185-su
GE | 2.55 | 32 | 2950 | 92.1875 | 48 | 1 | 2.55 | F32T8 | 5000K | GE 68853 32 Watt 48 Inch T8 Linear Fluorescent 5000K 80 CRI Medium Bipin (G13) Base Tube (F32T8/SPX50/ECO2) | https://www.lightingsupply.com/ge-f28t8-sxl-spx35-eco
GE | 5.3 | 32 | 3000 | 93.75 | 48 | 1 | 5.3 | F32T8 | 5000K | GE 42556 32 Watt 48 Inch T8 137V 5000K 3000 Lumen 80 CRI Medium (G13) Bipin Base Tube (F32T8/XL/SPX50/HL/ECO) | https://www.lightingsupply.com/ge-f32t8-spx50-eco2
SATCO/NUVO | 6.88 | 32 | 2950 | 92.1875 | 48 | 1 | 6.88 | F32T8 | 4100K | SATCO/NUVO F32T8/841/ENV 32W T8 Fluorescent 4100K Cool White 85 CRI Medium Bi Pin Base 2-Pack (S8479) | https://www.lightingsupply.com/ge-f32t8-xl-spx50-hl-eco
Sunlite | 2.68 | 32 | 3100 | 96.875 | 48 | 1 | 2.68 | F32T8 | 5000K | Sunlite F32T8/SP850 Fluorescent 5000K 32 Watts 3100 Lumens Tubular T8 Medium Bipin (G13) Non-Dimmable (30199-SU) | https://www.lightingsupply.com/satco-nuvo-f32t8-841-env
Halco | 4.47 | 28 | 2660 | 95 | 48 | 1 | 4.47 | F28T8 | 3000K | Halco 35175 28 48 Inch Fluorescent T8 3000K 2660 Lumen 86 CRI Medium Bipin (G13) Base Tube (F28T8/830/ECO) | https://www.lightingsupply.com/sunlite-30199-su
Philips | 14.15 | 32 | 2000 | 62.5 | 48 | 1 | 14.15 | F32T8 | 5000K | Philips 209056 F32T8/TL950 SLV 32W 48 Inch 5000K 98 CRI Medium Bipin G13 Base T8 Fluorescent Bulb - SLV (927942009520) | https://www.lightingsupply.com/halco-f28t8-830-eco
Halco | 1.78 | 32 | 2900 | 90.625 | 48 | 1 | 1.78 | F32T8 | 6500K | Halco 109428 32 48 Inch Fluorescent T8 6500K 2900 Lumen 86 CRI Medium Bipin (G13) Base Tube (F32T8/865/ECO) | https://www.lightingsupply.com/philips-f32t8-tl950
Philips | 2.49 | 28 | 2675 | 95.5357 | 48 | 1 | 2.49 | F28T8 | 5000K | Philips 14735-5 28W 48 Inch T8 Linear Fluorescent 5000K 82 CRI Medium Bipin (G13) Base Tube (F32T8/ADV850/EW/ALTO28W) | https://www.lightingsupply.com/halco-f32t8-865-eco
Philips | 1.63 | 32 | 2600 | 81.25 | 48 | 1 | 1.63 | F32T8 | 4100K | Philips 479626 F32T8/TL941/ALTO 32W 48 Inch 4100K T8 Medium Bipin Base Bulb (927871203901) | https://www.lightingsupply.com/philips-f32t8-adv850-ew-alto28w
Sylvania | 3.02 | 32 | 2800 | 87.5 | 48 | 1 | 3.02 | F32T8 | 5000K | Sylvania FO32/850/ECO 32W 48 Inch T8 Linear Fluorescent 5000K 80 CRI Medium Bipin G13 Base Tube (22143) | https://www.lightingsupply.com/philips-f32t8-tl941-alto
Philips | 3.56 | 32 | 2850 | 89.0625 | 48 | 1 | 3.56 | F32T8 | 5000K | Philips 281816 F32T8/TL850 PLUS ALTO HV 32W 48 Inch 5000K Medium Bipin G13 Base T8 Fluorescent Bulb (927852085002) | https://www.lightingsupply.com/sylvania-fo32-850-eco
Sylvania | 5.19 | 32 | 2950 | 92.1875 | 48 | 1 | 5.19 | F32T8 | 5000K | Sylvania 21880 32 Watt 48 Inch 5000K Medium Bipin (G13) Base T8 Fluorescent Bulb (FO32/950/48) | https://www.lightingsupply.com/philips-f32t8-tl850plus-alto
Sylvania | 3.01 | 32 | 1800 | 56.25 | 48 | 1 | 3.01 | F32T8 | 3500K | Sylvania FO32/835/ECO 32W 48 Inch 3500K Medium Bipin G13 Base T8 Fluorescent Bulb (21779) | https://www.lightingsupply.com/sylvania-fo32-950-48
USHIO | 2.82 | 32 | 2950 | 92.1875 | 48 | 1 | 2.82 | F32T8 | 4100K | Ushio F32T8/841 HL 32 Watt 48 Inch T8 Fluorescent 4100K 3150 Lumens 85 CRI G13 Base Tube (3000480) | https://www.lightingsupply.com/sylvania-fo32-835-eco
HyGrade | 4.5 | 32 | 3150 | 98.4375 | 48 | 1 | 4.5 | F32T8 | 6500K | Hygrade Satco S8430 32 Watt T8 Fluorescent 6500K Daylight 85 CRI Medium Bi-Pin Base (F32T8/865/HL/ENV) | https://www.lightingsupply.com/ushio-3000480
SATCO/NUVO | 3.48 | 32 | 3000 | 93.75 | 48 | 1 | 3.48 | F32T8 | 5000K | SATCO/NUVO F32T8/850/ENV 32W T8 Fluorescent 5000K Natural Light 85 CRI Medium Bi Pin Base (S8421) | https://www.lightingsupply.com/hygrade-f32t8-865-hl-env
SATCO/NUVO | 3.48 | 32 | 2900 | 90.625 | 48 | 1 | 3.48 | F32T8 | 3500K | SATCO/NUVO F32T8/835/ENV 32W T8 Fluorescent 3500K Neutral White 85 CRI Medium Bi Pin Base (S8419) | https://www.lightingsupply.com/satco-nuvo-f32t8-850-env
Bulbrite | 4.45 | 32 | 2950 | 92.1875 | 48 | 1 | 4.45 | F32T8 | 4100K | Bulbrite F32T8/841/EW Energy Wiser 32W 4100K Linear Tube T8 Bipin Base Fluorescent Lamp (528732) | https://www.lightingsupply.com/shat-r-shield-46536s
Sylvania | 9.39 | 32 | 3000 | 93.75 | 48 | 1 | 9.39 | F32T8 | 5000K | Sylvania 32 Watt 48 Inch T8 Linear Fluorescent 5000K Medium Bipin (G13) Base Shatter Resistant Tube (FO32/850/SRC) | https://www.lightingsupply.com/bulbrite-f32t8-841-ew
Sunlite | 3.22 | 32 | 3100 | 96.875 | 48 | 1 | 3.22 | F32T8 | 3500K | Sunlite F32T8/SP835/10PK Fluorescent 3500K 32 Watts 3050 Lumens Tubular T8 Medium Bipin (G13) Non-Dimmable (30244-SU) | https://www.lightingsupply.com/philips-f32t8-adv841-alto
SATCO/NUVO | 4.12 | 28 | 3050 | 108.9286 | 48 | 1 | 4.12 | F28T8 | 5000K | SATCO/NUVO F28T8/850/ES/ENV 28W T8 Fluorescent 5000K Natural Light 85 CRI Medium Bi Pin Base (S8425) | https://www.lightingsupply.com/sunlite-30244-su
Sylvania | 4.34 | 32 | 2755 | 86.0938 | 48 | 1 | 4.34 | F32T8 | 5000K | Sylvania S2919 32 Watt T8 Fluorescent 5000K Natural Light 80 CRI Medium Bi-Pin Base (F32T8/850/ECO) | https://www.lightingsupply.com/satco-nuvo-f28t8-850-es-env
GE | 3.48 | 32 | 2800 | 87.5 | 48 | 1 | 3.48 | F32T8 | 6500K | GE 66342 32 Watt 48 Inch T8 Linear Fluorescent6500K 78 CRI Medium Bipin (G13) Base Tube (F32T8/SPX65/ECO2) | https://www.lightingsupply.com/sylvania-f32t8-850-eco
TCP | 2.35 | 32 | 3000 | 93.75 | 48 | 1 | 2.35 | F32T8 | 4100K | TCP 32W 48 Inch 4100K Medium Bipin G13 Base T8 Fluorescent Bulb (31032841) | https://www.lightingsupply.com/eiko-eiko-06571
EIKO | 2.47 | 32 | 3000 | 93.75 | 48 | 1 | 2.47 | F32T8 | 4100K | EIKO F32T8/841K 32W Universal Start 4100K 85 CRI T-8 Medium Bi-pin (49589) | https://www.lightingsupply.com/philips-f32t8-tl841plus-alto
Philips | 1.49 | 32 | 2950 | 92.1875 | 48 | 1 | 1.49 | F32T8 | 5000K | Philips 479634 F32T8/TL950/ALTO 32W 48 Inch 5000K T8 90 CRI Medium Bipin Base Bulb (927871205501) | https://www.lightingsupply.com/eiko-49589
HyGrade | 5 | 32 | 2950 | 92.1875 | 48 | 1 | 5 | F32T8 | 6500K | Hygrade Satco S8447 32 Watt T8 Fluorescent 6500K Daylight 82 CRI Medium Bi-Pin Base (F32T8/865/XL/ENV) | https://www.lightingsupply.com/philips-f32t8-tl950-alto
USHIO | 2.32 | 32 | 2900 | 90.625 | 48 | 1 | 2.32 | F32T8 | 3500K | Ushio F32T8/835 32 Watt 48 Inch T8 Fluorescent 3500K 3050 Lumens 85 CRI G13 Base Tube (3000100) | https://www.lightingsupply.com/shat-r-shield-46466s
Sylvania | 1.85 | 32 | 3000 | 93.75 | 48 | 1 | 1.85 | F32T8 | 6500K | Sylvania FO32/V65/ECO 32W 48 Inch T8 Linear Fluorescent6500K 90 CRI Medium Bipin G13 Base Tube (22440) | https://www.lightingsupply.com/ushio-3000100
Sylvania | 2.68 | 32 | 3050 | 95.3125 | 48 | 1 | 2.68 | F32T8 | 4100K | Sylvania FO32/841/ECO 32W 48 Inch T8 Linear Fluorescent 4100K 85 CRI Medium Bipin G13 Base Tube (21781) | https://www.lightingsupply.com/eiko-eiko-06569
SATCO/NUVO | 4.12 | 28 | 2750 | 98.2143 | 48 | 1 | 4.12 | F28T8 | 3000K | SATCO/NUVO F28T8/830/ES/ENV 28W T8 Fluorescent 3000K Warm White 85 CRI Medium Bi Pin Base (S8422) | https://www.lightingsupply.com/satco-nuvo-f28t8-830-es-env
Sunlite | 2.68 | 32 | 3050 | 95.3125 | 48 | 1 | 2.68 | F32T8 | 3500K | Sunlite F32T8/SP835 Fluorescent 3500K 32 Watts 3050 Lumens Tubular T8 Medium Bipin (G13) Non-Dimmable (30175-SU) | https://www.lightingsupply.com/sunlite-30175-su
Philips | 2.53 | 28 | 2725 | 97.3214 | 48 | 1 | 2.53 | F28T8 | 3000K | Philips 281014 F32T8/ADV830/EW/ALTO 28W 48 Inch T8 Linear Fluorescent 3000K 85 CRI Medium Bipin G13 Base Bulb (927852283103) | https://www.lightingsupply.com/philips-f32t8-adv830-ew-alto28w
USHIO | 3.13 | 32 | 2950 | 92.1875 | 48 | 1 | 3.13 | F32T8 | 5000K | Ushio F32T8/850 32 Watt 48 Inch T8 Fluorescent 5000K 2950 Lumens 85 CRI G13 Base Tube (3000102) | https://www.lightingsupply.com/ushio-3000102
EIKO | 2.97 | 32 | 2950 | 92.1875 | 48 | 1 | 2.97 | F32T8 | 3500K | EIKO F32T8/835K 32W Universal Start 3500K 85 CRI T-8 Medium Bi-pin (49588) | https://www.lightingsupply.com/eiko-49588

## LED Material Cost
1
Brand | Price | Wattage | lumens | Lumen Efficacy | Fluorescent T8 Equiv | Replacement Type | TLED UL Type | Dimmable | DLC | Length [in.] | Beam Angle | CRI | CCT | Case Qty | Case Cost | Product | URL | Type
EURI | 6.98 | 13 | 1650 | 126.9231 | 39 Watts (Fluo) | Ballast Compatible | Type A | No | No | 48.05 | 270 | 80 | 4000K | 25 | 174.5 | EURI Lighting ET8-1141-13; 13W; LED T8 Retrofit; 4000K; Medium Bi Pin G13; 1650 Lumens; 100-277V; Non-Dimmable | https://buyledonline.com/led-retrofit-tubes/led-t8-linear-tubes/led-4ft-t8-linear-tubes/euri-lighting-et8-1141-13-13w-led-t8-retrofit-4000k-medium-bi-pin-g13-1650-lumens-100-277v-non-dimmable.html
EURI | 6.98 | 13 | 1650 | 126.9231 | 39 Watts (Fluo) | Ballast Compatible | Type A | No | No | 48.05 | 270 | 80 | 5000K | 25 | 174.5 | EURI Lighting ET8-1151-13; 13W; LED T8 Retrofit; 5000K; Medium Bi Pin G13; 1650 Lumens; 100-277V; Non-Dimmable | https://buyledonline.com/led-retrofit-tubes/led-t8-linear-tubes/led-4ft-t8-linear-tubes/euri-lighting-et8-1151-13-13w-led-t8-retrofit-5000k-medium-bi-pin-g13-1650-lumens-100-277v-non-dimmable.html
Halco | 6.38 | 12 | 1800 | 150 | 32 Watts (Fluo) | Ballast Compatible | Type A | Yes | Yes | 48 | 270 | 82 | 3500K | 25 | 159.5 | Halco 83880 T8FR12/835/DIR4/LED LED T8 12W 3500K Ballast Compatible Direct Replacement 48 G13 ProLED | https://buyledonline.com/led-retrofit-tubes/led-t8-linear-tubes/led-4ft-t8-linear-tubes/halco-83880-halco-83880-t8fr12-835-dir4-led-led-t8-12w-3500k-ballast-compatible-direct-replacement-48-g13-proled.html
Halco | 6.38 | 12 | 1850 | 154.1667 | 32 Watts (Fluo) | Ballast Compatible | Type A | Yes | Yes | 48 | 270 | 82 | 4000K | 25 | 159.5 | Halco 83881 T8FR12/840/DIR4/LED LED T8 12W 4000K Ballast Compatible Direct Replacement 48 G13 ProLED | https://buyledonline.com/led-retrofit-tubes/led-t8-linear-tubes/led-4ft-t8-linear-tubes/halco-83881-halco-83881-t8fr12-840-dir4-led-led-t8-12w-4000k-ballast-compatible-direct-replacement-48-g13-proled.html
Halco | 6.38 | 12 | 1850 | 154.1667 | 32 Watts (Fluo) | Ballast Compatible | Type A | Yes | Yes | 48 | 270 | 82 | 5000K | 25 | 159.5 | Halco 83882 T8FR14/850/DIR4/LED LED T8 12W 5000K Ballast Compatible Direct Replacement 48 G13 ProLED | https://buyledonline.com/led-retrofit-tubes/led-t8-linear-tubes/led-4ft-t8-linear-tubes/halco-83882-halco-83882-t8fr14-850-dir4-led-led-t8-12w-5000k-ballast-compatible-direct-replacement-48-g13-proled.html
Halco | 5.75 | 15 | 2000 | 133.3333 | 32 Watts (Fluo) | Ballast Compatible | Type A | No | Yes | 48 | 160 | 82 | 4000K | 25 | 143.75 | Halco 84064 T8FR15/840/DIR/ECO/LED2 LED ECO T8 15W 4000K Ballast Compatible Direct Replacement ProLED | https://buyledonline.com/led-retrofit-tubes/led-t8-linear-tubes/led-4ft-t8-linear-tubes/halco-84064-t8fr15-840-dir-eco-led2-84064-led-eco-t8-15w-4000k-ballast-compatible-direct-replacement-proled.html
Halco | 5.75 | 15 | 2000 | 133.3333 | 32 Watts (Fluo) | Ballast Compatible | Type A | No | Yes | 48 | 160 | 82 | 5000K | 25 | 143.75 | Halco 84065 T8FR15/850/DIR/ECO/LED2 LED ECO T8 15W 5000K Ballast Compatible Direct Replacement ProLED | https://buyledonline.com/led-retrofit-tubes/led-t8-linear-tubes/led-4ft-t8-linear-tubes/halco-84065-t8fr15-850-dir-eco-led2-84065-led-eco-t8-15w-5000k-ballast-compatible-direct-replacement-proled.html
Maxlite | 10.23 | 13 | 1800 | 138.4615 | 32 Watts (Fluo) | Dual Compatible | Type A+B | Yes | Yes | 48 | 180 | 80 | 3500K | 25 | 255.75 | Maxlite L12T8AB435-CG (102774) 12W 4-FT LED T8 3500K ¦ UL-A+B | https://buyledonline.com/led-retrofit-tubes/led-t8-linear-tubes/led-4ft-t8-linear-tubes/maxlite-l12t8ab435-cg-102774-12w-4-ft-led-t8-3500k-ul-a-b.html
Maxlite | 10.23 | 13 | 1900 | 146.1538 | 32 Watts (Fluo) | Dual Compatible | Type A+B | Yes | Yes | 48 | 180 | 80 | 4000K | 25 | 255.75 | Maxlite L12T8AB440-CG (102775) 12W 4-FT LED T8 4000K ¦ UL-A+B | https://buyledonline.com/led-retrofit-tubes/led-t8-linear-tubes/led-4ft-t8-linear-tubes/maxlite-l12t8ab440-cg-102775-12w-4-ft-led-t8-4000k-ul-a-b.html
Maxlite | 10.23 | 13 | 1900 | 146.1538 | 32 Watts (Fluo) | Dual Compatible | Type A+B | Yes | Yes | 48 | 180 | 80 | 5000K | 25 | 255.75 | Maxlite L12T8AB450-CG (102776) 12W 4-FT LED T8 5000K ¦ UL-A+B | https://buyledonline.com/led-retrofit-tubes/led-t8-linear-tubes/led-4ft-t8-linear-tubes/maxlite-l12t8ab450-cg-102776-12w-4-ft-led-t8-5000k-ul-a-b.html
Maxlite | 6.43 | 13 | 1800 | 138.4615 | 32 Watts (Fluo) | Ballast Compatible | Type A | No | Yes | 48 | 330 | 82 | 3500K | 25 | 160.75 | Maxlite L13T8DF435-CG5 (14098818) 13W 4-FT DirectFit LED T8 3500K Coated Glass G5 (UL-A) | https://buyledonline.com/led-retrofit-tubes/led-t8-linear-tubes/led-4ft-t8-linear-tubes/maxlite-l13t8df435-cg5-14098818-13w-4-ft-directfit-led-t8-3500k-coated-glass-g5-ul-a.html
Maxlite | 6.43 | 13 | 1850 | 142.3077 | 32 Watts (Fluo) | Ballast Compatible | Type A | No | Yes | 48 | 330 | 82 | 4000K | 25 | 160.75 | Maxlite L13T8DF440-CG5 (14098819) 13W 4-FT DirectFit LED T8 4000K Coated Glass G5 (UL-A) | https://buyledonline.com/led-retrofit-tubes/led-t8-linear-tubes/led-4ft-t8-linear-tubes/maxlite-l13t8df440-cg5-14098819-13w-4-ft-directfit-led-t8-4000k-coated-glass-g5-ul-a.html
Maxlite | 6.43 | 13 | 1900 | 146.1538 | 32 Watts (Fluo) | Ballast Compatible | Type A | No | Yes | 48 | 330 | 82 | 5000K | 25 | 160.75 | Maxlite L13T8DF450-CG5 (14098820) 13W 4-FT DirectFit LED T8 5000K Coated Glass G5 (UL-A) | https://buyledonline.com/led-retrofit-tubes/led-t8-linear-tubes/led-4ft-t8-linear-tubes/maxlite-l13t8df450-cg5-14098820-13w-4-ft-directfit-led-t8-5000k-coated-glass-g5-ul-a.html
Maxlite | 7.21 | 14 | 1800 | 128.5714 | 32 Watts (Fluo) | Ballast Compatible | Type A | No | Yes | 48 | 330 | 82 | 4000K | 25 | 180.25 | Maxlite L14T8DF440-G (75306) 14W 4-FT DirectFit LED T8 4000K Glass (UL-A) | https://buyledonline.com/led-retrofit-tubes/led-t8-linear-tubes/led-4ft-t8-linear-tubes/maxlite-l14t8df440-g-75306-14w-4-ft-directfit-led-t8-4000k-glass-ul-a.html
Maxlite | 7.6 | 14 | 2100 | 150 | 32 Watts (Fluo) | Ballast Compatible | Type A | No | Yes | 48 | 330 | 81 | 4000K | 25 | 190 | Maxlite L14T8DF440-GA (1409607) 14W 4-FT DirectFit LED T8 4000K Glass (UL-A) | https://buyledonline.com/led-retrofit-tubes/led-t8-linear-tubes/led-4ft-t8-linear-tubes/maxlite-l14t8df440-ga-1409607-14w-4-ft-directfit-led-t8-4000k-glass-ul-a.html
Maxlite | 7.6 | 14 | 2100 | 150 | 32 Watts (Fluo) | Ballast Compatible | Type A | No | Yes | 48 | 330 | 81 | 5000K | 25 | 190 | Maxlite L14T8DF450-GA (1409608) 14W 4-FT DirectFit LED T8 5000K Glass (UL-A) | https://buyledonline.com/led-retrofit-tubes/led-t8-linear-tubes/led-4ft-t8-linear-tubes/maxlite-l14t8df450-ga-1409608-14w-4-ft-directfit-led-t8-5000k-glass-ul-a.html
Maxlite | 14.88 | 15 | 1900 | 126.6667 | 32 Watts (Fluo) | Ballast Compatible | Type A | Yes | No | 48 | 330 | 85 | 4000K | 25 | 372 | Maxlite L18T8DF440-G (74494) 18W 4-FT DirectFit LED T8 4000K - Glass - UL Type A | https://buyledonline.com/led-retrofit-tubes/led-t8-linear-tubes/led-4ft-t8-linear-tubes/maxlite-l18t8df440-g-74494-18w-4-ft-directfit-led-t8-4000k-glass-ul-type-a.html
Maxlite | 11.55 | 13 | 1700 | 130.7692 | 32 Watts (Fluo) | Ballast Compatible | Type A | No | Yes | 48 | 330 | 83 | 3500K | 25 | 288.75 | Maxlite L9.5T8DF435-CG (14099192) 9.5W 4-FT DirectFit LED T8 3500K Coated Glass (UL-A) | https://buyledonline.com/led-retrofit-tubes/led-t8-linear-tubes/led-4ft-t8-linear-tubes/maxlite-l9-5t8df435-cg-14099192-9-5w-4-ft-directfit-led-t8-3500k-coated-glass-ul-a.html
Maxlite | 11.55 | 13 | 1800 | 138.4615 | 32 Watts (Fluo) | Ballast Compatible | Type A | No | Yes | 48 | 330 | 83 | 4000K | 25 | 288.75 | Maxlite L9.5T8DF440-CG (14099190) 9.5W 4-FT DirectFit LED T8 4000K Coated Glass (UL-A) | https://buyledonline.com/led-retrofit-tubes/led-t8-linear-tubes/led-4ft-t8-linear-tubes/maxlite-l9-5t8df440-cg-14099190-9-5w-4-ft-directfit-led-t8-4000k-coated-glass-ul-a.html
Maxlite | 11.55 | 13 | 1800 | 138.4615 | 32 Watts (Fluo) | Ballast Compatible | Type A | No | Yes | 48 | 330 | 83 | 5000K | 25 | 288.75 | Maxlite L9.5T8DF450-CG (14099191) 9.5W 4-FT DirectFit LED T8 5000K Coated Glass (UL-A) | https://buyledonline.com/led-retrofit-tubes/led-t8-linear-tubes/led-4ft-t8-linear-tubes/maxlite-l9-5t8df450-cg-14099191-9-5w-4-ft-directfit-led-t8-5000k-coated-glass-ul-a.html
Naturaled | 6.98 | 13 | 1650 | 126.9231 | 32 Watts (Fluo) | Ballast Compatible | Type A | No | Yes | 48 | 320 | 80 | 4000K | 25 | 174.5 | NaturaLED 4536 LED13T8/FR16/840/IF 13W LED T8 4000K Medium Bi Pin (G13) Base Non-Dimmable | https://buyledonline.com/led-retrofit-tubes/led-t8-linear-tubes/led-4ft-t8-linear-tubes/naturaled-4536-led13t8-fr16-840-if-13w-led-t8-4000k-medium-bi-pin-g13-base-non-dimmable.html
Naturaled | 6.98 | 13 | 1650 | 126.9231 | 32 Watts (Fluo) | Ballast Compatible | Type A | No | Yes | 48 | 320 | 80 | 5000K | 25 | 174.5 | NaturaLED 4537 LED13T8/FR16/850/IF 13W LED T8 5000K Medium Bi Pin (G13) Base Non-Dimmable | https://buyledonline.com/led-retrofit-tubes/led-t8-linear-tubes/led-4ft-t8-linear-tubes/naturaled-4537-led13t8-fr16-850-if-13w-led-t8-5000k-medium-bi-pin-g13-base-non-dimmable.html
Naturaled | 8.53 | 14 | 1800 | 128.5714 | 32 Watts (Fluo) | Dual Compatible | Type A+B | No | Yes | 48 | 325 | 80 | 4000K | 25 | 213.25 | NaturaLED 4538 LED14T8/FR18/840/UNV 14W LED T8 4000K Medium Bi Pin (G13) Base 120-277V Non-Dimmable | https://buyledonline.com/led-retrofit-tubes/led-t8-linear-tubes/led-4ft-t8-linear-tubes/naturaled-4538-led14t8-fr18-840-unv-14w-led-t8-4000k-medium-bi-pin-g13-base-120-277v-non-dimmable.html
Naturaled | 8.53 | 14 | 1800 | 128.5714 | 32 Watts (Fluo) | Dual Compatible | Type A+B | No | Yes | 48 | 325 | 80 | 5000K | 25 | 213.25 | NaturaLED 4539 LED14T8/FR18/850/UNV 14W LED T8 5000K Medium Bi Pin (G13) Base 120-277V Non-Dimmable | https://buyledonline.com/led-retrofit-tubes/led-t8-linear-tubes/led-4ft-t8-linear-tubes/naturaled-4539-led14t8-fr18-850-unv-14w-led-t8-5000k-medium-bi-pin-g13-base-120-277v-non-dimmable.html
Naturaled | 5.43 | 14 | 1875 | 133.9286 | 32 Watts (Fluo) | Ballast Compatible | Type A | No | No | 48 | 325 | 80 | 4000K | 25 | 135.75 | NaturaLED 5990 LED14T8/FR18/840/IF 14W LED T8 4000K Medium Bi Pin (G13) Base Non-Dimmable | https://buyledonline.com/led-retrofit-tubes/led-t8-linear-tubes/led-4ft-t8-linear-tubes/naturaled-led14t8-fr18-840-if-5990-led-10w-5000k-g13.html
Naturaled | 7.67 | 15 | 1800 | 120 | 32 Watts (Fluo) | Ballast Compatible | Type A | No | Yes | 48 | 325 | 80 | 4000K | 25 | 191.75 | NaturaLED 5955 LED15T8/FR18/840G1 15W LED T8 4000K Medium Bi Pin (G13) Base 120-277V Non-Dimmable | https://buyledonline.com/led-retrofit-tubes/led-t8-linear-tubes/led-4ft-t8-linear-tubes/naturaled-led15t8-fr18-840-5955-led-11w-5000k-g13.html
Naturaled | 7.67 | 15 | 1800 | 120 | 32 Watts (Fluo) | Ballast Compatible | Type A | No | Yes | 48 | 325 | 80 | 5000K | 25 | 191.75 | NaturaLED 5956 LED15T8/FR18/850G1 15W LED T8 5000K Medium Bi Pin (G13) Base 120-277V Non-Dimmable | https://buyledonline.com/led-retrofit-tubes/led-t8-linear-tubes/led-4ft-t8-linear-tubes/naturaled-led15t8-fr18-850-5956-led-11w-4000k-g13.html
SATCO | 7.95 | 12 | 1700 | 141.6667 | 32 Watts (Fluo) | Check Ballast for Dimmer Compatibility | Type A | Yes | No | 48 | 210 | 82 | 3000K | 25 | 198.75 | Satco S39934 12T8/LED/48-830/DR 12W T8 LED; Medium bi-pin base; 3000K; 50000 Average rated hours; 1700 Lumens; Type A; Ballast dependent | https://buyledonline.com/led-retrofit-tubes/led-t8-linear-tubes/led-4ft-t8-linear-tubes/satco-s39934-12t8-led-48-830-dr-12w-t8-led-medium-bi-pin-base-3000k-50000-average-rated-hours-1700-lumens-type-a-ballast-dependent.html
SATCO | 7.95 | 12 | 1700 | 141.6667 | 32 Watts (Fluo) | Check Ballast for Dimmer Compatibility | Type A | Yes | No | 48 | 210 | 82 | 3500K | 25 | 198.75 | Satco S39935 12T8/LED/48-835/DR 12W T8 LED; Medium bi-pin base; 3500K; 50000 Average rated hours; 1700 Lumens; Type A; Ballast dependent | https://buyledonline.com/led-retrofit-tubes/led-t8-linear-tubes/led-4ft-t8-linear-tubes/satco-s39935-12t8-led-48-835-dr-12w-t8-led-medium-bi-pin-base-3500k-50000-average-rated-hours-1700-lumens-type-a-ballast-dependent.html
SATCO | 7.95 | 12 | 1800 | 150 | 32 Watts (Fluo) | Check Ballast for Dimmer Compatibility | Type A | Yes | No | 48 | 210 | 82 | 4000K | 25 | 198.75 | Satco S39936 12T8/LED/48-840/DR 12W T8 LED; Medium bi-pin base; 4000K; 50000 Average rated hours; 1800 Lumens; Type A; Ballast dependent | https://buyledonline.com/led-retrofit-tubes/led-t8-linear-tubes/led-4ft-t8-linear-tubes/satco-s39936-12t8-led-48-840-dr-12w-t8-led-medium-bi-pin-base-4000k-50000-average-rated-hours-1800-lumens-type-a-ballast-dependent.html
SATCO | 7.95 | 12 | 1800 | 150 | 32 Watts (Fluo) | Check Ballast for Dimmer Compatibility | Type A | Yes | No | 48 | 210 | 82 | 5000K | 25 | 198.75 | Satco S39937 12T8/LED/48-850/DR 12W T8 LED; Medium bi-pin base; 5000K; 50000 Average rated hours; 1800 Lumens; Type A; Ballast dependent | https://buyledonline.com/led-retrofit-tubes/led-t8-linear-tubes/led-4ft-t8-linear-tubes/satco-s39937-12t8-led-48-850-dr-12w-t8-led-medium-bi-pin-base-5000k-50000-average-rated-hours-1800-lumens-type-a-ballast-dependent.html
SATCO | 7.95 | 15 | 2100 | 140 | 32 Watts (Fluo) | Check Ballast for Dimmer Compatibility | Type A | Yes | No | 48 | 210 | 82 | 3000K | 25 | 198.75 | Satco S39975 15T8/LED/48-830/DR 15W T8 LED; Medium bi-pin base; 3000K; 50000 Average rated hours; 2100 Lumens; Type A; Ballast dependent | https://buyledonline.com/led-retrofit-tubes/led-t8-linear-tubes/led-4ft-t8-linear-tubes/satco-s39975-15t8-led-48-830-dr-15w-t8-led-medium-bi-pin-base-3000k-50000-average-rated-hours-2100-lumens-type-a-ballast-dependent.html
SATCO | 7.95 | 15 | 2100 | 140 | 32 Watts (Fluo) | Check Ballast for Dimmer Compatibility | Type A | Yes | No | 48 | 210 | 82 | 3500K | 25 | 198.75 | Satco S39976 15T8/LED/48-835/DR 15W T8 LED; Medium bi-pin base; 3500K; 50000 Average rated hours; 2100 Lumens; Type A; Ballast dependent | https://buyledonline.com/led-retrofit-tubes/led-t8-linear-tubes/led-4ft-t8-linear-tubes/satco-s39976-15t8-led-48-835-dr-15w-t8-led-medium-bi-pin-base-3500k-50000-average-rated-hours-2100-lumens-type-a-ballast-dependent.html
SATCO | 7.95 | 15 | 2200 | 146.6667 | 32 Watts (Fluo) | Check Ballast for Dimmer Compatibility | Type A | Yes | No | 48 | 210 | 82 | 4000K | 25 | 198.75 | Satco S39977 15T8/LED/48-840/DR 15W T8 LED; Medium bi-pin base; 4000K; 50000 Average rated hours; 2200 Lumens; Type A; Ballast dependent | https://buyledonline.com/led-retrofit-tubes/led-t8-linear-tubes/led-4ft-t8-linear-tubes/satco-s39977-15t8-led-48-840-dr-15w-t8-led-medium-bi-pin-base-4000k-50000-average-rated-hours-2200-lumens-type-a-ballast-dependent.html
SATCO | 7.95 | 15 | 2200 | 146.6667 | 32 Watts (Fluo) | Check Ballast for Dimmer Compatibility | Type A | Yes | No | 48 | 210 | 82 | 5000K | 25 | 198.75 | Satco S39978 15T8/LED/48-850/DR 15W T8 LED; Medium bi-pin base; 5000K; 50000 Average rated hours; 2200 Lumens; Type A; Ballast dependent | https://buyledonline.com/led-retrofit-tubes/led-t8-linear-tubes/led-4ft-t8-linear-tubes/satco-s39978-15t8-led-48-850-dr-15w-t8-led-medium-bi-pin-base-5000k-50000-average-rated-hours-2200-lumens-type-a-ballast-dependent.html
SATCO | 12.95 | 13 | 1800 | 138.4615 | 28 Watts (Fluo) | Dual Compatible | Type A+B | No | No | 48 | 240 | 83 | 3000K | 25 | 323.75 | Satco S8890 13T8/LED/48-830/DUAL/BP-DR 13W T8 LED; Type A + Type B; Medium bi-pin base; 3000K; 50000 Average rated hours; 1800 Lumens | https://buyledonline.com/led-retrofit-tubes/led-t8-linear-tubes/led-4ft-t8-linear-tubes/satco-s8890-13w-t8-led-type-a-type-b-medium-bi-pin-base-3000k-50000-average-rated-hours-1800-lumens.html
SATCO | 12.95 | 13 | 1800 | 138.4615 | 28 Watts (Fluo) | Dual Compatible | Type A+B | No | No | 48 | 240 | 83 | 3500K | 25 | 323.75 | Satco S8891 13T8/LED/48-835/DUAL/BP-DR 13W T8 LED; Type A + Type B; Medium bi-pin base; 3500K; 50000 Average rated hours; 1800 Lumens | https://buyledonline.com/led-retrofit-tubes/led-t8-linear-tubes/led-4ft-t8-linear-tubes/satco-s8891-13w-t8-led-type-a-type-b-medium-bi-pin-base-3500k-50000-average-rated-hours-1800-lumens.html
SATCO | 12.95 | 13 | 1900 | 146.1538 | 28 Watts (Fluo) | Dual Compatible | Type A+B | No | No | 48 | 240 | 83 | 4000K | 25 | 323.75 | Satco S8892 13T8/LED/48-840/DUAL/BP-DR 13W T8 LED; Type A + Type B; Medium bi-pin base; 4000K; 50000 Average rated hours; 1900 Lumens | https://buyledonline.com/led-retrofit-tubes/led-t8-linear-tubes/led-4ft-t8-linear-tubes/satco-s8892-13w-t8-led-type-a-type-b-medium-bi-pin-base-4000k-50000-average-rated-hours-1900-lumens.html
SATCO | 12.95 | 13 | 1900 | 146.1538 | 28 Watts (Fluo) | Dual Compatible | Type A+B | No | No | 48 | 240 | 83 | 5000K | 25 | 323.75 | Satco S8893 13T8/LED/48-850/DUAL/BP-DR 13W T8 LED; Type A + Type B; Medium bi-pin base; 5000K; 50000 Average rated hours; 1900 Lumens | https://buyledonline.com/led-retrofit-tubes/led-t8-linear-tubes/led-4ft-t8-linear-tubes/satco-s8893-13w-t8-led-type-a-type-b-medium-bi-pin-base-5000k-50000-average-rated-hours-1900-lumens.html
Espen | 6.29 | 10 | 1600 | 160 | Not Listed | Plug and Play | Type A | Yes | Yes | 48 | 325 | 83 | 3500K | 25 | 157.25 | T8 LED 4FT 10 Watt 35K 1600LM Plug&Play L48T8/835/10G-EB | https://highlightsupply.com/t8-led-4ft-10-watt-35k-1600lm-plug-play-l48t8-835-10g-eb/
Espen | 6.29 | 10 | 1600 | 160 | Not Listed | Plug and Play | Type A | Yes | Yes | 48 | 325 | 83 | 4000K | 25 | 157.25 | T8 LED 4FT 10 Watt 40K 1600LM Plug&Play L48T8/840/10G-EB | https://highlightsupply.com/t8-led-4ft-10-watt-40k-1600lm-plug-play-l48t8-840-10g-eb/
Espen | 6.29 | 10 | 1600 | 160 | Not Listed | Plug and Play | Type A | Yes | Yes | 48 | 325 | 83 | 5000K | 25 | 157.25 | T8 LED 4FT 10 Watt 50K 1600LM Plug&Play L48T8/850/10G-EB | https://highlightsupply.com/t8-led-4ft-10-watt-50k-1600lm-plug-play-l48t8-850-10g-eb/
Espen | 6.5 | 12 | 1800 | 150 | Not Listed | Plug and Play | Type A | Yes | Yes | 48 | 325 | 83 | 5000K | 25 | 162.5 | T8 LED 4FT 12 Watt 50K 1800LM Plug&Play L48T8/850/12G-EB | https://highlightsupply.com/t8-led-4ft-112-watt-50k-1800lm-plug-play-l48t8-850-12g-eb/
Topstar | 6.29 | 11 | 1700 | 154.5455 | Not Listed | Plug and Play | Type A | Yes | Yes | 48 | 180 | 83 | 3000K | 25 | 157.25 | T8 LED 4FT 11 Watt 30K 1700LM Plug&Play L48T8-830-11P-G6-EB | https://highlightsupply.com/t8-led-4ft-11-watt-30k-1700lm-plug-play-l48t8-830-11p-g6-eb/
Topstar | 5.3 | 11 | 1700 | 154.5455 | Not Listed | Plug and Play | Type A | Yes | Yes | 48 | 180 | 83 | 4000K | 25 | 132.5 | T8 LED 4FT 11 Watt 40K 1700LM Plug&Play L48T8-840-11P-G6-EB | https://highlightsupply.com/t8-led-4ft-11-watt-40k-1700lm-plug-play-l48t8-840-11p-g6-eb/
Topstar | 5.3 | 11 | 1700 | 154.5455 | Not Listed | Plug and Play | Type A | Yes | Yes | 48 | 180 | 83 | 5000K | 25 | 132.5 | T8 LED 4FT 11 Watt 50K 1700LM Plug&Play L48T8-850-11P-G6-EB | https://highlightsupply.com/t8-led-4ft-11-watt-50k-1700lm-plug-play-l48t8-850-11p-g6-eb/
Espen | 6.5 | 12 | 1800 | 150 | Not Listed | Plug and Play | Type A | Yes | Yes | 48 | 325 | 83 | 3500K | 25 | 162.5 | T8 LED 4FT 12 Watt 35K 1800LM Plug&Play L48T8/835/12G-EB | https://highlightsupply.com/t8-led-4ft-12-watt-35k-1800lm-plug-play-l48t8-835-12g-eb/
Espen | 7.87 | 12 | 1800 | 150 | Not Listed | Plug and Play | Type A | Yes | Yes | 48 | 325 | 83 | 3500K | 25 | 196.75 | T8 LED 4FT 12 Watt 35K 1800LM Plug&Play L48T8/835/12P-EB | https://highlightsupply.com/t8-led-4ft-12-watt-35k-1800lm-plug-play-l48t8-835-12p-eb/
Espen | 7.55 | 12 | 1900 | 158.3333 | Not Listed | Plug and Play | Type A | Yes | Yes | 48 | 325 | 83 | 3500K | 25 | 188.75 | T8 LED 4FT 12 Watt 35K 1900LM Type-A L48T8/835/12G-EB-AC | https://highlightsupply.com/t8-led-4ft-12-watt-35k-1900lm-type-a-l48t8-835-12g-eb-ac/
Espen | 6.5 | 12 | 1800 | 150 | Not Listed | Plug and Play | Type A | Yes | Yes | 48 | 325 | 83 | 4000K | 25 | 162.5 | T8 LED 4FT 12 Watt 40K 1800LM Plug&Play L48T8/840/12G-EB | https://highlightsupply.com/t8-led-4ft-12-watt-40k-1800lm-plug-play-l48t8-840-12g-eb/
Espen | 7.87 | 12 | 1800 | 150 | Not Listed | Plug and Play | Type A | Yes | Yes | 48 | 325 | 83 | 4000K | 25 | 196.75 | T8 LED 4FT 12 Watt 40K 1800LM Plug&Play L48T8/840/12P-EB | https://highlightsupply.com/t8-led-4ft-12-watt-40k-1800lm-plug-play-l48t8-840-12p-eb/
Espen | 7.55 | 12 | 1900 | 158.3333 | Not Listed | Plug and Play | Type A | Yes | Yes | 48 | 325 | 83 | 4000K | 25 | 188.75 | T8 LED 4FT 12 Watt 40K 1900LM Type-A L48T8/840/12G-EB-AC | https://highlightsupply.com/t8-led-4ft-12-watt-40k-1900lm-plug-play-l48t8-840-12g-eb-ac/
Espen | 7.87 | 12 | 1800 | 150 | Not Listed | Plug and Play | Type A | Yes | Yes | 48 | 325 | 83 | 5000K | 25 | 196.75 | T8 LED 4FT 12 Watt 50K 1800LM Plug&Play L48T8/850/12P-EB | https://highlightsupply.com/t8-led-4ft-12-watt-50k-1800lm-plug-play-l48t8-850-12p-eb/
Espen | 7.55 | 12 | 1900 | 158.3333 | Not Listed | Plug and Play | Type A | Yes | Yes | 48 | 325 | 83 | 5000K | 25 | 188.75 | T8 LED 4FT 12 Watt 50K 1900LM Type-A L48T8/850/12G-EB-AC | https://highlightsupply.com/t8-led-4ft-12-watt-50k-1900lm-plugnplay-l48t8-850-12g-eb-ac/
Espen | 7.5 | 14 | 2100 | 150 | Not Listed | Plug and Play | Type A | Yes | Yes | 48 | 325 | 83 | 3500K | 25 | 187.5 | T8 LED 4FT 14 Watt 35K 2100LM Plug&Play L48T8/835/14G-EB | https://highlightsupply.com/t8-led-4ft-14-watt-35k-2100lm-plug-play-l48t8-835-14g-eb/
Espen | 7.5 | 14 | 2100 | 150 | Not Listed | Plug and Play | Type A | Yes | Yes | 48 | 325 | 83 | 4000K | 25 | 187.5 | T8 LED 4FT 14 Watt 40K 2100LM Plug&Play L48T8/840/14G-EB | https://highlightsupply.com/t8-led-4ft-14-watt-40k-2100lm-plug-play-l48t8-840-14g-eb/
Topstar | 5.95 | 14 | 2200 | 157.1429 | Not Listed | Plug and Play | Type A | Yes | Yes | 48 | 180 | 83 | 4000K | 25 | 148.75 | T8 LED 4FT 14 Watt 40K 2200LM PlugnPlay L48T8-840-14P-G6-EB | https://highlightsupply.com/t8-led-4ft-14-watt-40k-2200lm-plug-play-l48t8-840-14p-g6-eb/
Espen | 7.5 | 14 | 2100 | 150 | Not Listed | Plug and Play | Type A | Yes | Yes | 48 | 325 | 83 | 5000K | 25 | 187.5 | T8 LED 4FT 14 Watt 50K 2100LM Plug&Play L48T8/850/14G-EB | https://highlightsupply.com/t8-led-4ft-14-watt-50k-2100lm-plug-play-l48t8-850-14g-eb/
Topstar | 5.95 | 14 | 2200 | 157.1429 | Not Listed | Plug and Play | Type A | Yes | Yes | 48 | 180 | 83 | 5000K | 25 | 148.75 | T8 LED 4FT 14 Watt 50K 2200LM PlugnPlay L48T8-850-14P-G6-EB | https://highlightsupply.com/t8-led-4ft-14-watt-50k-2200lm-plug-play-l48t8-850-14p-g6-eb/
Espen | 7.97 | 15 | 2200 | 146.6667 | Not Listed | Plug and Play | Type A | Yes | Yes | 48 | 325 | 83 | 3500K | 25 | 199.25 | T8 LED 4FT 15 Watt 35K 2200LM Type-A L48T8/835/15G-EB-AC | https://highlightsupply.com/t8-led-4ft-15-watt-35k-2200lm-type-a-l48t8-835-15g-eb-ac/
Espen | 7.97 | 15 | 2200 | 146.6667 | Not Listed | Plug and Play | Type A | Yes | Yes | 48 | 325 | 83 | 4000K | 25 | 199.25 | T8 LED 4FT 15 Watt 40K 2200LM Type-A L48T8/840/15G-EB-AC | https://highlightsupply.com/t8-led-4ft-15-watt-40k-2200lm-type-a-l48t8-840-15g-eb-ac/
Espen | 7.97 | 15 | 2200 | 146.6667 | Not Listed | Plug and Play | Type A | Yes | Yes | 48 | 325 | 83 | 5000K | 25 | 199.25 | T8 LED 4FT 15 Watt 50K 2200LM Type-A L48T8/850/15G-EB-AC | https://highlightsupply.com/t8-led-4ft-15-watt-50k-2200lm-type-a-l48t8-850-15g-eb-ac/
LifeBulb | 5.8 | 16 | 1650 | 103.125 | 32 Watt | Plug and Play | Type A | No | No | 48 | Not Listed | Not Listed | 4000K | 16 | 92.8 | 4 ft. LED T8 Tube - Plug and Play - 1650 Lumens - 4100 Kelvin | https://www.1000bulbs.com/product/192170/PLT-10352.html
LifeBulb | 6.3 | 15 | 2000 | 133.3333 | 32 Watt | Plug and Play | Type A | No | Yes | 48 | Not Listed | Not Listed | 3500K | 16 | 100.8 | 4 ft. LED T8 Tube - Plug and Play - 2000 Lumens - 3500 Kelvin | https://www.1000bulbs.com/product/201355/LEDT-10039.html
Lunera | 4.99 | 11 | 1800 | 163.6364 | 32 Watt | Plug and Play | Type A | No | No | 47.72 | Not Listed | Not Listed | 4000K | 25 | 124.75 | 4 ft. LED T8 Tube - Plug and Play - 1800 Lumens - 4000 Kelvin | https://www.1000bulbs.com/product/202412/LUNERA-10125.html
Euri Lighting | 5.4 | 13 | 1650 | 126.9231 | Not Listed | Hybrid | Type A+B | No | Yes | 48 | Not Listed | Not Listed | 5000K | 25 | 135 | 4 ft. LED T8 Tube - 13 Watt - 1650 Lumens - 5000 Kelvin | https://www.1000bulbs.com/product/209002/IRT-10182.html
TCP | 9.36 | 15 | 1800 | 120 | 32 Watt | Hybrid | Type A+B | No | Yes | 47.8 | Not Listed | Not Listed | 3500K | 25 | 234 | 4 ft. LED T8 Tube - 15 Watt - 1800 Lumens - 3500 Kelvin | https://www.1000bulbs.com/product/209285/TCP-10168.html
LifeBulb | 4.95 | 13 | 1900 | 146.1538 | 32 Watt | Plug and Play | Type A | No | No | 48 | Not Listed | Not Listed | 4000K | 16 | 79.2 | 4 ft. LED T8 Tube - Plug and Play - 1900 Lumens - 4100 Kelvin | https://www.1000bulbs.com/product/209609/PLT-11349.html
TCP | 4.08 | 15 | 2000 | 133.3333 | 32 Watt | Plug and Play | Type A | No | No | 47.8 | 300 | Not Listed | 4000K | 25 | 102 | 4 ft. LED T8 Tube - Plug and Play - 2000 Lumens - 4100 Kelvin | https://www.1000bulbs.com/product/209908/TCP-10196.html
TCP | 4.08 | 15 | 2000 | 133.3333 | 32 Watt | Plug and Play | Type A | No | No | 47.8 | 300 | Not Listed | 5000K | 25 | 102 | 4 ft. LED T8 Tube - Plug and Play - 2000 Lumens - 5000 Kelvin | https://www.1000bulbs.com/product/209915/TCP-10197.html
PLT | 4.6 | 12 | 1800 | 150 | 32 Watt | Plug and Play | Type A | No | Yes | 48 | Not Listed | Not Listed | 4000K | 25 | 115 | 4 ft. LED T8 Tube - Plug and Play - 1800 Lumens - 4000 Kelvin | https://www.1000bulbs.com/product/210647/PLT-90033.html
PLT | 4.6 | 12 | 1800 | 150 | 32 Watt | Plug and Play | Type A | no | Yes | 48 | Not Listed | Not Listed | 5000K | 25 | 115 | 4 ft. LED T8 Tube - Plug and Play - 1800 Lumens - 5000 Kelvin | https://www.1000bulbs.com/product/210651/PLT-90034.html
PLT | 5.36 | 15 | 2200 | 146.6667 | 32 Watt | Plug and Play | Type A | No | Yes | 47.67 | Not Listed | Not Listed | 4000K | 25 | 134 | 4 ft. LED T8 Tube - Plug and Play - 2200 Lumens - 4000 Kelvin | https://www.1000bulbs.com/product/210778/PLT-90016.html
TCP | 7.57 | 15 | 1800 | 120 | 32 Watt | Hybrid | Type A+B | No | Yes | 47.8 | 300 | Not Listed | 4000K | 25 | 189.25 | 4 ft. LED T8 Tube - 15 Watt - 1800 Lumens - 4100 Kelvin | https://www.1000bulbs.com/product/211125/TCP-10306.html
TCP | 7.57 | 15 | 1800 | 120 | 32 Watt | Hybrid | Type A+B | No | Yes | 47.8 | 300 | Not Listed | 5000K | 25 | 189.25 | 4 ft. LED T8 Tube - 15 Watts - 1800 Lumens - 5000 Kelvin | https://www.1000bulbs.com/product/211126/TCP-10307.html
TCP | 8 | 18 | 2300 | 127.7778 | 32 Watt | Hybrid | Type A+B | No | Yes | 47.8 | 300 | Not Listed | 5000K | 25 | 200 | 4 ft. LED T8 Tube - 18 Watt - 2300 Lumens - 5000 Kelvin | https://www.1000bulbs.com/product/211133/TCP-10309.html
PLT | 5.55 | 12 | 1700 | 141.6667 | 32 Watt | Plug and Play | Type A | No | Yes | 47.78 | Not Listed | Not Listed | 3500K | 25 | 138.75 | 4 ft. LED T8 Tube - Plug and Play - 1700 Lumens - 3500 Kelvin | https://www.1000bulbs.com/product/211138/PLT-90013.html
PLT | 5.79 | 15 | 2100 | 140 | 32 Watt | Plug and Play | Type A | No | Yes | 47.78 | Not Listed | Not Listed | 3500K | 25 | 144.75 | 4 ft. LED T8 Tube - Plug and Play - 2100 Lumens - 3500 Kelvin | https://www.1000bulbs.com/product/211141/PLT-90014.html
Green Creative | 6.69 | 13 | 1650 | 126.9231 | 32 Watt | Plug and Play | Type A | No | Yes | 47.76 | Not Listed | Not Listed | 3000K | 25 | 167.25 | 4 ft. LED T8 Tube - Plug and Play - 1650 Lumens - 3000 Kelvin | https://www.1000bulbs.com/product/211693/GRNCRTV-28397CS.html
Green Creative | 6.69 | 10.5 | 1650 | 157.1429 | 32 Watt | Plug and Play | Type A | No | Yes | 47.76 | Not Listed | Not Listed | 3500K | 25 | 167.25 | 4 ft. LED T8 Tube - Plug and Play - 1650 Lumens - 3500 Kelvin | https://www.1000bulbs.com/product/211694/GRNCRTV-28398CS.html
Green Creative | 6.69 | 13 | 1700 | 130.7692 | 32 Watt | Plug and Play | Type A | No | Yes | 47.76 | Not Listed | Not Listed | 4000K | 25 | 167.25 | 4 ft. LED T8 Tube - Plug and Play - 1700 Lumens - 4000 Kelvin | https://www.1000bulbs.com/product/211695/GRNCRTV-28399CS.html
Green Creative | 6.69 | 10.5 | 1700 | 161.9048 | 32 Watt | Plug and Play | Type A | No | Yes | 47.76 | Not Listed | Not Listed | 5000K | 25 | 167.25 | 4 ft. LED T8 Tube - Plug and Play - 1700 Lumens - 5000 Kelvin | https://www.1000bulbs.com/product/211696/GRNCRTV-28400CS.html
Green Creative | 6.83 | 13 | 2050 | 157.6923 | 32 Watt | Plug and Play | Type A | No | Yes | 47.76 | Not Listed | Not Listed | 4000K | 25 | 170.75 | 4 ft. LED T8 Tube - Plug and Play - 2050 Lumens - 4000 Kelvin | https://www.1000bulbs.com/product/211697/GRNCRTV-28403CS.html
Green Creative | 6.83 | 13 | 2050 | 157.6923 | 32 Watt | Plug and Play | Type A | No | Yes | 47.76 | Not Listed | Not Listed | 5000K | 25 | 170.75 | 4 ft. LED T8 Tube - Plug and Play - 2050 Lumens - 5000 Kelvin | https://www.1000bulbs.com/product/211699/GRNCRTV-28404CS.html
TCP | 14.2 | 12.4138 | 1800 | 145 | 32 Watt | Plug and Play | Type A | No | No | 47.8 | Not Listed | Not Listed | 3000K | 25 | 355 | 4 ft. LED T8 Tube - Plug and Play - 1800 Lumens - 3000 Kelvin | https://www.1000bulbs.com/product/218863/TCP-10755.html
TCP | 14.2 | 12.4138 | 1800 | 145 | 32 Watt | Plug and Play | Type A | No | No | 47.8 | Not Listed | Not Listed | 3500K | 25 | 355 | 4 ft. LED T8 Tube - Plug and Play - 1800 Lumens - 3500 Kelvin | https://www.1000bulbs.com/product/218865/TCP-10756.html
TCP | 14.2 | 12.5862 | 1825 | 145 | 32 Watt | Plug and Play | Type A | No | No | 47.8 | Not Listed | Not Listed | 4000K | 25 | 355 | 4 ft. LED T8 Tube - Plug and Play - 1825 Lumens - 4100 Kelvin | https://www.1000bulbs.com/product/218867/TCP-10757.html
TCP | 14.2 | 12.7586 | 1850 | 145 | 32 Watt | Plug and Play | Type A | No | No | 47.8 | Not Listed | Not Listed | 5000K | 25 | 355 | 4 ft. LED T8 Tube - Plug and Play - 1850 Lumens - 5000 Kelvin | https://www.1000bulbs.com/product/218868/TCP-10758.html
Green Creative | 4.6856 | 10 | 1600 | 160 | 32W Fluorescent | Ballast Compatible | Type A | No | Yes | 48 | Not Listed | 82 | 3000K | 25 | 117.14 | 4ft LED T8 - 1600 Lumens - 3000K - 10W - Plug and play - Works with electronic ballast (case of 25) | https://www.beeslighting.com/10.5T8-4F-830-IS-DIR
Green Creative | 4.6856 | 10 | 1600 | 160 | 32W Fluorescent | Ballast Compatible | Type A | No | Yes | 48 | Not Listed | 82 | 3500K | 25 | 117.14 | 4ft LED T8 - 1600 Lumens - 3500K - 10W - Plug and play - Works with electronic ballast (case of 25) | https://www.beeslighting.com/10.5T8-4F-835-IS-DIR
Green Creative | 4.6856 | 10 | 1650 | 165 | 32W Fluorescent | Ballast Compatible | Type A | No | Yes | 48 | Not Listed | 82 | 4000K | 25 | 117.14 | 4ft LED T8 - 1650 Lumens - 4000K - 10W - Plug and play - Works with electronic ballast (case of 25) | https://www.beeslighting.com/10.5T8-4F-840-IS-DIR
Green Creative | 4.6856 | 10 | 1650 | 165 | 32W Fluorescent | Ballast Compatible | Type A | No | Yes | 48 | Not Listed | 82 | 5000K | 25 | 117.14 | 4ft LED T8 - 1650 Lumens - 5000K - 10W - Plug and play - Works with electronic ballast (case of 25) | https://www.beeslighting.com/10.5T8-4F-850-IS-DIR
Green Creative | 7.8284 | 13 | 2050 | 157.6923 | 32W Fluorescent | Ballast Compatible | Type A | No | Yes | 48 | 310 | 82 | 4000K | 25 | 195.71 | 4ft LED T8 - 2050 Lumens - 4000K - 13W - Plug and play - Works with electronic ballast (case of 25) | https://www.beeslighting.com/13T8-4F-840-DIR
Green Creative | 4.9716 | 13 | 2050 | 157.6923 | 32W Fluorescent | Ballast Compatible | Type A | No | Yes | 48 | Not Listed | 82 | 4000K | 25 | 124.29 | 4ft LED T8 - 2050 Lumens - 4000K - 13W - Plug and play - Works with electronic ballast (case of 25) | https://www.beeslighting.com/13T8-4F-840-IS-DIR
Green Creative | 4.9716 | 13 | 2050 | 157.6923 | 32W Fluorescent | Ballast Compatible | Type A | No | Yes | 48 | Not Listed | 82 | 5000K | 25 | 124.29 | 4ft LED T8 - 2050 Lumens - 5000K - 13W - Plug and play - Works with electronic ballast (case of 25) | https://www.beeslighting.com/13T8-4F-850-IS-DIR
Espen | 6.0716 | 12 | 1800 | 150 | 32W Fluorescent | Ballast Compatible | Type A | No | Yes | 48 | Not Listed | 83 | 4000K | 25 | 151.79 | 4ft LED T8 - 1800 Lumens - 4000K - 12W - Plug and Play (case of 25) | https://www.beeslighting.com/L48T8-840-12G-EB-AC
Espen | 6.0716 | 12 | 1800 | 150 | 32W Fluorescent | Ballast Compatible | Type A | No | Yes | 48 | Not Listed | 83 | 5000K | 25 | 151.79 | 4ft LED T8 - 1800 Lumens - 5000K - 12W - Plug and Play (case of 25) | https://www.beeslighting.com/L48T8-850-12G-EB-AC
Satco | 7.0716 | 12 | 1800 | 150 | 32W Fluorescent | Ballast Compatible | Type A | No | Yes | 48 | 210 | 82 | 3000K | 25 | 176.79 | 4ft LED T8 - 1800 Lumens - 3000K - 12W - Plug and play - Works with electronic ballast (case of 25) | https://www.beeslighting.com/S39934
Satco | 7.0716 | 12 | 1800 | 150 | 32W Fluorescent | Ballast Compatible | Type A | No | Yes | 48 | 210 | 82 | 3500K | 25 | 176.79 | 4ft LED T8 - 1800 Lumens - 3500K - 12W - Plug and play - Works with electronic ballast (case of 25) | https://www.beeslighting.com/S39935
Satco | 7.0716 | 12 | 1800 | 150 | 32W Fluorescent | Ballast Compatible | Type A | No | Yes | 48 | 210 | 82 | 4000K | 25 | 176.79 | 4ft LED T8 - 1800 Lumens - 4000K - 12W - Plug and play - Works with electronic ballast (case of 25) | https://www.beeslighting.com/S39936
Satco | 7.0716 | 12 | 1800 | 150 | 32W Fluorescent | Ballast Compatible | Type A | No | Yes | 48 | 210 | 82 | 5000K | 25 | 176.79 | 4ft LED T8 - 1800 Lumens - 5000K - 12W - Plug and play - Works with electronic ballast (case of 25) | https://www.beeslighting.com/S39937
Satco | 6.0716 | 15 | 2200 | 146.6667 | 32W Fluorescent | Ballast Compatible | Type A | No | Yes | 48 | 210 | 82 | 3000K | 25 | 151.79 | 4ft LED T8 - 2200 Lumens - 3000K - 15W - Plug and play - Works with electronic ballast (case of 25) | https://www.beeslighting.com/S39975
Satco | 6.0716 | 15 | 2200 | 146.6667 | 32W Fluorescent | Ballast Compatible | Type A | No | Yes | 48 | 210 | 82 | 3500K | 25 | 151.79 | 4ft LED T8 - 2200 Lumens - 3500K - 15W - Plug and play - Works with electronic ballast (case of 25) | https://www.beeslighting.com/S39976
Satco | 6.0716 | 15 | 2200 | 146.6667 | 32W Fluorescent | Ballast Compatible | Type A | No | Yes | 48 | 210 | 82 | 4000K | 25 | 151.79 | 4ft LED T8 - 2200 Lumens - 4000K - 15W - Plug and play - Works with electronic ballast (case of 25) | https://www.beeslighting.com/S39977
Satco | 6.0716 | 15 | 2200 | 146.6667 | 32W Fluorescent | Ballast Compatible | Type A | No | Yes | 48 | 210 | 82 | 5000K | 25 | 151.79 | 4ft LED T8 - 2200 Lumens - 5000K - 15W - Plug and play - Works with electronic ballast (case of 25) | https://www.beeslighting.com/S39978
Satco Products, Inc. | 7.95 | 12 | 1800 | 150 | Not Listed | Ballast Compatible | Type A | No | Yes | 48 | Not Listed | 82 | 4000K | 1 | 7.95 | Satco 12W 48" T8 4000K Glass LED Bulb, Ballast Compatible | https://www.bulbs.com/product/12T8-LED-48-840-DR
Satco Products, Inc. | 12.95 | 13 | 1800 | 138.4615 | Not Listed | Hybrid | Type A+B | No | Yes | 48 | 240 | 83 | 3000K | 1 | 12.95 | Satco 13 Watt, 48" T8 3000K LED Hybrid Bulb, Works With or Without Ballastt | https://www.bulbs.com/product/13T8-LED-48-830-DUAL-BP-DR
Philips | 12.09 | 13 | 2000 | 153.8462 | Not Listed | Ballast Compatible | Type A | Yes | Yes | 48 | 180 | 82 | 3000K | 1 | 12.09 | Philips Dimmable 13W 48" 3000K T8 LED Bulb, Use With Instant Start Ballast | https://www.bulbs.com/product/13T8-MAS-48-830-IF20-P-DIM
Philips | 12.09 | 13 | 2000 | 153.8462 | Not Listed | Ballast Compatible | Type A | Yes | Yes | 48 | 180 | 82 | 3500K | 1 | 12.09 | Philips Dimmable 13W 48" 3500K T8 LED Bulb, Use With Instant Start Ballast | https://www.bulbs.com/product/13T8-MAS-48-835-IF20-P-DIM
Philips | 12.09 | 13 | 2100 | 161.5385 | Not Listed | Ballast Compatible | Type A | Yes | Yes | 48 | 180 | 82 | 5000K | 1 | 12.09 | Philips Dimmable 13W 48" 5000K T8 LED Bulb, Use With Instant Start Ballast | https://www.bulbs.com/product/13T8-MAS-48-850-IF21-P-DIM
Philips | 7.99 | 14 | 2000 | 142.8571 | Not Listed | Ballast Compatible | Type A | No | Yes | 48 | 240 | 82 | 3000K | 1 | 7.99 | Philips 14W 48" 3000K T8 Glass LED Bulb, Use With Instant Start Ballast | https://www.bulbs.com/product/14T8-COR-48-830-IF20-G
Philips | 7.99 | 14 | 2000 | 142.8571 | Not Listed | Ballast Compatible | Type A | No | Yes | 48 | 240 | 82 | 3500K | 1 | 7.99 | Philips 14W 48" 3500K T8 Glass LED Bulb, Ballast Compatible | https://www.bulbs.com/product/14T8-COR-48-835-IF20-G
Philips | 7.99 | 14 | 2100 | 150 | Not Listed | Ballast Compatible | Type A | No | Yes | 48 | 240 | 82 | 4000K | 1 | 7.99 | Philips 14W 48" 4000K T8 Glass LED Bulb, Ballast Compatible | https://www.bulbs.com/product/14T8-COR-48-840-IF21-G
Philips | 7.99 | 14 | 2100 | 150 | Not Listed | Ballast Compatible | Type A | No | Yes | 48 | 240 | 82 | 5000K | 1 | 7.99 | Philips 14W 48" 5000K T8 Glass LED Bulb, Ballast Compatible | https://www.bulbs.com/product/14T8-COR-48-850-IF21-G
Philips | 14.79 | 15.5 | 2500 | 161.2903 | Not Listed | Ballast Compatible | Type A | No | Yes | 48 | 160 | 82 | 3000K | 1 | 14.79 | Philips 15.5W 3000K 48" T8 LED Bulb, Use With Instant Start Ballast | https://www.bulbs.com/product/15-5T8-MAS-48-830-IF23-P
Philips | 14.79 | 15.5 | 2500 | 161.2903 | Not Listed | Ballast Compatible | Type A | No | Yes | 48 | 160 | 82 | 3500K | 1 | 14.79 | Philips 15.5W 3500K 48" T8 LED Bulb, Use With Instant Start Ballast | https://www.bulbs.com/product/15-5T8-MAS-48-835-IF24-P
Philips | 12.49 | 15.5 | 2500 | 161.2903 | Not Listed | Ballast Compatible | Type A | No | Yes | 48 | 160 | 82 | 4000K | 1 | 12.49 | Philips 15.5W 4000K 48" T8 LED Bulb, Use With Instant Start Ballast | https://www.bulbs.com/product/15-5T8-MAS-48-840-IF25-P
Philips | 11.69 | 15.5 | 2500 | 161.2903 | Not Listed | Ballast Compatible | Type A | No | Yes | 48 | 160 | 82 | 5000K | 1 | 11.69 | Philips 15.5W 5000K 48" T8 LED Bulb, Use With Instant Start Ballast | https://www.bulbs.com/product/15-5T8-MAS-48-850-IF25-P
Philips | 10.99 | 9.5 | 1500 | 157.8947 | Not Listed | Ballast Compatible | Type A | No | No | 48 | 180 | 82 | 3000K | 1 | 10.99 | Philips Non-Dimmable 9.5W 48" 3000K T8 LED Bulb, Use With Instant Start Ballast | https://www.bulbs.com/product/9-5T8-MAS-48-830-IF15-P
Philips | 10.99 | 9.5 | 1500 | 157.8947 | Not Listed | Ballast Compatible | Type A | No | Yes | 48 | 180 | 82 | 3500K | 1 | 10.99 | Philips Non-Dimmable 9.5W 48" 3500K T8 LED Bulb, Use With Instant Start Ballast | https://www.bulbs.com/product/9-5T8-MAS-48-835-IF15-P
Philips | 10.99 | 9.5 | 1600 | 168.4211 | Not Listed | Ballast Compatible | Type A | No | Yes | 48 | 180 | 82 | 4000K | 1 | 10.99 | Philips Non-Dimmable 9.5W 48" 4000K T8 LED Bulb, Use With Instant Start Ballast | https://www.bulbs.com/product/9-5T8-MAS-48-840-IF15-P
Philips | 10.99 | 9.5 | 1600 | 168.4211 | Not Listed | Ballast Compatible | Type A | No | Yes | 48 | 180 | 82 | 5000K | 1 | 10.99 | Philips Non-Dimmable 9.5W 48" 5000K T8 LED Bulb, Use With Instant Start Ballast | https://www.bulbs.com/product/9-5T8-MAS-48-850-IF16-P
Commercial LED | 6.69 | 15 | 1900 | 126.6667 | Not Listed | Hybrid | Type A+B | No | Yes | 48 | 240 | 80 | 4000K | 1 | 6.69 | Commercial LED 15 Watt, 48" T8 4000K LED Hybrid Bulb, Works With or Without Ballast | https://www.bulbs.com/product/CLT99-15WT8FG-40-AB
Commercial LED | 6.69 | 15 | 1900 | 126.6667 | Not Listed | Hybrid | Type A+B | No | Yes | 48 | 240 | 80 | 5000K | 1 | 6.69 | Commercial LED 15 Watt, 48" T8 5000K LED Hybrid Bulb, Works With or Without Ballast | https://www.bulbs.com/product/CLT99-15WT8FG-50-AB
Euri Lighting | 6.95 | 13 | 1650 | 126.9231 | Not Listed | Hybrid | Type A+B | No | Yes | 48 | 270 | 80 | 5000K | 1 | 6.95 | Euri Lighting 13W 48" 5000K Hybrid T8 LED Bulb | https://www.bulbs.com/product/ET8-3150H-13
TCP | 6.99 | 12 | 1700 | 141.6667 | Not Listed | Ballast Compatible | Type A | No | Yes | 48 | 210 | 80 | 3000K | 1 | 6.99 | TCP 12W 48" T8 3000K Glass LED Bulb, Ballast Compatible | https://www.bulbs.com/product/L12T8D5030K
TCP | 6.99 | 12 | 1750 | 145.8333 | Not Listed | Ballast Compatible | Type A | No | Yes | 48 | 210 | 80 | 3500K | 1 | 6.99 | TCP 12W 48" T8 3500K Glass LED Bulb, Ballast Compatible | https://www.bulbs.com/product/L12T8D5035K
TCP | 6.99 | 12 | 1800 | 150 | Not Listed | Ballast Compatible | Type A | No | Yes | 48 | 210 | 80 | 4100K | 1 | 6.99 | TCP 12W 48" T8 4100K Glass LED Bulb, Ballast Compatible | https://www.bulbs.com/product/L12T8D5041K
TCP | 6.99 | 12 | 1850 | 154.1667 | Not Listed | Ballast Compatible | Type A | No | Yes | 48 | 210 | 80 | 5000K | 1 | 6.99 | TCP 12W 48" T8 5000K Glass LED Bulb, Ballast Compatible | https://www.bulbs.com/product/L12T8D5050K
MaxLite | 7.29 | 14 | 2100 | 150 | Not Listed | Ballast Compatible | Type A | No | Yes | 48 | 320 | 80 | 5000K | 1 | 7.29 | Maxlite 14W 48" T8 5000K Glass LED Bulb, Ballast Compatible | https://www.bulbs.com/product/L14T8DF450-GA
GlobaLux Lighting | 7.29 | 12 | 1600 | 133.3333 | Not Listed | Hybrid | Type A+B | No | Yes | 48 | 240 | 80 | 3500K | 1 | 7.29 | GlobaLux 12 Watt, 48" T8 3500K LED Hybrid Bulb, Works With or Without Ballast | https://www.bulbs.com/product/LHT8-12-835-FC
GlobaLux Lighting | 7.29 | 12 | 1600 | 133.3333 | Not Listed | Hybrid | Type A+B | No | Yes | 48 | 240 | 80 | 4000K | 1 | 7.29 | GlobaLux 12 Watt, 48" T8 4000K LED Hybrid Bulb, Works With or Without Ballast | https://www.bulbs.com/product/LHT8-12-840-FC
GlobaLux Lighting | 7.29 | 12 | 1600 | 133.3333 | Not Listed | Hybrid | Type A+B | No | Yes | 48 | 240 | 80 | 5000K | 1 | 7.29 | GlobaLux 12 Watt, 48" T8 5000K LED Hybrid Bulb, Works With or Without Ballast | https://www.bulbs.com/product/LHT8-12-850-FC
GlobaLux Lighting | 7.59 | 15 | 2200 | 146.6667 | Not Listed | Hybrid | Type A+B | No | Yes | 48 | 240 | 80 | 3500K | 1 | 7.59 | GlobaLux 15 Watt, 48" T8 3500K LED Hybrid Bulb, Works With or Without Ballast | https://www.bulbs.com/product/LHT8-15-835-FC
GlobaLux Lighting | 7.59 | 15 | 2200 | 146.6667 | Not Listed | Hybrid | Type A+B | No | Yes | 48 | 240 | 80 | 4000K | 1 | 7.59 | GlobaLux 15 Watt, 48" T8 4000K LED Hybrid Bulb, Works With or Without Ballast | https://www.bulbs.com/product/LHT8-15-840-FC
GlobaLux Lighting | 7.59 | 15 | 2200 | 146.6667 | Not Listed | Hybrid | Type A+B | No | Yes | 48 | 240 | 80 | 5000K | 1 | 7.59 | GlobaLux 15 Watt, 48" T8 5000K LED Hybrid Bulb, Works With or Without Ballast | https://www.bulbs.com/product/LHT8-15-850-FC
Archipelago Lighting | 7.29 | 12 | 1850 | 154.1667 | Not Listed | Hybrid | Type A+B | No | Yes | 48 | Not Listed | 83 | 3500K | 1 | 7.29 | Archipelago 12 Watt, 48" T8 3500K LED Hybrid Bulb, Works With or Without Ballast | https://www.bulbs.com/product/LT8F41235U4
Archipelago Lighting | 7.29 | 12 | 1900 | 158.3333 | Not Listed | Hybrid | Type A+B | No | Yes | 48 | Not Listed | 83 | 4100K | 1 | 7.29 | Archipelago 12 Watt, 48" T8 4100K LED Hybrid Bulb, Works With or Without Ballast | https://www.bulbs.com/product/LT8F41241U4
Remphos Technologies | 14.49 | 12 | 1860 | 155 | Not Listed | Hybrid | Type A+B | No | Yes | 48 | 240 | 85 | 3500K | 1 | 14.49 | Remphos 12 Watt, 48" T8 3500K Neutral White LED Hybrid Bulb, Works With or Without Ballast | https://www.bulbs.com/product/RPT-B-TOTALTUBE-T8-G3-4FT-835
Remphos Technologies | 14.49 | 12 | 1860 | 155 | Not Listed | Hybrid | Type A+B | No | Yes | 48 | 240 | 85 | 4000K | 1 | 14.49 | Remphos 12 Watt, 48" T8 4000K Cool White LED Hybrid Bulb, Works With or Without Ballast | https://www.bulbs.com/product/RPT-B-TOTALTUBE-T8-G3-4FT-840
Remphos Technologies | 14.49 | 12 | 1860 | 155 | Not Listed | Hybrid | Type A+B | No | Yes | 48 | 240 | 85 | 5000K | 1 | 14.49 | Remphos 12 Watt, 48" T8 5000K Bright White LED Hybrid Bulb, Works With or Without Ballast | https://www.bulbs.com/product/RPT-B-TOTALTUBE-T8-G3-4FT-850
Euri T8 LED Fluorescent Replacement Tube - 4 Foot - 19 Watt - Plug and Play - Requires T8 Ballast - 2200 Lumen | 20 | 19 | 2200 | 115.7895 | 40 | Type A | Type A | No | Yes | 48 | Not Listed | 80 | 4000K,5000K | 8 | 160 | Euri LED Fluorescent Replacement Tube 19 Watts, 2200 Lumens Non-Dimmable, Bi-Pin (T8 install w/Ballast) | https://www.earthled.com/collections/led-t8-tube-replacements-replace-your-fluorescent-t8-t10-t12-lamps-with-led/products/euri-t8-led-fluorescent-replacement-tube-4-foot-19-watt-plug-and-play-requires-t8-ballast
Luceco LED Fluorescent Replacement Tube Generation 2 - 4 FT - 15 Watt - T8 Ballast Compatible - Full Glass Body - Shatterproof - Must Install with T8 Ballast | 13.99 | 15 | 1800 | 120 | 40 | Type A | Type A | No | Yes | 48 | Not Listed | 80 | 4000K | 1 | 13.99 | Luceco LED Fluorescent Replacement Tube 15 Watts, 1800 Lumens Replaces Up to 40 Watts Bi-Pin (T8 install w/Ballast) | https://www.earthled.com/collections/led-t8-tube-replacements-replace-your-fluorescent-t8-t10-t12-lamps-with-led/products/luceco-led-fluorescent-replacement-tube-generation-2-4-ft-15-watt-t8-ballast-compatible-full-glass-body
Luceco LED Fluorescent Replacement Tube Generation 2 - 4 FT - 18 Watt - T8 Ballast Compatible - Full Glass Body - Shatterproof - Must Install with T8 Ballast | 16.99 | 18 | 2200 | 122.2222 | 40 | Type A | Type A | No | Yes | 48 | Not Listed | 80 | 4000K | 1 | 16.99 | Luceco LED Fluorescent Replacement Tube 18 Watts, 2200 Lumens Replaces Up to 40 Watts Bi-Pin (T8 install w/Ballast) | https://www.earthled.com/collections/led-t8-tube-replacements-replace-your-fluorescent-t8-t10-t12-lamps-with-led/products/luceco-led-fluorescent-replacement-tube-generation-2-4-ft-18-watt-t8-ballast-compatible-full-glass-body-shatterproof-must-install-with-t8-ballast
Thinklux LED Fluorescent Replacement Tube - 4 Foot - 18 Watt - Universal T8 or T12 Plug and Play Ballast Compatible - Dimmable - DLC Qualified | 14.99 | 18 | 2000 | 111.1111 | 40 | Type A | Type A | Yes | Yes | 48 | Not Listed | 80 | 4000K,5000K | 1 | 14.99 | Thinklux LED Fluorescent Replacement Tube 18 Watts, 2000 Lumens Replaces Up to 40 Watts Dimmable, Bi-Pin (T8/T12 install w/Ballast) | https://www.earthled.com/collections/led-t8-tube-replacements-replace-your-fluorescent-t8-t10-t12-lamps-with-led/products/thinklux-led-fluorescent-replacement-tube-4-foot-18-watt-universal-t8-or-t12-ballast-compatible-dimmable
CURRENT POWERED BY GE | 8.05 | 11.5 | 1600 | 139.1304 | 25 | Plug and Play | Type A | No | Yes | 48 | Not Listed | 80 | 3000K | 1 | 8.05 | Linear LED Bulb, UL Type A, T8, Medium Bi-Pin (G13), 3000K Color Temperature, Lumens 1600 lm | https://www.grainger.com/product/CURRENT-POWERED-BY-GE-Linear-LED-Bulb-55GT86
CURRENT POWERED BY GE | 8.05 | 11.5 | 1600 | 139.1304 | 25 | Plug and Play | Type A | No | No | 48 | Not Listed | 80 | 3500K | 1 | 8.05 | Linear LED Bulb, UL Type A, T8, Medium Bi-Pin (G13), 3500K Color Temperature, Lumens 1600 lm | https://www.grainger.com/product/CURRENT-POWERED-BY-GE-Linear-LED-Bulb-55GT87
CURRENT POWERED BY GE | 8.05 | 11.5 | 1650 | 143.4783 | 25 | Plug and Play | Type A | No | Yes | 48 | Not Listed | 80 | 4000K | 1 | 8.05 | Linear LED Bulb, UL Type A, T8, Medium Bi-Pin (G13), 4000K Color Temperature, Lumens 1650 lm | https://www.grainger.com/product/CURRENT-POWERED-BY-GE-Linear-LED-Bulb-55GT88
CURRENT POWERED BY GE | 8.05 | 11.5 | 1700 | 147.8261 | 25 | Plug and Play | Type A | No | Yes | 48 | Not Listed | 80 | 5000K | 1 | 8.05 | Linear LED Bulb, UL Type A, T8, Medium Bi-Pin (G13), 5000K Color Temperature, Lumens 1700 lm | https://www.grainger.com/product/CURRENT-POWERED-BY-GE-Linear-LED-Bulb-55GT89
CURRENT POWERED BY GE | 10.06 | 14 | 1950 | 139.2857 | 25 | Plug and Play | Type A | No | Yes | 48 | Not Listed | 80 | 3000K | 1 | 10.06 | Linear LED Bulb, UL Type A, T8, Medium Bi-Pin (G13), 3000K Color Temperature, Lumens 1950 lm | https://www.grainger.com/product/CURRENT-POWERED-BY-GE-Linear-LED-Bulb-55GT90
CURRENT POWERED BY GE | 10.06 | 14 | 2000 | 142.8571 | 25 | Plug and Play | Type A | No | Yes | 48 | Not Listed | 80 | 3500K | 1 | 10.06 | Linear LED Bulb, UL Type A, T8, Medium Bi-Pin (G13), 3500K Color Temperature, Lumens 2000 lm | https://www.grainger.com/product/CURRENT-POWERED-BY-GE-Linear-LED-Bulb-55GT91
CURRENT POWERED BY GE | 10.06 | 14 | 2000 | 142.8571 | 25 | Plug and Play | Type A | No | Yes | 48 | Not Listed | 80 | 4000K | 1 | 10.06 | Linear LED Bulb, UL Type A, T8, Medium Bi-Pin (G13), 4000K Color Temperature, Lumens 2000 lm | https://www.grainger.com/product/CURRENT-POWERED-BY-GE-Linear-LED-Bulb-55GT92
CURRENT POWERED BY GE | 10.06 | 14 | 2050 | 146.4286 | 25 | Plug and Play | Type A | No | Yes | 48 | Not Listed | 80 | 5000K | 1 | 10.06 | Linear LED Bulb, UL Type A, T8, Medium Bi-Pin (G13), 5000K Color Temperature, Lumens 2050 lm | https://www.grainger.com/product/CURRENT-POWERED-BY-GE-Linear-LED-Bulb-55GT93
GE LIGHTING | 17.7 | 18 | 2550 | 141.6667 | 32W LFL | Plug and Play | Type A | Yes | No | 48 | Not Listed | Not Listed | 4000K | 1 | 17.7 | Linear LED Bulb, UL Type A, T8, Medium Bi-Pin (G13), 4000K Color Temperature, Lumens 2550 lm | https://www.grainger.com/product/GE-LIGHTING-Linear-LED-Bulb-36UX10?
GE LIGHTING | 17.25 | 18 | 2650 | 147.2222 | 32W LFL | Plug and Play | Type A | Yes | No | 48 | Not Listed | Not Listed | 5000K | 1 | 17.25 | Linear LED Bulb, UL Type A, T8, Medium Bi-Pin (G13), 5000K Color Temperature, Lumens 2650 lm | https://www.grainger.com/product/GE-LIGHTING-Linear-LED-Bulb-36UX11?
GE Lighting | 14.5 | 13 | 1900 | 146.1538 | 32 | Plug and Play | Type A | No | Yes | 48 | Not Listed | 80 | 3000K | 1 | 14.5 | Linear LED Bulb, UL Type A, T8, Medium Bi-Pin (G13), 3000K Color Temperature, Lumens 1900 lm | https://www.grainger.com/product/GE-LIGHTING-Linear-LED-Bulb-429X94
GE Lighting | 14.5 | 13 | 2000 | 153.8462 | 32 | Plug and Play | Type A | No | Yes | 48 | Not Listed | 80 | 3500K | 1 | 14.5 | Linear LED Bulb, UL Type A, T8, Medium Bi-Pin (G13), 3500K Color Temperature, Lumens 2000 lm | https://www.grainger.com/product/GE-LIGHTING-Linear-LED-Bulb-429X95
GE Lighting | 14.5 | 13 | 2000 | 153.8462 | 32 | Plug and Play | Type A | No | Yes | 48 | Not Listed | 80 | 4000K | 1 | 14.5 | Linear LED Bulb, UL Type A, T8, Medium Bi-Pin (G13), 4000K Color Temperature, Lumens 2000 lm | https://www.grainger.com/product/GE-LIGHTING-Linear-LED-Bulb-429X96
GE LIGHTING | 14.5 | 13 | 2000 | 153.8462 | 32W LFL | Plug and Play | Type A | Yes | No | 48 | Not Listed | Not Listed | 5000K | 1 | 14.5 | Linear LED Bulb, UL Type A, T8, Medium Bi-Pin (G13), 5000K Color Temperature, Lumens 2000 lm | https://www.grainger.com/product/GE-LIGHTING-Linear-LED-Bulb-429X97?
GE LIGHTING | 8.1 | 14 | 1950 | 139.2857 | 32W LFL | Plug and Play | Type A | Yes | No | 48 | Not Listed | Not Listed | 3000K | 1 | 8.1 | Linear LED Bulb, UL Type A, T8, Medium Bi-Pin (G13), 3000K Color Temperature, Lumens 1950 lm | https://www.grainger.com/product/GE-LIGHTING-Linear-LED-Bulb-467W17?
GE LIGHTING | 8.1 | 14 | 2000 | 142.8571 | 32W LFL | Plug and Play | Type A | Yes | No | 48 | Not Listed | Not Listed | 3500K | 1 | 8.1 | Linear LED Bulb, UL Type A, T8, Medium Bi-Pin (G13), 3500K Color Temperature, Lumens 2000 lm | https://www.grainger.com/product/GE-LIGHTING-Linear-LED-Bulb-467W18?
GE LIGHTING | 8.1 | 14 | 2000 | 142.8571 | 32W LFL | Plug and Play | Type A | Yes | No | 48 | Not Listed | Not Listed | 4000K | 1 | 8.1 | Linear LED Bulb, UL Type A, T8, Medium Bi-Pin (G13), 4000K Color Temperature, Lumens 2000 lm | https://www.grainger.com/product/GE-LIGHTING-Linear-LED-Bulb-467W19?
GE LIGHTING | 8.1 | 14 | 2050 | 146.4286 | 32W LFL | Plug and Play | Type A | Yes | No | 48 | Not Listed | Not Listed | 5000K | 1 | 8.1 | Linear LED Bulb, UL Type A, T8, Medium Bi-Pin (G13), 5000K Color Temperature, Lumens 2050 lm | https://www.grainger.com/product/GE-LIGHTING-Linear-LED-Bulb-467W20?
GE Lighting | 16.8 | 15 | 2150 | 143.3333 | 32 | Plug and Play | Type A | No | No | 48 | Not Listed | 90 | 3500K | 1 | 16.8 | Linear LED Bulb, UL Type A, T8, Medium Bi-Pin (G13), 3500K Color Temperature, Lumens 2150 lm | https://www.grainger.com/product/GE-LIGHTING-Linear-LED-Bulb-467W21
GE Lighting | 16.8 | 15 | 2200 | 146.6667 | 32 | Plug and Play | Type A | No | No | 48 | Not Listed | 90 | 4000K | 1 | 16.8 | Linear LED Bulb, UL Type A, T8, Medium Bi-Pin (G13), 4000K Color Temperature, Lumens 2200 lm | https://www.grainger.com/product/GE-LIGHTING-Linear-LED-Bulb-467W22
GE Lighting | 16.8 | 15 | 2250 | 150 | 32 | Plug and Play | Type A | No | No | 48 | Not Listed | 90 | 5000K | 1 | 16.8 | Linear LED Bulb, UL Type A, T8, Medium Bi-Pin (G13), 5000K Color Temperature, Lumens 2250 lm | https://www.grainger.com/product/GE-LIGHTING-Linear-LED-Bulb-467W23
GE Lighting | 10.55 | 10 | 1550 | 155 | 32 | Plug and Play | Type A | No | Yes | 48 | Not Listed | 80 | 3000K | 1 | 10.55 | Linear LED Bulb, UL Type A, T8, Medium Bi-Pin (G13), 3000K Color Temperature, Lumens 1550 lm | https://www.grainger.com/product/GE-LIGHTING-Linear-LED-Bulb-467W24
GE LIGHTING | 10.55 | 10 | 1600 | 160 | 32W LFL | Plug and Play | Type A | Yes | No | 48 | Not Listed | Not Listed | 3500K | 1 | 10.55 | Linear LED Bulb, UL Type A, T8, Medium Bi-Pin (G13), 3500K Color Temperature, Lumens 1600 lm | https://www.grainger.com/product/GE-LIGHTING-Linear-LED-Bulb-467W25?
GE LIGHTING | 10.75 | 10 | 1600 | 160 | 32W LFL | Plug and Play | Type A | Yes | No | 48 | Not Listed | Not Listed | 4000K | 1 | 10.75 | Linear LED Bulb, UL Type A, T8, Medium Bi-Pin (G13), 4000K Color Temperature, Lumens 1600 lm | https://www.grainger.com/product/GE-LIGHTING-Linear-LED-Bulb-467W26?
GE Lighting | 10.75 | 10 | 1650 | 165 | 32 | Plug and Play | Type A | No | Yes | 48 | Not Listed | 80 | 5000K | 1 | 10.75 | Linear LED Bulb, UL Type A, T8, Medium Bi-Pin (G13), 5000K Color Temperature, Lumens 1650 lm | https://www.grainger.com/product/GE-LIGHTING-Linear-LED-Bulb-467W27
GE LIGHTING | 13.08 | 18 | 2450 | 136.1111 | 32W LFL | Plug and Play | Type A | No | No | 48 | Not Listed | Not Listed | 3000K | 1 | 13.08 | Linear LED Bulb, UL Type A, T8, Medium Bi-Pin (G13), 3000K Color Temperature, Lumens 2450 lm | https://www.grainger.com/product/GE-LIGHTING-Linear-LED-Bulb-48GP66?
GE LIGHTING | 14.15 | 18 | 2400 | 133.3333 | 32W LFL | Plug and Play | Type A | Yes | No | 48 | Not Listed | Not Listed | 3000K | 1 | 14.15 | Linear LED Bulb, UL Type A, T8, Medium Bi-Pin (G13), 3000K Color Temperature, Lumens 2400 lm | https://www.grainger.com/product/GE-LIGHTING-Linear-LED-Bulb-48PX94?
GE LIGHTING | 14.55 | 18 | 2500 | 138.8889 | 32W LFL | Plug and Play | Type A | Yes | Yes | 48 | Not Listed | Not Listed | 3500K | 1 | 14.55 | Linear LED Bulb, UL Type A, T8, Medium Bi-Pin (G13), 3500K Color Temperature, Lumens 2500 lm | https://www.grainger.com/product/GE-LIGHTING-Linear-LED-Bulb-48PX95?
GE LIGHTING | 15.8 | 18 | 2500 | 138.8889 | 32W LFL | Plug and Play | Type A | Yes | No | 48 | Not Listed | Not Listed | 4000K | 1 | 15.8 | Linear LED Bulb, UL Type A, T8, Medium Bi-Pin (G13), 4000K Color Temperature, Lumens 2500 lm | https://www.grainger.com/product/GE-LIGHTING-Linear-LED-Bulb-48PX96?
GE LIGHTING | 14.55 | 18 | 2600 | 144.4444 | 32W LFL | Plug and Play | Type A | Yes | No | 48 | Not Listed | Not Listed | 5000K | 1 | 14.55 | Linear LED Bulb, UL Type A, T8, Medium Bi-Pin (G13), 5000K Color Temperature, Lumens 2600 lm | https://www.grainger.com/product/GE-LIGHTING-Linear-LED-Bulb-48PX97?
GE LIGHTING | 14.55 | 18 | 2600 | 144.4444 | 32W LFL | Plug and Play | Type A | Yes | No | 48 | Not Listed | Not Listed | 6500K | 1 | 14.55 | Linear LED Bulb, UL Type A, T8, Medium Bi-Pin (G13), 6500K Color Temperature, Lumens 2600 lm | https://www.grainger.com/product/GE-LIGHTING-Linear-LED-Bulb-48PX98?
GE Lighting | 11.5 | 15 | 2100 | 140 | 28 | Plug and Play | Type A | No | Yes | 48 | Not Listed | 80 | 3000K | 1 | 11.5 | Linear LED Bulb, UL Type A, T8, Medium Bi-Pin (G13), 3000K Color Temperature, Lumens 2100 lm | https://www.grainger.com/product/GE-LIGHTING-Linear-LED-Bulb-48PX99
GE LIGHTING | 12.15 | 15 | 2200 | 146.6667 | 28W/32W LFL | Plug and Play | Type A | Yes | No | 48 | Not Listed | Not Listed | 3500K | 1 | 12.15 | Linear LED Bulb, UL Type A, T8, Medium Bi-Pin (G13), 3500K Color Temperature, Lumens 2200 lm | https://www.grainger.com/product/GE-LIGHTING-Linear-LED-Bulb-48PY01?
GE LIGHTING | 12.4 | 15 | 2200 | 146.6667 | 28W/32W LFL | Plug and Play | Type A | Yes | No | 48 | Not Listed | Not Listed | 4000K | 1 | 12.4 | Linear LED Bulb, UL Type A, T8, Medium Bi-Pin (G13), 4000K Color Temperature, Lumens 2200 lm | https://www.grainger.com/product/GE-LIGHTING-Linear-LED-Bulb-48PY02?
GE LIGHTING | 11.95 | 15 | 2300 | 153.3333 | 28W/32W LFL | Plug and Play | Type A | Yes | No | 48 | Not Listed | Not Listed | 5000K | 1 | 11.95 | Linear LED Bulb, UL Type A, T8, Medium Bi-Pin (G13), 5000K Color Temperature, Lumens 2300 lm | https://www.grainger.com/product/GE-LIGHTING-Linear-LED-Bulb-48PY03?
GE LIGHTING | 13.25 | 15 | 2300 | 153.3333 | 28W/32W LFL | Plug and Play | Type A | Yes | No | 48 | Not Listed | Not Listed | 6500K | 1 | 13.25 | Linear LED Bulb, UL Type A, T8, Medium Bi-Pin (G13), 6500K Color Temperature, Lumens 2300 lm | https://www.grainger.com/product/GE-LIGHTING-Linear-LED-Bulb-48PY04?
GE Lighting | 11.4 | 15 | 2150 | 143.3333 | 28 | Plug and Play | Type A | No | Yes | 48 | Not Listed | 80 | 3000K | 1 | 11.4 | Linear LED Bulb, UL Type A, T8, Medium Bi-Pin (G13), 3000K Color Temperature, Lumens 2150 lm | https://www.grainger.com/product/GE-LIGHTING-Linear-LED-Bulb-49YR75
GE Lighting | 15.6 | 15 | 2250 | 150 | 28 | Plug and Play | Type A | No | Yes | 48 | Not Listed | 80 | 3500K | 1 | 15.6 | Linear LED Bulb, UL Type A, T8, Medium Bi-Pin (G13), 3500K Color Temperature, Lumens 2250 lm | https://www.grainger.com/product/GE-LIGHTING-Linear-LED-Bulb-49YR76
GE LIGHTING | 16.3 | 15 | 2250 | 150 | 28W/32W LFL | Plug and Play | Type A | Yes | No | 48 | Not Listed | Not Listed | 4000K | 1 | 16.3 | Linear LED Bulb, UL Type A, T8, Medium Bi-Pin (G13), 4000K Color Temperature, Lumens 2250 lm | https://www.grainger.com/product/GE-LIGHTING-Linear-LED-Bulb-49YR77?
GE LIGHTING | 16.3 | 15 | 2350 | 156.6667 | 28W/32W LFL | Plug and Play | Type A | Yes | No | 48 | Not Listed | Not Listed | 5000K | 1 | 16.3 | Linear LED Bulb, UL Type A, T8, Medium Bi-Pin (G13), 5000K Color Temperature, Lumens 2350 lm | https://www.grainger.com/product/GE-LIGHTING-Linear-LED-Bulb-49YR78?
GE LIGHTING | 11.4 | 15 | 2350 | 156.6667 | 28W/32W LFL | Plug and Play | Type A | Yes | Yes | 48 | Not Listed | Not Listed | 6500K | 1 | 11.4 | Linear LED Bulb, UL Type A, T8, Medium Bi-Pin (G13), 6500K Color Temperature, Lumens 2350 lm | https://www.grainger.com/product/GE-LIGHTING-Linear-LED-Bulb-49YR79?
GE Lighting | 10.99 | 12 | 1750 | 145.8333 | 25 | Plug and Play | Type A | No | Yes | 48 | Not Listed | 80 | 3000K | 1 | 10.99 | Linear LED Bulb, UL Type A, T8, Medium Bi-Pin (G13), 3000K Color Temperature, Lumens 1750 lm | https://www.grainger.com/product/GE-LIGHTING-Linear-LED-Bulb-49YR80
GE Lighting | 15.15 | 12 | 1800 | 150 | 25 | Plug and Play | Type A | No | Yes | 48 | Not Listed | 80 | 3500K | 1 | 15.15 | Linear LED Bulb, UL Type A, T8, Medium Bi-Pin (G13), 3500K Color Temperature, Lumens 1800 lm | https://www.grainger.com/product/GE-LIGHTING-Linear-LED-Bulb-49YR81
GE LIGHTING | 15.85 | 12 | 1800 | 150 | 25W/28W/32W LFL | Plug and Play | Type A | Yes | No | 48 | Not Listed | Not Listed | 4000K | 1 | 15.85 | Linear LED Bulb, UL Type A, T8, Medium Bi-Pin (G13), 4000K Color Temperature, Lumens 1800 lm | https://www.grainger.com/product/GE-LIGHTING-Linear-LED-Bulb-49YR82?
GE Lighting | 15.15 | 12 | 1900 | 158.3333 | 25 | Plug and Play | Type A | No | Yes | 48 | Not Listed | 80 | 5000K | 1 | 15.15 | Linear LED Bulb, UL Type A, T8, Medium Bi-Pin (G13), 5000K Color Temperature, Lumens 1900 lm | https://www.grainger.com/product/GE-LIGHTING-Linear-LED-Bulb-49YR83
GE Lighting | 10.94 | 12 | 1900 | 158.3333 | 25 | Plug and Play | Type A | No | No | 48 | Not Listed | 80 | 6500K | 1 | 10.94 | Linear LED Bulb, UL Type A, T8, Medium Bi-Pin (G13), 6500K Color Temperature, Lumens 1900 lm | https://www.grainger.com/product/GE-LIGHTING-Linear-LED-Bulb-49YR84
Philips | 10.6 | 14 | 2100 | 150 | 32W LFL | Plug and Play | Type A | No | Yes | 47.75 | Not Listed | Not Listed | 4000K | 1 | 10.6 | Linear LED Bulb, UL Type A, T8, Medium Bi-Pin (G13), 4000K Color Temperature, Lumens 2100 lm | https://www.grainger.com/product/PHILIPS-Linear-LED-Bulb-406T68?
Philips | 10.6 | 14 | 2100 | 150 | 32W LFL | Plug and Play | Type A | No | Yes | 47.75 | Not Listed | Not Listed | 5000K | 1 | 10.6 | Linear LED Bulb, UL Type A, UL Type C, T8, Medium Bi-Pin (G13), 5000K Color Temperature | https://www.grainger.com/product/PHILIPS-Linear-LED-Bulb-406T69?
Philips | 12.25 | 10 | 1600 | 160 | 32W LFL | Plug and Play | Type A | No | Yes | 47.75 | Not Listed | Not Listed | 4000K | 1 | 12.25 | Linear LED Bulb, UL Type A, UL Type C, T8, Medium Bi-Pin (G13), 4000K Color Temperature | https://www.grainger.com/product/PHILIPS-Linear-LED-Bulb-406T72?
Philips | 13.8 | 13 | 2100 | 161.5385 | 32W LFL | Plug and Play | Type A | Yes | Yes | 47.75 | Not Listed | Not Listed | 4000K | 1 | 13.8 | Linear LED Bulb, UL Type A, UL Type C, T8, Medium Bi-Pin (G13), 4000K Color Temperature | https://www.grainger.com/product/PHILIPS-Linear-LED-Bulb-406T76?
Philips | 13.8 | 13 | 2100 | 161.5385 | 32W LFL | Plug and Play | Type A | Yes | Yes | 47.75 | Not Listed | Not Listed | 5000K | 1 | 13.8 | Linear LED Bulb, UL Type A, UL Type C, T8, Medium Bi-Pin (G13), 5000K Color Temperature | https://www.grainger.com/product/PHILIPS-Linear-LED-Bulb-406T77?
Philips | 14.65 | 10 | 1600 | 160 | 25W/28W/32W LFL | Plug and Play | Type A | No | Yes | 47.75 | Not Listed | Not Listed | 4000K | 1 | 14.65 | Linear LED Bulb, UL Type A, UL Type C, T8, Medium Bi-Pin (G13), 4000K Color Temperature | https://www.grainger.com/product/PHILIPS-Linear-LED-Bulb-52ZX65?
Philips | 14.8 | 10 | 1600 | 160 | 25W/28W/32W LFL | Plug and Play | Type A | No | Yes | 47.75 | Not Listed | Not Listed | 5000K | 1 | 14.8 | Linear LED Bulb, UL Type A, UL Type C, T8, Medium Bi-Pin (G13), 5000K Color Temperature | https://www.grainger.com/product/PHILIPS-Linear-LED-Bulb-52ZX66?
SHAT-R-SHIELD | 13.64 | 12 | 1800 | 150 | Not Listed | Plug and Play | Type A | No | No | 48 | Not Listed | Not Listed | 4000K | 1 | 13.64 | Linear LED Bulb, UL Type A, T8, Medium Bi-Pin (G13), 4000K Color Temperature, Lumens 1800 lm | https://www.grainger.com/product/SHAT-R-SHIELD-Linear-LED-Bulb-55VR58
SHAT-R-SHIELD | 13.64 | 12 | 1800 | 150 | Not Listed | Plug and Play | Type A | No | No | 48 | Not Listed | Not Listed | 5000K | 1 | 13.64 | Linear LED Bulb, UL Type A, T8, Medium Bi-Pin (G13), 5000K Color Temperature, Lumens 1800 lm | https://www.grainger.com/product/SHAT-R-SHIELD-Linear-LED-Bulb-55VR59
SHAT-R-SHIELD | 13.64 | 12 | 1700 | 141.6667 | Not Listed | Plug and Play | Type A | No | No | 48 | Not Listed | Not Listed | 3500K | 1 | 13.64 | Linear LED Bulb, UL Type A, T8, Medium Bi-Pin (G13), 3500K Color Temperature, Lumens 1700 lm | https://www.grainger.com/product/SHAT-R-SHIELD-Linear-LED-Bulb-55VR60
SHAT-R-SHIELD | 14.08 | 15 | 2100 | 140 | Not Listed | Plug and Play | Type A | No | No | 48 | Not Listed | Not Listed | 3500K | 1 | 14.08 | Linear LED Bulb, UL Type A, T8, Medium Bi-Pin (G13), 3500K Color Temperature, Lumens 2100 lm | https://www.grainger.com/product/SHAT-R-SHIELD-Linear-LED-Bulb-55VR61
SHAT-R-SHIELD | 14.08 | 15 | 2200 | 146.6667 | Not Listed | Plug and Play | Type A | No | No | 48 | Not Listed | Not Listed | 4000K | 1 | 14.08 | Linear LED Bulb, UL Type A, T8, Medium Bi-Pin (G13), 4000K Color Temperature, Lumens 2200 lm | https://www.grainger.com/product/SHAT-R-SHIELD-Linear-LED-Bulb-55VR62
SHAT-R-SHIELD | 14.08 | 15 | 2200 | 146.6667 | Not Listed | Plug and Play | Type A | No | No | 48 | Not Listed | Not Listed | 5000K | 1 | 14.08 | Linear LED Bulb, UL Type A, T8, Medium Bi-Pin (G13), 5000K Color Temperature, Lumens 2200 lm | https://www.grainger.com/product/SHAT-R-SHIELD-Linear-LED-Bulb-55VR63
3NLED | 19.5 | 18 | 1980 | 110 | Not Listed | Plug and Play | Type A | No | No | 48 | Not Listed | Not Listed | 5000K | 1 | 19.5 | 18-Watt T8 4 ft. Daylight G13 Clear Lens Linear LED Plug and Play Tube Light Bulb | https://www.homedepot.com/p/3NLED-18-Watt-T8-4-ft-Daylight-G13-Clear-Lens-Linear-LED-Plug-and-Play-Tube-Light-Bulb-INNOT8J-12C/206606279
3NLED | 13.08 | 16.5 | 1800 | 109.0909 | Not Listed | Ballast Compatible | Type A | No | No | 48 | Not Listed | Not Listed | 4000K | 1 | 13.08 | 4 ft. T8 16.5-Watt Cool White G13 Frosted Lens Linear LED Tube Light Bulb | https://www.homedepot.com/p/3NLED-4-ft-T8-16-5-Watt-Cool-White-G13-Frosted-Lens-Linear-LED-Tube-Light-Bulb-SNT8-12S/206606268
3NLED | 15 | 16.5 | 1800 | 109.0909 | Not Listed | Ballast Compatible | Type A | No | No | 48 | Not Listed | Not Listed | 4000K | 1 | 15 | 4 ft. T8 16.5-Watt Daylight G13 Frosted Lens Linear LED Tube Light Bulb | https://www.homedepot.com/p/3NLED-4-ft-T8-16-5-Watt-Daylight-G13-Frosted-Lens-Linear-LED-Tube-Light-Bulb-SNT8-12S/206606266
3NLED | 16.92 | 18 | 1980 | 110 | Not Listed | Ballast Compatible | Type A | No | No | 48 | Not Listed | Not Listed | 4000K | 1 | 16.92 | 4 ft. T8 18-Watt Cool White G13 Frosted Lens Linear LED Tube Light Bulb | https://www.homedepot.com/p/3NLED-4-ft-T8-18-Watt-Cool-White-G13-Frosted-Lens-Linear-LED-Tube-Light-Bulb-SNT8B-12S/205494188
3NLED | 16.92 | 18 | 1980 | 110 | Not Listed | Ballast Compatible | Type A | No | No | 48 | Not Listed | Not Listed | 5000K | 1 | 16.92 | 4 ft. T8 18-Watt Cool White G13 Frosted Lens Linear LED Tube Light Bulb | https://www.homedepot.com/p/3NLED-4-ft-T8-18-Watt-Cool-White-G13-Frosted-Lens-Linear-LED-Tube-Light-Bulb-SNT8B-12S/205494204
Euri Lighting | 6.3 | 13 | 1650 | 126.9231 | Not Listed | Ballast Compatible | Type A | No | No | 48 | Not Listed | Not Listed | 4000K | 10 | 63 | 13-Watt 4 ft. Linear T8 LED Light Bulb (10-Pack) | https://www.homedepot.com/p/Euri-Lighting-13-Watt-4-ft-Linear-T8-LED-Light-Bulb-10-Pack-ET8-1151-13-10/307603572
Feit Electric | 6.94 | 14 | 1800 | 128.5714 | 32 | Plug and Play | Type A | No | No | 48 | Not Listed | 80 | 4100K | 10 | 69.4 | 4 ft. 14-Watt T8 32W Equivalent Cool White (4100K) G13 Plug and Play Linear LED Tube Light Bulb (10-Pack) | https://www.homedepot.com/p/Feit-Electric-4-ft-14-Watt-T8-32W-Equivalent-Cool-White-4100K-G13-Plug-and-Play-Linear-LED-Tube-Light-Bulb-10-Pack-T848-840-LEDG2-2-5/311182108
Feit Electric | 6.94 | 14 | 2160 | 154.2857 | 32 | Plug and Play | Type A | No | No | 48 | Not Listed | 80 | 3000K | 10 | 69.4 | 4 ft. 14-Watt T8 32W Equivalent Warm White (3000K) G13 Plug and Play Linear LED Tube Light Bulb (10-Pack) | https://www.homedepot.com/p/Feit-Electric-4-ft-14-Watt-T8-32W-Equivalent-Warm-White-3000K-G13-Plug-and-Play-Linear-LED-Tube-Light-Bulb-10-Pack-T848-830-LEDG2-2-5/311182060
Feit Electric | 9.95 | 14 | 1800 | 128.5714 | 40 | Plug and Play | Type A | No | No | 48 | Not Listed | 80 | 4100K | 12 | 119.4 | 4 ft. 14-Watt T8 32W/ T12 40W Equivalent Cool White (4100K) G13 Plug and Play Linear LED Tube Light Bulb (12-Pack) | https://www.homedepot.com/p/Feit-Electric-4-ft-14-Watt-T8-32W-T12-40W-Equivalent-Cool-White-4100K-G13-Plug-and-Play-Linear-LED-Tube-Light-Bulb-12-Pack-T48-840-LEDG2-12/311179017
Feit Electric | 8 | 18 | 2000 | 111.1111 | Not Listed | Plug and Play | Type A | No | No | 48 | Not Listed | 80 | 4000K | 10 | 80 | 4 ft. 18-Watt T8 Cool White (4000K) Plug and Play Linear LED Tube Light Bulb Maintenance Pack (10-Pack) | https://www.homedepot.com/p/Feit-Electric-4-ft-18-Watt-T8-Cool-White-4000K-Plug-and-Play-Linear-LED-Tube-Light-Bulb-Maintenance-Pack-10-Pack-T848-840-LEDG2-10/308090119
Halco | 8.18 | 12 | 1800 | 150 | 32 | Plug and Play | Type A | Yes | No | 48 | Not Listed | 82 | 5000K | 25 | 204.5 | 32-Watt Equivalent 12-Watt 4 ft. T8 Linear LED Dimmable Plug and Play Light Bulb Type A Bright White 3500K (25-Pack) | https://www.homedepot.com/p/Halco-Lighting-Technologies-32-Watt-Equivalent-12-Watt-4-ft-T8-Linear-LED-Dimmable-Plug-and-Play-Light-Bulb-Type-A-Bright-White-3500K-25-Pack-T8FR12-835-DIR4-LED-83880/309429800
Halco | 9 | 13 | 1900 | 146.1538 | 32 | Ballast Compatible | Type A | Yes | No | 48 | Not Listed | Not Listed | 4000K | 25 | 225 | 32-Watt Equivalent 13-Watt 4 ft. T8 Linear LED Non-Dimmable Plug & Play Light Bulb TypeA Cool White 4000K(25-Pack) 82881 | https://www.homedepot.com/p/Halco-Lighting-Technologies-32-Watt-Equivalent-13-Watt-4-ft-T8-Linear-LED-Non-Dimmable-Plug-Play-Light-Bulb-TypeA-Cool-White-4000K-25-Pack-82881-T8FR13-840-DIR3-LED-82881/304279579
Halco | 7.18 | 15 | 1800 | 120 | 32 | Ballast Compatible | Type A | Yes | No | 48 | Not Listed | Not Listed | 4000K | 25 | 179.5 | 32-Watt Equivalent 15-Watt 4 ft. T8 Linear LED Non-Dimmable Plug & Play Light Bulb TypeA Cool White 4000K(25-Pack) 84064 | https://www.homedepot.com/p/Halco-Lighting-Technologies-32-Watt-Equivalent-15-Watt-4-ft-T8-Linear-LED-Non-Dimmable-Plug-Play-Light-Bulb-TypeA-Cool-White-4000K-25-Pack-84064-T8FR15-840-DIR-ECO-LED2-84064/304279574
Halco | 5 | 13 | 1800 | 138.4615 | Not Listed | Ballast Compatible | Type A | Yes | No | 48 | Not Listed | 82 | 5000K | 10 | 50 | 4 ft. 13-Watt T8 Dimmable LED Linear Light Bulb Type A Daylight 5000K (10-Pack) | https://www.homedepot.com/p/Halco-Lighting-Technologies-4-ft-13-Watt-T8-Dimmable-LED-Linear-Light-Bulb-Type-A-Daylight-5000K-10-Pack-T8FR13-850-DIR-LED10PK-89001/308101872
Hyperikon | 10 | 18 | 2101 | 116.7222 | Not Listed | Ballast Compatible | Type A | No | No | 48 | Not Listed | 85 | 4000K | 24 | 240 | 18-Watt 4 ft. Linear T8 Ballast Compatible (Electronic Ballast) Double-End 3000K Clear LED Tube Light Bulb (24-Pack) | https://www.homedepot.com/p/Hyperikon-18-Watt-4-ft-Linear-T8-Ballast-Compatible-Electronic-Ballast-Double-End-3000K-Clear-LED-Tube-Light-Bulb-24-Pack-HyperBC-4C-305/310582543
Hyperikon | 10 | 18 | 2200 | 122.2222 | Not Listed | Ballast Compatible | Type A | No | No | 48 | Not Listed | 84 | 3000K | 24 | 240 | 18-Watt 4 ft. Linear T8 Ballast Compatible (Electronic Ballast) Double-End 3000K Frosted LED Tube Light Bulb (24-Pack) | https://www.homedepot.com/p/Hyperikon-18-Watt-4-ft-Linear-T8-Ballast-Compatible-Electronic-Ballast-Double-End-3000K-Frosted-LED-Tube-Light-Bulb-24-Pack-HyperBC-4F-305/310583206
Hyperikon | 9.69 | 18 | 1800 | 100 | Not Listed | Ballast Compatible | Type A | No | No | 48 | Not Listed | 84 | 4000K | 24 | 232.56 | 18-Watt 4 ft. Linear T8 Ballast Compatible (Electronic Ballast) Double-End 4000K Frosted LED Tube Light Bulb (24-Pack) | https://www.homedepot.com/p/Hyperikon-18-Watt-4-ft-Linear-T8-Ballast-Compatible-Electronic-Ballast-Double-End-4000K-Frosted-LED-Tube-Light-Bulb-24-Pack-HyperBC-4F-405/310583198
Hyperikon | 10 | 18 | 1800 | 100 | Not Listed | Ballast Compatible | Type A | No | No | 48 | Not Listed | 84 | 5000K | 24 | 240 | 18-Watt 4 ft. Linear T8 Ballast Compatible (Electronic Ballast) Double-End 5000K Clear LED Tube Light Bulb (24-Pack) | https://www.homedepot.com/p/Hyperikon-18-Watt-4-ft-Linear-T8-Ballast-Compatible-Electronic-Ballast-Double-End-5000K-Clear-LED-Tube-Light-Bulb-24-Pack-HyperBC-4C-505/310583210
Hyperikon | 9.91 | 18 | 2320 | 128.8889 | Not Listed | Ballast Compatible | Type A | No | No | 48 | Not Listed | 84 | 6000K | 24 | 237.84 | 18-Watt 4 ft. Linear T8 Clear Ballast Compatible Double-End LED Tube Light Bulb (24-Pack) | https://www.homedepot.com/p/Hyperikon-18-Watt-4-ft-Linear-T8-Clear-Ballast-Compatible-Double-End-LED-Tube-Light-Bulb-24-Pack-HyperBC-4C-405/310583209
Hyperikon | 10.41 | 18 | 1800 | 100 | Not Listed | Ballast Compatible | Type A | No | No | 48 | Not Listed | 84 | 5000K | 24 | 249.84 | 18-Watt 4 ft. Linear T8 Clear Ballast Compatible Double-End LED Tube Light Bulb (24-Pack) | https://www.homedepot.com/p/Hyperikon-18-Watt-4-ft-Linear-T8-Clear-Ballast-Compatible-Double-End-LED-Tube-Light-Bulb-24-Pack-HyperBC-4C-605/310583202
Hyperikon | 10.52 | 18 | 2320 | 128.8889 | Not Listed | Ballast Compatible | Type A | No | No | 48 | Not Listed | Not Listed | 4000K | 24 | 252.48 | 18-Watt 4 ft. Linear T8 CRI90+ Clear 4000K LED Tube Light Bulb (24-Pack) | https://www.homedepot.com/p/Hyperikon-18-Watt-4-ft-Linear-T8-CRI90-Clear-4000K-LED-Tube-Light-Bulb-24-Pack-HyperBC90-4C-40/310583215
Hyperikon | 10.32 | 18 | 2340 | 130 | Not Listed | Ballast Compatible | Type A | No | No | 48 | Not Listed | Not Listed | 5000K | 24 | 247.68 | 18-Watt 4 ft. Linear T8 CRI90+ Clear 5000K Double-ended LED Tube Light Bulb. (24-Pack) | https://www.homedepot.com/p/Hyperikon-18-Watt-4-ft-Linear-T8-CRI90-Clear-5000K-Double-ended-LED-Tube-Light-Bulb-24-Pack-HyperBC90-4C-50/310583216
Hyperikon | 10.66 | 18 | 2240 | 124.4444 | Not Listed | Ballast Compatible | Type A | No | No | 48 | Not Listed | 84 | 5000K | 24 | 255.84 | 18-Watt 4 ft. Linear T8 Frosted Ballast Compatible Double-End LED Tube Light Bulb (24-Pack) | https://www.homedepot.com/p/Hyperikon-18-Watt-4-ft-Linear-T8-Frosted-Ballast-Compatible-Double-End-LED-Tube-Light-Bulb-24-Pack-HyperBC-4F-505/310583200
Hyperikon | 10.06 | 18 | 2240 | 124.4444 | Not Listed | Ballast Compatible | Type A | No | No | 48 | Not Listed | 84 | 5000K | 24 | 241.44 | 18-Watt 4 ft. Linear T8 Frosted Ballast Compatible Double-End LED Tube Light Bulb (24-Pack) | https://www.homedepot.com/p/Hyperikon-18-Watt-4-ft-Linear-T8-Frosted-Ballast-Compatible-Double-End-LED-Tube-Light-Bulb-24-Pack-HyperBC-4F-605/310583192
Hyperikon | 12.08 | 18 | 2200 | 122.2222 | Not Listed | Ballast Compatible | Type A | No | No | 48 | Not Listed | Not Listed | 3500K | 24 | 289.92 | 18-Watt 4 ft. Linear T8 Rotatable Clear 3500K LED Tube Light Bulb (24-Pack) | https://www.homedepot.com/p/Hyperikon-18-Watt-4-ft-Linear-T8-Rotatable-Clear-3500K-LED-Tube-Light-Bulb-24-Pack-HyperBCR-4C-35/310583217
Hyperikon | 12.08 | 18 | 2240 | 124.4444 | Not Listed | Ballast Compatible | Type A | No | No | 48 | Not Listed | Not Listed | 5000K | 24 | 289.92 | 18-Watt 4 ft. Linear T8 Rotatable Clear 5000K LED Tube Light Bulb (24-Pack) | https://www.homedepot.com/p/Hyperikon-18-Watt-4-ft-Linear-T8-Rotatable-Clear-5000K-LED-Tube-Light-Bulb-24-Pack-HyperBCR-4C-50/310583211
Philips | 9.5 | 14 | 2140 | 152.8571 | Not Listed | Ballast Compatible | Type A | No | No | 48 | Not Listed | 80 | 4000K | 10 | 95 | 14-Watt 4 ft. Linear T8 LED Tube Light Bulb, Cool White (10-Pack) | https://www.homedepot.com/p/Philips-14-Watt-4-ft-Linear-T8-LED-Tube-Light-Bulb-Cool-White-10-Pack-534172/305504212
Simply Conserve | 4.99 | 12 | 1250 | 104.1667 | Not Listed | Ballast Compatible | Type A | No | No | 48 | Not Listed | 83 | 6000K | 25 | 124.75 | 12-Watt Linear T8 LED Light Bulb (25-Pack) | https://www.homedepot.com/p/Simply-Conserve-12-Watt-Linear-T8-LED-Light-Bulb-25-Pack-L12T8G50A/309150138
Simply Conserve | 6.49 | 14 | 2200 | 157.1429 | Not Listed | Ballast Compatible | Type A | No | No | 48 | Not Listed | 80 | 4000K | 30 | 194.7 | 14-Watt 4 ft. Linear T8 LED Light Bulb Cool White (30-Pack) | https://www.homedepot.com/p/Simply-Conserve-14-Watt-4-ft-Linear-T8-LED-Light-Bulb-Cool-White-30-Pack-L14T8N40A/308713135
Simply Conserve | 7.99 | 14 | 2360 | 168.5714 | Not Listed | Ballast Compatible | Type A | No | No | 48 | Not Listed | 80 | 4000K | 30 | 239.7 | 14-Watt 4 ft. Linear T8 LED Light Bulb Cool White (30-Pack) | https://www.homedepot.com/p/Simply-Conserve-14-Watt-4-ft-Linear-T8-LED-Light-Bulb-Cool-White-30-Pack-L14T8PC40A/308713021
Simply Conserve | 7.99 | 14 | 1600 | 114.2857 | Not Listed | Ballast Compatible | Type A | No | No | 48 | Not Listed | Not Listed | 4000K | 30 | 239.7 | 14-Watt 4 ft. Linear T8 LED Light Bulb Cool White (30-Pack) | https://www.homedepot.com/p/Simply-Conserve-14-Watt-4-ft-Linear-T8-LED-Light-Bulb-Cool-White-30-Pack-L14T8PC40BSE/308713181
Simply Conserve | 5.53 | 14 | 2200 | 157.1429 | Not Listed | Ballast Compatible | Type A | No | No | 48 | Not Listed | 83 | 6000K | 25 | 138.25 | 14-Watt Linear T8 LED Light Bulb (25-Pack) | https://www.homedepot.com/p/Simply-Conserve-14-Watt-Linear-T8-LED-Light-Bulb-25-Pack-L14T8G50BDE/309150170
Simply Conserve | 5.99 | 17 | 2200 | 129.4118 | Not Listed | Ballast Compatible | Type A | No | No | 48 | Not Listed | 83 | 4000K | 25 | 149.75 | 17-Watt Linear T8 LED Light Bulb (25-Pack) | https://www.homedepot.com/p/Simply-Conserve-17-Watt-Linear-T8-LED-Light-Bulb-25-Pack-L17T8G40BDE/309150389
toggled | 10.47 | 16 | 1700 | 106.25 | Not Listed | Ballast Compatible | Type A | Yes | No | 48 | Not Listed | 83 | 4000K | 24 | 251.28 | 48 in. 16-Watt 4000K Cool White Linear T8 Dimmable LED Tube Light Bulb (24-Pack) | https://www.homedepot.com/p/toggled-48-in-16-Watt-4000K-Cool-White-Linear-T8-Dimmable-LED-Tube-Light-Bulb-24-Pack-D416-40321-24/308726525
toggled | 9.97 | 16 | 2300 | 143.75 | Not Listed | Ballast Compatible | Type A | Yes | No | 48 | Not Listed | 83 | 6000K | 2 | 19.94 | 48 in. 16-Watt Daylight Deluxe T8 Dimmable Linear LED Tube Light Bulb (2-Pack) | https://www.homedepot.com/p/toggled-48-in-16-Watt-Daylight-Deluxe-T8-Dimmable-Linear-LED-Tube-Light-Bulb-2-Pack-D416-65321-2/308086234
toggled | 9.97 | 16 | 1800 | 112.5 | Not Listed | Ballast Compatible | Type A | Yes | No | 48 | Not Listed | 83 | 6000K | 2 | 19.94 | 48 in. 16-Watt Daylight T8 Dimmable Linear LED Tube Light Bulb (2-Pack) | https://www.homedepot.com/p/toggled-48-in-16-Watt-Daylight-T8-Dimmable-Linear-LED-Tube-Light-Bulb-2-Pack-D416-50321-2/308086233
toggled | 10.61 | 16 | 2100 | 131.25 | Not Listed | Ballast Compatible | Type A | No | No | 48 | Not Listed | Not Listed | 6000K | 1 | 10.61 | 48 in. Universal Voltage T8 16-Watt 5000K Daylight Linear LED Tube Light Bulb | https://www.homedepot.com/p/toggled-48-in-Universal-Voltage-T8-16-Watt-5000K-Daylight-Linear-LED-Tube-Light-Bulb-E416-50310/300617201
TriGlow | 10.4 | 14 | 2101 | 150.0714 | Not Listed | Ballast Compatible | Type A | No | No | 48 | Not Listed | Not Listed | 4000K | 25 | 260 | 14-Watt 4 ft. Linear T8 LED Light Bulb 4000K 1800 Lumens (25-Pack) | https://www.homedepot.com/p/TriGlow-14-Watt-4-ft-Linear-T8-LED-Light-Bulb-4000K-1800-Lumens-25-Pack-T96203-25/306930730
TriGlow | 10.4 | 14 | 1800 | 128.5714 | Not Listed | Ballast Compatible | Type A | No | No | 48 | Not Listed | Not Listed | 5000K | 25 | 260 | 14-Watt 4 ft. Linear T8 LED Light Bulb 5000K 1800 Lumens (25-Pack) | https://www.homedepot.com/p/TriGlow-14-Watt-4-ft-Linear-T8-LED-Light-Bulb-5000K-1800-Lumens-25-Pack-T96205-25/306930765
TriGlow | 10.4 | 14 | 1800 | 128.5714 | Not Listed | Ballast Compatible | Type A | No | No | 48 | Not Listed | Not Listed | 3000K | 25 | 260 | 14-Watt Linear T8 4 ft. 1800 Lumens LED Light Bulb, (25-Pack) | https://www.homedepot.com/p/TriGlow-14-Watt-Linear-T8-4-ft-1800-Lumens-LED-Light-Bulb-25-Pack-T96201-25/306930584
TriGlow | 13.33 | 14 | 1800 | 128.5714 | Not Listed | Ballast Compatible | Type A | No | No | 48 | Not Listed | Not Listed | 3000K | 6 | 79.98 | 14-Watt Linear T8 4 ft. 1800 Lumens LED Light Bulb, (6-Pack) | https://www.homedepot.com/p/TriGlow-14-Watt-Linear-T8-4-ft-1800-Lumens-LED-Light-Bulb-6-Pack-T96201-6/306930550
US Lighting Group | 15.48 | 18 | 2100 | 116.6667 | Not Listed | Ballast Compatible | Type A | No | No | 48 | Not Listed | Not Listed | 4500K | 1 | 15.48 | 48 in. T8 18-Watt Daylight (4500K) Linear LED Tube Light Bulb | https://www.homedepot.com/p/US-Lighting-Group-48-in-T8-18-Watt-Daylight-4500K-Linear-LED-Tube-Light-Bulb-FEB-UV18-45-C/300720256
RAB | 7.98 | 12 | 1800 | 150 | Not Listed | Ballast Compatible | Type A | No | No | 48 | 240 | 82 | 5000K | 1 | 7.98 | 12 Watt 48" T8 LED - Ballast Compatible - 5000K - 1,800 Lumens | https://www.ledpro.com/catalog/product/view/id/321/category/25/
RAB | 7.98 | 12 | 1800 | 150 | Not Listed | Ballast Compatible | Type A | No | No | 48 | 240 | 82 | 3000K | 1 | 7.98 | 12 Watt 48" T8 LED - Ballast Compatible - 3000K - 1,800 Lumens | https://www.ledpro.com/catalog/product/view/id/322/category/25/
RAB | 7.98 | 12 | 1800 | 150 | Not Listed | Ballast Compatible | Type A | No | No | 48 | 240 | 82 | 3500K | 1 | 7.98 | 12 Watt 48" T8 LED - Ballast Compatible - 3500K - 1,800 Lumens | https://www.ledpro.com/catalog/product/view/id/323/category/25/
RAB | 7.98 | 12 | 1800 | 150 | Not Listed | Ballast Compatible | Type A | No | No | 48 | 240 | 82 | 4000K | 1 | 7.98 | 12 Watt 48" T8 LED - Ballast Compatible - 4000K - 1,800 Lumens | https://www.ledpro.com/catalog/product/view/id/324/category/25/
RAB | 8.99 | 12 | 1800 | 150 | Not Listed | Ballast Compatible | Type A | No | No | 48 | 160 | 80 | 4000K | 1 | 8.99 | 12 Watt 48" T8 LED - Ballast Compatible - 4000K - 1,800 Lumens | https://www.ledpro.com/catalog/product/view/id/332/category/25/
RAB | 8.99 | 12 | 1800 | 150 | Not Listed | Ballast Compatible | Type A | No | No | 48 | 160 | 80 | 3500K | 1 | 8.99 | 12 Watt 48" T8 LED - Ballast Compatible - 3500K - 1,800 Lumens | https://www.ledpro.com/catalog/product/view/id/335/category/25/
RAB | 8.99 | 12 | 1800 | 150 | Not Listed | Ballast Compatible | Type A | No | No | 48 | 160 | 80 | 5000K | 1 | 8.99 | 12 Watt 48" T8 LED - Ballast Compatible - 5000K - 1,800 Lumens | https://www.ledpro.com/catalog/product/view/id/339/category/25/
RAB | 8.99 | 12 | 1800 | 150 | Not Listed | Ballast Compatible | Type A | No | No | 48 | 160 | 80 | 3000K | 1 | 8.99 | 12 Watt 48" T8 LED - Ballast Compatible - 3000K - 1,800 Lumens | https://www.ledpro.com/catalog/product/view/id/340/category/25/
RAB | 9.3 | 15 | 2200 | 146.6667 | Not Listed | Ballast Compatible | Type A | No | No | 48 | 240 | 82 | 4000K | 1 | 9.3 | 15 Watt 48" T8 LED - Ballast Compatible - 4000K - 2,200 Lumens | https://www.ledpro.com/catalog/product/view/id/342/category/25/
RAB | 9.3 | 15 | 2200 | 146.6667 | Not Listed | Ballast Compatible | Type A | No | No | 48 | 240 | 82 | 3500K | 1 | 9.3 | 15 Watt 48" T8 LED - Ballast Compatible - 3500K - 2,200 Lumens | https://www.ledpro.com/catalog/product/view/id/343/category/25/
RAB | 9.3 | 15 | 2200 | 146.6667 | Not Listed | Ballast Compatible | Type A | No | No | 48 | 240 | 82 | 5000K | 1 | 9.3 | 15 Watt 48" T8 LED - Ballast Compatible - 5000K - 2,200 Lumens | https://www.ledpro.com/catalog/product/view/id/344/category/25/
RAB | 9.3 | 15 | 2200 | 146.6667 | Not Listed | Ballast Compatible | Type A | No | No | 48 | 240 | 82 | 3000K | 1 | 9.3 | 15 Watt 48" T8 LED - Ballast Compatible - 3000K - 2,200 Lumens | https://www.ledpro.com/catalog/product/view/id/345/category/25/
RAB | 9.65 | 15 | 2200 | 146.6667 | Not Listed | Ballast Compatible | Type A | No | No | 48 | 160 | 80 | 3500K | 1 | 9.65 | 15 Watt 48" T8 LED - Ballast Compatible - 3500K - 2,200 Lumens | https://www.ledpro.com/catalog/product/view/id/346/category/25/
RAB | 9.65 | 15 | 2200 | 146.6667 | Not Listed | Ballast Compatible | Type A | No | No | 48 | 160 | 80 | 5000K | 1 | 9.65 | 15 Watt 48" T8 LED - Ballast Compatible - 5000K - 2,200 Lumens | https://www.ledpro.com/catalog/product/view/id/347/category/25/
RAB | 9.65 | 15 | 2200 | 146.6667 | Not Listed | Ballast Compatible | Type A | No | No | 48 | 160 | 80 | 3000K | 1 | 9.65 | 15 Watt 48" T8 LED - Ballast Compatible - 3000K - 2,200 Lumens | https://www.ledpro.com/catalog/product/view/id/348/category/25/
RAB | 9.65 | 15 | 2200 | 146.6667 | Not Listed | Ballast Compatible | Type A | No | No | 48 | 160 | 80 | 4000K | 1 | 9.65 | 15 Watt 48" T8 LED - Ballast Compatible - 4000K - 2,200 Lumens | https://www.ledpro.com/catalog/product/view/id/349/category/25/
Bulbrite | 16.29 | 18 | 2200 | 122.2222 | Not Listed | Ballast Compatible / Plug and Play | Type A | No | Yes | 47.2 | 240 | 80 | 3000K | 25 | 407.25 | 18 watt - 120/277 volt - 48" - T8 - Medium Bi-Pin (G13) Base - 3,000K - Ballast Compatible | https://www.lightbulbs.com/product/bulbrite-776002
Bulbrite | 16.29 | 18 | 2300 | 127.7778 | Not Listed | Ballast Compatible / Plug and Play | Type A | No | Yes | 47.2 | 240 | 80 | 4000K | 25 | 407.25 | 18 watt - 120 volt - 48" - T8 - Medium Bi-Pin (G13) Base - 4,000K - Ballast Compatible | https://www.lightbulbs.com/product/bulbrite-776003
Bulbrite | 16.29 | 15 | 2000 | 133.3333 | Not Listed | Ballast Compatible / Plug and Play | Type A | No | No | 48 | 240 | 83 | 3000K | 25 | 407.25 | 15 watt - 120/277 volt - 48" - T8 - Medium Bi-Pin (G13) Base - 3,000K - Ballast Compatible - Dimmable | https://www.lightbulbs.com/product/bulbrite-776010
Curtis Mathes | 12.99 | 18 | 1800 | 100 | Not Listed | Dual | Type A+B | No | No | 48 | Not Listed | 80 | 4000K | 35 | 454.65 | 18 watt - 48" - T8 - Medium Bi-Pin (G13) Base - 4,000K - Ballast Compatible - Plug and Play | https://www.lightbulbs.com/product/curtis-mathes-02121
Eiko | 18.49 | 14 | 1800 | 128.5714 | Not Listed | Ballast Compatible / Plug and Play | Type A | No | Yes | 48 | 220 | 82 | 3500K | 30 | 554.7 | 14 watt - 48" - 120/347 volt - T8 - Medium Bi-Pin (G13) Base - 3,500K - Ballast Compatible - LiteSpanLED | https://www.lightbulbs.com/product/eiko-08810
Eiko | 13.69 | 14 | 1800 | 128.5714 | Not Listed | Ballast Compatible / Plug and Play | Type A | No | Yes | 48 | 220 | 82 | 5000K | 30 | 410.7 | 14 watt - 48" - 120/347 volt - T8 - Medium Bi-Pin (G13) Base - 5,000K - Ballast Compatible - LiteSpanLED | https://www.lightbulbs.com/product/eiko-08812
Eiko | 10.99 | 14 | 1800 | 128.5714 | Not Listed | Ballast Compatible / Plug and Play | Type A | No | No | 47.7 | 220 | 80 | 3500K | 25 | 274.75 | 14 watt - 48" - T8 - Medium Bi-Pin (G13) Base - Non-Dimmable - 3,500K - Ballast Compatible - Glass - Frosted | https://www.lightbulbs.com/product/eiko-09167
Eiko | 16.99 | 14 | 1800 | 128.5714 | Not Listed | Ballast Compatible / Plug and Play | Type A | Yes | No | 48 | 220 | 80 | 4000K | 30 | 509.7 | 14 watt - 48" - 120/277 volt - T8 - Medium Bi-Pin (G13) Base - Dimmable - 4,000K - Ballast Compatible | https://www.lightbulbs.com/product/eiko-09168
Eiko | 10.89 | 14 | 1800 | 128.5714 | Not Listed | Ballast Compatible / Plug and Play | Type A | No | No | 47.7 | 220 | 80 | 5000K | 25 | 272.25 | 14 watt - 48" - T8 - Medium Bi-Pin (G13) Base - Non-Dimmable - 5,000K - Ballast Compatible - Glass - Frosted | https://www.lightbulbs.com/product/eiko-09169
Eiko | 12.09 | 17 | 2200 | 129.4118 | Not Listed | Ballast Compatible / Plug and Play | Type A | No | No | 48 | 220 | 80 | 4000K | 30 | 362.7 | 17 watt - 48" - 120/277 volt - T8 - Medium Bi-Pin (G13) Base - 4,000K - Ballast Compatible - LiteSpanLED | https://www.lightbulbs.com/product/eiko-09176
Eiko | 18.89 | 15 | 1800 | 120 | Not Listed | Dual Technology (Ballast / Direct Wire) | Type A+B | No | No | 47.7 | 220 | 80 | 4000K | 25 | 472.25 | 48" - 15 watt - 120/277 volt - T8 - Medium bi-pin (G13) Base - 4,000K - Frosted - Dual Technology - LiteSpanLED - Glass - Non-Dimmable | https://www.lightbulbs.com/product/eiko-09291
Eiko | 18.89 | 15 | 1800 | 120 | Not Listed | Dual Technology (Ballast / Direct Wire) | Type A+B | No | No | 47.7 | 220 | 80 | 5000K | 25 | 472.25 | 48" - 15 watt - 120/277 volt - T8 - Medium bi-pin (G13) Base - 5,000K - Frosted - Dual Technology - LiteSpanLED - Glass - Non-Dimmable | https://www.lightbulbs.com/product/eiko-09292
Eiko | 15.39 | 17 | 2100 | 123.5294 | Not Listed | Ballast Compatible / Plug and Play | Type A | No | No | 47.7 | 220 | 80 | 3500K | 25 | 384.75 | 48" - 17 watt - 120/347 volt - T8 - Medium bi-pin (G13) Base - 3,500K - Frosted - Ballast Compatible - LiteSpanLED - Glass - Emergency Lighting | https://www.lightbulbs.com/product/eiko-09355
Eiko | 18.89 | 15 | 1800 | 120 | Not Listed | Dual Technology (Ballast / Direct Wire) | Type A+B | No | No | 47.7 | 220 | 80 | 3500K | 25 | 472.25 | 48" - 15 watt - 120/277 volt - T8 - Medium bi-pin (G13) Base - 3,500K - Frosted - Dual Technology - LiteSpanLED - Glass - Non-Dimmable | https://www.lightbulbs.com/product/eiko-09517
Eiko | 15.99 | 15 | 2100 | 140 | Not Listed | Ballast Compatible / Plug and Play | Type A | No | Yes | 47.7 | 220 | 80 | 3500K | 30 | 479.7 | 48" - 15 watt - 120/277 volt - T8 - Medium bi-pin (G13) Base - 3,500K - Frosted - Ballast Compatible - LiteSpanLED - Glass | https://www.lightbulbs.com/product/eiko-09559
Eiko | 15.99 | 15 | 2200 | 146.6667 | Not Listed | Ballast Compatible / Plug and Play | Type A | No | Yes | 47.7 | 220 | 80 | 4000K | 25 | 399.75 | 48" - 15 watt - T8 - Medium bi-pin (G13) Base - 4,000K - Frosted - Ballast Compatible - LiteSpanLED - Glass | https://www.lightbulbs.com/product/eiko-09560
Eiko | 15.99 | 15 | 2200 | 146.6667 | Not Listed | Ballast Compatible / Plug and Play | Type A | No | Yes | 47.7 | 220 | 80 | 5000K | 25 | 399.75 | 48" - 15 watt - 120/277 volt - T8 - Medium bi-pin (G13) Base - 5,000K - Frosted - Ballast Compatible - LiteSpanLED - Glass | https://www.lightbulbs.com/product/eiko-09561
Eiko | 15.99 | 11 | 1700 | 154.5455 | Not Listed | Ballast Compatible / Plug and Play | Type A | No | No | 47.7 | 220 | 80 | 3500K | 30 | 479.7 | 11.5 watt - 48" - 120/347 volt - T8 - Medium Bi-Pin (G13) Base - Non-Dimmable - 3,500K - Ballast Compatible - Glass/PET - Frosted | https://www.lightbulbs.com/product/eiko-09562
Eiko | 15.99 | 11 | 1800 | 163.6364 | Not Listed | Ballast Compatible / Plug and Play | Type A | No | No | 47.7 | 220 | 80 | 4000K | 25 | 399.75 | 11.5 watt - 48" - 120/347 volt - T8 - Medium Bi-Pin (G13) Base - Non-Dimmable - 4,000K - Ballast Compatible - Glass/PET - Frosted | https://www.lightbulbs.com/product/eiko-09563
Eiko | 15.99 | 11 | 1800 | 163.6364 | Not Listed | Ballast Compatible / Plug and Play | Type A | No | No | 47.7 | 220 | 80 | 5000K | 25 | 399.75 | 11.5 watt - 48" - 120/347 volt - T8 - Medium Bi-Pin (G13) Base - Non-Dimmable - 5,000K - Ballast Compatible - Glass/PET - Frosted | https://www.lightbulbs.com/product/eiko-09564
Eiko | 16.49 | 15 | 2100 | 140 | Not Listed | Ballast Compatible / Plug and Play | Type A | No | Yes | 47.8 | 220 | 80 | 3500K | 25 | 412.25 | 48" - 15 watt - 120/277 volt - T8 - Medium bi-pin (G13) Base - 3,500K - Frosted - Glass/PET - Emergency - LiteSpanLED - Non-Dimmable | https://www.lightbulbs.com/product/eiko-09672
Eiko | 16.49 | 15 | 2200 | 146.6667 | Not Listed | Ballast Compatible / Plug and Play | Type A | No | Yes | 47.8 | 220 | 80 | 4000K | 25 | 412.25 | 48" - 15 watt - 120/277 volt - T8 - Medium bi-pin (G13) Base - 4,000K - Frosted - Glass/PET - Emergency - LiteSpanLED - Non-Dimmable | https://www.lightbulbs.com/product/eiko-09673
Eiko | 16.49 | 15 | 2200 | 146.6667 | Not Listed | Ballast Compatible / Plug and Play | Type A | No | Yes | 47.8 | 220 | 80 | 5000K | 25 | 412.25 | 48" - 15 watt - 120/277 volt - T8 - Medium bi-pin (G13) Base - 5,000K - Frosted - Glass/PET - Emergency - LiteSpanLED - Non-Dimmable | https://www.lightbulbs.com/product/eiko-09674
Eiko | 10.99 | 12 | 1700 | 141.6667 | Not Listed | Ballast Compatible / Plug and Play | Type A | No | Yes | 48 | 220 | 80 | 3500K | 25 | 274.75 | 12 watt - 48" - 120/347 volt - T8 - Medium Bi-Pin (G13) Base - Non-Dimmable - 3,500K - Ballast Compatible - Glass - Frosted | https://www.lightbulbs.com/product/eiko-09931
Eiko | 12.39 | 15 | 2100 | 140 | Not Listed | Ballast Compatible / Plug and Play | Type A | No | Yes | 47.8 | 220 | 80 | 3500K | 25 | 309.75 | 15 watt - 48" - 120/347 volt - T8 - Medium Bi-Pin (G13) Base - Universal Burn - 3,500K - Ballast Compatible - Glass - Frosted | https://www.lightbulbs.com/product/eiko-09934
Eiko | 12.39 | 15 | 2200 | 146.6667 | Not Listed | Ballast Compatible / Plug and Play | Type A | No | Yes | 47.8 | 220 | 80 | 4000K | 25 | 309.75 | 15 watt - 48" - 120/347 volt - T8 - Medium Bi-Pin (G13) Base - Non-Dimmable - 4,000K - Ballast Compatible - Direct Fit - Glass - Frosted | https://www.lightbulbs.com/product/eiko-09935
Eiko | 12.39 | 15 | 2200 | 146.6667 | Not Listed | Ballast Compatible / Plug and Play | Type A | No | Yes | 47.8 | 220 | 80 | 5000K | 25 | 309.75 | 48" - 15 watt - 120/277 volt - T8 - Medium Bi-Pin (G13) Base - Non-Dimmable - 5,000K - Ballast Compatible - Direct Fit - Glass - Frosted | https://www.lightbulbs.com/product/eiko-09936
Eiko | 11.79 | 12 | 1800 | 150 | Not Listed | Dual Technology (Ballast / Direct Wire) | Type A+B | No | Yes | 47.2 | 190 | 80 | 3500K | 25 | 294.75 | 4' - 12 watt - 120/277 volt - T8 - Medium Bi-Pin (G13) Base - 3,500K - Frosted - Dual Technology - Instant On - Non-Dimmable - LiteSpanLED® | https://www.lightbulbs.com/product/eiko-10101
Eiko | 13.19 | 12 | 1900 | 158.3333 | Not Listed | Dual Technology (Ballast / Direct Wire) | Type A+B | No | Yes | 47.2 | 190 | 80 | 4000K | 25 | 329.75 | 48" - 12 watt - 120/277 volt - T8 - Medium Bi-pin (G13) Base - 4,000K - Dual Technology - Frosted Glass - Non-Dimmable - LiteSpanLED® | https://www.lightbulbs.com/product/eiko-10102
Eiko | 6.19 | 14 | 2200 | 157.1429 | Not Listed | Ballast Compatible / Plug and Play | Type A | No | No | 48 | 150 | 80 | 3500K | 25 | 154.75 | 14.5 watt - 4' - 120/277 volt - T8 - Medium Bi-Pin (G13) Base - 3,500K - Ballast Compatible - Glass - Direct Fit - Builders Best | https://www.lightbulbs.com/product/eiko-10672
Eiko | 6.19 | 14 | 2200 | 157.1429 | Not Listed | Ballast Compatible / Plug and Play | Type A | No | No | 48 | 150 | 80 | 4000K | 25 | 154.75 | 14.5 watt - 4' - 120/277 volt - T8 - Medium Bi-Pin (G13) Base - 4,000K - Ballast Compatible - Glass - Direct Fit - Builders Best | https://www.lightbulbs.com/product/eiko-10673
Eiko | 6.19 | 14 | 2200 | 157.1429 | Not Listed | Ballast Compatible / Plug and Play | Type A | No | No | 48 | 150 | 80 | 5000K | 25 | 154.75 | 14.5 watt - 4' - 120/277 volt - T8 - Medium Bi-Pin (G13) Base - 5,000K - Ballast Compatible - Glass - Direct Fit - Builders Best | https://www.lightbulbs.com/product/eiko-10674
Eiko | 14.49 | 11 | 1700 | 154.5455 | Not Listed | Ballast Compatible / Plug and Play | Type A | No | Yes | 47.7 | 220 | 80 | 3500K | 30 | 434.7 | 11.5 watt - 48" - 120/347 volt - T8 - Medium Bi-Pin (G13) Base - Non-Dimmable - 3,500K - Ballast Compatible - Glass - Frosted | https://www.lightbulbs.com/product/eiko-60443
Eiko | 14.49 | 11 | 1800 | 163.6364 | Not Listed | Ballast Compatible / Plug and Play | Type A | No | Yes | 47.7 | 220 | 80 | 5000K | 25 | 362.25 | 11.5 watt - 48" - 120/347 volt - T8 - Medium Bi-Pin (G13) Base - Non-Dimmable - 5,000K - Ballast Compatible - Glass - Frosted | https://www.lightbulbs.com/product/eiko-60445
GE | 13.79 | 13 | 1900 | 146.1538 | Not Listed | Ballast Compatible / Plug and Play | Type A | No | Yes | 48 | 270 | 80 | 3000K | 20 | 275.8 | 13 watt - 48" - T8 - Medium Bi-Pin (G13) Base - 3,000K - Ballast Compatible - Glass - Type A | https://www.lightbulbs.com/product/ge-21309
GE | 13.79 | 13 | 2000 | 153.8462 | Not Listed | Ballast Compatible / Plug and Play | Type A | No | Yes | 48 | 270 | 80 | 3500K | 20 | 275.8 | 13 watt - 48" - T8 - Medium Bi-Pin (G13) Base - 3,500K - Ballast Compatible - Glass - Type A | https://www.lightbulbs.com/product/ge-21344
GE | 13.79 | 13 | 2000 | 153.8462 | Not Listed | Ballast Compatible / Plug and Play | Type A | No | Yes | 48 | 270 | 80 | 4000K | 20 | 275.8 | 13 watt - 48" - T8 - Medium Bi-Pin (G13) Base - 4,000K - Ballast Compatible - Glass - Type A | https://www.lightbulbs.com/product/ge-21373
GE | 13.79 | 13 | 2000 | 153.8462 | Not Listed | Ballast Compatible / Plug and Play | Type A | No | Yes | 48 | 270 | 80 | 5000K | 20 | 275.8 | 13 watt - 48" - T8 - Medium Bi-Pin (G13) Base - 5,000K - Ballast Compatible - Glass - Type A | https://www.lightbulbs.com/product/ge-21377
GE | 15.99 | 12 | 1500 | 125 | Not Listed | Dual | Type A+B | Yes | No | 48 | 270 | 80 | 4000K | 10 | 159.9 | 12 watt - 48" - T8 - Medium Bi-Pin (G13) Base - 4,000K - Frosted - Glass - Dimmable - Ballast Compatible / Plug and Play | https://www.lightbulbs.com/product/ge-26405
GE | 7.59 | 14 | 1950 | 139.2857 | Not Listed | Ballast Compatible / Plug and Play | Type A | No | No | 48 | 270 | 80 | 3000K | 20 | 151.8 | 14 watt - 48" - T8 - Medium Bi-Pin (G13) Base - 3,000K - Glass - Ballast Compatible - Type A | https://www.lightbulbs.com/product/ge-34283
GE | 8.99 | 14 | 2000 | 142.8571 | Not Listed | Ballast Compatible / Plug and Play | Type A | No | No | 48 | 270 | 80 | 3500K | 20 | 179.8 | 14 watt - 48" - T8 - Medium Bi-Pin (G13) Base - 3,500K - Glass - Ballast Compatible - Type A | https://www.lightbulbs.com/product/ge-34289
GE | 7.59 | 14 | 2100 | 150 | Not Listed | Ballast Compatible / Plug and Play | Type A | No | No | 48 | 270 | 80 | 4000K | 20 | 151.8 | 14 watt - 48" - T8 - Medium Bi-Pin (G13) Base - 4,000K - Glass - Ballast Compatible - Type A | https://www.lightbulbs.com/product/ge-34291
GE | 7.59 | 14 | 2150 | 153.5714 | Not Listed | Ballast Compatible / Plug and Play | Type A | No | No | 48 | 270 | 80 | 5000K | 20 | 151.8 | 14 watt - 48" - T8 - Medium Bi-Pin (G13) Base - 5,000K - Glass - Ballast Compatible - Type A | https://www.lightbulbs.com/product/ge-34300
GE | 14.59 | 15 | 2200 | 146.6667 | Not Listed | Ballast Compatible / Plug and Play | Type A | No | No | 48 | Not Listed | 90 | 4000K | 20 | 291.8 | 15 watt - 48" - T8 - Medium Bi-Pin (G13) Base - 4,000K - Frosted - Dimmable | https://www.lightbulbs.com/product/ge-34313
GE | 14.59 | 15 | 2250 | 150 | Not Listed | Ballast Compatible / Plug and Play | Type A | No | No | 48 | Not Listed | 90 | 5000K | 20 | 291.8 | 15 watt - 48" - T8 - Medium Bi-Pin (G13) Base - 5,000K - Frosted - Dimmable | https://www.lightbulbs.com/product/ge-34316
GE | 10.59 | 18 | 2400 | 133.3333 | Not Listed | Ballast Compatible / Plug and Play | Type A | No | Yes | 48 | 270 | 80 | 3000K | 20 | 211.8 | 18 watt - 48" - T8 - Medium Bi-Pin (G13) Base - 3,000K - Frosted - Glass | https://www.lightbulbs.com/product/ge-35767
GE | 10.59 | 18 | 2500 | 138.8889 | Not Listed | Ballast Compatible / Plug and Play | Type A | No | Yes | 48 | 270 | 80 | 3500K | 20 | 211.8 | 18 watt - 48" - T8 - Medium Bi-Pin (G13) Base - 3,500K - Frosted - Glass | https://www.lightbulbs.com/product/ge-35768
GE | 10.59 | 18 | 2500 | 138.8889 | Not Listed | Ballast Compatible / Plug and Play | Type A | No | Yes | 48 | 270 | 80 | 4000K | 20 | 211.8 | 18 watt - 48" - T8 - Medium Bi-Pin (G13) Base - 4,000K - Frosted - Glass | https://www.lightbulbs.com/product/ge-35769
GE | 12.99 | 18 | 2600 | 144.4444 | Not Listed | Ballast Compatible / Plug and Play | Type A | No | Yes | 48 | 270 | 80 | 5000K | 20 | 259.8 | 18 watt - 48" - T8 - Medium Bi-Pin (G13) Base - 5,000K - Frosted - Glass | https://www.lightbulbs.com/product/ge-35772
GE | 10.59 | 18 | 2600 | 144.4444 | Not Listed | Ballast Compatible / Plug and Play | Type A | No | No | 48 | 270 | 80 | 6500K | 20 | 211.8 | 18 watt - 48" - T8 - Medium Bi-Pin (G13) Base - 6,500K - Frosted - Glass | https://www.lightbulbs.com/product/ge-35773
GE | 9.59 | 15 | 2100 | 140 | Not Listed | Ballast Compatible / Plug and Play | Type A | No | Yes | 48 | 270 | 80 | 3000K | 20 | 191.8 | 15 watt - 48" - T8 - Medium Bi-Pin (G13) Base - 3,000K - Frosted - Glass | https://www.lightbulbs.com/product/ge-35790
GE | 9.99 | 15 | 2200 | 146.6667 | Not Listed | Ballast Compatible / Plug and Play | Type A | No | Yes | 48 | 270 | 80 | 4000K | 20 | 199.8 | 15 watt - 48" - T8 - Medium Bi-Pin (G13) Base - 4,000K - Frosted - Glass | https://www.lightbulbs.com/product/ge-35793
GE | 9.59 | 15 | 2300 | 153.3333 | Not Listed | Ballast Compatible / Plug and Play | Type A | No | No | 48 | 270 | 80 | 6500K | 20 | 191.8 | 15 watt - 48" - T8 - Medium Bi-Pin (G13) Base - 6,500K - Frosted - Glass | https://www.lightbulbs.com/product/ge-35798
GE | 12.59 | 15 | 1750 | 116.6667 | Not Listed | Ballast Compatible / Plug and Play | Type A | No | No | 48 | 270 | 80 | 3500K | 6 | 75.54 | 15 watt - 48" - T8 - Medium Bi-Pin (G13) Base - 3,500K - Frosted - Glass | https://www.lightbulbs.com/product/ge-35896
GE | 12.59 | 15 | 1750 | 116.6667 | Not Listed | Ballast Compatible / Plug and Play | Type A | No | No | 48 | 270 | 80 | 4000K | 6 | 75.54 | 15 watt - 48" - T8 - Medium Bi-Pin (G13) Base - 4,000K - Frosted - Glass | https://www.lightbulbs.com/product/ge-35900
GE | 12.99 | 15 | 1800 | 120 | Not Listed | Ballast Compatible / Plug and Play | Type A | No | No | 48 | 270 | 80 | 5000K | 6 | 77.94 | 15 watt - 48" - T8 - Medium Bi-Pin (G13) Base - 5,000K - Frosted - Glass | https://www.lightbulbs.com/product/ge-35911
GE | 9.99 | 12 | 1700 | 141.6667 | Not Listed | Ballast Compatible / Plug and Play | Type A | No | Yes | 48 | 270 | 80 | 3000K | 20 | 199.8 | 12 watt - 48" - T8 - Medium Bi-Pin (G13) Base - 3,000K - Frosted - Glass - Dimmable | https://www.lightbulbs.com/product/ge-43284
GE | 9.99 | 12 | 1750 | 145.8333 | Not Listed | Ballast Compatible / Plug and Play | Type A | No | Yes | 48 | 270 | 80 | 4000K | 20 | 199.8 | 12 watt - 48" - T8 - Medium Bi-Pin (G13) Base - 4,000K - Frosted - Glass - Dimmable | https://www.lightbulbs.com/product/ge-43291
GE | 9.99 | 12 | 1850 | 154.1667 | Not Listed | Ballast Compatible / Plug and Play | Type A | No | Yes | 48 | 270 | 80 | 5000K | 20 | 199.8 | 12 watt - 48" - T8 - Medium Bi-Pin (G13) Base - 5,000K - Frosted - Glass - Dimmable | https://www.lightbulbs.com/product/ge-43293
GE | 19.79 | 12 | 1750 | 145.8333 | Not Listed | Ballast Compatible / Plug and Play | Type A | No | Yes | 48 | 270 | 80 | 3000K | 25 | 494.75 | 12 watt - 48" - T8 - Medium Bi-Pin (G13) Base - 3,000K - Frosted - Plastic - Dimmable | https://www.lightbulbs.com/product/ge-61218
GE | 19.79 | 12 | 1750 | 145.8333 | Not Listed | Ballast Compatible / Plug and Play | Type A | No | Yes | 48 | 270 | 80 | 3500K | 25 | 494.75 | 12 watt - 48" - T8 - Medium Bi-Pin (G13) Base - 3,500K - Frosted - Plastic - Dimmable | https://www.lightbulbs.com/product/ge-61223
GE | 19.79 | 15 | 2150 | 143.3333 | Not Listed | Ballast Compatible / Plug and Play | Type A | No | Yes | 48 | 270 | 80 | 3000K | 25 | 494.75 | 15 watt - 48" - T8 - Medium Bi-Pin (G13) Base - 3,000K - Frosted - Plastic - Dimmable | https://www.lightbulbs.com/product/ge-62399
GE | 19.79 | 15 | 1950 | 130 | Not Listed | Ballast Compatible / Plug and Play | Type A | No | Yes | 48 | 270 | 80 | 3500K | 25 | 494.75 | 15 watt - 48" - T8 - Medium Bi-Pin (G13) Base - 3,500K - Frosted - Plastic - Dimmable | https://www.lightbulbs.com/product/ge-62401
GE | 14.99 | 15 | 2250 | 150 | Not Listed | Dual | Type A+B | No | Yes | 48 | 270 | 80 | 4000K | 25 | 374.75 | 15 watt - 48" - T8 - Medium Bi-Pin (G13) Base - 4,000K - Frosted - Plastic - Dimmable | https://www.lightbulbs.com/product/ge-62402
GE | 19.79 | 15 | 2350 | 156.6667 | Not Listed | Ballast Compatible / Plug and Play | Type A | No | Yes | 48 | 270 | 80 | 5000K | 25 | 494.75 | 15 watt - 48" - T8 - Medium Bi-Pin (G13) Base - 5,000K - Frosted - Plastic - Ballast Compatible - Dimmable | https://www.lightbulbs.com/product/ge-62409
GE | 19.79 | 15 | 2350 | 156.6667 | Not Listed | Ballast Compatible / Plug and Play | Type A | No | Yes | 48 | 270 | 80 | 6500K | 25 | 494.75 | 15 watt - 48" - T8 - Medium Bi-Pin (G13) Base - 6,500K - Frosted - Plastic - Ballast Compatible - Dimmable | https://www.lightbulbs.com/product/ge-62410
Green Creative | 8.59 | 13 | 2050 | 157.6923 | Not Listed | Ballast Compatible / Plug and Play | Type A | Yes | No | 47.8 | 180 | 82 | 4000K | 25 | 214.75 | 13 watt - 48" - 120/277 volt - T8 - Medium Bi-Pin (G13) Base - 4,000K - Dimmable - Titanium - Ballast Compatible | https://www.lightbulbs.com/product/green-creative-28403
Green Creative | 8.59 | 13 | 2050 | 157.6923 | Not Listed | Ballast Compatible / Plug and Play | Type A | Yes | No | 47.8 | 180 | 82 | 5000K | 25 | 214.75 | 13 watt - 48" - 120/277 volt - T8 - Medium Bi-Pin (G13) Base - 5,000K - Dimmable - Titanium - Ballast Compatible | https://www.lightbulbs.com/product/green-creative-28404
Green Creative | 12.99 | 12 | 1700 | 141.6667 | Not Listed | Dual Technology (Ballast / Direct Wire) | Type A+B | No | Yes | 47.7 | 210 | 82 | 3000K | 25 | 324.75 | 4' - 12 watt - 120/277 volt - T8 - Medium Bi-Pin (G13) Base - 3,000K - Non-Dimmable - Dual Technology - HYBrid | https://www.lightbulbs.com/product/green-creative-34979
Green Creative | 12.99 | 12 | 1700 | 141.6667 | Not Listed | Dual Technology (Ballast / Direct Wire) | Type A+B | No | Yes | 47.7 | 210 | 82 | 3500K | 25 | 324.75 | 4' - 12 watt - 120/277 volt - T8 - Medium Bi-Pin (G13) Base - 3,500K - Non-Dimmable - Dual Technology - HYBrid | https://www.lightbulbs.com/product/green-creative-34980
Green Creative | 12.99 | 12 | 1800 | 150 | Not Listed | Dual Technology (Ballast / Direct Wire) | Type A+B | No | Yes | 47.7 | 210 | 82 | 4000K | 25 | 324.75 | 4' - 12 watt - 120/277 volt - T8 - Medium Bi-Pin (G13) Base - 4,000K - Non-Dimmable - Dual Technology - HYBrid | https://www.lightbulbs.com/product/green-creative-34981
Green Creative | 12.99 | 12 | 1800 | 150 | Not Listed | Dual Technology (Ballast / Direct Wire) | Type A+B | No | Yes | 47.7 | 210 | 82 | 5000K | 25 | 324.75 | 4' - 12 watt - 120/277 volt - T8 - Medium Bi-Pin (G13) Base - 5,000K - Non-Dimmable - Dual Technology - HYBrid | https://www.lightbulbs.com/product/green-creative-34982
Green Creative | 12.99 | 15 | 2200 | 146.6667 | Not Listed | Dual Technology (Ballast / Direct Wire) | Type A+B | No | Yes | 47.7 | 210 | 82 | 4000K | 25 | 324.75 | 4' - 15 watt - 120/277 volt - T8 - Medium Bi-Pin (G13) Base - 4,000K - Non-Dimmable - Dual Technology - HYBrid | https://www.lightbulbs.com/product/green-creative-34983
Green Creative | 12.99 | 15 | 2200 | 146.6667 | Not Listed | Dual Technology (Ballast / Direct Wire) | Type A+B | No | Yes | 47.7 | 210 | 82 | 5000K | 25 | 324.75 | 4' - 15 watt - 120/277 volt - T8 - Medium Bi-Pin (G13) Base - 5,000K - Non-Dimmable - Dual Technology - HYBrid | https://www.lightbulbs.com/product/green-creative-34984
Green Creative | 8.59 | 10 | 1600 | 160 | Not Listed | Ballast Compatible / Plug and Play | Type A | No | Yes | 47.8 | 160 | 82 | 3000K | 25 | 214.75 | 4' - 10.5 watt - 120/277 volt - T8 - Medium Bi-Pin (G13) Base - 3,000K - Non-Dimmable - Plug and Play - Value Select | https://www.lightbulbs.com/product/green-creative-98551
Green Creative | 8.59 | 10 | 1600 | 160 | Not Listed | Ballast Compatible / Plug and Play | Type A | No | Yes | 47.8 | 160 | 82 | 3500K | 25 | 214.75 | 4' - 10.5 watt - 120/277 volt - T8 - Medium Bi-Pin (G13) Base - 3,500K - Non-Dimmable - Plug and Play - Value Select | https://www.lightbulbs.com/product/green-creative-98552
Green Creative | 8.59 | 10 | 1650 | 165 | Not Listed | Ballast Compatible / Plug and Play | Type A | No | Yes | 47.8 | 160 | 82 | 4000K | 25 | 214.75 | 4' - 10.5 watt - 120/277 volt - T8 - Medium Bi-Pin (G13) Base - 4,000K - Non-Dimmable - Plug and Play - Value Select | https://www.lightbulbs.com/product/green-creative-98553
Green Creative | 8.59 | 10 | 1650 | 165 | Not Listed | Ballast Compatible / Plug and Play | Type A | No | Yes | 47.8 | 160 | 82 | 5000K | 25 | 214.75 | 4' - 10.5 watt - 120/277 volt - T8 - Medium Bi-Pin (G13) Base - 5,000K - Non-Dimmable - Plug and Play - Value Select | https://www.lightbulbs.com/product/green-creative-98554
Green Creative | 8.59 | 13 | 2000 | 153.8462 | Not Listed | Ballast Compatible / Plug and Play | Type A | No | Yes | 47.8 | 160 | 82 | 4000K | 25 | 214.75 | 4' - 13 watt - 120/277 volt - T8 - Medium Bi-Pin (G13) Base - 4,000K - Non-Dimmable - Plug and Play - Value Select | https://www.lightbulbs.com/product/green-creative-98557
Green Creative | 8.59 | 13 | 2000 | 153.8462 | Not Listed | Ballast Compatible / Plug and Play | Type A | No | Yes | 47.8 | 160 | 82 | 5000K | 25 | 214.75 | 4' - 13 watt - 120/277 volt - T8 - Medium Bi-Pin (G13) Base - 5,000K - Non-Dimmable - Plug and Play - Value Select | https://www.lightbulbs.com/product/green-creative-98558
Halco | 14.99 | 17 | 1800 | 105.8824 | Not Listed | Ballast Compatible / Plug and Play | Type A | Yes | No | 48 | 270 | 82 | 4000K | 1 | 14.99 | 17 watt - 120/277 volt - 48" - T8 - Medium Bi-Pin (G13) Base - 4,000K - Dimmable - Frosted - Ballast Compatible - ProLED | https://www.lightbulbs.com/product/halco-80872
Halco | 8.69 | 13 | 1900 | 146.1538 | Not Listed | Ballast Compatible / Plug and Play | Type A | Yes | Yes | 48 | 270 | 82 | 4000K | 25 | 217.25 | 13 watt - 48" - T8 - Medium Bi-Pin (G13) Base - 4,000K - Dimmable - Frosted - Ballast Compatible - Direct Series - ProLED | https://www.lightbulbs.com/product/halco-82881
Halco | 13.99 | 13 | 2000 | 153.8462 | Not Listed | Ballast Compatible / Plug and Play | Type A | Yes | Yes | 48 | 270 | 82 | 5000K | 25 | 349.75 | 13 watt - 48" - T8 - Medium Bi-Pin (G13) Base - 5,000K - Frosted - Dimmable - ProLED - Ballast Compatible - Direct Replacement - Glass | https://www.lightbulbs.com/product/halco-82882
Halco | 8.19 | 13 | 1600 | 123.0769 | Not Listed | Ballast Compatible / Plug and Play | Type A | Yes | Yes | 48 | 270 | 82 | 4000K | 25 | 204.75 | 13 watt - 48" - T8 - Medium Bi-Pin (G13) Base - 4,000K - Dimmable - Frosted - Ballast Compatible - ProLED | https://www.lightbulbs.com/product/halco-83064
Halco | 8.19 | 13 | 1600 | 123.0769 | Not Listed | Ballast Compatible / Plug and Play | Type A | Yes | Yes | 48 | 270 | 82 | 5000K | 25 | 204.75 | 13 watt - 48" - T8 - Medium Bi-Pin (G13) Base - 5,000K - Dimmable - Frosted - Ballast Compatible - ProLED | https://www.lightbulbs.com/product/halco-83065
Halco | 7.69 | 12 | 1800 | 150 | Not Listed | Ballast Compatible / Plug and Play | Type A | Yes | Yes | 48 | 270 | 82 | 3500K | 25 | 192.25 | 12 watt - 48" - T8 - Medium Bi-Pin (G13) Base - 3,500K - Dimmable - Frosted - Ballast Compatible - Direct Series - ProLED | https://www.lightbulbs.com/product/halco-83880
Halco | 7.69 | 12 | 1850 | 154.1667 | Not Listed | Ballast Compatible / Plug and Play | Type A | Yes | Yes | 48 | 270 | 82 | 5000K | 25 | 192.25 | 12 watt - 48" - T8 - Medium Bi-Pin (G13) Base - 5,000K - Frosted - Dimmable - ProLED - Ballast Compatible - Direct Replacement - Glass | https://www.lightbulbs.com/product/halco-83882
Halco | 6.49 | 15 | 2000 | 133.3333 | Not Listed | Ballast Compatible / Plug and Play | Type A | No | Yes | 48 | 220 | 82 | 4000K | 25 | 162.25 | 15 watt - 120/277 volt - 48" - T8 - Medium Bi-Pin (G13) Base - 4,000K - Non-Dimmable - Frosted - Ballast Compatible - ProLED | https://www.lightbulbs.com/product/halco-84064
HyLite | 14.99 | 18 | 2200 | 122.2222 | Not Listed | Dual | Type A+B | No | No | 48 | 320 | 83 | 4000K | 30 | 449.7 | 18 watt - 120/277 volt - 48" - T8 - Medium Bi-Pin (G13) Base - 4,000K - Neutral White - Frosted - Dual Technology - OptiMax™ | https://www.lightbulbs.com/product/hylite-00009
HyLite | 14.99 | 18 | 2250 | 125 | Not Listed | Dual Technology (Ballast / Direct Wire) | Type A+B | No | No | 48 | 320 | 83 | 5000K | 30 | 449.7 | 18 watt - 120/277 volt - 48" - T8 - Medium Bi-Pin (G13) Base - 5,000K - Daylight - Frosted - Dual Technology - OptiMax™ | https://www.lightbulbs.com/product/hylite-00010
HyLite | 12.99 | 12 | 1750 | 145.8333 | Not Listed | Dual Technology (Ballast / Direct Wire) | Type A+B | No | Yes | 48 | 300 | 83 | 4000K | 30 | 389.7 | 12 watt - 120/277 volt - 48" - T8 - Medium Bi-Pin (G13) Base - 4,000K - Neutral White - Frosted - Ballast Bypass | https://www.lightbulbs.com/product/hylite-00157
HyLite | 14.99 | 12 | 1800 | 150 | Not Listed | Dual | Type A+B | No | Yes | 48 | 320 | 83 | 5000K | 30 | 449.7 | 12 watt - 120/277 volt - 48" - T8 - Medium Bi-Pin (G13) Base - 5,000K - Daylight - Frosted - Dual Technology (Ballast / Direct Wire) | https://www.lightbulbs.com/product/hylite-01047
HyLite | 11.29 | 12 | 1750 | 145.8333 | Not Listed | Dual Technology (Ballast / Direct Wire) | Type A+B | No | Yes | 48 | 320 | 83 | 3500K | 30 | 338.7 | 12 watt - 120/277 volt - 48" - T8 - Medium Bi-Pin (G13) Base - 3,500K - Frosted - Dual Technology (Ballast / Direct Wire) | https://www.lightbulbs.com/product/hylite-01052
HyLite | 11.99 | 18 | 2200 | 122.2222 | Not Listed | Dual Technology (Ballast / Direct Wire) | Type A+B | No | No | 48 | 320 | 83 | 3500K | 25 | 299.75 | 18 watt - 120/277 volt - 48" - T8 - Medium Bi-Pin (G13) Base - 3,500K - Frosted - Dual Technology (Ballast / Direct Wire) | https://www.lightbulbs.com/product/hylite-01077
Keystone | 15.99 | 15 | 1800 | 120 | Not Listed | Dual Technology (Ballast / Direct Wire) | Type A+B | No | No | 48 | Not Listed | 80 | 4000K | 6 | 95.94 | 15 watt - 48" - 120/277 volt - T8 - Medium Bi-Pin (G13) Base - 4,000K - Dual Technology - 800 Series | https://www.lightbulbs.com/product/keystone-01018
Keystone | 13.99 | 15 | 1800 | 120 | Not Listed | Dual Technology (Ballast / Direct Wire) | Type A+B | No | No | 48 | Not Listed | 80 | 5000K | 6 | 83.94 | 15 watt - 48" - 120/277 volt - T8 - Medium Bi-Pin (G13) Base - 5,000K - Dual Technology - 800 Series | https://www.lightbulbs.com/product/keystone-01019
Keystone | 16.59 | 15 | 1800 | 120 | Not Listed | Dual Technology (Ballast / Direct Wire) | Type A+B | No | Yes | 47.1 | 220 | 80 | 3500K | 25 | 414.75 | 15 watt - 48" - 120/277 volt - T8 - Medium Bi-Pin (G13) Base - 3,500K - Dual Technology - Shatterproof - ComboDrive2 | https://www.lightbulbs.com/product/keystone-01032
Keystone | 15.99 | 15 | 2100 | 140 | Not Listed | Ballast Compatible / Plug and Play | Type A | No | Yes | 47.2 | 220 | 80 | 3500K | 25 | 399.75 | 15 watt - 48" - 120/277 volt - T8 - Medium Bi-Pin (G13) Base - 3,500K - Shatterproof - Ballast Compatible | https://www.lightbulbs.com/product/keystone-01288
Keystone | 15.99 | 15 | 2200 | 146.6667 | Not Listed | Ballast Compatible / Plug and Play | Type A | No | Yes | 47.2 | 220 | 80 | 4000K | 25 | 399.75 | 15 watt - 48" - 120/277 volt - T8 - Medium Bi-Pin (G13) Base - 4,000K - Shatterproof - Ballast Compatible | https://www.lightbulbs.com/product/keystone-01289
Keystone | 15.99 | 15 | 2200 | 146.6667 | Not Listed | Ballast Compatible / Plug and Play | Type A | No | Yes | 47.2 | 220 | 80 | 5000K | 25 | 399.75 | 15 watt - 48" - 120/277 volt - T8 - Medium Bi-Pin (G13) Base - 5,000K - Shatterproof - Ballast Compatible | https://www.lightbulbs.com/product/keystone-01290
Keystone | 15.99 | 11 | 1800 | 163.6364 | Not Listed | Ballast Compatible / Plug and Play | Type A | No | Yes | 47.2 | 220 | 80 | 4000K | 25 | 399.75 | 11.5 watt - 48" - 120/277 volt - T8 - Medium Bi-Pin (G13) Base - 4,000K - Shatterproof - Ballast Compatible | https://www.lightbulbs.com/product/keystone-01292
Keystone | 15.99 | 11 | 1800 | 163.6364 | Not Listed | Ballast Compatible / Plug and Play | Type A | No | Yes | 47.2 | 220 | 80 | 5000K | 25 | 399.75 | 11.5 watt - 48" - 120/277 volt - T8 - Medium Bi-Pin (G13) Base - 5,000K - Shatterproof - Ballast Compatible | https://www.lightbulbs.com/product/keystone-01293
Keystone | 15.99 | 11 | 1700 | 154.5455 | Not Listed | Ballast Compatible / Plug and Play | Type A | No | Yes | 47.2 | 220 | 80 | 3000K | 25 | 399.75 | 11.5 watt - 48" - 120/277 volt - T8 - Medium Bi-Pin (G13) Base - 3,000K - Shatterproof - Ballast Compatible | https://www.lightbulbs.com/product/keystone-01308
Keystone | 15.99 | 15 | 2100 | 140 | Not Listed | Ballast Compatible / Plug and Play | Type A | No | Yes | 47.2 | 220 | 80 | 3000K | 25 | 399.75 | 15 watt - 48" - 120/277 volt - T8 - Medium Bi-Pin (G13) Base - 3,000K - Shatterproof - Ballast Compatible | https://www.lightbulbs.com/product/keystone-01309
Keystone | 13.99 | 12 | 1700 | 141.6667 | Not Listed | Ballast Compatible / Plug and Play | Type A | No | Yes | 47.2 | 220 | 80 | 3000K | 25 | 349.75 | 12 watt - 48" - 120/277 volt - T8 - Medium Bi-Pin (G13) Base - 3,000K - Ballast Compatible | https://www.lightbulbs.com/product/keystone-01669
Keystone | 13.99 | 12 | 1700 | 141.6667 | Not Listed | Ballast Compatible / Plug and Play | Type A | No | Yes | 47.2 | 220 | 80 | 3500K | 25 | 349.75 | 12 watt - 48" - 120/277 volt - T8 - Medium Bi-Pin (G13) Base - 3,500K - Ballast Compatible | https://www.lightbulbs.com/product/keystone-01670
Keystone | 13.99 | 12 | 1800 | 150 | Not Listed | Ballast Compatible / Plug and Play | Type A | No | Yes | 47.2 | 220 | 80 | 4000K | 25 | 349.75 | 12 watt - 48" - 120/277 volt - T8 - Medium Bi-Pin (G13) Base - 4,000K - Ballast Compatible | https://www.lightbulbs.com/product/keystone-01671
Keystone | 17.59 | 14 | 1625 | 116.0714 | Not Listed | Dual Technology (Ballast / Direct Wire) | Type A+B | No | Yes | 47.1 | 220 | 80 | 3500K | 20 | 351.8 | 14 watt - 48" - 120/277 volt - T8 - Medium Bi-Pin (G13) Base - 3,500K - Dual Technology - ComboDrive2 | https://www.lightbulbs.com/product/keystone-01866
Keystone | 17.59 | 14 | 1650 | 117.8571 | Not Listed | Dual Technology (Ballast / Direct Wire) | Type A+B | No | Yes | 47.1 | 220 | 80 | 4000K | 20 | 351.8 | 14 watt - 48" - 120/277 volt - T8 - Medium Bi-Pin (G13) Base - 4,000K - Dual Technology - ComboDrive2 | https://www.lightbulbs.com/product/keystone-01867
Keystone | 17.59 | 14 | 1700 | 121.4286 | Not Listed | Dual Technology (Ballast / Direct Wire) | Type A+B | No | Yes | 47.1 | 220 | 80 | 5000K | 20 | 351.8 | 14 watt - 48" - 120/277 volt - T8 - Medium Bi-Pin (G13) Base - 5,000K - Dual Technology - ComboDrive2 | https://www.lightbulbs.com/product/keystone-01868
Keystone | 13.99 | 15 | 2100 | 140 | Not Listed | Ballast Compatible / Plug and Play | Type A | No | Yes | 47.2 | 220 | 80 | 3000K | 25 | 349.75 | 15 watt - 48" - 120/277 volt - T8 - Medium Bi-Pin (G13) Base - 3,000K - Ballast Compatible | https://www.lightbulbs.com/product/keystone-02031
Keystone | 13.99 | 15 | 2100 | 140 | Not Listed | Ballast Compatible / Plug and Play | Type A | No | Yes | 47.2 | 220 | 80 | 3500K | 25 | 349.75 | 15 watt - 48" - 120/277 volt - T8 - Medium Bi-Pin (G13) Base - 3,500K - Ballast Compatible | https://www.lightbulbs.com/product/keystone-02032
Keystone | 13.99 | 15 | 2200 | 146.6667 | Not Listed | Ballast Compatible / Plug and Play | Type A | No | Yes | 47.2 | 220 | 80 | 5000K | 25 | 349.75 | 15 watt - 48" - 120/277 volt - T8 - Medium Bi-Pin (G13) Base - 5,000K - Ballast Compatible | https://www.lightbulbs.com/product/keystone-02034
Keystone | 13.99 | 11 | 1700 | 154.5455 | Not Listed | Ballast Compatible / Plug and Play | Type A | No | Yes | 47.2 | Not Listed | 80 | 3500K | 1 | 13.99 | 11.5 watt - 48" - 120/277 volt - T8 - Medium Bi-Pin (G13) Base - 3,500K - Ballast Compatible - Shatterproof - Smart Drive Series - 800 Series | https://www.lightbulbs.com/product/keystone-11584
Keystone | 13.99 | 15 | 2200 | 146.6667 | Not Listed | Ballast Compatible / Plug and Play | Type A | No | Yes | 48 | 325 | 83 | 4000K | 25 | 349.75 | 15 watt - 48" - 120/277 volt - T8 - Medium Bi-Pin (G13) Base - 4,000K - Ballast Compatible - 800 Series | https://www.lightbulbs.com/product/keystone-90203
Light Efficient Design | 7.79 | 12 | 1700 | 141.6667 | Not Listed | Ballast Compatible / Plug and Play | Type A | No | No | 47.7 | 240 | 80 | 3500K | 25 | 194.75 | 12 watt - 48" - T8 - Medium Bi-Pin (G13) Base - 3,500K - Non-Dimmable - Ballast Compatible | https://www.lightbulbs.com/product/light-efficient-design-02278
Light Efficient Design | 7.99 | 15 | 2100 | 140 | Not Listed | Ballast Compatible / Plug and Play | Type A | No | No | 47.7 | 240 | 80 | 3500K | 25 | 199.75 | 15 watt - 48" - T8 - Medium Bi-Pin (G13) Base - 3,500K - Non-Dimmable - Ballast Compatible | https://www.lightbulbs.com/product/light-efficient-design-02282
Light Efficient Design | 7.99 | 15 | 2200 | 146.6667 | Not Listed | Ballast Compatible / Plug and Play | Type A | No | No | 47.7 | 240 | 80 | 4000K | 25 | 199.75 | 15 watt - 48" - T8 - Medium Bi-Pin (G13) Base - 4,000K - Non-Dimmable - Ballast Compatible | https://www.lightbulbs.com/product/light-efficient-design-02283
Light Efficient Design | 7.99 | 15 | 2200 | 146.6667 | Not Listed | Ballast Compatible / Plug and Play | Type A | No | No | 47.7 | 240 | 80 | 5000K | 25 | 199.75 | 15 watt - 48" - T8 - Medium Bi-Pin (G13) Base - 5,000K - Non-Dimmable - Ballast Compatible | https://www.lightbulbs.com/product/light-efficient-design-02284
Light Efficient Design | 10.59 | 18 | 1880 | 104.4444 | Not Listed | Ballast Compatible / Plug and Play | Type A | No | Yes | 48 | 150 | 80 | 4000K | 20 | 211.8 | 18 watt - 48" - T8 - Medium Bi-Pin (G13) Base - 4,000K - Ballast Compatible | https://www.lightbulbs.com/product/light-efficient-design-06433
Light Efficient Design | 13.99 | 18 | 1880 | 104.4444 | Not Listed | Ballast Compatible / Plug and Play | Type A | No | Yes | 48 | 360 | 80 | 5700K | 20 | 279.8 | 18 watt - 48" - T8 - Medium Bi-Pin (G13) Base - 5,700K - Ballast Compatible | https://www.lightbulbs.com/product/light-efficient-design-06434
Litetronics | 14.19 | 15 | 1850 | 123.3333 | Not Listed | Ballast Compatible / Plug and Play | Type A | No | No | 48 | 330 | 83 | 3500K | 25 | 354.75 | 15 watt - 48" - T8 - Medium Bi-Pin (G13) Base - 3,500K - Ballast Compatible | https://www.lightbulbs.com/product/litetronics-70460
Litetronics | 14.19 | 15 | 1850 | 123.3333 | Not Listed | Ballast Compatible / Plug and Play | Type A | No | No | 48 | 330 | 83 | 4000K | 25 | 354.75 | 15 watt - 48" - T8 - Medium Bi-Pin (G13) Base - 4,000K - Ballast Compatible | https://www.lightbulbs.com/product/litetronics-70470
Litetronics | 14.19 | 15 | 1850 | 123.3333 | Not Listed | Ballast Compatible / Plug and Play | Type A | No | No | 48 | 330 | 83 | 5000K | 25 | 354.75 | 15 watt - 48" - T8 - Medium Bi-Pin (G13) Base - 5,000K - Ballast Compatible | https://www.lightbulbs.com/product/litetronics-70480
Litetronics | 9.99 | 11 | 1800 | 163.6364 | Not Listed | Ballast Compatible / Plug and Play | Type A | No | No | 48 | 330 | 80 | 3500K | 25 | 249.75 | 11.5 watt - 48" - T8 - Medium Bi-Pin (G13) Base - 3,500K - Ballast Compatible | https://www.lightbulbs.com/product/litetronics-73840
Litetronics | 9.99 | 11 | 1800 | 163.6364 | Not Listed | Ballast Compatible / Plug and Play | Type A | No | No | 48 | 330 | 80 | 4000K | 25 | 249.75 | 11.5 watt - 48" - T8 - Medium Bi-Pin (G13) Base - 4,000K - Ballast Compatible | https://www.lightbulbs.com/product/litetronics-73850
Litetronics | 11.99 | 15 | 2200 | 146.6667 | Not Listed | Ballast Compatible / Plug and Play | Type A | No | No | 48 | 330 | 80 | 3500K | 25 | 299.75 | 15 watt - 48" - T8 - Medium Bi-Pin (G13) Base - 3,500K - Ballast Compatible | https://www.lightbulbs.com/product/litetronics-73870
Litetronics | 9.99 | 15 | 2200 | 146.6667 | Not Listed | Ballast Compatible / Plug and Play | Type A | No | No | 48 | 330 | 80 | 5000K | 25 | 249.75 | 15 watt - 48" - T8 - Medium Bi-Pin (G13) Base - 5,000K - Ballast Compatible | https://www.lightbulbs.com/product/litetronics-73890
Lunera | 9.99 | 15 | 1800 | 120 | Not Listed | Dual | Type A+B | No | Yes | 48 | 230 | 83 | 3000K | 25 | 249.75 | 15 watt - 120/277 volt - 4' - T8 - Medium Bi-Pin (G13) Base - 3,000K - Glass - Ballast Bypass | https://www.lightbulbs.com/product/lunera-020126
Lunera | 10.99 | 17 | 2200 | 129.4118 | Not Listed | Dual | Type A+B | No | No | 48 | 230 | 83 | 3000K | 25 | 274.75 | 17 watt - 120/277 volt - 4' - T8 - Medium Bi-Pin (G13) Base - 3,000K - Glass - Ballast Bypass - Universal Tombstone Technology | https://www.lightbulbs.com/product/lunera-022892
Lunera | 10.99 | 11 | 1800 | 163.6364 | Not Listed | Ballast Compatible / Plug and Play | Type A | No | Yes | 48 | 330 | 80 | 3000K | 25 | 274.75 | 11 watt - 120/277 volt - 4' - T8 - Medium Bi-Pin (G13) Base - 3,000K - Glass - Ballast Compatible | https://www.lightbulbs.com/product/lunera-023615
Lunera | 10.99 | 15 | 1870 | 124.6667 | Not Listed | Ballast Compatible / Plug and Play | Type A | No | Yes | 48 | 330 | 80 | 3000K | 25 | 274.75 | 15 watt - 120/277 volt - 4' - T8 - Medium Bi-Pin (G13) Base - 3,000K - Glass - Ballast Compatible | https://www.lightbulbs.com/product/lunera-023691
Lunera | 10.99 | 15 | 2200 | 146.6667 | Not Listed | Ballast Compatible / Plug and Play | Type A | No | Yes | 48 | 330 | 80 | 3500K | 25 | 274.75 | 15 watt - 120/277 volt - 4' - T8 - Medium Bi-Pin (G13) Base - 3,500K - Glass - Ballast Compatible | https://www.lightbulbs.com/product/lunera-023707
Lunera | 10.99 | 15 | 2200 | 146.6667 | Not Listed | Ballast Compatible / Plug and Play | Type A | No | Yes | 48 | 330 | 80 | 4000K | 25 | 274.75 | 15 watt - 120/277 volt - 4' - T8 - Medium Bi-Pin (G13) Base - 4,000K - Glass - Ballast Compatible | https://www.lightbulbs.com/product/lunera-023714
Maxlite | 6.59 | 10.5 | 1800 | 171.4286 | Not Listed | Ballast Compatible / Plug and Play | Type A | No | Yes | 47.8 | 320 | 80 | 4000K | 1 | 6.59 | 10.5 watt - 120/277 volt - 4' - T8 - Medium Bi-Pin (G13) Base - 4,000K - Frosted Glass - DirectFit - Ballast Compatible | https://www.lightbulbs.com/product/maxlite-31100
Maxlite | 8.79 | 14 | 2100 | 150 | Not Listed | Ballast Compatible / Plug and Play | Type A | No | Yes | 47.8 | 320 | 81 | 4000K | 25 | 219.75 | 14.5 watt - T8 - 4' - Medium Bi-Pin (G13) Base - 4,000K - Frosted - Glass - Non-Dimmable - Ballast Compatible - Direct Fit | https://www.lightbulbs.com/product/maxlite-90917
Maxlite | 7.89 | 14 | 2100 | 150 | Not Listed | Ballast Compatible / Plug and Play | Type A | No | Yes | 47.8 | 150 | 81 | 4000K | 25 | 197.25 | 14 watt - 4' - Medium Bi-Pin (G13) Base - 4,000K - Frosted - Non-Dimmable - DirectFit | https://www.lightbulbs.com/product/maxlite-92155
Maxlite | 8.79 | 13 | 1800 | 138.4615 | Not Listed | Ballast Compatible / Plug and Play | Type A | Yes | Yes | 47.7 | 330 | 82 | 3500K | 25 | 219.75 | 13 watt - 120/277 volt - 4' - T8 - Medium Bi-Pin (G13) Base - 3,500K - Coated Glass - Dimmable - Direct Fit | https://www.lightbulbs.com/product/maxlite-93935
Maxlite | 10.29 | 13 | 1850 | 142.3077 | Not Listed | Ballast Compatible / Plug and Play | Type A | Yes | Yes | 47.8 | 330 | 82 | 4000K | 25 | 257.25 | 13 watt - 120/277 volt - 4' - T8 - Medium Bi-Pin (G13) Base - 4,000K - Glass - Dimmable - Direct Fit | https://www.lightbulbs.com/product/maxlite-93938
Maxlite | 8.79 | 13 | 1900 | 146.1538 | Not Listed | Ballast Compatible / Plug and Play | Type A | Yes | Yes | 47.7 | 330 | 82 | 5000K | 25 | 219.75 | 13 watt - 120/277 volt - 4' - T8 - Medium Bi-Pin (G13) Base - 5,000K - Coated Glass - Dimmable - Direct Fit | https://www.lightbulbs.com/product/maxlite-93941
Maxlite | 16.39 | 18 | 1900 | 105.5556 | Not Listed | Ballast Compatible / Plug and Play | Type A | No | No | 48 | 240 | 83 | 4000K | 25 | 409.75 | 18 watt - 120/347 volt - 48" - T8 - Medium Bi-Pin (G13) Base - 4,000K - Ballast Compatible - DirectFit G Series | https://www.lightbulbs.com/product/maxlite-94019
Maxlite | 15.89 | 14 | 2000 | 142.8571 | Not Listed | Ballast Compatible / Plug and Play | Type A | No | Yes | 47.8 | 330 | 80 | 4000K | 25 | 397.25 | 14 watt - 120/277 volt - 4' - T8 - Medium Bi-Pin (G13) Base - 4,000K - Direct Fit - Non-Dimmable - Double Ended - Ballast Compatible | https://www.lightbulbs.com/product/maxlite-94640
Maxlite | 15.89 | 14 | 2000 | 142.8571 | Not Listed | Ballast Compatible / Plug and Play | Type A | No | Yes | 47.8 | 330 | 80 | 5000K | 25 | 397.25 | 14 watt - 120/277 volt - 4' - T8 - Medium Bi-Pin (G13) Base - 5,000K - Direct Fit - Non-Dimmable - Double Ended - Ballast Compatible | https://www.lightbulbs.com/product/maxlite-94641
Maxlite | 9.59 | 14 | 1800 | 128.5714 | Not Listed | Ballast Compatible / Plug and Play | Type A | No | No | 48 | 330 | 82 | 4000K | 25 | 239.75 | 14 watt - 120/277 volt - 48" - T8 - Medium Bi-Pin (G13) Base - 4,000K - Glass - Non-Dimmable - Ballast Compatible | https://www.lightbulbs.com/product/maxlite-94999
Maxlite | 8.79 | 14 | 1800 | 128.5714 | Not Listed | Ballast Compatible / Plug and Play | Type A | No | No | 47.7 | 330 | 82 | 5000K | 25 | 219.75 | 14 watt - 120/277 volt - 48" - T8 - Medium Bi-Pin (G13) Base - 5,000K - Glasss - Non-Dimmable - Direct Fit - Ballast Compatible | https://www.lightbulbs.com/product/maxlite-95000
Maxlite | 11.49 | 13 | 1800 | 138.4615 | Not Listed | Ballast Compatible / Plug and Play | Type A | No | Yes | 47.8 | 330 | 83 | 4000K | 25 | 287.25 | 9.5 watt - 120/277 volt - 4' - T8 - Medium Bi-Pin (G13) Base - 4,000K - Coated Glass - Non-Dimmable - Direct Fit | https://www.lightbulbs.com/product/maxlite-96013
Maxlite | 11.49 | 13 | 1800 | 138.4615 | Not Listed | Ballast Compatible / Plug and Play | Type A | No | Yes | 47.8 | 330 | 83 | 5000K | 25 | 287.25 | 9.5 watt - 120/277 volt - 4' - T8 - Medium Bi-Pin (G13) Base - 5,000K - Coated Glass - Non-Dimmable - Direct Fit | https://www.lightbulbs.com/product/maxlite-96014
Maxlite | 11.49 | 9.5 | 1700 | 178.9474 | Not Listed | Ballast Compatible / Plug and Play | Type A | No | Yes | 47.8 | 330 | 83 | 3500K | 25 | 287.25 | 9.5 watt - 120/277 volt - 4' - T8 - Medium Bi-Pin (G13) Base - 3,500K - Coated Glass - Non-Dimmable - Direct Fit | https://www.lightbulbs.com/product/maxlite-96017
Maxlite | 10.89 | 15 | 2000 | 133.3333 | Not Listed | Ballast Compatible / Plug and Play | Type A | Yes | No | 48 | 330 | 83 | 5000K | 25 | 272.25 | 15 watt - 120/277 volt - 48" - T8 - Medium Bi-Pin (G13) Base - 5,000K - Coated Glass - Dimmable - Ballast Compatible - DirectFit | https://www.lightbulbs.com/product/maxlite-96215
naturaLED | 14.19 | 15 | 1800 | 120 | Not Listed | Ballast Compatible / Plug and Play | Type A | No | No | 48 | 325 | 80 | 4000K | 25 | 354.75 | 4' - 15.5 watt - T8 - Medium Bi-Pin (G13) Base - 4,000K - Frosted - Ballast Compatible - Instant-Fit® | https://www.lightbulbs.com/product/naturaled-05914
naturaLED | 14.19 | 15 | 1800 | 120 | Not Listed | Ballast Compatible / Plug and Play | Type A | No | No | 48 | 325 | 80 | 5000K | 25 | 354.75 | 4' - 15.5 watt - T8 - Medium Bi-Pin (G13) Base - 5,000K - Frosted - Ballast Compatible - Instant-Fit® | https://www.lightbulbs.com/product/naturaled-05915
naturaLED | 15.49 | 18 | 2200 | 122.2222 | Not Listed | Ballast Compatible / Plug and Play | Type A | No | No | 48 | 325 | 80 | 4000K | 25 | 387.25 | 4' - 18 watt - T8 - Medium Bi-Pin (G13) Base - 4,000K - Frosted - Ballast Compatible - Instant-Fit® | https://www.lightbulbs.com/product/naturaled-05916
naturaLED | 11.29 | 14 | 1875 | 133.9286 | Not Listed | Ballast Compatible / Plug and Play | Type A | No | Yes | 48 | 325 | 80 | 4000K | 25 | 282.25 | 14 watt - 48" - T8 - Medium Bi-Pin (G13) Base - 4,000K - Cool White - Ballast Compatible - Instant-Fit® | https://www.lightbulbs.com/product/naturaled-05990
Philips | 16.99 | 16 | 2400 | 150 | Not Listed | Ballast Compatible / Plug and Play | Type A | No | No | 47.2 | 160 | 82 | 3500K | 10 | 169.9 | 16.5 watt - 120/277 volt - 4' - T8 - Medium Bi-Pin (G13) Base - 3,500K - Non-Dimmable - Ballast Compatible - InstantFit | https://www.lightbulbs.com/product/philips-463133
Philips | 18.99 | 10 | 1500 | 150 | Not Listed | Ballast Compatible / Plug and Play | Type A | No | No | 48 | 160 | 82 | 3000K | 10 | 189.9 | 10 watt - 120/347 volt - 48" - T8 - Medium Bi-Pin (G13) Base - 3,000K - Frosted - Non-Dimmable - Ballast Compatible - InstantFit | https://www.lightbulbs.com/product/philips-468264
Philips | 17.99 | 10 | 1600 | 160 | Not Listed | Ballast Compatible / Plug and Play | Type A | No | Yes | 48 | 160 | 82 | 4000K | 10 | 179.9 | 10 watt - 48" - T8 - Medium Bi-Pin (G13) Base - 4,000K - Frosted - Non-Dimmable - Ballast Compatible - InstantFit | https://www.lightbulbs.com/product/philips-468280
Philips | 13.79 | 14 | 2000 | 142.8571 | Not Listed | Ballast Compatible / Plug and Play | Type A | No | No | 48 | Not Listed | 82 | 3000K | 10 | 137.9 | 14 watt - 120/347 volt - 48" - T8 - Medium Bi-Pin (G13) Base - 3,000K - Ballast Compatible - Industrial - InstantFit | https://www.lightbulbs.com/product/philips-468652
Philips | 13.79 | 14 | 2100 | 150 | Not Listed | Ballast Compatible / Plug and Play | Type A | No | No | 48 | Not Listed | 82 | 4000K | 10 | 137.9 | 14 watt - 120/347 volt - 48" - T8 - Medium Bi-Pin (G13) Base - 4,000K - Ballast Compatible - Industrial - InstantFit | https://www.lightbulbs.com/product/philips-468678
Philips | 14.49 | 10 | 1400 | 140 | Not Listed | Ballast Compatible / Plug and Play | Type A | No | No | 48 | Not Listed | 82 | 2700K | 10 | 144.9 | 10 watt - 120/347 volt - 48" - T8 - Medium Bi-Pin (G13) Base - 2,700K - Ballast Compatible - Industrial - InstantFit | https://www.lightbulbs.com/product/philips-468694
Philips | 11.89 | 10 | 1500 | 150 | Not Listed | Ballast Compatible / Plug and Play | Type A | No | No | 48 | Not Listed | 82 | 3000K | 10 | 118.9 | 10 watt - 120/347 volt - 48" - T8 - Medium Bi-Pin (G13) Base - 3,000K - Ballast Compatible - Industrial - InstantFit | https://www.lightbulbs.com/product/philips-469569
Philips | 11.89 | 10 | 1500 | 150 | Not Listed | Ballast Compatible / Plug and Play | Type A | No | No | 48 | Not Listed | 82 | 3500K | 10 | 118.9 | 10 watt - 120/347 volt - 48" - T8 - Medium Bi-Pin (G13) Base - 3,500K - Ballast Compatible - InstantFit | https://www.lightbulbs.com/product/philips-469577
Philips | 11.89 | 10 | 1600 | 160 | Not Listed | Ballast Compatible / Plug and Play | Type A | No | No | 48 | Not Listed | 82 | 5000K | 10 | 118.9 | 10 watt - 120/347 volt - 48" - T8 - Medium Bi-Pin (G13) Base - 5,000K - Ballast Compatible - Industrial - InstantFit | https://www.lightbulbs.com/product/philips-469593
Philips | 12.99 | 14 | 2000 | 142.8571 | Not Listed | Ballast Compatible / Plug and Play | Type A | Yes | No | 48 | Not Listed | 82 | 3000K | 10 | 129.9 | 14 watt - 120/347 volt - T8 - Medium Bi-Pin (G13) Base - 3,000K - Dimmable - Ballast Compatible - Industrial - InstantFit | https://www.lightbulbs.com/product/philips-469601
Philips | 12.99 | 14 | 2000 | 142.8571 | Not Listed | Ballast Compatible / Plug and Play | Type A | Yes | No | 48 | Not Listed | 82 | 3500K | 10 | 129.9 | 14 watt - 120/347 volt - T8 - Medium Bi-Pin (G13) Base - 3,500K - Dimmable - Ballast Compatible - Industrial - InstantFit | https://www.lightbulbs.com/product/philips-469619
Philips | 12.99 | 14 | 2100 | 150 | Not Listed | Ballast Compatible / Plug and Play | Type A | Yes | No | 48 | Not Listed | 82 | 4000K | 10 | 129.9 | 14 watt - 120/347 volt - T8 - Medium Bi-Pin (G13) Base - 4,000K - Dimmable - Ballast Compatible - Industrial - InstantFit | https://www.lightbulbs.com/product/philips-469627
Philips | 12.99 | 14 | 2100 | 150 | Not Listed | Ballast Compatible / Plug and Play | Type A | No | No | 48 | Not Listed | 82 | 5000K | 10 | 129.9 | 14 watt - 120/347 volt - T8 - Medium Bi-Pin (G13) Base - 5,000K - Dimmable | https://www.lightbulbs.com/product/philips-469635
Philips | 8.99 | 14 | 2000 | 142.8571 | Not Listed | Ballast Compatible / Plug and Play | Type A | No | No | 48 | Not Listed | 80 | 3000K | 10 | 89.9 | 14 watt - 120/347 volt - 48" - T8 - Medium Bi-Pin (G13) Base - 3,000K - Ballast Compatible - InstantFit | https://www.lightbulbs.com/product/philips-470096
Philips | 8.59 | 14 | 2000 | 142.8571 | Not Listed | Ballast Compatible / Plug and Play | Type A | No | No | 48 | Not Listed | 80 | 3500K | 10 | 85.9 | 14 watt - 120/347 volt - 48" - T8 - Medium Bi-Pin (G13) Base - 3,500K - Ballast Compatible - InstantFit | https://www.lightbulbs.com/product/philips-470104
Philips | 8.59 | 14 | 2100 | 150 | Not Listed | Ballast Compatible / Plug and Play | Type A | No | Yes | 47.7 | 180 | 80 | 4000K | 10 | 85.9 | 14 watt - 120/277 volt - T8 - Medium Bi-Pin (G13) Base - 4,000K - Non-Dimmable - InstantFit | https://www.lightbulbs.com/product/philips-470112
Philips | 11.19 | 16 | 2100 | 131.25 | Not Listed | Ballast Compatible / Plug and Play | Type A | No | Yes | 47.8 | 240 | 80 | 5000K | 10 | 111.9 | 16.5 watt - 120/277 volt - T8 - Medium Bi-Pin (G13) Base - 5,000K - Non-Dimmable - InstantFit - Ballast Compatible | https://www.lightbulbs.com/product/philips-471771
Philips | 12.99 | 13 | 2000 | 153.8462 | Not Listed | Ballast Compatible / Plug and Play | Type A | Yes | Yes | 47.7 | Not Listed | 82 | 3000K | 10 | 129.9 | 13 watt - 120/347 volt - 48" - T8 - Medium Bi-Pin (G13) Base - 3,000K - MasterClass - Dimmable - Ballast Compatible - InstantFit | https://www.lightbulbs.com/product/philips-473926
Philips | 12.99 | 13 | 2000 | 153.8462 | Not Listed | Ballast Compatible / Plug and Play | Type A | Yes | Yes | 48 | Not Listed | 82 | 3500K | 10 | 129.9 | 13 watt - 120/347 volt - 48" - T8 - Medium Bi-Pin (G13) Base - 3,500K - Dimmable - Ballast Compatible - InstantFit | https://www.lightbulbs.com/product/philips-473934
Philips | 13.49 | 13 | 2100 | 161.5385 | Not Listed | Ballast Compatible / Plug and Play | Type A | Yes | Yes | 47.7 | Not Listed | 82 | 5000K | 10 | 134.9 | 13 watt - 120/347 volt - 48" - T8 - Medium Bi-Pin (G13) Base - 5,000K - MasterClass - Dimmable - Ballast Compatible - InstantFit | https://www.lightbulbs.com/product/philips-473958
Philips | 11.59 | 10 | 1500 | 150 | Not Listed | Dual | Type A+B | No | No | 48 | Not Listed | 82 | 3500K | 10 | 115.9 | 10 watt - 120/347 volt - 48" - T8 - Medium Bi-Pin (G13) Base - 3,500K - Ballast Compatible - InstantFit | https://www.lightbulbs.com/product/philips-473982
Philips | 11.59 | 10 | 1600 | 160 | Not Listed | Ballast Compatible / Plug and Play | Type A | No | Yes | 47.7 | Not Listed | 82 | 4000K | 10 | 115.9 | 10 watt - 120/277 volt - T8 - Medium Bi-Pin (G13) Base - 4,000K - Non-Dimmable - InstantFit | https://www.lightbulbs.com/product/philips-473990
Philips | 11.59 | 9.5 | 1600 | 168.4211 | Not Listed | Ballast Compatible / Plug and Play | Type A | No | Yes | 47.7 | 180 | 80 | 5000K | 10 | 115.9 | 9.5 watt - 120/277 volt - T8 - Medium Bi-Pin (G13) Base - 5,000K - Non-Dimmable - InstantFit | https://www.lightbulbs.com/product/philips-474007
Philips | 7.99 | 12 | 1700 | 141.6667 | Not Listed | Ballast Compatible / Plug and Play | Type A | No | Yes | 47.7 | 240 | 82 | 3500K | 10 | 79.9 | 12 watt - 120/277 volt - T8 - Medium Bi-Pin (G13) Base - 3,500K - Non-Dimmable - InstantFit | https://www.lightbulbs.com/product/philips-530477
Philips | 13.99 | 15 | 2400 | 160 | Not Listed | Ballast Compatible / Plug and Play | Type A | No | Yes | 47.2 | 180 | 80 | 3500K | 10 | 139.9 | 15.5 watt - 120/277 volt - 4' - T8 - Medium Bi-Pin (G13) Base - 3,500K - Non-Dimmable - Ballast Compatible - InstantFit | https://www.lightbulbs.com/product/philips-533372
Philips | 11.36 | 16 | 1800 | 112.5 | Not Listed | Ballast Compatible / Plug and Play | Type A | No | No | 47.2 | 240 | 80 | 4000K | 10 | 113.6 | 16 watt - 4' - T8 - Medium Bi-Pin (G13) Base - 4,000K - Non-Dimmable - Ballast Compatible - InstantFit | https://www.lightbulbs.com/product/philips-539972
Philips | 12.99 | 13 | 2100 | 161.5385 | Not Listed | Ballast Compatible / Plug and Play | Type A | Yes | Yes | 47.7 | Not Listed | 82 | 4000K | 25 | 324.75 | 13 watt - 120/347 volt - 48" - T8 - Medium Bi-Pin (G13) Base - 4,000K - MasterClass - Dimmable - Ballast Compatible - InstantFit | https://www.lightbulbs.com/product/philips-540799
Philips | 11.59 | 10 | 1600 | 160 | Not Listed | Ballast Compatible / Plug and Play | Type A | No | Yes | 47.7 | Not Listed | 82 | 4000K | 25 | 289.75 | 10 watt - 120/347 volt - 48" - T8 - Medium Bi-Pin (G13) Base - 4,000K - MasterClass - Non-Dimmable - Ballast Compatible - InstantFit | https://www.lightbulbs.com/product/philips-540807
Philips | 8.99 | 16 | 1800 | 112.5 | Not Listed | Ballast Compatible / Plug and Play | Type A | No | No | 47.7 | Not Listed | 80 | 4000K | 25 | 224.75 | 16 watt - 48" - T8 - Medium Bi-Pin (G13) Base - 4,000K - Frosted Glass - Non-Dimmable - Ballast Compatible - InstantFit | https://www.lightbulbs.com/product/philips-542084
Philips | 7.99 | 16 | 1800 | 112.5 | Not Listed | Ballast Compatible / Plug and Play | Type A | No | No | 47.7 | Not Listed | 80 | 5000K | 25 | 199.75 | 16 watt - 48" - T8 - Medium Bi-Pin (G13) Base - 5,000K - Frosted Glass - Non-Dimmable - Ballast Compatible - InstantFit | https://www.lightbulbs.com/product/philips-542092
Philips | 13.99 | 15 | 2500 | 166.6667 | Not Listed | Ballast Compatible / Plug and Play | Type A | No | Yes | 47.7 | 180 | 80 | 4000K | 25 | 349.75 | 15.5 watt - 120/277 volt - 48" - T8 - Medium Bi-Pin (G13) Base - 4,000K - Non-Dimmable - Ballast Compatible - InstantFit | https://www.lightbulbs.com/product/philips-545194
Philips | 11.99 | 9.5 | 1500 | 157.8947 | Not Listed | Ballast Compatible / Plug and Play | Type A | No | No | 47.2 | 180 | 80 | 3000K | 10 | 119.9 | 9.5 watt - 120/277 volt - T8 - Medium Bi-Pin (G13) Base - 3,000K - Non-Dimmable - InstantFit | https://www.lightbulbs.com/product/philips-747397
naturaLED | 15.99 | 17 | 1900 | 111.7647 | Not Listed | Ballast Compatible / Plug and Play | Type A | No | No | 48 | 325 | 80 | 3500K | 10 | 159.9 | 17 watt - 48" - T8 - Medium Bi-Pin (G13) Base - 3,500K - Frosted - Ballast Compatible - Instant-Fit® | https://www.lightbulbs.com/product/plusrite-05844
naturaLED | 15.99 | 17 | 1900 | 111.7647 | Not Listed | Ballast Compatible / Plug and Play | Type A | No | No | 48 | 325 | 80 | 4000K | 10 | 159.9 | 17 watt - 48" - T8 - Medium Bi-Pin (G13) Base - 4,000K - Frosted - Ballast Compatible - Instant-Fit® | https://www.lightbulbs.com/product/plusrite-05845
Satco | 14.19 | 13 | 1800 | 138.4615 | Not Listed | Dual Technology (Ballast / Direct Wire) | Type A+B | No | Yes | 48 | 240 | 83 | 3000K | 25 | 354.75 | 13 watt - 48" - T8 - Medium Bi-Pin (G13) Base - 3,000K - Frosted - Dual Technology | https://www.lightbulbs.com/product/satco-08890
Satco | 14.19 | 13 | 1800 | 138.4615 | Not Listed | Dual Technology (Ballast / Direct Wire) | Type A+B | No | Yes | 48 | 240 | 83 | 3500K | 25 | 354.75 | 13 watt - 48" - T8 - Medium Bi-Pin (G13) Base - 3,500K - Frosted - Dual Technology | https://www.lightbulbs.com/product/satco-08891
Satco | 14.19 | 13 | 1900 | 146.1538 | Not Listed | Dual Technology (Ballast / Direct Wire) | Type A+B | No | Yes | 48 | 240 | 83 | 4000K | 25 | 354.75 | 13 watt - 48" - T8 - Medium Bi-Pin (G13) Base - 4,000K - Frosted - Dual Technology | https://www.lightbulbs.com/product/satco-08892
Satco | 13.99 | 13 | 1900 | 146.1538 | Not Listed | Dual Technology (Ballast / Direct Wire) | Type A+B | No | Yes | 48 | 240 | 83 | 5000K | 25 | 349.75 | 13 watt - 48" - T8 - Medium Bi-Pin (G13) Base - 5,000K - Frosted - Dual Technology | https://www.lightbulbs.com/product/satco-08893
Satco | 10.99 | 14 | 1800 | 128.5714 | Not Listed | Dual | Type A+B | No | Yes | 48 | 230 | 82 | 3000K | 10 | 109.9 | 14 watt - 48" - T8 - Medium Bi-Pin (G13) Base - 3,000K - Ballast Compatible | https://www.lightbulbs.com/product/satco-09234
Satco | 15.99 | 14 | 1800 | 128.5714 | Not Listed | Ballast Compatible / Plug and Play | Type A | No | Yes | 48 | 230 | 82 | 3500K | 10 | 159.9 | 14 watt - 120/277 volt - 48" - T8 - Medium Bi-Pin (G13) Base - 3,500K - Ballast Compatible | https://www.lightbulbs.com/product/satco-09735
Satco | 15.99 | 14 | 1800 | 128.5714 | Not Listed | Ballast Compatible / Plug and Play | Type A | No | Yes | 48 | 230 | 82 | 4000K | 10 | 159.9 | 14 watt - 120/277 volt - 48" - T8 - Medium Bi-Pin (G13) Base - 4,000K - Ballast Compatible | https://www.lightbulbs.com/product/satco-09736
Satco | 15.99 | 14 | 1800 | 128.5714 | Not Listed | Ballast Compatible / Plug and Play | Type A | No | Yes | 48 | 230 | 82 | 5000K | 10 | 159.9 | 14 watt - 120/277 volt - 48" - T8 - Medium Bi-Pin (G13) Base - 5,000K - Ballast Compatible | https://www.lightbulbs.com/product/satco-09737
Satco | 18.99 | 17 | 2200 | 129.4118 | Not Listed | Ballast Compatible / Plug and Play | Type A | No | Yes | 48 | 230 | 82 | 3000K | 10 | 189.9 | 17 watt - 120/277 volt - 48" - T8 - Medium Bi-Pin (G13) Base - 3,000K - Ballast Compatible | https://www.lightbulbs.com/product/satco-09775
Satco | 19.99 | 17 | 2200 | 129.4118 | Not Listed | Ballast Compatible / Plug and Play | Type A | Yes | Yes | 48 | 230 | 82 | 3500K | 10 | 199.9 | 17 watt - 120/277 volt - 48" - T8 - Medium Bi-Pin (G13) Base - 3,500K - Dimmable - Ballast Compatible | https://www.lightbulbs.com/product/satco-09776
Satco | 18.99 | 17 | 2200 | 129.4118 | Not Listed | Ballast Compatible / Plug and Play | Type A | No | Yes | 48 | 230 | 82 | 4000K | 10 | 189.9 | 17 watt - 120/277 volt - 48" - T8 - Medium Bi-Pin (G13) Base - 4,000K - Ballast Compatible | https://www.lightbulbs.com/product/satco-09777
Satco | 18.99 | 17 | 2200 | 129.4118 | Not Listed | Ballast Compatible / Plug and Play | Type A | No | Yes | 48 | 230 | 82 | 5000K | 10 | 189.9 | 17 watt - 120/277 volt - 48" - T8 - Medium Bi-Pin (G13) Base - 5,000K - Ballast Compatible | https://www.lightbulbs.com/product/satco-09778
Satco | 14.49 | 11 | 1700 | 154.5455 | Not Listed | Ballast Compatible / Plug and Play | Type A | No | Yes | 48 | 220 | 82 | 3500K | 10 | 144.9 | 11.5 watt - 48" - T8 - Medium Bi-Pin (G13) Base - 3,500K - Ballast Compatible - Glass | https://www.lightbulbs.com/product/satco-09935
Satco | 16.29 | 11 | 1700 | 154.5455 | Not Listed | Ballast Compatible / Plug and Play | Type A | Yes | Yes | 48 | 220 | 82 | 3000K | 10 | 162.9 | 11.5 watt - 48" - T8 - Medium Bi-Pin (G13) Base - 3,000K - Soft White - Dimmable - Ballast Compatible - Glass | https://www.lightbulbs.com/product/satco-09938
Satco | 16.29 | 11 | 1700 | 154.5455 | Not Listed | Ballast Compatible / Plug and Play | Type A | Yes | Yes | 48 | 220 | 82 | 3500K | 10 | 162.9 | 11.5 watt - 48" - T8 - Medium Bi-Pin (G13) Base - 3,500K - Dimmable - Ballast Compatible - Glass | https://www.lightbulbs.com/product/satco-09939
Satco | 16.29 | 11 | 1800 | 163.6364 | Not Listed | Ballast Compatible / Plug and Play | Type A | Yes | Yes | 48 | 220 | 82 | 4000K | 10 | 162.9 | 11.5 watt - 48" - T8 - Medium Bi-Pin (G13) Base - 4,000K - Dimmable - Ballast Compatible - Glass | https://www.lightbulbs.com/product/satco-09940
Satco | 16.29 | 15 | 2100 | 140 | Not Listed | Ballast Compatible / Plug and Play | Type A | No | Yes | 48 | 220 | 82 | 3000K | 10 | 162.9 | 15 watt - 48" - T8 - Medium Bi-Pin (G13) Base - 3,000K - Glass - Ballast Compatible | https://www.lightbulbs.com/product/satco-09975
Satco | 16.29 | 15 | 2100 | 140 | Not Listed | Ballast Compatible / Plug and Play | Type A | No | Yes | 48 | 220 | 82 | 3500K | 10 | 162.9 | 15 watt - 48" - T8 - Medium Bi-Pin (G13) Base - 3,500K - Glass - Ballast Compatible | https://www.lightbulbs.com/product/satco-09976
Satco | 16.29 | 15 | 2200 | 146.6667 | Not Listed | Ballast Compatible / Plug and Play | Type A | No | Yes | 48 | 220 | 82 | 4000K | 10 | 162.9 | 15 watt - 48" - T8 - Medium Bi-Pin (G13) Base - 4,000K - Glass - Ballast Compatible | https://www.lightbulbs.com/product/satco-09977
Satco | 16.29 | 15 | 2200 | 146.6667 | Not Listed | Ballast Compatible / Plug and Play | Type A | No | Yes | 48 | 220 | 82 | 5000K | 10 | 162.9 | 15 watt - 48" - T8 - Medium Bi-Pin (G13) Base - 5,000K - Glass - Ballast Compatible | https://www.lightbulbs.com/product/satco-09978
Satco | 9.19 | 12 | 1700 | 141.6667 | Not Listed | Ballast Compatible / Plug and Play | Type A | No | Yes | 48 | 210 | 82 | 3000K | 10 | 91.9 | 12 watt - 48" - T8 - Medium Bi-Pin (G13) Base - 3,000K - Ballast Compatible - Glass - Non-Dimmable - Soft White | https://www.lightbulbs.com/product/satco-29934
Satco | 9.19 | 12 | 1700 | 141.6667 | Not Listed | Ballast Compatible / Plug and Play | Type A | No | Yes | 48 | 210 | 82 | 3500K | 10 | 91.9 | 12 watt - 48" - T8 - Medium Bi-Pin (G13) Base - 3,500K - Ballast Compatible - Glass - Non-Dimmable | https://www.lightbulbs.com/product/satco-29935
Satco | 9.19 | 12 | 1800 | 150 | Not Listed | Ballast Compatible / Plug and Play | Type A | No | Yes | 48 | 210 | 82 | 4000K | 10 | 91.9 | 12 watt - 48" - T8 - Medium Bi-Pin (G13) Base - 4,000K - Ballast Compatible - Glass - Non-Dimmable | https://www.lightbulbs.com/product/satco-29936
Satco | 10.79 | 12 | 1700 | 141.6667 | Not Listed | Ballast Compatible / Plug and Play | Type A | No | Yes | 48 | 220 | 82 | 3000K | 10 | 107.9 | 12 watt - 48" - T8 - Medium Bi-Pin (G13) Base - 3,000K - Non-Dimmable - Glass - Ballast Compatible | https://www.lightbulbs.com/product/satco-29938
Satco | 10.79 | 12 | 1700 | 141.6667 | Not Listed | Ballast Compatible / Plug and Play | Type A | No | Yes | 48 | 220 | 82 | 3500K | 10 | 107.9 | 12 watt - 48" - T8 - Medium Bi-Pin (G13) Base - 3,500K - Non-Dimmable - Glass - Ballast Compatible | https://www.lightbulbs.com/product/satco-29939
Satco | 9.89 | 15 | 2100 | 140 | Not Listed | Ballast Compatible / Plug and Play | Type A | No | Yes | 48 | 220 | 82 | 3000K | 10 | 98.9 | 15 watt - 48" - T8 - Medium Bi-Pin (G13) Base - 3,000K - Non-Dimmable - Glass - Ballast Compatible | https://www.lightbulbs.com/product/satco-29975
Satco | 9.89 | 15 | 2100 | 140 | Not Listed | Ballast Compatible / Plug and Play | Type A | No | Yes | 48 | 220 | 82 | 3500K | 10 | 98.9 | 15 watt - 48" - T8 - Medium Bi-Pin (G13) Base - 3,500K - Non-Dimmable - Glass - Ballast Compatible | https://www.lightbulbs.com/product/satco-29976
Satco | 9.89 | 15 | 2200 | 146.6667 | Not Listed | Ballast Compatible / Plug and Play | Type A | No | Yes | 48 | 220 | 82 | 4000K | 10 | 98.9 | 15 watt - 48" - T8 - Medium Bi-Pin (G13) Base - 4,000K - Non-Dimmable - Glass - Ballast Compatible | https://www.lightbulbs.com/product/satco-29977
Satco | 9.89 | 15 | 2200 | 146.6667 | Not Listed | Ballast Compatible / Plug and Play | Type A | No | Yes | 48 | 220 | 82 | 5000K | 10 | 98.9 | 15 watt - 48" - T8 - Medium Bi-Pin (G13) Base - 5,000K - Non-Dimmable - Glass - Ballast Compatible | https://www.lightbulbs.com/product/satco-29978
Satco | 9.19 | 10 | 1550 | 155 | Not Listed | Ballast Compatible / Plug and Play | Type A | No | Yes | 48 | Not Listed | 80 | 3000K | 20 | 183.8 | 48" - 10 watt - 120/277 volt - T8 - Miniature Bi-Pin (G5) Base - 3,000K - Ballast Compatible - Glass - Dimmable | https://www.lightbulbs.com/product/satco-34277
GE | 9.19 | 10 | 1600 | 160 | Not Listed | Ballast Compatible / Plug and Play | Type A | No | Yes | 48 | Not Listed | 80 | 3500K | 20 | 183.8 | 48" - 10 watt - 120/277 volt - T8 - Miniature Bi-Pin (G5) Base - 3,500K - Ballast Compatible - Glass - Dimmable | https://www.lightbulbs.com/product/satco-34279
GE | 9.19 | 10 | 1600 | 160 | Not Listed | Ballast Compatible / Plug and Play | Type A | No | Yes | 48 | Not Listed | 80 | 4000K | 20 | 183.8 | 48" - 10 watt - 120/277 volt - T8 - Miniature Bi-Pin (G5) Base - 4,000K - Ballast Compatible - Glass - Dimmable | https://www.lightbulbs.com/product/satco-34280
GE | 9.19 | 10 | 1600 | 160 | Not Listed | Ballast Compatible / Plug and Play | Type A | No | Yes | 48 | Not Listed | 80 | 5000K | 20 | 183.8 | 48" - 10 watt - 120/277 volt - T8 - Miniature Bi-Pin (G5) Base - 5,000K - Ballast Compatible - Glass - Dimmable | https://www.lightbulbs.com/product/satco-34282
Satco | 7.99 | 12 | 1700 | 141.6667 | Not Listed | Ballast Compatible / Plug and Play | Type A | No | Yes | 48 | 210 | 82 | 3000K | 10 | 79.9 | 12 watt - 48" - T8 - Medium Bi-Pin (G13) Base - 3,000K - Ballast Compatible - Glass - Gloss White - Dimmable | https://www.lightbulbs.com/product/satco-39934
Satco | 7.99 | 12 | 1700 | 141.6667 | Not Listed | Ballast Compatible / Plug and Play | Type A | No | Yes | 48 | 210 | 82 | 3500K | 10 | 79.9 | 12 watt - 48" - T8 - Medium Bi-Pin (G13) Base - 3,500K - Ballast Compatible - Glass - Gloss White - Dimmable | https://www.lightbulbs.com/product/satco-39935
Satco | 7.99 | 12 | 1800 | 150 | Not Listed | Ballast Compatible / Plug and Play | Type A | No | Yes | 48 | 210 | 82 | 4000K | 10 | 79.9 | 12 watt - 48" - T8 - Medium Bi-Pin (G13) Base - 4,000K - Ballast Compatible - Glass - Gloss White - Dimmable | https://www.lightbulbs.com/product/satco-39936
Satco | 7.99 | 15 | 2100 | 140 | Not Listed | Ballast Compatible / Plug and Play | Type A | No | Yes | 48 | 210 | 82 | 3000K | 10 | 79.9 | 15 watt - 48" - T8 - Medium Bi-Pin (G13) Base - 3,000K - Ballast Compatible - Glass - Gloss White - Dimmable | https://www.lightbulbs.com/product/satco-39975
Satco | 7.99 | 15 | 2100 | 140 | Not Listed | Ballast Compatible / Plug and Play | Type A | No | Yes | 48 | 210 | 82 | 3500K | 10 | 79.9 | 15 watt - 48" - T8 - Medium Bi-Pin (G13) Base - 3,500K - Ballast Compatible - Glass - Gloss White - Dimmable | https://www.lightbulbs.com/product/satco-39976
Satco | 7.99 | 15 | 2200 | 146.6667 | Not Listed | Ballast Compatible / Plug and Play | Type A | No | Yes | 48 | 210 | 82 | 4000K | 10 | 79.9 | 15 watt - 48" - T8 - Medium Bi-Pin (G13) Base - 4,000K - Ballast Compatible - Glass - Gloss White - Dimmable | https://www.lightbulbs.com/product/satco-39977
Satco | 7.99 | 15 | 2200 | 146.6667 | Not Listed | Ballast Compatible / Plug and Play | Type A | No | Yes | 48 | 210 | 82 | 5000K | 10 | 79.9 | 15 watt - 48" - T8 - Medium Bi-Pin (G13) Base - 5,000K - Ballast Compatible - Glass - Gloss White - Dimmable | https://www.lightbulbs.com/product/satco-39978
Satco | 6.69 | 11 | 1600 | 145.4545 | Not Listed | Ballast Compatible / Plug and Play | Type A | No | No | 48 | Not Listed | 80 | 3000K | 20 | 133.8 | 11.5 watt - 48" - T8 - Medium Bi-Pin (G13) Base - 3,000K - Ballast Compatible - Glass | https://www.lightbulbs.com/product/satco-50610
Satco | 6.69 | 11 | 1600 | 145.4545 | Not Listed | Ballast Compatible / Plug and Play | Type A | No | Yes | 48 | Not Listed | 80 | 3500K | 20 | 133.8 | 11.5 watt - 48" - T8 - Medium Bi-Pin (G13) Base - 3,500K - Ballast Compatible - Glass | https://www.lightbulbs.com/product/satco-50611
Satco | 6.69 | 11 | 1650 | 150 | Not Listed | Ballast Compatible / Plug and Play | Type A | No | Yes | 48 | Not Listed | 80 | 4000K | 20 | 133.8 | 11.5 watt - 48" - T8 - Medium Bi-Pin (G13) Base - 4,000K - Ballast Compatible - Glass | https://www.lightbulbs.com/product/satco-50612
Satco | 8.29 | 14 | 1950 | 139.2857 | Not Listed | Ballast Compatible / Plug and Play | Type A | No | No | 48 | Not Listed | 80 | 3000K | 20 | 165.8 | 14 watt - 48" - T8 - Medium Bi-Pin (G13) Base - 3,000K - Ballast Compatible - Glass | https://www.lightbulbs.com/product/satco-50615
Satco | 8.29 | 14 | 2000 | 142.8571 | Not Listed | Ballast Compatible / Plug and Play | Type A | No | No | 48 | Not Listed | 80 | 3500K | 20 | 165.8 | 14 watt - 48" - T8 - Medium Bi-Pin (G13) Base - 3,500K - Ballast Compatible - Glass | https://www.lightbulbs.com/product/satco-50616
Satco | 8.29 | 14 | 2000 | 142.8571 | Not Listed | Ballast Compatible / Plug and Play | Type A | No | No | 48 | Not Listed | 80 | 4000K | 20 | 165.8 | 14 watt - 48" - T8 - Medium Bi-Pin (G13) Base - 4,000K - Ballast Compatible - Glass | https://www.lightbulbs.com/product/satco-50617
Satco | 8.29 | 14 | 2050 | 146.4286 | Not Listed | Ballast Compatible / Plug and Play | Type A | No | No | 48 | Not Listed | 80 | 5000K | 20 | 165.8 | 14 watt - 48" - T8 - Medium Bi-Pin (G13) Base - 5,000K - Ballast Compatible - Glass | https://www.lightbulbs.com/product/satco-50618
Sylvania | 7.99 | 17 | 2100 | 123.5294 | Not Listed | Ballast Compatible / Plug and Play | Type A | No | No | 48 | 220 | 82 | 3000K | 10 | 79.9 | 17 watt - 120/277 volt - 4' - T8 - Medium Bi-Pin (G13) Base - 3,000K - Rapid Start - Ballast Compatible - SubstiTUBE | https://www.lightbulbs.com/product/sylvania-40096
Sylvania | 9.99 | 17 | 2100 | 123.5294 | Not Listed | Ballast Compatible / Plug and Play | Type A | No | No | 48 | Not Listed | 82 | 3500K | 10 | 99.9 | 17 watt - 120 volt - 48" - T8 - Medium Bi-Pin (G13) Base - 3,500K - Frosted - Glass - Ballast Compatible - Instant Start - SubstiTUBE | https://www.lightbulbs.com/product/sylvania-40097
Sylvania | 11.99 | 15 | 2100 | 140 | Not Listed | Ballast Compatible / Plug and Play | Type A | No | Yes | 47.7 | 160 | 83 | 3000K | 25 | 299.75 | 15 watt - 120 volt - 48" - T8 - Medium Bi-Pin (G13) Base - 3,000K - Frosted - Plastic - Ballast Compatible - Non-Dimmable - SubstiTUBE | https://www.lightbulbs.com/product/sylvania-40507
Sylvania | 10.99 | 13 | 2200 | 169.2308 | Not Listed | Ballast Compatible / Plug and Play | Type A | Yes | Yes | 47.7 | 160 | 83 | 4100K | 25 | 274.75 | 13 watt - 120 volt - 48" - T8 - Medium Bi-Pin (G13) Base - 4,100K - Frosted - Nano Plastic - Ballast Compatible - Dimmable - SubstiTUBE® | https://www.lightbulbs.com/product/sylvania-40593
Sylvania | 8.99 | 15 | 2000 | 133.3333 | Not Listed | Ballast Compatible / Plug and Play | Type A | No | Yes | 48 | 220 | 82 | 3000K | 25 | 224.75 | 15 watt - 120/277 volt - 4' - T8 - Medium Bi-Pin (G13) Base - 3,000K - Rapid Start - Ballast Compatible - SubstiTUBE - Generation 9 | https://www.lightbulbs.com/product/sylvania-40639
Sylvania | 8.19 | 15 | 2200 | 146.6667 | Not Listed | Ballast Compatible / Plug and Play | Type A | No | Yes | 48 | 220 | 82 | 4100K | 25 | 204.75 | 15 watt - 120 volt - 48" - T8 - Medium Bi-Pin (G13) Base - 4,100K - Frosted - Glass - Ballast Compatible - Non-Dimmable - SubstiTUBE - Generation 9 | https://www.lightbulbs.com/product/sylvania-40641
Sylvania | 16.99 | 15 | 2200 | 146.6667 | Not Listed | Dual | Type A+B | No | Yes | 48 | 150 | 82 | 5000K | 10 | 169.9 | 15.5 watt - 120/347 volt - 48" - T8 - Medium Bi-Pin (G13) Base - 5,000K - Frosted - Ballast Compatible - SubstiTUBE | https://www.lightbulbs.com/product/sylvania-75135
Sylvania | 13.99 | 15 | 2100 | 140 | Not Listed | Ballast Compatible / Plug and Play | Type A | No | Yes | 48 | 220 | 82 | 3000K | 10 | 139.9 | 15.5 watt - 120/347 volt - 48" - T8 - Medium Bi-Pin (G13) Base - 3,000K - Frosted - Glass - Ballast Compatible - SubstiTUBE | https://www.lightbulbs.com/product/sylvania-75339
Sylvania | 13.99 | 15 | 2100 | 140 | Not Listed | Ballast Compatible / Plug and Play | Type A | No | Yes | 48 | 220 | 82 | 3500K | 25 | 349.75 | 15.5 watt - 120/347 volt - 48" - T8 - Medium Bi-Pin (G13) Base - 3,500K - Frosted - Glass - Ballast Compatible - SubstiTUBE | https://www.lightbulbs.com/product/sylvania-75340
Sylvania | 13.99 | 15 | 2200 | 146.6667 | Not Listed | Ballast Compatible / Plug and Play | Type A | No | Yes | 48 | 220 | 82 | 4100K | 10 | 139.9 | 15.5 watt - 120/347 volt - 48" - T8 - Medium Bi-Pin (G13) Base - 4,100K - Frosted - Glass - Ballast Compatible - SubstiTUBE | https://www.lightbulbs.com/product/sylvania-75341
Sylvania | 10.99 | 17 | 2200 | 129.4118 | Not Listed | Ballast Compatible / Plug and Play | Type A | No | No | 48 | 220 | 82 | 4100K | 10 | 109.9 | 17 watt - 120/347 volt - 48" - T8 - Medium Bi-Pin (G13) Base - 4,100K - Frosted - Glass - Ballast Compatible - SubstiTUBE | https://www.lightbulbs.com/product/sylvania-75502
Sylvania | 13.69 | 13 | 2000 | 153.8462 | Not Listed | Dual | Type A+B | Yes | No | 48 | 220 | 82 | 3500K | 25 | 342.25 | 13 watt - 120 volt - 48" - T8 - Medium Bi-Pin (G13) Base - 3,500K - Frosted - Dimmable - Glass - Ballast Compatible - SubstiTUBE | https://www.lightbulbs.com/product/sylvania-75509
Sylvania | 13.09 | 13 | 2100 | 161.5385 | Not Listed | Ballast Compatible / Plug and Play | Type A | Yes | No | 48 | 220 | 82 | 4100K | 25 | 327.25 | 13 watt - 120 volt - 48" - T8 - Medium Bi-Pin (G13) Base - 4,100K - Frosted - Dimmable - Glass - Ballast Compatible - SubstiTUBE | https://www.lightbulbs.com/product/sylvania-75510
Sylvania | 14.99 | 13 | 2100 | 161.5385 | Not Listed | Dual | Type A+B | Yes | No | 48 | Not Listed | 82 | 5000K | 25 | 374.75 | 13 watt - 120/277 volt - T8 - Medium Bi-Pin (G13) Base - 5,000K - Frosted - Dimmable - SubstiTUBE | https://www.lightbulbs.com/product/sylvania-75511
Sylvania | 11.69 | 10 | 1600 | 160 | Not Listed | Ballast Compatible / Plug and Play | Type A | No | Yes | 47.7 | 220 | 82 | 3000K | 10 | 116.9 | 10 watt - 120 volt - 4' - T8 - Medium Bi-Pin (G13) Base - 3,000K - Frosted - Glass - Ballast Compatible - SubstiTUBE | https://www.lightbulbs.com/product/sylvania-79544
Sylvania | 11.69 | 10 | 1600 | 160 | Not Listed | Ballast Compatible / Plug and Play | Type A | No | Yes | 47.7 | 220 | 82 | 5000K | 10 | 116.9 | 10 watt - 120 volt - 4' - T8 - Medium Bi-Pin (G13) Base - 5,000K - Frosted - Glass - Ballast Compatible - SubstiTUBE | https://www.lightbulbs.com/product/sylvania-79547
TCP | 10.89 | 15 | 1650 | 110 | Not Listed | Ballast Compatible / Plug and Play | Type A | Yes | No | 48 | 190 | 82 | 3500K | 25 | 272.25 | 15 watt - 120/277 volt - 48" - T8 - Medium Bi-Pin (G13) Base - 3,500K - Ballast Compatible - Dimmable - LED DirecT8™ | https://www.lightbulbs.com/product/tcp-06692
TCP | 10.89 | 15 | 1625 | 108.3333 | Not Listed | Ballast Compatible / Plug and Play | Type A | Yes | No | 48 | 190 | 82 | 3000K | 25 | 272.25 | 15 watt - 120/277 volt - 48" - T8 - Medium Bi-Pin (G13) Base - 3,000K - Ballast Compatible - Dimmable - LED DirecT8™ | https://www.lightbulbs.com/product/tcp-06693
TCP | 19.29 | 15 | 1700 | 113.3333 | Not Listed | Ballast Compatible / Plug and Play | Type A | Yes | No | 48 | 190 | 80 | 4100K | 25 | 482.25 | 15 watt - 120/277 volt - 48" - T8 - Medium Bi-Pin (G13) Base - 4,100K - Ballast Compatible - Dimmable - LED DirecT8™ | https://www.lightbulbs.com/product/tcp-06968
TCP | 19.29 | 15 | 1750 | 116.6667 | Not Listed | Ballast Compatible / Plug and Play | Type A | Yes | No | 48 | 190 | 80 | 5000K | 25 | 482.25 | 15 watt - 120/277 volt - 48" - T8 - Medium Bi-Pin (G13) Base - 5,000K - Ballast Compatible - Dimmable - LED DirecT8™ | https://www.lightbulbs.com/product/tcp-07028
TCP | 6.89 | 12 | 1750 | 145.8333 | Not Listed | Ballast Compatible / Plug and Play | Type A | No | Yes | 48 | 140 | 80 | 3500K | 25 | 172.25 | 12 watt - 48" - T8 - Medium Bi-Pin (G13) Base - 3,500K - Ballast Compatible - Glass - Generation 3 - Programmed Start Compatible | https://www.lightbulbs.com/product/tcp-07053
TCP | 7.49 | 12 | 1800 | 150 | Not Listed | Ballast Compatible / Plug and Play | Type A | No | Yes | 48 | 140 | 80 | 4100K | 25 | 187.25 | 12 watt - 48" - T8 - Medium Bi-Pin (G13) Base - 4,100K - Ballast Compatible - Glass - Generation 3 - Programmed Start Compatible | https://www.lightbulbs.com/product/tcp-07054
TCP | 7.49 | 12 | 1600 | 133.3333 | Not Listed | Ballast Compatible / Plug and Play | Type A | No | No | 48 | 140 | 80 | 3000K | 25 | 187.25 | 12 watt - 48" - T8 - Medium Bi-Pin (G13) Base - 3,000K - Ballast Compatible - Glass - Generation 3 - Programmed Start Compatible | https://www.lightbulbs.com/product/tcp-07070
TCP | 10.99 | 15 | 1600 | 106.6667 | Not Listed | Ballast Compatible / Plug and Play | Type A | Yes | Yes | 48 | Not Listed | 80 | 3500K | 25 | 274.75 | 15 watt - 120/277 volt - 48" - T8 - Medium Bi-Pin (G13) Base - 3,500K - Ballast Compatible - Dimmable - LED DirecT8™ | https://www.lightbulbs.com/product/tcp-07325
TCP | 10.99 | 15 | 1600 | 106.6667 | Not Listed | Ballast Compatible / Plug and Play | Type A | Yes | Yes | 48 | Not Listed | 80 | 3000K | 25 | 274.75 | 15 watt - 120/277 volt - 48" - T8 - Medium Bi-Pin (G13) Base - 3,000K - Ballast Compatible - Dimmable - LED DirecT8™ | https://www.lightbulbs.com/product/tcp-07326
TCP | 10.99 | 15 | 1650 | 110 | Not Listed | Ballast Compatible / Plug and Play | Type A | Yes | Yes | 48 | Not Listed | 80 | 4100K | 25 | 274.75 | 15 watt - 120/277 volt - 48" - T8 - Medium Bi-Pin (G13) Base - 4,100K - Ballast Compatible - Dimmable - LED DirecT8™ | https://www.lightbulbs.com/product/tcp-07328
TCP | 6.59 | 15 | 2000 | 133.3333 | Not Listed | Ballast Compatible / Plug and Play | Type A | No | Yes | 48 | 200 | 80 | 3000K | 25 | 164.75 | 15 watt - 120/277 volt - 48" - T8 - Medium Bi-Pin (G13) Base - 3,000K - Ballast Compatible - Dimmable | https://www.lightbulbs.com/product/tcp-10816
TCP | 8.49 | 15 | 2100 | 140 | Not Listed | Ballast Compatible / Plug and Play | Type A | No | Yes | 48 | 200 | 80 | 5000K | 25 | 212.25 | 15 watt - 120/277 volt - 48" - T8 - Medium Bi-Pin (G13) Base - 5,000K - Ballast Compatible - Dimmable | https://www.lightbulbs.com/product/tcp-11284
TCP | 6.59 | 15 | 2050 | 136.6667 | Not Listed | Ballast Compatible / Plug and Play | Type A | No | Yes | 48 | 200 | 80 | 3500K | 25 | 164.75 | 15 watt - 120/277 volt - 48" - T8 - Medium Bi-Pin (G13) Base - 3,500K - Ballast Compatible - Dimmable | https://www.lightbulbs.com/product/tcp-11390
TCP | 6.59 | 15 | 2050 | 136.6667 | Not Listed | Ballast Compatible / Plug and Play | Type A | No | Yes | 48 | 200 | 80 | 4100K | 25 | 164.75 | 15 watt - 120/277 volt - 48" - T8 - Medium Bi-Pin (G13) Base - 4,100K - Ballast Compatible - Dimmable | https://www.lightbulbs.com/product/tcp-11967
TCP | 11.99 | 13 | 1900 | 146.1538 | Not Listed | Dual | Type A+B | No | Yes | 48 | Not Listed | 80 | 4100K | 25 | 299.75 | 13.5 watt - 120/277 volt - 48" - T8 - Medium Bi-Pin (G13) Base - 4,100K - Ballast Bypass / Direct Wire | https://www.lightbulbs.com/product/tcp-13850
TCP | 10.79 | 15 | 1750 | 116.6667 | Not Listed | Dual Technology (Ballast / Direct Wire) | Type A+B | No | Yes | 48 | 190 | 80 | 3000K | 25 | 269.75 | 15 watt - 120/277 volt - 48" - T8 - Medium Bi-Pin (G13) Base - 3,000K - Dual Technology - Double Ended - Dimmable | https://www.lightbulbs.com/product/tcp-15069
TCP | 10.79 | 15 | 1800 | 120 | Not Listed | Dual Technology (Ballast / Direct Wire) | Type A+B | No | Yes | 48 | 190 | 80 | 3500K | 25 | 269.75 | 15 watt - 120/277 volt - 48" - T8 - Medium Bi-Pin (G13) Base - 3,500K - Dual Technology - Double Ended - Dimmable | https://www.lightbulbs.com/product/tcp-15070
TCP | 10.79 | 15 | 1800 | 120 | Not Listed | Dual Technology (Ballast / Direct Wire) | Type A+B | No | Yes | 48 | 190 | 80 | 4100K | 25 | 269.75 | 15 watt - 120/277 volt - 48" - T8 - Medium Bi-Pin (G13) Base - 4,100K - Dual Technology - Double Ended - Dimmable | https://www.lightbulbs.com/product/tcp-15071
TCP | 10.79 | 15 | 1800 | 120 | Not Listed | Dual Technology (Ballast / Direct Wire) | Type A+B | No | Yes | 48 | 190 | 80 | 5000K | 25 | 269.75 | 15 watt - 120/277 volt - 48" - T8 - Medium Bi-Pin (G13) Base - 5,000K - Dual Technology - Double Ended - Dimmable | https://www.lightbulbs.com/product/tcp-15073
TCP | 3.99 | 13 | 1850 | 142.3077 | Not Listed | Dual | Type A+B | Yes | Yes | 47.8 | Not Listed | 80 | 4100K | 25 | 99.75 | 13 watt - 120/277 volt - 48" - T8 - Medium Bi-Pin (G13) Base - 4,100K - Ballast Compatible - Dimmable - LED DirecT8™ | https://www.lightbulbs.com/product/tcp-80430
Universal | 10.99 | 11 | 1800 | 163.6364 | Not Listed | Ballast Compatible / Plug and Play | Type A | No | Yes | 47.8 | 240 | 82 | 4000K | 25 | 274.75 | 11 watt - 4' - T8 - Medium Bi-Pin (G13) Base - 4,000K - Glass - Ballast Compatible / Plug and Play - Everline | https://www.lightbulbs.com/product/universal-62308
Universal | 10.99 | 12 | 1800 | 150 | Not Listed | Dual | Type A+B | No | Yes | 48 | 240 | 82 | 5000K | 25 | 274.75 | 12 watt - 120/277 volt - 48" - T8 - Medium Bi-Pin (G13) Base - 5,000K - Frosted - Ballast Compatible - Everline | https://www.lightbulbs.com/product/universal-68076
Universal | 10.99 | 15 | 2200 | 146.6667 | Not Listed | Ballast Compatible / Plug and Play | Type A | No | Yes | 47.8 | 240 | 82 | 3500K | 25 | 274.75 | 15 watt - 4' - T8 - Medium Bi-Pin (G13) Base - 3,500K - Glass - Ballast Compatible / Plug and Play - Everline | https://www.lightbulbs.com/product/universal-68077
Universal | 9.99 | 15 | 2200 | 146.6667 | Not Listed | Ballast Compatible / Plug and Play | Type A | No | Yes | 47.8 | 240 | 82 | 4000K | 25 | 249.75 | 15 watt - 4' - T8 - Medium Bi-Pin (G13) Base - 4,000K - Glass - Ballast Compatible / Plug and Play - Everline | https://www.lightbulbs.com/product/universal-68078
Universal | 9.99 | 15 | 2200 | 146.6667 | Not Listed | Dual | Type A+B | No | Yes | 47.8 | 240 | 82 | 5000K | 25 | 249.75 | 15 watt - 4' - T8 - Medium Bi-Pin (G13) Base - 5,000K - Glass - Ballast Compatible / Plug and Play - Everline | https://www.lightbulbs.com/product/universal-68079
Universal | 12.49 | 18 | 2600 | 144.4444 | Not Listed | Dual | Type A+B | No | Yes | 48 | Not Listed | 82 | 5000K | 25 | 312.25 | 18.5 watt - 120/277 volt - 4' - T8 - Medium Bi-Pin (G13) Base - 5,000K - Glass - Ballast Bypass - Everline® | https://www.lightbulbs.com/product/universal-70369
Ushio | 11.99 | 18 | 1800 | 100 | Not Listed | Ballast Compatible / Plug and Play | Type A | No | No | 48 | 240 | 80 | 3500K | 25 | 299.75 | 18 watt - 48" - T8 - Medium Bi-Pin (G13) Base - 3,500K - Frosted - Ballast Compatible - UBIQUITY™ 2 | https://www.lightbulbs.com/product/ushio-3000658
Ushio | 10.99 | 15 | 2000 | 133.3333 | Not Listed | Ballast Compatible / Plug and Play | Type A | No | Yes | 48 | 240 | 80 | 3500K | 25 | 274.75 | 15 watt - 48" - T8 - Medium Bi-Pin (G13) Base - 3,500K - Ballast Compatible - Glass | https://www.lightbulbs.com/product/ushio-3000682
Ushio | 10.99 | 15 | 2100 | 140 | Not Listed | Ballast Compatible / Plug and Play | Type A | No | Yes | 48 | 240 | 80 | 4000K | 25 | 274.75 | 15 watt - 48" - T8 - Medium Bi-Pin (G13) Base - 4,000K - Ballast Compatible - Shatterproof Glass | https://www.lightbulbs.com/product/ushio-3000683
Ushio | 10.99 | 15 | 2200 | 146.6667 | Not Listed | Ballast Compatible / Plug and Play | Type A | No | Yes | 48 | 240 | 80 | 5000K | 25 | 274.75 | 15 watt - 48" - T8 - Medium Bi-Pin (G13) Base - 5,000K - Ballast Compatible - Shatterproof Glass | https://www.lightbulbs.com/product/ushio-3000684
Westinghouse | 11.39 | 17 | 2200 | 129.4118 | Not Listed | Ballast Compatible / Plug and Play | Type A | No | Yes | 48 | 150 | 82 | 3500K | 10 | 113.9 | 17 watt - 120/277 volt - 48" - T8 - Medium Bi-Pin (G13) Base - 3,500K - Frosted - Ballast Compatible - Dimmable | https://www.lightbulbs.com/product/westinghouse-33652
Westinghouse | 14.49 | 17 | 2200 | 129.4118 | Not Listed | Ballast Compatible / Plug and Play | Type A | Yes | Yes | 48 | 150 | 82 | 5000K | 10 | 144.9 | 17 watt - 120/277 volt - 48" - T8 - Medium Bi-Pin (G13) Base - 5,000K - Frosted - Dimmable - Ballast Compatible | https://www.lightbulbs.com/product/westinghouse-33655
Westinghouse | 13.99 | 11 | 1800 | 163.6364 | Not Listed | Ballast Compatible / Plug and Play | Type A | Yes | Yes | 48 | 220 | 82 | 4000K | 20 | 279.8 | 11.5 watt - 120/277 volt - 48" - T8 - Medium Bi-Pin (G13) Base - 4,000K - Frosted - Dimmable - Ballast Compatible - Linear - Direct Install | https://www.lightbulbs.com/product/westinghouse-33739
Westinghouse | 14.09 | 11 | 1700 | 154.5455 | Not Listed | Ballast Compatible / Plug and Play | Type A | Yes | Yes | 48 | 220 | 82 | 3500K | 20 | 281.8 | 11.5 watt - 120/277 volt - 48" - T8 - Medium Bi-Pin (G13) Base - 3,500K - Frosted - Dimmable - Ballast Compatible - Linear - Direct Install | https://www.lightbulbs.com/product/westinghouse-33851
Westinghouse | 14.09 | 11 | 1800 | 163.6364 | Not Listed | Ballast Compatible / Plug and Play | Type A | Yes | Yes | 48 | 220 | 82 | 5000K | 20 | 281.8 | 11.5 watt - 120/277 volt - 48" - T8 - Medium Bi-Pin (G13) Base - 5,000K - Frosted - Dimmable - Ballast Compatible - Linear - Direct Install | https://www.lightbulbs.com/product/westinghouse-33852
Westinghouse | 13.99 | 15 | 2100 | 140 | Not Listed | Ballast Compatible / Plug and Play | Type A | Yes | No | 48 | 230 | 82 | 3500K | 20 | 279.8 | 15 watt - 120/277 volt - 48" - T8 - Medium Bi-Pin (G13) Base - 3,500K - Frosted - Dimmable - Ballast Compatible - Linear - Direct Install | https://www.lightbulbs.com/product/westinghouse-43652
Westinghouse | 15.29 | 15 | 2200 | 146.6667 | Not Listed | Ballast Compatible / Plug and Play | Type A | No | Yes | 48 | 230 | 82 | 5000K | 1 | 15.29 | 15 watt - 48" - T8 - Medium Bi-Pin (G13) Base - 5,000K - Frosted - Non-Dimmable - Direct Install | https://www.lightbulbs.com/product/westinghouse-43655
Westinghouse | 14.49 | 12 | 1800 | 150 | Not Listed | Ballast Compatible / Plug and Play | Type A | Yes | Yes | 48 | Not Listed | 82 | 4000K | 20 | 289.8 | 12 watt - 48" - T8 - Medium Bi-Pin (G13) Base - 4,000K - Dimmable - Ballast Compatible - Linear - Direct Install | https://www.lightbulbs.com/product/westinghouse-43739
Westinghouse | 14.49 | 12 | 1700 | 141.6667 | Not Listed | Ballast Compatible / Plug and Play | Type A | Yes | Yes | 48 | Not Listed | 82 | 3500K | 20 | 289.8 | 12 watt - 48" - T8 - Medium Bi-Pin (G13) Base - 3,500K - Dimmable - Ballast Compatible - Linear - Direct Install | https://www.lightbulbs.com/product/westinghouse-43851
Westinghouse | 13.09 | 15 | 2100 | 140 | Not Listed | Ballast Compatible / Plug and Play | Type A | Yes | Yes | 48 | 230 | 82 | 3500K | 20 | 261.8 | 15 watt - 48" - T8 - Medium Bi-Pin (G13) Base - 3,500K - Dimmable - Ballast Compatible - Linear - Direct Install | https://www.lightbulbs.com/product/westinghouse-53652
Westinghouse | 13.09 | 15 | 2200 | 146.6667 | Not Listed | Ballast Compatible / Plug and Play | Type A | Yes | Yes | 48 | Not Listed | 82 | 4000K | 20 | 261.8 | 15 watt - 48" - T8 - Medium Bi-Pin (G13) Base - 4,000K - Dimmable - Ballast Compatible - Linear - Direct Install | https://www.lightbulbs.com/product/westinghouse-53653
Westinghouse | 13.09 | 15 | 2200 | 146.6667 | Not Listed | Ballast Compatible / Plug and Play | Type A | Yes | Yes | 48 | Not Listed | 82 | 5000K | 20 | 261.8 | 15 watt - 48" - T8 - Medium Bi-Pin (G13) Base - 5,000K - Dimmable - Ballast Compatible - Linear - Direct Install | https://www.lightbulbs.com/product/westinghouse-53655
TOPAZ | 9.95 | 15.5 | 1850 | 119.3548 | Not Listed | Direct Replacement | Type A | Not Listed | No | 48 | Not Listed | 80 | 3500K | 12 | 119.4 | 48" 13W LED T8 TUBE DIRECT REPLACEMENT 3500K 120-277V. CASE OF 12 | https://www.lightbulbwholesaler.com/p-41345-48-13w-led-t8-tube-direct-replacement-3500k-120-277v-case-of-12.aspx
TOPAZ | 9.95 | 15.5 | 2000 | 129.0323 | Not Listed | Direct Replacement | Type A | Not Listed | No | 48 | Not Listed | 80 | 5000K | 12 | 119.4 | 48" 13W LED T8 TUBE DIRECT REPLACEMENT 5000K 120-277V. CASE OF 12 | https://www.lightbulbwholesaler.com/p-41422-48-13w-led-t8-tube-direct-replacement-5000k-120-277v-case-of-12.aspx
TOPAZ | 9.95 | 15.5 | 1800 | 116.129 | Not Listed | Direct Replacement | Type A | Not Listed | No | 48 | Not Listed | 80 | 3000K | 12 | 119.4 | 48" 13W LED T8 TUBE DIRECT REPLACEMENT 3000K 120-277V. CASE OF 12 | https://www.lightbulbwholesaler.com/p-41449-48-13w-led-t8-tube-direct-replacement-3000k-120-277v-case-of-12.aspx
TOPAZ | 9.95 | 15.5 | 1900 | 122.5806 | Not Listed | Direct Replacement | Type A | Not Listed | No | 48 | Not Listed | 80 | 4000K | 12 | 119.4 | 48" 13W LED T8 TUBE DIRECT REPLACEMENT 4000K 120-277V. CASE OF 12 | https://www.lightbulbwholesaler.com/p-41464-48-13w-led-t8-tube-direct-replacement-4000k-120-277v-case-of-12.aspx
GREEN CREATIVE | 9.99 | 10.5 | 1700 | 161.9048 | Not Listed | Direct Replacement | Type A | Not Listed | No | 48 | Not Listed | 82 | 4000K | 25 | 249.75 | 48" 10.5W LED T8 TUBE DIRECT REPLACEMENT 4000K. 120-277V. CASE OF 25 | https://www.lightbulbwholesaler.com/p-42492-48-105w-led-t8-tube-direct-replacement-4000k-120-277v-case-of-25.aspx
GREEN CREATIVE | 9.99 | 13 | 2050 | 157.6923 | Not Listed | Direct Replacement | Type A | Not Listed | No | 48 | Not Listed | 82 | 4000K | 25 | 249.75 | 48" 13W LED T8 TUBE DIRECT REPLACEMENT 4000K. 120-277V. CASE OF 25 | https://www.lightbulbwholesaler.com/p-42519-48-13w-led-t8-tube-direct-replacement-4000k-120-277v-case-of-25.aspx
GREEN CREATIVE | 9.99 | 10.5 | 1650 | 157.1429 | Not Listed | Direct Replacement | Type A | Not Listed | No | 48 | Not Listed | 82 | 3000K | 25 | 249.75 | 48" 10.5W LED T8 TUBE DIRECT REPLACEMENT 3000K. 120-277V. CASE OF 25 | https://www.lightbulbwholesaler.com/p-42536-48-105w-led-t8-tube-direct-replacement-3000k-120-277v-case-of-25.aspx
GREEN CREATIVE | 9.99 | 10.5 | 1650 | 157.1429 | Not Listed | Direct Replacement | Type A | Not Listed | No | 48 | Not Listed | 82 | 3500K | 25 | 249.75 | 48" 10.5W LED T8 TUBE DIRECT REPLACEMENT 3500K 120-277V. CASE OF 25 | https://www.lightbulbwholesaler.com/p-42546-48-105w-led-t8-tube-direct-replacement-3500k-120-277v-case-of-25.aspx
GREEN CREATIVE | 9.99 | 13 | 2050 | 157.6923 | 32W EQUIVALENT | Direct Replacement | Type A | Not Listed | No | 48 | Not Listed | 82 | 5000K | 25 | 249.75 | 48" 13W LED T8 TUBE DIRECT REPLACEMENT 5000K 120-277V. CASE OF 25 | https://www.lightbulbwholesaler.com/p-42550-48-13w-led-t8-tube-direct-replacement-5000k-120-277v-case-of-25.aspx
GREEN CREATIVE | 9.99 | 10.5 | 1700 | 161.9048 | Not Listed | Direct Replacement | Type A | Not Listed | No | 48 | Not Listed | 82 | 5000K | 25 | 249.75 | 48" 10.5W LED T8 TUBE DIRECT REPLACEMENT 5000K. 120-277V. CASE OF 25 | https://www.lightbulbwholesaler.com/p-42563-48-105w-led-t8-tube-direct-replacement-5000k-120-277v-case-of-25.aspx
LumeGen | 4 | 12 | 1600 | 133.3333 | Not Listed | Type A+B - Universal / Ballast Bypass/Compatible | Type A+B | Not Listed | Yes | 48 | 120 | 80 | 4000K,5000K | 1 | 4 | T8 4ft LED Tube - 12W - Universal - Single Ended Power - 1,600 Lumens | https://www.lightup.com/25-pack-t8-4ft-led-tube-12w-universal-double-ended-power.html
Dimi Light | 5 | 15 | 1950 | 130 | 32 | Type A+B - Universal / Ballast Bypass/Compatible | Type A+B | Not Listed | Yes | 48 | 125 | 80 | 4000K,5000K | 25 | 125 | T8 4ft. LED Tube - 15 Watt - Universal - Replaces F32T8 & FO32 - 1950 Lumens | https://www.lightup.com/t8-4ft-led-tube-15-watt-universal-replaces-f32t8-fo32-1950-lumens.html
LumeGen | 6 | 18 | 2050 | 113.8889 | Not Listed | Type A - Ballast Compatible / Plug and Play | Type A | Not Listed | No | 48 | 120 | 80 | Not Listed | 1 | 6 | T8 LED 4ft. Tube - 18 Watt - 2050 Lumens - Ballast Compatible - Double Ended Power - LumeGen | https://www.lightup.com/t8-led-4ft-18w-ballast-2050-lumens-lumegen.html
LumeGen | 9.98 | 20 | 2050 | 102.5 | Not Listed | Type A - Ballast Compatible / Plug and Play | Type A | Not Listed | No | 48 | 120 | 80 | Not Listed | 1 | 9.98 | T8 LED 4ft. Tube - 20 Watt - 2050 Lumens - Ballast Compatible - Double Ended Power - LumeGen | https://www.lightup.com/t8-led-4ft-20w-ballast-2050-lumens-lumegen.html
LumeGen | 4.5 | 13 | 2000 | 153.8462 | Not Listed | Type A - Ballast Compatible / Plug and Play | Type A | Not Listed | No | 48 | 160 | 80 | 3500K,4000K,5000K | 1 | 4.5 | T8 LED 4ft. Tube - 13 Watt - Ballast Compatible - Replaces F32T8 & FO32 - 2000 Lumens | https://www.lightup.com/t8-led-4ft-tube-13-watt-ballast-compatible-replaces-f32t8-fo32-2000-lumens.html
Topaz | 8 | 18 | 1800 | 100 | Not Listed | Type A - Ballast Compatible / Plug and Play | Type A | Not Listed | Yes | 48 | 240 | 80 | 3500K,4000K,5000K | 1 | 8 | T8 LED 4ft. Tube - 18 Watt - 1800 Lumens - Ballast-Compatible - Double Ended Power | https://www.lightup.com/t8-led-4ft-tube-18w-ballast-compatible-60w-equiv-1800-lumens-topaz.html
Euri Lighting | 19.17 | 18 | 2300 | 127.7778 | Not Listed | Type A - Ballast Compatible / Plug and Play | Type A | Not Listed | Yes | 48 | 270 | 80 | Not Listed | 1 | 19.17 | LED 2-Pack T8 4ft. Tube - 19W - 2300 Lumens - Ballast-Compatible - Double Ended Power - Euri | https://www.lightup.com/t8-led-4ft-tube-19w-2pack-ballast-compatible-40w-equiv-2200-lumens-euri.html
LumeGen | 4 | 20 | 2400 | 120 | 32 | Type A - Ballast Compatible / Plug and Play | Type A | Not Listed | No | 48 | 120 | 80 | Not Listed | 1 | 4 | T8 LED 4ft. Tube - 20 Watts - Ballast Compatible - Replaces F32T8 & FO32 - 2400 Lumens | https://www.lightup.com/t8-led-4ft-tube-20w-ballast-compatible-45w-equiv-2400-lumens-lumegen.html
GE | 8.49 | 15 | 1800 | 120 | 32 | Type A | Type A | No | No | 48 | Not Listed | Not Listed | 4000K | 2 | 16.98 | GE 32-Watt EQ 48-in Cool White Linear LED Tube Light Bulb (2-Pack) | https://www.lowes.com/pd/GE-32-Watt-EQ-48-in-Cool-White-Linear-LED-Tube-Light-Bulb-2-Pack/1001876372
GE | 8.798 | 15 | 2100 | 140 | 32 | Type A | Type A | No | No | 48 | Not Listed | Not Listed | 5000K | 10 | 87.98 | GE 32-Watt EQ 48-in Daylight Linear LED Tube Light Bulb (10-Pack) | https://www.lowes.com/pd/GE-32-Watt-EQ-48-in-Daylight-Linear-LED-Tube-Light-Bulb-10-Pack/1000437181
GE | 7.498 | 15 | 2000 | 133.3333 | 32 | Type A | Type A | No | No | 48 | Not Listed | Not Listed | 6500K | 10 | 74.98 | GE 32-Watt EQ 48-in Daylight Linear LED Tube Light Bulb (10-Pack) | https://www.lowes.com/pd/GE-32-Watt-EQ-48-in-Daylight-Linear-LED-Tube-Light-Bulb-10-Pack/1000437645
GE | 6.99 | 15 | 1800 | 120 | 32 | Type A | Type A | No | No | 48 | Not Listed | Not Listed | 5000K | 2 | 13.98 | GE 32-Watt EQ 48-in Daylight Linear LED Tube Light Bulb (2-Pack) | https://www.lowes.com/pd/GE-32-Watt-EQ-48-in-Daylight-Linear-LED-Tube-Light-Bulb-2-Pack/1000258415
GE | 4.995 | 15 | 1600 | 106.6667 | 32 | Type A | Type A | Yes | No | 48 | Not Listed | Not Listed | 4000K | 4 | 19.98 | GE Basic 32-Watt EQ 48-in Cool White Dimmable Linear LED Tube Light Bulb (4-Pack) | https://www.lowes.com/pd/GE-Basic-32-Watt-EQ-48-in-Cool-White-Dimmable-Linear-LED-Tube-Light-Bulb-4-Pack/1001044526
GE | 3.9888 | 15 | 1600 | 106.6667 | 32 | Type A | Type A | No | No | 48 | Not Listed | Not Listed | 4000K | 16 | 63.82 | GE Basic 32-Watt EQ 48-in Cool White Linear LED Tube Light Bulb (16-Pack) | https://www.lowes.com/pd/GE-Basic-32-Watt-EQ-48-in-Cool-White-Linear-LED-Tube-Light-Bulb-16-Pack/1001044574
GE | 3.9888 | 15 | 1600 | 106.6667 | 32 | Type A | Type A | No | No | 48 | Not Listed | Not Listed | 6500K | 16 | 63.82 | GE Basic 32-Watt EQ 48-in Daylight Linear LED Tube Light Bulb (16-Pack) | https://www.lowes.com/pd/GE-Basic-32-Watt-EQ-48-in-Daylight-Linear-LED-Tube-Light-Bulb-16-Pack/1001044590
GE | 4.745 | 15 | 1600 | 106.6667 | 32 | Type A | Type A | No | No | 48 | Not Listed | Not Listed | 5000K | 4 | 18.98 | GE Basic 32-Watt EQ 48-in Daylight Linear LED Tube Light Bulb (4-Pack) | https://www.lowes.com/pd/GE-Basic-32-Watt-EQ-48-in-Daylight-Linear-LED-Tube-Light-Bulb-4-Pack/1001044542
GE | 4.62 | 15 | 1600 | 106.6667 | 32 | Type A | Type A | No | No | 48 | Not Listed | Not Listed | 6500K | 4 | 18.48 | GE Basic 32-Watt EQ 48-in Daylight Linear LED Tube Light Bulb (4-Pack) | https://www.lowes.com/pd/GE-Basic-32-Watt-EQ-48-in-Daylight-Linear-LED-Tube-Light-Bulb-4-Pack/1001044558
GE | 10.74 | 12 | 1900 | 158.3333 | 20 | Type A | Type A | No | No | 48 | Not Listed | Not Listed | 5000K | 1 | 10.74 | GE Integrated 20-Watt EQ 48-in Bright White Linear LED Tube Light Bulb | https://www.lowes.com/pd/GE-Integrated-20-Watt-EQ-48-in-Bright-White-Linear-LED-Tube-Light-Bulb/1001393070
GE | 10.74 | 12 | 1900 | 158.3333 | 20 | Type A | Type A | No | No | 48 | Not Listed | Not Listed | 6500K | 1 | 10.74 | GE Integrated 20-Watt EQ 48-in Daylight Linear LED Tube Light Bulb | https://www.lowes.com/pd/GE-Integrated-20-Watt-EQ-48-in-Daylight-Linear-LED-Tube-Light-Bulb/1001412808
GE | 10.19 | 12 | 1750 | 145.8333 | 20 | Type A | Type A | No | No | 48 | Not Listed | Not Listed | 3000K | 1 | 10.19 | GE Integrated 20-Watt EQ 48-in Soft White Linear LED Tube Light Bulb | https://www.lowes.com/pd/GE-Integrated-20-Watt-EQ-48-in-Soft-White-Linear-LED-Tube-Light-Bulb/1001411884
GE | 10.74 | 12 | 1800 | 150 | 20 | Type A | Type A | No | No | 48 | Not Listed | Not Listed | 3500K | 1 | 10.74 | GE Integrated 20-Watt EQ 48-in Warm White Linear LED Tube Light Bulb | https://www.lowes.com/pd/GE-Integrated-20-Watt-EQ-48-in-Warm-White-Linear-LED-Tube-Light-Bulb/1001394414
GE | 8.48 | 15 | 1800 | 120 | 25 | Type A | Type A | No | No | 48 | Not Listed | Not Listed | 5000K | 1 | 8.48 | GE Integrated 25-Watt EQ 48-in Bright White Linear LED Tube Light Bulb | https://www.lowes.com/pd/GE-Integrated-25-Watt-EQ-48-in-Bright-White-Linear-LED-Tube-Light-Bulb/1001412472
GE | 1.1425 | 13 | 2000 | 153.8462 | 25 | Type A | Type A | No | No | 48 | Not Listed | Not Listed | 5000K | 8 | 9.14 | GE Integrated 25-Watt EQ 48-in Bright White Linear LED Tube Light Bulb (8-Pack) | https://www.lowes.com/pd/GE-Integrated-25-Watt-EQ-48-in-Bright-White-Linear-LED-Tube-Light-Bulb-8-Pack/1002783316
GE | 9.38 | 15 | 2300 | 153.3333 | 25 | Type A | Type A | No | No | 48 | Not Listed | Not Listed | 6500K | 1 | 9.38 | GE Integrated 25-Watt EQ 48-in Daylight Linear LED Tube Light Bulb | https://www.lowes.com/pd/GE-Integrated-25-Watt-EQ-48-in-Daylight-Linear-LED-Tube-Light-Bulb/1001395086
GE | 8.48 | 15 | 1800 | 120 | 25 | Type A | Type A | No | No | 48 | Not Listed | Not Listed | 6500K | 1 | 8.48 | GE Integrated 25-Watt EQ 48-in Daylight Linear LED Tube Light Bulb | https://www.lowes.com/pd/GE-Integrated-25-Watt-EQ-48-in-Daylight-Linear-LED-Tube-Light-Bulb/1001395758
GE | 11.16 | 15 | 2350 | 156.6667 | 25 | Type A | Type A | No | No | 48 | Not Listed | Not Listed | 6500K | 1 | 11.16 | GE Integrated 25-Watt EQ 48-in Daylight Linear LED Tube Light Bulb | https://www.lowes.com/pd/GE-Integrated-25-Watt-EQ-48-in-Daylight-Linear-LED-Tube-Light-Bulb/1001412052
GE | 11.16 | 15 | 2150 | 143.3333 | 25 | Type A | Type A | No | No | 48 | Not Listed | Not Listed | 3000K | 1 | 11.16 | GE Integrated 25-Watt EQ 48-in Soft White Linear LED Tube Light Bulb | https://www.lowes.com/pd/GE-Integrated-25-Watt-EQ-48-in-Soft-White-Linear-LED-Tube-Light-Bulb/1001413060
GE | 8.48 | 15 | 1687 | 112.4667 | 25 | Type A | Type A | No | No | 48 | Not Listed | Not Listed | 3500K | 1 | 8.48 | GE Integrated 25-Watt EQ 48-in Warm White Linear LED Tube Light Bulb | https://www.lowes.com/pd/GE-Integrated-25-Watt-EQ-48-in-Warm-White-Linear-LED-Tube-Light-Bulb/1001392650
GE | 11.16 | 15 | 2250 | 150 | 25 | Type A | Type A | No | No | 48 | Not Listed | Not Listed | 3500K | 1 | 11.16 | GE Integrated 25-Watt EQ 48-in Warm White Linear LED Tube Light Bulb | https://www.lowes.com/pd/GE-Integrated-25-Watt-EQ-48-in-Warm-White-Linear-LED-Tube-Light-Bulb/1001392986
GE | 8.48 | 15 | 1800 | 120 | 25 | Type A | Type A | No | No | 48 | Not Listed | Not Listed | 4000K | 1 | 8.48 | GE Integrated 25-Watt EQ 48-in Warm White Linear LED Tube Light Bulb | https://www.lowes.com/pd/GE-Integrated-25-Watt-EQ-48-in-Warm-White-Linear-LED-Tube-Light-Bulb/1001393322
GE | 11.68 | 18 | 2550 | 141.6667 | 30 | Type A | Type A | No | No | 48 | Not Listed | Not Listed | 3500K | 1 | 11.68 | GE Integrated 30-Watt EQ 48-in Warm White Linear LED Tube Light Bulb | https://www.lowes.com/pd/GE-Integrated-30-Watt-EQ-48-in-Warm-White-Linear-LED-Tube-Light-Bulb/1001395926
GE | 9.27 | 18 | 2600 | 144.4444 | 50 | Type A | Type A | No | No | 48 | Not Listed | Not Listed | 6500K | 1 | 9.27 | GE Integrated 50-Watt EQ 48-in Daylight Linear LED Tube Light Bulb | https://www.lowes.com/pd/GE-Integrated-50-Watt-EQ-48-in-Daylight-Linear-LED-Tube-Light-Bulb/1001395590
GE | 14.08 | 18 | 2450 | 136.1111 | 50 | Type A | Type A | No | No | 48 | Not Listed | Not Listed | 3000K | 1 | 14.08 | GE Integrated 50-Watt EQ 48-in Soft White Linear LED Tube Light Bulb | https://www.lowes.com/pd/GE-Integrated-50-Watt-EQ-48-in-Soft-White-Linear-LED-Tube-Light-Bulb/1001393742
GE | 9.27 | 18 | 2400 | 133.3333 | 50 | Type A | Type A | No | No | 48 | Not Listed | Not Listed | 3000K | 1 | 9.27 | GE Integrated 50-Watt EQ 48-in Soft White Linear LED Tube Light Bulb | https://www.lowes.com/pd/GE-Integrated-50-Watt-EQ-48-in-Soft-White-Linear-LED-Tube-Light-Bulb/1001396010
GE | 9.27 | 18 | 2550 | 141.6667 | 50 | Type A | Type A | No | No | 48 | Not Listed | Not Listed | 3500K | 1 | 9.27 | GE Integrated 50-Watt EQ 48-in Warm White Linear LED Tube Light Bulb | https://www.lowes.com/pd/GE-Integrated-50-Watt-EQ-48-in-Warm-White-Linear-LED-Tube-Light-Bulb/1001396598
GE | 9.137 | 13 | 2000 | 153.8462 | 25 | Type A | Type A | No | No | 48 | Not Listed | Not Listed | 3500K | 20 | 182.74 | GE LED 25-Watt EQ 48-in Warm White Linear LED Tube Light Bulb (20-Pack) | https://www.lowes.com/pd/GE-LED-25-Watt-EQ-48-in-Warm-White-Linear-LED-Tube-Light-Bulb-20-Pack/1001392482
GE | 2.5844 | 15 | 1800 | 120 | 32 | Type A | Type A | No | No | 47.76 | Not Listed | Not Listed | 4000K | 16 | 41.35 | GE LED 32-Watt EQ 47.76-in Cool White Linear LED Tube Light Bulb (16-Pack) | https://www.lowes.com/pd/GE-LED-32-Watt-EQ-47-76-in-Cool-White-Linear-LED-Tube-Light-Bulb-16-Pack/1000460119
GE | 6.8725 | 15 | 1800 | 120 | 32 | Type A | Type A | No | No | 48 | Not Listed | Not Listed | 6500K | 8 | 54.98 | GE LED 32-Watt EQ 48-in Cool White Linear LED Tube Light Bulb (8-Pack) | https://www.lowes.com/pd/GE-LED-32-Watt-EQ-48-in-Cool-White-Linear-LED-Tube-Light-Bulb-8-Pack/1000258427
GE | 6.99 | 15 | 1800 | 120 | 32 | Type A | Type A | No | No | 48 | Not Listed | Not Listed | 3000K | 2 | 13.98 | GE LED 32-Watt EQ 48-in Warm White Linear LED Tube Light Bulb (2-Pack) | https://www.lowes.com/pd/GE-LED-32-Watt-EQ-48-in-Warm-White-Linear-LED-Tube-Light-Bulb-2-Pack/1002250042
GE | 10.219 | 14 | 1850 | 132.1429 | 14 | Type A | Type A | No | No | 48 | Not Listed | Not Listed | 5000K | 20 | 204.38 | GE LED Remote Driver 14-Watt EQ 48-in Daylight Linear LED Tube Light Bulb (20-Pack) | https://www.lowes.com/pd/GE-LED-Remote-Driver-14-Watt-EQ-48-in-Daylight-Linear-LED-Tube-Light-Bulb-20-Pack/1000939506
GE | 10.219 | 14 | 1700 | 121.4286 | 14 | Type A | Type A | No | No | 48 | Not Listed | Not Listed | 3000K | 20 | 204.38 | GE LED Remote Driver 14-Watt EQ 48-in Warm White Linear LED Tube Light Bulb (20-Pack) | https://www.lowes.com/pd/GE-LED-Remote-Driver-14-Watt-EQ-48-in-Warm-White-Linear-LED-Tube-Light-Bulb-20-Pack/1000939500
GE | 9.904 | 15 | 2200 | 146.6667 | 15 | Type A | Type A | No | No | 48 | Not Listed | Not Listed | 3500K | 20 | 198.08 | GE LED Tubes 15-Watt EQ 48-in Bright White Linear LED Tube Light Bulb (20-Pack) | https://www.lowes.com/pd/GE-LED-Tubes-15-Watt-EQ-48-in-Bright-White-Linear-LED-Tube-Light-Bulb-20-Pack/1000939510
GE | 9.9805 | 15 | 2200 | 146.6667 | 15 | Type A | Type A | No | No | 48 | Not Listed | Not Listed | 5000K | 20 | 199.61 | GE LED Tubes 15-Watt EQ 48-in Daylight Linear LED Tube Light Bulb (20-Pack) | https://www.lowes.com/pd/GE-LED-Tubes-15-Watt-EQ-48-in-Daylight-Linear-LED-Tube-Light-Bulb-20-Pack/1000247161
GE | 9.77 | 18 | 2550 | 141.6667 | 18 | Type A | Type A | No | No | 48 | Not Listed | Not Listed | 4000K | 25 | 244.25 | GE LED Tubes 18-Watt EQ 48-in Cool White Linear LED Tube Light Bulb (25-Pack) | https://www.lowes.com/pd/GE-LED-Tubes-18-Watt-EQ-48-in-Cool-White-Linear-LED-Tube-Light-Bulb-25-Pack/1000939512
GE | 13.3836 | 18 | 2650 | 147.2222 | 18 | Type A | Type A | No | No | 48 | Not Listed | Not Listed | 5000K | 25 | 334.59 | GE LED Tubes 18-Watt EQ 48-in Daylight Linear LED Tube Light Bulb (25-Pack) | https://www.lowes.com/pd/GE-LED-Tubes-18-Watt-EQ-48-in-Daylight-Linear-LED-Tube-Light-Bulb-25-Pack/1000939514
GE | 7.298 | 15 | 2000 | 133.3333 | 32 | Type A | Type A | No | No | 48 | Not Listed | Not Listed | 4000K | 10 | 72.98 | GE LFL 32-Watt EQ 48-in Cool White Linear LED Tube Light Bulb (10-Pack) | https://www.lowes.com/pd/GE-LFL-32-Watt-EQ-48-in-Cool-White-Linear-LED-Tube-Light-Bulb-10-Pack/1000437643
GE | 12.37 | 15 | 2100 | 140 | 25 | Type A | Type A | No | No | 48 | Not Listed | Not Listed | 5000K | 1 | 12.37 | GE Remote 25-Watt EQ 48-in Bright White Linear LED Tube Light Bulb | https://www.lowes.com/pd/GE-Remote-25-Watt-EQ-48-in-Bright-White-Linear-LED-Tube-Light-Bulb/1001394246
GE | 8.26 | 15 | 2050 | 136.6667 | 25 | Type A | Type A | No | No | 48 | Not Listed | Not Listed | 5000K | 1 | 8.26 | GE Remote 25-Watt EQ 48-in Bright White Linear LED Tube Light Bulb | https://www.lowes.com/pd/GE-Remote-25-Watt-EQ-48-in-Bright-White-Linear-LED-Tube-Light-Bulb/1001395170
GE | 8.26 | 15 | 1850 | 123.3333 | 25 | Type A | Type A | No | No | 48 | Not Listed | Not Listed | 3000K | 1 | 8.26 | GE Remote 25-Watt EQ 48-in Soft White Linear LED Tube Light Bulb | https://www.lowes.com/pd/GE-Remote-25-Watt-EQ-48-in-Soft-White-Linear-LED-Tube-Light-Bulb/1001396262
GE | 12.37 | 15 | 1750 | 116.6667 | 25 | Type A | Type A | No | No | 48 | Not Listed | Not Listed | 3500K | 1 | 12.37 | GE Remote 25-Watt EQ 48-in Warm White Linear LED Tube Light Bulb | https://www.lowes.com/pd/GE-Remote-25-Watt-EQ-48-in-Warm-White-Linear-LED-Tube-Light-Bulb/1001773950
GE | 1.0875 | 15 | 2050 | 136.6667 | 25 | Type A | Type A | No | No | 48 | Not Listed | Not Listed | 3500K | 8 | 8.7 | GE Remote 25-Watt EQ 48-in Warm White Linear LED Tube Light Bulb (8-Pack) | https://www.lowes.com/pd/GE-Remote-25-Watt-EQ-48-in-Warm-White-Linear-LED-Tube-Light-Bulb-8-Pack/1001394666
Simply Conserve | 5.25 | 15 | 1800 | 120 | 32 | Type A | Type A | No | No | 48 | Not Listed | Not Listed | 4000K | 25 | 131.25 | Simply Conserve T8 Linear 32-Watt EQ 48-in Cool White Linear LED Tube Light Bulb (25-Pack) | https://www.lowes.com/pd/Simply-Conserve-T8-Linear-32-Watt-EQ-48-in-Cool-White-Linear-LED-Tube-Light-Bulb-25-Pack/1002517404
Simply Conserve | 6.99 | 14 | 1800 | 128.5714 | 32 | Type A/B | Type A+B | No | No | 48 | Not Listed | Not Listed | 4000K | 25 | 174.75 | Simply Conserve T8 Linear 32-Watt EQ 48-in Cool White Linear LED Tube Light Bulb (25-Pack) | https://www.lowes.com/pd/Simply-Conserve-T8-Linear-32-Watt-EQ-48-in-Cool-White-Linear-LED-Tube-Light-Bulb-25-Pack/1002535708
Simply Conserve | 4.99 | 12 | 1800 | 150 | 32 | Type A | Type A | No | No | 48 | Not Listed | Not Listed | 4000K | 25 | 124.75 | Simply Conserve T8 Linear 32-Watt EQ 48-in Cool White Linear LED Tube Light Bulb (25-Pack) | https://www.lowes.com/pd/Simply-Conserve-T8-Linear-32-Watt-EQ-48-in-Cool-White-Linear-LED-Tube-Light-Bulb-25-Pack/1002550344
Simply Conserve | 5.696 | 14 | 1800 | 128.5714 | 32 | Type A | Type A | No | No | 48 | Not Listed | Not Listed | 4000K | 25 | 142.4 | Simply Conserve T8 Linear 32-Watt EQ 48-in Cool White Linear LED Tube Light Bulb (25-Pack) | https://www.lowes.com/pd/Simply-Conserve-T8-Linear-32-Watt-EQ-48-in-Cool-White-Linear-LED-Tube-Light-Bulb-25-Pack/1002550358
Simply Conserve | 5.25 | 15 | 1800 | 120 | 32 | Type A | Type A | No | No | 48 | Not Listed | Not Listed | 5000K | 25 | 131.25 | Simply Conserve T8 Linear 32-Watt EQ 48-in Daylight Linear LED Tube Light Bulb (25-Pack) | https://www.lowes.com/pd/Simply-Conserve-T8-Linear-32-Watt-EQ-48-in-Daylight-Linear-LED-Tube-Light-Bulb-25-Pack/1002517416
Simply Conserve | 5.5252 | 14 | 1800 | 128.5714 | 32 | Type A | Type A | No | No | 48 | Not Listed | Not Listed | 5000K | 25 | 138.13 | Simply Conserve T8 Linear 32-Watt EQ 48-in Daylight Linear LED Tube Light Bulb (25-Pack) | https://www.lowes.com/pd/Simply-Conserve-T8-Linear-32-Watt-EQ-48-in-Daylight-Linear-LED-Tube-Light-Bulb-25-Pack/1002550372
Simply Conserve | 4.99 | 12 | 1800 | 150 | 32 | Type A | Type A | No | No | 48 | Not Listed | Not Listed | 5000K | 25 | 124.75 | Simply Conserve T8 Linear 32-Watt EQ 48-in Daylight Linear LED Tube Light Bulb (25-Pack) | https://www.lowes.com/pd/Simply-Conserve-T8-Linear-32-Watt-EQ-48-in-Daylight-Linear-LED-Tube-Light-Bulb-25-Pack/1002694984
Green Creative | 7.53 | 10.5 | 1650 | 157.1429 | Not Listed | Ballast Compatible | Type A | No | No | 48 | Not Listed | 82 | 3000K | 1 | 7.53 | Green Creative 28397 LED Lamp, T8, 10.5W, 120/277V, 3000K, 1650L | https://www.platt.com/platt-electric-supply/LED-Tube-Type-T8/Green-Creative/28397/product.aspx?zpid=242475
Green Creative | 10.06 | 10.5 | 1650 | 157.1429 | Not Listed | Ballast Compatible | Type A | No | No | 48 | Not Listed | 82 | 3500K | 1 | 10.06 | Green Creative 28398 LED Lamp, T8, 10.5W, 120/277V, 3500K, 1650L | https://www.platt.com/platt-electric-supply/LED-Tube-Type-T8/Green-Creative/28398/product.aspx?zpid=228200
Green Creative | 7.53 | 10.5 | 1700 | 161.9048 | Not Listed | Ballast Compatible | Type A | No | No | 48 | Not Listed | 82 | 5000K | 1 | 7.53 | Green Creative 28400 LED Lamp, T8, 10.5W, 120/277V, 5000K, 1700L | https://www.platt.com/platt-electric-supply/LED-Tube-Type-T8/Green-Creative/28400/product.aspx?zpid=242476
Green Creative | 10.06 | 13 | 2050 | 157.6923 | Not Listed | Ballast Compatible | Type A | Yes | No | 48 | 180 | 82 | 4000K | 1 | 10.06 | Green Creative 28403 LED Lamp, 13W, 120-277V | https://www.platt.com/platt-electric-supply/LED-Tube-Type-T8/Green-Creative/28403/product.aspx?zpid=236420
Green Creative | 10.06 | 13 | 2050 | 157.6923 | Not Listed | Ballast Compatible | Type A | No | No | 48 | Not Listed | 82 | 5000K | 1 | 10.06 | Green Creative 28404 13T8/4F/850/DIR LED Lamp, 13W, 120-277V | https://www.platt.com/platt-electric-supply/LED-Tube-Type-T8/Green-Creative/28404/product.aspx?zpid=242495
Green Creative | 8.37 | 13 | 1700 | 130.7692 | Not Listed | Ballast Compatible | Type A | No | No | 48 | Not Listed | 82 | 5000K | 1 | 8.37 | Green Creative 28408 13T8/4F/850/BYP LED Lamp, T8, 13W, 120/277V, 5000K, 1700L | https://www.platt.com/platt-electric-supply/LED-Tube-Type-T8/Green-Creative/28408-13T8-4F-850-BYP/product.aspx?zpid=242494
Green Creative | 8.71 | 13 | 1750 | 134.6154 | Not Listed | Ballast Compatible | Type A | No | No | 48 | Not Listed | 82 | 5000K | 1 | 8.71 | Green Creative 34877 13T8/4F/850/GL/BYP LED SINGLE ENDED BYPASS T8 | https://www.platt.com/platt-electric-supply/LED-Tube-Type-T8/Green-Creative/34877-13T8-4F-850-GL-BYP/product.aspx?zpid=1768262
Light Efficient Design | 7 | 18 | 2200 | 122.2222 | Not Listed | Ballast Compatible | Type A | No | No | 48 | Not Listed | 80 | 5000K | 1 | 7 | Light Efficient Design LED-6115-4-50K-G2 17W, 48", LED, T8 Lamp | https://www.platt.com/platt-electric-supply/LED-Tube-Type-T8/Light-Efficient-Design/LED-6115-4-50K-G2/product.aspx?zpid=1263922
Light Efficient Design | 15.25 | 12 | 1860 | 155 | Not Listed | Ballast Compatible | Type A | No | No | 48 | Not Listed | 80 | 3500K | 1 | 15.25 | Light Efficient Design RPT-B-TOTALTUBE-T8-G3-4FT-835-A LED UL TYPE A+B Lamp | https://www.platt.com/platt-electric-supply/LED-Tube-Type-T8/Light-Efficient-Design/RPT-B-TOTALTUBE-T8-G3-4FT-835-A/product.aspx?zpid=1123083
Philips | 5.3 | 10 | 1600 | 160 | Not Listed | Ballast Compatible | Type A | No | No | 48 | Not Listed | 82 | 5000K | 1 | 5.3 | Philips Lighting 10T8/48-5000 IF 10/1 10 Watt LED T8 Lamp | https://www.platt.com/platt-electric-supply/LED-Tube-Type-T8/Philips-Lighting/10T8-48-5000-IF-10-1/product.aspx?zpid=206703
Philips | 9.26 | 10 | 1500 | 150 | Not Listed | Ballast Compatible | Type A | No | No | 48 | Not Listed | 82 | 3500K | 1 | 9.26 | Philips Lighting 10T8/COR/48-835/IF15/G 10/1 10W LED T8, 48", 3500K, Glass Lamp | https://www.platt.com/platt-electric-supply/LED-Tube-Type-T8/Philips-Lighting/10T8-COR-48-835-IF15-G-10-1/product.aspx?zpid=1532559
Philips | 9.26 | 10 | 1600 | 160 | Not Listed | Ballast Compatible | Type A | No | No | 48 | Not Listed | 82 | 4000K | 1 | 9.26 | Philips Lighting 10T8/COR/48-840/IF16/G 10/1 10W LED T8, 48", 4000K, Glass Lamp | https://www.platt.com/platt-electric-supply/LED-Tube-Type-T8/Philips-Lighting/10T8-COR-48-840-IF16-G-10-1/product.aspx?zpid=1532560
Philips | 9.26 | 10 | 1600 | 160 | Not Listed | Ballast Compatible | Type A | No | No | 48 | Not Listed | 82 | 5000K | 1 | 9.26 | Philips Lighting 10T8/COR/48-850/IF16/G 10/1 10W LED T8, 48", 5000K, Glass Lamp | https://www.platt.com/platt-electric-supply/LED-Tube-Type-T8/Philips-Lighting/10T8-COR-48-850-IF16-G-10-1/product.aspx?zpid=1532562
Philips | 13.65 | 10 | 1600 | 160 | Not Listed | Ballast Compatible | Type A | No | No | 48 | Not Listed | 82 | 3500K | 1 | 13.65 | Philips Lighting 10T8 LED/48-3500 IF 10 Watt LED T8 Lamp | https://www.platt.com/platt-electric-supply/LED-Tube-Type-T8/Philips-Lighting/10T8-LED-48-3500-IF/product.aspx?zpid=949615
Philips | 13.65 | 10 | 1600 | 160 | Not Listed | Ballast Compatible | Type A | No | No | 48 | Not Listed | 82 | 4000K | 1 | 13.65 | Philips Lighting 10T8 LED/48-4000 IF 10 Watt LED T8 Lamp | https://www.platt.com/platt-electric-supply/LED-Tube-Type-T8/Philips-Lighting/10T8-LED-48-4000-IF/product.aspx?zpid=949620
Philips | 5.39 | 12 | 1500 | 125 | Not Listed | Ballast Compatible | Type A | No | No | 48 | Not Listed | 82 | 3500K | 1 | 5.39 | Philips Lighting 12T8/48-3500 IF 10/1 TAA LED Lamp, T8, 48", 12W, 120-277V, 3500K | https://www.platt.com/platt-electric-supply/LED-Tube-Type-T8/Philips-Lighting/12T8-48-3500-IF-10-1-TAA/product.aspx?zpid=213500
Philips | 15.11 | 13 | 2000 | 153.8462 | Not Listed | Ballast Compatible | Type A | Yes | No | 48 | Not Listed | 82 | 3000K | 1 | 15.11 | Philips Lighting 13T8 LED/48-3000 IF DIM 13T8 LED/48-3000 IF DIM | https://www.platt.com/platt-electric-supply/LED-Tube-Type-T8/Philips-Lighting/13T8-LED-48-3000-IF-DIM/product.aspx?zpid=948028
Philips | 15.11 | 13 | 2000 | 153.8462 | Not Listed | Ballast Compatible | Type A | Yes | No | 48 | Not Listed | 82 | 3500K | 1 | 15.11 | Philips Lighting 13T8 LED/48-3500 IF DIM 13T8 LED/48-3500 IF DIM | https://www.platt.com/platt-electric-supply/LED-Tube-Type-T8/Philips-Lighting/13T8-LED-48-3500-IF-DIM/product.aspx?zpid=948027
Philips | 15.11 | 13 | 2100 | 161.5385 | Not Listed | Ballast Compatible | Type A | Yes | No | 48 | Not Listed | 82 | 5000K | 1 | 15.11 | Philips Lighting 13T8 LED/48-5000 IF DIM Dimmable LED, T8, 48", 13W, 120-277/347V | https://www.platt.com/platt-electric-supply/LED-Tube-Type-T8/Philips-Lighting/13T8-LED-48-5000-IF-DIM/product.aspx?zpid=764483
Philips | 15.11 | 13 | 2100 | 161.5385 | Not Listed | Ballast Compatible | Type A | Yes | No | 48 | Not Listed | 82 | 4000K | 1 | 15.11 | Philips Lighting 13T8/MAS/48-840/IF21/P/DIM 25/1 13T8 LED/48-4000 IF DIM | https://www.platt.com/platt-electric-supply/LED-Tube-Type-T8/Philips-Lighting/13T8-MAS-48-840-IF21-P-DIM-25-1/product.aspx?zpid=1443870
Philips | 11.78 | 14 | 1800 | 128.5714 | Not Listed | Ballast Compatible | Type A | No | No | 48 | 240 | 82 | 4000K | 1 | 11.78 | Philips Lighting 14T8/COR/48-840/MF18/G 10/1 FB LED Lamp, 14W, 48", T8, 4000K | https://www.platt.com/platt-electric-supply/LED-Tube-Type-T8/Philips-Lighting/14T8-COR-48-840-MF18-G-10-1-FB/product.aspx?zpid=1165998
Philips | 11.78 | 14 | 1700 | 121.4286 | Not Listed | Ballast Compatible | Type A | No | No | 48 | 240 | 82 | 3000K | 1 | 11.78 | Philips Lighting 14T8PRO/48-830/BB17/G 10/1 FB LED Lamp, 14W, 48", T8, 3000K | https://www.platt.com/platt-electric-supply/LED-Tube-Type-T8/Philips-Lighting/14T8PRO-48-830-BB17-G-10-1-FB/product.aspx?zpid=1166002
Philips | 11.78 | 14 | 1700 | 121.4286 | Not Listed | Ballast Compatible | Type A | No | No | 48 | 240 | 82 | 3500K | 1 | 11.78 | Philips Lighting 14T8PRO/48-835/BB17/G 10/1 FB LED Lamp, 14W, 48", T8, 3500K | https://www.platt.com/platt-electric-supply/LED-Tube-Type-T8/Philips-Lighting/14T8PRO-48-835-BB17-G-10-1-FB/product.aspx?zpid=1166001
Philips | 13.83 | 15 | 2100 | 140 | Not Listed | Ballast Compatible | Type A | No | No | 48 | 240 | 82 | 4000K | 1 | 13.83 | Philips Lighting 15T8/COR/48-840/MF21/G LED Lamp, 15W, 48", T8, 4000K | https://www.platt.com/platt-electric-supply/LED-Tube-Type-T8/Philips-Lighting/15T8-COR-48-840-MF21-G/product.aspx?zpid=264157
Philips | 13.16 | 16.5 | 2000 | 121.2121 | Not Listed | Ballast Compatible | Type A | No | No | 48 | 240 | 82 | 3000K | 1 | 13.16 | Philips Lighting 16.5T8 PRO LED/48-3000 BB G LED Lamp, 16.5W, 48", T8, 3000K | https://www.platt.com/platt-electric-supply/LED-Tube-Type-T8/Philips-Lighting/16-5T8-PRO-LED-48-3000-BB-G/product.aspx?zpid=264148
Philips | 12.19 | 16.5 | 2000 | 121.2121 | Not Listed | Ballast Compatible | Type A | No | No | 48 | 240 | 82 | 3500K | 1 | 12.19 | Philips Lighting 16.5T8 PRO LED/48 3500 BB G LED Lamp, 16.5W, 48", T8, 3500K | https://www.platt.com/platt-electric-supply/LED-Tube-Type-T8/Philips-Lighting/16-5T8-PRO-LED-48-3500-BB-G/product.aspx?zpid=264155
Philips | 8.09 | 16 | 1800 | 112.5 | Not Listed | Ballast Compatible | Type A | No | No | 48 | Not Listed | 80 | 4000K | 1 | 8.09 | Philips Lighting 16T8/LED/48-840/IF18/G LED InstantFit Lamp | https://www.platt.com/platt-electric-supply/LED-Tube-Type-T8/Philips-Lighting/16T8-LED-48-840-IF18-G/product.aspx?zpid=1439942
Philips | 12.19 | 16 | 1800 | 112.5 | Not Listed | Ballast Compatible | Type A | No | No | 48 | Not Listed | 80 | 4000K | 1 | 12.19 | Philips Lighting 16T8/LED/48-840/UF18/G 16W LED T8 4' Glass Lamp | https://www.platt.com/platt-electric-supply/LED-Tube-Type-T8/Philips-Lighting/16T8-LED-48-840-UF18-G/product.aspx?zpid=1425320
Philips | 12.19 | 16 | 1800 | 112.5 | Not Listed | Ballast Compatible | Type A | No | No | 48 | Not Listed | 80 | 5000K | 1 | 12.19 | Philips Lighting 16T8/LED/48-850/UF18/G 16W LED T8 4' Glass Lamp | https://www.platt.com/platt-electric-supply/LED-Tube-Type-T8/Philips-Lighting/16T8-LED-48-850-UF18-G/product.aspx?zpid=1416672
Philips | 15.11 | 13 | 2100 | 161.5385 | Not Listed | Ballast Compatible | Type A | Yes | No | 48 | Not Listed | 82 | 4000K | 1 | 15.11 | Philips Lighting 473942 13T8 LED/48-4000 IF DIM | https://www.platt.com/platt-electric-supply/LED-Tube-Type-T8/Philips-Lighting/473942/product.aspx?zpid=948024
Philips | 13.65 | 9.5 | 1600 | 168.4211 | Not Listed | Ballast Compatible | Type A | No | No | 48 | Not Listed | 82 | 5000K | 1 | 13.65 | Philips Lighting 9.5T8/MAS/48-850/IF16/P 10/1 9.5Watt LED T8 Lamp | https://www.platt.com/platt-electric-supply/LED-Tube-Type-T8/Philips-Lighting/9-5T8-MAS-48-850-IF16-P-10-1/product.aspx?zpid=949640
TCP | 10.53 | 13.5 | 1900 | 140.7407 | Not Listed | Ballast Compatible | Type A | No | No | 48 | Not Listed | 80 | 4000K | 1 | 10.53 | TCP L13T8BY5041K LED Ballast Bypass T8 | https://www.platt.com/platt-electric-supply/LED-Tube-Type-T8/TCP/L13T8BY5041K/product.aspx?zpid=1275235
TCP | 10.53 | 13.5 | 1900 | 140.7407 | Not Listed | Ballast Compatible | Type A | No | No | 48 | Not Listed | 80 | 5000K | 1 | 10.53 | TCP L13T8BY5050K LED Ballast Bypass T8 | https://www.platt.com/platt-electric-supply/LED-Tube-Type-T8/TCP/L13T8BY5050K/product.aspx?zpid=1275236
PROLIGHTING | 8.49 | 18 | 2590 | 143.8889 | Not Listed | Dual | Type A+B | No | Yes | 48 | Not Listed | 80 | 4000K | 1 | 8.49 | PROLIGHTING 48" 18W LED T8 - 2,590 Lumens - Direct Wire Single End or Opposing End or Ballast Compatible - 4000K - 120-277V | https://www.prolighting.com/led-light-bulbs/ledt8lamps/gl07103-2m.html
PROLIGHTING | 8.49 | 18 | 2673 | 148.5 | Not Listed | Ballast Compatible | Type A | No | No | 48 | Not Listed | 80 | 5000K | 1 | 8.49 | PROLIGHTING 48" 18W LED T8 - 2,673 Lumens - Direct Wire Single End or Opposing End or Ballast Compatible - 5000K - 120-277V | https://www.prolighting.com/led-light-bulbs/ledt8lamps/gl07103-3m.html
Keystone | 12.1 | 11.5 | 1700 | 147.8261 | Not Listed | Ballast Compatible | Type A | No | Yes | 48 | Not Listed | 80 | 3000K | 1 | 12.1 | Keystone 48" 11.5 Watt T8 LED - Ballast Compatible - 3000K - 1,700 Lumens | https://www.prolighting.com/led-light-bulbs/ledt8lamps/kt-led11-5t8-48gc-830-s.html
Keystone | 12.1 | 11.5 | 1700 | 147.8261 | Not Listed | Ballast Compatible | Type A | No | Yes | 48 | Not Listed | 80 | 3500K | 1 | 12.1 | Keystone 48" 11.5 Watt T8 LED - Ballast Compatible - 3500K - 1,700 Lumens | https://www.prolighting.com/led-light-bulbs/ledt8lamps/kt-led11-5t8-48gc-835-s.html
Keystone | 12.1 | 11.5 | 1800 | 156.5217 | Not Listed | Ballast Compatible | Type A | No | Yes | 48 | Not Listed | 80 | 4000K | 1 | 12.1 | Keystone 48" 11.5 Watt T8 LED - Ballast Compatible - 4000K - 1,800 Lumens | https://www.prolighting.com/led-light-bulbs/ledt8lamps/kt-led11-5t8-48gc-840-s.html
Keystone | 12.1 | 11.5 | 1800 | 156.5217 | Not Listed | Ballast Compatible | Type A | No | Yes | 48 | Not Listed | 80 | 5000K | 1 | 12.1 | Keystone 48" 11.5 Watt T8 LED - Ballast Compatible - 5000K - 1,800 Lumens | https://www.prolighting.com/led-light-bulbs/ledt8lamps/kt-led11-5t8-48gc-850-s.html
Keystone | 10.73 | 15 | 2100 | 140 | Not Listed | Ballast Compatible | Type A | No | No | 48 | Not Listed | 80 | 3000K | 1 | 10.73 | Keystone 48" 15 Watt T8 LED - Ballast Compatible - 3000K - 2,100 Lumens | https://www.prolighting.com/led-light-bulbs/ledt8lamps/kt-led15t8-48gc-830-s.html
Keystone | 10.73 | 15 | 2200 | 146.6667 | Not Listed | Ballast Compatible | Type A | No | Yes | 48 | Not Listed | 80 | 3500K | 1 | 10.73 | Keystone 48" 15 Watt T8 LED - Ballast Compatible - 3500K - 2,200 Lumens | https://www.prolighting.com/led-light-bulbs/ledt8lamps/kt-led15t8-48gc-835-s.html
Keystone | 13.5 | 15 | 1800 | 120 | Not Listed | Ballast Compatible | Type A | No | Yes | 48 | Not Listed | 80 | 3500K | 1 | 13.5 | Keystone 48" 15 Watt T8 LED - Single End Wired or Ballast Compatible - 3500K - 1,800 Lumens - 120-277V | https://www.prolighting.com/led-light-bulbs/ledt8lamps/kt-led15t8-48gc-835-x.html
Keystone | 10.73 | 15 | 2200 | 146.6667 | Not Listed | Ballast Compatible | Type A | No | Yes | 48 | Not Listed | 80 | 4000K | 1 | 10.73 | Keystone 48" 15 Watt T8 LED - Ballast Compatible - 4000K - 2,200 Lumens | https://www.prolighting.com/led-light-bulbs/ledt8lamps/kt-led15t8-48gc-840-s.html
Keystone | 13.5 | 15 | 1800 | 120 | Not Listed | Ballast Compatible | Type A | No | Yes | 48 | Not Listed | 80 | 4000K | 1 | 13.5 | Keystone 48" 15 Watt T8 LED - Single End Wired or Ballast Compatible - 4000K - 1,800 Lumens - 120-277V | https://www.prolighting.com/led-light-bulbs/ledt8lamps/kt-led15t8-48gc-840-x.html
Keystone | 10.73 | 15 | 2200 | 146.6667 | Not Listed | Ballast Compatible | Type A | No | Yes | 48 | Not Listed | 80 | 5000K | 1 | 10.73 | Keystone 48" 15 Watt T8 LED - Ballast Compatible - 5000K - 2,200 Lumens | https://www.prolighting.com/led-light-bulbs/ledt8lamps/kt-led15t8-48gc-850-s.html
Keystone | 13.5 | 15 | 1800 | 120 | Not Listed | Ballast Compatible | Type A | No | Yes | 48 | Not Listed | 80 | 5000K | 1 | 13.5 | Keystone 48" 15 Watt T8 LED - Single End Wired or Ballast Compatible - 5000K - 1,800 Lumens - 120-277V | https://www.prolighting.com/led-light-bulbs/ledt8lamps/kt-led15t8-48gc-850-x.html
Keystone | 17.5 | 18 | 2000 | 111.1111 | Not Listed | Ballast Compatible | Type A | No | Yes | 48 | Not Listed | 80 | 3000K | 1 | 17.5 | Keystone 48" 18W LED T8 - 2,000 Lumens - Ballast Compatible - 3000K | https://www.prolighting.com/led-light-bulbs/ledt8lamps/kt-led18t8-48p-830-s.html
Keystone | 17.5 | 18 | 2000 | 111.1111 | Not Listed | Ballast Compatible | Type A | No | Yes | 48 | Not Listed | 80 | 4000K | 1 | 17.5 | Keystone 48" 18W LED T8 - 2,000 Lumens - Ballast Compatible - 4000K | https://www.prolighting.com/led-light-bulbs/ledt8lamps/kt-led18t8-48p-840-s.html
Keystone | 17.5 | 18 | 2000 | 111.1111 | Not Listed | Ballast Compatible | Type A | No | Yes | 48 | Not Listed | 80 | 5000K | 1 | 17.5 | Keystone 48" 18W LED T8 - 2,000 Lumens - Ballast Compatible - 5000K | https://www.prolighting.com/led-light-bulbs/ledt8lamps/kt-led18t8-48p-850-s.html
Light Efficient Design | 10 | 18 | 2200 | 122.2222 | Not Listed | Ballast Compatible | Type A | No | Yes | 48 | Not Listed | 80 | 4000K | 1 | 10 | Light Efficient Design 48" 18 Watt LED T8 - Double End Wired - 4000K - 2,200 Lumens - 120-277V | https://www.prolighting.com/led-light-bulbs/ledt8lamps/led-6115-4-40k-g2.html
Light Efficient Design | 8.93 | 17 | 2200 | 129.4118 | 32 | Plug and Play | Type A | No | No | 47.2 | Not Listed | 80 | 4000K,5000K | 20 | 178.6 | Light Efficient Design LED-6115 17 Watt 4 Foot T8 LED Tube Lamp Retrofit Internal Driver Frosted Replaces up to 32W | https://www.shineretrofits.com/light-efficient-design-led-6115-4-50k-tfr-18-watt-4-foot-t8-led-tube-lamp-retrofit-internal-driver-frosted.html
Maxlite | 7.32 | 12 | 1725 | 143.75 | 32 | Plug and Play | Type A | No | Yes | 47.8 | Not Listed | 83 | 3500K,4000K,5000K | 1 | 7.32 | Maxlite L12.5T8SE4 DLC Qualified 12.5 Watt 4Ft Single-Ended Power T8 LED Linear Tube Lamp 120V-277V - 32W Fluorescent Equivalent | https://www.shineretrofits.com/maxlite-l12-5t8se4-dlc-qualified-12-5-watt-4ft-single-ended-power-t8-led-linear-tube-lamp-120v-277v-32w-fluorescent-equivalent.html
RAB Lighting | 9 | 12 | 1800 | 150 | 32 | Plug and Play | Type A | No | Yes | 47.5 | Not Listed | 81 | 3000K,3500K,4000K,5000K | 1 | 9 | RAB Lighting T8-12-48 12 Watt 4 Ft Ballast Compatible Linear T8 Tube Lamp 32W Equivalent | https://www.shineretrofits.com/rab-lighting-t8-12-48-12-watt-4-ft-ballast-compatible-linear-t8-tube-lamp-32w-equivalent.html
RAB Lighting | 10.5 | 15 | 2200 | 146.6667 | 32 | Plug and Play | Type A | No | Yes | 47.5 | Not Listed | 82 | 3000K,3500K,4000K,5000K | 25 | 262.5 | RAB Lighting T8-15-48 15 Watt 4 Ft Ballast Compatible Linear Tube Lamp 32W Equivalent | https://www.shineretrofits.com/rab-lighting-t8-15-48-15-watt-4-ft-ballast-compatible-linear-tube-lamp-32w-equivalent.html
Sylvania | 13.46 | 13 | 2050 | 157.6923 | Not Listed | Plug and Play | Type A | Yes | Yes | 47.725 | Not Listed | 82 | 3000K,3500K,4100K,5000K | 25 | 336.5 | Sylvania LED13T8L48DIM DLC Listed 13 Watt 4ft SubstiTUBE IPS LED T8 Frosted Replacement Lamp 8th Gen - 25 Pack | https://www.shineretrofits.com/sylvania-led13t8l48dim-dlc-listed-13-watt-4ft-substitube-ips-led-t8-frosted-replacement-lamp-8th-gen-25-pack.html
Eiko | 16.95 | 15 | 1800 | 120 | 32 | Dual | Type A+B | No | Yes | 48 | Not Listed | 83 | 4000K | 1 | 16.95 | Eiko 09291 - 15W LED T8 - 32W Equal - 4000K - Dual Mode Operation | https://www.topbulb.com/eiko-09291-15w-led-t8-32w-equal-4000k-dual-mode-operation
Eiko | 15.95 | 15 | 1800 | 120 | 32 | Dual | Type A+B | No | Yes | 48 | Not Listed | 83 | 5000K | 1 | 15.95 | Eiko 09292 - 15W LED T8 - 32W Equal - 5000K - Dual Mode Operation | https://www.topbulb.com/eiko-09292-15w-led-t8-32w-equal-5000k-dual-mode-operation
Eiko | 12.486 | 15 | 2200 | 146.6667 | Not Listed | Ballast Compatible | Type A | No | Yes | 48 | Not Listed | 80 | 4000K | 25 | 312.15 | Eiko 09560 ¦ 15W T8 LED - 32W T8 Equal - 4' - 4000K - Ballast Compatible - 25 Case | https://www.topbulb.com/eiko-09560-15w-t8-led-32w-t8-equal-4-ft-4000k-25-case
Eiko | 11.998 | 15 | 2200 | 146.6667 | Not Listed | Ballast Compatible | Type A | No | Yes | 48 | Not Listed | 80 | 5000K | 25 | 299.95 | Eiko 09561 ¦ 15W T8 LED - 32W T8 Equal - 4' - 5000K - Ballast Compatible - 25 Case | https://www.topbulb.com/eiko-09561-15w-t8-led-32w-equal-4-ft-5000k-ballast-compatible
Eiko | 14.986 | 11.5 | 1700 | 147.8261 | Not Listed | Ballast Compatible | Type A | No | Yes | 47.78 | Not Listed | 80 | 3500K | 25 | 374.65 | Eiko 60443 ¦ 11.5W T8 LED - 32W Equal - 4' - 3500K - Ballast Compatible - 25 Case | https://www.topbulb.com/eiko-led115wt8-48-835-g7dr-glass-direct-fit-dlc-t8-48-115w-1700lm-3500k-80cri-120-277v347v-25-case
Eiko | 14.986 | 11.5 | 1800 | 156.5217 | Not Listed | Ballast Compatible | Type A | No | Yes | 47.78 | Not Listed | 80 | 4000K | 25 | 374.65 | Eiko 60444 ¦ 11.5W T8 LED - 32W Equal - 4' - 4000K - Ballast Compatible - 25 Case | https://www.topbulb.com/eiko-led115wt8-48-840-g7dr-glass-direct-fit-dlc-t8-48-115w-1800lm-4000k-80cri-120-277v347v-25-case
Eiko | 13.234 | 17 | 2100 | 123.5294 | Not Listed | Ballast Compatible | Type A | Yes | No | 47.78 | Not Listed | 80 | 3500K | 25 | 330.85 | Eiko 09355 ¦ 17W T8 LED - 32W Equal - 4' - 3500K - Ballast Compatible - Dimmable - 25 Case | https://www.topbulb.com/eiko-led22t8f-48-835-g6dr-glass-direct-fit-dlc-v3-1-t8-4ft-17w-2200lm-3500k-dimmable-emergency-80cri-120-277v-347v
Eiko | 12.95 | 17 | 2200 | 129.4118 | Not Listed | Ballast Compatible | Type A | Yes | No | 47.78 | Not Listed | 80 | 5000K | 25 | 323.75 | Eiko 09177 ¦ 17W T8 LED - 32W Equal - 4' - 5000K - Ballast Compatible - Dimmable | https://www.topbulb.com/eiko-led22t8f-48-850-g6dr-glass-direct-fit-dlc-v3-1-t8-4ft-17w-2200lm-5000k-dimmable-emergency-80cri-120-277v-347v
GE Lighting | 14.998 | 18 | 2550 | 141.6667 | 32 | Ballast Compatible | Type A | No | Yes | 48 | Not Listed | 80 | 4000K | 25 | 374.95 | GE 93135 ¦ 18W LED T8 - 4 Ft - 2550 Lumens - 4000K - 25/Case | https://www.topbulb.com/ge-93135-18w-t8-led-32w-t8-equal-4000k-instant-program-start
Green Creative | 9.98 | 12 | 1600 | 133.3333 | 32 | Ballast Compatible | Type A | No | Yes | 48 | Not Listed | 80 | 3000K | 25 | 249.5 | Green Creative 97737 - 12W T8 LED - 32W Equal - 3000K - Ballast Compatible | https://www.topbulb.com/green-creative-97737-12w-t8-led-32w-equal-3000k-ballast-compatible
Green Creative | 11.69 | 12 | 1650 | 137.5 | 32 | Ballast Compatible | Type A | No | Yes | 48 | Not Listed | 80 | 5000K | 25 | 292.25 | Green Creative 97740 - 12W T8 LED - 32W Equal - 5000K - Ballast Compatible | https://www.topbulb.com/green-creative-97740-12w-t8-led-32w-equal-5000k-ballast-compatible
Standard Products | 11.95 | 12 | 1800 | 150 | 25 | Ballast Compatible | Type A | No | Yes | 48 | Not Listed | 87 | 4000K | 25 | 298.75 | Standard - 12W T8 LED - 25W Equal - 48" 4000K - Instant/Program Start | https://www.topbulb.com/standard-12w-t8-led-25w-equal-48-4000k-instant-program-start
Standard Products | 11.95 | 12 | 1800 | 150 | 25 | Ballast Compatible | Type A | No | Yes | 48 | Not Listed | 87 | 5000K | 25 | 298.75 | Standard 12W T8 LED - 25W Equal - 48" - 5000K - Instant/Program Start | https://www.topbulb.com/standard-12w-t8-led-25w-equal-48-5000k-instant-program-start
Standard Products | 11.95 | 15 | 1850 | 123.3333 | 30 | Ballast Compatible | Type A | No | Yes | 48 | Not Listed | 83 | 3500K | 25 | 298.75 | Standard 15W T8 LED - 30W Equal - 3500K - Ballast Compatible | https://www.topbulb.com/standard-15w-t8-led-30w-equal-3500k-instant-rapid-program-start
Standard Products | 11.95 | 15 | 1900 | 126.6667 | 30 | Ballast Compatible | Type A | No | Yes | 48 | Not Listed | 83 | 4000K | 25 | 298.75 | Standard 15W T8 LED - 30W Equal - 4000K - Ballast Compatible | https://www.topbulb.com/standard-15w-t8-led-30w-equal-4000k-instant-rapid-program-start
Standard Products | 11.95 | 15 | 2000 | 133.3333 | 30 | Ballast Compatible | Type A | No | Yes | 48 | Not Listed | 86 | 5000K | 25 | 298.75 | Standard 15W T8 LED - 30W Equal - 5000K - Ballast Compatible | https://www.topbulb.com/standard-15w-t8-led-30w-equal-5000k-instant-rapid-program-start
Standard Products | 12.95 | 17 | 2200 | 129.4118 | 32 | Ballast Compatible | Type A | No | Yes | 48 | Not Listed | 87 | 3500K | 25 | 323.75 | Standard 17W T8 LED - 32W Equal - 48" - 3500K - Instant/Program Start | https://www.topbulb.com/standard-17w-t8-led-32w-equal-48-3500k-instant-program-start
Standard Products | 12.95 | 17 | 2200 | 129.4118 | 32 | Ballast Compatible | Type A | No | Yes | 48 | Not Listed | 87 | 4000K | 25 | 323.75 | Standard 17W T8 LED - 32W Equal - 48" - 4000K - Instant/Program Start | https://www.topbulb.com/standard-17w-t8-led-32w-equal-48-4000k-instant-program-start
Standard Products | 12.95 | 17 | 2200 | 129.4118 | 32 | Ballast Compatible | Type A | No | Yes | 48 | Not Listed | 87 | 5000K | 25 | 323.75 | Standard 17W T8 LED - 32W Equal - 48" - 5000K - Instant/Program Start | https://www.topbulb.com/standard-17w-t8-led-32w-equal-48-5000k-instant-program-start
Standard Products | 11.95 | 18 | 1800 | 100 | 30 | Ballast Compatible | Type A | No | Yes | 48 | Not Listed | 85 | 4000K | 12 | 143.4 | Standard - 18W 48" T8 LED - 30W/32W Equal - Cool White - Instant Start | https://www.topbulb.com/standard-18w-48-t8-led-30w-32w-equal-cool-white-instant-start
Standard Products | 12.95 | 18 | 2250 | 125 | 32 | Ballast Compatible | Type A | No | Yes | 48 | Not Listed | 83 | 3500K | 25 | 323.75 | Standard 18W T8 LED - 32W Equal - 3500K - Instant, Rapid, Program Start | https://www.topbulb.com/standard-18w-t8-led-32w-equal-3500k-instant-rapid-program-start
Standard Products | 12.95 | 18 | 2400 | 133.3333 | 32 | Ballast Compatible | Type A | No | Yes | 48 | Not Listed | 86 | 5000K | 25 | 323.75 | Standard - 18W T8 LED - 32W Equal - Ballast Compatible | https://www.topbulb.com/standard-18w-t8-led-32w-equal-instant-rapid-program-start
Sylvania | 8.395 | 17 | 2100 | 123.5294 | 32 | Ballast Compatible | Type A | No | No | 48 | Not Listed | 82 | 3500K | 10 | 83.95 | Sylvania 75116 - 17W T8 LED - 48" - 3500K - Ballast Compatible - Case of 10 | https://www.topbulb.com/sylvania-75116-led17t8-l48-fg-835-sub-g6-led
Sylvania | 17.195 | 15.5 | 2100 | 135.4839 | 32 | Ballast Compatible | Type A | No | No | 48 | Not Listed | 82 | 3000K | 10 | 171.95 | Sylvania 75132 - 15.5W T8 LED - 48" - 3000K - Ballast Compatible - Case of 10 | https://www.topbulb.com/sylvania-75132-led15t8-l48-fp-830-sub-g6-led
Sylvania | 17.195 | 15.5 | 2100 | 135.4839 | 32 | Ballast Compatible | Type A | No | No | 48 | Not Listed | 82 | 3500K | 10 | 171.95 | Sylvania 75133 - 15.5W T8 LED - 48" - 3500K - Ballast Compatible - Case of 10 | https://www.topbulb.com/sylvania-75133-led15t8-l48-fp-835-sub-g6-led
Sylvania | 17.195 | 15.5 | 2200 | 141.9355 | 32 | Ballast Compatible | Type A | No | No | 48 | Not Listed | 82 | 4100K | 10 | 171.95 | Sylvania 75134 - 15.5W T8 LED - 48" - 4100K - Ballast Compatible - Case of 10 | https://www.topbulb.com/sylvania-75134-led15t8-l48-fp-841-sub-g6-led
Sylvania | 17.195 | 15.5 | 2200 | 141.9355 | 32 | Ballast Compatible | Type A | No | No | 48 | Not Listed | 82 | 5000K | 10 | 171.95 | Sylvania 75135 - 15.5W T8 LED - 48" - 5000K - Ballast Compatible - Case of 10 | https://www.topbulb.com/sylvania-75135-led15t8-l48-fp-850-sub-g6-led
Sylvania | 13.195 | 15.5 | 2100 | 135.4839 | 32 | Ballast Compatible | Type A | No | Yes | 48 | Not Listed | 82 | 3000K | 10 | 131.95 | Sylvania 75286 - 15.5W T8 LED - 48" - 3000K - Ballast Compatible - Case of 10 | https://www.topbulb.com/sylvania-75286-led15t8-l48-dim-830-sub-g6-led
Sylvania | 13.195 | 15.5 | 2100 | 135.4839 | Not Listed | Ballast Compatible | Type A | No | Yes | 48 | Not Listed | 82 | 3500K | 10 | 131.95 | Sylvania 75287 - 15.5W T8 LED - 48" - 3500K - Ballast Compatible - Case of 10 | https://www.topbulb.com/sylvania-75287-led15t8-l48-dim-835-sub-g6-led
Sylvania | 13.195 | 15.5 | 2200 | 141.9355 | 32 | Ballast Compatible | Type A | No | Yes | 48 | Not Listed | 82 | 5000K | 10 | 131.95 | Sylvania 75297 - 15.5W T8 LED - 48" - 5000K - Ballast Compatible - Case of 10 | https://www.topbulb.com/sylvania-75297-led15t8-l48-dim-850-sub-g6-led
Sylvania | 11.495 | 12 | 1650 | 137.5 | 25 | Ballast Compatible | Type A | No | Yes | 48 | Not Listed | 82 | 3000K | 10 | 114.95 | Sylvania 79526 - 12W T8 LED - 48" - 3000K - Ballast Compatible - Case of 10 | https://www.topbulb.com/sylvania-79526-led12t8-l48-fg-830-sub-g6-led
Sylvania | 11.495 | 12 | 1650 | 137.5 | 25 | Ballast Compatible | Type A | No | Yes | 48 | Not Listed | 82 | 3500K | 10 | 114.95 | Sylvania 79527 - 12W T8 LED - 48" - 3500K - Ballast Compatible - Case of 10 | https://www.topbulb.com/sylvania-79527-led12t8-l48-fg-835-sub-g6-led
Sylvania | 11.495 | 12 | 1650 | 137.5 | 25 | Ballast Compatible | Type A | No | Yes | 48 | Not Listed | 82 | 4100K | 10 | 114.95 | Sylvania 79528 - 12W T8 LED - 48" - 4100K - Ballast Compatible - Case of 10 | https://www.topbulb.com/sylvania-79528-led12t8-l48-fg-841-sub-g6-led
Sylvania | 11.495 | 12 | 1650 | 137.5 | 25 | Ballast Compatible | Type A | No | Yes | 48 | Not Listed | 82 | 5000K | 10 | 114.95 | Sylvania 79529 - 12W T8 LED - 48" - 5000K - Ballast Compatible - Case of 10 | https://www.topbulb.com/sylvania-79529-led12t8-l48-fg-850-sub-g6-led
Sylvania | 8.395 | 17 | 2200 | 129.4118 | Not Listed | Ballast Compatible | Type A | No | No | 48 | Not Listed | 82 | 4100K | 10 | 83.95 | Sylvania LED17T8/L48/FG/841/SUB/G7 - 17W T8 LED - 48" - 4100K - Ballast Compatible - Case of 10 | https://www.topbulb.com/sylvania-led17t8-l48-fg-841-sub-g7-17w-t8-led-48-4100k-ballast-compatible-case-of-10