## Measure
PA | MeasureID | MeasQualifierGroup | SourceDesc | Sector | EnergyImpactID | MeasCostID | StdCostID | EUL_ID | RUL_ID | Version | VersionSource | LastMod | Description | MeasDesc | MeasTechID | MeasImpactType | EnImpCalcType | UseCategory | UseSubCategory | TechGroup | TechType | Status | Comment | PreDesc | PreMultiTech | PreTechID | PreTechGroup | PreTechType | StdDesc | StdMultiTech | StdTechID | StdTechGroup | StdTechType | ImpScaleBasis | TechBased | ApplyIE | IETableName | ImpWeighting | WeightGroupID | LegacyID | StdScaleVal | PreScaleVal | ProposedEULValue | StartDate | ExpiryDate
Any | SWLG011A | None | SWLG011-01 | Com | SWLG011A | SWLG011_01_M001 | SWLG011_01_B001 | ILtg-Com-LED-50000hr | ILtg-Com-LED-50000hr | ExAnte2020 | Lighting Disposition | 2019-06-13 | LED HighBay luminaire rated from 4500 to < 5400 lumens and >= 110 LPW and < 130 LPW | LED HighBay luminaire rated from 4500 to < 5400 lumens and >= 110 LPW and < 130 LPW |  | Deem-WP | Standard | Lighting | InGen-HB | Ltg_Fixture | LED_fixt | Proposed | [6 empty] | 100% LED Standard Efficacy |  |  | Ltg_Fixture | LED_fixt | None |  | TRUE | 2020-Com-InLtg | [6 empty] | 2020-01-01
Any | SWLG011B | None | SWLG011-01 | Com | SWLG011B | SWLG011_01_M002 | SWLG011_01_B001 | ILtg-Com-LED-50000hr | ILtg-Com-LED-50000hr | ExAnte2020 | Lighting Disposition | 2019-06-13 | LED HighBay luminaire rated from 5400 to < 6500 lumens and >= 110 LPW and < 130 LPW | LED HighBay luminaire rated from 5400 to < 6500 lumens and >= 110 LPW and < 130 LPW |  | Deem-WP | Standard | Lighting | InGen-HB | Ltg_Fixture | LED_fixt | Proposed | [6 empty] | 100% LED Standard Efficacy |  |  | Ltg_Fixture | LED_fixt | None |  | TRUE | 2020-Com-InLtg | [6 empty] | 2020-01-01
Any | SWLG011C | None | SWLG011-01 | Com | SWLG011C | SWLG011_01_M003 | SWLG011_01_B001 | ILtg-Com-LED-50000hr | ILtg-Com-LED-50000hr | ExAnte2020 | Lighting Disposition | 2019-06-13 | LED HighBay luminaire rated from 6500 to < 7800 lumens and >= 110 LPW and < 130 LPW | LED HighBay luminaire rated from 6500 to < 7800 lumens and >= 110 LPW and < 130 LPW |  | Deem-WP | Standard | Lighting | InGen-HB | Ltg_Fixture | LED_fixt | Proposed | [6 empty] | 100% LED Standard Efficacy |  |  | Ltg_Fixture | LED_fixt | None |  | TRUE | 2020-Com-InLtg | [6 empty] | 2020-01-01
Any | SWLG011D | None | SWLG011-01 | Com | SWLG011D | SWLG011_01_M004 | SWLG011_01_B001 | ILtg-Com-LED-50000hr | ILtg-Com-LED-50000hr | ExAnte2020 | Lighting Disposition | 2019-06-13 | LED HighBay luminaire rated from 7800 to < 9400 lumens and >= 110 LPW and < 130 LPW | LED HighBay luminaire rated from 7800 to < 9400 lumens and >= 110 LPW and < 130 LPW |  | Deem-WP | Standard | Lighting | InGen-HB | Ltg_Fixture | LED_fixt | Proposed | [6 empty] | 100% LED Standard Efficacy |  |  | Ltg_Fixture | LED_fixt | None |  | TRUE | 2020-Com-InLtg | [6 empty] | 2020-01-01
Any | SWLG011E | None | SWLG011-01 | Com | SWLG011E | SWLG011_01_M005 | SWLG011_01_B001 | ILtg-Com-LED-50000hr | ILtg-Com-LED-50000hr | ExAnte2020 | Lighting Disposition | 2019-06-13 | LED HighBay luminaire rated from 9400 to < 11800 lumens and >= 110 LPW and < 130 LPW | LED HighBay luminaire rated from 9400 to < 11800 lumens and >= 110 LPW and < 130 LPW |  | Deem-WP | Standard | Lighting | InGen-HB | Ltg_Fixture | LED_fixt | Proposed | [6 empty] | 100% LED Standard Efficacy |  |  | Ltg_Fixture | LED_fixt | None |  | TRUE | 2020-Com-InLtg | [6 empty] | 2020-01-01
Any | SWLG011F | None | SWLG011-01 | Com | SWLG011F | SWLG011_01_M006 | SWLG011_01_B001 | ILtg-Com-LED-50000hr | ILtg-Com-LED-50000hr | ExAnte2020 | Lighting Disposition | 2019-06-13 | LED HighBay luminaire rated from 11800 to < 14800 lumens and >= 110 LPW and < 130 LPW | LED HighBay luminaire rated from 11800 to < 14800 lumens and >= 110 LPW and < 130 LPW |  | Deem-WP | Standard | Lighting | InGen-HB | Ltg_Fixture | LED_fixt | Proposed | [6 empty] | 100% LED Standard Efficacy |  |  | Ltg_Fixture | LED_fixt | None |  | TRUE | 2020-Com-InLtg | [6 empty] | 2020-01-01
Any | SWLG011G | None | SWLG011-01 | Com | SWLG011G | SWLG011_01_M007 | SWLG011_01_B001 | ILtg-Com-LED-50000hr | ILtg-Com-LED-50000hr | ExAnte2020 | Lighting Disposition | 2019-06-13 | LED HighBay luminaire rated from 14800 to < 18500 lumens and >= 120 LPW and < 130 LPW | LED HighBay luminaire rated from 14800 to < 18500 lumens and >= 120 LPW and < 130 LPW |  | Deem-WP | Standard | Lighting | InGen-HB | Ltg_Fixture | LED_fixt | Proposed | [6 empty] | 100% LED Standard Efficacy |  |  | Ltg_Fixture | LED_fixt | None |  | TRUE | 2020-Com-InLtg | [6 empty] | 2020-01-01
Any | SWLG011H | None | SWLG011-01 | Com | SWLG011H | SWLG011_01_M008 | SWLG011_01_B001 | ILtg-Com-LED-50000hr | ILtg-Com-LED-50000hr | ExAnte2020 | Lighting Disposition | 2019-06-13 | LED HighBay luminaire rated from 18500 to < 23100 lumens and >= 120 LPW and < 130 LPW | LED HighBay luminaire rated from 18500 to < 23100 lumens and >= 120 LPW and < 130 LPW |  | Deem-WP | Standard | Lighting | InGen-HB | Ltg_Fixture | LED_fixt | Proposed | [6 empty] | 100% LED Standard Efficacy |  |  | Ltg_Fixture | LED_fixt | None |  | TRUE | 2020-Com-InLtg | [6 empty] | 2020-01-01
Any | SWLG011I | None | SWLG011-01 | Com | SWLG011I | SWLG011_01_M009 | SWLG011_01_B001 | ILtg-Com-LED-50000hr | ILtg-Com-LED-50000hr | ExAnte2020 | Lighting Disposition | 2019-06-13 | LED HighBay luminaire rated from 23100 to < 30000 lumens and >= 125 LPW and < 135 LPW | LED HighBay luminaire rated from 23100 to < 30000 lumens and >= 125 LPW and < 135 LPW |  | Deem-WP | Standard | Lighting | InGen-HB | Ltg_Fixture | LED_fixt | Proposed | [6 empty] | 100% LED Standard Efficacy |  |  | Ltg_Fixture | LED_fixt | None |  | TRUE | 2020-Com-InLtg | [6 empty] | 2020-01-01
Any | SWLG011J | None | SWLG011-01 | Com | SWLG011J | SWLG011_01_M010 | SWLG011_01_B001 | ILtg-Com-LED-50000hr | ILtg-Com-LED-50000hr | ExAnte2020 | Lighting Disposition | 2019-06-13 | LED HighBay luminaire rated from 30000 to < 39000 lumens and >= 125 LPW and < 135 LPW | LED HighBay luminaire rated from 30000 to < 39000 lumens and >= 125 LPW and < 135 LPW |  | Deem-WP | Standard | Lighting | InGen-HB | Ltg_Fixture | LED_fixt | Proposed | [6 empty] | 100% LED Standard Efficacy |  |  | Ltg_Fixture | LED_fixt | None |  | TRUE | 2020-Com-InLtg | [6 empty] | 2020-01-01
Any | SWLG011K | None | SWLG011-01 | Com | SWLG011K | SWLG011_01_M011 | SWLG011_01_B001 | ILtg-Com-LED-50000hr | ILtg-Com-LED-50000hr | ExAnte2020 | Lighting Disposition | 2019-06-13 | LED HighBay luminaire rated from 39000 to < 50700 lumens and >= 125 LPW and < 135 LPW | LED HighBay luminaire rated from 39000 to < 50700 lumens and >= 125 LPW and < 135 LPW |  | Deem-WP | Standard | Lighting | InGen-HB | Ltg_Fixture | LED_fixt | Proposed | [6 empty] | 100% LED Standard Efficacy |  |  | Ltg_Fixture | LED_fixt | None |  | TRUE | 2020-Com-InLtg | [6 empty] | 2020-01-01
Any | SWLG011L | None | SWLG011-01 | Com | SWLG011L | SWLG011_01_M012 | SWLG011_01_B001 | ILtg-Com-LED-50000hr | ILtg-Com-LED-50000hr | ExAnte2020 | Lighting Disposition | 2019-06-13 | LED HighBay luminaire rated from 50700 to < 65900 lumens and >= 125 LPW and < 135 LPW | LED HighBay luminaire rated from 50700 to < 65900 lumens and >= 125 LPW and < 135 LPW |  | Deem-WP | Standard | Lighting | InGen-HB | Ltg_Fixture | LED_fixt | Proposed | [6 empty] | 100% LED Standard Efficacy |  |  | Ltg_Fixture | LED_fixt | None |  | TRUE | 2020-Com-InLtg | [6 empty] | 2020-01-01
Any | SWLG011M | None | SWLG011-01 | Com | SWLG011M | SWLG011_01_M013 | SWLG011_01_B001 | ILtg-Com-LED-50000hr | ILtg-Com-LED-50000hr | ExAnte2020 | Lighting Disposition | 2019-06-13 | LED HighBay luminaire rated from 4500 to < 5400 lumens and >= 130 LPW | LED HighBay luminaire rated from 4500 to < 5400 lumens and >= 130 LPW |  | Deem-WP | Standard | Lighting | InGen-HB | Ltg_Fixture | LED_fixt | Proposed | [6 empty] | 100% LED Standard Efficacy |  |  | Ltg_Fixture | LED_fixt | None |  | TRUE | 2020-Com-InLtg | [6 empty] | 2020-01-01
Any | SWLG011N | None | SWLG011-01 | Com | SWLG011N | SWLG011_01_M014 | SWLG011_01_B001 | ILtg-Com-LED-50000hr | ILtg-Com-LED-50000hr | ExAnte2020 | Lighting Disposition | 2019-06-13 | LED HighBay luminaire rated from 5400 to < 6500 lumens and >= 130 LPW | LED HighBay luminaire rated from 5400 to < 6500 lumens and >= 130 LPW |  | Deem-WP | Standard | Lighting | InGen-HB | Ltg_Fixture | LED_fixt | Proposed | [6 empty] | 100% LED Standard Efficacy |  |  | Ltg_Fixture | LED_fixt | None |  | TRUE | 2020-Com-InLtg | [6 empty] | 2020-01-01
Any | SWLG011O | None | SWLG011-01 | Com | SWLG011O | SWLG011_01_M015 | SWLG011_01_B001 | ILtg-Com-LED-50000hr | ILtg-Com-LED-50000hr | ExAnte2020 | Lighting Disposition | 2019-06-13 | LED HighBay luminaire rated from 6500 to < 7800 lumens and >= 130 LPW | LED HighBay luminaire rated from 6500 to < 7800 lumens and >= 130 LPW |  | Deem-WP | Standard | Lighting | InGen-HB | Ltg_Fixture | LED_fixt | Proposed | [6 empty] | 100% LED Standard Efficacy |  |  | Ltg_Fixture | LED_fixt | None |  | TRUE | 2020-Com-InLtg | [6 empty] | 2020-01-01
Any | SWLG011P | None | SWLG011-01 | Com | SWLG011P | SWLG011_01_M016 | SWLG011_01_B001 | ILtg-Com-LED-50000hr | ILtg-Com-LED-50000hr | ExAnte2020 | Lighting Disposition | 2019-06-13 | LED HighBay luminaire rated from 7800 to < 9400 lumens and >= 130 LPW | LED HighBay luminaire rated from 7800 to < 9400 lumens and >= 130 LPW |  | Deem-WP | Standard | Lighting | InGen-HB | Ltg_Fixture | LED_fixt | Proposed | [6 empty] | 100% LED Standard Efficacy |  |  | Ltg_Fixture | LED_fixt | None |  | TRUE | 2020-Com-InLtg | [6 empty] | 2020-01-01
Any | SWLG011Q | None | SWLG011-01 | Com | SWLG011Q | SWLG011_01_M017 | SWLG011_01_B001 | ILtg-Com-LED-50000hr | ILtg-Com-LED-50000hr | ExAnte2020 | Lighting Disposition | 2019-06-13 | LED HighBay luminaire rated from 9400 to < 11800 lumens and >= 130 LPW | LED HighBay luminaire rated from 9400 to < 11800 lumens and >= 130 LPW |  | Deem-WP | Standard | Lighting | InGen-HB | Ltg_Fixture | LED_fixt | Proposed | [6 empty] | 100% LED Standard Efficacy |  |  | Ltg_Fixture | LED_fixt | None |  | TRUE | 2020-Com-InLtg | [6 empty] | 2020-01-01
Any | SWLG011R | None | SWLG011-01 | Com | SWLG011R | SWLG011_01_M018 | SWLG011_01_B001 | ILtg-Com-LED-50000hr | ILtg-Com-LED-50000hr | ExAnte2020 | Lighting Disposition | 2019-06-13 | LED HighBay luminaire rated from 11800 to < 14800 lumens and >= 130 LPW | LED HighBay luminaire rated from 11800 to < 14800 lumens and >= 130 LPW |  | Deem-WP | Standard | Lighting | InGen-HB | Ltg_Fixture | LED_fixt | Proposed | [6 empty] | 100% LED Standard Efficacy |  |  | Ltg_Fixture | LED_fixt | None |  | TRUE | 2020-Com-InLtg | [6 empty] | 2020-01-01
Any | SWLG011S | None | SWLG011-01 | Com | SWLG011S | SWLG011_01_M019 | SWLG011_01_B001 | ILtg-Com-LED-50000hr | ILtg-Com-LED-50000hr | ExAnte2020 | Lighting Disposition | 2019-06-13 | LED HighBay luminaire rated from 14800 to < 18500 lumens and >= 130 LPW | LED HighBay luminaire rated from 14800 to < 18500 lumens and >= 130 LPW |  | Deem-WP | Standard | Lighting | InGen-HB | Ltg_Fixture | LED_fixt | Proposed | [6 empty] | 100% LED Standard Efficacy |  |  | Ltg_Fixture | LED_fixt | None |  | TRUE | 2020-Com-InLtg | [6 empty] | 2020-01-01
Any | SWLG011T | None | SWLG011-01 | Com | SWLG011T | SWLG011_01_M020 | SWLG011_01_B001 | ILtg-Com-LED-50000hr | ILtg-Com-LED-50000hr | ExAnte2020 | Lighting Disposition | 2019-06-13 | LED HighBay luminaire rated from 18500 to < 23100 lumens and >= 130 LPW | LED HighBay luminaire rated from 18500 to < 23100 lumens and >= 130 LPW |  | Deem-WP | Standard | Lighting | InGen-HB | Ltg_Fixture | LED_fixt | Proposed | [6 empty] | 100% LED Standard Efficacy |  |  | Ltg_Fixture | LED_fixt | None |  | TRUE | 2020-Com-InLtg | [6 empty] | 2020-01-01
Any | SWLG011U | None | SWLG011-01 | Com | SWLG011U | SWLG011_01_M021 | SWLG011_01_B001 | ILtg-Com-LED-50000hr | ILtg-Com-LED-50000hr | ExAnte2020 | Lighting Disposition | 2019-06-13 | LED HighBay luminaire rated from 23100 to < 30000 lumens and >= 135 LPW | LED HighBay luminaire rated from 23100 to < 30000 lumens and >= 135 LPW |  | Deem-WP | Standard | Lighting | InGen-HB | Ltg_Fixture | LED_fixt | Proposed | [6 empty] | 100% LED Standard Efficacy |  |  | Ltg_Fixture | LED_fixt | None |  | TRUE | 2020-Com-InLtg | [6 empty] | 2020-01-01
Any | SWLG011V | None | SWLG011-01 | Com | SWLG011V | SWLG011_01_M022 | SWLG011_01_B001 | ILtg-Com-LED-50000hr | ILtg-Com-LED-50000hr | ExAnte2020 | Lighting Disposition | 2019-06-13 | LED HighBay luminaire rated from 30000 to < 39000 lumens and >= 135 LPW | LED HighBay luminaire rated from 30000 to < 39000 lumens and >= 135 LPW |  | Deem-WP | Standard | Lighting | InGen-HB | Ltg_Fixture | LED_fixt | Proposed | [6 empty] | 100% LED Standard Efficacy |  |  | Ltg_Fixture | LED_fixt | None |  | TRUE | 2020-Com-InLtg | [6 empty] | 2020-01-01
Any | SWLG011W | None | SWLG011-01 | Com | SWLG011W | SWLG011_01_M023 | SWLG011_01_B001 | ILtg-Com-LED-50000hr | ILtg-Com-LED-50000hr | ExAnte2020 | Lighting Disposition | 2019-06-13 | LED HighBay luminaire rated from 39000 to < 50700 lumens and >= 135 LPW | LED HighBay luminaire rated from 39000 to < 50700 lumens and >= 135 LPW |  | Deem-WP | Standard | Lighting | InGen-HB | Ltg_Fixture | LED_fixt | Proposed | [6 empty] | 100% LED Standard Efficacy |  |  | Ltg_Fixture | LED_fixt | None |  | TRUE | 2020-Com-InLtg | [6 empty] | 2020-01-01
Any | SWLG011X | None | SWLG011-01 | Com | SWLG011X | SWLG011_01_M024 | SWLG011_01_B001 | ILtg-Com-LED-50000hr | ILtg-Com-LED-50000hr | ExAnte2020 | Lighting Disposition | 2019-06-13 | LED HighBay luminaire rated from 50700 to < 65900 lumens and >= 135 LPW | LED HighBay luminaire rated from 50700 to < 65900 lumens and >= 135 LPW |  | Deem-WP | Standard | Lighting | InGen-HB | Ltg_Fixture | LED_fixt | Proposed | [6 empty] | 100% LED Standard Efficacy |  |  | Ltg_Fixture | LED_fixt | None |  | TRUE | 2020-Com-InLtg | [6 empty] | 2020-01-01
Any | SWLG011A | None | SWLG011-01 | Ind | SWLG011A | SWLG011_01_M001 | SWLG011_01_B001 | ILtg-Com-LED-50000hr | ILtg-Com-LED-50000hr | ExAnte2020 | Lighting Disposition | 2019-06-13 | LED HighBay luminaire rated from 4500 to < 5400 lumens and >= 110 LPW and < 130 LPW | LED HighBay luminaire rated from 4500 to < 5400 lumens and >= 110 LPW and < 130 LPW |  | Deem-WP | Standard | Lighting | InGen-HB | Ltg_Fixture | LED_fixt | Proposed | [6 empty] | 100% LED Standard Efficacy |  |  | Ltg_Fixture | LED_fixt | None |  | TRUE | 2020-Com-InLtg | [6 empty] | 2020-01-01
Any | SWLG011B | None | SWLG011-01 | Ind | SWLG011B | SWLG011_01_M002 | SWLG011_01_B001 | ILtg-Com-LED-50000hr | ILtg-Com-LED-50000hr | ExAnte2020 | Lighting Disposition | 2019-06-13 | LED HighBay luminaire rated from 5400 to < 6500 lumens and >= 110 LPW and < 130 LPW | LED HighBay luminaire rated from 5400 to < 6500 lumens and >= 110 LPW and < 130 LPW |  | Deem-WP | Standard | Lighting | InGen-HB | Ltg_Fixture | LED_fixt | Proposed | [6 empty] | 100% LED Standard Efficacy |  |  | Ltg_Fixture | LED_fixt | None |  | TRUE | 2020-Com-InLtg | [6 empty] | 2020-01-01
Any | SWLG011C | None | SWLG011-01 | Ind | SWLG011C | SWLG011_01_M003 | SWLG011_01_B001 | ILtg-Com-LED-50000hr | ILtg-Com-LED-50000hr | ExAnte2020 | Lighting Disposition | 2019-06-13 | LED HighBay luminaire rated from 6500 to < 7800 lumens and >= 110 LPW and < 130 LPW | LED HighBay luminaire rated from 6500 to < 7800 lumens and >= 110 LPW and < 130 LPW |  | Deem-WP | Standard | Lighting | InGen-HB | Ltg_Fixture | LED_fixt | Proposed | [6 empty] | 100% LED Standard Efficacy |  |  | Ltg_Fixture | LED_fixt | None |  | TRUE | 2020-Com-InLtg | [6 empty] | 2020-01-01
Any | SWLG011D | None | SWLG011-01 | Ind | SWLG011D | SWLG011_01_M004 | SWLG011_01_B001 | ILtg-Com-LED-50000hr | ILtg-Com-LED-50000hr | ExAnte2020 | Lighting Disposition | 2019-06-13 | LED HighBay luminaire rated from 7800 to < 9400 lumens and >= 110 LPW and < 130 LPW | LED HighBay luminaire rated from 7800 to < 9400 lumens and >= 110 LPW and < 130 LPW |  | Deem-WP | Standard | Lighting | InGen-HB | Ltg_Fixture | LED_fixt | Proposed | [6 empty] | 100% LED Standard Efficacy |  |  | Ltg_Fixture | LED_fixt | None |  | TRUE | 2020-Com-InLtg | [6 empty] | 2020-01-01
Any | SWLG011E | None | SWLG011-01 | Ind | SWLG011E | SWLG011_01_M005 | SWLG011_01_B001 | ILtg-Com-LED-50000hr | ILtg-Com-LED-50000hr | ExAnte2020 | Lighting Disposition | 2019-06-13 | LED HighBay luminaire rated from 9400 to < 11800 lumens and >= 110 LPW and < 130 LPW | LED HighBay luminaire rated from 9400 to < 11800 lumens and >= 110 LPW and < 130 LPW |  | Deem-WP | Standard | Lighting | InGen-HB | Ltg_Fixture | LED_fixt | Proposed | [6 empty] | 100% LED Standard Efficacy |  |  | Ltg_Fixture | LED_fixt | None |  | TRUE | 2020-Com-InLtg | [6 empty] | 2020-01-01
Any | SWLG011F | None | SWLG011-01 | Ind | SWLG011F | SWLG011_01_M006 | SWLG011_01_B001 | ILtg-Com-LED-50000hr | ILtg-Com-LED-50000hr | ExAnte2020 | Lighting Disposition | 2019-06-13 | LED HighBay luminaire rated from 11800 to < 14800 lumens and >= 110 LPW and < 130 LPW | LED HighBay luminaire rated from 11800 to < 14800 lumens and >= 110 LPW and < 130 LPW |  | Deem-WP | Standard | Lighting | InGen-HB | Ltg_Fixture | LED_fixt | Proposed | [6 empty] | 100% LED Standard Efficacy |  |  | Ltg_Fixture | LED_fixt | None |  | TRUE | 2020-Com-InLtg | [6 empty] | 2020-01-01
Any | SWLG011G | None | SWLG011-01 | Ind | SWLG011G | SWLG011_01_M007 | SWLG011_01_B001 | ILtg-Com-LED-50000hr | ILtg-Com-LED-50000hr | ExAnte2020 | Lighting Disposition | 2019-06-13 | LED HighBay luminaire rated from 14800 to < 18500 lumens and >= 120 LPW and < 130 LPW | LED HighBay luminaire rated from 14800 to < 18500 lumens and >= 120 LPW and < 130 LPW |  | Deem-WP | Standard | Lighting | InGen-HB | Ltg_Fixture | LED_fixt | Proposed | [6 empty] | 100% LED Standard Efficacy |  |  | Ltg_Fixture | LED_fixt | None |  | TRUE | 2020-Com-InLtg | [6 empty] | 2020-01-01
Any | SWLG011H | None | SWLG011-01 | Ind | SWLG011H | SWLG011_01_M008 | SWLG011_01_B001 | ILtg-Com-LED-50000hr | ILtg-Com-LED-50000hr | ExAnte2020 | Lighting Disposition | 2019-06-13 | LED HighBay luminaire rated from 18500 to < 23100 lumens and >= 120 LPW and < 130 LPW | LED HighBay luminaire rated from 18500 to < 23100 lumens and >= 120 LPW and < 130 LPW |  | Deem-WP | Standard | Lighting | InGen-HB | Ltg_Fixture | LED_fixt | Proposed | [6 empty] | 100% LED Standard Efficacy |  |  | Ltg_Fixture | LED_fixt | None |  | TRUE | 2020-Com-InLtg | [6 empty] | 2020-01-01
Any | SWLG011I | None | SWLG011-01 | Ind | SWLG011I | SWLG011_01_M009 | SWLG011_01_B001 | ILtg-Com-LED-50000hr | ILtg-Com-LED-50000hr | ExAnte2020 | Lighting Disposition | 2019-06-13 | LED HighBay luminaire rated from 23100 to < 30000 lumens and >= 125 LPW and < 135 LPW | LED HighBay luminaire rated from 23100 to < 30000 lumens and >= 125 LPW and < 135 LPW |  | Deem-WP | Standard | Lighting | InGen-HB | Ltg_Fixture | LED_fixt | Proposed | [6 empty] | 100% LED Standard Efficacy |  |  | Ltg_Fixture | LED_fixt | None |  | TRUE | 2020-Com-InLtg | [6 empty] | 2020-01-01
Any | SWLG011J | None | SWLG011-01 | Ind | SWLG011J | SWLG011_01_M010 | SWLG011_01_B001 | ILtg-Com-LED-50000hr | ILtg-Com-LED-50000hr | ExAnte2020 | Lighting Disposition | 2019-06-13 | LED HighBay luminaire rated from 30000 to < 39000 lumens and >= 125 LPW and < 135 LPW | LED HighBay luminaire rated from 30000 to < 39000 lumens and >= 125 LPW and < 135 LPW |  | Deem-WP | Standard | Lighting | InGen-HB | Ltg_Fixture | LED_fixt | Proposed | [6 empty] | 100% LED Standard Efficacy |  |  | Ltg_Fixture | LED_fixt | None |  | TRUE | 2020-Com-InLtg | [6 empty] | 2020-01-01
Any | SWLG011K | None | SWLG011-01 | Ind | SWLG011K | SWLG011_01_M011 | SWLG011_01_B001 | ILtg-Com-LED-50000hr | ILtg-Com-LED-50000hr | ExAnte2020 | Lighting Disposition | 2019-06-13 | LED HighBay luminaire rated from 39000 to < 50700 lumens and >= 125 LPW and < 135 LPW | LED HighBay luminaire rated from 39000 to < 50700 lumens and >= 125 LPW and < 135 LPW |  | Deem-WP | Standard | Lighting | InGen-HB | Ltg_Fixture | LED_fixt | Proposed | [6 empty] | 100% LED Standard Efficacy |  |  | Ltg_Fixture | LED_fixt | None |  | TRUE | 2020-Com-InLtg | [6 empty] | 2020-01-01
Any | SWLG011L | None | SWLG011-01 | Ind | SWLG011L | SWLG011_01_M012 | SWLG011_01_B001 | ILtg-Com-LED-50000hr | ILtg-Com-LED-50000hr | ExAnte2020 | Lighting Disposition | 2019-06-13 | LED HighBay luminaire rated from 50700 to < 65900 lumens and >= 125 LPW and < 135 LPW | LED HighBay luminaire rated from 50700 to < 65900 lumens and >= 125 LPW and < 135 LPW |  | Deem-WP | Standard | Lighting | InGen-HB | Ltg_Fixture | LED_fixt | Proposed | [6 empty] | 100% LED Standard Efficacy |  |  | Ltg_Fixture | LED_fixt | None |  | TRUE | 2020-Com-InLtg | [6 empty] | 2020-01-01
Any | SWLG011M | None | SWLG011-01 | Ind | SWLG011M | SWLG011_01_M013 | SWLG011_01_B001 | ILtg-Com-LED-50000hr | ILtg-Com-LED-50000hr | ExAnte2020 | Lighting Disposition | 2019-06-13 | LED HighBay luminaire rated from 4500 to < 5400 lumens and >= 130 LPW | LED HighBay luminaire rated from 4500 to < 5400 lumens and >= 130 LPW |  | Deem-WP | Standard | Lighting | InGen-HB | Ltg_Fixture | LED_fixt | Proposed | [6 empty] | 100% LED Standard Efficacy |  |  | Ltg_Fixture | LED_fixt | None |  | TRUE | 2020-Com-InLtg | [6 empty] | 2020-01-01
Any | SWLG011N | None | SWLG011-01 | Ind | SWLG011N | SWLG011_01_M014 | SWLG011_01_B001 | ILtg-Com-LED-50000hr | ILtg-Com-LED-50000hr | ExAnte2020 | Lighting Disposition | 2019-06-13 | LED HighBay luminaire rated from 5400 to < 6500 lumens and >= 130 LPW | LED HighBay luminaire rated from 5400 to < 6500 lumens and >= 130 LPW |  | Deem-WP | Standard | Lighting | InGen-HB | Ltg_Fixture | LED_fixt | Proposed | [6 empty] | 100% LED Standard Efficacy |  |  | Ltg_Fixture | LED_fixt | None |  | TRUE | 2020-Com-InLtg | [6 empty] | 2020-01-01
Any | SWLG011O | None | SWLG011-01 | Ind | SWLG011O | SWLG011_01_M015 | SWLG011_01_B001 | ILtg-Com-LED-50000hr | ILtg-Com-LED-50000hr | ExAnte2020 | Lighting Disposition | 2019-06-13 | LED HighBay luminaire rated from 6500 to < 7800 lumens and >= 130 LPW | LED HighBay luminaire rated from 6500 to < 7800 lumens and >= 130 LPW |  | Deem-WP | Standard | Lighting | InGen-HB | Ltg_Fixture | LED_fixt | Proposed | [6 empty] | 100% LED Standard Efficacy |  |  | Ltg_Fixture | LED_fixt | None |  | TRUE | 2020-Com-InLtg | [6 empty] | 2020-01-01
Any | SWLG011P | None | SWLG011-01 | Ind | SWLG011P | SWLG011_01_M016 | SWLG011_01_B001 | ILtg-Com-LED-50000hr | ILtg-Com-LED-50000hr | ExAnte2020 | Lighting Disposition | 2019-06-13 | LED HighBay luminaire rated from 7800 to < 9400 lumens and >= 130 LPW | LED HighBay luminaire rated from 7800 to < 9400 lumens and >= 130 LPW |  | Deem-WP | Standard | Lighting | InGen-HB | Ltg_Fixture | LED_fixt | Proposed | [6 empty] | 100% LED Standard Efficacy |  |  | Ltg_Fixture | LED_fixt | None |  | TRUE | 2020-Com-InLtg | [6 empty] | 2020-01-01
Any | SWLG011Q | None | SWLG011-01 | Ind | SWLG011Q | SWLG011_01_M017 | SWLG011_01_B001 | ILtg-Com-LED-50000hr | ILtg-Com-LED-50000hr | ExAnte2020 | Lighting Disposition | 2019-06-13 | LED HighBay luminaire rated from 9400 to < 11800 lumens and >= 130 LPW | LED HighBay luminaire rated from 9400 to < 11800 lumens and >= 130 LPW |  | Deem-WP | Standard | Lighting | InGen-HB | Ltg_Fixture | LED_fixt | Proposed | [6 empty] | 100% LED Standard Efficacy |  |  | Ltg_Fixture | LED_fixt | None |  | TRUE | 2020-Com-InLtg | [6 empty] | 2020-01-01
Any | SWLG011R | None | SWLG011-01 | Ind | SWLG011R | SWLG011_01_M018 | SWLG011_01_B001 | ILtg-Com-LED-50000hr | ILtg-Com-LED-50000hr | ExAnte2020 | Lighting Disposition | 2019-06-13 | LED HighBay luminaire rated from 11800 to < 14800 lumens and >= 130 LPW | LED HighBay luminaire rated from 11800 to < 14800 lumens and >= 130 LPW |  | Deem-WP | Standard | Lighting | InGen-HB | Ltg_Fixture | LED_fixt | Proposed | [6 empty] | 100% LED Standard Efficacy |  |  | Ltg_Fixture | LED_fixt | None |  | TRUE | 2020-Com-InLtg | [6 empty] | 2020-01-01
Any | SWLG011S | None | SWLG011-01 | Ind | SWLG011S | SWLG011_01_M019 | SWLG011_01_B001 | ILtg-Com-LED-50000hr | ILtg-Com-LED-50000hr | ExAnte2020 | Lighting Disposition | 2019-06-13 | LED HighBay luminaire rated from 14800 to < 18500 lumens and >= 130 LPW | LED HighBay luminaire rated from 14800 to < 18500 lumens and >= 130 LPW |  | Deem-WP | Standard | Lighting | InGen-HB | Ltg_Fixture | LED_fixt | Proposed | [6 empty] | 100% LED Standard Efficacy |  |  | Ltg_Fixture | LED_fixt | None |  | TRUE | 2020-Com-InLtg | [6 empty] | 2020-01-01
Any | SWLG011T | None | SWLG011-01 | Ind | SWLG011T | SWLG011_01_M020 | SWLG011_01_B001 | ILtg-Com-LED-50000hr | ILtg-Com-LED-50000hr | ExAnte2020 | Lighting Disposition | 2019-06-13 | LED HighBay luminaire rated from 18500 to < 23100 lumens and >= 130 LPW | LED HighBay luminaire rated from 18500 to < 23100 lumens and >= 130 LPW |  | Deem-WP | Standard | Lighting | InGen-HB | Ltg_Fixture | LED_fixt | Proposed | [6 empty] | 100% LED Standard Efficacy |  |  | Ltg_Fixture | LED_fixt | None |  | TRUE | 2020-Com-InLtg | [6 empty] | 2020-01-01
Any | SWLG011U | None | SWLG011-01 | Ind | SWLG011U | SWLG011_01_M021 | SWLG011_01_B001 | ILtg-Com-LED-50000hr | ILtg-Com-LED-50000hr | ExAnte2020 | Lighting Disposition | 2019-06-13 | LED HighBay luminaire rated from 23100 to < 30000 lumens and >= 135 LPW | LED HighBay luminaire rated from 23100 to < 30000 lumens and >= 135 LPW |  | Deem-WP | Standard | Lighting | InGen-HB | Ltg_Fixture | LED_fixt | Proposed | [6 empty] | 100% LED Standard Efficacy |  |  | Ltg_Fixture | LED_fixt | None |  | TRUE | 2020-Com-InLtg | [6 empty] | 2020-01-01
Any | SWLG011V | None | SWLG011-01 | Ind | SWLG011V | SWLG011_01_M022 | SWLG011_01_B001 | ILtg-Com-LED-50000hr | ILtg-Com-LED-50000hr | ExAnte2020 | Lighting Disposition | 2019-06-13 | LED HighBay luminaire rated from 30000 to < 39000 lumens and >= 135 LPW | LED HighBay luminaire rated from 30000 to < 39000 lumens and >= 135 LPW |  | Deem-WP | Standard | Lighting | InGen-HB | Ltg_Fixture | LED_fixt | Proposed | [6 empty] | 100% LED Standard Efficacy |  |  | Ltg_Fixture | LED_fixt | None |  | TRUE | 2020-Com-InLtg | [6 empty] | 2020-01-01
Any | SWLG011W | None | SWLG011-01 | Ind | SWLG011W | SWLG011_01_M023 | SWLG011_01_B001 | ILtg-Com-LED-50000hr | ILtg-Com-LED-50000hr | ExAnte2020 | Lighting Disposition | 2019-06-13 | LED HighBay luminaire rated from 39000 to < 50700 lumens and >= 135 LPW | LED HighBay luminaire rated from 39000 to < 50700 lumens and >= 135 LPW |  | Deem-WP | Standard | Lighting | InGen-HB | Ltg_Fixture | LED_fixt | Proposed | [6 empty] | 100% LED Standard Efficacy |  |  | Ltg_Fixture | LED_fixt | None |  | TRUE | 2020-Com-InLtg | [6 empty] | 2020-01-01
Any | SWLG011X | None | SWLG011-01 | Ind | SWLG011X | SWLG011_01_M024 | SWLG011_01_B001 | ILtg-Com-LED-50000hr | ILtg-Com-LED-50000hr | ExAnte2020 | Lighting Disposition | 2019-06-13 | LED HighBay luminaire rated from 50700 to < 65900 lumens and >= 135 LPW | LED HighBay luminaire rated from 50700 to < 65900 lumens and >= 135 LPW |  | Deem-WP | Standard | Lighting | InGen-HB | Ltg_Fixture | LED_fixt | Proposed | [6 empty] | 100% LED Standard Efficacy |  |  | Ltg_Fixture | LED_fixt | None |  | TRUE | 2020-Com-InLtg | [6 empty] | 2020-01-01
| Any | SWWH008v00A | - | Ind | SWWH008v00A |  |  | PrcHt-Blr |  | ExAnte2016 |  |  | Hot Water-85% CE | Hot Water-85% CE |  |  | Standard | ProcHeat |  |  | Boiler_Et | Proposed | [13 empty] | FALSE | None
| Any | SWWH008v00A | - | Ind | SWWH008v00A |  |  | PrcHt-Blr |  | ExAnte2016 |  |  | Hot Water-85% CE | Hot Water-85% CE |  |  | Standard | ProcHeat |  |  | Boiler_Et | Proposed | [13 empty] | FALSE | None
| Any | SWWH008v00A | - | Ind | SWWH008v00A |  |  | PrcHt-Blr |  | ExAnte2016 |  |  | Hot Water-85% CE | Hot Water-85% CE |  |  | Standard | ProcHeat |  |  | Boiler_Et | Proposed | [13 empty] | FALSE | None
| Any | SWWH008v00A | - | Ind | SWWH008v00A |  |  | PrcHt-Blr |  | ExAnte2016 |  |  | Hot Water-85% CE | Hot Water-85% CE |  |  | Standard | ProcHeat |  |  | Boiler_Et | Proposed | [13 empty] | FALSE | None
| Any | SWWH008v00A | - | Ind | SWWH008v00A |  |  | PrcHt-Blr |  | ExAnte2016 |  |  | Hot Water-85% CE | Hot Water-85% CE |  |  | Standard | ProcHeat |  |  | Boiler_Et | Proposed | [13 empty] | FALSE | None
| Any | SWWH008v00A | - | Ind | SWWH008v00A |  |  | PrcHt-Blr |  | ExAnte2016 |  |  | Hot Water-85% CE | Hot Water-85% CE |  |  | Standard | ProcHeat |  |  | Boiler_Et | Proposed | [13 empty] | FALSE | None
| Any | SWWH008v00A | - | Ind | SWWH008v00A |  |  | PrcHt-Blr |  | ExAnte2016 |  |  | Hot Water-85% CE | Hot Water-85% CE |  |  | Standard | ProcHeat |  |  | Boiler_Et | Proposed | [13 empty] | FALSE | None
| Any | SWWH008v00A | - | Ind | SWWH008v00A |  |  | PrcHt-Blr |  | ExAnte2016 |  |  | Hot Water-85% CE | Hot Water-85% CE |  |  | Standard | ProcHeat |  |  | Boiler_Et | Proposed | [13 empty] | FALSE | None
| Any | SWWH008v00A | - | Ind | SWWH008v00A |  |  | PrcHt-Blr |  | ExAnte2016 |  |  | Hot Water-85% CE | Hot Water-85% CE |  |  | Standard | ProcHeat |  |  | Boiler_Et | Proposed | [13 empty] | FALSE | None
| Any | SWWH008v00A | - | Ind | SWWH008v00A |  |  | PrcHt-Blr |  | ExAnte2016 |  |  | Hot Water-85% CE | Hot Water-85% CE |  |  | Standard | ProcHeat |  |  | Boiler_Et | Proposed | [13 empty] | FALSE | None
| Any | SWWH008v00A | - | Ind | SWWH008v00A |  |  | PrcHt-Blr |  | ExAnte2016 |  |  | Hot Water-85% CE | Hot Water-85% CE |  |  | Standard | ProcHeat |  |  | Boiler_Et | Proposed | [13 empty] | FALSE | None
| Any | SWWH008v00A | - | Ind | SWWH008v00A |  |  | PrcHt-Blr |  | ExAnte2016 |  |  | Hot Water-85% CE | Hot Water-85% CE |  |  | Standard | ProcHeat |  |  | Boiler_Et | Proposed | [13 empty] | FALSE | None
| Any | SWWH008v00A | - | Ind | SWWH008v00A |  |  | PrcHt-Blr |  | ExAnte2016 |  |  | Hot Water-85% CE | Hot Water-85% CE |  |  | Standard | ProcHeat |  |  | Boiler_Et | Proposed | [13 empty] | FALSE | None
| Any | SWWH008v00A | - | Ind | SWWH008v00A |  |  | PrcHt-Blr |  | ExAnte2016 |  |  | Hot Water-85% CE | Hot Water-85% CE |  |  | Standard | ProcHeat |  |  | Boiler_Et | Proposed | [13 empty] | FALSE | None
| Any | SWWH008v00A | - | Ind | SWWH008v00A |  |  | PrcHt-Blr |  | ExAnte2016 |  |  | Hot Water-85% CE | Hot Water-85% CE |  |  | Standard | ProcHeat |  |  | Boiler_Et | Proposed | [13 empty] | FALSE | None
| Any | SWWH008v00A | - | Ind | SWWH008v00A |  |  | PrcHt-Blr |  | ExAnte2016 |  |  | Hot Water-85% CE | Hot Water-85% CE |  |  | Standard | ProcHeat |  |  | Boiler_Et | Proposed | [13 empty] | FALSE | None
| Any | SWWH008v00A | - | Ind | SWWH008v00A |  |  | PrcHt-Blr |  | ExAnte2016 |  |  | Hot Water-85% CE | Hot Water-85% CE |  |  | Standard | ProcHeat |  |  | Boiler_Et | Proposed | [13 empty] | FALSE | None
| Any | SWWH008v00A | - | Ind | SWWH008v00A |  |  | PrcHt-Blr |  | ExAnte2016 |  |  | Hot Water-85% CE | Hot Water-85% CE |  |  | Standard | ProcHeat |  |  | Boiler_Et | Proposed | [13 empty] | FALSE | None
| Any | SWWH008v00A | - | Ind | SWWH008v00A |  |  | PrcHt-Blr |  | ExAnte2016 |  |  | Hot Water-85% CE | Hot Water-85% CE |  |  | Standard | ProcHeat |  |  | Boiler_Et | Proposed | [13 empty] | FALSE | None
| Any | SWWH008v00A | - | Ind | SWWH008v00A |  |  | PrcHt-Blr |  | ExAnte2016 |  |  | Hot Water-85% CE | Hot Water-85% CE |  |  | Standard | ProcHeat |  |  | Boiler_Et | Proposed | [13 empty] | FALSE | None
| Any | SWWH008v00A | - | Ind | SWWH008v00A |  |  | PrcHt-Blr |  | ExAnte2016 |  |  | Hot Water-85% CE | Hot Water-85% CE |  |  | Standard | ProcHeat |  |  | Boiler_Et | Proposed | [13 empty] | FALSE | None
| Any | SWWH008v00A | - | Ind | SWWH008v00A |  |  | PrcHt-Blr |  | ExAnte2016 |  |  | Hot Water-85% CE | Hot Water-85% CE |  |  | Standard | ProcHeat |  |  | Boiler_Et | Proposed | [13 empty] | FALSE | None
| Any | SWWH008v00A | - | Ind | SWWH008v00A |  |  | PrcHt-Blr |  | ExAnte2016 |  |  | Hot Water-85% CE | Hot Water-85% CE |  |  | Standard | ProcHeat |  |  | Boiler_Et | Proposed | [13 empty] | FALSE | None
| Any | SWWH008v00A | - | Ind | SWWH008v00A |  |  | PrcHt-Blr |  | ExAnte2016 |  |  | Hot Water-85% CE | Hot Water-85% CE |  |  | Standard | ProcHeat |  |  | Boiler_Et | Proposed | [13 empty] | FALSE | None
| Any | SWWH008v00A | - | Ind | SWWH008v00A |  |  | PrcHt-Blr |  | ExAnte2016 |  |  | Hot Water-85% CE | Hot Water-85% CE |  |  | Standard | ProcHeat |  |  | Boiler_Et | Proposed | [13 empty] | FALSE | None
| Any | SWWH008v00A | - | Ind | SWWH008v00A |  |  | PrcHt-Blr |  | ExAnte2016 |  |  | Hot Water-85% CE | Hot Water-85% CE |  |  | Standard | ProcHeat |  |  | Boiler_Et | Proposed | [13 empty] | FALSE | None
| Any | SWWH008v00A | - | Ind | SWWH008v00A |  |  | PrcHt-Blr |  | ExAnte2016 |  |  | Hot Water-85% CE | Hot Water-85% CE |  |  | Standard | ProcHeat |  |  | Boiler_Et | Proposed | [13 empty] | FALSE | None
| Any | SWWH008v00A | - | Ind | SWWH008v00A |  |  | PrcHt-Blr |  | ExAnte2016 |  |  | Hot Water-85% CE | Hot Water-85% CE |  |  | Standard | ProcHeat |  |  | Boiler_Et | Proposed | [13 empty] | FALSE | None
| Any | SWWH008v00A | - | Ind | SWWH008v00A |  |  | PrcHt-Blr |  | ExAnte2016 |  |  | Hot Water-85% CE | Hot Water-85% CE |  |  | Standard | ProcHeat |  |  | Boiler_Et | Proposed | [13 empty] | FALSE | None
| Any | SWWH008v00A | - | Ind | SWWH008v00A |  |  | PrcHt-Blr |  | ExAnte2016 |  |  | Hot Water-85% CE | Hot Water-85% CE |  |  | Standard | ProcHeat |  |  | Boiler_Et | Proposed | [13 empty] | FALSE | None
| Any | SWWH008v00A | - | Ind | SWWH008v00A |  |  | PrcHt-Blr |  | ExAnte2016 |  |  | Hot Water-85% CE | Hot Water-85% CE |  |  | Standard | ProcHeat |  |  | Boiler_Et | Proposed | [13 empty] | FALSE | None
| Any | SWWH008v00A | - | Ind | SWWH008v00A |  |  | PrcHt-Blr |  | ExAnte2016 |  |  | Hot Water-85% CE | Hot Water-85% CE |  |  | Standard | ProcHeat |  |  | Boiler_Et | Proposed | [13 empty] | FALSE | None
| Any | SWWH008v00A | - | Ind | SWWH008v00A |  |  | PrcHt-Blr |  | ExAnte2016 |  |  | Hot Water-85% CE | Hot Water-85% CE |  |  | Standard | ProcHeat |  |  | Boiler_Et | Proposed | [13 empty] | FALSE | None
| Any | SWWH008v00A | - | Ind | SWWH008v00A |  |  | PrcHt-Blr |  | ExAnte2016 |  |  | Hot Water-85% CE | Hot Water-85% CE |  |  | Standard | ProcHeat |  |  | Boiler_Et | Proposed | [13 empty] | FALSE | None
| Any | SWWH008v00A | - | Ind | SWWH008v00A |  |  | PrcHt-Blr |  | ExAnte2016 |  |  | Hot Water-85% CE | Hot Water-85% CE |  |  | Standard | ProcHeat |  |  | Boiler_Et | Proposed | [13 empty] | FALSE | None
| Any | SWWH008v00A | - | Ind | SWWH008v00A |  |  | PrcHt-Blr |  | ExAnte2016 |  |  | Hot Water-85% CE | Hot Water-85% CE |  |  | Standard | ProcHeat |  |  | Boiler_Et | Proposed | [13 empty] | FALSE | None
| Any | SWWH008v00A | - | Ind | SWWH008v00A |  |  | PrcHt-Blr |  | ExAnte2016 |  |  | Hot Water-85% CE | Hot Water-85% CE |  |  | Standard | ProcHeat |  |  | Boiler_Et | Proposed | [13 empty] | FALSE | None
| Any | SWWH008v00A | - | Ind | SWWH008v00A |  |  | PrcHt-Blr |  | ExAnte2016 |  |  | Hot Water-85% CE | Hot Water-85% CE |  |  | Standard | ProcHeat |  |  | Boiler_Et | Proposed | [13 empty] | FALSE | None
| Any | SWWH008v00A | - | Ind | SWWH008v00A |  |  | PrcHt-Blr |  | ExAnte2016 |  |  | Hot Water-85% CE | Hot Water-85% CE |  |  | Standard | ProcHeat |  |  | Boiler_Et | Proposed | [13 empty] | FALSE | None
| Any | SWWH008v00A | - | Ind | SWWH008v00A |  |  | PrcHt-Blr |  | ExAnte2016 |  |  | Hot Water-85% CE | Hot Water-85% CE |  |  | Standard | ProcHeat |  |  | Boiler_Et | Proposed | [13 empty] | FALSE | None
| Any | SWWH008v00A | - | Ind | SWWH008v00A |  |  | PrcHt-Blr |  | ExAnte2016 |  |  | Hot Water-85% CE | Hot Water-85% CE |  |  | Standard | ProcHeat |  |  | Boiler_Et | Proposed | [13 empty] | FALSE | None
| Any | SWWH008v00A | - | Ind | SWWH008v00A |  |  | PrcHt-Blr |  | ExAnte2016 |  |  | Hot Water-85% CE | Hot Water-85% CE |  |  | Standard | ProcHeat |  |  | Boiler_Et | Proposed | [13 empty] | FALSE | None
| Any | SWWH008v00A | - | Ind | SWWH008v00A |  |  | PrcHt-Blr |  | ExAnte2016 |  |  | Hot Water-85% CE | Hot Water-85% CE |  |  | Standard | ProcHeat |  |  | Boiler_Et | Proposed | [13 empty] | FALSE | None
| Any | SWWH008v00A | - | Ind | SWWH008v00A |  |  | PrcHt-Blr |  | ExAnte2016 |  |  | Hot Water-85% CE | Hot Water-85% CE |  |  | Standard | ProcHeat |  |  | Boiler_Et | Proposed | [13 empty] | FALSE | None
| Any | SWWH008v00A | - | Ind | SWWH008v00A |  |  | PrcHt-Blr |  | ExAnte2016 |  |  | Hot Water-85% CE | Hot Water-85% CE |  |  | Standard | ProcHeat |  |  | Boiler_Et | Proposed | [13 empty] | FALSE | None
| Any | SWWH008v00A | - | Ind | SWWH008v00A |  |  | PrcHt-Blr |  | ExAnte2016 |  |  | Hot Water-85% CE | Hot Water-85% CE |  |  | Standard | ProcHeat |  |  | Boiler_Et | Proposed | [13 empty] | FALSE | None
| Any | SWWH008v00A | - | Ind | SWWH008v00A |  |  | PrcHt-Blr |  | ExAnte2016 |  |  | Hot Water-85% CE | Hot Water-85% CE |  |  | Standard | ProcHeat |  |  | Boiler_Et | Proposed | [13 empty] | FALSE | None
| Any | SWWH008v00A | - | Ind | SWWH008v00A |  |  | PrcHt-Blr |  | ExAnte2016 |  |  | Hot Water-85% CE | Hot Water-85% CE |  |  | Standard | ProcHeat |  |  | Boiler_Et | Proposed | [13 empty] | FALSE | None
| Any | SWWH008v00A | - | Ind | SWWH008v00A |  |  | PrcHt-Blr |  | ExAnte2016 |  |  | Hot Water-85% CE | Hot Water-85% CE |  |  | Standard | ProcHeat |  |  | Boiler_Et | Proposed | [13 empty] | FALSE | None
| Any | SWWH008v00A | - | Ind | SWWH008v00A |  |  | PrcHt-Blr |  | ExAnte2016 |  |  | Hot Water-85% CE | Hot Water-85% CE |  |  | Standard | ProcHeat |  |  | Boiler_Et | Proposed | [13 empty] | FALSE | None
| Any | SWWH008v00A | - | Ind | SWWH008v00A |  |  | PrcHt-Blr |  | ExAnte2016 |  |  | Hot Water-85% CE | Hot Water-85% CE |  |  | Standard | ProcHeat |  |  | Boiler_Et | Proposed | [13 empty] | FALSE | None
| Any | SWWH008v00A | - | Ind | SWWH008v00A |  |  | PrcHt-Blr |  | ExAnte2016 |  |  | Hot Water-85% CE | Hot Water-85% CE |  |  | Standard | ProcHeat |  |  | Boiler_Et | Proposed | [13 empty] | FALSE | None
| Any | SWWH008v00A | - | Ind | SWWH008v00A |  |  | PrcHt-Blr |  | ExAnte2016 |  |  | Hot Water-85% CE | Hot Water-85% CE |  |  | Standard | ProcHeat |  |  | Boiler_Et | Proposed | [13 empty] | FALSE | None
| Any | SWWH008v00A | - | Ind | SWWH008v00A |  |  | PrcHt-Blr |  | ExAnte2016 |  |  | Hot Water-85% CE | Hot Water-85% CE |  |  | Standard | ProcHeat |  |  | Boiler_Et | Proposed | [13 empty] | FALSE | None
| Any | SWWH008v00A | - | Ind | SWWH008v00A |  |  | PrcHt-Blr |  | ExAnte2016 |  |  | Hot Water-85% CE | Hot Water-85% CE |  |  | Standard | ProcHeat |  |  | Boiler_Et | Proposed | [13 empty] | FALSE | None
| Any | SWWH008v00A | - | Ind | SWWH008v00A |  |  | PrcHt-Blr |  | ExAnte2016 |  |  | Hot Water-85% CE | Hot Water-85% CE |  |  | Standard | ProcHeat |  |  | Boiler_Et | Proposed | [13 empty] | FALSE | None
| Any | SWWH008v00A | - | Ind | SWWH008v00A |  |  | PrcHt-Blr |  | ExAnte2016 |  |  | Hot Water-85% CE | Hot Water-85% CE |  |  | Standard | ProcHeat |  |  | Boiler_Et | Proposed | [13 empty] | FALSE | None
| Any | SWWH008v00A | - | Ind | SWWH008v00A |  |  | PrcHt-Blr |  | ExAnte2016 |  |  | Hot Water-85% CE | Hot Water-85% CE |  |  | Standard | ProcHeat |  |  | Boiler_Et | Proposed | [13 empty] | FALSE | None
| Any | SWWH008v00A | - | Ind | SWWH008v00A |  |  | PrcHt-Blr |  | ExAnte2016 |  |  | Hot Water-85% CE | Hot Water-85% CE |  |  | Standard | ProcHeat |  |  | Boiler_Et | Proposed | [13 empty] | FALSE | None
| Any | SWWH008v00A | - | Ind | SWWH008v00A |  |  | PrcHt-Blr |  | ExAnte2016 |  |  | Hot Water-85% CE | Hot Water-85% CE |  |  | Standard | ProcHeat |  |  | Boiler_Et | Proposed | [13 empty] | FALSE | None
| Any | SWWH008v00A | - | Ind | SWWH008v00A |  |  | PrcHt-Blr |  | ExAnte2016 |  |  | Hot Water-85% CE | Hot Water-85% CE |  |  | Standard | ProcHeat |  |  | Boiler_Et | Proposed | [13 empty] | FALSE | None
| Any | SWWH008v00A | - | Ind | SWWH008v00A |  |  | PrcHt-Blr |  | ExAnte2016 |  |  | Hot Water-85% CE | Hot Water-85% CE |  |  | Standard | ProcHeat |  |  | Boiler_Et | Proposed | [13 empty] | FALSE | None
| Any | SWWH008v00A | - | Ind | SWWH008v00A |  |  | PrcHt-Blr |  | ExAnte2016 |  |  | Hot Water-85% CE | Hot Water-85% CE |  |  | Standard | ProcHeat |  |  | Boiler_Et | Proposed | [13 empty] | FALSE | None
| Any | SWWH008v00A | - | Ind | SWWH008v00A |  |  | PrcHt-Blr |  | ExAnte2016 |  |  | Hot Water-85% CE | Hot Water-85% CE |  |  | Standard | ProcHeat |  |  | Boiler_Et | Proposed | [13 empty] | FALSE | None
Any

## Implementation
PA | ImplementationID | StartDate | ExpiryDate | SourceDesc | MeasAppType | DelivType | MeasureID | MeasQualifierGroup | Sector | GSIA_ID | NTG_ID | CostQualifier | MeasCostID | StdCostID | Version | VersionSource | LastMod | Description | ImplementerID | MeasImpactType | Status | Comment
PGE | LT514 | 1/1/2020 |  | SWLG011-01 | NR | UpDeemed | SWLG011A | None | Com | Com-HiBay-PGE | Com-InHB-Ltg-LEDFixt | None | SWLG011_01_M001 | SWLG011_01_B001 | ExAnte2020 | Lighting Disposition | 6/12/2019 | LED HighBay luminaire rated from 4500 to < 5400 lumens and >= 110 LPW and < 130 LPW |  | Deem-WP | Proposed
PGE | LT515 | 1/1/2020 |  | SWLG011-01 | NR | UpDeemed | SWLG011B | None | Com | Com-HiBay-PGE | Com-InHB-Ltg-LEDFixt | None | SWLG011_01_M002 | SWLG011_01_B001 | ExAnte2020 | Lighting Disposition | 6/12/2019 | LED HighBay luminaire rated from 5400 to < 6500 lumens and >= 110 LPW and < 130 LPW |  | Deem-WP | Proposed
PGE | LT516 | 1/1/2020 |  | SWLG011-01 | NR | UpDeemed | SWLG011C | None | Com | Com-HiBay-PGE | Com-InHB-Ltg-LEDFixt | None | SWLG011_01_M003 | SWLG011_01_B001 | ExAnte2020 | Lighting Disposition | 6/12/2019 | LED HighBay luminaire rated from 6500 to < 7800 lumens and >= 110 LPW and < 130 LPW |  | Deem-WP | Proposed
PGE | LT517 | 1/1/2020 |  | SWLG011-01 | NR | UpDeemed | SWLG011D | None | Com | Com-HiBay-PGE | Com-InHB-Ltg-LEDFixt | None | SWLG011_01_M004 | SWLG011_01_B001 | ExAnte2020 | Lighting Disposition | 6/12/2019 | LED HighBay luminaire rated from 7800 to < 9400 lumens and >= 110 LPW and < 130 LPW |  | Deem-WP | Proposed
PGE | LT518 | 1/1/2020 |  | SWLG011-01 | NR | UpDeemed | SWLG011E | None | Com | Com-HiBay-PGE | Com-InHB-Ltg-LEDFixt | None | SWLG011_01_M005 | SWLG011_01_B001 | ExAnte2020 | Lighting Disposition | 6/12/2019 | LED HighBay luminaire rated from 9400 to < 11800 lumens and >= 110 LPW and < 130 LPW |  | Deem-WP | Proposed
PGE | LT519 | 1/1/2020 |  | SWLG011-01 | NR | UpDeemed | SWLG011F | None | Com | Com-HiBay-PGE | Com-InHB-Ltg-LEDFixt | None | SWLG011_01_M006 | SWLG011_01_B001 | ExAnte2020 | Lighting Disposition | 6/12/2019 | LED HighBay luminaire rated from 11800 to < 14800 lumens and >= 110 LPW and < 130 LPW |  | Deem-WP | Proposed
PGE | LT520 | 1/1/2020 |  | SWLG011-01 | NR | UpDeemed | SWLG011G | None | Com | Com-HiBay-PGE | Com-InHB-Ltg-LEDFixt | None | SWLG011_01_M007 | SWLG011_01_B001 | ExAnte2020 | Lighting Disposition | 6/12/2019 | LED HighBay luminaire rated from 14800 to < 18500 lumens and >= 120 LPW and < 130 LPW |  | Deem-WP | Proposed
PGE | LT521 | 1/1/2020 |  | SWLG011-01 | NR | UpDeemed | SWLG011H | None | Com | Com-HiBay-PGE | Com-InHB-Ltg-LEDFixt | None | SWLG011_01_M008 | SWLG011_01_B001 | ExAnte2020 | Lighting Disposition | 6/12/2019 | LED HighBay luminaire rated from 18500 to < 23100 lumens and >= 120 LPW and < 130 LPW |  | Deem-WP | Proposed
PGE | LT522 | 1/1/2020 |  | SWLG011-01 | NR | UpDeemed | SWLG011I | None | Com | Com-HiBay-PGE | Com-InHB-Ltg-LEDFixt | None | SWLG011_01_M009 | SWLG011_01_B001 | ExAnte2020 | Lighting Disposition | 6/12/2019 | LED HighBay luminaire rated from 23100 to < 30000 lumens and >= 125 LPW and < 135 LPW |  | Deem-WP | Proposed
PGE | LT523 | 1/1/2020 |  | SWLG011-01 | NR | UpDeemed | SWLG011J | None | Com | Com-HiBay-PGE | Com-InHB-Ltg-LEDFixt | None | SWLG011_01_M010 | SWLG011_01_B001 | ExAnte2020 | Lighting Disposition | 6/12/2019 | LED HighBay luminaire rated from 30000 to < 39000 lumens and >= 125 LPW and < 135 LPW |  | Deem-WP | Proposed
PGE | LT524 | 1/1/2020 |  | SWLG011-01 | NR | UpDeemed | SWLG011K | None | Com | Com-HiBay-PGE | Com-InHB-Ltg-LEDFixt | None | SWLG011_01_M011 | SWLG011_01_B001 | ExAnte2020 | Lighting Disposition | 6/12/2019 | LED HighBay luminaire rated from 39000 to < 50700 lumens and >= 125 LPW and < 135 LPW |  | Deem-WP | Proposed
PGE | LT525 | 1/1/2020 |  | SWLG011-01 | NR | UpDeemed | SWLG011L | None | Com | Com-HiBay-PGE | Com-InHB-Ltg-LEDFixt | None | SWLG011_01_M012 | SWLG011_01_B001 | ExAnte2020 | Lighting Disposition | 6/12/2019 | LED HighBay luminaire rated from 50700 to < 65900 lumens and >= 125 LPW and < 135 LPW |  | Deem-WP | Proposed
PGE | LT526 | 1/1/2020 |  | SWLG011-01 | NR | UpDeemed | SWLG011M | None | Com | Com-HiBay-PGE | Com-InHB-Ltg-LEDFixt | None | SWLG011_01_M013 | SWLG011_01_B001 | ExAnte2020 | Lighting Disposition | 6/12/2019 | LED HighBay luminaire rated from 4500 to < 5400 lumens and >= 130 LPW |  | Deem-WP | Proposed
PGE | LT527 | 1/1/2020 |  | SWLG011-01 | NR | UpDeemed | SWLG011N | None | Com | Com-HiBay-PGE | Com-InHB-Ltg-LEDFixt | None | SWLG011_01_M014 | SWLG011_01_B001 | ExAnte2020 | Lighting Disposition | 6/12/2019 | LED HighBay luminaire rated from 5400 to < 6500 lumens and >= 130 LPW |  | Deem-WP | Proposed
PGE | LT528 | 1/1/2020 |  | SWLG011-01 | NR | UpDeemed | SWLG011O | None | Com | Com-HiBay-PGE | Com-InHB-Ltg-LEDFixt | None | SWLG011_01_M015 | SWLG011_01_B001 | ExAnte2020 | Lighting Disposition | 6/12/2019 | LED HighBay luminaire rated from 6500 to < 7800 lumens and >= 130 LPW |  | Deem-WP | Proposed
PGE | LT529 | 1/1/2020 |  | SWLG011-01 | NR | UpDeemed | SWLG011P | None | Com | Com-HiBay-PGE | Com-InHB-Ltg-LEDFixt | None | SWLG011_01_M016 | SWLG011_01_B001 | ExAnte2020 | Lighting Disposition | 6/12/2019 | LED HighBay luminaire rated from 7800 to < 9400 lumens and >= 130 LPW |  | Deem-WP | Proposed
PGE | LT530 | 1/1/2020 |  | SWLG011-01 | NR | UpDeemed | SWLG011Q | None | Com | Com-HiBay-PGE | Com-InHB-Ltg-LEDFixt | None | SWLG011_01_M017 | SWLG011_01_B001 | ExAnte2020 | Lighting Disposition | 6/12/2019 | LED HighBay luminaire rated from 9400 to < 11800 lumens and >= 130 LPW |  | Deem-WP | Proposed
PGE | LT531 | 1/1/2020 |  | SWLG011-01 | NR | UpDeemed | SWLG011R | None | Com | Com-HiBay-PGE | Com-InHB-Ltg-LEDFixt | None | SWLG011_01_M018 | SWLG011_01_B001 | ExAnte2020 | Lighting Disposition | 6/12/2019 | LED HighBay luminaire rated from 11800 to < 14800 lumens and >= 130 LPW |  | Deem-WP | Proposed
PGE | LT532 | 1/1/2020 |  | SWLG011-01 | NR | UpDeemed | SWLG011S | None | Com | Com-HiBay-PGE | Com-InHB-Ltg-LEDFixt | None | SWLG011_01_M019 | SWLG011_01_B001 | ExAnte2020 | Lighting Disposition | 6/12/2019 | LED HighBay luminaire rated from 14800 to < 18500 lumens and >= 130 LPW |  | Deem-WP | Proposed
PGE | LT533 | 1/1/2020 |  | SWLG011-01 | NR | UpDeemed | SWLG011T | None | Com | Com-HiBay-PGE | Com-InHB-Ltg-LEDFixt | None | SWLG011_01_M020 | SWLG011_01_B001 | ExAnte2020 | Lighting Disposition | 6/12/2019 | LED HighBay luminaire rated from 18500 to < 23100 lumens and >= 130 LPW |  | Deem-WP | Proposed
PGE | LT534 | 1/1/2020 |  | SWLG011-01 | NR | UpDeemed | SWLG011U | None | Com | Com-HiBay-PGE | Com-InHB-Ltg-LEDFixt | None | SWLG011_01_M021 | SWLG011_01_B001 | ExAnte2020 | Lighting Disposition | 6/12/2019 | LED HighBay luminaire rated from 23100 to < 30000 lumens and >= 135 LPW |  | Deem-WP | Proposed
PGE | LT535 | 1/1/2020 |  | SWLG011-01 | NR | UpDeemed | SWLG011V | None | Com | Com-HiBay-PGE | Com-InHB-Ltg-LEDFixt | None | SWLG011_01_M022 | SWLG011_01_B001 | ExAnte2020 | Lighting Disposition | 6/12/2019 | LED HighBay luminaire rated from 30000 to < 39000 lumens and >= 135 LPW |  | Deem-WP | Proposed
PGE | LT536 | 1/1/2020 |  | SWLG011-01 | NR | UpDeemed | SWLG011W | None | Com | Com-HiBay-PGE | Com-InHB-Ltg-LEDFixt | None | SWLG011_01_M023 | SWLG011_01_B001 | ExAnte2020 | Lighting Disposition | 6/12/2019 | LED HighBay luminaire rated from 39000 to < 50700 lumens and >= 135 LPW |  | Deem-WP | Proposed
PGE | LT537 | 1/1/2020 |  | SWLG011-01 | NR | UpDeemed | SWLG011X | None | Com | Com-HiBay-PGE | Com-InHB-Ltg-LEDFixt | None | SWLG011_01_M024 | SWLG011_01_B001 | ExAnte2020 | Lighting Disposition | 6/12/2019 | LED HighBay luminaire rated from 50700 to < 65900 lumens and >= 135 LPW |  | Deem-WP | Proposed
PGE | LT514 | 1/1/2020 |  | SWLG011-01 | NR | DnDeemed | SWLG011A | None | Com | Com-HiBay-PGE | Com-InHB-Ltg-LEDFixt | None | SWLG011_01_M001 | SWLG011_01_B001 | ExAnte2020 | Lighting Disposition | 6/12/2019 | LED HighBay luminaire rated from 4500 to < 5400 lumens and >= 110 LPW and < 130 LPW |  | Deem-WP | Proposed
PGE | LT515 | 1/1/2020 |  | SWLG011-01 | NR | DnDeemed | SWLG011B | None | Com | Com-HiBay-PGE | Com-InHB-Ltg-LEDFixt | None | SWLG011_01_M002 | SWLG011_01_B001 | ExAnte2020 | Lighting Disposition | 6/12/2019 | LED HighBay luminaire rated from 5400 to < 6500 lumens and >= 110 LPW and < 130 LPW |  | Deem-WP | Proposed
PGE | LT516 | 1/1/2020 |  | SWLG011-01 | NR | DnDeemed | SWLG011C | None | Com | Com-HiBay-PGE | Com-InHB-Ltg-LEDFixt | None | SWLG011_01_M003 | SWLG011_01_B001 | ExAnte2020 | Lighting Disposition | 6/12/2019 | LED HighBay luminaire rated from 6500 to < 7800 lumens and >= 110 LPW and < 130 LPW |  | Deem-WP | Proposed
PGE | LT517 | 1/1/2020 |  | SWLG011-01 | NR | DnDeemed | SWLG011D | None | Com | Com-HiBay-PGE | Com-InHB-Ltg-LEDFixt | None | SWLG011_01_M004 | SWLG011_01_B001 | ExAnte2020 | Lighting Disposition | 6/12/2019 | LED HighBay luminaire rated from 7800 to < 9400 lumens and >= 110 LPW and < 130 LPW |  | Deem-WP | Proposed
PGE | LT518 | 1/1/2020 |  | SWLG011-01 | NR | DnDeemed | SWLG011E | None | Com | Com-HiBay-PGE | Com-InHB-Ltg-LEDFixt | None | SWLG011_01_M005 | SWLG011_01_B001 | ExAnte2020 | Lighting Disposition | 6/12/2019 | LED HighBay luminaire rated from 9400 to < 11800 lumens and >= 110 LPW and < 130 LPW |  | Deem-WP | Proposed
PGE | LT519 | 1/1/2020 |  | SWLG011-01 | NR | DnDeemed | SWLG011F | None | Com | Com-HiBay-PGE | Com-InHB-Ltg-LEDFixt | None | SWLG011_01_M006 | SWLG011_01_B001 | ExAnte2020 | Lighting Disposition | 6/12/2019 | LED HighBay luminaire rated from 11800 to < 14800 lumens and >= 110 LPW and < 130 LPW |  | Deem-WP | Proposed
PGE | LT520 | 1/1/2020 |  | SWLG011-01 | NR | DnDeemed | SWLG011G | None | Com | Com-HiBay-PGE | Com-InHB-Ltg-LEDFixt | None | SWLG011_01_M007 | SWLG011_01_B001 | ExAnte2020 | Lighting Disposition | 6/12/2019 | LED HighBay luminaire rated from 14800 to < 18500 lumens and >= 120 LPW and < 130 LPW |  | Deem-WP | Proposed
PGE | LT521 | 1/1/2020 |  | SWLG011-01 | NR | DnDeemed | SWLG011H | None | Com | Com-HiBay-PGE | Com-InHB-Ltg-LEDFixt | None | SWLG011_01_M008 | SWLG011_01_B001 | ExAnte2020 | Lighting Disposition | 6/12/2019 | LED HighBay luminaire rated from 18500 to < 23100 lumens and >= 120 LPW and < 130 LPW |  | Deem-WP | Proposed
PGE | LT522 | 1/1/2020 |  | SWLG011-01 | NR | DnDeemed | SWLG011I | None | Com | Com-HiBay-PGE | Com-InHB-Ltg-LEDFixt | None | SWLG011_01_M009 | SWLG011_01_B001 | ExAnte2020 | Lighting Disposition | 6/12/2019 | LED HighBay luminaire rated from 23100 to < 30000 lumens and >= 125 LPW and < 135 LPW |  | Deem-WP | Proposed
PGE | LT523 | 1/1/2020 |  | SWLG011-01 | NR | DnDeemed | SWLG011J | None | Com | Com-HiBay-PGE | Com-InHB-Ltg-LEDFixt | None | SWLG011_01_M010 | SWLG011_01_B001 | ExAnte2020 | Lighting Disposition | 6/12/2019 | LED HighBay luminaire rated from 30000 to < 39000 lumens and >= 125 LPW and < 135 LPW |  | Deem-WP | Proposed
PGE | LT524 | 1/1/2020 |  | SWLG011-01 | NR | DnDeemed | SWLG011K | None | Com | Com-HiBay-PGE | Com-InHB-Ltg-LEDFixt | None | SWLG011_01_M011 | SWLG011_01_B001 | ExAnte2020 | Lighting Disposition | 6/12/2019 | LED HighBay luminaire rated from 39000 to < 50700 lumens and >= 125 LPW and < 135 LPW |  | Deem-WP | Proposed
PGE | LT525 | 1/1/2020 |  | SWLG011-01 | NR | DnDeemed | SWLG011L | None | Com | Com-HiBay-PGE | Com-InHB-Ltg-LEDFixt | None | SWLG011_01_M012 | SWLG011_01_B001 | ExAnte2020 | Lighting Disposition | 6/12/2019 | LED HighBay luminaire rated from 50700 to < 65900 lumens and >= 125 LPW and < 135 LPW |  | Deem-WP | Proposed
PGE | LT526 | 1/1/2020 |  | SWLG011-01 | NR | DnDeemed | SWLG011M | None | Com | Com-HiBay-PGE | Com-InHB-Ltg-LEDFixt | None | SWLG011_01_M013 | SWLG011_01_B001 | ExAnte2020 | Lighting Disposition | 6/12/2019 | LED HighBay luminaire rated from 4500 to < 5400 lumens and >= 130 LPW |  | Deem-WP | Proposed
PGE | LT527 | 1/1/2020 |  | SWLG011-01 | NR | DnDeemed | SWLG011N | None | Com | Com-HiBay-PGE | Com-InHB-Ltg-LEDFixt | None | SWLG011_01_M014 | SWLG011_01_B001 | ExAnte2020 | Lighting Disposition | 6/12/2019 | LED HighBay luminaire rated from 5400 to < 6500 lumens and >= 130 LPW |  | Deem-WP | Proposed
PGE | LT528 | 1/1/2020 |  | SWLG011-01 | NR | DnDeemed | SWLG011O | None | Com | Com-HiBay-PGE | Com-InHB-Ltg-LEDFixt | None | SWLG011_01_M015 | SWLG011_01_B001 | ExAnte2020 | Lighting Disposition | 6/12/2019 | LED HighBay luminaire rated from 6500 to < 7800 lumens and >= 130 LPW |  | Deem-WP | Proposed
PGE | LT529 | 1/1/2020 |  | SWLG011-01 | NR | DnDeemed | SWLG011P | None | Com | Com-HiBay-PGE | Com-InHB-Ltg-LEDFixt | None | SWLG011_01_M016 | SWLG011_01_B001 | ExAnte2020 | Lighting Disposition | 6/12/2019 | LED HighBay luminaire rated from 7800 to < 9400 lumens and >= 130 LPW |  | Deem-WP | Proposed
PGE | LT530 | 1/1/2020 |  | SWLG011-01 | NR | DnDeemed | SWLG011Q | None | Com | Com-HiBay-PGE | Com-InHB-Ltg-LEDFixt | None | SWLG011_01_M017 | SWLG011_01_B001 | ExAnte2020 | Lighting Disposition | 6/12/2019 | LED HighBay luminaire rated from 9400 to < 11800 lumens and >= 130 LPW |  | Deem-WP | Proposed
PGE | LT531 | 1/1/2020 |  | SWLG011-01 | NR | DnDeemed | SWLG011R | None | Com | Com-HiBay-PGE | Com-InHB-Ltg-LEDFixt | None | SWLG011_01_M018 | SWLG011_01_B001 | ExAnte2020 | Lighting Disposition | 6/12/2019 | LED HighBay luminaire rated from 11800 to < 14800 lumens and >= 130 LPW |  | Deem-WP | Proposed
PGE | LT532 | 1/1/2020 |  | SWLG011-01 | NR | DnDeemed | SWLG011S | None | Com | Com-HiBay-PGE | Com-InHB-Ltg-LEDFixt | None | SWLG011_01_M019 | SWLG011_01_B001 | ExAnte2020 | Lighting Disposition | 6/12/2019 | LED HighBay luminaire rated from 14800 to < 18500 lumens and >= 130 LPW |  | Deem-WP | Proposed
PGE | LT533 | 1/1/2020 |  | SWLG011-01 | NR | DnDeemed | SWLG011T | None | Com | Com-HiBay-PGE | Com-InHB-Ltg-LEDFixt | None | SWLG011_01_M020 | SWLG011_01_B001 | ExAnte2020 | Lighting Disposition | 6/12/2019 | LED HighBay luminaire rated from 18500 to < 23100 lumens and >= 130 LPW |  | Deem-WP | Proposed
PGE | LT534 | 1/1/2020 |  | SWLG011-01 | NR | DnDeemed | SWLG011U | None | Com | Com-HiBay-PGE | Com-InHB-Ltg-LEDFixt | None | SWLG011_01_M021 | SWLG011_01_B001 | ExAnte2020 | Lighting Disposition | 6/12/2019 | LED HighBay luminaire rated from 23100 to < 30000 lumens and >= 135 LPW |  | Deem-WP | Proposed
PGE | LT535 | 1/1/2020 |  | SWLG011-01 | NR | DnDeemed | SWLG011V | None | Com | Com-HiBay-PGE | Com-InHB-Ltg-LEDFixt | None | SWLG011_01_M022 | SWLG011_01_B001 | ExAnte2020 | Lighting Disposition | 6/12/2019 | LED HighBay luminaire rated from 30000 to < 39000 lumens and >= 135 LPW |  | Deem-WP | Proposed
PGE | LT536 | 1/1/2020 |  | SWLG011-01 | NR | DnDeemed | SWLG011W | None | Com | Com-HiBay-PGE | Com-InHB-Ltg-LEDFixt | None | SWLG011_01_M023 | SWLG011_01_B001 | ExAnte2020 | Lighting Disposition | 6/12/2019 | LED HighBay luminaire rated from 39000 to < 50700 lumens and >= 135 LPW |  | Deem-WP | Proposed
PGE | LT537 | 1/1/2020 |  | SWLG011-01 | NR | DnDeemed | SWLG011X | None | Com | Com-HiBay-PGE | Com-InHB-Ltg-LEDFixt | None | SWLG011_01_M024 | SWLG011_01_B001 | ExAnte2020 | Lighting Disposition | 6/12/2019 | LED HighBay luminaire rated from 50700 to < 65900 lumens and >= 135 LPW |  | Deem-WP | Proposed
PGE | LT514 | 1/1/2020 |  | SWLG011-01 | NR | DnDeemDI | SWLG011A | None | Com | Com-HiBay-PGE | Com-InHB-Ltg-LEDFixt | None | SWLG011_01_M001 | SWLG011_01_B001 | ExAnte2020 | Lighting Disposition | 6/12/2019 | LED HighBay luminaire rated from 4500 to < 5400 lumens and >= 110 LPW and < 130 LPW |  | Deem-WP | Proposed
PGE | LT515 | 1/1/2020 |  | SWLG011-01 | NR | DnDeemDI | SWLG011B | None | Com | Com-HiBay-PGE | Com-InHB-Ltg-LEDFixt | None | SWLG011_01_M002 | SWLG011_01_B001 | ExAnte2020 | Lighting Disposition | 6/12/2019 | LED HighBay luminaire rated from 5400 to < 6500 lumens and >= 110 LPW and < 130 LPW |  | Deem-WP | Proposed
PGE | LT516 | 1/1/2020 |  | SWLG011-01 | NR | DnDeemDI | SWLG011C | None | Com | Com-HiBay-PGE | Com-InHB-Ltg-LEDFixt | None | SWLG011_01_M003 | SWLG011_01_B001 | ExAnte2020 | Lighting Disposition | 6/12/2019 | LED HighBay luminaire rated from 6500 to < 7800 lumens and >= 110 LPW and < 130 LPW |  | Deem-WP | Proposed
PGE | LT517 | 1/1/2020 |  | SWLG011-01 | NR | DnDeemDI | SWLG011D | None | Com | Com-HiBay-PGE | Com-InHB-Ltg-LEDFixt | None | SWLG011_01_M004 | SWLG011_01_B001 | ExAnte2020 | Lighting Disposition | 6/12/2019 | LED HighBay luminaire rated from 7800 to < 9400 lumens and >= 110 LPW and < 130 LPW |  | Deem-WP | Proposed
PGE | LT518 | 1/1/2020 |  | SWLG011-01 | NR | DnDeemDI | SWLG011E | None | Com | Com-HiBay-PGE | Com-InHB-Ltg-LEDFixt | None | SWLG011_01_M005 | SWLG011_01_B001 | ExAnte2020 | Lighting Disposition | 6/12/2019 | LED HighBay luminaire rated from 9400 to < 11800 lumens and >= 110 LPW and < 130 LPW |  | Deem-WP | Proposed
PGE | LT519 | 1/1/2020 |  | SWLG011-01 | NR | DnDeemDI | SWLG011F | None | Com | Com-HiBay-PGE | Com-InHB-Ltg-LEDFixt | None | SWLG011_01_M006 | SWLG011_01_B001 | ExAnte2020 | Lighting Disposition | 6/12/2019 | LED HighBay luminaire rated from 11800 to < 14800 lumens and >= 110 LPW and < 130 LPW |  | Deem-WP | Proposed
PGE | LT520 | 1/1/2020 |  | SWLG011-01 | NR | DnDeemDI | SWLG011G | None | Com | Com-HiBay-PGE | Com-InHB-Ltg-LEDFixt | None | SWLG011_01_M007 | SWLG011_01_B001 | ExAnte2020 | Lighting Disposition | 6/12/2019 | LED HighBay luminaire rated from 14800 to < 18500 lumens and >= 120 LPW and < 130 LPW |  | Deem-WP | Proposed
PGE | LT521 | 1/1/2020 |  | SWLG011-01 | NR | DnDeemDI | SWLG011H | None | Com | Com-HiBay-PGE | Com-InHB-Ltg-LEDFixt | None | SWLG011_01_M008 | SWLG011_01_B001 | ExAnte2020 | Lighting Disposition | 6/12/2019 | LED HighBay luminaire rated from 18500 to < 23100 lumens and >= 120 LPW and < 130 LPW |  | Deem-WP | Proposed
PGE | LT522 | 1/1/2020 |  | SWLG011-01 | NR | DnDeemDI | SWLG011I | None | Com | Com-HiBay-PGE | Com-InHB-Ltg-LEDFixt | None | SWLG011_01_M009 | SWLG011_01_B001 | ExAnte2020 | Lighting Disposition | 6/12/2019 | LED HighBay luminaire rated from 23100 to < 30000 lumens and >= 125 LPW and < 135 LPW |  | Deem-WP | Proposed
PGE | LT523 | 1/1/2020 |  | SWLG011-01 | NR | DnDeemDI | SWLG011J | None | Com | Com-HiBay-PGE | Com-InHB-Ltg-LEDFixt | None | SWLG011_01_M010 | SWLG011_01_B001 | ExAnte2020 | Lighting Disposition | 6/12/2019 | LED HighBay luminaire rated from 30000 to < 39000 lumens and >= 125 LPW and < 135 LPW |  | Deem-WP | Proposed
PGE | LT524 | 1/1/2020 |  | SWLG011-01 | NR | DnDeemDI | SWLG011K | None | Com | Com-HiBay-PGE | Com-InHB-Ltg-LEDFixt | None | SWLG011_01_M011 | SWLG011_01_B001 | ExAnte2020 | Lighting Disposition | 6/12/2019 | LED HighBay luminaire rated from 39000 to < 50700 lumens and >= 125 LPW and < 135 LPW |  | Deem-WP | Proposed
PGE | LT525 | 1/1/2020 |  | SWLG011-01 | NR | DnDeemDI | SWLG011L | None | Com | Com-HiBay-PGE | Com-InHB-Ltg-LEDFixt | None | SWLG011_01_M012 | SWLG011_01_B001 | ExAnte2020 | Lighting Disposition | 6/12/2019 | LED HighBay luminaire rated from 50700 to < 65900 lumens and >= 125 LPW and < 135 LPW |  | Deem-WP | Proposed
PGE | LT526 | 1/1/2020 |  | SWLG011-01 | NR | DnDeemDI | SWLG011M | None | Com | Com-HiBay-PGE | Com-InHB-Ltg-LEDFixt | None | SWLG011_01_M013 | SWLG011_01_B001 | ExAnte2020 | Lighting Disposition | 6/12/2019 | LED HighBay luminaire rated from 4500 to < 5400 lumens and >= 130 LPW |  | Deem-WP | Proposed
PGE | LT527 | 1/1/2020 |  | SWLG011-01 | NR | DnDeemDI | SWLG011N | None | Com | Com-HiBay-PGE | Com-InHB-Ltg-LEDFixt | None | SWLG011_01_M014 | SWLG011_01_B001 | ExAnte2020 | Lighting Disposition | 6/12/2019 | LED HighBay luminaire rated from 5400 to < 6500 lumens and >= 130 LPW |  | Deem-WP | Proposed
PGE | LT528 | 1/1/2020 |  | SWLG011-01 | NR | DnDeemDI | SWLG011O | None | Com | Com-HiBay-PGE | Com-InHB-Ltg-LEDFixt | None | SWLG011_01_M015 | SWLG011_01_B001 | ExAnte2020 | Lighting Disposition | 6/12/2019 | LED HighBay luminaire rated from 6500 to < 7800 lumens and >= 130 LPW |  | Deem-WP | Proposed
PGE | LT529 | 1/1/2020 |  | SWLG011-01 | NR | DnDeemDI | SWLG011P | None | Com | Com-HiBay-PGE | Com-InHB-Ltg-LEDFixt | None | SWLG011_01_M016 | SWLG011_01_B001 | ExAnte2020 | Lighting Disposition | 6/12/2019 | LED HighBay luminaire rated from 7800 to < 9400 lumens and >= 130 LPW |  | Deem-WP | Proposed
PGE | LT530 | 1/1/2020 |  | SWLG011-01 | NR | DnDeemDI | SWLG011Q | None | Com | Com-HiBay-PGE | Com-InHB-Ltg-LEDFixt | None | SWLG011_01_M017 | SWLG011_01_B001 | ExAnte2020 | Lighting Disposition | 6/12/2019 | LED HighBay luminaire rated from 9400 to < 11800 lumens and >= 130 LPW |  | Deem-WP | Proposed
PGE | LT531 | 1/1/2020 |  | SWLG011-01 | NR | DnDeemDI | SWLG011R | None | Com | Com-HiBay-PGE | Com-InHB-Ltg-LEDFixt | None | SWLG011_01_M018 | SWLG011_01_B001 | ExAnte2020 | Lighting Disposition | 6/12/2019 | LED HighBay luminaire rated from 11800 to < 14800 lumens and >= 130 LPW |  | Deem-WP | Proposed
PGE | LT532 | 1/1/2020 |  | SWLG011-01 | NR | DnDeemDI | SWLG011S | None | Com | Com-HiBay-PGE | Com-InHB-Ltg-LEDFixt | None | SWLG011_01_M019 | SWLG011_01_B001 | ExAnte2020 | Lighting Disposition | 6/12/2019 | LED HighBay luminaire rated from 14800 to < 18500 lumens and >= 130 LPW |  | Deem-WP | Proposed
PGE | LT533 | 1/1/2020 |  | SWLG011-01 | NR | DnDeemDI | SWLG011T | None | Com | Com-HiBay-PGE | Com-InHB-Ltg-LEDFixt | None | SWLG011_01_M020 | SWLG011_01_B001 | ExAnte2020 | Lighting Disposition | 6/12/2019 | LED HighBay luminaire rated from 18500 to < 23100 lumens and >= 130 LPW |  | Deem-WP | Proposed
PGE | LT534 | 1/1/2020 |  | SWLG011-01 | NR | DnDeemDI | SWLG011U | None | Com | Com-HiBay-PGE | Com-InHB-Ltg-LEDFixt | None | SWLG011_01_M021 | SWLG011_01_B001 | ExAnte2020 | Lighting Disposition | 6/12/2019 | LED HighBay luminaire rated from 23100 to < 30000 lumens and >= 135 LPW |  | Deem-WP | Proposed
PGE | LT535 | 1/1/2020 |  | SWLG011-01 | NR | DnDeemDI | SWLG011V | None | Com | Com-HiBay-PGE | Com-InHB-Ltg-LEDFixt | None | SWLG011_01_M022 | SWLG011_01_B001 | ExAnte2020 | Lighting Disposition | 6/12/2019 | LED HighBay luminaire rated from 30000 to < 39000 lumens and >= 135 LPW |  | Deem-WP | Proposed
PGE | LT536 | 1/1/2020 |  | SWLG011-01 | NR | DnDeemDI | SWLG011W | None | Com | Com-HiBay-PGE | Com-InHB-Ltg-LEDFixt | None | SWLG011_01_M023 | SWLG011_01_B001 | ExAnte2020 | Lighting Disposition | 6/12/2019 | LED HighBay luminaire rated from 39000 to < 50700 lumens and >= 135 LPW |  | Deem-WP | Proposed
PGE | LT537 | 1/1/2020 |  | SWLG011-01 | NR | DnDeemDI | SWLG011X | None | Com | Com-HiBay-PGE | Com-InHB-Ltg-LEDFixt | None | SWLG011_01_M024 | SWLG011_01_B001 | ExAnte2020 | Lighting Disposition | 6/12/2019 | LED HighBay luminaire rated from 50700 to < 65900 lumens and >= 135 LPW |  | Deem-WP | Proposed
PGE | LT514 | 1/1/2020 |  | SWLG011-01 | NR | UpDeemed | SWLG011A | None | Ind | Com-HiBay-PGE | Com-InHB-Ltg-LEDFixt | None | SWLG011_01_M001 | SWLG011_01_B001 | ExAnte2020 | Lighting Disposition | 6/12/2019 | LED HighBay luminaire rated from 4500 to < 5400 lumens and >= 110 LPW and < 130 LPW |  | Deem-WP | Proposed
PGE | LT515 | 1/1/2020 |  | SWLG011-01 | NR | UpDeemed | SWLG011B | None | Ind | Com-HiBay-PGE | Com-InHB-Ltg-LEDFixt | None | SWLG011_01_M002 | SWLG011_01_B001 | ExAnte2020 | Lighting Disposition | 6/12/2019 | LED HighBay luminaire rated from 5400 to < 6500 lumens and >= 110 LPW and < 130 LPW |  | Deem-WP | Proposed
PGE | LT516 | 1/1/2020 |  | SWLG011-01 | NR | UpDeemed | SWLG011C | None | Ind | Com-HiBay-PGE | Com-InHB-Ltg-LEDFixt | None | SWLG011_01_M003 | SWLG011_01_B001 | ExAnte2020 | Lighting Disposition | 6/12/2019 | LED HighBay luminaire rated from 6500 to < 7800 lumens and >= 110 LPW and < 130 LPW |  | Deem-WP | Proposed
PGE | LT517 | 1/1/2020 |  | SWLG011-01 | NR | UpDeemed | SWLG011D | None | Ind | Com-HiBay-PGE | Com-InHB-Ltg-LEDFixt | None | SWLG011_01_M004 | SWLG011_01_B001 | ExAnte2020 | Lighting Disposition | 6/12/2019 | LED HighBay luminaire rated from 7800 to < 9400 lumens and >= 110 LPW and < 130 LPW |  | Deem-WP | Proposed
PGE | LT518 | 1/1/2020 |  | SWLG011-01 | NR | UpDeemed | SWLG011E | None | Ind | Com-HiBay-PGE | Com-InHB-Ltg-LEDFixt | None | SWLG011_01_M005 | SWLG011_01_B001 | ExAnte2020 | Lighting Disposition | 6/12/2019 | LED HighBay luminaire rated from 9400 to < 11800 lumens and >= 110 LPW and < 130 LPW |  | Deem-WP | Proposed
PGE | LT519 | 1/1/2020 |  | SWLG011-01 | NR | UpDeemed | SWLG011F | None | Ind | Com-HiBay-PGE | Com-InHB-Ltg-LEDFixt | None | SWLG011_01_M006 | SWLG011_01_B001 | ExAnte2020 | Lighting Disposition | 6/12/2019 | LED HighBay luminaire rated from 11800 to < 14800 lumens and >= 110 LPW and < 130 LPW |  | Deem-WP | Proposed
PGE | LT520 | 1/1/2020 |  | SWLG011-01 | NR | UpDeemed | SWLG011G | None | Ind | Com-HiBay-PGE | Com-InHB-Ltg-LEDFixt | None | SWLG011_01_M007 | SWLG011_01_B001 | ExAnte2020 | Lighting Disposition | 6/12/2019 | LED HighBay luminaire rated from 14800 to < 18500 lumens and >= 120 LPW and < 130 LPW |  | Deem-WP | Proposed
PGE | LT521 | 1/1/2020 |  | SWLG011-01 | NR | UpDeemed | SWLG011H | None | Ind | Com-HiBay-PGE | Com-InHB-Ltg-LEDFixt | None | SWLG011_01_M008 | SWLG011_01_B001 | ExAnte2020 | Lighting Disposition | 6/12/2019 | LED HighBay luminaire rated from 18500 to < 23100 lumens and >= 120 LPW and < 130 LPW |  | Deem-WP | Proposed
PGE | LT522 | 1/1/2020 |  | SWLG011-01 | NR | UpDeemed | SWLG011I | None | Ind | Com-HiBay-PGE | Com-InHB-Ltg-LEDFixt | None | SWLG011_01_M009 | SWLG011_01_B001 | ExAnte2020 | Lighting Disposition | 6/12/2019 | LED HighBay luminaire rated from 23100 to < 30000 lumens and >= 125 LPW and < 135 LPW |  | Deem-WP | Proposed
PGE | LT523 | 1/1/2020 |  | SWLG011-01 | NR | UpDeemed | SWLG011J | None | Ind | Com-HiBay-PGE | Com-InHB-Ltg-LEDFixt | None | SWLG011_01_M010 | SWLG011_01_B001 | ExAnte2020 | Lighting Disposition | 6/12/2019 | LED HighBay luminaire rated from 30000 to < 39000 lumens and >= 125 LPW and < 135 LPW |  | Deem-WP | Proposed
PGE | LT524 | 1/1/2020 |  | SWLG011-01 | NR | UpDeemed | SWLG011K | None | Ind | Com-HiBay-PGE | Com-InHB-Ltg-LEDFixt | None | SWLG011_01_M011 | SWLG011_01_B001 | ExAnte2020 | Lighting Disposition | 6/12/2019 | LED HighBay luminaire rated from 39000 to < 50700 lumens and >= 125 LPW and < 135 LPW |  | Deem-WP | Proposed
PGE | LT525 | 1/1/2020 |  | SWLG011-01 | NR | UpDeemed | SWLG011L | None | Ind | Com-HiBay-PGE | Com-InHB-Ltg-LEDFixt | None | SWLG011_01_M012 | SWLG011_01_B001 | ExAnte2020 | Lighting Disposition | 6/12/2019 | LED HighBay luminaire rated from 50700 to < 65900 lumens and >= 125 LPW and < 135 LPW |  | Deem-WP | Proposed
PGE | LT526 | 1/1/2020 |  | SWLG011-01 | NR | UpDeemed | SWLG011M | None | Ind | Com-HiBay-PGE | Com-InHB-Ltg-LEDFixt | None | SWLG011_01_M013 | SWLG011_01_B001 | ExAnte2020 | Lighting Disposition | 6/12/2019 | LED HighBay luminaire rated from 4500 to < 5400 lumens and >= 130 LPW |  | Deem-WP | Proposed
PGE | LT527 | 1/1/2020 |  | SWLG011-01 | NR | UpDeemed | SWLG011N | None | Ind | Com-HiBay-PGE | Com-InHB-Ltg-LEDFixt | None | SWLG011_01_M014 | SWLG011_01_B001 | ExAnte2020 | Lighting Disposition | 6/12/2019 | LED HighBay luminaire rated from 5400 to < 6500 lumens and >= 130 LPW |  | Deem-WP | Proposed
PGE | LT528 | 1/1/2020 |  | SWLG011-01 | NR | UpDeemed | SWLG011O | None | Ind | Com-HiBay-PGE | Com-InHB-Ltg-LEDFixt | None | SWLG011_01_M015 | SWLG011_01_B001 | ExAnte2020 | Lighting Disposition | 6/12/2019 | LED HighBay luminaire rated from 6500 to < 7800 lumens and >= 130 LPW |  | Deem-WP | Proposed
PGE | LT529 | 1/1/2020 |  | SWLG011-01 | NR | UpDeemed | SWLG011P | None | Ind | Com-HiBay-PGE | Com-InHB-Ltg-LEDFixt | None | SWLG011_01_M016 | SWLG011_01_B001 | ExAnte2020 | Lighting Disposition | 6/12/2019 | LED HighBay luminaire rated from 7800 to < 9400 lumens and >= 130 LPW |  | Deem-WP | Proposed
PGE | LT530 | 1/1/2020 |  | SWLG011-01 | NR | UpDeemed | SWLG011Q | None | Ind | Com-HiBay-PGE | Com-InHB-Ltg-LEDFixt | None | SWLG011_01_M017 | SWLG011_01_B001 | ExAnte2020 | Lighting Disposition | 6/12/2019 | LED HighBay luminaire rated from 9400 to < 11800 lumens and >= 130 LPW |  | Deem-WP | Proposed
PGE | LT531 | 1/1/2020 |  | SWLG011-01 | NR | UpDeemed | SWLG011R | None | Ind | Com-HiBay-PGE | Com-InHB-Ltg-LEDFixt | None | SWLG011_01_M018 | SWLG011_01_B001 | ExAnte2020 | Lighting Disposition | 6/12/2019 | LED HighBay luminaire rated from 11800 to < 14800 lumens and >= 130 LPW |  | Deem-WP | Proposed
PGE | LT532 | 1/1/2020 |  | SWLG011-01 | NR | UpDeemed | SWLG011S | None | Ind | Com-HiBay-PGE | Com-InHB-Ltg-LEDFixt | None | SWLG011_01_M019 | SWLG011_01_B001 | ExAnte2020 | Lighting Disposition | 6/12/2019 | LED HighBay luminaire rated from 14800 to < 18500 lumens and >= 130 LPW |  | Deem-WP | Proposed
PGE | LT533 | 1/1/2020 |  | SWLG011-01 | NR | UpDeemed | SWLG011T | None | Ind | Com-HiBay-PGE | Com-InHB-Ltg-LEDFixt | None | SWLG011_01_M020 | SWLG011_01_B001 | ExAnte2020 | Lighting Disposition | 6/12/2019 | LED HighBay luminaire rated from 18500 to < 23100 lumens and >= 130 LPW |  | Deem-WP | Proposed
PGE | LT534 | 1/1/2020 |  | SWLG011-01 | NR | UpDeemed | SWLG011U | None | Ind | Com-HiBay-PGE | Com-InHB-Ltg-LEDFixt | None | SWLG011_01_M021 | SWLG011_01_B001 | ExAnte2020 | Lighting Disposition | 6/12/2019 | LED HighBay luminaire rated from 23100 to < 30000 lumens and >= 135 LPW |  | Deem-WP | Proposed
PGE | LT535 | 1/1/2020 |  | SWLG011-01 | NR | UpDeemed | SWLG011V | None | Ind | Com-HiBay-PGE | Com-InHB-Ltg-LEDFixt | None | SWLG011_01_M022 | SWLG011_01_B001 | ExAnte2020 | Lighting Disposition | 6/12/2019 | LED HighBay luminaire rated from 30000 to < 39000 lumens and >= 135 LPW |  | Deem-WP | Proposed
PGE | LT536 | 1/1/2020 |  | SWLG011-01 | NR | UpDeemed | SWLG011W | None | Ind | Com-HiBay-PGE | Com-InHB-Ltg-LEDFixt | None | SWLG011_01_M023 | SWLG011_01_B001 | ExAnte2020 | Lighting Disposition | 6/12/2019 | LED HighBay luminaire rated from 39000 to < 50700 lumens and >= 135 LPW |  | Deem-WP | Proposed
PGE | LT537 | 1/1/2020 |  | SWLG011-01 | NR | UpDeemed | SWLG011X | None | Ind | Com-HiBay-PGE | Com-InHB-Ltg-LEDFixt | None | SWLG011_01_M024 | SWLG011_01_B001 | ExAnte2020 | Lighting Disposition | 6/12/2019 | LED HighBay luminaire rated from 50700 to < 65900 lumens and >= 135 LPW |  | Deem-WP | Proposed
PGE | LT514 | 1/1/2020 |  | SWLG011-01 | NR | DnDeemed | SWLG011A | None | Ind | Com-HiBay-PGE | Com-InHB-Ltg-LEDFixt | None | SWLG011_01_M001 | SWLG011_01_B001 | ExAnte2020 | Lighting Disposition | 6/12/2019 | LED HighBay luminaire rated from 4500 to < 5400 lumens and >= 110 LPW and < 130 LPW |  | Deem-WP | Proposed
PGE | LT515 | 1/1/2020 |  | SWLG011-01 | NR | DnDeemed | SWLG011B | None | Ind | Com-HiBay-PGE | Com-InHB-Ltg-LEDFixt | None | SWLG011_01_M002 | SWLG011_01_B001 | ExAnte2020 | Lighting Disposition | 6/12/2019 | LED HighBay luminaire rated from 5400 to < 6500 lumens and >= 110 LPW and < 130 LPW |  | Deem-WP | Proposed
PGE | LT516 | 1/1/2020 |  | SWLG011-01 | NR | DnDeemed | SWLG011C | None | Ind | Com-HiBay-PGE | Com-InHB-Ltg-LEDFixt | None | SWLG011_01_M003 | SWLG011_01_B001 | ExAnte2020 | Lighting Disposition | 6/12/2019 | LED HighBay luminaire rated from 6500 to < 7800 lumens and >= 110 LPW and < 130 LPW |  | Deem-WP | Proposed
PGE | LT517 | 1/1/2020 |  | SWLG011-01 | NR | DnDeemed | SWLG011D | None | Ind | Com-HiBay-PGE | Com-InHB-Ltg-LEDFixt | None | SWLG011_01_M004 | SWLG011_01_B001 | ExAnte2020 | Lighting Disposition | 6/12/2019 | LED HighBay luminaire rated from 7800 to < 9400 lumens and >= 110 LPW and < 130 LPW |  | Deem-WP | Proposed
PGE | LT518 | 1/1/2020 |  | SWLG011-01 | NR | DnDeemed | SWLG011E | None | Ind | Com-HiBay-PGE | Com-InHB-Ltg-LEDFixt | None | SWLG011_01_M005 | SWLG011_01_B001 | ExAnte2020 | Lighting Disposition | 6/12/2019 | LED HighBay luminaire rated from 9400 to < 11800 lumens and >= 110 LPW and < 130 LPW |  | Deem-WP | Proposed
PGE | LT519 | 1/1/2020 |  | SWLG011-01 | NR | DnDeemed | SWLG011F | None | Ind | Com-HiBay-PGE | Com-InHB-Ltg-LEDFixt | None | SWLG011_01_M006 | SWLG011_01_B001 | ExAnte2020 | Lighting Disposition | 6/12/2019 | LED HighBay luminaire rated from 11800 to < 14800 lumens and >= 110 LPW and < 130 LPW |  | Deem-WP | Proposed
PGE | LT520 | 1/1/2020 |  | SWLG011-01 | NR | DnDeemed | SWLG011G | None | Ind | Com-HiBay-PGE | Com-InHB-Ltg-LEDFixt | None | SWLG011_01_M007 | SWLG011_01_B001 | ExAnte2020 | Lighting Disposition | 6/12/2019 | LED HighBay luminaire rated from 14800 to < 18500 lumens and >= 120 LPW and < 130 LPW |  | Deem-WP | Proposed
PGE | LT521 | 1/1/2020 |  | SWLG011-01 | NR | DnDeemed | SWLG011H | None | Ind | Com-HiBay-PGE | Com-InHB-Ltg-LEDFixt | None | SWLG011_01_M008 | SWLG011_01_B001 | ExAnte2020 | Lighting Disposition | 6/12/2019 | LED HighBay luminaire rated from 18500 to < 23100 lumens and >= 120 LPW and < 130 LPW |  | Deem-WP | Proposed
PGE | LT522 | 1/1/2020 |  | SWLG011-01 | NR | DnDeemed | SWLG011I | None | Ind | Com-HiBay-PGE | Com-InHB-Ltg-LEDFixt | None | SWLG011_01_M009 | SWLG011_01_B001 | ExAnte2020 | Lighting Disposition | 6/12/2019 | LED HighBay luminaire rated from 23100 to < 30000 lumens and >= 125 LPW and < 135 LPW |  | Deem-WP | Proposed
PGE | LT523 | 1/1/2020 |  | SWLG011-01 | NR | DnDeemed | SWLG011J | None | Ind | Com-HiBay-PGE | Com-InHB-Ltg-LEDFixt | None | SWLG011_01_M010 | SWLG011_01_B001 | ExAnte2020 | Lighting Disposition | 6/12/2019 | LED HighBay luminaire rated from 30000 to < 39000 lumens and >= 125 LPW and < 135 LPW |  | Deem-WP | Proposed
PGE | LT524 | 1/1/2020 |  | SWLG011-01 | NR | DnDeemed | SWLG011K | None | Ind | Com-HiBay-PGE | Com-InHB-Ltg-LEDFixt | None | SWLG011_01_M011 | SWLG011_01_B001 | ExAnte2020 | Lighting Disposition | 6/12/2019 | LED HighBay luminaire rated from 39000 to < 50700 lumens and >= 125 LPW and < 135 LPW |  | Deem-WP | Proposed
PGE | LT525 | 1/1/2020 |  | SWLG011-01 | NR | DnDeemed | SWLG011L | None | Ind | Com-HiBay-PGE | Com-InHB-Ltg-LEDFixt | None | SWLG011_01_M012 | SWLG011_01_B001 | ExAnte2020 | Lighting Disposition | 6/12/2019 | LED HighBay luminaire rated from 50700 to < 65900 lumens and >= 125 LPW and < 135 LPW |  | Deem-WP | Proposed
PGE | LT526 | 1/1/2020 |  | SWLG011-01 | NR | DnDeemed | SWLG011M | None | Ind | Com-HiBay-PGE | Com-InHB-Ltg-LEDFixt | None | SWLG011_01_M013 | SWLG011_01_B001 | ExAnte2020 | Lighting Disposition | 6/12/2019 | LED HighBay luminaire rated from 4500 to < 5400 lumens and >= 130 LPW |  | Deem-WP | Proposed
PGE | LT527 | 1/1/2020 |  | SWLG011-01 | NR | DnDeemed | SWLG011N | None | Ind | Com-HiBay-PGE | Com-InHB-Ltg-LEDFixt | None | SWLG011_01_M014 | SWLG011_01_B001 | ExAnte2020 | Lighting Disposition | 6/12/2019 | LED HighBay luminaire rated from 5400 to < 6500 lumens and >= 130 LPW |  | Deem-WP | Proposed
PGE | LT528 | 1/1/2020 |  | SWLG011-01 | NR | DnDeemed | SWLG011O | None | Ind | Com-HiBay-PGE | Com-InHB-Ltg-LEDFixt | None | SWLG011_01_M015 | SWLG011_01_B001 | ExAnte2020 | Lighting Disposition | 6/12/2019 | LED HighBay luminaire rated from 6500 to < 7800 lumens and >= 130 LPW |  | Deem-WP | Proposed
PGE | LT529 | 1/1/2020 |  | SWLG011-01 | NR | DnDeemed | SWLG011P | None | Ind | Com-HiBay-PGE | Com-InHB-Ltg-LEDFixt | None | SWLG011_01_M016 | SWLG011_01_B001 | ExAnte2020 | Lighting Disposition | 6/12/2019 | LED HighBay luminaire rated from 7800 to < 9400 lumens and >= 130 LPW |  | Deem-WP | Proposed
PGE | LT530 | 1/1/2020 |  | SWLG011-01 | NR | DnDeemed | SWLG011Q | None | Ind | Com-HiBay-PGE | Com-InHB-Ltg-LEDFixt | None | SWLG011_01_M017 | SWLG011_01_B001 | ExAnte2020 | Lighting Disposition | 6/12/2019 | LED HighBay luminaire rated from 9400 to < 11800 lumens and >= 130 LPW |  | Deem-WP | Proposed
PGE | LT531 | 1/1/2020 |  | SWLG011-01 | NR | DnDeemed | SWLG011R | None | Ind | Com-HiBay-PGE | Com-InHB-Ltg-LEDFixt | None | SWLG011_01_M018 | SWLG011_01_B001 | ExAnte2020 | Lighting Disposition | 6/12/2019 | LED HighBay luminaire rated from 11800 to < 14800 lumens and >= 130 LPW |  | Deem-WP | Proposed
PGE | LT532 | 1/1/2020 |  | SWLG011-01 | NR | DnDeemed | SWLG011S | None | Ind | Com-HiBay-PGE | Com-InHB-Ltg-LEDFixt | None | SWLG011_01_M019 | SWLG011_01_B001 | ExAnte2020 | Lighting Disposition | 6/12/2019 | LED HighBay luminaire rated from 14800 to < 18500 lumens and >= 130 LPW |  | Deem-WP | Proposed
PGE | LT533 | 1/1/2020 |  | SWLG011-01 | NR | DnDeemed | SWLG011T | None | Ind | Com-HiBay-PGE | Com-InHB-Ltg-LEDFixt | None | SWLG011_01_M020 | SWLG011_01_B001 | ExAnte2020 | Lighting Disposition | 6/12/2019 | LED HighBay luminaire rated from 18500 to < 23100 lumens and >= 130 LPW |  | Deem-WP | Proposed
PGE | LT534 | 1/1/2020 |  | SWLG011-01 | NR | DnDeemed | SWLG011U | None | Ind | Com-HiBay-PGE | Com-InHB-Ltg-LEDFixt | None | SWLG011_01_M021 | SWLG011_01_B001 | ExAnte2020 | Lighting Disposition | 6/12/2019 | LED HighBay luminaire rated from 23100 to < 30000 lumens and >= 135 LPW |  | Deem-WP | Proposed
PGE | LT535 | 1/1/2020 |  | SWLG011-01 | NR | DnDeemed | SWLG011V | None | Ind | Com-HiBay-PGE | Com-InHB-Ltg-LEDFixt | None | SWLG011_01_M022 | SWLG011_01_B001 | ExAnte2020 | Lighting Disposition | 6/12/2019 | LED HighBay luminaire rated from 30000 to < 39000 lumens and >= 135 LPW |  | Deem-WP | Proposed
PGE | LT536 | 1/1/2020 |  | SWLG011-01 | NR | DnDeemed | SWLG011W | None | Ind | Com-HiBay-PGE | Com-InHB-Ltg-LEDFixt | None | SWLG011_01_M023 | SWLG011_01_B001 | ExAnte2020 | Lighting Disposition | 6/12/2019 | LED HighBay luminaire rated from 39000 to < 50700 lumens and >= 135 LPW |  | Deem-WP | Proposed
PGE | LT537 | 1/1/2020 |  | SWLG011-01 | NR | DnDeemed | SWLG011X | None | Ind | Com-HiBay-PGE | Com-InHB-Ltg-LEDFixt | None | SWLG011_01_M024 | SWLG011_01_B001 | ExAnte2020 | Lighting Disposition | 6/12/2019 | LED HighBay luminaire rated from 50700 to < 65900 lumens and >= 135 LPW |  | Deem-WP | Proposed
PGE | LT514 | 1/1/2020 |  | SWLG011-01 | NR | DnDeemDI | SWLG011A | None | Ind | Com-HiBay-PGE | Com-InHB-Ltg-LEDFixt | None | SWLG011_01_M001 | SWLG011_01_B001 | ExAnte2020 | Lighting Disposition | 6/12/2019 | LED HighBay luminaire rated from 4500 to < 5400 lumens and >= 110 LPW and < 130 LPW |  | Deem-WP | Proposed
PGE | LT515 | 1/1/2020 |  | SWLG011-01 | NR | DnDeemDI | SWLG011B | None | Ind | Com-HiBay-PGE | Com-InHB-Ltg-LEDFixt | None | SWLG011_01_M002 | SWLG011_01_B001 | ExAnte2020 | Lighting Disposition | 6/12/2019 | LED HighBay luminaire rated from 5400 to < 6500 lumens and >= 110 LPW and < 130 LPW |  | Deem-WP | Proposed
PGE | LT516 | 1/1/2020 |  | SWLG011-01 | NR | DnDeemDI | SWLG011C | None | Ind | Com-HiBay-PGE | Com-InHB-Ltg-LEDFixt | None | SWLG011_01_M003 | SWLG011_01_B001 | ExAnte2020 | Lighting Disposition | 6/12/2019 | LED HighBay luminaire rated from 6500 to < 7800 lumens and >= 110 LPW and < 130 LPW |  | Deem-WP | Proposed
PGE | LT517 | 1/1/2020 |  | SWLG011-01 | NR | DnDeemDI | SWLG011D | None | Ind | Com-HiBay-PGE | Com-InHB-Ltg-LEDFixt | None | SWLG011_01_M004 | SWLG011_01_B001 | ExAnte2020 | Lighting Disposition | 6/12/2019 | LED HighBay luminaire rated from 7800 to < 9400 lumens and >= 110 LPW and < 130 LPW |  | Deem-WP | Proposed
PGE | LT518 | 1/1/2020 |  | SWLG011-01 | NR | DnDeemDI | SWLG011E | None | Ind | Com-HiBay-PGE | Com-InHB-Ltg-LEDFixt | None | SWLG011_01_M005 | SWLG011_01_B001 | ExAnte2020 | Lighting Disposition | 6/12/2019 | LED HighBay luminaire rated from 9400 to < 11800 lumens and >= 110 LPW and < 130 LPW |  | Deem-WP | Proposed
PGE | LT519 | 1/1/2020 |  | SWLG011-01 | NR | DnDeemDI | SWLG011F | None | Ind | Com-HiBay-PGE | Com-InHB-Ltg-LEDFixt | None | SWLG011_01_M006 | SWLG011_01_B001 | ExAnte2020 | Lighting Disposition | 6/12/2019 | LED HighBay luminaire rated from 11800 to < 14800 lumens and >= 110 LPW and < 130 LPW |  | Deem-WP | Proposed
PGE | LT520 | 1/1/2020 |  | SWLG011-01 | NR | DnDeemDI | SWLG011G | None | Ind | Com-HiBay-PGE | Com-InHB-Ltg-LEDFixt | None | SWLG011_01_M007 | SWLG011_01_B001 | ExAnte2020 | Lighting Disposition | 6/12/2019 | LED HighBay luminaire rated from 14800 to < 18500 lumens and >= 120 LPW and < 130 LPW |  | Deem-WP | Proposed
PGE | LT521 | 1/1/2020 |  | SWLG011-01 | NR | DnDeemDI | SWLG011H | None | Ind | Com-HiBay-PGE | Com-InHB-Ltg-LEDFixt | None | SWLG011_01_M008 | SWLG011_01_B001 | ExAnte2020 | Lighting Disposition | 6/12/2019 | LED HighBay luminaire rated from 18500 to < 23100 lumens and >= 120 LPW and < 130 LPW |  | Deem-WP | Proposed
PGE | LT522 | 1/1/2020 |  | SWLG011-01 | NR | DnDeemDI | SWLG011I | None | Ind | Com-HiBay-PGE | Com-InHB-Ltg-LEDFixt | None | SWLG011_01_M009 | SWLG011_01_B001 | ExAnte2020 | Lighting Disposition | 6/12/2019 | LED HighBay luminaire rated from 23100 to < 30000 lumens and >= 125 LPW and < 135 LPW |  | Deem-WP | Proposed
PGE | LT523 | 1/1/2020 |  | SWLG011-01 | NR | DnDeemDI | SWLG011J | None | Ind | Com-HiBay-PGE | Com-InHB-Ltg-LEDFixt | None | SWLG011_01_M010 | SWLG011_01_B001 | ExAnte2020 | Lighting Disposition | 6/12/2019 | LED HighBay luminaire rated from 30000 to < 39000 lumens and >= 125 LPW and < 135 LPW |  | Deem-WP | Proposed
PGE | LT524 | 1/1/2020 |  | SWLG011-01 | NR | DnDeemDI | SWLG011K | None | Ind | Com-HiBay-PGE | Com-InHB-Ltg-LEDFixt | None | SWLG011_01_M011 | SWLG011_01_B001 | ExAnte2020 | Lighting Disposition | 6/12/2019 | LED HighBay luminaire rated from 39000 to < 50700 lumens and >= 125 LPW and < 135 LPW |  | Deem-WP | Proposed
PGE | LT525 | 1/1/2020 |  | SWLG011-01 | NR | DnDeemDI | SWLG011L | None | Ind | Com-HiBay-PGE | Com-InHB-Ltg-LEDFixt | None | SWLG011_01_M012 | SWLG011_01_B001 | ExAnte2020 | Lighting Disposition | 6/12/2019 | LED HighBay luminaire rated from 50700 to < 65900 lumens and >= 125 LPW and < 135 LPW |  | Deem-WP | Proposed
PGE | LT526 | 1/1/2020 |  | SWLG011-01 | NR | DnDeemDI | SWLG011M | None | Ind | Com-HiBay-PGE | Com-InHB-Ltg-LEDFixt | None | SWLG011_01_M013 | SWLG011_01_B001 | ExAnte2020 | Lighting Disposition | 6/12/2019 | LED HighBay luminaire rated from 4500 to < 5400 lumens and >= 130 LPW |  | Deem-WP | Proposed
PGE | LT527 | 1/1/2020 |  | SWLG011-01 | NR | DnDeemDI | SWLG011N | None | Ind | Com-HiBay-PGE | Com-InHB-Ltg-LEDFixt | None | SWLG011_01_M014 | SWLG011_01_B001 | ExAnte2020 | Lighting Disposition | 6/12/2019 | LED HighBay luminaire rated from 5400 to < 6500 lumens and >= 130 LPW |  | Deem-WP | Proposed
PGE | LT528 | 1/1/2020 |  | SWLG011-01 | NR | DnDeemDI | SWLG011O | None | Ind | Com-HiBay-PGE | Com-InHB-Ltg-LEDFixt | None | SWLG011_01_M015 | SWLG011_01_B001 | ExAnte2020 | Lighting Disposition | 6/12/2019 | LED HighBay luminaire rated from 6500 to < 7800 lumens and >= 130 LPW |  | Deem-WP | Proposed
PGE | LT529 | 1/1/2020 |  | SWLG011-01 | NR | DnDeemDI | SWLG011P | None | Ind | Com-HiBay-PGE | Com-InHB-Ltg-LEDFixt | None | SWLG011_01_M016 | SWLG011_01_B001 | ExAnte2020 | Lighting Disposition | 6/12/2019 | LED HighBay luminaire rated from 7800 to < 9400 lumens and >= 130 LPW |  | Deem-WP | Proposed
PGE | LT530 | 1/1/2020 |  | SWLG011-01 | NR | DnDeemDI | SWLG011Q | None | Ind | Com-HiBay-PGE | Com-InHB-Ltg-LEDFixt | None | SWLG011_01_M017 | SWLG011_01_B001 | ExAnte2020 | Lighting Disposition | 6/12/2019 | LED HighBay luminaire rated from 9400 to < 11800 lumens and >= 130 LPW |  | Deem-WP | Proposed
PGE | LT531 | 1/1/2020 |  | SWLG011-01 | NR | DnDeemDI | SWLG011R | None | Ind | Com-HiBay-PGE | Com-InHB-Ltg-LEDFixt | None | SWLG011_01_M018 | SWLG011_01_B001 | ExAnte2020 | Lighting Disposition | 6/12/2019 | LED HighBay luminaire rated from 11800 to < 14800 lumens and >= 130 LPW |  | Deem-WP | Proposed
PGE | LT532 | 1/1/2020 |  | SWLG011-01 | NR | DnDeemDI | SWLG011S | None | Ind | Com-HiBay-PGE | Com-InHB-Ltg-LEDFixt | None | SWLG011_01_M019 | SWLG011_01_B001 | ExAnte2020 | Lighting Disposition | 6/12/2019 | LED HighBay luminaire rated from 14800 to < 18500 lumens and >= 130 LPW |  | Deem-WP | Proposed
PGE | LT533 | 1/1/2020 |  | SWLG011-01 | NR | DnDeemDI | SWLG011T | None | Ind | Com-HiBay-PGE | Com-InHB-Ltg-LEDFixt | None | SWLG011_01_M020 | SWLG011_01_B001 | ExAnte2020 | Lighting Disposition | 6/12/2019 | LED HighBay luminaire rated from 18500 to < 23100 lumens and >= 130 LPW |  | Deem-WP | Proposed
PGE | LT534 | 1/1/2020 |  | SWLG011-01 | NR | DnDeemDI | SWLG011U | None | Ind | Com-HiBay-PGE | Com-InHB-Ltg-LEDFixt | None | SWLG011_01_M021 | SWLG011_01_B001 | ExAnte2020 | Lighting Disposition | 6/12/2019 | LED HighBay luminaire rated from 23100 to < 30000 lumens and >= 135 LPW |  | Deem-WP | Proposed
PGE | LT535 | 1/1/2020 |  | SWLG011-01 | NR | DnDeemDI | SWLG011V | None | Ind | Com-HiBay-PGE | Com-InHB-Ltg-LEDFixt | None | SWLG011_01_M022 | SWLG011_01_B001 | ExAnte2020 | Lighting Disposition | 6/12/2019 | LED HighBay luminaire rated from 30000 to < 39000 lumens and >= 135 LPW |  | Deem-WP | Proposed
PGE | LT536 | 1/1/2020 |  | SWLG011-01 | NR | DnDeemDI | SWLG011W | None | Ind | Com-HiBay-PGE | Com-InHB-Ltg-LEDFixt | None | SWLG011_01_M023 | SWLG011_01_B001 | ExAnte2020 | Lighting Disposition | 6/12/2019 | LED HighBay luminaire rated from 39000 to < 50700 lumens and >= 135 LPW |  | Deem-WP | Proposed
PGE | LT537 | 1/1/2020 |  | SWLG011-01 | NR | DnDeemDI | SWLG011X | None | Ind | Com-HiBay-PGE | Com-InHB-Ltg-LEDFixt | None | SWLG011_01_M024 | SWLG011_01_B001 | ExAnte2020 | Lighting Disposition | 6/12/2019 | LED HighBay luminaire rated from 50700 to < 65900 lumens and >= 135 LPW |  | Deem-WP | Proposed
SCE | LT-21210NonResAnyUpSUSI | 1/1/2020 |  | SWLG011-01 | NR | UpDeemed | SWLG011A | None | Com | Com-HiBay-SCE | Com-InHB-Ltg-LEDFixt | None | SWLG011_01_M001 | SWLG011_01_B001 | ExAnte2020 | Lighting Disposition | 6/12/2019 | LED HighBay luminaire rated from 4500 to < 5400 lumens and >= 110 LPW and < 130 LPW |  | Deem-WP | Proposed
SCE | LT-21211NonResAnyUpSUSI | 1/1/2020 |  | SWLG011-01 | NR | UpDeemed | SWLG011B | None | Com | Com-HiBay-SCE | Com-InHB-Ltg-LEDFixt | None | SWLG011_01_M002 | SWLG011_01_B001 | ExAnte2020 | Lighting Disposition | 6/12/2019 | LED HighBay luminaire rated from 5400 to < 6500 lumens and >= 110 LPW and < 130 LPW |  | Deem-WP | Proposed
SCE | LT-21213NonResAnyUpSUSI | 1/1/2020 |  | SWLG011-01 | NR | UpDeemed | SWLG011C | None | Com | Com-HiBay-SCE | Com-InHB-Ltg-LEDFixt | None | SWLG011_01_M003 | SWLG011_01_B001 | ExAnte2020 | Lighting Disposition | 6/12/2019 | LED HighBay luminaire rated from 6500 to < 7800 lumens and >= 110 LPW and < 130 LPW |  | Deem-WP | Proposed
SCE | LT-21214NonResAnyUpSUSI | 1/1/2020 |  | SWLG011-01 | NR | UpDeemed | SWLG011D | None | Com | Com-HiBay-SCE | Com-InHB-Ltg-LEDFixt | None | SWLG011_01_M004 | SWLG011_01_B001 | ExAnte2020 | Lighting Disposition | 6/12/2019 | LED HighBay luminaire rated from 7800 to < 9400 lumens and >= 110 LPW and < 130 LPW |  | Deem-WP | Proposed
SCE | LT-21215NonResAnyUpSUSI | 1/1/2020 |  | SWLG011-01 | NR | UpDeemed | SWLG011E | None | Com | Com-HiBay-SCE | Com-InHB-Ltg-LEDFixt | None | SWLG011_01_M005 | SWLG011_01_B001 | ExAnte2020 | Lighting Disposition | 6/12/2019 | LED HighBay luminaire rated from 9400 to < 11800 lumens and >= 110 LPW and < 130 LPW |  | Deem-WP | Proposed
SCE | LT-21216NonResAnyUpSUSI | 1/1/2020 |  | SWLG011-01 | NR | UpDeemed | SWLG011F | None | Com | Com-HiBay-SCE | Com-InHB-Ltg-LEDFixt | None | SWLG011_01_M006 | SWLG011_01_B001 | ExAnte2020 | Lighting Disposition | 6/12/2019 | LED HighBay luminaire rated from 11800 to < 14800 lumens and >= 110 LPW and < 130 LPW |  | Deem-WP | Proposed
SCE | LT-21217NonResAnyUpSUSI | 1/1/2020 |  | SWLG011-01 | NR | UpDeemed | SWLG011G | None | Com | Com-HiBay-SCE | Com-InHB-Ltg-LEDFixt | None | SWLG011_01_M007 | SWLG011_01_B001 | ExAnte2020 | Lighting Disposition | 6/12/2019 | LED HighBay luminaire rated from 14800 to < 18500 lumens and >= 120 LPW and < 130 LPW |  | Deem-WP | Proposed
SCE | LT-21218NonResAnyUpSUSI | 1/1/2020 |  | SWLG011-01 | NR | UpDeemed | SWLG011H | None | Com | Com-HiBay-SCE | Com-InHB-Ltg-LEDFixt | None | SWLG011_01_M008 | SWLG011_01_B001 | ExAnte2020 | Lighting Disposition | 6/12/2019 | LED HighBay luminaire rated from 18500 to < 23100 lumens and >= 120 LPW and < 130 LPW |  | Deem-WP | Proposed
SCE | LT-21219NonResAnyUpSUSI | 1/1/2020 |  | SWLG011-01 | NR | UpDeemed | SWLG011I | None | Com | Com-HiBay-SCE | Com-InHB-Ltg-LEDFixt | None | SWLG011_01_M009 | SWLG011_01_B001 | ExAnte2020 | Lighting Disposition | 6/12/2019 | LED HighBay luminaire rated from 23100 to < 30000 lumens and >= 125 LPW and < 135 LPW |  | Deem-WP | Proposed
SCE | LT-21220NonResAnyUpSUSI | 1/1/2020 |  | SWLG011-01 | NR | UpDeemed | SWLG011J | None | Com | Com-HiBay-SCE | Com-InHB-Ltg-LEDFixt | None | SWLG011_01_M010 | SWLG011_01_B001 | ExAnte2020 | Lighting Disposition | 6/12/2019 | LED HighBay luminaire rated from 30000 to < 39000 lumens and >= 125 LPW and < 135 LPW |  | Deem-WP | Proposed
SCE | LT-21221NonResAnyUpSUSI | 1/1/2020 |  | SWLG011-01 | NR | UpDeemed | SWLG011K | None | Com | Com-HiBay-SCE | Com-InHB-Ltg-LEDFixt | None | SWLG011_01_M011 | SWLG011_01_B001 | ExAnte2020 | Lighting Disposition | 6/12/2019 | LED HighBay luminaire rated from 39000 to < 50700 lumens and >= 125 LPW and < 135 LPW |  | Deem-WP | Proposed
SCE | LT-21222NonResAnyUpSUSI | 1/1/2020 |  | SWLG011-01 | NR | UpDeemed | SWLG011L | None | Com | Com-HiBay-SCE | Com-InHB-Ltg-LEDFixt | None | SWLG011_01_M012 | SWLG011_01_B001 | ExAnte2020 | Lighting Disposition | 6/12/2019 | LED HighBay luminaire rated from 50700 to < 65900 lumens and >= 125 LPW and < 135 LPW |  | Deem-WP | Proposed
SCE | LT-21223NonResAnyUpSUSI | 1/1/2020 |  | SWLG011-01 | NR | UpDeemed | SWLG011M | None | Com | Com-HiBay-SCE | Com-InHB-Ltg-LEDFixt | None | SWLG011_01_M013 | SWLG011_01_B001 | ExAnte2020 | Lighting Disposition | 6/12/2019 | LED HighBay luminaire rated from 4500 to < 5400 lumens and >= 130 LPW |  | Deem-WP | Proposed
SCE | LT-21224NonResAnyUpSUSI | 1/1/2020 |  | SWLG011-01 | NR | UpDeemed | SWLG011N | None | Com | Com-HiBay-SCE | Com-InHB-Ltg-LEDFixt | None | SWLG011_01_M014 | SWLG011_01_B001 | ExAnte2020 | Lighting Disposition | 6/12/2019 | LED HighBay luminaire rated from 5400 to < 6500 lumens and >= 130 LPW |  | Deem-WP | Proposed
SCE | LT-21225NonResAnyUpSUSI | 1/1/2020 |  | SWLG011-01 | NR | UpDeemed | SWLG011O | None | Com | Com-HiBay-SCE | Com-InHB-Ltg-LEDFixt | None | SWLG011_01_M015 | SWLG011_01_B001 | ExAnte2020 | Lighting Disposition | 6/12/2019 | LED HighBay luminaire rated from 6500 to < 7800 lumens and >= 130 LPW |  | Deem-WP | Proposed
SCE | LT-21226NonResAnyUpSUSI | 1/1/2020 |  | SWLG011-01 | NR | UpDeemed | SWLG011P | None | Com | Com-HiBay-SCE | Com-InHB-Ltg-LEDFixt | None | SWLG011_01_M016 | SWLG011_01_B001 | ExAnte2020 | Lighting Disposition | 6/12/2019 | LED HighBay luminaire rated from 7800 to < 9400 lumens and >= 130 LPW |  | Deem-WP | Proposed
SCE | LT-21227NonResAnyUpSUSI | 1/1/2020 |  | SWLG011-01 | NR | UpDeemed | SWLG011Q | None | Com | Com-HiBay-SCE | Com-InHB-Ltg-LEDFixt | None | SWLG011_01_M017 | SWLG011_01_B001 | ExAnte2020 | Lighting Disposition | 6/12/2019 | LED HighBay luminaire rated from 9400 to < 11800 lumens and >= 130 LPW |  | Deem-WP | Proposed
SCE | LT-21228NonResAnyUpSUSI | 1/1/2020 |  | SWLG011-01 | NR | UpDeemed | SWLG011R | None | Com | Com-HiBay-SCE | Com-InHB-Ltg-LEDFixt | None | SWLG011_01_M018 | SWLG011_01_B001 | ExAnte2020 | Lighting Disposition | 6/12/2019 | LED HighBay luminaire rated from 11800 to < 14800 lumens and >= 130 LPW |  | Deem-WP | Proposed
SCE | LT-21229NonResAnyUpSUSI | 1/1/2020 |  | SWLG011-01 | NR | UpDeemed | SWLG011S | None | Com | Com-HiBay-SCE | Com-InHB-Ltg-LEDFixt | None | SWLG011_01_M019 | SWLG011_01_B001 | ExAnte2020 | Lighting Disposition | 6/12/2019 | LED HighBay luminaire rated from 14800 to < 18500 lumens and >= 130 LPW |  | Deem-WP | Proposed
SCE | LT-21230NonResAnyUpSUSI | 1/1/2020 |  | SWLG011-01 | NR | UpDeemed | SWLG011T | None | Com | Com-HiBay-SCE | Com-InHB-Ltg-LEDFixt | None | SWLG011_01_M020 | SWLG011_01_B001 | ExAnte2020 | Lighting Disposition | 6/12/2019 | LED HighBay luminaire rated from 18500 to < 23100 lumens and >= 130 LPW |  | Deem-WP | Proposed
SCE | LT-21231NonResAnyUpSUSI | 1/1/2020 |  | SWLG011-01 | NR | UpDeemed | SWLG011U | None | Com | Com-HiBay-SCE | Com-InHB-Ltg-LEDFixt | None | SWLG011_01_M021 | SWLG011_01_B001 | ExAnte2020 | Lighting Disposition | 6/12/2019 | LED HighBay luminaire rated from 23100 to < 30000 lumens and >= 135 LPW |  | Deem-WP | Proposed
SCE | LT-21232NonResAnyUpSUSI | 1/1/2020 |  | SWLG011-01 | NR | UpDeemed | SWLG011V | None | Com | Com-HiBay-SCE | Com-InHB-Ltg-LEDFixt | None | SWLG011_01_M022 | SWLG011_01_B001 | ExAnte2020 | Lighting Disposition | 6/12/2019 | LED HighBay luminaire rated from 30000 to < 39000 lumens and >= 135 LPW |  | Deem-WP | Proposed
SCE | LT-21233NonResAnyUpSUSI | 1/1/2020 |  | SWLG011-01 | NR | UpDeemed | SWLG011W | None | Com | Com-HiBay-SCE | Com-InHB-Ltg-LEDFixt | None | SWLG011_01_M023 | SWLG011_01_B001 | ExAnte2020 | Lighting Disposition | 6/12/2019 | LED HighBay luminaire rated from 39000 to < 50700 lumens and >= 135 LPW |  | Deem-WP | Proposed
SCE | LT-21234NonResAnyUpSUSI | 1/1/2020 |  | SWLG011-01 | NR | UpDeemed | SWLG011X | None | Com | Com-HiBay-SCE | Com-InHB-Ltg-LEDFixt | None | SWLG011_01_M024 | SWLG011_01_B001 | ExAnte2020 | Lighting Disposition | 6/12/2019 | LED HighBay luminaire rated from 50700 to < 65900 lumens and >= 135 LPW |  | Deem-WP | Proposed
SCE | LT-21210NonResAnyFiSDwSD | 1/1/2020 |  | SWLG011-01 | NR | DnDeemed | SWLG011A | None | Com | Com-HiBay-SCE | Com-InHB-Ltg-LEDFixt | None | SWLG011_01_M001 | SWLG011_01_B001 | ExAnte2020 | Lighting Disposition | 6/12/2019 | LED HighBay luminaire rated from 4500 to < 5400 lumens and >= 110 LPW and < 130 LPW |  | Deem-WP | Proposed
SCE | LT-21211NonResAnyFiSDwSD | 1/1/2020 |  | SWLG011-01 | NR | DnDeemed | SWLG011B | None | Com | Com-HiBay-SCE | Com-InHB-Ltg-LEDFixt | None | SWLG011_01_M002 | SWLG011_01_B001 | ExAnte2020 | Lighting Disposition | 6/12/2019 | LED HighBay luminaire rated from 5400 to < 6500 lumens and >= 110 LPW and < 130 LPW |  | Deem-WP | Proposed
SCE | LT-21213NonResAnyFiSDwSD | 1/1/2020 |  | SWLG011-01 | NR | DnDeemed | SWLG011C | None | Com | Com-HiBay-SCE | Com-InHB-Ltg-LEDFixt | None | SWLG011_01_M003 | SWLG011_01_B001 | ExAnte2020 | Lighting Disposition | 6/12/2019 | LED HighBay luminaire rated from 6500 to < 7800 lumens and >= 110 LPW and < 130 LPW |  | Deem-WP | Proposed
SCE | LT-21214NonResAnyFiSDwSD | 1/1/2020 |  | SWLG011-01 | NR | DnDeemed | SWLG011D | None | Com | Com-HiBay-SCE | Com-InHB-Ltg-LEDFixt | None | SWLG011_01_M004 | SWLG011_01_B001 | ExAnte2020 | Lighting Disposition | 6/12/2019 | LED HighBay luminaire rated from 7800 to < 9400 lumens and >= 110 LPW and < 130 LPW |  | Deem-WP | Proposed
SCE | LT-21215NonResAnyFiSDwSD | 1/1/2020 |  | SWLG011-01 | NR | DnDeemed | SWLG011E | None | Com | Com-HiBay-SCE | Com-InHB-Ltg-LEDFixt | None | SWLG011_01_M005 | SWLG011_01_B001 | ExAnte2020 | Lighting Disposition | 6/12/2019 | LED HighBay luminaire rated from 9400 to < 11800 lumens and >= 110 LPW and < 130 LPW |  | Deem-WP | Proposed
SCE | LT-21216NonResAnyFiSDwSD | 1/1/2020 |  | SWLG011-01 | NR | DnDeemed | SWLG011F | None | Com | Com-HiBay-SCE | Com-InHB-Ltg-LEDFixt | None | SWLG011_01_M006 | SWLG011_01_B001 | ExAnte2020 | Lighting Disposition | 6/12/2019 | LED HighBay luminaire rated from 11800 to < 14800 lumens and >= 110 LPW and < 130 LPW |  | Deem-WP | Proposed
SCE | LT-21217NonResAnyFiSDwSD | 1/1/2020 |  | SWLG011-01 | NR | DnDeemed | SWLG011G | None | Com | Com-HiBay-SCE | Com-InHB-Ltg-LEDFixt | None | SWLG011_01_M007 | SWLG011_01_B001 | ExAnte2020 | Lighting Disposition | 6/12/2019 | LED HighBay luminaire rated from 14800 to < 18500 lumens and >= 120 LPW and < 130 LPW |  | Deem-WP | Proposed
SCE | LT-21218NonResAnyFiSDwSD | 1/1/2020 |  | SWLG011-01 | NR | DnDeemed | SWLG011H | None | Com | Com-HiBay-SCE | Com-InHB-Ltg-LEDFixt | None | SWLG011_01_M008 | SWLG011_01_B001 | ExAnte2020 | Lighting Disposition | 6/12/2019 | LED HighBay luminaire rated from 18500 to < 23100 lumens and >= 120 LPW and < 130 LPW |  | Deem-WP | Proposed
SCE | LT-21219NonResAnyFiSDwSD | 1/1/2020 |  | SWLG011-01 | NR | DnDeemed | SWLG011I | None | Com | Com-HiBay-SCE | Com-InHB-Ltg-LEDFixt | None | SWLG011_01_M009 | SWLG011_01_B001 | ExAnte2020 | Lighting Disposition | 6/12/2019 | LED HighBay luminaire rated from 23100 to < 30000 lumens and >= 125 LPW and < 135 LPW |  | Deem-WP | Proposed
SCE | LT-21220NonResAnyFiSDwSD | 1/1/2020 |  | SWLG011-01 | NR | DnDeemed | SWLG011J | None | Com | Com-HiBay-SCE | Com-InHB-Ltg-LEDFixt | None | SWLG011_01_M010 | SWLG011_01_B001 | ExAnte2020 | Lighting Disposition | 6/12/2019 | LED HighBay luminaire rated from 30000 to < 39000 lumens and >= 125 LPW and < 135 LPW |  | Deem-WP | Proposed
SCE | LT-21221NonResAnyFiSDwSD | 1/1/2020 |  | SWLG011-01 | NR | DnDeemed | SWLG011K | None | Com | Com-HiBay-SCE | Com-InHB-Ltg-LEDFixt | None | SWLG011_01_M011 | SWLG011_01_B001 | ExAnte2020 | Lighting Disposition | 6/12/2019 | LED HighBay luminaire rated from 39000 to < 50700 lumens and >= 125 LPW and < 135 LPW |  | Deem-WP | Proposed
SCE | LT-21222NonResAnyFiSDwSD | 1/1/2020 |  | SWLG011-01 | NR | DnDeemed | SWLG011L | None | Com | Com-HiBay-SCE | Com-InHB-Ltg-LEDFixt | None | SWLG011_01_M012 | SWLG011_01_B001 | ExAnte2020 | Lighting Disposition | 6/12/2019 | LED HighBay luminaire rated from 50700 to < 65900 lumens and >= 125 LPW and < 135 LPW |  | Deem-WP | Proposed
SCE | LT-21223NonResAnyFiSDwSD | 1/1/2020 |  | SWLG011-01 | NR | DnDeemed | SWLG011M | None | Com | Com-HiBay-SCE | Com-InHB-Ltg-LEDFixt | None | SWLG011_01_M013 | SWLG011_01_B001 | ExAnte2020 | Lighting Disposition | 6/12/2019 | LED HighBay luminaire rated from 4500 to < 5400 lumens and >= 130 LPW |  | Deem-WP | Proposed
SCE | LT-21224NonResAnyFiSDwSD | 1/1/2020 |  | SWLG011-01 | NR | DnDeemed | SWLG011N | None | Com | Com-HiBay-SCE | Com-InHB-Ltg-LEDFixt | None | SWLG011_01_M014 | SWLG011_01_B001 | ExAnte2020 | Lighting Disposition | 6/12/2019 | LED HighBay luminaire rated from 5400 to < 6500 lumens and >= 130 LPW |  | Deem-WP | Proposed
SCE | LT-21225NonResAnyFiSDwSD | 1/1/2020 |  | SWLG011-01 | NR | DnDeemed | SWLG011O | None | Com | Com-HiBay-SCE | Com-InHB-Ltg-LEDFixt | None | SWLG011_01_M015 | SWLG011_01_B001 | ExAnte2020 | Lighting Disposition | 6/12/2019 | LED HighBay luminaire rated from 6500 to < 7800 lumens and >= 130 LPW |  | Deem-WP | Proposed
SCE | LT-21226NonResAnyFiSDwSD | 1/1/2020 |  | SWLG011-01 | NR | DnDeemed | SWLG011P | None | Com | Com-HiBay-SCE | Com-InHB-Ltg-LEDFixt | None | SWLG011_01_M016 | SWLG011_01_B001 | ExAnte2020 | Lighting Disposition | 6/12/2019 | LED HighBay luminaire rated from 7800 to < 9400 lumens and >= 130 LPW |  | Deem-WP | Proposed
SCE | LT-21227NonResAnyFiSDwSD | 1/1/2020 |  | SWLG011-01 | NR | DnDeemed | SWLG011Q | None | Com | Com-HiBay-SCE | Com-InHB-Ltg-LEDFixt | None | SWLG011_01_M017 | SWLG011_01_B001 | ExAnte2020 | Lighting Disposition | 6/12/2019 | LED HighBay luminaire rated from 9400 to < 11800 lumens and >= 130 LPW |  | Deem-WP | Proposed
SCE | LT-21228NonResAnyFiSDwSD | 1/1/2020 |  | SWLG011-01 | NR | DnDeemed | SWLG011R | None | Com | Com-HiBay-SCE | Com-InHB-Ltg-LEDFixt | None | SWLG011_01_M018 | SWLG011_01_B001 | ExAnte2020 | Lighting Disposition | 6/12/2019 | LED HighBay luminaire rated from 11800 to < 14800 lumens and >= 130 LPW |  | Deem-WP | Proposed
SCE | LT-21229NonResAnyFiSDwSD | 1/1/2020 |  | SWLG011-01 | NR | DnDeemed | SWLG011S | None | Com | Com-HiBay-SCE | Com-InHB-Ltg-LEDFixt | None | SWLG011_01_M019 | SWLG011_01_B001 | ExAnte2020 | Lighting Disposition | 6/12/2019 | LED HighBay luminaire rated from 14800 to < 18500 lumens and >= 130 LPW |  | Deem-WP | Proposed
SCE | LT-21230NonResAnyFiSDwSD | 1/1/2020 |  | SWLG011-01 | NR | DnDeemed | SWLG011T | None | Com | Com-HiBay-SCE | Com-InHB-Ltg-LEDFixt | None | SWLG011_01_M020 | SWLG011_01_B001 | ExAnte2020 | Lighting Disposition | 6/12/2019 | LED HighBay luminaire rated from 18500 to < 23100 lumens and >= 130 LPW |  | Deem-WP | Proposed
SCE | LT-21231NonResAnyFiSDwSD | 1/1/2020 |  | SWLG011-01 | NR | DnDeemed | SWLG011U | None | Com | Com-HiBay-SCE | Com-InHB-Ltg-LEDFixt | None | SWLG011_01_M021 | SWLG011_01_B001 | ExAnte2020 | Lighting Disposition | 6/12/2019 | LED HighBay luminaire rated from 23100 to < 30000 lumens and >= 135 LPW |  | Deem-WP | Proposed
SCE | LT-21232NonResAnyFiSDwSD | 1/1/2020 |  | SWLG011-01 | NR | DnDeemed | SWLG011V | None | Com | Com-HiBay-SCE | Com-InHB-Ltg-LEDFixt | None | SWLG011_01_M022 | SWLG011_01_B001 | ExAnte2020 | Lighting Disposition | 6/12/2019 | LED HighBay luminaire rated from 30000 to < 39000 lumens and >= 135 LPW |  | Deem-WP | Proposed
SCE | LT-21233NonResAnyFiSDwSD | 1/1/2020 |  | SWLG011-01 | NR | DnDeemed | SWLG011W | None | Com | Com-HiBay-SCE | Com-InHB-Ltg-LEDFixt | None | SWLG011_01_M023 | SWLG011_01_B001 | ExAnte2020 | Lighting Disposition | 6/12/2019 | LED HighBay luminaire rated from 39000 to < 50700 lumens and >= 135 LPW |  | Deem-WP | Proposed
SCE | LT-21234NonResAnyFiSDwSD | 1/1/2020 |  | SWLG011-01 | NR | DnDeemed | SWLG011X | None | Com | Com-HiBay-SCE | Com-InHB-Ltg-LEDFixt | None | SWLG011_01_M024 | SWLG011_01_B001 | ExAnte2020 | Lighting Disposition | 6/12/2019 | LED HighBay luminaire rated from 50700 to < 65900 lumens and >= 135 LPW |  | Deem-WP | Proposed
SCE | LT-21210NonResAnyFiSDrI | 1/1/2020 |  | SWLG011-01 | NR | DnDeemDI | SWLG011A | None | Com | Com-HiBay-SCE | Com-InHB-Ltg-LEDFixt | None | SWLG011_01_M001 | SWLG011_01_B001 | ExAnte2020 | Lighting Disposition | 6/12/2019 | LED HighBay luminaire rated from 4500 to < 5400 lumens and >= 110 LPW and < 130 LPW |  | Deem-WP | Proposed
SCE | LT-21211NonResAnyFiSDrI | 1/1/2020 |  | SWLG011-01 | NR | DnDeemDI | SWLG011B | None | Com | Com-HiBay-SCE | Com-InHB-Ltg-LEDFixt | None | SWLG011_01_M002 | SWLG011_01_B001 | ExAnte2020 | Lighting Disposition | 6/12/2019 | LED HighBay luminaire rated from 5400 to < 6500 lumens and >= 110 LPW and < 130 LPW |  | Deem-WP | Proposed
SCE | LT-21213NonResAnyFiSDrI | 1/1/2020 |  | SWLG011-01 | NR | DnDeemDI | SWLG011C | None | Com | Com-HiBay-SCE | Com-InHB-Ltg-LEDFixt | None | SWLG011_01_M003 | SWLG011_01_B001 | ExAnte2020 | Lighting Disposition | 6/12/2019 | LED HighBay luminaire rated from 6500 to < 7800 lumens and >= 110 LPW and < 130 LPW |  | Deem-WP | Proposed
SCE | LT-21214NonResAnyFiSDrI | 1/1/2020 |  | SWLG011-01 | NR | DnDeemDI | SWLG011D | None | Com | Com-HiBay-SCE | Com-InHB-Ltg-LEDFixt | None | SWLG011_01_M004 | SWLG011_01_B001 | ExAnte2020 | Lighting Disposition | 6/12/2019 | LED HighBay luminaire rated from 7800 to < 9400 lumens and >= 110 LPW and < 130 LPW |  | Deem-WP | Proposed
SCE | LT-21215NonResAnyFiSDrI | 1/1/2020 |  | SWLG011-01 | NR | DnDeemDI | SWLG011E | None | Com | Com-HiBay-SCE | Com-InHB-Ltg-LEDFixt | None | SWLG011_01_M005 | SWLG011_01_B001 | ExAnte2020 | Lighting Disposition | 6/12/2019 | LED HighBay luminaire rated from 9400 to < 11800 lumens and >= 110 LPW and < 130 LPW |  | Deem-WP | Proposed
SCE | LT-21216NonResAnyFiSDrI | 1/1/2020 |  | SWLG011-01 | NR | DnDeemDI | SWLG011F | None | Com | Com-HiBay-SCE | Com-InHB-Ltg-LEDFixt | None | SWLG011_01_M006 | SWLG011_01_B001 | ExAnte2020 | Lighting Disposition | 6/12/2019 | LED HighBay luminaire rated from 11800 to < 14800 lumens and >= 110 LPW and < 130 LPW |  | Deem-WP | Proposed
SCE | LT-21217NonResAnyFiSDrI | 1/1/2020 |  | SWLG011-01 | NR | DnDeemDI | SWLG011G | None | Com | Com-HiBay-SCE | Com-InHB-Ltg-LEDFixt | None | SWLG011_01_M007 | SWLG011_01_B001 | ExAnte2020 | Lighting Disposition | 6/12/2019 | LED HighBay luminaire rated from 14800 to < 18500 lumens and >= 120 LPW and < 130 LPW |  | Deem-WP | Proposed
SCE | LT-21218NonResAnyFiSDrI | 1/1/2020 |  | SWLG011-01 | NR | DnDeemDI | SWLG011H | None | Com | Com-HiBay-SCE | Com-InHB-Ltg-LEDFixt | None | SWLG011_01_M008 | SWLG011_01_B001 | ExAnte2020 | Lighting Disposition | 6/12/2019 | LED HighBay luminaire rated from 18500 to < 23100 lumens and >= 120 LPW and < 130 LPW |  | Deem-WP | Proposed
SCE | LT-21219NonResAnyFiSDrI | 1/1/2020 |  | SWLG011-01 | NR | DnDeemDI | SWLG011I | None | Com | Com-HiBay-SCE | Com-InHB-Ltg-LEDFixt | None | SWLG011_01_M009 | SWLG011_01_B001 | ExAnte2020 | Lighting Disposition | 6/12/2019 | LED HighBay luminaire rated from 23100 to < 30000 lumens and >= 125 LPW and < 135 LPW |  | Deem-WP | Proposed
SCE | LT-21220NonResAnyFiSDrI | 1/1/2020 |  | SWLG011-01 | NR | DnDeemDI | SWLG011J | None | Com | Com-HiBay-SCE | Com-InHB-Ltg-LEDFixt | None | SWLG011_01_M010 | SWLG011_01_B001 | ExAnte2020 | Lighting Disposition | 6/12/2019 | LED HighBay luminaire rated from 30000 to < 39000 lumens and >= 125 LPW and < 135 LPW |  | Deem-WP | Proposed
SCE | LT-21221NonResAnyFiSDrI | 1/1/2020 |  | SWLG011-01 | NR | DnDeemDI | SWLG011K | None | Com | Com-HiBay-SCE | Com-InHB-Ltg-LEDFixt | None | SWLG011_01_M011 | SWLG011_01_B001 | ExAnte2020 | Lighting Disposition | 6/12/2019 | LED HighBay luminaire rated from 39000 to < 50700 lumens and >= 125 LPW and < 135 LPW |  | Deem-WP | Proposed
SCE | LT-21222NonResAnyFiSDrI | 1/1/2020 |  | SWLG011-01 | NR | DnDeemDI | SWLG011L | None | Com | Com-HiBay-SCE | Com-InHB-Ltg-LEDFixt | None | SWLG011_01_M012 | SWLG011_01_B001 | ExAnte2020 | Lighting Disposition | 6/12/2019 | LED HighBay luminaire rated from 50700 to < 65900 lumens and >= 125 LPW and < 135 LPW |  | Deem-WP | Proposed
SCE | LT-21223NonResAnyFiSDrI | 1/1/2020 |  | SWLG011-01 | NR | DnDeemDI | SWLG011M | None | Com | Com-HiBay-SCE | Com-InHB-Ltg-LEDFixt | None | SWLG011_01_M013 | SWLG011_01_B001 | ExAnte2020 | Lighting Disposition | 6/12/2019 | LED HighBay luminaire rated from 4500 to < 5400 lumens and >= 130 LPW |  | Deem-WP | Proposed
SCE | LT-21224NonResAnyFiSDrI | 1/1/2020 |  | SWLG011-01 | NR | DnDeemDI | SWLG011N | None | Com | Com-HiBay-SCE | Com-InHB-Ltg-LEDFixt | None | SWLG011_01_M014 | SWLG011_01_B001 | ExAnte2020 | Lighting Disposition | 6/12/2019 | LED HighBay luminaire rated from 5400 to < 6500 lumens and >= 130 LPW |  | Deem-WP | Proposed
SCE | LT-21225NonResAnyFiSDrI | 1/1/2020 |  | SWLG011-01 | NR | DnDeemDI | SWLG011O | None | Com | Com-HiBay-SCE | Com-InHB-Ltg-LEDFixt | None | SWLG011_01_M015 | SWLG011_01_B001 | ExAnte2020 | Lighting Disposition | 6/12/2019 | LED HighBay luminaire rated from 6500 to < 7800 lumens and >= 130 LPW |  | Deem-WP | Proposed
SCE | LT-21226NonResAnyFiSDrI | 1/1/2020 |  | SWLG011-01 | NR | DnDeemDI | SWLG011P | None | Com | Com-HiBay-SCE | Com-InHB-Ltg-LEDFixt | None | SWLG011_01_M016 | SWLG011_01_B001 | ExAnte2020 | Lighting Disposition | 6/12/2019 | LED HighBay luminaire rated from 7800 to < 9400 lumens and >= 130 LPW |  | Deem-WP | Proposed
SCE | LT-21227NonResAnyFiSDrI | 1/1/2020 |  | SWLG011-01 | NR | DnDeemDI | SWLG011Q | None | Com | Com-HiBay-SCE | Com-InHB-Ltg-LEDFixt | None | SWLG011_01_M017 | SWLG011_01_B001 | ExAnte2020 | Lighting Disposition | 6/12/2019 | LED HighBay luminaire rated from 9400 to < 11800 lumens and >= 130 LPW |  | Deem-WP | Proposed
SCE | LT-21228NonResAnyFiSDrI | 1/1/2020 |  | SWLG011-01 | NR | DnDeemDI | SWLG011R | None | Com | Com-HiBay-SCE | Com-InHB-Ltg-LEDFixt | None | SWLG011_01_M018 | SWLG011_01_B001 | ExAnte2020 | Lighting Disposition | 6/12/2019 | LED HighBay luminaire rated from 11800 to < 14800 lumens and >= 130 LPW |  | Deem-WP | Proposed
SCE | LT-21229NonResAnyFiSDrI | 1/1/2020 |  | SWLG011-01 | NR | DnDeemDI | SWLG011S | None | Com | Com-HiBay-SCE | Com-InHB-Ltg-LEDFixt | None | SWLG011_01_M019 | SWLG011_01_B001 | ExAnte2020 | Lighting Disposition | 6/12/2019 | LED HighBay luminaire rated from 14800 to < 18500 lumens and >= 130 LPW |  | Deem-WP | Proposed
SCE | LT-21230NonResAnyFiSDrI | 1/1/2020 |  | SWLG011-01 | NR | DnDeemDI | SWLG011T | None | Com | Com-HiBay-SCE | Com-InHB-Ltg-LEDFixt | None | SWLG011_01_M020 | SWLG011_01_B001 | ExAnte2020 | Lighting Disposition | 6/12/2019 | LED HighBay luminaire rated from 18500 to < 23100 lumens and >= 130 LPW |  | Deem-WP | Proposed
SCE | LT-21231NonResAnyFiSDrI | 1/1/2020 |  | SWLG011-01 | NR | DnDeemDI | SWLG011U | None | Com | Com-HiBay-SCE | Com-InHB-Ltg-LEDFixt | None | SWLG011_01_M021 | SWLG011_01_B001 | ExAnte2020 | Lighting Disposition | 6/12/2019 | LED HighBay luminaire rated from 23100 to < 30000 lumens and >= 135 LPW |  | Deem-WP | Proposed
SCE | LT-21232NonResAnyFiSDrI | 1/1/2020 |  | SWLG011-01 | NR | DnDeemDI | SWLG011V | None | Com | Com-HiBay-SCE | Com-InHB-Ltg-LEDFixt | None | SWLG011_01_M022 | SWLG011_01_B001 | ExAnte2020 | Lighting Disposition | 6/12/2019 | LED HighBay luminaire rated from 30000 to < 39000 lumens and >= 135 LPW |  | Deem-WP | Proposed
SCE | LT-21233NonResAnyFiSDrI | 1/1/2020 |  | SWLG011-01 | NR | DnDeemDI | SWLG011W | None | Com | Com-HiBay-SCE | Com-InHB-Ltg-LEDFixt | None | SWLG011_01_M023 | SWLG011_01_B001 | ExAnte2020 | Lighting Disposition | 6/12/2019 | LED HighBay luminaire rated from 39000 to < 50700 lumens and >= 135 LPW |  | Deem-WP | Proposed
SCE | LT-21234NonResAnyFiSDrI | 1/1/2020 |  | SWLG011-01 | NR | DnDeemDI | SWLG011X | None | Com | Com-HiBay-SCE | Com-InHB-Ltg-LEDFixt | None | SWLG011_01_M024 | SWLG011_01_B001 | ExAnte2020 | Lighting Disposition | 6/12/2019 | LED HighBay luminaire rated from 50700 to < 65900 lumens and >= 135 LPW |  | Deem-WP | Proposed
SCE | LT-21210NonResAnyUpSUSI | 1/1/2020 |  | SWLG011-01 | NR | UpDeemed | SWLG011A | None | Ind | Com-HiBay-SCE | Com-InHB-Ltg-LEDFixt | None | SWLG011_01_M001 | SWLG011_01_B001 | ExAnte2020 | Lighting Disposition | 6/12/2019 | LED HighBay luminaire rated from 4500 to < 5400 lumens and >= 110 LPW and < 130 LPW |  | Deem-WP | Proposed
SCE | LT-21211NonResAnyUpSUSI | 1/1/2020 |  | SWLG011-01 | NR | UpDeemed | SWLG011B | None | Ind | Com-HiBay-SCE | Com-InHB-Ltg-LEDFixt | None | SWLG011_01_M002 | SWLG011_01_B001 | ExAnte2020 | Lighting Disposition | 6/12/2019 | LED HighBay luminaire rated from 5400 to < 6500 lumens and >= 110 LPW and < 130 LPW |  | Deem-WP | Proposed
SCE | LT-21213NonResAnyUpSUSI | 1/1/2020 |  | SWLG011-01 | NR | UpDeemed | SWLG011C | None | Ind | Com-HiBay-SCE | Com-InHB-Ltg-LEDFixt | None | SWLG011_01_M003 | SWLG011_01_B001 | ExAnte2020 | Lighting Disposition | 6/12/2019 | LED HighBay luminaire rated from 6500 to < 7800 lumens and >= 110 LPW and < 130 LPW |  | Deem-WP | Proposed
SCE | LT-21214NonResAnyUpSUSI | 1/1/2020 |  | SWLG011-01 | NR | UpDeemed | SWLG011D | None | Ind | Com-HiBay-SCE | Com-InHB-Ltg-LEDFixt | None | SWLG011_01_M004 | SWLG011_01_B001 | ExAnte2020 | Lighting Disposition | 6/12/2019 | LED HighBay luminaire rated from 7800 to < 9400 lumens and >= 110 LPW and < 130 LPW |  | Deem-WP | Proposed
SCE | LT-21215NonResAnyUpSUSI | 1/1/2020 |  | SWLG011-01 | NR | UpDeemed | SWLG011E | None | Ind | Com-HiBay-SCE | Com-InHB-Ltg-LEDFixt | None | SWLG011_01_M005 | SWLG011_01_B001 | ExAnte2020 | Lighting Disposition | 6/12/2019 | LED HighBay luminaire rated from 9400 to < 11800 lumens and >= 110 LPW and < 130 LPW |  | Deem-WP | Proposed
SCE | LT-21216NonResAnyUpSUSI | 1/1/2020 |  | SWLG011-01 | NR | UpDeemed | SWLG011F | None | Ind | Com-HiBay-SCE | Com-InHB-Ltg-LEDFixt | None | SWLG011_01_M006 | SWLG011_01_B001 | ExAnte2020 | Lighting Disposition | 6/12/2019 | LED HighBay luminaire rated from 11800 to < 14800 lumens and >= 110 LPW and < 130 LPW |  | Deem-WP | Proposed
SCE | LT-21217NonResAnyUpSUSI | 1/1/2020 |  | SWLG011-01 | NR | UpDeemed | SWLG011G | None | Ind | Com-HiBay-SCE | Com-InHB-Ltg-LEDFixt | None | SWLG011_01_M007 | SWLG011_01_B001 | ExAnte2020 | Lighting Disposition | 6/12/2019 | LED HighBay luminaire rated from 14800 to < 18500 lumens and >= 120 LPW and < 130 LPW |  | Deem-WP | Proposed
SCE | LT-21218NonResAnyUpSUSI | 1/1/2020 |  | SWLG011-01 | NR | UpDeemed | SWLG011H | None | Ind | Com-HiBay-SCE | Com-InHB-Ltg-LEDFixt | None | SWLG011_01_M008 | SWLG011_01_B001 | ExAnte2020 | Lighting Disposition | 6/12/2019 | LED HighBay luminaire rated from 18500 to < 23100 lumens and >= 120 LPW and < 130 LPW |  | Deem-WP | Proposed
SCE | LT-21219NonResAnyUpSUSI | 1/1/2020 |  | SWLG011-01 | NR | UpDeemed | SWLG011I | None | Ind | Com-HiBay-SCE | Com-InHB-Ltg-LEDFixt | None | SWLG011_01_M009 | SWLG011_01_B001 | ExAnte2020 | Lighting Disposition | 6/12/2019 | LED HighBay luminaire rated from 23100 to < 30000 lumens and >= 125 LPW and < 135 LPW |  | Deem-WP | Proposed
SCE | LT-21220NonResAnyUpSUSI | 1/1/2020 |  | SWLG011-01 | NR | UpDeemed | SWLG011J | None | Ind | Com-HiBay-SCE | Com-InHB-Ltg-LEDFixt | None | SWLG011_01_M010 | SWLG011_01_B001 | ExAnte2020 | Lighting Disposition | 6/12/2019 | LED HighBay luminaire rated from 30000 to < 39000 lumens and >= 125 LPW and < 135 LPW |  | Deem-WP | Proposed
SCE | LT-21221NonResAnyUpSUSI | 1/1/2020 |  | SWLG011-01 | NR | UpDeemed | SWLG011K | None | Ind | Com-HiBay-SCE | Com-InHB-Ltg-LEDFixt | None | SWLG011_01_M011 | SWLG011_01_B001 | ExAnte2020 | Lighting Disposition | 6/12/2019 | LED HighBay luminaire rated from 39000 to < 50700 lumens and >= 125 LPW and < 135 LPW |  | Deem-WP | Proposed
SCE | LT-21222NonResAnyUpSUSI | 1/1/2020 |  | SWLG011-01 | NR | UpDeemed | SWLG011L | None | Ind | Com-HiBay-SCE | Com-InHB-Ltg-LEDFixt | None | SWLG011_01_M012 | SWLG011_01_B001 | ExAnte2020 | Lighting Disposition | 6/12/2019 | LED HighBay luminaire rated from 50700 to < 65900 lumens and >= 125 LPW and < 135 LPW |  | Deem-WP | Proposed
SCE | LT-21223NonResAnyUpSUSI | 1/1/2020 |  | SWLG011-01 | NR | UpDeemed | SWLG011M | None | Ind | Com-HiBay-SCE | Com-InHB-Ltg-LEDFixt | None | SWLG011_01_M013 | SWLG011_01_B001 | ExAnte2020 | Lighting Disposition | 6/12/2019 | LED HighBay luminaire rated from 4500 to < 5400 lumens and >= 130 LPW |  | Deem-WP | Proposed
SCE | LT-21224NonResAnyUpSUSI | 1/1/2020 |  | SWLG011-01 | NR | UpDeemed | SWLG011N | None | Ind | Com-HiBay-SCE | Com-InHB-Ltg-LEDFixt | None | SWLG011_01_M014 | SWLG011_01_B001 | ExAnte2020 | Lighting Disposition | 6/12/2019 | LED HighBay luminaire rated from 5400 to < 6500 lumens and >= 130 LPW |  | Deem-WP | Proposed
SCE | LT-21225NonResAnyUpSUSI | 1/1/2020 |  | SWLG011-01 | NR | UpDeemed | SWLG011O | None | Ind | Com-HiBay-SCE | Com-InHB-Ltg-LEDFixt | None | SWLG011_01_M015 | SWLG011_01_B001 | ExAnte2020 | Lighting Disposition | 6/12/2019 | LED HighBay luminaire rated from 6500 to < 7800 lumens and >= 130 LPW |  | Deem-WP | Proposed
SCE | LT-21226NonResAnyUpSUSI | 1/1/2020 |  | SWLG011-01 | NR | UpDeemed | SWLG011P | None | Ind | Com-HiBay-SCE | Com-InHB-Ltg-LEDFixt | None | SWLG011_01_M016 | SWLG011_01_B001 | ExAnte2020 | Lighting Disposition | 6/12/2019 | LED HighBay luminaire rated from 7800 to < 9400 lumens and >= 130 LPW |  | Deem-WP | Proposed
SCE | LT-21227NonResAnyUpSUSI | 1/1/2020 |  | SWLG011-01 | NR | UpDeemed | SWLG011Q | None | Ind | Com-HiBay-SCE | Com-InHB-Ltg-LEDFixt | None | SWLG011_01_M017 | SWLG011_01_B001 | ExAnte2020 | Lighting Disposition | 6/12/2019 | LED HighBay luminaire rated from 9400 to < 11800 lumens and >= 130 LPW |  | Deem-WP | Proposed
SCE | LT-21228NonResAnyUpSUSI | 1/1/2020 |  | SWLG011-01 | NR | UpDeemed | SWLG011R | None | Ind | Com-HiBay-SCE | Com-InHB-Ltg-LEDFixt | None | SWLG011_01_M018 | SWLG011_01_B001 | ExAnte2020 | Lighting Disposition | 6/12/2019 | LED HighBay luminaire rated from 11800 to < 14800 lumens and >= 130 LPW |  | Deem-WP | Proposed
SCE | LT-21229NonResAnyUpSUSI | 1/1/2020 |  | SWLG011-01 | NR | UpDeemed | SWLG011S | None | Ind | Com-HiBay-SCE | Com-InHB-Ltg-LEDFixt | None | SWLG011_01_M019 | SWLG011_01_B001 | ExAnte2020 | Lighting Disposition | 6/12/2019 | LED HighBay luminaire rated from 14800 to < 18500 lumens and >= 130 LPW |  | Deem-WP | Proposed
SCE | LT-21230NonResAnyUpSUSI | 1/1/2020 |  | SWLG011-01 | NR | UpDeemed | SWLG011T | None | Ind | Com-HiBay-SCE | Com-InHB-Ltg-LEDFixt | None | SWLG011_01_M020 | SWLG011_01_B001 | ExAnte2020 | Lighting Disposition | 6/12/2019 | LED HighBay luminaire rated from 18500 to < 23100 lumens and >= 130 LPW |  | Deem-WP | Proposed
SCE | LT-21231NonResAnyUpSUSI | 1/1/2020 |  | SWLG011-01 | NR | UpDeemed | SWLG011U | None | Ind | Com-HiBay-SCE | Com-InHB-Ltg-LEDFixt | None | SWLG011_01_M021 | SWLG011_01_B001 | ExAnte2020 | Lighting Disposition | 6/12/2019 | LED HighBay luminaire rated from 23100 to < 30000 lumens and >= 135 LPW |  | Deem-WP | Proposed
SCE | LT-21232NonResAnyUpSUSI | 1/1/2020 |  | SWLG011-01 | NR | UpDeemed | SWLG011V | None | Ind | Com-HiBay-SCE | Com-InHB-Ltg-LEDFixt | None | SWLG011_01_M022 | SWLG011_01_B001 | ExAnte2020 | Lighting Disposition | 6/12/2019 | LED HighBay luminaire rated from 30000 to < 39000 lumens and >= 135 LPW |  | Deem-WP | Proposed
SCE | LT-21233NonResAnyUpSUSI | 1/1/2020 |  | SWLG011-01 | NR | UpDeemed | SWLG011W | None | Ind | Com-HiBay-SCE | Com-InHB-Ltg-LEDFixt | None | SWLG011_01_M023 | SWLG011_01_B001 | ExAnte2020 | Lighting Disposition | 6/12/2019 | LED HighBay luminaire rated from 39000 to < 50700 lumens and >= 135 LPW |  | Deem-WP | Proposed
SCE | LT-21234NonResAnyUpSUSI | 1/1/2020 |  | SWLG011-01 | NR | UpDeemed | SWLG011X | None | Ind | Com-HiBay-SCE | Com-InHB-Ltg-LEDFixt | None | SWLG011_01_M024 | SWLG011_01_B001 | ExAnte2020 | Lighting Disposition | 6/12/2019 | LED HighBay luminaire rated from 50700 to < 65900 lumens and >= 135 LPW |  | Deem-WP | Proposed
SCE | LT-21210NonResAnyFiSDwSD | 1/1/2020 |  | SWLG011-01 | NR | DnDeemed | SWLG011A | None | Ind | Com-HiBay-SCE | Com-InHB-Ltg-LEDFixt | None | SWLG011_01_M001 | SWLG011_01_B001 | ExAnte2020 | Lighting Disposition | 6/12/2019 | LED HighBay luminaire rated from 4500 to < 5400 lumens and >= 110 LPW and < 130 LPW |  | Deem-WP | Proposed
SCE | LT-21211NonResAnyFiSDwSD | 1/1/2020 |  | SWLG011-01 | NR | DnDeemed | SWLG011B | None | Ind | Com-HiBay-SCE | Com-InHB-Ltg-LEDFixt | None | SWLG011_01_M002 | SWLG011_01_B001 | ExAnte2020 | Lighting Disposition | 6/12/2019 | LED HighBay luminaire rated from 5400 to < 6500 lumens and >= 110 LPW and < 130 LPW |  | Deem-WP | Proposed
SCE | LT-21213NonResAnyFiSDwSD | 1/1/2020 |  | SWLG011-01 | NR | DnDeemed | SWLG011C | None | Ind | Com-HiBay-SCE | Com-InHB-Ltg-LEDFixt | None | SWLG011_01_M003 | SWLG011_01_B001 | ExAnte2020 | Lighting Disposition | 6/12/2019 | LED HighBay luminaire rated from 6500 to < 7800 lumens and >= 110 LPW and < 130 LPW |  | Deem-WP | Proposed
SCE | LT-21214NonResAnyFiSDwSD | 1/1/2020 |  | SWLG011-01 | NR | DnDeemed | SWLG011D | None | Ind | Com-HiBay-SCE | Com-InHB-Ltg-LEDFixt | None | SWLG011_01_M004 | SWLG011_01_B001 | ExAnte2020 | Lighting Disposition | 6/12/2019 | LED HighBay luminaire rated from 7800 to < 9400 lumens and >= 110 LPW and < 130 LPW |  | Deem-WP | Proposed
SCE | LT-21215NonResAnyFiSDwSD | 1/1/2020 |  | SWLG011-01 | NR | DnDeemed | SWLG011E | None | Ind | Com-HiBay-SCE | Com-InHB-Ltg-LEDFixt | None | SWLG011_01_M005 | SWLG011_01_B001 | ExAnte2020 | Lighting Disposition | 6/12/2019 | LED HighBay luminaire rated from 9400 to < 11800 lumens and >= 110 LPW and < 130 LPW |  | Deem-WP | Proposed
SCE | LT-21216NonResAnyFiSDwSD | 1/1/2020 |  | SWLG011-01 | NR | DnDeemed | SWLG011F | None | Ind | Com-HiBay-SCE | Com-InHB-Ltg-LEDFixt | None | SWLG011_01_M006 | SWLG011_01_B001 | ExAnte2020 | Lighting Disposition | 6/12/2019 | LED HighBay luminaire rated from 11800 to < 14800 lumens and >= 110 LPW and < 130 LPW |  | Deem-WP | Proposed
SCE | LT-21217NonResAnyFiSDwSD | 1/1/2020 |  | SWLG011-01 | NR | DnDeemed | SWLG011G | None | Ind | Com-HiBay-SCE | Com-InHB-Ltg-LEDFixt | None | SWLG011_01_M007 | SWLG011_01_B001 | ExAnte2020 | Lighting Disposition | 6/12/2019 | LED HighBay luminaire rated from 14800 to < 18500 lumens and >= 120 LPW and < 130 LPW |  | Deem-WP | Proposed
SCE | LT-21218NonResAnyFiSDwSD | 1/1/2020 |  | SWLG011-01 | NR | DnDeemed | SWLG011H | None | Ind | Com-HiBay-SCE | Com-InHB-Ltg-LEDFixt | None | SWLG011_01_M008 | SWLG011_01_B001 | ExAnte2020 | Lighting Disposition | 6/12/2019 | LED HighBay luminaire rated from 18500 to < 23100 lumens and >= 120 LPW and < 130 LPW |  | Deem-WP | Proposed
SCE | LT-21219NonResAnyFiSDwSD | 1/1/2020 |  | SWLG011-01 | NR | DnDeemed | SWLG011I | None | Ind | Com-HiBay-SCE | Com-InHB-Ltg-LEDFixt | None | SWLG011_01_M009 | SWLG011_01_B001 | ExAnte2020 | Lighting Disposition | 6/12/2019 | LED HighBay luminaire rated from 23100 to < 30000 lumens and >= 125 LPW and < 135 LPW |  | Deem-WP | Proposed
SCE | LT-21220NonResAnyFiSDwSD | 1/1/2020 |  | SWLG011-01 | NR | DnDeemed | SWLG011J | None | Ind | Com-HiBay-SCE | Com-InHB-Ltg-LEDFixt | None | SWLG011_01_M010 | SWLG011_01_B001 | ExAnte2020 | Lighting Disposition | 6/12/2019 | LED HighBay luminaire rated from 30000 to < 39000 lumens and >= 125 LPW and < 135 LPW |  | Deem-WP | Proposed
SCE | LT-21221NonResAnyFiSDwSD | 1/1/2020 |  | SWLG011-01 | NR | DnDeemed | SWLG011K | None | Ind | Com-HiBay-SCE | Com-InHB-Ltg-LEDFixt | None | SWLG011_01_M011 | SWLG011_01_B001 | ExAnte2020 | Lighting Disposition | 6/12/2019 | LED HighBay luminaire rated from 39000 to < 50700 lumens and >= 125 LPW and < 135 LPW |  | Deem-WP | Proposed
SCE | LT-21222NonResAnyFiSDwSD | 1/1/2020 |  | SWLG011-01 | NR | DnDeemed | SWLG011L | None | Ind | Com-HiBay-SCE | Com-InHB-Ltg-LEDFixt | None | SWLG011_01_M012 | SWLG011_01_B001 | ExAnte2020 | Lighting Disposition | 6/12/2019 | LED HighBay luminaire rated from 50700 to < 65900 lumens and >= 125 LPW and < 135 LPW |  | Deem-WP | Proposed
SCE | LT-21223NonResAnyFiSDwSD | 1/1/2020 |  | SWLG011-01 | NR | DnDeemed | SWLG011M | None | Ind | Com-HiBay-SCE | Com-InHB-Ltg-LEDFixt | None | SWLG011_01_M013 | SWLG011_01_B001 | ExAnte2020 | Lighting Disposition | 6/12/2019 | LED HighBay luminaire rated from 4500 to < 5400 lumens and >= 130 LPW |  | Deem-WP | Proposed
SCE | LT-21224NonResAnyFiSDwSD | 1/1/2020 |  | SWLG011-01 | NR | DnDeemed | SWLG011N | None | Ind | Com-HiBay-SCE | Com-InHB-Ltg-LEDFixt | None | SWLG011_01_M014 | SWLG011_01_B001 | ExAnte2020 | Lighting Disposition | 6/12/2019 | LED HighBay luminaire rated from 5400 to < 6500 lumens and >= 130 LPW |  | Deem-WP | Proposed
SCE | LT-21225NonResAnyFiSDwSD | 1/1/2020 |  | SWLG011-01 | NR | DnDeemed | SWLG011O | None | Ind | Com-HiBay-SCE | Com-InHB-Ltg-LEDFixt | None | SWLG011_01_M015 | SWLG011_01_B001 | ExAnte2020 | Lighting Disposition | 6/12/2019 | LED HighBay luminaire rated from 6500 to < 7800 lumens and >= 130 LPW |  | Deem-WP | Proposed
SCE | LT-21226NonResAnyFiSDwSD | 1/1/2020 |  | SWLG011-01 | NR | DnDeemed | SWLG011P | None | Ind | Com-HiBay-SCE | Com-InHB-Ltg-LEDFixt | None | SWLG011_01_M016 | SWLG011_01_B001 | ExAnte2020 | Lighting Disposition | 6/12/2019 | LED HighBay luminaire rated from 7800 to < 9400 lumens and >= 130 LPW |  | Deem-WP | Proposed
SCE | LT-21227NonResAnyFiSDwSD | 1/1/2020 |  | SWLG011-01 | NR | DnDeemed | SWLG011Q | None | Ind | Com-HiBay-SCE | Com-InHB-Ltg-LEDFixt | None | SWLG011_01_M017 | SWLG011_01_B001 | ExAnte2020 | Lighting Disposition | 6/12/2019 | LED HighBay luminaire rated from 9400 to < 11800 lumens and >= 130 LPW |  | Deem-WP | Proposed
SCE | LT-21228NonResAnyFiSDwSD | 1/1/2020 |  | SWLG011-01 | NR | DnDeemed | SWLG011R | None | Ind | Com-HiBay-SCE | Com-InHB-Ltg-LEDFixt | None | SWLG011_01_M018 | SWLG011_01_B001 | ExAnte2020 | Lighting Disposition | 6/12/2019 | LED HighBay luminaire rated from 11800 to < 14800 lumens and >= 130 LPW |  | Deem-WP | Proposed
SCE | LT-21229NonResAnyFiSDwSD | 1/1/2020 |  | SWLG011-01 | NR | DnDeemed | SWLG011S | None | Ind | Com-HiBay-SCE | Com-InHB-Ltg-LEDFixt | None | SWLG011_01_M019 | SWLG011_01_B001 | ExAnte2020 | Lighting Disposition | 6/12/2019 | LED HighBay luminaire rated from 14800 to < 18500 lumens and >= 130 LPW |  | Deem-WP | Proposed
SCE | LT-21230NonResAnyFiSDwSD | 1/1/2020 |  | SWLG011-01 | NR | DnDeemed | SWLG011T | None | Ind | Com-HiBay-SCE | Com-InHB-Ltg-LEDFixt | None | SWLG011_01_M020 | SWLG011_01_B001 | ExAnte2020 | Lighting Disposition | 6/12/2019 | LED HighBay luminaire rated from 18500 to < 23100 lumens and >= 130 LPW |  | Deem-WP | Proposed
SCE | LT-21231NonResAnyFiSDwSD | 1/1/2020 |  | SWLG011-01 | NR | DnDeemed | SWLG011U | None | Ind | Com-HiBay-SCE | Com-InHB-Ltg-LEDFixt | None | SWLG011_01_M021 | SWLG011_01_B001 | ExAnte2020 | Lighting Disposition | 6/12/2019 | LED HighBay luminaire rated from 23100 to < 30000 lumens and >= 135 LPW |  | Deem-WP | Proposed
SCE | LT-21232NonResAnyFiSDwSD | 1/1/2020 |  | SWLG011-01 | NR | DnDeemed | SWLG011V | None | Ind | Com-HiBay-SCE | Com-InHB-Ltg-LEDFixt | None | SWLG011_01_M022 | SWLG011_01_B001 | ExAnte2020 | Lighting Disposition | 6/12/2019 | LED HighBay luminaire rated from 30000 to < 39000 lumens and >= 135 LPW |  | Deem-WP | Proposed
SCE | LT-21233NonResAnyFiSDwSD | 1/1/2020 |  | SWLG011-01 | NR | DnDeemed | SWLG011W | None | Ind | Com-HiBay-SCE | Com-InHB-Ltg-LEDFixt | None | SWLG011_01_M023 | SWLG011_01_B001 | ExAnte2020 | Lighting Disposition | 6/12/2019 | LED HighBay luminaire rated from 39000 to < 50700 lumens and >= 135 LPW |  | Deem-WP | Proposed
SCE | LT-21234NonResAnyFiSDwSD | 1/1/2020 |  | SWLG011-01 | NR | DnDeemed | SWLG011X | None | Ind | Com-HiBay-SCE | Com-InHB-Ltg-LEDFixt | None | SWLG011_01_M024 | SWLG011_01_B001 | ExAnte2020 | Lighting Disposition | 6/12/2019 | LED HighBay luminaire rated from 50700 to < 65900 lumens and >= 135 LPW |  | Deem-WP | Proposed
SCE | LT-21210NonResAnyFiSDrI | 1/1/2020 |  | SWLG011-01 | NR | DnDeemDI | SWLG011A | None | Ind | Com-HiBay-SCE | Com-InHB-Ltg-LEDFixt | None | SWLG011_01_M001 | SWLG011_01_B001 | ExAnte2020 | Lighting Disposition | 6/12/2019 | LED HighBay luminaire rated from 4500 to < 5400 lumens and >= 110 LPW and < 130 LPW |  | Deem-WP | Proposed
SCE | LT-21211NonResAnyFiSDrI | 1/1/2020 |  | SWLG011-01 | NR | DnDeemDI | SWLG011B | None | Ind | Com-HiBay-SCE | Com-InHB-Ltg-LEDFixt | None | SWLG011_01_M002 | SWLG011_01_B001 | ExAnte2020 | Lighting Disposition | 6/12/2019 | LED HighBay luminaire rated from 5400 to < 6500 lumens and >= 110 LPW and < 130 LPW |  | Deem-WP | Proposed
SCE | LT-21213NonResAnyFiSDrI | 1/1/2020 |  | SWLG011-01 | NR | DnDeemDI | SWLG011C | None | Ind | Com-HiBay-SCE | Com-InHB-Ltg-LEDFixt | None | SWLG011_01_M003 | SWLG011_01_B001 | ExAnte2020 | Lighting Disposition | 6/12/2019 | LED HighBay luminaire rated from 6500 to < 7800 lumens and >= 110 LPW and < 130 LPW |  | Deem-WP | Proposed
SCE | LT-21214NonResAnyFiSDrI | 1/1/2020 |  | SWLG011-01 | NR | DnDeemDI | SWLG011D | None | Ind | Com-HiBay-SCE | Com-InHB-Ltg-LEDFixt | None | SWLG011_01_M004 | SWLG011_01_B001 | ExAnte2020 | Lighting Disposition | 6/12/2019 | LED HighBay luminaire rated from 7800 to < 9400 lumens and >= 110 LPW and < 130 LPW |  | Deem-WP | Proposed
SCE | LT-21215NonResAnyFiSDrI | 1/1/2020 |  | SWLG011-01 | NR | DnDeemDI | SWLG011E | None | Ind | Com-HiBay-SCE | Com-InHB-Ltg-LEDFixt | None | SWLG011_01_M005 | SWLG011_01_B001 | ExAnte2020 | Lighting Disposition | 6/12/2019 | LED HighBay luminaire rated from 9400 to < 11800 lumens and >= 110 LPW and < 130 LPW |  | Deem-WP | Proposed
SCE | LT-21216NonResAnyFiSDrI | 1/1/2020 |  | SWLG011-01 | NR | DnDeemDI | SWLG011F | None | Ind | Com-HiBay-SCE | Com-InHB-Ltg-LEDFixt | None | SWLG011_01_M006 | SWLG011_01_B001 | ExAnte2020 | Lighting Disposition | 6/12/2019 | LED HighBay luminaire rated from 11800 to < 14800 lumens and >= 110 LPW and < 130 LPW |  | Deem-WP | Proposed
SCE | LT-21217NonResAnyFiSDrI | 1/1/2020 |  | SWLG011-01 | NR | DnDeemDI | SWLG011G | None | Ind | Com-HiBay-SCE | Com-InHB-Ltg-LEDFixt | None | SWLG011_01_M007 | SWLG011_01_B001 | ExAnte2020 | Lighting Disposition | 6/12/2019 | LED HighBay luminaire rated from 14800 to < 18500 lumens and >= 120 LPW and < 130 LPW |  | Deem-WP | Proposed
SCE | LT-21218NonResAnyFiSDrI | 1/1/2020 |  | SWLG011-01 | NR | DnDeemDI | SWLG011H | None | Ind | Com-HiBay-SCE | Com-InHB-Ltg-LEDFixt | None | SWLG011_01_M008 | SWLG011_01_B001 | ExAnte2020 | Lighting Disposition | 6/12/2019 | LED HighBay luminaire rated from 18500 to < 23100 lumens and >= 120 LPW and < 130 LPW |  | Deem-WP | Proposed
SCE | LT-21219NonResAnyFiSDrI | 1/1/2020 |  | SWLG011-01 | NR | DnDeemDI | SWLG011I | None | Ind | Com-HiBay-SCE | Com-InHB-Ltg-LEDFixt | None | SWLG011_01_M009 | SWLG011_01_B001 | ExAnte2020 | Lighting Disposition | 6/12/2019 | LED HighBay luminaire rated from 23100 to < 30000 lumens and >= 125 LPW and < 135 LPW |  | Deem-WP | Proposed
SCE | LT-21220NonResAnyFiSDrI | 1/1/2020 |  | SWLG011-01 | NR | DnDeemDI | SWLG011J | None | Ind | Com-HiBay-SCE | Com-InHB-Ltg-LEDFixt | None | SWLG011_01_M010 | SWLG011_01_B001 | ExAnte2020 | Lighting Disposition | 6/12/2019 | LED HighBay luminaire rated from 30000 to < 39000 lumens and >= 125 LPW and < 135 LPW |  | Deem-WP | Proposed
SCE | LT-21221NonResAnyFiSDrI | 1/1/2020 |  | SWLG011-01 | NR | DnDeemDI | SWLG011K | None | Ind | Com-HiBay-SCE | Com-InHB-Ltg-LEDFixt | None | SWLG011_01_M011 | SWLG011_01_B001 | ExAnte2020 | Lighting Disposition | 6/12/2019 | LED HighBay luminaire rated from 39000 to < 50700 lumens and >= 125 LPW and < 135 LPW |  | Deem-WP | Proposed
SCE | LT-21222NonResAnyFiSDrI | 1/1/2020 |  | SWLG011-01 | NR | DnDeemDI | SWLG011L | None | Ind | Com-HiBay-SCE | Com-InHB-Ltg-LEDFixt | None | SWLG011_01_M012 | SWLG011_01_B001 | ExAnte2020 | Lighting Disposition | 6/12/2019 | LED HighBay luminaire rated from 50700 to < 65900 lumens and >= 125 LPW and < 135 LPW |  | Deem-WP | Proposed
SCE | LT-21223NonResAnyFiSDrI | 1/1/2020 |  | SWLG011-01 | NR | DnDeemDI | SWLG011M | None | Ind | Com-HiBay-SCE | Com-InHB-Ltg-LEDFixt | None | SWLG011_01_M013 | SWLG011_01_B001 | ExAnte2020 | Lighting Disposition | 6/12/2019 | LED HighBay luminaire rated from 4500 to < 5400 lumens and >= 130 LPW |  | Deem-WP | Proposed
SCE | LT-21224NonResAnyFiSDrI | 1/1/2020 |  | SWLG011-01 | NR | DnDeemDI | SWLG011N | None | Ind | Com-HiBay-SCE | Com-InHB-Ltg-LEDFixt | None | SWLG011_01_M014 | SWLG011_01_B001 | ExAnte2020 | Lighting Disposition | 6/12/2019 | LED HighBay luminaire rated from 5400 to < 6500 lumens and >= 130 LPW |  | Deem-WP | Proposed
SCE | LT-21225NonResAnyFiSDrI | 1/1/2020 |  | SWLG011-01 | NR | DnDeemDI | SWLG011O | None | Ind | Com-HiBay-SCE | Com-InHB-Ltg-LEDFixt | None | SWLG011_01_M015 | SWLG011_01_B001 | ExAnte2020 | Lighting Disposition | 6/12/2019 | LED HighBay luminaire rated from 6500 to < 7800 lumens and >= 130 LPW |  | Deem-WP | Proposed
SCE | LT-21226NonResAnyFiSDrI | 1/1/2020 |  | SWLG011-01 | NR | DnDeemDI | SWLG011P | None | Ind | Com-HiBay-SCE | Com-InHB-Ltg-LEDFixt | None | SWLG011_01_M016 | SWLG011_01_B001 | ExAnte2020 | Lighting Disposition | 6/12/2019 | LED HighBay luminaire rated from 7800 to < 9400 lumens and >= 130 LPW |  | Deem-WP | Proposed
SCE | LT-21227NonResAnyFiSDrI | 1/1/2020 |  | SWLG011-01 | NR | DnDeemDI | SWLG011Q | None | Ind | Com-HiBay-SCE | Com-InHB-Ltg-LEDFixt | None | SWLG011_01_M017 | SWLG011_01_B001 | ExAnte2020 | Lighting Disposition | 6/12/2019 | LED HighBay luminaire rated from 9400 to < 11800 lumens and >= 130 LPW |  | Deem-WP | Proposed
SCE | LT-21228NonResAnyFiSDrI | 1/1/2020 |  | SWLG011-01 | NR | DnDeemDI | SWLG011R | None | Ind | Com-HiBay-SCE | Com-InHB-Ltg-LEDFixt | None | SWLG011_01_M018 | SWLG011_01_B001 | ExAnte2020 | Lighting Disposition | 6/12/2019 | LED HighBay luminaire rated from 11800 to < 14800 lumens and >= 130 LPW |  | Deem-WP | Proposed
SCE | LT-21229NonResAnyFiSDrI | 1/1/2020 |  | SWLG011-01 | NR | DnDeemDI | SWLG011S | None | Ind | Com-HiBay-SCE | Com-InHB-Ltg-LEDFixt | None | SWLG011_01_M019 | SWLG011_01_B001 | ExAnte2020 | Lighting Disposition | 6/12/2019 | LED HighBay luminaire rated from 14800 to < 18500 lumens and >= 130 LPW |  | Deem-WP | Proposed
SCE | LT-21230NonResAnyFiSDrI | 1/1/2020 |  | SWLG011-01 | NR | DnDeemDI | SWLG011T | None | Ind | Com-HiBay-SCE | Com-InHB-Ltg-LEDFixt | None | SWLG011_01_M020 | SWLG011_01_B001 | ExAnte2020 | Lighting Disposition | 6/12/2019 | LED HighBay luminaire rated from 18500 to < 23100 lumens and >= 130 LPW |  | Deem-WP | Proposed
SCE | LT-21231NonResAnyFiSDrI | 1/1/2020 |  | SWLG011-01 | NR | DnDeemDI | SWLG011U | None | Ind | Com-HiBay-SCE | Com-InHB-Ltg-LEDFixt | None | SWLG011_01_M021 | SWLG011_01_B001 | ExAnte2020 | Lighting Disposition | 6/12/2019 | LED HighBay luminaire rated from 23100 to < 30000 lumens and >= 135 LPW |  | Deem-WP | Proposed
SCE | LT-21232NonResAnyFiSDrI | 1/1/2020 |  | SWLG011-01 | NR | DnDeemDI | SWLG011V | None | Ind | Com-HiBay-SCE | Com-InHB-Ltg-LEDFixt | None | SWLG011_01_M022 | SWLG011_01_B001 | ExAnte2020 | Lighting Disposition | 6/12/2019 | LED HighBay luminaire rated from 30000 to < 39000 lumens and >= 135 LPW |  | Deem-WP | Proposed
SCE | LT-21233NonResAnyFiSDrI | 1/1/2020 |  | SWLG011-01 | NR | DnDeemDI | SWLG011W | None | Ind | Com-HiBay-SCE | Com-InHB-Ltg-LEDFixt | None | SWLG011_01_M023 | SWLG011_01_B001 | ExAnte2020 | Lighting Disposition | 6/12/2019 | LED HighBay luminaire rated from 39000 to < 50700 lumens and >= 135 LPW |  | Deem-WP | Proposed
SCE | LT-21234NonResAnyFiSDrI | 1/1/2020 |  | SWLG011-01 | NR | DnDeemDI | SWLG011X | None | Ind | Com-HiBay-SCE | Com-InHB-Ltg-LEDFixt | None | SWLG011_01_M024 | SWLG011_01_B001 | ExAnte2020 | Lighting Disposition | 6/12/2019 | LED HighBay luminaire rated from 50700 to < 65900 lumens and >= 135 LPW |  | Deem-WP | Proposed
SDG | 467563 | 1/1/2020 |  | SWLG011-01 | NR | UpDeemed | SWLG011A | None | Com | Com-HiBay-SDG | Com-InHB-Ltg-LEDFixt | None | SWLG011_01_M001 | SWLG011_01_B001 | ExAnte2020 | Lighting Disposition | 6/12/2019 | LED HighBay luminaire rated from 4500 to < 5400 lumens and >= 110 LPW and < 130 LPW | 4653136 | Deem-WP | Proposed
SDG | 467564 | 1/1/2020 |  | SWLG011-01 | NR | UpDeemed | SWLG011B | None | Com | Com-HiBay-SDG | Com-InHB-Ltg-LEDFixt | None | SWLG011_01_M002 | SWLG011_01_B001 | ExAnte2020 | Lighting Disposition | 6/12/2019 | LED HighBay luminaire rated from 5400 to < 6500 lumens and >= 110 LPW and < 130 LPW | 4653136 | Deem-WP | Proposed
SDG | 467565 | 1/1/2020 |  | SWLG011-01 | NR | UpDeemed | SWLG011C | None | Com | Com-HiBay-SDG | Com-InHB-Ltg-LEDFixt | None | SWLG011_01_M003 | SWLG011_01_B001 | ExAnte2020 | Lighting Disposition | 6/12/2019 | LED HighBay luminaire rated from 6500 to < 7800 lumens and >= 110 LPW and < 130 LPW | 4653136 | Deem-WP | Proposed
SDG | 467566 | 1/1/2020 |  | SWLG011-01 | NR | UpDeemed | SWLG011D | None | Com | Com-HiBay-SDG | Com-InHB-Ltg-LEDFixt | None | SWLG011_01_M004 | SWLG011_01_B001 | ExAnte2020 | Lighting Disposition | 6/12/2019 | LED HighBay luminaire rated from 7800 to < 9400 lumens and >= 110 LPW and < 130 LPW | 4653136 | Deem-WP | Proposed
SDG | 467567 | 1/1/2020 |  | SWLG011-01 | NR | UpDeemed | SWLG011E | None | Com | Com-HiBay-SDG | Com-InHB-Ltg-LEDFixt | None | SWLG011_01_M005 | SWLG011_01_B001 | ExAnte2020 | Lighting Disposition | 6/12/2019 | LED HighBay luminaire rated from 9400 to < 11800 lumens and >= 110 LPW and < 130 LPW | 4653136 | Deem-WP | Proposed
SDG | 467568 | 1/1/2020 |  | SWLG011-01 | NR | UpDeemed | SWLG011F | None | Com | Com-HiBay-SDG | Com-InHB-Ltg-LEDFixt | None | SWLG011_01_M006 | SWLG011_01_B001 | ExAnte2020 | Lighting Disposition | 6/12/2019 | LED HighBay luminaire rated from 11800 to < 14800 lumens and >= 110 LPW and < 130 LPW | 4653136 | Deem-WP | Proposed
SDG | 467569 | 1/1/2020 |  | SWLG011-01 | NR | UpDeemed | SWLG011G | None | Com | Com-HiBay-SDG | Com-InHB-Ltg-LEDFixt | None | SWLG011_01_M007 | SWLG011_01_B001 | ExAnte2020 | Lighting Disposition | 6/12/2019 | LED HighBay luminaire rated from 14800 to < 18500 lumens and >= 120 LPW and < 130 LPW | 4653136 | Deem-WP | Proposed
SDG | 467570 | 1/1/2020 |  | SWLG011-01 | NR | UpDeemed | SWLG011H | None | Com | Com-HiBay-SDG | Com-InHB-Ltg-LEDFixt | None | SWLG011_01_M008 | SWLG011_01_B001 | ExAnte2020 | Lighting Disposition | 6/12/2019 | LED HighBay luminaire rated from 18500 to < 23100 lumens and >= 120 LPW and < 130 LPW | 4653136 | Deem-WP | Proposed
SDG | 467571 | 1/1/2020 |  | SWLG011-01 | NR | UpDeemed | SWLG011I | None | Com | Com-HiBay-SDG | Com-InHB-Ltg-LEDFixt | None | SWLG011_01_M009 | SWLG011_01_B001 | ExAnte2020 | Lighting Disposition | 6/12/2019 | LED HighBay luminaire rated from 23100 to < 30000 lumens and >= 125 LPW and < 135 LPW | 4653136 | Deem-WP | Proposed
SDG | 467572 | 1/1/2020 |  | SWLG011-01 | NR | UpDeemed | SWLG011J | None | Com | Com-HiBay-SDG | Com-InHB-Ltg-LEDFixt | None | SWLG011_01_M010 | SWLG011_01_B001 | ExAnte2020 | Lighting Disposition | 6/12/2019 | LED HighBay luminaire rated from 30000 to < 39000 lumens and >= 125 LPW and < 135 LPW | 4653136 | Deem-WP | Proposed
SDG | 467573 | 1/1/2020 |  | SWLG011-01 | NR | UpDeemed | SWLG011K | None | Com | Com-HiBay-SDG | Com-InHB-Ltg-LEDFixt | None | SWLG011_01_M011 | SWLG011_01_B001 | ExAnte2020 | Lighting Disposition | 6/12/2019 | LED HighBay luminaire rated from 39000 to < 50700 lumens and >= 125 LPW and < 135 LPW | 4653136 | Deem-WP | Proposed
SDG | 467574 | 1/1/2020 |  | SWLG011-01 | NR | UpDeemed | SWLG011L | None | Com | Com-HiBay-SDG | Com-InHB-Ltg-LEDFixt | None | SWLG011_01_M012 | SWLG011_01_B001 | ExAnte2020 | Lighting Disposition | 6/12/2019 | LED HighBay luminaire rated from 50700 to < 65900 lumens and >= 125 LPW and < 135 LPW | 4653136 | Deem-WP | Proposed
SDG | 467575 | 1/1/2020 |  | SWLG011-01 | NR | UpDeemed | SWLG011M | None | Com | Com-HiBay-SDG | Com-InHB-Ltg-LEDFixt | None | SWLG011_01_M013 | SWLG011_01_B001 | ExAnte2020 | Lighting Disposition | 6/12/2019 | LED HighBay luminaire rated from 4500 to < 5400 lumens and >= 130 LPW | 4653136 | Deem-WP | Proposed
SDG | 467576 | 1/1/2020 |  | SWLG011-01 | NR | UpDeemed | SWLG011N | None | Com | Com-HiBay-SDG | Com-InHB-Ltg-LEDFixt | None | SWLG011_01_M014 | SWLG011_01_B001 | ExAnte2020 | Lighting Disposition | 6/12/2019 | LED HighBay luminaire rated from 5400 to < 6500 lumens and >= 130 LPW | 4653136 | Deem-WP | Proposed
SDG | 467577 | 1/1/2020 |  | SWLG011-01 | NR | UpDeemed | SWLG011O | None | Com | Com-HiBay-SDG | Com-InHB-Ltg-LEDFixt | None | SWLG011_01_M015 | SWLG011_01_B001 | ExAnte2020 | Lighting Disposition | 6/12/2019 | LED HighBay luminaire rated from 6500 to < 7800 lumens and >= 130 LPW | 4653136 | Deem-WP | Proposed
SDG | 467578 | 1/1/2020 |  | SWLG011-01 | NR | UpDeemed | SWLG011P | None | Com | Com-HiBay-SDG | Com-InHB-Ltg-LEDFixt | None | SWLG011_01_M016 | SWLG011_01_B001 | ExAnte2020 | Lighting Disposition | 6/12/2019 | LED HighBay luminaire rated from 7800 to < 9400 lumens and >= 130 LPW | 4653136 | Deem-WP | Proposed
SDG | 467579 | 1/1/2020 |  | SWLG011-01 | NR | UpDeemed | SWLG011Q | None | Com | Com-HiBay-SDG | Com-InHB-Ltg-LEDFixt | None | SWLG011_01_M017 | SWLG011_01_B001 | ExAnte2020 | Lighting Disposition | 6/12/2019 | LED HighBay luminaire rated from 9400 to < 11800 lumens and >= 130 LPW | 4653136 | Deem-WP | Proposed
SDG | 467580 | 1/1/2020 |  | SWLG011-01 | NR | UpDeemed | SWLG011R | None | Com | Com-HiBay-SDG | Com-InHB-Ltg-LEDFixt | None | SWLG011_01_M018 | SWLG011_01_B001 | ExAnte2020 | Lighting Disposition | 6/12/2019 | LED HighBay luminaire rated from 11800 to < 14800 lumens and >= 130 LPW | 4653136 | Deem-WP | Proposed
SDG | 467581 | 1/1/2020 |  | SWLG011-01 | NR | UpDeemed | SWLG011S | None | Com | Com-HiBay-SDG | Com-InHB-Ltg-LEDFixt | None | SWLG011_01_M019 | SWLG011_01_B001 | ExAnte2020 | Lighting Disposition | 6/12/2019 | LED HighBay luminaire rated from 14800 to < 18500 lumens and >= 130 LPW | 4653136 | Deem-WP | Proposed
SDG | 467582 | 1/1/2020 |  | SWLG011-01 | NR | UpDeemed | SWLG011T | None | Com | Com-HiBay-SDG | Com-InHB-Ltg-LEDFixt | None | SWLG011_01_M020 | SWLG011_01_B001 | ExAnte2020 | Lighting Disposition | 6/12/2019 | LED HighBay luminaire rated from 18500 to < 23100 lumens and >= 130 LPW | 4653136 | Deem-WP | Proposed
SDG | 467583 | 1/1/2020 |  | SWLG011-01 | NR | UpDeemed | SWLG011U | None | Com | Com-HiBay-SDG | Com-InHB-Ltg-LEDFixt | None | SWLG011_01_M021 | SWLG011_01_B001 | ExAnte2020 | Lighting Disposition | 6/12/2019 | LED HighBay luminaire rated from 23100 to < 30000 lumens and >= 135 LPW | 4653136 | Deem-WP | Proposed
SDG | 467584 | 1/1/2020 |  | SWLG011-01 | NR | UpDeemed | SWLG011V | None | Com | Com-HiBay-SDG | Com-InHB-Ltg-LEDFixt | None | SWLG011_01_M022 | SWLG011_01_B001 | ExAnte2020 | Lighting Disposition | 6/12/2019 | LED HighBay luminaire rated from 30000 to < 39000 lumens and >= 135 LPW | 4653136 | Deem-WP | Proposed
SDG | 467585 | 1/1/2020 |  | SWLG011-01 | NR | UpDeemed | SWLG011W | None | Com | Com-HiBay-SDG | Com-InHB-Ltg-LEDFixt | None | SWLG011_01_M023 | SWLG011_01_B001 | ExAnte2020 | Lighting Disposition | 6/12/2019 | LED HighBay luminaire rated from 39000 to < 50700 lumens and >= 135 LPW | 4653136 | Deem-WP | Proposed
SDG | 467586 | 1/1/2020 |  | SWLG011-01 | NR | UpDeemed | SWLG011X | None | Com | Com-HiBay-SDG | Com-InHB-Ltg-LEDFixt | None | SWLG011_01_M024 | SWLG011_01_B001 | ExAnte2020 | Lighting Disposition | 6/12/2019 | LED HighBay luminaire rated from 50700 to < 65900 lumens and >= 135 LPW | 4653136 | Deem-WP | Proposed
SDG | 467587 | 1/1/2020 |  | SWLG011-01 | NR | DnDeemed | SWLG011A | None | Com | Com-HiBay-SDG | Com-InHB-Ltg-LEDFixt | None | SWLG011_01_M001 | SWLG011_01_B001 | ExAnte2020 | Lighting Disposition | 6/12/2019 | LED HighBay luminaire rated from 4500 to < 5400 lumens and >= 110 LPW and < 130 LPW | 4653136 | Deem-WP | Proposed
SDG | 467588 | 1/1/2020 |  | SWLG011-01 | NR | DnDeemed | SWLG011B | None | Com | Com-HiBay-SDG | Com-InHB-Ltg-LEDFixt | None | SWLG011_01_M002 | SWLG011_01_B001 | ExAnte2020 | Lighting Disposition | 6/12/2019 | LED HighBay luminaire rated from 5400 to < 6500 lumens and >= 110 LPW and < 130 LPW | 4653136 | Deem-WP | Proposed
SDG | 467589 | 1/1/2020 |  | SWLG011-01 | NR | DnDeemed | SWLG011C | None | Com | Com-HiBay-SDG | Com-InHB-Ltg-LEDFixt | None | SWLG011_01_M003 | SWLG011_01_B001 | ExAnte2020 | Lighting Disposition | 6/12/2019 | LED HighBay luminaire rated from 6500 to < 7800 lumens and >= 110 LPW and < 130 LPW | 4653136 | Deem-WP | Proposed
SDG | 467590 | 1/1/2020 |  | SWLG011-01 | NR | DnDeemed | SWLG011D | None | Com | Com-HiBay-SDG | Com-InHB-Ltg-LEDFixt | None | SWLG011_01_M004 | SWLG011_01_B001 | ExAnte2020 | Lighting Disposition | 6/12/2019 | LED HighBay luminaire rated from 7800 to < 9400 lumens and >= 110 LPW and < 130 LPW | 4653136 | Deem-WP | Proposed
SDG | 467591 | 1/1/2020 |  | SWLG011-01 | NR | DnDeemed | SWLG011E | None | Com | Com-HiBay-SDG | Com-InHB-Ltg-LEDFixt | None | SWLG011_01_M005 | SWLG011_01_B001 | ExAnte2020 | Lighting Disposition | 6/12/2019 | LED HighBay luminaire rated from 9400 to < 11800 lumens and >= 110 LPW and < 130 LPW | 4653136 | Deem-WP | Proposed
SDG | 467592 | 1/1/2020 |  | SWLG011-01 | NR | DnDeemed | SWLG011F | None | Com | Com-HiBay-SDG | Com-InHB-Ltg-LEDFixt | None | SWLG011_01_M006 | SWLG011_01_B001 | ExAnte2020 | Lighting Disposition | 6/12/2019 | LED HighBay luminaire rated from 11800 to < 14800 lumens and >= 110 LPW and < 130 LPW | 4653136 | Deem-WP | Proposed
SDG | 467593 | 1/1/2020 |  | SWLG011-01 | NR | DnDeemed | SWLG011G | None | Com | Com-HiBay-SDG | Com-InHB-Ltg-LEDFixt | None | SWLG011_01_M007 | SWLG011_01_B001 | ExAnte2020 | Lighting Disposition | 6/12/2019 | LED HighBay luminaire rated from 14800 to < 18500 lumens and >= 120 LPW and < 130 LPW | 4653136 | Deem-WP | Proposed
SDG | 467594 | 1/1/2020 |  | SWLG011-01 | NR | DnDeemed | SWLG011H | None | Com | Com-HiBay-SDG | Com-InHB-Ltg-LEDFixt | None | SWLG011_01_M008 | SWLG011_01_B001 | ExAnte2020 | Lighting Disposition | 6/12/2019 | LED HighBay luminaire rated from 18500 to < 23100 lumens and >= 120 LPW and < 130 LPW | 4653136 | Deem-WP | Proposed
SDG | 467595 | 1/1/2020 |  | SWLG011-01 | NR | DnDeemed | SWLG011I | None | Com | Com-HiBay-SDG | Com-InHB-Ltg-LEDFixt | None | SWLG011_01_M009 | SWLG011_01_B001 | ExAnte2020 | Lighting Disposition | 6/12/2019 | LED HighBay luminaire rated from 23100 to < 30000 lumens and >= 125 LPW and < 135 LPW | 4653136 | Deem-WP | Proposed
SDG | 467596 | 1/1/2020 |  | SWLG011-01 | NR | DnDeemed | SWLG011J | None | Com | Com-HiBay-SDG | Com-InHB-Ltg-LEDFixt | None | SWLG011_01_M010 | SWLG011_01_B001 | ExAnte2020 | Lighting Disposition | 6/12/2019 | LED HighBay luminaire rated from 30000 to < 39000 lumens and >= 125 LPW and < 135 LPW | 4653136 | Deem-WP | Proposed
SDG | 467597 | 1/1/2020 |  | SWLG011-01 | NR | DnDeemed | SWLG011K | None | Com | Com-HiBay-SDG | Com-InHB-Ltg-LEDFixt | None | SWLG011_01_M011 | SWLG011_01_B001 | ExAnte2020 | Lighting Disposition | 6/12/2019 | LED HighBay luminaire rated from 39000 to < 50700 lumens and >= 125 LPW and < 135 LPW | 4653136 | Deem-WP | Proposed
SDG | 467598 | 1/1/2020 |  | SWLG011-01 | NR | DnDeemed | SWLG011L | None | Com | Com-HiBay-SDG | Com-InHB-Ltg-LEDFixt | None | SWLG011_01_M012 | SWLG011_01_B001 | ExAnte2020 | Lighting Disposition | 6/12/2019 | LED HighBay luminaire rated from 50700 to < 65900 lumens and >= 125 LPW and < 135 LPW | 4653136 | Deem-WP | Proposed
SDG | 467599 | 1/1/2020 |  | SWLG011-01 | NR | DnDeemed | SWLG011M | None | Com | Com-HiBay-SDG | Com-InHB-Ltg-LEDFixt | None | SWLG011_01_M013 | SWLG011_01_B001 | ExAnte2020 | Lighting Disposition | 6/12/2019 | LED HighBay luminaire rated from 4500 to < 5400 lumens and >= 130 LPW | 4653136 | Deem-WP | Proposed
SDG | 467600 | 1/1/2020 |  | SWLG011-01 | NR | DnDeemed | SWLG011N | None | Com | Com-HiBay-SDG | Com-InHB-Ltg-LEDFixt | None | SWLG011_01_M014 | SWLG011_01_B001 | ExAnte2020 | Lighting Disposition | 6/12/2019 | LED HighBay luminaire rated from 5400 to < 6500 lumens and >= 130 LPW | 4653136 | Deem-WP | Proposed
SDG | 467601 | 1/1/2020 |  | SWLG011-01 | NR | DnDeemed | SWLG011O | None | Com | Com-HiBay-SDG | Com-InHB-Ltg-LEDFixt | None | SWLG011_01_M015 | SWLG011_01_B001 | ExAnte2020 | Lighting Disposition | 6/12/2019 | LED HighBay luminaire rated from 6500 to < 7800 lumens and >= 130 LPW | 4653136 | Deem-WP | Proposed
SDG | 467602 | 1/1/2020 |  | SWLG011-01 | NR | DnDeemed | SWLG011P | None | Com | Com-HiBay-SDG | Com-InHB-Ltg-LEDFixt | None | SWLG011_01_M016 | SWLG011_01_B001 | ExAnte2020 | Lighting Disposition | 6/12/2019 | LED HighBay luminaire rated from 7800 to < 9400 lumens and >= 130 LPW | 4653136 | Deem-WP | Proposed
SDG | 467603 | 1/1/2020 |  | SWLG011-01 | NR | DnDeemed | SWLG011Q | None | Com | Com-HiBay-SDG | Com-InHB-Ltg-LEDFixt | None | SWLG011_01_M017 | SWLG011_01_B001 | ExAnte2020 | Lighting Disposition | 6/12/2019 | LED HighBay luminaire rated from 9400 to < 11800 lumens and >= 130 LPW | 4653136 | Deem-WP | Proposed
SDG | 467604 | 1/1/2020 |  | SWLG011-01 | NR | DnDeemed | SWLG011R | None | Com | Com-HiBay-SDG | Com-InHB-Ltg-LEDFixt | None | SWLG011_01_M018 | SWLG011_01_B001 | ExAnte2020 | Lighting Disposition | 6/12/2019 | LED HighBay luminaire rated from 11800 to < 14800 lumens and >= 130 LPW | 4653136 | Deem-WP | Proposed
SDG | 467605 | 1/1/2020 |  | SWLG011-01 | NR | DnDeemed | SWLG011S | None | Com | Com-HiBay-SDG | Com-InHB-Ltg-LEDFixt | None | SWLG011_01_M019 | SWLG011_01_B001 | ExAnte2020 | Lighting Disposition | 6/12/2019 | LED HighBay luminaire rated from 14800 to < 18500 lumens and >= 130 LPW | 4653136 | Deem-WP | Proposed
SDG | 467606 | 1/1/2020 |  | SWLG011-01 | NR | DnDeemed | SWLG011T | None | Com | Com-HiBay-SDG | Com-InHB-Ltg-LEDFixt | None | SWLG011_01_M020 | SWLG011_01_B001 | ExAnte2020 | Lighting Disposition | 6/12/2019 | LED HighBay luminaire rated from 18500 to < 23100 lumens and >= 130 LPW | 4653136 | Deem-WP | Proposed
SDG | 467607 | 1/1/2020 |  | SWLG011-01 | NR | DnDeemed | SWLG011U | None | Com | Com-HiBay-SDG | Com-InHB-Ltg-LEDFixt | None | SWLG011_01_M021 | SWLG011_01_B001 | ExAnte2020 | Lighting Disposition | 6/12/2019 | LED HighBay luminaire rated from 23100 to < 30000 lumens and >= 135 LPW | 4653136 | Deem-WP | Proposed
SDG | 467608 | 1/1/2020 |  | SWLG011-01 | NR | DnDeemed | SWLG011V | None | Com | Com-HiBay-SDG | Com-InHB-Ltg-LEDFixt | None | SWLG011_01_M022 | SWLG011_01_B001 | ExAnte2020 | Lighting Disposition | 6/12/2019 | LED HighBay luminaire rated from 30000 to < 39000 lumens and >= 135 LPW | 4653136 | Deem-WP | Proposed
SDG | 467609 | 1/1/2020 |  | SWLG011-01 | NR | DnDeemed | SWLG011W | None | Com | Com-HiBay-SDG | Com-InHB-Ltg-LEDFixt | None | SWLG011_01_M023 | SWLG011_01_B001 | ExAnte2020 | Lighting Disposition | 6/12/2019 | LED HighBay luminaire rated from 39000 to < 50700 lumens and >= 135 LPW | 4653136 | Deem-WP | Proposed
SDG | 467610 | 1/1/2020 |  | SWLG011-01 | NR | DnDeemed | SWLG011X | None | Com | Com-HiBay-SDG | Com-InHB-Ltg-LEDFixt | None | SWLG011_01_M024 | SWLG011_01_B001 | ExAnte2020 | Lighting Disposition | 6/12/2019 | LED HighBay luminaire rated from 50700 to < 65900 lumens and >= 135 LPW | 4653136 | Deem-WP | Proposed
SDG | 467611 | 1/1/2020 |  | SWLG011-01 | NR | DnDeemDI | SWLG011A | None | Com | Com-HiBay-SDG | Com-InHB-Ltg-LEDFixt | None | SWLG011_01_M001 | SWLG011_01_B001 | ExAnte2020 | Lighting Disposition | 6/12/2019 | LED HighBay luminaire rated from 4500 to < 5400 lumens and >= 110 LPW and < 130 LPW | 4653136 | Deem-WP | Proposed
SDG | 467612 | 1/1/2020 |  | SWLG011-01 | NR | DnDeemDI | SWLG011B | None | Com | Com-HiBay-SDG | Com-InHB-Ltg-LEDFixt | None | SWLG011_01_M002 | SWLG011_01_B001 | ExAnte2020 | Lighting Disposition | 6/12/2019 | LED HighBay luminaire rated from 5400 to < 6500 lumens and >= 110 LPW and < 130 LPW | 4653136 | Deem-WP | Proposed
SDG | 467613 | 1/1/2020 |  | SWLG011-01 | NR | DnDeemDI | SWLG011C | None | Com | Com-HiBay-SDG | Com-InHB-Ltg-LEDFixt | None | SWLG011_01_M003 | SWLG011_01_B001 | ExAnte2020 | Lighting Disposition | 6/12/2019 | LED HighBay luminaire rated from 6500 to < 7800 lumens and >= 110 LPW and < 130 LPW | 4653136 | Deem-WP | Proposed
SDG | 467614 | 1/1/2020 |  | SWLG011-01 | NR | DnDeemDI | SWLG011D | None | Com | Com-HiBay-SDG | Com-InHB-Ltg-LEDFixt | None | SWLG011_01_M004 | SWLG011_01_B001 | ExAnte2020 | Lighting Disposition | 6/12/2019 | LED HighBay luminaire rated from 7800 to < 9400 lumens and >= 110 LPW and < 130 LPW | 4653136 | Deem-WP | Proposed
SDG | 467615 | 1/1/2020 |  | SWLG011-01 | NR | DnDeemDI | SWLG011E | None | Com | Com-HiBay-SDG | Com-InHB-Ltg-LEDFixt | None | SWLG011_01_M005 | SWLG011_01_B001 | ExAnte2020 | Lighting Disposition | 6/12/2019 | LED HighBay luminaire rated from 9400 to < 11800 lumens and >= 110 LPW and < 130 LPW | 4653136 | Deem-WP | Proposed
SDG | 467616 | 1/1/2020 |  | SWLG011-01 | NR | DnDeemDI | SWLG011F | None | Com | Com-HiBay-SDG | Com-InHB-Ltg-LEDFixt | None | SWLG011_01_M006 | SWLG011_01_B001 | ExAnte2020 | Lighting Disposition | 6/12/2019 | LED HighBay luminaire rated from 11800 to < 14800 lumens and >= 110 LPW and < 130 LPW | 4653136 | Deem-WP | Proposed
SDG | 467617 | 1/1/2020 |  | SWLG011-01 | NR | DnDeemDI | SWLG011G | None | Com | Com-HiBay-SDG | Com-InHB-Ltg-LEDFixt | None | SWLG011_01_M007 | SWLG011_01_B001 | ExAnte2020 | Lighting Disposition | 6/12/2019 | LED HighBay luminaire rated from 14800 to < 18500 lumens and >= 120 LPW and < 130 LPW | 4653136 | Deem-WP | Proposed
SDG | 467618 | 1/1/2020 |  | SWLG011-01 | NR | DnDeemDI | SWLG011H | None | Com | Com-HiBay-SDG | Com-InHB-Ltg-LEDFixt | None | SWLG011_01_M008 | SWLG011_01_B001 | ExAnte2020 | Lighting Disposition | 6/12/2019 | LED HighBay luminaire rated from 18500 to < 23100 lumens and >= 120 LPW and < 130 LPW | 4653136 | Deem-WP | Proposed
SDG | 467619 | 1/1/2020 |  | SWLG011-01 | NR | DnDeemDI | SWLG011I | None | Com | Com-HiBay-SDG | Com-InHB-Ltg-LEDFixt | None | SWLG011_01_M009 | SWLG011_01_B001 | ExAnte2020 | Lighting Disposition | 6/12/2019 | LED HighBay luminaire rated from 23100 to < 30000 lumens and >= 125 LPW and < 135 LPW | 4653136 | Deem-WP | Proposed
SDG | 467620 | 1/1/2020 |  | SWLG011-01 | NR | DnDeemDI | SWLG011J | None | Com | Com-HiBay-SDG | Com-InHB-Ltg-LEDFixt | None | SWLG011_01_M010 | SWLG011_01_B001 | ExAnte2020 | Lighting Disposition | 6/12/2019 | LED HighBay luminaire rated from 30000 to < 39000 lumens and >= 125 LPW and < 135 LPW | 4653136 | Deem-WP | Proposed
SDG | 467621 | 1/1/2020 |  | SWLG011-01 | NR | DnDeemDI | SWLG011K | None | Com | Com-HiBay-SDG | Com-InHB-Ltg-LEDFixt | None | SWLG011_01_M011 | SWLG011_01_B001 | ExAnte2020 | Lighting Disposition | 6/12/2019 | LED HighBay luminaire rated from 39000 to < 50700 lumens and >= 125 LPW and < 135 LPW | 4653136 | Deem-WP | Proposed
SDG | 467622 | 1/1/2020 |  | SWLG011-01 | NR | DnDeemDI | SWLG011L | None | Com | Com-HiBay-SDG | Com-InHB-Ltg-LEDFixt | None | SWLG011_01_M012 | SWLG011_01_B001 | ExAnte2020 | Lighting Disposition | 6/12/2019 | LED HighBay luminaire rated from 50700 to < 65900 lumens and >= 125 LPW and < 135 LPW | 4653136 | Deem-WP | Proposed
SDG | 467623 | 1/1/2020 |  | SWLG011-01 | NR | DnDeemDI | SWLG011M | None | Com | Com-HiBay-SDG | Com-InHB-Ltg-LEDFixt | None | SWLG011_01_M013 | SWLG011_01_B001 | ExAnte2020 | Lighting Disposition | 6/12/2019 | LED HighBay luminaire rated from 4500 to < 5400 lumens and >= 130 LPW | 4653136 | Deem-WP | Proposed
SDG | 467624 | 1/1/2020 |  | SWLG011-01 | NR | DnDeemDI | SWLG011N | None | Com | Com-HiBay-SDG | Com-InHB-Ltg-LEDFixt | None | SWLG011_01_M014 | SWLG011_01_B001 | ExAnte2020 | Lighting Disposition | 6/12/2019 | LED HighBay luminaire rated from 5400 to < 6500 lumens and >= 130 LPW | 4653136 | Deem-WP | Proposed
SDG | 467625 | 1/1/2020 |  | SWLG011-01 | NR | DnDeemDI | SWLG011O | None | Com | Com-HiBay-SDG | Com-InHB-Ltg-LEDFixt | None | SWLG011_01_M015 | SWLG011_01_B001 | ExAnte2020 | Lighting Disposition | 6/12/2019 | LED HighBay luminaire rated from 6500 to < 7800 lumens and >= 130 LPW | 4653136 | Deem-WP | Proposed
SDG | 467626 | 1/1/2020 |  | SWLG011-01 | NR | DnDeemDI | SWLG011P | None | Com | Com-HiBay-SDG | Com-InHB-Ltg-LEDFixt | None | SWLG011_01_M016 | SWLG011_01_B001 | ExAnte2020 | Lighting Disposition | 6/12/2019 | LED HighBay luminaire rated from 7800 to < 9400 lumens and >= 130 LPW | 4653136 | Deem-WP | Proposed
SDG | 467627 | 1/1/2020 |  | SWLG011-01 | NR | DnDeemDI | SWLG011Q | None | Com | Com-HiBay-SDG | Com-InHB-Ltg-LEDFixt | None | SWLG011_01_M017 | SWLG011_01_B001 | ExAnte2020 | Lighting Disposition | 6/12/2019 | LED HighBay luminaire rated from 9400 to < 11800 lumens and >= 130 LPW | 4653136 | Deem-WP | Proposed
SDG | 467628 | 1/1/2020 |  | SWLG011-01 | NR | DnDeemDI | SWLG011R | None | Com | Com-HiBay-SDG | Com-InHB-Ltg-LEDFixt | None | SWLG011_01_M018 | SWLG011_01_B001 | ExAnte2020 | Lighting Disposition | 6/12/2019 | LED HighBay luminaire rated from 11800 to < 14800 lumens and >= 130 LPW | 4653136 | Deem-WP | Proposed
SDG | 467629 | 1/1/2020 |  | SWLG011-01 | NR | DnDeemDI | SWLG011S | None | Com | Com-HiBay-SDG | Com-InHB-Ltg-LEDFixt | None | SWLG011_01_M019 | SWLG011_01_B001 | ExAnte2020 | Lighting Disposition | 6/12/2019 | LED HighBay luminaire rated from 14800 to < 18500 lumens and >= 130 LPW | 4653136 | Deem-WP | Proposed
SDG | 467630 | 1/1/2020 |  | SWLG011-01 | NR | DnDeemDI | SWLG011T | None | Com | Com-HiBay-SDG | Com-InHB-Ltg-LEDFixt | None | SWLG011_01_M020 | SWLG011_01_B001 | ExAnte2020 | Lighting Disposition | 6/12/2019 | LED HighBay luminaire rated from 18500 to < 23100 lumens and >= 130 LPW | 4653136 | Deem-WP | Proposed
SDG | 467631 | 1/1/2020 |  | SWLG011-01 | NR | DnDeemDI | SWLG011U | None | Com | Com-HiBay-SDG | Com-InHB-Ltg-LEDFixt | None | SWLG011_01_M021 | SWLG011_01_B001 | ExAnte2020 | Lighting Disposition | 6/12/2019 | LED HighBay luminaire rated from 23100 to < 30000 lumens and >= 135 LPW | 4653136 | Deem-WP | Proposed
SDG | 467632 | 1/1/2020 |  | SWLG011-01 | NR | DnDeemDI | SWLG011V | None | Com | Com-HiBay-SDG | Com-InHB-Ltg-LEDFixt | None | SWLG011_01_M022 | SWLG011_01_B001 | ExAnte2020 | Lighting Disposition | 6/12/2019 | LED HighBay luminaire rated from 30000 to < 39000 lumens and >= 135 LPW | 4653136 | Deem-WP | Proposed
SDG | 467633 | 1/1/2020 |  | SWLG011-01 | NR | DnDeemDI | SWLG011W | None | Com | Com-HiBay-SDG | Com-InHB-Ltg-LEDFixt | None | SWLG011_01_M023 | SWLG011_01_B001 | ExAnte2020 | Lighting Disposition | 6/12/2019 | LED HighBay luminaire rated from 39000 to < 50700 lumens and >= 135 LPW | 4653136 | Deem-WP | Proposed
SDG | 467634 | 1/1/2020 |  | SWLG011-01 | NR | DnDeemDI | SWLG011X | None | Com | Com-HiBay-SDG | Com-InHB-Ltg-LEDFixt | None | SWLG011_01_M024 | SWLG011_01_B001 | ExAnte2020 | Lighting Disposition | 6/12/2019 | LED HighBay luminaire rated from 50700 to < 65900 lumens and >= 135 LPW | 4653136 | Deem-WP | Proposed
SDG | 467563 | 1/1/2020 |  | SWLG011-01 | NR | UpDeemed | SWLG011A | None | Ind | Com-HiBay-SDG | Com-InHB-Ltg-LEDFixt | None | SWLG011_01_M001 | SWLG011_01_B001 | ExAnte2020 | Lighting Disposition | 6/12/2019 | LED HighBay luminaire rated from 4500 to < 5400 lumens and >= 110 LPW and < 130 LPW | 4653136 | Deem-WP | Proposed
SDG | 467564 | 1/1/2020 |  | SWLG011-01 | NR | UpDeemed | SWLG011B | None | Ind | Com-HiBay-SDG | Com-InHB-Ltg-LEDFixt | None | SWLG011_01_M002 | SWLG011_01_B001 | ExAnte2020 | Lighting Disposition | 6/12/2019 | LED HighBay luminaire rated from 5400 to < 6500 lumens and >= 110 LPW and < 130 LPW | 4653136 | Deem-WP | Proposed
SDG | 467565 | 1/1/2020 |  | SWLG011-01 | NR | UpDeemed | SWLG011C | None | Ind | Com-HiBay-SDG | Com-InHB-Ltg-LEDFixt | None | SWLG011_01_M003 | SWLG011_01_B001 | ExAnte2020 | Lighting Disposition | 6/12/2019 | LED HighBay luminaire rated from 6500 to < 7800 lumens and >= 110 LPW and < 130 LPW | 4653136 | Deem-WP | Proposed
SDG | 467566 | 1/1/2020 |  | SWLG011-01 | NR | UpDeemed | SWLG011D | None | Ind | Com-HiBay-SDG | Com-InHB-Ltg-LEDFixt | None | SWLG011_01_M004 | SWLG011_01_B001 | ExAnte2020 | Lighting Disposition | 6/12/2019 | LED HighBay luminaire rated from 7800 to < 9400 lumens and >= 110 LPW and < 130 LPW | 4653136 | Deem-WP | Proposed
SDG | 467567 | 1/1/2020 |  | SWLG011-01 | NR | UpDeemed | SWLG011E | None | Ind | Com-HiBay-SDG | Com-InHB-Ltg-LEDFixt | None | SWLG011_01_M005 | SWLG011_01_B001 | ExAnte2020 | Lighting Disposition | 6/12/2019 | LED HighBay luminaire rated from 9400 to < 11800 lumens and >= 110 LPW and < 130 LPW | 4653136 | Deem-WP | Proposed
SDG | 467568 | 1/1/2020 |  | SWLG011-01 | NR | UpDeemed | SWLG011F | None | Ind | Com-HiBay-SDG | Com-InHB-Ltg-LEDFixt | None | SWLG011_01_M006 | SWLG011_01_B001 | ExAnte2020 | Lighting Disposition | 6/12/2019 | LED HighBay luminaire rated from 11800 to < 14800 lumens and >= 110 LPW and < 130 LPW | 4653136 | Deem-WP | Proposed
SDG | 467569 | 1/1/2020 |  | SWLG011-01 | NR | UpDeemed | SWLG011G | None | Ind | Com-HiBay-SDG | Com-InHB-Ltg-LEDFixt | None | SWLG011_01_M007 | SWLG011_01_B001 | ExAnte2020 | Lighting Disposition | 6/12/2019 | LED HighBay luminaire rated from 14800 to < 18500 lumens and >= 120 LPW and < 130 LPW | 4653136 | Deem-WP | Proposed
SDG | 467570 | 1/1/2020 |  | SWLG011-01 | NR | UpDeemed | SWLG011H | None | Ind | Com-HiBay-SDG | Com-InHB-Ltg-LEDFixt | None | SWLG011_01_M008 | SWLG011_01_B001 | ExAnte2020 | Lighting Disposition | 6/12/2019 | LED HighBay luminaire rated from 18500 to < 23100 lumens and >= 120 LPW and < 130 LPW | 4653136 | Deem-WP | Proposed
SDG | 467571 | 1/1/2020 |  | SWLG011-01 | NR | UpDeemed | SWLG011I | None | Ind | Com-HiBay-SDG | Com-InHB-Ltg-LEDFixt | None | SWLG011_01_M009 | SWLG011_01_B001 | ExAnte2020 | Lighting Disposition | 6/12/2019 | LED HighBay luminaire rated from 23100 to < 30000 lumens and >= 125 LPW and < 135 LPW | 4653136 | Deem-WP | Proposed
SDG | 467572 | 1/1/2020 |  | SWLG011-01 | NR | UpDeemed | SWLG011J | None | Ind | Com-HiBay-SDG | Com-InHB-Ltg-LEDFixt | None | SWLG011_01_M010 | SWLG011_01_B001 | ExAnte2020 | Lighting Disposition | 6/12/2019 | LED HighBay luminaire rated from 30000 to < 39000 lumens and >= 125 LPW and < 135 LPW | 4653136 | Deem-WP | Proposed
SDG | 467573 | 1/1/2020 |  | SWLG011-01 | NR | UpDeemed | SWLG011K | None | Ind | Com-HiBay-SDG | Com-InHB-Ltg-LEDFixt | None | SWLG011_01_M011 | SWLG011_01_B001 | ExAnte2020 | Lighting Disposition | 6/12/2019 | LED HighBay luminaire rated from 39000 to < 50700 lumens and >= 125 LPW and < 135 LPW | 4653136 | Deem-WP | Proposed
SDG | 467574 | 1/1/2020 |  | SWLG011-01 | NR | UpDeemed | SWLG011L | None | Ind | Com-HiBay-SDG | Com-InHB-Ltg-LEDFixt | None | SWLG011_01_M012 | SWLG011_01_B001 | ExAnte2020 | Lighting Disposition | 6/12/2019 | LED HighBay luminaire rated from 50700 to < 65900 lumens and >= 125 LPW and < 135 LPW | 4653136 | Deem-WP | Proposed
SDG | 467575 | 1/1/2020 |  | SWLG011-01 | NR | UpDeemed | SWLG011M | None | Ind | Com-HiBay-SDG | Com-InHB-Ltg-LEDFixt | None | SWLG011_01_M013 | SWLG011_01_B001 | ExAnte2020 | Lighting Disposition | 6/12/2019 | LED HighBay luminaire rated from 4500 to < 5400 lumens and >= 130 LPW | 4653136 | Deem-WP | Proposed
SDG | 467576 | 1/1/2020 |  | SWLG011-01 | NR | UpDeemed | SWLG011N | None | Ind | Com-HiBay-SDG | Com-InHB-Ltg-LEDFixt | None | SWLG011_01_M014 | SWLG011_01_B001 | ExAnte2020 | Lighting Disposition | 6/12/2019 | LED HighBay luminaire rated from 5400 to < 6500 lumens and >= 130 LPW | 4653136 | Deem-WP | Proposed
SDG | 467577 | 1/1/2020 |  | SWLG011-01 | NR | UpDeemed | SWLG011O | None | Ind | Com-HiBay-SDG | Com-InHB-Ltg-LEDFixt | None | SWLG011_01_M015 | SWLG011_01_B001 | ExAnte2020 | Lighting Disposition | 6/12/2019 | LED HighBay luminaire rated from 6500 to < 7800 lumens and >= 130 LPW | 4653136 | Deem-WP | Proposed
SDG | 467578 | 1/1/2020 |  | SWLG011-01 | NR | UpDeemed | SWLG011P | None | Ind | Com-HiBay-SDG | Com-InHB-Ltg-LEDFixt | None | SWLG011_01_M016 | SWLG011_01_B001 | ExAnte2020 | Lighting Disposition | 6/12/2019 | LED HighBay luminaire rated from 7800 to < 9400 lumens and >= 130 LPW | 4653136 | Deem-WP | Proposed
SDG | 467579 | 1/1/2020 |  | SWLG011-01 | NR | UpDeemed | SWLG011Q | None | Ind | Com-HiBay-SDG | Com-InHB-Ltg-LEDFixt | None | SWLG011_01_M017 | SWLG011_01_B001 | ExAnte2020 | Lighting Disposition | 6/12/2019 | LED HighBay luminaire rated from 9400 to < 11800 lumens and >= 130 LPW | 4653136 | Deem-WP | Proposed
SDG | 467580 | 1/1/2020 |  | SWLG011-01 | NR | UpDeemed | SWLG011R | None | Ind | Com-HiBay-SDG | Com-InHB-Ltg-LEDFixt | None | SWLG011_01_M018 | SWLG011_01_B001 | ExAnte2020 | Lighting Disposition | 6/12/2019 | LED HighBay luminaire rated from 11800 to < 14800 lumens and >= 130 LPW | 4653136 | Deem-WP | Proposed
SDG | 467581 | 1/1/2020 |  | SWLG011-01 | NR | UpDeemed | SWLG011S | None | Ind | Com-HiBay-SDG | Com-InHB-Ltg-LEDFixt | None | SWLG011_01_M019 | SWLG011_01_B001 | ExAnte2020 | Lighting Disposition | 6/12/2019 | LED HighBay luminaire rated from 14800 to < 18500 lumens and >= 130 LPW | 4653136 | Deem-WP | Proposed
SDG | 467582 | 1/1/2020 |  | SWLG011-01 | NR | UpDeemed | SWLG011T | None | Ind | Com-HiBay-SDG | Com-InHB-Ltg-LEDFixt | None | SWLG011_01_M020 | SWLG011_01_B001 | ExAnte2020 | Lighting Disposition | 6/12/2019 | LED HighBay luminaire rated from 18500 to < 23100 lumens and >= 130 LPW | 4653136 | Deem-WP | Proposed
SDG | 467583 | 1/1/2020 |  | SWLG011-01 | NR | UpDeemed | SWLG011U | None | Ind | Com-HiBay-SDG | Com-InHB-Ltg-LEDFixt | None | SWLG011_01_M021 | SWLG011_01_B001 | ExAnte2020 | Lighting Disposition | 6/12/2019 | LED HighBay luminaire rated from 23100 to < 30000 lumens and >= 135 LPW | 4653136 | Deem-WP | Proposed
SDG | 467584 | 1/1/2020 |  | SWLG011-01 | NR | UpDeemed | SWLG011V | None | Ind | Com-HiBay-SDG | Com-InHB-Ltg-LEDFixt | None | SWLG011_01_M022 | SWLG011_01_B001 | ExAnte2020 | Lighting Disposition | 6/12/2019 | LED HighBay luminaire rated from 30000 to < 39000 lumens and >= 135 LPW | 4653136 | Deem-WP | Proposed
SDG | 467585 | 1/1/2020 |  | SWLG011-01 | NR | UpDeemed | SWLG011W | None | Ind | Com-HiBay-SDG | Com-InHB-Ltg-LEDFixt | None | SWLG011_01_M023 | SWLG011_01_B001 | ExAnte2020 | Lighting Disposition | 6/12/2019 | LED HighBay luminaire rated from 39000 to < 50700 lumens and >= 135 LPW | 4653136 | Deem-WP | Proposed
SDG | 467586 | 1/1/2020 |  | SWLG011-01 | NR | UpDeemed | SWLG011X | None | Ind | Com-HiBay-SDG | Com-InHB-Ltg-LEDFixt | None | SWLG011_01_M024 | SWLG011_01_B001 | ExAnte2020 | Lighting Disposition | 6/12/2019 | LED HighBay luminaire rated from 50700 to < 65900 lumens and >= 135 LPW | 4653136 | Deem-WP | Proposed
SDG | 467587 | 1/1/2020 |  | SWLG011-01 | NR | DnDeemed | SWLG011A | None | Ind | Com-HiBay-SDG | Com-InHB-Ltg-LEDFixt | None | SWLG011_01_M001 | SWLG011_01_B001 | ExAnte2020 | Lighting Disposition | 6/12/2019 | LED HighBay luminaire rated from 4500 to < 5400 lumens and >= 110 LPW and < 130 LPW | 4653136 | Deem-WP | Proposed
SDG | 467588 | 1/1/2020 |  | SWLG011-01 | NR | DnDeemed | SWLG011B | None | Ind | Com-HiBay-SDG | Com-InHB-Ltg-LEDFixt | None | SWLG011_01_M002 | SWLG011_01_B001 | ExAnte2020 | Lighting Disposition | 6/12/2019 | LED HighBay luminaire rated from 5400 to < 6500 lumens and >= 110 LPW and < 130 LPW | 4653136 | Deem-WP | Proposed
SDG | 467589 | 1/1/2020 |  | SWLG011-01 | NR | DnDeemed | SWLG011C | None | Ind | Com-HiBay-SDG | Com-InHB-Ltg-LEDFixt | None | SWLG011_01_M003 | SWLG011_01_B001 | ExAnte2020 | Lighting Disposition | 6/12/2019 | LED HighBay luminaire rated from 6500 to < 7800 lumens and >= 110 LPW and < 130 LPW | 4653136 | Deem-WP | Proposed
SDG | 467590 | 1/1/2020 |  | SWLG011-01 | NR | DnDeemed | SWLG011D | None | Ind | Com-HiBay-SDG | Com-InHB-Ltg-LEDFixt | None | SWLG011_01_M004 | SWLG011_01_B001 | ExAnte2020 | Lighting Disposition | 6/12/2019 | LED HighBay luminaire rated from 7800 to < 9400 lumens and >= 110 LPW and < 130 LPW | 4653136 | Deem-WP | Proposed
SDG | 467591 | 1/1/2020 |  | SWLG011-01 | NR | DnDeemed | SWLG011E | None | Ind | Com-HiBay-SDG | Com-InHB-Ltg-LEDFixt | None | SWLG011_01_M005 | SWLG011_01_B001 | ExAnte2020 | Lighting Disposition | 6/12/2019 | LED HighBay luminaire rated from 9400 to < 11800 lumens and >= 110 LPW and < 130 LPW | 4653136 | Deem-WP | Proposed
SDG | 467592 | 1/1/2020 |  | SWLG011-01 | NR | DnDeemed | SWLG011F | None | Ind | Com-HiBay-SDG | Com-InHB-Ltg-LEDFixt | None | SWLG011_01_M006 | SWLG011_01_B001 | ExAnte2020 | Lighting Disposition | 6/12/2019 | LED HighBay luminaire rated from 11800 to < 14800 lumens and >= 110 LPW and < 130 LPW | 4653136 | Deem-WP | Proposed
SDG | 467593 | 1/1/2020 |  | SWLG011-01 | NR | DnDeemed | SWLG011G | None | Ind | Com-HiBay-SDG | Com-InHB-Ltg-LEDFixt | None | SWLG011_01_M007 | SWLG011_01_B001 | ExAnte2020 | Lighting Disposition | 6/12/2019 | LED HighBay luminaire rated from 14800 to < 18500 lumens and >= 120 LPW and < 130 LPW | 4653136 | Deem-WP | Proposed
SDG | 467594 | 1/1/2020 |  | SWLG011-01 | NR | DnDeemed | SWLG011H | None | Ind | Com-HiBay-SDG | Com-InHB-Ltg-LEDFixt | None | SWLG011_01_M008 | SWLG011_01_B001 | ExAnte2020 | Lighting Disposition | 6/12/2019 | LED HighBay luminaire rated from 18500 to < 23100 lumens and >= 120 LPW and < 130 LPW | 4653136 | Deem-WP | Proposed
SDG | 467595 | 1/1/2020 |  | SWLG011-01 | NR | DnDeemed | SWLG011I | None | Ind | Com-HiBay-SDG | Com-InHB-Ltg-LEDFixt | None | SWLG011_01_M009 | SWLG011_01_B001 | ExAnte2020 | Lighting Disposition | 6/12/2019 | LED HighBay luminaire rated from 23100 to < 30000 lumens and >= 125 LPW and < 135 LPW | 4653136 | Deem-WP | Proposed
SDG | 467596 | 1/1/2020 |  | SWLG011-01 | NR | DnDeemed | SWLG011J | None | Ind | Com-HiBay-SDG | Com-InHB-Ltg-LEDFixt | None | SWLG011_01_M010 | SWLG011_01_B001 | ExAnte2020 | Lighting Disposition | 6/12/2019 | LED HighBay luminaire rated from 30000 to < 39000 lumens and >= 125 LPW and < 135 LPW | 4653136 | Deem-WP | Proposed
SDG | 467597 | 1/1/2020 |  | SWLG011-01 | NR | DnDeemed | SWLG011K | None | Ind | Com-HiBay-SDG | Com-InHB-Ltg-LEDFixt | None | SWLG011_01_M011 | SWLG011_01_B001 | ExAnte2020 | Lighting Disposition | 6/12/2019 | LED HighBay luminaire rated from 39000 to < 50700 lumens and >= 125 LPW and < 135 LPW | 4653136 | Deem-WP | Proposed
SDG | 467598 | 1/1/2020 |  | SWLG011-01 | NR | DnDeemed | SWLG011L | None | Ind | Com-HiBay-SDG | Com-InHB-Ltg-LEDFixt | None | SWLG011_01_M012 | SWLG011_01_B001 | ExAnte2020 | Lighting Disposition | 6/12/2019 | LED HighBay luminaire rated from 50700 to < 65900 lumens and >= 125 LPW and < 135 LPW | 4653136 | Deem-WP | Proposed
SDG | 467599 | 1/1/2020 |  | SWLG011-01 | NR | DnDeemed | SWLG011M | None | Ind | Com-HiBay-SDG | Com-InHB-Ltg-LEDFixt | None | SWLG011_01_M013 | SWLG011_01_B001 | ExAnte2020 | Lighting Disposition | 6/12/2019 | LED HighBay luminaire rated from 4500 to < 5400 lumens and >= 130 LPW | 4653136 | Deem-WP | Proposed
SDG | 467600 | 1/1/2020 |  | SWLG011-01 | NR | DnDeemed | SWLG011N | None | Ind | Com-HiBay-SDG | Com-InHB-Ltg-LEDFixt | None | SWLG011_01_M014 | SWLG011_01_B001 | ExAnte2020 | Lighting Disposition | 6/12/2019 | LED HighBay luminaire rated from 5400 to < 6500 lumens and >= 130 LPW | 4653136 | Deem-WP | Proposed
SDG | 467601 | 1/1/2020 |  | SWLG011-01 | NR | DnDeemed | SWLG011O | None | Ind | Com-HiBay-SDG | Com-InHB-Ltg-LEDFixt | None | SWLG011_01_M015 | SWLG011_01_B001 | ExAnte2020 | Lighting Disposition | 6/12/2019 | LED HighBay luminaire rated from 6500 to < 7800 lumens and >= 130 LPW | 4653136 | Deem-WP | Proposed
SDG | 467602 | 1/1/2020 |  | SWLG011-01 | NR | DnDeemed | SWLG011P | None | Ind | Com-HiBay-SDG | Com-InHB-Ltg-LEDFixt | None | SWLG011_01_M016 | SWLG011_01_B001 | ExAnte2020 | Lighting Disposition | 6/12/2019 | LED HighBay luminaire rated from 7800 to < 9400 lumens and >= 130 LPW | 4653136 | Deem-WP | Proposed
SDG | 467603 | 1/1/2020 |  | SWLG011-01 | NR | DnDeemed | SWLG011Q | None | Ind | Com-HiBay-SDG | Com-InHB-Ltg-LEDFixt | None | SWLG011_01_M017 | SWLG011_01_B001 | ExAnte2020 | Lighting Disposition | 6/12/2019 | LED HighBay luminaire rated from 9400 to < 11800 lumens and >= 130 LPW | 4653136 | Deem-WP | Proposed
SDG | 467604 | 1/1/2020 |  | SWLG011-01 | NR | DnDeemed | SWLG011R | None | Ind | Com-HiBay-SDG | Com-InHB-Ltg-LEDFixt | None | SWLG011_01_M018 | SWLG011_01_B001 | ExAnte2020 | Lighting Disposition | 6/12/2019 | LED HighBay luminaire rated from 11800 to < 14800 lumens and >= 130 LPW | 4653136 | Deem-WP | Proposed
SDG | 467605 | 1/1/2020 |  | SWLG011-01 | NR | DnDeemed | SWLG011S | None | Ind | Com-HiBay-SDG | Com-InHB-Ltg-LEDFixt | None | SWLG011_01_M019 | SWLG011_01_B001 | ExAnte2020 | Lighting Disposition | 6/12/2019 | LED HighBay luminaire rated from 14800 to < 18500 lumens and >= 130 LPW | 4653136 | Deem-WP | Proposed
SDG | 467606 | 1/1/2020 |  | SWLG011-01 | NR | DnDeemed | SWLG011T | None | Ind | Com-HiBay-SDG | Com-InHB-Ltg-LEDFixt | None | SWLG011_01_M020 | SWLG011_01_B001 | ExAnte2020 | Lighting Disposition | 6/12/2019 | LED HighBay luminaire rated from 18500 to < 23100 lumens and >= 130 LPW | 4653136 | Deem-WP | Proposed
SDG | 467607 | 1/1/2020 |  | SWLG011-01 | NR | DnDeemed | SWLG011U | None | Ind | Com-HiBay-SDG | Com-InHB-Ltg-LEDFixt | None | SWLG011_01_M021 | SWLG011_01_B001 | ExAnte2020 | Lighting Disposition | 6/12/2019 | LED HighBay luminaire rated from 23100 to < 30000 lumens and >= 135 LPW | 4653136 | Deem-WP | Proposed
SDG | 467608 | 1/1/2020 |  | SWLG011-01 | NR | DnDeemed | SWLG011V | None | Ind | Com-HiBay-SDG | Com-InHB-Ltg-LEDFixt | None | SWLG011_01_M022 | SWLG011_01_B001 | ExAnte2020 | Lighting Disposition | 6/12/2019 | LED HighBay luminaire rated from 30000 to < 39000 lumens and >= 135 LPW | 4653136 | Deem-WP | Proposed
SDG | 467609 | 1/1/2020 |  | SWLG011-01 | NR | DnDeemed | SWLG011W | None | Ind | Com-HiBay-SDG | Com-InHB-Ltg-LEDFixt | None | SWLG011_01_M023 | SWLG011_01_B001 | ExAnte2020 | Lighting Disposition | 6/12/2019 | LED HighBay luminaire rated from 39000 to < 50700 lumens and >= 135 LPW | 4653136 | Deem-WP | Proposed
SDG | 467610 | 1/1/2020 |  | SWLG011-01 | NR | DnDeemed | SWLG011X | None | Ind | Com-HiBay-SDG | Com-InHB-Ltg-LEDFixt | None | SWLG011_01_M024 | SWLG011_01_B001 | ExAnte2020 | Lighting Disposition | 6/12/2019 | LED HighBay luminaire rated from 50700 to < 65900 lumens and >= 135 LPW | 4653136 | Deem-WP | Proposed
SDG | 467611 | 1/1/2020 |  | SWLG011-01 | NR | DnDeemDI | SWLG011A | None | Ind | Com-HiBay-SDG | Com-InHB-Ltg-LEDFixt | None | SWLG011_01_M001 | SWLG011_01_B001 | ExAnte2020 | Lighting Disposition | 6/12/2019 | LED HighBay luminaire rated from 4500 to < 5400 lumens and >= 110 LPW and < 130 LPW | 4653136 | Deem-WP | Proposed
SDG | 467612 | 1/1/2020 |  | SWLG011-01 | NR | DnDeemDI | SWLG011B | None | Ind | Com-HiBay-SDG | Com-InHB-Ltg-LEDFixt | None | SWLG011_01_M002 | SWLG011_01_B001 | ExAnte2020 | Lighting Disposition | 6/12/2019 | LED HighBay luminaire rated from 5400 to < 6500 lumens and >= 110 LPW and < 130 LPW | 4653136 | Deem-WP | Proposed
SDG | 467613 | 1/1/2020 |  | SWLG011-01 | NR | DnDeemDI | SWLG011C | None | Ind | Com-HiBay-SDG | Com-InHB-Ltg-LEDFixt | None | SWLG011_01_M003 | SWLG011_01_B001 | ExAnte2020 | Lighting Disposition | 6/12/2019 | LED HighBay luminaire rated from 6500 to < 7800 lumens and >= 110 LPW and < 130 LPW | 4653136 | Deem-WP | Proposed
SDG | 467614 | 1/1/2020 |  | SWLG011-01 | NR | DnDeemDI | SWLG011D | None | Ind | Com-HiBay-SDG | Com-InHB-Ltg-LEDFixt | None | SWLG011_01_M004 | SWLG011_01_B001 | ExAnte2020 | Lighting Disposition | 6/12/2019 | LED HighBay luminaire rated from 7800 to < 9400 lumens and >= 110 LPW and < 130 LPW | 4653136 | Deem-WP | Proposed
SDG | 467615 | 1/1/2020 |  | SWLG011-01 | NR | DnDeemDI | SWLG011E | None | Ind | Com-HiBay-SDG | Com-InHB-Ltg-LEDFixt | None | SWLG011_01_M005 | SWLG011_01_B001 | ExAnte2020 | Lighting Disposition | 6/12/2019 | LED HighBay luminaire rated from 9400 to < 11800 lumens and >= 110 LPW and < 130 LPW | 4653136 | Deem-WP | Proposed
SDG | 467616 | 1/1/2020 |  | SWLG011-01 | NR | DnDeemDI | SWLG011F | None | Ind | Com-HiBay-SDG | Com-InHB-Ltg-LEDFixt | None | SWLG011_01_M006 | SWLG011_01_B001 | ExAnte2020 | Lighting Disposition | 6/12/2019 | LED HighBay luminaire rated from 11800 to < 14800 lumens and >= 110 LPW and < 130 LPW | 4653136 | Deem-WP | Proposed
SDG | 467617 | 1/1/2020 |  | SWLG011-01 | NR | DnDeemDI | SWLG011G | None | Ind | Com-HiBay-SDG | Com-InHB-Ltg-LEDFixt | None | SWLG011_01_M007 | SWLG011_01_B001 | ExAnte2020 | Lighting Disposition | 6/12/2019 | LED HighBay luminaire rated from 14800 to < 18500 lumens and >= 120 LPW and < 130 LPW | 4653136 | Deem-WP | Proposed
SDG | 467618 | 1/1/2020 |  | SWLG011-01 | NR | DnDeemDI | SWLG011H | None | Ind | Com-HiBay-SDG | Com-InHB-Ltg-LEDFixt | None | SWLG011_01_M008 | SWLG011_01_B001 | ExAnte2020 | Lighting Disposition | 6/12/2019 | LED HighBay luminaire rated from 18500 to < 23100 lumens and >= 120 LPW and < 130 LPW | 4653136 | Deem-WP | Proposed
SDG | 467619 | 1/1/2020 |  | SWLG011-01 | NR | DnDeemDI | SWLG011I | None | Ind | Com-HiBay-SDG | Com-InHB-Ltg-LEDFixt | None | SWLG011_01_M009 | SWLG011_01_B001 | ExAnte2020 | Lighting Disposition | 6/12/2019 | LED HighBay luminaire rated from 23100 to < 30000 lumens and >= 125 LPW and < 135 LPW | 4653136 | Deem-WP | Proposed
SDG | 467620 | 1/1/2020 |  | SWLG011-01 | NR | DnDeemDI | SWLG011J | None | Ind | Com-HiBay-SDG | Com-InHB-Ltg-LEDFixt | None | SWLG011_01_M010 | SWLG011_01_B001 | ExAnte2020 | Lighting Disposition | 6/12/2019 | LED HighBay luminaire rated from 30000 to < 39000 lumens and >= 125 LPW and < 135 LPW | 4653136 | Deem-WP | Proposed
SDG | 467621 | 1/1/2020 |  | SWLG011-01 | NR | DnDeemDI | SWLG011K | None | Ind | Com-HiBay-SDG | Com-InHB-Ltg-LEDFixt | None | SWLG011_01_M011 | SWLG011_01_B001 | ExAnte2020 | Lighting Disposition | 6/12/2019 | LED HighBay luminaire rated from 39000 to < 50700 lumens and >= 125 LPW and < 135 LPW | 4653136 | Deem-WP | Proposed
SDG | 467622 | 1/1/2020 |  | SWLG011-01 | NR | DnDeemDI | SWLG011L | None | Ind | Com-HiBay-SDG | Com-InHB-Ltg-LEDFixt | None | SWLG011_01_M012 | SWLG011_01_B001 | ExAnte2020 | Lighting Disposition | 6/12/2019 | LED HighBay luminaire rated from 50700 to < 65900 lumens and >= 125 LPW and < 135 LPW | 4653136 | Deem-WP | Proposed
SDG | 467623 | 1/1/2020 |  | SWLG011-01 | NR | DnDeemDI | SWLG011M | None | Ind | Com-HiBay-SDG | Com-InHB-Ltg-LEDFixt | None | SWLG011_01_M013 | SWLG011_01_B001 | ExAnte2020 | Lighting Disposition | 6/12/2019 | LED HighBay luminaire rated from 4500 to < 5400 lumens and >= 130 LPW | 4653136 | Deem-WP | Proposed
SDG | 467624 | 1/1/2020 |  | SWLG011-01 | NR | DnDeemDI | SWLG011N | None | Ind | Com-HiBay-SDG | Com-InHB-Ltg-LEDFixt | None | SWLG011_01_M014 | SWLG011_01_B001 | ExAnte2020 | Lighting Disposition | 6/12/2019 | LED HighBay luminaire rated from 5400 to < 6500 lumens and >= 130 LPW | 4653136 | Deem-WP | Proposed
SDG | 467625 | 1/1/2020 |  | SWLG011-01 | NR | DnDeemDI | SWLG011O | None | Ind | Com-HiBay-SDG | Com-InHB-Ltg-LEDFixt | None | SWLG011_01_M015 | SWLG011_01_B001 | ExAnte2020 | Lighting Disposition | 6/12/2019 | LED HighBay luminaire rated from 6500 to < 7800 lumens and >= 130 LPW | 4653136 | Deem-WP | Proposed
SDG | 467626 | 1/1/2020 |  | SWLG011-01 | NR | DnDeemDI | SWLG011P | None | Ind | Com-HiBay-SDG | Com-InHB-Ltg-LEDFixt | None | SWLG011_01_M016 | SWLG011_01_B001 | ExAnte2020 | Lighting Disposition | 6/12/2019 | LED HighBay luminaire rated from 7800 to < 9400 lumens and >= 130 LPW | 4653136 | Deem-WP | Proposed
SDG | 467627 | 1/1/2020 |  | SWLG011-01 | NR | DnDeemDI | SWLG011Q | None | Ind | Com-HiBay-SDG | Com-InHB-Ltg-LEDFixt | None | SWLG011_01_M017 | SWLG011_01_B001 | ExAnte2020 | Lighting Disposition | 6/12/2019 | LED HighBay luminaire rated from 9400 to < 11800 lumens and >= 130 LPW | 4653136 | Deem-WP | Proposed
SDG | 467628 | 1/1/2020 |  | SWLG011-01 | NR | DnDeemDI | SWLG011R | None | Ind | Com-HiBay-SDG | Com-InHB-Ltg-LEDFixt | None | SWLG011_01_M018 | SWLG011_01_B001 | ExAnte2020 | Lighting Disposition | 6/12/2019 | LED HighBay luminaire rated from 11800 to < 14800 lumens and >= 130 LPW | 4653136 | Deem-WP | Proposed
SDG | 467629 | 1/1/2020 |  | SWLG011-01 | NR | DnDeemDI | SWLG011S | None | Ind | Com-HiBay-SDG | Com-InHB-Ltg-LEDFixt | None | SWLG011_01_M019 | SWLG011_01_B001 | ExAnte2020 | Lighting Disposition | 6/12/2019 | LED HighBay luminaire rated from 14800 to < 18500 lumens and >= 130 LPW | 4653136 | Deem-WP | Proposed
SDG | 467630 | 1/1/2020 |  | SWLG011-01 | NR | DnDeemDI | SWLG011T | None | Ind | Com-HiBay-SDG | Com-InHB-Ltg-LEDFixt | None | SWLG011_01_M020 | SWLG011_01_B001 | ExAnte2020 | Lighting Disposition | 6/12/2019 | LED HighBay luminaire rated from 18500 to < 23100 lumens and >= 130 LPW | 4653136 | Deem-WP | Proposed
SDG | 467631 | 1/1/2020 |  | SWLG011-01 | NR | DnDeemDI | SWLG011U | None | Ind | Com-HiBay-SDG | Com-InHB-Ltg-LEDFixt | None | SWLG011_01_M021 | SWLG011_01_B001 | ExAnte2020 | Lighting Disposition | 6/12/2019 | LED HighBay luminaire rated from 23100 to < 30000 lumens and >= 135 LPW | 4653136 | Deem-WP | Proposed
SDG | 467632 | 1/1/2020 |  | SWLG011-01 | NR | DnDeemDI | SWLG011V | None | Ind | Com-HiBay-SDG | Com-InHB-Ltg-LEDFixt | None | SWLG011_01_M022 | SWLG011_01_B001 | ExAnte2020 | Lighting Disposition | 6/12/2019 | LED HighBay luminaire rated from 30000 to < 39000 lumens and >= 135 LPW | 4653136 | Deem-WP | Proposed
SDG | 467633 | 1/1/2020 |  | SWLG011-01 | NR | DnDeemDI | SWLG011W | None | Ind | Com-HiBay-SDG | Com-InHB-Ltg-LEDFixt | None | SWLG011_01_M023 | SWLG011_01_B001 | ExAnte2020 | Lighting Disposition | 6/12/2019 | LED HighBay luminaire rated from 39000 to < 50700 lumens and >= 135 LPW | 4653136 | Deem-WP | Proposed
SDG | 467634 | 1/1/2020 |  | SWLG011-01 | NR | DnDeemDI | SWLG011X | None | Ind | Com-HiBay-SDG | Com-InHB-Ltg-LEDFixt | None | SWLG011_01_M024 | SWLG011_01_B001 | ExAnte2020 | Lighting Disposition | 6/12/2019 | LED HighBay luminaire rated from 50700 to < 65900 lumens and >= 135 LPW | 4653136 | Deem-WP | Proposed

## EnergyImpact
PA | EnergyImpactID | BldgType | BldgVint | BldgLoc | BldgHVAC | SourceDesc | Version | VersionSource | LastMod | NormUnit | NumUnit | MeasArea | ScaleBasis | APreWBkWh | APreWBkW | APreWBtherm | AStdWBkWh | AStdWBkW | AStdWBtherm | APreEUkWh | APreEUkW | APreEUtherm | AStdEUkWh | AStdEUkW | AStdEUtherm | ElecImpactProfileID | GasImpactProfileID | Flag
PGE | SWLG011A | Asm | Ex | IOU | cWtd | SWLG011-01 | ExAnte2020 | IOU workpaper | 2019-06-13 | Fixture | 1 |  | None | 0 | 0 | 0 | 55.4151 | 0.023215 | -0.74255 | [6 empty] | DEER:Indoor_Non-CFL_Ltg | Annual
PGE | SWLG011A | EPr | Ex | IOU | cWtd | SWLG011-01 | ExAnte2020 | IOU workpaper | 2019-06-13 | Fixture | 1 |  | None | 0 | 0 | 0 | 75.7854 | 0.021286 | -1.3765 | [6 empty] | DEER:Indoor_Non-CFL_Ltg | Annual
PGE | SWLG011A | ESe | Ex | IOU | cWtd | SWLG011-01 | ExAnte2020 | IOU workpaper | 2019-06-13 | Fixture | 1 |  | None | 0 | 0 | 0 | 76.262 | 0.020673 | -1.27 | [6 empty] | DEER:Indoor_Non-CFL_Ltg | Annual
PGE | SWLG011A | ECC | Ex | IOU | cWtd | SWLG011-01 | ExAnte2020 | IOU workpaper | 2019-06-13 | Fixture | 1 |  | None | 0 | 0 | 0 | 89.5161 | 0.015898 | -1.5332 | [6 empty] | DEER:Indoor_Non-CFL_Ltg | Annual
PGE | SWLG011A | EUn | Ex | IOU | cWtd | SWLG011-01 | ExAnte2020 | IOU workpaper | 2019-06-13 | Fixture | 1 |  | None | 0 | 0 | 0 | 84.8792 | 0.02505 | -1.6108 | [6 empty] | DEER:Indoor_Non-CFL_Ltg | Annual
PGE | SWLG011A | ERC | Ex | IOU | cWtd | SWLG011-01 | ExAnte2020 | IOU workpaper | 2019-06-13 | Fixture | 1 |  | None | 0 | 0 | 0 | 37.597 | 0.0083117 | -0.43431 | [6 empty] | DEER:Indoor_Non-CFL_Ltg | Annual
PGE | SWLG011A | Gro | Ex | IOU | cWtd | SWLG011-01 | ExAnte2020 | IOU workpaper | 2019-06-13 | Fixture | 1 |  | None | 0 | 0 | 0 | 184.0792 | 0.033631 | -2.3654 | [6 empty] | DEER:Indoor_Non-CFL_Ltg | Annual
PGE | SWLG011A | Hsp | Ex | IOU | cWtd | SWLG011-01 | ExAnte2020 | IOU workpaper | 2019-06-13 | Fixture | 1 |  | None | 0 | 0 | 0 | 204.926 | 0.031055 | -3.4077 | [6 empty] | DEER:Indoor_Non-CFL_Ltg | Annual
PGE | SWLG011A | Nrs | Ex | IOU | cWtd | SWLG011-01 | ExAnte2020 | IOU workpaper | 2019-06-13 | Fixture | 1 |  | None | 0 | 0 | 0 | 132.1052 | 0.026632 | -1.5857 | [6 empty] | DEER:Indoor_Non-CFL_Ltg | Annual
PGE | SWLG011A | Htl | Ex | IOU | cWtd | SWLG011-01 | ExAnte2020 | IOU workpaper | 2019-06-13 | Fixture | 1 |  | None | 0 | 0 | 0 | 165.5036 | 0.026352 | -2.2985 | [6 empty] | DEER:Indoor_Non-CFL_Ltg | Annual
PGE | SWLG011A | Mtl | Ex | IOU | cWtd | SWLG011-01 | ExAnte2020 | IOU workpaper | 2019-06-13 | Fixture | 1 |  | None | 0 | 0 | 0 | 127.1271 | 0.0195 | -1.2739 | [6 empty] | DEER:Indoor_Non-CFL_Ltg | Annual
PGE | SWLG011A | MBT | Ex | IOU | cWtd | SWLG011-01 | ExAnte2020 | IOU workpaper | 2019-06-13 | Fixture | 1 |  | None | 0 | 0 | 0 | 95.3432 | 0.011317 | -0.48345 | [6 empty] | DEER:Indoor_Non-CFL_Ltg | Annual
PGE | SWLG011A | MLI | Ex | IOU | cWtd | SWLG011-01 | ExAnte2020 | IOU workpaper | 2019-06-13 | Fixture | 1 |  | None | 0 | 0 | 0 | 91.7599 | 0.011911 | -1.0051 | [6 empty] | DEER:Indoor_Non-CFL_Ltg | Annual
PGE | SWLG011A | OfL | Ex | IOU | cWtd | SWLG011-01 | ExAnte2020 | IOU workpaper | 2019-06-13 | Fixture | 1 |  | None | 0 | 0 | 0 | 92.8385 | 0.014034 | -0.2548 | [6 empty] | DEER:Indoor_Non-CFL_Ltg | Annual
PGE | SWLG011A | OfS | Ex | IOU | cWtd | SWLG011-01 | ExAnte2020 | IOU workpaper | 2019-06-13 | Fixture | 1 |  | None | 0 | 0 | 0 | 70.4068 | 0.0118 | -0.3307 | [6 empty] | DEER:Indoor_Non-CFL_Ltg | Annual
PGE | SWLG011A | RSD | Ex | IOU | cWtd | SWLG011-01 | ExAnte2020 | IOU workpaper | 2019-06-13 | Fixture | 1 |  | None | 0 | 0 | 0 | 127.4693 | 0.025728 | -1.1358 | [6 empty] | DEER:Indoor_Non-CFL_Ltg | Annual
PGE | SWLG011A | RFF | Ex | IOU | cWtd | SWLG011-01 | ExAnte2020 | IOU workpaper | 2019-06-13 | Fixture | 1 |  | None | 0 | 0 | 0 | 110.1193 | 0.018868 | -1.3181 | [6 empty] | DEER:Indoor_Non-CFL_Ltg | Annual
PGE | SWLG011A | Rt3 | Ex | IOU | cWtd | SWLG011-01 | ExAnte2020 | IOU workpaper | 2019-06-13 | Fixture | 1 |  | None | 0 | 0 | 0 | 187.9854 | 0.033227 | -0.89976 | [6 empty] | DEER:Indoor_Non-CFL_Ltg | Annual
PGE | SWLG011A | RtL | Ex | IOU | cWtd | SWLG011-01 | ExAnte2020 | IOU workpaper | 2019-06-13 | Fixture | 1 |  | None | 0 | 0 | 0 | 141.9927 | 0.021104 | -0.66194 | [6 empty] | DEER:Indoor_Non-CFL_Ltg | Annual
PGE | SWLG011A | RtS | Ex | IOU | cWtd | SWLG011-01 | ExAnte2020 | IOU workpaper | 2019-06-13 | Fixture | 1 |  | None | 0 | 0 | 0 | 83.7276 | 0.014809 | -0.73316 | [6 empty] | DEER:Indoor_Non-CFL_Ltg | Annual
PGE | SWLG011A | SCn | Ex | IOU | cWtd | SWLG011-01 | ExAnte2020 | IOU workpaper | 2019-06-13 | Fixture | 1 |  | None | 0 | 0 | 0 | 68.163 | 0.0084797 | -1.0055 | [6 empty] | DEER:Indoor_Non-CFL_Ltg | Annual
PGE | SWLG011A | SUn | Ex | IOU | cWtd | SWLG011-01 | ExAnte2020 | IOU workpaper | 2019-06-13 | Fixture | 1 |  | None | 0 | 0 | 0 | 71.5 | 0.010107 | 0 | [6 empty] | DEER:Indoor_Non-CFL_Ltg | Annual
PGE | SWLG011A | WRf | Ex | IOU | cWtd | SWLG011-01 | ExAnte2020 | IOU workpaper | 2019-06-13 | Fixture | 1 |  | None | 0 | 0 | 0 | 201.8036 | 0.022066 | 0 | [6 empty] | DEER:Indoor_Non-CFL_Ltg | Annual
PGE | SWLG011B | Asm | Ex | IOU | cWtd | SWLG011-01 | ExAnte2020 | IOU workpaper | 2019-06-13 | Fixture | 1 |  | None | 0 | 0 | 0 | 55.4151 | 0.023215 | -0.74255 | [6 empty] | DEER:Indoor_Non-CFL_Ltg | Annual
PGE | SWLG011B | EPr | Ex | IOU | cWtd | SWLG011-01 | ExAnte2020 | IOU workpaper | 2019-06-13 | Fixture | 1 |  | None | 0 | 0 | 0 | 75.7854 | 0.021286 | -1.3765 | [6 empty] | DEER:Indoor_Non-CFL_Ltg | Annual
PGE | SWLG011B | ESe | Ex | IOU | cWtd | SWLG011-01 | ExAnte2020 | IOU workpaper | 2019-06-13 | Fixture | 1 |  | None | 0 | 0 | 0 | 76.262 | 0.020673 | -1.27 | [6 empty] | DEER:Indoor_Non-CFL_Ltg | Annual
PGE | SWLG011B | ECC | Ex | IOU | cWtd | SWLG011-01 | ExAnte2020 | IOU workpaper | 2019-06-13 | Fixture | 1 |  | None | 0 | 0 | 0 | 89.5161 | 0.015898 | -1.5332 | [6 empty] | DEER:Indoor_Non-CFL_Ltg | Annual
PGE | SWLG011B | EUn | Ex | IOU | cWtd | SWLG011-01 | ExAnte2020 | IOU workpaper | 2019-06-13 | Fixture | 1 |  | None | 0 | 0 | 0 | 84.8792 | 0.02505 | -1.6108 | [6 empty] | DEER:Indoor_Non-CFL_Ltg | Annual
PGE | SWLG011B | ERC | Ex | IOU | cWtd | SWLG011-01 | ExAnte2020 | IOU workpaper | 2019-06-13 | Fixture | 1 |  | None | 0 | 0 | 0 | 37.597 | 0.0083117 | -0.43431 | [6 empty] | DEER:Indoor_Non-CFL_Ltg | Annual
PGE | SWLG011B | Gro | Ex | IOU | cWtd | SWLG011-01 | ExAnte2020 | IOU workpaper | 2019-06-13 | Fixture | 1 |  | None | 0 | 0 | 0 | 184.0792 | 0.033631 | -2.3654 | [6 empty] | DEER:Indoor_Non-CFL_Ltg | Annual
PGE | SWLG011B | Hsp | Ex | IOU | cWtd | SWLG011-01 | ExAnte2020 | IOU workpaper | 2019-06-13 | Fixture | 1 |  | None | 0 | 0 | 0 | 204.926 | 0.031055 | -3.4077 | [6 empty] | DEER:Indoor_Non-CFL_Ltg | Annual
PGE | SWLG011B | Nrs | Ex | IOU | cWtd | SWLG011-01 | ExAnte2020 | IOU workpaper | 2019-06-13 | Fixture | 1 |  | None | 0 | 0 | 0 | 132.1052 | 0.026632 | -1.5857 | [6 empty] | DEER:Indoor_Non-CFL_Ltg | Annual
PGE | SWLG011B | Htl | Ex | IOU | cWtd | SWLG011-01 | ExAnte2020 | IOU workpaper | 2019-06-13 | Fixture | 1 |  | None | 0 | 0 | 0 | 165.5036 | 0.026352 | -2.2985 | [6 empty] | DEER:Indoor_Non-CFL_Ltg | Annual
PGE | SWLG011B | Mtl | Ex | IOU | cWtd | SWLG011-01 | ExAnte2020 | IOU workpaper | 2019-06-13 | Fixture | 1 |  | None | 0 | 0 | 0 | 127.1271 | 0.0195 | -1.2739 | [6 empty] | DEER:Indoor_Non-CFL_Ltg | Annual
PGE | SWLG011B | MBT | Ex | IOU | cWtd | SWLG011-01 | ExAnte2020 | IOU workpaper | 2019-06-13 | Fixture | 1 |  | None | 0 | 0 | 0 | 95.3432 | 0.011317 | -0.48345 | [6 empty] | DEER:Indoor_Non-CFL_Ltg | Annual
PGE | SWLG011B | MLI | Ex | IOU | cWtd | SWLG011-01 | ExAnte2020 | IOU workpaper | 2019-06-13 | Fixture | 1 |  | None | 0 | 0 | 0 | 91.7599 | 0.011911 | -1.0051 | [6 empty] | DEER:Indoor_Non-CFL_Ltg | Annual
PGE | SWLG011B | OfL | Ex | IOU | cWtd | SWLG011-01 | ExAnte2020 | IOU workpaper | 2019-06-13 | Fixture | 1 |  | None | 0 | 0 | 0 | 92.8385 | 0.014034 | -0.2548 | [6 empty] | DEER:Indoor_Non-CFL_Ltg | Annual
PGE | SWLG011B | OfS | Ex | IOU | cWtd | SWLG011-01 | ExAnte2020 | IOU workpaper | 2019-06-13 | Fixture | 1 |  | None | 0 | 0 | 0 | 70.4068 | 0.0118 | -0.3307 | [6 empty] | DEER:Indoor_Non-CFL_Ltg | Annual
PGE | SWLG011B | RSD | Ex | IOU | cWtd | SWLG011-01 | ExAnte2020 | IOU workpaper | 2019-06-13 | Fixture | 1 |  | None | 0 | 0 | 0 | 127.4693 | 0.025728 | -1.1358 | [6 empty] | DEER:Indoor_Non-CFL_Ltg | Annual
PGE | SWLG011B | RFF | Ex | IOU | cWtd | SWLG011-01 | ExAnte2020 | IOU workpaper | 2019-06-13 | Fixture | 1 |  | None | 0 | 0 | 0 | 110.1193 | 0.018868 | -1.3181 | [6 empty] | DEER:Indoor_Non-CFL_Ltg | Annual
PGE | SWLG011B | Rt3 | Ex | IOU | cWtd | SWLG011-01 | ExAnte2020 | IOU workpaper | 2019-06-13 | Fixture | 1 |  | None | 0 | 0 | 0 | 187.9854 | 0.033227 | -0.89976 | [6 empty] | DEER:Indoor_Non-CFL_Ltg | Annual
PGE | SWLG011B | RtL | Ex | IOU | cWtd | SWLG011-01 | ExAnte2020 | IOU workpaper | 2019-06-13 | Fixture | 1 |  | None | 0 | 0 | 0 | 141.9927 | 0.021104 | -0.66194 | [6 empty] | DEER:Indoor_Non-CFL_Ltg | Annual
PGE | SWLG011B | RtS | Ex | IOU | cWtd | SWLG011-01 | ExAnte2020 | IOU workpaper | 2019-06-13 | Fixture | 1 |  | None | 0 | 0 | 0 | 83.7276 | 0.014809 | -0.73316 | [6 empty] | DEER:Indoor_Non-CFL_Ltg | Annual
PGE | SWLG011B | SCn | Ex | IOU | cWtd | SWLG011-01 | ExAnte2020 | IOU workpaper | 2019-06-13 | Fixture | 1 |  | None | 0 | 0 | 0 | 68.163 | 0.0084797 | -1.0055 | [6 empty] | DEER:Indoor_Non-CFL_Ltg | Annual
PGE | SWLG011B | SUn | Ex | IOU | cWtd | SWLG011-01 | ExAnte2020 | IOU workpaper | 2019-06-13 | Fixture | 1 |  | None | 0 | 0 | 0 | 71.5 | 0.010107 | 0 | [6 empty] | DEER:Indoor_Non-CFL_Ltg | Annual
PGE | SWLG011B | WRf | Ex | IOU | cWtd | SWLG011-01 | ExAnte2020 | IOU workpaper | 2019-06-13 | Fixture | 1 |  | None | 0 | 0 | 0 | 201.8036 | 0.022066 | 0 | [6 empty] | DEER:Indoor_Non-CFL_Ltg | Annual
PGE | SWLG011C | Asm | Ex | IOU | cWtd | SWLG011-01 | ExAnte2020 | IOU workpaper | 2019-06-13 | Fixture | 1 |  | None | 0 | 0 | 0 | 55.4151 | 0.023215 | -0.74255 | [6 empty] | DEER:Indoor_Non-CFL_Ltg | Annual
PGE | SWLG011C | EPr | Ex | IOU | cWtd | SWLG011-01 | ExAnte2020 | IOU workpaper | 2019-06-13 | Fixture | 1 |  | None | 0 | 0 | 0 | 75.7854 | 0.021286 | -1.3765 | [6 empty] | DEER:Indoor_Non-CFL_Ltg | Annual
PGE | SWLG011C | ESe | Ex | IOU | cWtd | SWLG011-01 | ExAnte2020 | IOU workpaper | 2019-06-13 | Fixture | 1 |  | None | 0 | 0 | 0 | 76.262 | 0.020673 | -1.27 | [6 empty] | DEER:Indoor_Non-CFL_Ltg | Annual
PGE | SWLG011C | ECC | Ex | IOU | cWtd | SWLG011-01 | ExAnte2020 | IOU workpaper | 2019-06-13 | Fixture | 1 |  | None | 0 | 0 | 0 | 89.5161 | 0.015898 | -1.5332 | [6 empty] | DEER:Indoor_Non-CFL_Ltg | Annual
PGE | SWLG011C | EUn | Ex | IOU | cWtd | SWLG011-01 | ExAnte2020 | IOU workpaper | 2019-06-13 | Fixture | 1 |  | None | 0 | 0 | 0 | 84.8792 | 0.02505 | -1.6108 | [6 empty] | DEER:Indoor_Non-CFL_Ltg | Annual
PGE | SWLG011C | ERC | Ex | IOU | cWtd | SWLG011-01 | ExAnte2020 | IOU workpaper | 2019-06-13 | Fixture | 1 |  | None | 0 | 0 | 0 | 37.597 | 0.0083117 | -0.43431 | [6 empty] | DEER:Indoor_Non-CFL_Ltg | Annual
PGE | SWLG011C | Gro | Ex | IOU | cWtd | SWLG011-01 | ExAnte2020 | IOU workpaper | 2019-06-13 | Fixture | 1 |  | None | 0 | 0 | 0 | 184.0792 | 0.033631 | -2.3654 | [6 empty] | DEER:Indoor_Non-CFL_Ltg | Annual
PGE | SWLG011C | Hsp | Ex | IOU | cWtd | SWLG011-01 | ExAnte2020 | IOU workpaper | 2019-06-13 | Fixture | 1 |  | None | 0 | 0 | 0 | 204.926 | 0.031055 | -3.4077 | [6 empty] | DEER:Indoor_Non-CFL_Ltg | Annual
PGE | SWLG011C | Nrs | Ex | IOU | cWtd | SWLG011-01 | ExAnte2020 | IOU workpaper | 2019-06-13 | Fixture | 1 |  | None | 0 | 0 | 0 | 132.1052 | 0.026632 | -1.5857 | [6 empty] | DEER:Indoor_Non-CFL_Ltg | Annual
PGE | SWLG011C | Htl | Ex | IOU | cWtd | SWLG011-01 | ExAnte2020 | IOU workpaper | 2019-06-13 | Fixture | 1 |  | None | 0 | 0 | 0 | 165.5036 | 0.026352 | -2.2985 | [6 empty] | DEER:Indoor_Non-CFL_Ltg | Annual
PGE | SWLG011C | Mtl | Ex | IOU | cWtd | SWLG011-01 | ExAnte2020 | IOU workpaper | 2019-06-13 | Fixture | 1 |  | None | 0 | 0 | 0 | 127.1271 | 0.0195 | -1.2739 | [6 empty] | DEER:Indoor_Non-CFL_Ltg | Annual
PGE | SWLG011C | MBT | Ex | IOU | cWtd | SWLG011-01 | ExAnte2020 | IOU workpaper | 2019-06-13 | Fixture | 1 |  | None | 0 | 0 | 0 | 95.3432 | 0.011317 | -0.48345 | [6 empty] | DEER:Indoor_Non-CFL_Ltg | Annual
PGE | SWLG011C | MLI | Ex | IOU | cWtd | SWLG011-01 | ExAnte2020 | IOU workpaper | 2019-06-13 | Fixture | 1 |  | None | 0 | 0 | 0 | 91.7599 | 0.011911 | -1.0051 | [6 empty] | DEER:Indoor_Non-CFL_Ltg | Annual
PGE | SWLG011C | OfL | Ex | IOU | cWtd | SWLG011-01 | ExAnte2020 | IOU workpaper | 2019-06-13 | Fixture | 1 |  | None | 0 | 0 | 0 | 92.8385 | 0.014034 | -0.2548 | [6 empty] | DEER:Indoor_Non-CFL_Ltg | Annual
PGE | SWLG011C | OfS | Ex | IOU | cWtd | SWLG011-01 | ExAnte2020 | IOU workpaper | 2019-06-13 | Fixture | 1 |  | None | 0 | 0 | 0 | 70.4068 | 0.0118 | -0.3307 | [6 empty] | DEER:Indoor_Non-CFL_Ltg | Annual
PGE | SWLG011C | RSD | Ex | IOU | cWtd | SWLG011-01 | ExAnte2020 | IOU workpaper | 2019-06-13 | Fixture | 1 |  | None | 0 | 0 | 0 | 127.4693 | 0.025728 | -1.1358 | [6 empty] | DEER:Indoor_Non-CFL_Ltg | Annual
PGE | SWLG011C | RFF | Ex | IOU | cWtd | SWLG011-01 | ExAnte2020 | IOU workpaper | 2019-06-13 | Fixture | 1 |  | None | 0 | 0 | 0 | 110.1193 | 0.018868 | -1.3181 | [6 empty] | DEER:Indoor_Non-CFL_Ltg | Annual
PGE | SWLG011C | Rt3 | Ex | IOU | cWtd | SWLG011-01 | ExAnte2020 | IOU workpaper | 2019-06-13 | Fixture | 1 |  | None | 0 | 0 | 0 | 187.9854 | 0.033227 | -0.89976 | [6 empty] | DEER:Indoor_Non-CFL_Ltg | Annual
PGE | SWLG011C | RtL | Ex | IOU | cWtd | SWLG011-01 | ExAnte2020 | IOU workpaper | 2019-06-13 | Fixture | 1 |  | None | 0 | 0 | 0 | 141.9927 | 0.021104 | -0.66194 | [6 empty] | DEER:Indoor_Non-CFL_Ltg | Annual
PGE | SWLG011C | RtS | Ex | IOU | cWtd | SWLG011-01 | ExAnte2020 | IOU workpaper | 2019-06-13 | Fixture | 1 |  | None | 0 | 0 | 0 | 83.7276 | 0.014809 | -0.73316 | [6 empty] | DEER:Indoor_Non-CFL_Ltg | Annual
PGE | SWLG011C | SCn | Ex | IOU | cWtd | SWLG011-01 | ExAnte2020 | IOU workpaper | 2019-06-13 | Fixture | 1 |  | None | 0 | 0 | 0 | 68.163 | 0.0084797 | -1.0055 | [6 empty] | DEER:Indoor_Non-CFL_Ltg | Annual
PGE | SWLG011C | SUn | Ex | IOU | cWtd | SWLG011-01 | ExAnte2020 | IOU workpaper | 2019-06-13 | Fixture | 1 |  | None | 0 | 0 | 0 | 71.5 | 0.010107 | 0 | [6 empty] | DEER:Indoor_Non-CFL_Ltg | Annual
PGE | SWLG011C | WRf | Ex | IOU | cWtd | SWLG011-01 | ExAnte2020 | IOU workpaper | 2019-06-13 | Fixture | 1 |  | None | 0 | 0 | 0 | 201.8036 | 0.022066 | 0 | [6 empty] | DEER:Indoor_Non-CFL_Ltg | Annual
PGE | SWLG011D | Asm | Ex | IOU | cWtd | SWLG011-01 | ExAnte2020 | IOU workpaper | 2019-06-13 | Fixture | 1 |  | None | 0 | 0 | 0 | 55.4151 | 0.023215 | -0.74255 | [6 empty] | DEER:Indoor_Non-CFL_Ltg | Annual
PGE | SWLG011D | EPr | Ex | IOU | cWtd | SWLG011-01 | ExAnte2020 | IOU workpaper | 2019-06-13 | Fixture | 1 |  | None | 0 | 0 | 0 | 75.7854 | 0.021286 | -1.3765 | [6 empty] | DEER:Indoor_Non-CFL_Ltg | Annual
PGE | SWLG011D | ESe | Ex | IOU | cWtd | SWLG011-01 | ExAnte2020 | IOU workpaper | 2019-06-13 | Fixture | 1 |  | None | 0 | 0 | 0 | 76.262 | 0.020673 | -1.27 | [6 empty] | DEER:Indoor_Non-CFL_Ltg | Annual
PGE | SWLG011D | ECC | Ex | IOU | cWtd | SWLG011-01 | ExAnte2020 | IOU workpaper | 2019-06-13 | Fixture | 1 |  | None | 0 | 0 | 0 | 89.5161 | 0.015898 | -1.5332 | [6 empty] | DEER:Indoor_Non-CFL_Ltg | Annual
PGE | SWLG011D | EUn | Ex | IOU | cWtd | SWLG011-01 | ExAnte2020 | IOU workpaper | 2019-06-13 | Fixture | 1 |  | None | 0 | 0 | 0 | 84.8792 | 0.02505 | -1.6108 | [6 empty] | DEER:Indoor_Non-CFL_Ltg | Annual
PGE | SWLG011D | ERC | Ex | IOU | cWtd | SWLG011-01 | ExAnte2020 | IOU workpaper | 2019-06-13 | Fixture | 1 |  | None | 0 | 0 | 0 | 37.597 | 0.0083117 | -0.43431 | [6 empty] | DEER:Indoor_Non-CFL_Ltg | Annual
PGE | SWLG011D | Gro | Ex | IOU | cWtd | SWLG011-01 | ExAnte2020 | IOU workpaper | 2019-06-13 | Fixture | 1 |  | None | 0 | 0 | 0 | 184.0792 | 0.033631 | -2.3654 | [6 empty] | DEER:Indoor_Non-CFL_Ltg | Annual
PGE | SWLG011D | Hsp | Ex | IOU | cWtd | SWLG011-01 | ExAnte2020 | IOU workpaper | 2019-06-13 | Fixture | 1 |  | None | 0 | 0 | 0 | 204.926 | 0.031055 | -3.4077 | [6 empty] | DEER:Indoor_Non-CFL_Ltg | Annual
PGE | SWLG011D | Nrs | Ex | IOU | cWtd | SWLG011-01 | ExAnte2020 | IOU workpaper | 2019-06-13 | Fixture | 1 |  | None | 0 | 0 | 0 | 132.1052 | 0.026632 | -1.5857 | [6 empty] | DEER:Indoor_Non-CFL_Ltg | Annual
PGE | SWLG011D | Htl | Ex | IOU | cWtd | SWLG011-01 | ExAnte2020 | IOU workpaper | 2019-06-13 | Fixture | 1 |  | None | 0 | 0 | 0 | 165.5036 | 0.026352 | -2.2985 | [6 empty] | DEER:Indoor_Non-CFL_Ltg | Annual
PGE | SWLG011D | Mtl | Ex | IOU | cWtd | SWLG011-01 | ExAnte2020 | IOU workpaper | 2019-06-13 | Fixture | 1 |  | None | 0 | 0 | 0 | 127.1271 | 0.0195 | -1.2739 | [6 empty] | DEER:Indoor_Non-CFL_Ltg | Annual
PGE | SWLG011D | MBT | Ex | IOU | cWtd | SWLG011-01 | ExAnte2020 | IOU workpaper | 2019-06-13 | Fixture | 1 |  | None | 0 | 0 | 0 | 95.3432 | 0.011317 | -0.48345 | [6 empty] | DEER:Indoor_Non-CFL_Ltg | Annual
PGE | SWLG011D | MLI | Ex | IOU | cWtd | SWLG011-01 | ExAnte2020 | IOU workpaper | 2019-06-13 | Fixture | 1 |  | None | 0 | 0 | 0 | 91.7599 | 0.011911 | -1.0051 | [6 empty] | DEER:Indoor_Non-CFL_Ltg | Annual
PGE | SWLG011D | OfL | Ex | IOU | cWtd | SWLG011-01 | ExAnte2020 | IOU workpaper | 2019-06-13 | Fixture | 1 |  | None | 0 | 0 | 0 | 92.8385 | 0.014034 | -0.2548 | [6 empty] | DEER:Indoor_Non-CFL_Ltg | Annual
PGE | SWLG011D | OfS | Ex | IOU | cWtd | SWLG011-01 | ExAnte2020 | IOU workpaper | 2019-06-13 | Fixture | 1 |  | None | 0 | 0 | 0 | 70.4068 | 0.0118 | -0.3307 | [6 empty] | DEER:Indoor_Non-CFL_Ltg | Annual
PGE | SWLG011D | RSD | Ex | IOU | cWtd | SWLG011-01 | ExAnte2020 | IOU workpaper | 2019-06-13 | Fixture | 1 |  | None | 0 | 0 | 0 | 127.4693 | 0.025728 | -1.1358 | [6 empty] | DEER:Indoor_Non-CFL_Ltg | Annual
PGE | SWLG011D | RFF | Ex | IOU | cWtd | SWLG011-01 | ExAnte2020 | IOU workpaper | 2019-06-13 | Fixture | 1 |  | None | 0 | 0 | 0 | 110.1193 | 0.018868 | -1.3181 | [6 empty] | DEER:Indoor_Non-CFL_Ltg | Annual
PGE | SWLG011D | Rt3 | Ex | IOU | cWtd | SWLG011-01 | ExAnte2020 | IOU workpaper | 2019-06-13 | Fixture | 1 |  | None | 0 | 0 | 0 | 187.9854 | 0.033227 | -0.89976 | [6 empty] | DEER:Indoor_Non-CFL_Ltg | Annual
PGE | SWLG011D | RtL | Ex | IOU | cWtd | SWLG011-01 | ExAnte2020 | IOU workpaper | 2019-06-13 | Fixture | 1 |  | None | 0 | 0 | 0 | 141.9927 | 0.021104 | -0.66194 | [6 empty] | DEER:Indoor_Non-CFL_Ltg | Annual
PGE | SWLG011D | RtS | Ex | IOU | cWtd | SWLG011-01 | ExAnte2020 | IOU workpaper | 2019-06-13 | Fixture | 1 |  | None | 0 | 0 | 0 | 83.7276 | 0.014809 | -0.73316 | [6 empty] | DEER:Indoor_Non-CFL_Ltg | Annual
PGE | SWLG011D | SCn | Ex | IOU | cWtd | SWLG011-01 | ExAnte2020 | IOU workpaper | 2019-06-13 | Fixture | 1 |  | None | 0 | 0 | 0 | 68.163 | 0.0084797 | -1.0055 | [6 empty] | DEER:Indoor_Non-CFL_Ltg | Annual
PGE | SWLG011D | SUn | Ex | IOU | cWtd | SWLG011-01 | ExAnte2020 | IOU workpaper | 2019-06-13 | Fixture | 1 |  | None | 0 | 0 | 0 | 71.5 | 0.010107 | 0 | [6 empty] | DEER:Indoor_Non-CFL_Ltg | Annual
PGE | SWLG011D | WRf | Ex | IOU | cWtd | SWLG011-01 | ExAnte2020 | IOU workpaper | 2019-06-13 | Fixture | 1 |  | None | 0 | 0 | 0 | 201.8036 | 0.022066 | 0 | [6 empty] | DEER:Indoor_Non-CFL_Ltg | Annual
PGE | SWLG011E | Asm | Ex | IOU | cWtd | SWLG011-01 | ExAnte2020 | IOU workpaper | 2019-06-13 | Fixture | 1 |  | None | 0 | 0 | 0 | 55.4151 | 0.023215 | -0.74255 | [6 empty] | DEER:Indoor_Non-CFL_Ltg | Annual
PGE | SWLG011E | EPr | Ex | IOU | cWtd | SWLG011-01 | ExAnte2020 | IOU workpaper | 2019-06-13 | Fixture | 1 |  | None | 0 | 0 | 0 | 75.7854 | 0.021286 | -1.3765 | [6 empty] | DEER:Indoor_Non-CFL_Ltg | Annual
PGE | SWLG011E | ESe | Ex | IOU | cWtd | SWLG011-01 | ExAnte2020 | IOU workpaper | 2019-06-13 | Fixture | 1 |  | None | 0 | 0 | 0 | 76.262 | 0.020673 | -1.27 | [6 empty] | DEER:Indoor_Non-CFL_Ltg | Annual
PGE | SWLG011E | ECC | Ex | IOU | cWtd | SWLG011-01 | ExAnte2020 | IOU workpaper | 2019-06-13 | Fixture | 1 |  | None | 0 | 0 | 0 | 89.5161 | 0.015898 | -1.5332 | [6 empty] | DEER:Indoor_Non-CFL_Ltg | Annual
PGE | SWLG011E | EUn | Ex | IOU | cWtd | SWLG011-01 | ExAnte2020 | IOU workpaper | 2019-06-13 | Fixture | 1 |  | None | 0 | 0 | 0 | 84.8792 | 0.02505 | -1.6108 | [6 empty] | DEER:Indoor_Non-CFL_Ltg | Annual
PGE | SWLG011E | ERC | Ex | IOU | cWtd | SWLG011-01 | ExAnte2020 | IOU workpaper | 2019-06-13 | Fixture | 1 |  | None | 0 | 0 | 0 | 37.597 | 0.0083117 | -0.43431 | [6 empty] | DEER:Indoor_Non-CFL_Ltg | Annual
PGE | SWLG011E | Gro | Ex | IOU | cWtd | SWLG011-01 | ExAnte2020 | IOU workpaper | 2019-06-13 | Fixture | 1 |  | None | 0 | 0 | 0 | 184.0792 | 0.033631 | -2.3654 | [6 empty] | DEER:Indoor_Non-CFL_Ltg | Annual
PGE | SWLG011E | Hsp | Ex | IOU | cWtd | SWLG011-01 | ExAnte2020 | IOU workpaper | 2019-06-13 | Fixture | 1 |  | None | 0 | 0 | 0 | 204.926 | 0.031055 | -3.4077 | [6 empty] | DEER:Indoor_Non-CFL_Ltg | Annual
PGE | SWLG011E | Nrs | Ex | IOU | cWtd | SWLG011-01 | ExAnte2020 | IOU workpaper | 2019-06-13 | Fixture | 1 |  | None | 0 | 0 | 0 | 132.1052 | 0.026632 | -1.5857 | [6 empty] | DEER:Indoor_Non-CFL_Ltg | Annual
PGE | SWLG011E | Htl | Ex | IOU | cWtd | SWLG011-01 | ExAnte2020 | IOU workpaper | 2019-06-13 | Fixture | 1 |  | None | 0 | 0 | 0 | 165.5036 | 0.026352 | -2.2985 | [6 empty] | DEER:Indoor_Non-CFL_Ltg | Annual
PGE | SWLG011E | Mtl | Ex | IOU | cWtd | SWLG011-01 | ExAnte2020 | IOU workpaper | 2019-06-13 | Fixture | 1 |  | None | 0 | 0 | 0 | 127.1271 | 0.0195 | -1.2739 | [6 empty] | DEER:Indoor_Non-CFL_Ltg | Annual
PGE | SWLG011E | MBT | Ex | IOU | cWtd | SWLG011-01 | ExAnte2020 | IOU workpaper | 2019-06-13 | Fixture | 1 |  | None | 0 | 0 | 0 | 95.3432 | 0.011317 | -0.48345 | [6 empty] | DEER:Indoor_Non-CFL_Ltg | Annual
PGE | SWLG011E | MLI | Ex | IOU | cWtd | SWLG011-01 | ExAnte2020 | IOU workpaper | 2019-06-13 | Fixture | 1 |  | None | 0 | 0 | 0 | 91.7599 | 0.011911 | -1.0051 | [6 empty] | DEER:Indoor_Non-CFL_Ltg | Annual
PGE | SWLG011E | OfL | Ex | IOU | cWtd | SWLG011-01 | ExAnte2020 | IOU workpaper | 2019-06-13 | Fixture | 1 |  | None | 0 | 0 | 0 | 92.8385 | 0.014034 | -0.2548 | [6 empty] | DEER:Indoor_Non-CFL_Ltg | Annual
PGE | SWLG011E | OfS | Ex | IOU | cWtd | SWLG011-01 | ExAnte2020 | IOU workpaper | 2019-06-13 | Fixture | 1 |  | None | 0 | 0 | 0 | 70.4068 | 0.0118 | -0.3307 | [6 empty] | DEER:Indoor_Non-CFL_Ltg | Annual
PGE | SWLG011E | RSD | Ex | IOU | cWtd | SWLG011-01 | ExAnte2020 | IOU workpaper | 2019-06-13 | Fixture | 1 |  | None | 0 | 0 | 0 | 127.4693 | 0.025728 | -1.1358 | [6 empty] | DEER:Indoor_Non-CFL_Ltg | Annual
PGE | SWLG011E | RFF | Ex | IOU | cWtd | SWLG011-01 | ExAnte2020 | IOU workpaper | 2019-06-13 | Fixture | 1 |  | None | 0 | 0 | 0 | 110.1193 | 0.018868 | -1.3181 | [6 empty] | DEER:Indoor_Non-CFL_Ltg | Annual
PGE | SWLG011E | Rt3 | Ex | IOU | cWtd | SWLG011-01 | ExAnte2020 | IOU workpaper | 2019-06-13 | Fixture | 1 |  | None | 0 | 0 | 0 | 187.9854 | 0.033227 | -0.89976 | [6 empty] | DEER:Indoor_Non-CFL_Ltg | Annual
PGE | SWLG011E | RtL | Ex | IOU | cWtd | SWLG011-01 | ExAnte2020 | IOU workpaper | 2019-06-13 | Fixture | 1 |  | None | 0 | 0 | 0 | 141.9927 | 0.021104 | -0.66194 | [6 empty] | DEER:Indoor_Non-CFL_Ltg | Annual
PGE | SWLG011E | RtS | Ex | IOU | cWtd | SWLG011-01 | ExAnte2020 | IOU workpaper | 2019-06-13 | Fixture | 1 |  | None | 0 | 0 | 0 | 83.7276 | 0.014809 | -0.73316 | [6 empty] | DEER:Indoor_Non-CFL_Ltg | Annual
PGE | SWLG011E | SCn | Ex | IOU | cWtd | SWLG011-01 | ExAnte2020 | IOU workpaper | 2019-06-13 | Fixture | 1 |  | None | 0 | 0 | 0 | 68.163 | 0.0084797 | -1.0055 | [6 empty] | DEER:Indoor_Non-CFL_Ltg | Annual
PGE | SWLG011E | SUn | Ex | IOU | cWtd | SWLG011-01 | ExAnte2020 | IOU workpaper | 2019-06-13 | Fixture | 1 |  | None | 0 | 0 | 0 | 71.5 | 0.010107 | 0 | [6 empty] | DEER:Indoor_Non-CFL_Ltg | Annual
PGE | SWLG011E | WRf | Ex | IOU | cWtd | SWLG011-01 | ExAnte2020 | IOU workpaper | 2019-06-13 | Fixture | 1 |  | None | 0 | 0 | 0 | 201.8036 | 0.022066 | 0 | [6 empty] | DEER:Indoor_Non-CFL_Ltg | Annual
PGE | SWLG011F | Asm | Ex | IOU | cWtd | SWLG011-01 | ExAnte2020 | IOU workpaper | 2019-06-13 | Fixture | 1 |  | None | 0 | 0 | 0 | 55.4151 | 0.023215 | -0.74255 | [6 empty] | DEER:Indoor_Non-CFL_Ltg | Annual
PGE | SWLG011F | EPr | Ex | IOU | cWtd | SWLG011-01 | ExAnte2020 | IOU workpaper | 2019-06-13 | Fixture | 1 |  | None | 0 | 0 | 0 | 75.7854 | 0.021286 | -1.3765 | [6 empty] | DEER:Indoor_Non-CFL_Ltg | Annual
PGE | SWLG011F | ESe | Ex | IOU | cWtd | SWLG011-01 | ExAnte2020 | IOU workpaper | 2019-06-13 | Fixture | 1 |  | None | 0 | 0 | 0 | 76.262 | 0.020673 | -1.27 | [6 empty] | DEER:Indoor_Non-CFL_Ltg | Annual
PGE | SWLG011F | ECC | Ex | IOU | cWtd | SWLG011-01 | ExAnte2020 | IOU workpaper | 2019-06-13 | Fixture | 1 |  | None | 0 | 0 | 0 | 89.5161 | 0.015898 | -1.5332 | [6 empty] | DEER:Indoor_Non-CFL_Ltg | Annual
PGE | SWLG011F | EUn | Ex | IOU | cWtd | SWLG011-01 | ExAnte2020 | IOU workpaper | 2019-06-13 | Fixture | 1 |  | None | 0 | 0 | 0 | 84.8792 | 0.02505 | -1.6108 | [6 empty] | DEER:Indoor_Non-CFL_Ltg | Annual
PGE | SWLG011F | ERC | Ex | IOU | cWtd | SWLG011-01 | ExAnte2020 | IOU workpaper | 2019-06-13 | Fixture | 1 |  | None | 0 | 0 | 0 | 37.597 | 0.0083117 | -0.43431 | [6 empty] | DEER:Indoor_Non-CFL_Ltg | Annual
PGE | SWLG011F | Gro | Ex | IOU | cWtd | SWLG011-01 | ExAnte2020 | IOU workpaper | 2019-06-13 | Fixture | 1 |  | None | 0 | 0 | 0 | 184.0792 | 0.033631 | -2.3654 | [6 empty] | DEER:Indoor_Non-CFL_Ltg | Annual
PGE | SWLG011F | Hsp | Ex | IOU | cWtd | SWLG011-01 | ExAnte2020 | IOU workpaper | 2019-06-13 | Fixture | 1 |  | None | 0 | 0 | 0 | 204.926 | 0.031055 | -3.4077 | [6 empty] | DEER:Indoor_Non-CFL_Ltg | Annual
PGE | SWLG011F | Nrs | Ex | IOU | cWtd | SWLG011-01 | ExAnte2020 | IOU workpaper | 2019-06-13 | Fixture | 1 |  | None | 0 | 0 | 0 | 132.1052 | 0.026632 | -1.5857 | [6 empty] | DEER:Indoor_Non-CFL_Ltg | Annual
PGE | SWLG011F | Htl | Ex | IOU | cWtd | SWLG011-01 | ExAnte2020 | IOU workpaper | 2019-06-13 | Fixture | 1 |  | None | 0 | 0 | 0 | 165.5036 | 0.026352 | -2.2985 | [6 empty] | DEER:Indoor_Non-CFL_Ltg | Annual
PGE | SWLG011F | Mtl | Ex | IOU | cWtd | SWLG011-01 | ExAnte2020 | IOU workpaper | 2019-06-13 | Fixture | 1 |  | None | 0 | 0 | 0 | 127.1271 | 0.0195 | -1.2739 | [6 empty] | DEER:Indoor_Non-CFL_Ltg | Annual
PGE | SWLG011F | MBT | Ex | IOU | cWtd | SWLG011-01 | ExAnte2020 | IOU workpaper | 2019-06-13 | Fixture | 1 |  | None | 0 | 0 | 0 | 95.3432 | 0.011317 | -0.48345 | [6 empty] | DEER:Indoor_Non-CFL_Ltg | Annual
PGE | SWLG011F | MLI | Ex | IOU | cWtd | SWLG011-01 | ExAnte2020 | IOU workpaper | 2019-06-13 | Fixture | 1 |  | None | 0 | 0 | 0 | 91.7599 | 0.011911 | -1.0051 | [6 empty] | DEER:Indoor_Non-CFL_Ltg | Annual
PGE | SWLG011F | OfL | Ex | IOU | cWtd | SWLG011-01 | ExAnte2020 | IOU workpaper | 2019-06-13 | Fixture | 1 |  | None | 0 | 0 | 0 | 92.8385 | 0.014034 | -0.2548 | [6 empty] | DEER:Indoor_Non-CFL_Ltg | Annual
PGE | SWLG011F | OfS | Ex | IOU | cWtd | SWLG011-01 | ExAnte2020 | IOU workpaper | 2019-06-13 | Fixture | 1 |  | None | 0 | 0 | 0 | 70.4068 | 0.0118 | -0.3307 | [6 empty] | DEER:Indoor_Non-CFL_Ltg | Annual
PGE | SWLG011F | RSD | Ex | IOU | cWtd | SWLG011-01 | ExAnte2020 | IOU workpaper | 2019-06-13 | Fixture | 1 |  | None | 0 | 0 | 0 | 127.4693 | 0.025728 | -1.1358 | [6 empty] | DEER:Indoor_Non-CFL_Ltg | Annual
PGE | SWLG011F | RFF | Ex | IOU | cWtd | SWLG011-01 | ExAnte2020 | IOU workpaper | 2019-06-13 | Fixture | 1 |  | None | 0 | 0 | 0 | 110.1193 | 0.018868 | -1.3181 | [6 empty] | DEER:Indoor_Non-CFL_Ltg | Annual
PGE | SWLG011F | Rt3 | Ex | IOU | cWtd | SWLG011-01 | ExAnte2020 | IOU workpaper | 2019-06-13 | Fixture | 1 |  | None | 0 | 0 | 0 | 187.9854 | 0.033227 | -0.89976 | [6 empty] | DEER:Indoor_Non-CFL_Ltg | Annual
PGE | SWLG011F | RtL | Ex | IOU | cWtd | SWLG011-01 | ExAnte2020 | IOU workpaper | 2019-06-13 | Fixture | 1 |  | None | 0 | 0 | 0 | 141.9927 | 0.021104 | -0.66194 | [6 empty] | DEER:Indoor_Non-CFL_Ltg | Annual
PGE | SWLG011F | RtS | Ex | IOU | cWtd | SWLG011-01 | ExAnte2020 | IOU workpaper | 2019-06-13 | Fixture | 1 |  | None | 0 | 0 | 0 | 83.7276 | 0.014809 | -0.73316 | [6 empty] | DEER:Indoor_Non-CFL_Ltg | Annual
PGE | SWLG011F | SCn | Ex | IOU | cWtd | SWLG011-01 | ExAnte2020 | IOU workpaper | 2019-06-13 | Fixture | 1 |  | None | 0 | 0 | 0 | 68.163 | 0.0084797 | -1.0055 | [6 empty] | DEER:Indoor_Non-CFL_Ltg | Annual
PGE | SWLG011F | SUn | Ex | IOU | cWtd | SWLG011-01 | ExAnte2020 | IOU workpaper | 2019-06-13 | Fixture | 1 |  | None | 0 | 0 | 0 | 71.5 | 0.010107 | 0 | [6 empty] | DEER:Indoor_Non-CFL_Ltg | Annual
PGE | SWLG011F | WRf | Ex | IOU | cWtd | SWLG011-01 | ExAnte2020 | IOU workpaper | 2019-06-13 | Fixture | 1 |  | None | 0 | 0 | 0 | 201.8036 | 0.022066 | 0 | [6 empty] | DEER:Indoor_Non-CFL_Ltg | Annual
PGE | SWLG011G | Asm | Ex | IOU | cWtd | SWLG011-01 | ExAnte2020 | IOU workpaper | 2019-06-13 | Fixture | 1 |  | None | 0 | 0 | 0 | 55.4151 | 0.023215 | -0.74255 | [6 empty] | DEER:Indoor_Non-CFL_Ltg | Annual
PGE | SWLG011G | EPr | Ex | IOU | cWtd | SWLG011-01 | ExAnte2020 | IOU workpaper | 2019-06-13 | Fixture | 1 |  | None | 0 | 0 | 0 | 75.7854 | 0.021286 | -1.3765 | [6 empty] | DEER:Indoor_Non-CFL_Ltg | Annual
PGE | SWLG011G | ESe | Ex | IOU | cWtd | SWLG011-01 | ExAnte2020 | IOU workpaper | 2019-06-13 | Fixture | 1 |  | None | 0 | 0 | 0 | 76.262 | 0.020673 | -1.27 | [6 empty] | DEER:Indoor_Non-CFL_Ltg | Annual
PGE | SWLG011G | ECC | Ex | IOU | cWtd | SWLG011-01 | ExAnte2020 | IOU workpaper | 2019-06-13 | Fixture | 1 |  | None | 0 | 0 | 0 | 89.5161 | 0.015898 | -1.5332 | [6 empty] | DEER:Indoor_Non-CFL_Ltg | Annual
PGE | SWLG011G | EUn | Ex | IOU | cWtd | SWLG011-01 | ExAnte2020 | IOU workpaper | 2019-06-13 | Fixture | 1 |  | None | 0 | 0 | 0 | 84.8792 | 0.02505 | -1.6108 | [6 empty] | DEER:Indoor_Non-CFL_Ltg | Annual
PGE | SWLG011G | ERC | Ex | IOU | cWtd | SWLG011-01 | ExAnte2020 | IOU workpaper | 2019-06-13 | Fixture | 1 |  | None | 0 | 0 | 0 | 37.597 | 0.0083117 | -0.43431 | [6 empty] | DEER:Indoor_Non-CFL_Ltg | Annual
PGE | SWLG011G | Gro | Ex | IOU | cWtd | SWLG011-01 | ExAnte2020 | IOU workpaper | 2019-06-13 | Fixture | 1 |  | None | 0 | 0 | 0 | 184.0792 | 0.033631 | -2.3654 | [6 empty] | DEER:Indoor_Non-CFL_Ltg | Annual
PGE | SWLG011G | Hsp | Ex | IOU | cWtd | SWLG011-01 | ExAnte2020 | IOU workpaper | 2019-06-13 | Fixture | 1 |  | None | 0 | 0 | 0 | 204.926 | 0.031055 | -3.4077 | [6 empty] | DEER:Indoor_Non-CFL_Ltg | Annual
PGE | SWLG011G | Nrs | Ex | IOU | cWtd | SWLG011-01 | ExAnte2020 | IOU workpaper | 2019-06-13 | Fixture | 1 |  | None | 0 | 0 | 0 | 132.1052 | 0.026632 | -1.5857 | [6 empty] | DEER:Indoor_Non-CFL_Ltg | Annual
PGE | SWLG011G | Htl | Ex | IOU | cWtd | SWLG011-01 | ExAnte2020 | IOU workpaper | 2019-06-13 | Fixture | 1 |  | None | 0 | 0 | 0 | 165.5036 | 0.026352 | -2.2985 | [6 empty] | DEER:Indoor_Non-CFL_Ltg | Annual
PGE | SWLG011G | Mtl | Ex | IOU | cWtd | SWLG011-01 | ExAnte2020 | IOU workpaper | 2019-06-13 | Fixture | 1 |  | None | 0 | 0 | 0 | 127.1271 | 0.0195 | -1.2739 | [6 empty] | DEER:Indoor_Non-CFL_Ltg | Annual
PGE | SWLG011G | MBT | Ex | IOU | cWtd | SWLG011-01 | ExAnte2020 | IOU workpaper | 2019-06-13 | Fixture | 1 |  | None | 0 | 0 | 0 | 95.3432 | 0.011317 | -0.48345 | [6 empty] | DEER:Indoor_Non-CFL_Ltg | Annual
PGE | SWLG011G | MLI | Ex | IOU | cWtd | SWLG011-01 | ExAnte2020 | IOU workpaper | 2019-06-13 | Fixture | 1 |  | None | 0 | 0 | 0 | 91.7599 | 0.011911 | -1.0051 | [6 empty] | DEER:Indoor_Non-CFL_Ltg | Annual
PGE | SWLG011G | OfL | Ex | IOU | cWtd | SWLG011-01 | ExAnte2020 | IOU workpaper | 2019-06-13 | Fixture | 1 |  | None | 0 | 0 | 0 | 92.8385 | 0.014034 | -0.2548 | [6 empty] | DEER:Indoor_Non-CFL_Ltg | Annual
PGE | SWLG011G | OfS | Ex | IOU | cWtd | SWLG011-01 | ExAnte2020 | IOU workpaper | 2019-06-13 | Fixture | 1 |  | None | 0 | 0 | 0 | 70.4068 | 0.0118 | -0.3307 | [6 empty] | DEER:Indoor_Non-CFL_Ltg | Annual
PGE | SWLG011G | RSD | Ex | IOU | cWtd | SWLG011-01 | ExAnte2020 | IOU workpaper | 2019-06-13 | Fixture | 1 |  | None | 0 | 0 | 0 | 127.4693 | 0.025728 | -1.1358 | [6 empty] | DEER:Indoor_Non-CFL_Ltg | Annual
PGE | SWLG011G | RFF | Ex | IOU | cWtd | SWLG011-01 | ExAnte2020 | IOU workpaper | 2019-06-13 | Fixture | 1 |  | None | 0 | 0 | 0 | 110.1193 | 0.018868 | -1.3181 | [6 empty] | DEER:Indoor_Non-CFL_Ltg | Annual
PGE | SWLG011G | Rt3 | Ex | IOU | cWtd | SWLG011-01 | ExAnte2020 | IOU workpaper | 2019-06-13 | Fixture | 1 |  | None | 0 | 0 | 0 | 187.9854 | 0.033227 | -0.89976 | [6 empty] | DEER:Indoor_Non-CFL_Ltg | Annual
PGE | SWLG011G | RtL | Ex | IOU | cWtd | SWLG011-01 | ExAnte2020 | IOU workpaper | 2019-06-13 | Fixture | 1 |  | None | 0 | 0 | 0 | 141.9927 | 0.021104 | -0.66194 | [6 empty] | DEER:Indoor_Non-CFL_Ltg | Annual
PGE | SWLG011G | RtS | Ex | IOU | cWtd | SWLG011-01 | ExAnte2020 | IOU workpaper | 2019-06-13 | Fixture | 1 |  | None | 0 | 0 | 0 | 83.7276 | 0.014809 | -0.73316 | [6 empty] | DEER:Indoor_Non-CFL_Ltg | Annual
PGE | SWLG011G | SCn | Ex | IOU | cWtd | SWLG011-01 | ExAnte2020 | IOU workpaper | 2019-06-13 | Fixture | 1 |  | None | 0 | 0 | 0 | 68.163 | 0.0084797 | -1.0055 | [6 empty] | DEER:Indoor_Non-CFL_Ltg | Annual
PGE | SWLG011G | SUn | Ex | IOU | cWtd | SWLG011-01 | ExAnte2020 | IOU workpaper | 2019-06-13 | Fixture | 1 |  | None | 0 | 0 | 0 | 71.5 | 0.010107 | 0 | [6 empty] | DEER:Indoor_Non-CFL_Ltg | Annual
PGE | SWLG011G | WRf | Ex | IOU | cWtd | SWLG011-01 | ExAnte2020 | IOU workpaper | 2019-06-13 | Fixture | 1 |  | None | 0 | 0 | 0 | 201.8036 | 0.022066 | 0 | [6 empty] | DEER:Indoor_Non-CFL_Ltg | Annual
PGE | SWLG011H | Asm | Ex | IOU | cWtd | SWLG011-01 | ExAnte2020 | IOU workpaper | 2019-06-13 | Fixture | 1 |  | None | 0 | 0 | 0 | 55.4151 | 0.023215 | -0.74255 | [6 empty] | DEER:Indoor_Non-CFL_Ltg | Annual
PGE | SWLG011H | EPr | Ex | IOU | cWtd | SWLG011-01 | ExAnte2020 | IOU workpaper | 2019-06-13 | Fixture | 1 |  | None | 0 | 0 | 0 | 75.7854 | 0.021286 | -1.3765 | [6 empty] | DEER:Indoor_Non-CFL_Ltg | Annual
PGE | SWLG011H | ESe | Ex | IOU | cWtd | SWLG011-01 | ExAnte2020 | IOU workpaper | 2019-06-13 | Fixture | 1 |  | None | 0 | 0 | 0 | 76.262 | 0.020673 | -1.27 | [6 empty] | DEER:Indoor_Non-CFL_Ltg | Annual
PGE | SWLG011H | ECC | Ex | IOU | cWtd | SWLG011-01 | ExAnte2020 | IOU workpaper | 2019-06-13 | Fixture | 1 |  | None | 0 | 0 | 0 | 89.5161 | 0.015898 | -1.5332 | [6 empty] | DEER:Indoor_Non-CFL_Ltg | Annual
PGE | SWLG011H | EUn | Ex | IOU | cWtd | SWLG011-01 | ExAnte2020 | IOU workpaper | 2019-06-13 | Fixture | 1 |  | None | 0 | 0 | 0 | 84.8792 | 0.02505 | -1.6108 | [6 empty] | DEER:Indoor_Non-CFL_Ltg | Annual
PGE | SWLG011H | ERC | Ex | IOU | cWtd | SWLG011-01 | ExAnte2020 | IOU workpaper | 2019-06-13 | Fixture | 1 |  | None | 0 | 0 | 0 | 37.597 | 0.0083117 | -0.43431 | [6 empty] | DEER:Indoor_Non-CFL_Ltg | Annual
PGE | SWLG011H | Gro | Ex | IOU | cWtd | SWLG011-01 | ExAnte2020 | IOU workpaper | 2019-06-13 | Fixture | 1 |  | None | 0 | 0 | 0 | 184.0792 | 0.033631 | -2.3654 | [6 empty] | DEER:Indoor_Non-CFL_Ltg | Annual
PGE | SWLG011H | Hsp | Ex | IOU | cWtd | SWLG011-01 | ExAnte2020 | IOU workpaper | 2019-06-13 | Fixture | 1 |  | None | 0 | 0 | 0 | 204.926 | 0.031055 | -3.4077 | [6 empty] | DEER:Indoor_Non-CFL_Ltg | Annual
PGE | SWLG011H | Nrs | Ex | IOU | cWtd | SWLG011-01 | ExAnte2020 | IOU workpaper | 2019-06-13 | Fixture | 1 |  | None | 0 | 0 | 0 | 132.1052 | 0.026632 | -1.5857 | [6 empty] | DEER:Indoor_Non-CFL_Ltg | Annual
PGE | SWLG011H | Htl | Ex | IOU | cWtd | SWLG011-01 | ExAnte2020 | IOU workpaper | 2019-06-13 | Fixture | 1 |  | None | 0 | 0 | 0 | 165.5036 | 0.026352 | -2.2985 | [6 empty] | DEER:Indoor_Non-CFL_Ltg | Annual
PGE | SWLG011H | Mtl | Ex | IOU | cWtd | SWLG011-01 | ExAnte2020 | IOU workpaper | 2019-06-13 | Fixture | 1 |  | None | 0 | 0 | 0 | 127.1271 | 0.0195 | -1.2739 | [6 empty] | DEER:Indoor_Non-CFL_Ltg | Annual
PGE | SWLG011H | MBT | Ex | IOU | cWtd | SWLG011-01 | ExAnte2020 | IOU workpaper | 2019-06-13 | Fixture | 1 |  | None | 0 | 0 | 0 | 95.3432 | 0.011317 | -0.48345 | [6 empty] | DEER:Indoor_Non-CFL_Ltg | Annual
PGE | SWLG011H | MLI | Ex | IOU | cWtd | SWLG011-01 | ExAnte2020 | IOU workpaper | 2019-06-13 | Fixture | 1 |  | None | 0 | 0 | 0 | 91.7599 | 0.011911 | -1.0051 | [6 empty] | DEER:Indoor_Non-CFL_Ltg | Annual
PGE | SWLG011H | OfL | Ex | IOU | cWtd | SWLG011-01 | ExAnte2020 | IOU workpaper | 2019-06-13 | Fixture | 1 |  | None | 0 | 0 | 0 | 92.8385 | 0.014034 | -0.2548 | [6 empty] | DEER:Indoor_Non-CFL_Ltg | Annual
PGE | SWLG011H | OfS | Ex | IOU | cWtd | SWLG011-01 | ExAnte2020 | IOU workpaper | 2019-06-13 | Fixture | 1 |  | None | 0 | 0 | 0 | 70.4068 | 0.0118 | -0.3307 | [6 empty] | DEER:Indoor_Non-CFL_Ltg | Annual
PGE | SWLG011H | RSD | Ex | IOU | cWtd | SWLG011-01 | ExAnte2020 | IOU workpaper | 2019-06-13 | Fixture | 1 |  | None | 0 | 0 | 0 | 127.4693 | 0.025728 | -1.1358 | [6 empty] | DEER:Indoor_Non-CFL_Ltg | Annual
PGE | SWLG011H | RFF | Ex | IOU | cWtd | SWLG011-01 | ExAnte2020 | IOU workpaper | 2019-06-13 | Fixture | 1 |  | None | 0 | 0 | 0 | 110.1193 | 0.018868 | -1.3181 | [6 empty] | DEER:Indoor_Non-CFL_Ltg | Annual
PGE | SWLG011H | Rt3 | Ex | IOU | cWtd | SWLG011-01 | ExAnte2020 | IOU workpaper | 2019-06-13 | Fixture | 1 |  | None | 0 | 0 | 0 | 187.9854 | 0.033227 | -0.89976 | [6 empty] | DEER:Indoor_Non-CFL_Ltg | Annual
PGE | SWLG011H | RtL | Ex | IOU | cWtd | SWLG011-01 | ExAnte2020 | IOU workpaper | 2019-06-13 | Fixture | 1 |  | None | 0 | 0 | 0 | 141.9927 | 0.021104 | -0.66194 | [6 empty] | DEER:Indoor_Non-CFL_Ltg | Annual
PGE | SWLG011H | RtS | Ex | IOU | cWtd | SWLG011-01 | ExAnte2020 | IOU workpaper | 2019-06-13 | Fixture | 1 |  | None | 0 | 0 | 0 | 83.7276 | 0.014809 | -0.73316 | [6 empty] | DEER:Indoor_Non-CFL_Ltg | Annual
PGE | SWLG011H | SCn | Ex | IOU | cWtd | SWLG011-01 | ExAnte2020 | IOU workpaper | 2019-06-13 | Fixture | 1 |  | None | 0 | 0 | 0 | 68.163 | 0.0084797 | -1.0055 | [6 empty] | DEER:Indoor_Non-CFL_Ltg | Annual
PGE | SWLG011H | SUn | Ex | IOU | cWtd | SWLG011-01 | ExAnte2020 | IOU workpaper | 2019-06-13 | Fixture | 1 |  | None | 0 | 0 | 0 | 71.5 | 0.010107 | 0 | [6 empty] | DEER:Indoor_Non-CFL_Ltg | Annual
PGE | SWLG011H | WRf | Ex | IOU | cWtd | SWLG011-01 | ExAnte2020 | IOU workpaper | 2019-06-13 | Fixture | 1 |  | None | 0 | 0 | 0 | 201.8036 | 0.022066 | 0 | [6 empty] | DEER:Indoor_Non-CFL_Ltg | Annual
PGE | SWLG011I | Asm | Ex | IOU | cWtd | SWLG011-01 | ExAnte2020 | IOU workpaper | 2019-06-13 | Fixture | 1 |  | None | 0 | 0 | 0 | 55.4151 | 0.023215 | -0.74255 | [6 empty] | DEER:Indoor_Non-CFL_Ltg | Annual
PGE | SWLG011I | EPr | Ex | IOU | cWtd | SWLG011-01 | ExAnte2020 | IOU workpaper | 2019-06-13 | Fixture | 1 |  | None | 0 | 0 | 0 | 75.7854 | 0.021286 | -1.3765 | [6 empty] | DEER:Indoor_Non-CFL_Ltg | Annual
PGE | SWLG011I | ESe | Ex | IOU | cWtd | SWLG011-01 | ExAnte2020 | IOU workpaper | 2019-06-13 | Fixture | 1 |  | None | 0 | 0 | 0 | 76.262 | 0.020673 | -1.27 | [6 empty] | DEER:Indoor_Non-CFL_Ltg | Annual
PGE | SWLG011I | ECC | Ex | IOU | cWtd | SWLG011-01 | ExAnte2020 | IOU workpaper | 2019-06-13 | Fixture | 1 |  | None | 0 | 0 | 0 | 89.5161 | 0.015898 | -1.5332 | [6 empty] | DEER:Indoor_Non-CFL_Ltg | Annual
PGE | SWLG011I | EUn | Ex | IOU | cWtd | SWLG011-01 | ExAnte2020 | IOU workpaper | 2019-06-13 | Fixture | 1 |  | None | 0 | 0 | 0 | 84.8792 | 0.02505 | -1.6108 | [6 empty] | DEER:Indoor_Non-CFL_Ltg | Annual
PGE | SWLG011I | ERC | Ex | IOU | cWtd | SWLG011-01 | ExAnte2020 | IOU workpaper | 2019-06-13 | Fixture | 1 |  | None | 0 | 0 | 0 | 37.597 | 0.0083117 | -0.43431 | [6 empty] | DEER:Indoor_Non-CFL_Ltg | Annual
PGE | SWLG011I | Gro | Ex | IOU | cWtd | SWLG011-01 | ExAnte2020 | IOU workpaper | 2019-06-13 | Fixture | 1 |  | None | 0 | 0 | 0 | 184.0792 | 0.033631 | -2.3654 | [6 empty] | DEER:Indoor_Non-CFL_Ltg | Annual
PGE | SWLG011I | Hsp | Ex | IOU | cWtd | SWLG011-01 | ExAnte2020 | IOU workpaper | 2019-06-13 | Fixture | 1 |  | None | 0 | 0 | 0 | 204.926 | 0.031055 | -3.4077 | [6 empty] | DEER:Indoor_Non-CFL_Ltg | Annual
PGE | SWLG011I | Nrs | Ex | IOU | cWtd | SWLG011-01 | ExAnte2020 | IOU workpaper | 2019-06-13 | Fixture | 1 |  | None | 0 | 0 | 0 | 132.1052 | 0.026632 | -1.5857 | [6 empty] | DEER:Indoor_Non-CFL_Ltg | Annual
PGE | SWLG011I | Htl | Ex | IOU | cWtd | SWLG011-01 | ExAnte2020 | IOU workpaper | 2019-06-13 | Fixture | 1 |  | None | 0 | 0 | 0 | 165.5036 | 0.026352 | -2.2985 | [6 empty] | DEER:Indoor_Non-CFL_Ltg | Annual
PGE | SWLG011I | Mtl | Ex | IOU | cWtd | SWLG011-01 | ExAnte2020 | IOU workpaper | 2019-06-13 | Fixture | 1 |  | None | 0 | 0 | 0 | 127.1271 | 0.0195 | -1.2739 | [6 empty] | DEER:Indoor_Non-CFL_Ltg | Annual
PGE | SWLG011I | MBT | Ex | IOU | cWtd | SWLG011-01 | ExAnte2020 | IOU workpaper | 2019-06-13 | Fixture | 1 |  | None | 0 | 0 | 0 | 95.3432 | 0.011317 | -0.48345 | [6 empty] | DEER:Indoor_Non-CFL_Ltg | Annual
PGE | SWLG011I | MLI | Ex | IOU | cWtd | SWLG011-01 | ExAnte2020 | IOU workpaper | 2019-06-13 | Fixture | 1 |  | None | 0 | 0 | 0 | 91.7599 | 0.011911 | -1.0051 | [6 empty] | DEER:Indoor_Non-CFL_Ltg | Annual
PGE | SWLG011I | OfL | Ex | IOU | cWtd | SWLG011-01 | ExAnte2020 | IOU workpaper | 2019-06-13 | Fixture | 1 |  | None | 0 | 0 | 0 | 92.8385 | 0.014034 | -0.2548 | [6 empty] | DEER:Indoor_Non-CFL_Ltg | Annual
PGE | SWLG011I | OfS | Ex | IOU | cWtd | SWLG011-01 | ExAnte2020 | IOU workpaper | 2019-06-13 | Fixture | 1 |  | None | 0 | 0 | 0 | 70.4068 | 0.0118 | -0.3307 | [6 empty] | DEER:Indoor_Non-CFL_Ltg | Annual
PGE | SWLG011I | RSD | Ex | IOU | cWtd | SWLG011-01 | ExAnte2020 | IOU workpaper | 2019-06-13 | Fixture | 1 |  | None | 0 | 0 | 0 | 127.4693 | 0.025728 | -1.1358 | [6 empty] | DEER:Indoor_Non-CFL_Ltg | Annual
PGE | SWLG011I | RFF | Ex | IOU | cWtd | SWLG011-01 | ExAnte2020 | IOU workpaper | 2019-06-13 | Fixture | 1 |  | None | 0 | 0 | 0 | 110.1193 | 0.018868 | -1.3181 | [6 empty] | DEER:Indoor_Non-CFL_Ltg | Annual
PGE | SWLG011I | Rt3 | Ex | IOU | cWtd | SWLG011-01 | ExAnte2020 | IOU workpaper | 2019-06-13 | Fixture | 1 |  | None | 0 | 0 | 0 | 187.9854 | 0.033227 | -0.89976 | [6 empty] | DEER:Indoor_Non-CFL_Ltg | Annual
PGE | SWLG011I | RtL | Ex | IOU | cWtd | SWLG011-01 | ExAnte2020 | IOU workpaper | 2019-06-13 | Fixture | 1 |  | None | 0 | 0 | 0 | 141.9927 | 0.021104 | -0.66194 | [6 empty] | DEER:Indoor_Non-CFL_Ltg | Annual
PGE | SWLG011I | RtS | Ex | IOU | cWtd | SWLG011-01 | ExAnte2020 | IOU workpaper | 2019-06-13 | Fixture | 1 |  | None | 0 | 0 | 0 | 83.7276 | 0.014809 | -0.73316 | [6 empty] | DEER:Indoor_Non-CFL_Ltg | Annual
PGE | SWLG011I | SCn | Ex | IOU | cWtd | SWLG011-01 | ExAnte2020 | IOU workpaper | 2019-06-13 | Fixture | 1 |  | None | 0 | 0 | 0 | 68.163 | 0.0084797 | -1.0055 | [6 empty] | DEER:Indoor_Non-CFL_Ltg | Annual
PGE | SWLG011I | SUn | Ex | IOU | cWtd | SWLG011-01 | ExAnte2020 | IOU workpaper | 2019-06-13 | Fixture | 1 |  | None | 0 | 0 | 0 | 71.5 | 0.010107 | 0 | [6 empty] | DEER:Indoor_Non-CFL_Ltg | Annual
PGE | SWLG011I | WRf | Ex | IOU | cWtd | SWLG011-01 | ExAnte2020 | IOU workpaper | 2019-06-13 | Fixture | 1 |  | None | 0 | 0 | 0 | 201.8036 | 0.022066 | 0 | [6 empty] | DEER:Indoor_Non-CFL_Ltg | Annual
PGE | SWLG011J | Asm | Ex | IOU | cWtd | SWLG011-01 | ExAnte2020 | IOU workpaper | 2019-06-13 | Fixture | 1 |  | None | 0 | 0 | 0 | 55.4151 | 0.023215 | -0.74255 | [6 empty] | DEER:Indoor_Non-CFL_Ltg | Annual
PGE | SWLG011J | EPr | Ex | IOU | cWtd | SWLG011-01 | ExAnte2020 | IOU workpaper | 2019-06-13 | Fixture | 1 |  | None | 0 | 0 | 0 | 75.7854 | 0.021286 | -1.3765 | [6 empty] | DEER:Indoor_Non-CFL_Ltg | Annual
PGE | SWLG011J | ESe | Ex | IOU | cWtd | SWLG011-01 | ExAnte2020 | IOU workpaper | 2019-06-13 | Fixture | 1 |  | None | 0 | 0 | 0 | 76.262 | 0.020673 | -1.27 | [6 empty] | DEER:Indoor_Non-CFL_Ltg | Annual
PGE | SWLG011J | ECC | Ex | IOU | cWtd | SWLG011-01 | ExAnte2020 | IOU workpaper | 2019-06-13 | Fixture | 1 |  | None | 0 | 0 | 0 | 89.5161 | 0.015898 | -1.5332 | [6 empty] | DEER:Indoor_Non-CFL_Ltg | Annual
PGE | SWLG011J | EUn | Ex | IOU | cWtd | SWLG011-01 | ExAnte2020 | IOU workpaper | 2019-06-13 | Fixture | 1 |  | None | 0 | 0 | 0 | 84.8792 | 0.02505 | -1.6108 | [6 empty] | DEER:Indoor_Non-CFL_Ltg | Annual
PGE | SWLG011J | ERC | Ex | IOU | cWtd | SWLG011-01 | ExAnte2020 | IOU workpaper | 2019-06-13 | Fixture | 1 |  | None | 0 | 0 | 0 | 37.597 | 0.0083117 | -0.43431 | [6 empty] | DEER:Indoor_Non-CFL_Ltg | Annual
PGE | SWLG011J | Gro | Ex | IOU | cWtd | SWLG011-01 | ExAnte2020 | IOU workpaper | 2019-06-13 | Fixture | 1 |  | None | 0 | 0 | 0 | 184.0792 | 0.033631 | -2.3654 | [6 empty] | DEER:Indoor_Non-CFL_Ltg | Annual
PGE | SWLG011J | Hsp | Ex | IOU | cWtd | SWLG011-01 | ExAnte2020 | IOU workpaper | 2019-06-13 | Fixture | 1 |  | None | 0 | 0 | 0 | 204.926 | 0.031055 | -3.4077 | [6 empty] | DEER:Indoor_Non-CFL_Ltg | Annual
PGE | SWLG011J | Nrs | Ex | IOU | cWtd | SWLG011-01 | ExAnte2020 | IOU workpaper | 2019-06-13 | Fixture | 1 |  | None | 0 | 0 | 0 | 132.1052 | 0.026632 | -1.5857 | [6 empty] | DEER:Indoor_Non-CFL_Ltg | Annual
PGE | SWLG011J | Htl | Ex | IOU | cWtd | SWLG011-01 | ExAnte2020 | IOU workpaper | 2019-06-13 | Fixture | 1 |  | None | 0 | 0 | 0 | 165.5036 | 0.026352 | -2.2985 | [6 empty] | DEER:Indoor_Non-CFL_Ltg | Annual
PGE | SWLG011J | Mtl | Ex | IOU | cWtd | SWLG011-01 | ExAnte2020 | IOU workpaper | 2019-06-13 | Fixture | 1 |  | None | 0 | 0 | 0 | 127.1271 | 0.0195 | -1.2739 | [6 empty] | DEER:Indoor_Non-CFL_Ltg | Annual
PGE | SWLG011J | MBT | Ex | IOU | cWtd | SWLG011-01 | ExAnte2020 | IOU workpaper | 2019-06-13 | Fixture | 1 |  | None | 0 | 0 | 0 | 95.3432 | 0.011317 | -0.48345 | [6 empty] | DEER:Indoor_Non-CFL_Ltg | Annual
PGE | SWLG011J | MLI | Ex | IOU | cWtd | SWLG011-01 | ExAnte2020 | IOU workpaper | 2019-06-13 | Fixture | 1 |  | None | 0 | 0 | 0 | 91.7599 | 0.011911 | -1.0051 | [6 empty] | DEER:Indoor_Non-CFL_Ltg | Annual
PGE | SWLG011J | OfL | Ex | IOU | cWtd | SWLG011-01 | ExAnte2020 | IOU workpaper | 2019-06-13 | Fixture | 1 |  | None | 0 | 0 | 0 | 92.8385 | 0.014034 | -0.2548 | [6 empty] | DEER:Indoor_Non-CFL_Ltg | Annual
PGE | SWLG011J | OfS | Ex | IOU | cWtd | SWLG011-01 | ExAnte2020 | IOU workpaper | 2019-06-13 | Fixture | 1 |  | None | 0 | 0 | 0 | 70.4068 | 0.0118 | -0.3307 | [6 empty] | DEER:Indoor_Non-CFL_Ltg | Annual
PGE | SWLG011J | RSD | Ex | IOU | cWtd | SWLG011-01 | ExAnte2020 | IOU workpaper | 2019-06-13 | Fixture | 1 |  | None | 0 | 0 | 0 | 127.4693 | 0.025728 | -1.1358 | [6 empty] | DEER:Indoor_Non-CFL_Ltg | Annual
PGE | SWLG011J | RFF | Ex | IOU | cWtd | SWLG011-01 | ExAnte2020 | IOU workpaper | 2019-06-13 | Fixture | 1 |  | None | 0 | 0 | 0 | 110.1193 | 0.018868 | -1.3181 | [6 empty] | DEER:Indoor_Non-CFL_Ltg | Annual
PGE | SWLG011J | Rt3 | Ex | IOU | cWtd | SWLG011-01 | ExAnte2020 | IOU workpaper | 2019-06-13 | Fixture | 1 |  | None | 0 | 0 | 0 | 187.9854 | 0.033227 | -0.89976 | [6 empty] | DEER:Indoor_Non-CFL_Ltg | Annual
PGE | SWLG011J | RtL | Ex | IOU | cWtd | SWLG011-01 | ExAnte2020 | IOU workpaper | 2019-06-13 | Fixture | 1 |  | None | 0 | 0 | 0 | 141.9927 | 0.021104 | -0.66194 | [6 empty] | DEER:Indoor_Non-CFL_Ltg | Annual
PGE | SWLG011J | RtS | Ex | IOU | cWtd | SWLG011-01 | ExAnte2020 | IOU workpaper | 2019-06-13 | Fixture | 1 |  | None | 0 | 0 | 0 | 83.7276 | 0.014809 | -0.73316 | [6 empty] | DEER:Indoor_Non-CFL_Ltg | Annual
PGE | SWLG011J | SCn | Ex | IOU | cWtd | SWLG011-01 | ExAnte2020 | IOU workpaper | 2019-06-13 | Fixture | 1 |  | None | 0 | 0 | 0 | 68.163 | 0.0084797 | -1.0055 | [6 empty] | DEER:Indoor_Non-CFL_Ltg | Annual
PGE | SWLG011J | SUn | Ex | IOU | cWtd | SWLG011-01 | ExAnte2020 | IOU workpaper | 2019-06-13 | Fixture | 1 |  | None | 0 | 0 | 0 | 71.5 | 0.010107 | 0 | [6 empty] | DEER:Indoor_Non-CFL_Ltg | Annual
PGE | SWLG011J | WRf | Ex | IOU | cWtd | SWLG011-01 | ExAnte2020 | IOU workpaper | 2019-06-13 | Fixture | 1 |  | None | 0 | 0 | 0 | 201.8036 | 0.022066 | 0 | [6 empty] | DEER:Indoor_Non-CFL_Ltg | Annual
PGE | SWLG011K | Asm | Ex | IOU | cWtd | SWLG011-01 | ExAnte2020 | IOU workpaper | 2019-06-13 | Fixture | 1 |  | None | 0 | 0 | 0 | 55.4151 | 0.023215 | -0.74255 | [6 empty] | DEER:Indoor_Non-CFL_Ltg | Annual
PGE | SWLG011K | EPr | Ex | IOU | cWtd | SWLG011-01 | ExAnte2020 | IOU workpaper | 2019-06-13 | Fixture | 1 |  | None | 0 | 0 | 0 | 75.7854 | 0.021286 | -1.3765 | [6 empty] | DEER:Indoor_Non-CFL_Ltg | Annual
PGE | SWLG011K | ESe | Ex | IOU | cWtd | SWLG011-01 | ExAnte2020 | IOU workpaper | 2019-06-13 | Fixture | 1 |  | None | 0 | 0 | 0 | 76.262 | 0.020673 | -1.27 | [6 empty] | DEER:Indoor_Non-CFL_Ltg | Annual
PGE | SWLG011K | ECC | Ex | IOU | cWtd | SWLG011-01 | ExAnte2020 | IOU workpaper | 2019-06-13 | Fixture | 1 |  | None | 0 | 0 | 0 | 89.5161 | 0.015898 | -1.5332 | [6 empty] | DEER:Indoor_Non-CFL_Ltg | Annual
PGE | SWLG011K | EUn | Ex | IOU | cWtd | SWLG011-01 | ExAnte2020 | IOU workpaper | 2019-06-13 | Fixture | 1 |  | None | 0 | 0 | 0 | 84.8792 | 0.02505 | -1.6108 | [6 empty] | DEER:Indoor_Non-CFL_Ltg | Annual
PGE | SWLG011K | ERC | Ex | IOU | cWtd | SWLG011-01 | ExAnte2020 | IOU workpaper | 2019-06-13 | Fixture | 1 |  | None | 0 | 0 | 0 | 37.597 | 0.0083117 | -0.43431 | [6 empty] | DEER:Indoor_Non-CFL_Ltg | Annual
PGE | SWLG011K | Gro | Ex | IOU | cWtd | SWLG011-01 | ExAnte2020 | IOU workpaper | 2019-06-13 | Fixture | 1 |  | None | 0 | 0 | 0 | 184.0792 | 0.033631 | -2.3654 | [6 empty] | DEER:Indoor_Non-CFL_Ltg | Annual
PGE | SWLG011K | Hsp | Ex | IOU | cWtd | SWLG011-01 | ExAnte2020 | IOU workpaper | 2019-06-13 | Fixture | 1 |  | None | 0 | 0 | 0 | 204.926 | 0.031055 | -3.4077 | [6 empty] | DEER:Indoor_Non-CFL_Ltg | Annual
PGE | SWLG011K | Nrs | Ex | IOU | cWtd | SWLG011-01 | ExAnte2020 | IOU workpaper | 2019-06-13 | Fixture | 1 |  | None | 0 | 0 | 0 | 132.1052 | 0.026632 | -1.5857 | [6 empty] | DEER:Indoor_Non-CFL_Ltg | Annual
PGE | SWLG011K | Htl | Ex | IOU | cWtd | SWLG011-01 | ExAnte2020 | IOU workpaper | 2019-06-13 | Fixture | 1 |  | None | 0 | 0 | 0 | 165.5036 | 0.026352 | -2.2985 | [6 empty] | DEER:Indoor_Non-CFL_Ltg | Annual
PGE | SWLG011K | Mtl | Ex | IOU | cWtd | SWLG011-01 | ExAnte2020 | IOU workpaper | 2019-06-13 | Fixture | 1 |  | None | 0 | 0 | 0 | 127.1271 | 0.0195 | -1.2739 | [6 empty] | DEER:Indoor_Non-CFL_Ltg | Annual
PGE | SWLG011K | MBT | Ex | IOU | cWtd | SWLG011-01 | ExAnte2020 | IOU workpaper | 2019-06-13 | Fixture | 1 |  | None | 0 | 0 | 0 | 95.3432 | 0.011317 | -0.48345 | [6 empty] | DEER:Indoor_Non-CFL_Ltg | Annual
PGE | SWLG011K | MLI | Ex | IOU | cWtd | SWLG011-01 | ExAnte2020 | IOU workpaper | 2019-06-13 | Fixture | 1 |  | None | 0 | 0 | 0 | 91.7599 | 0.011911 | -1.0051 | [6 empty] | DEER:Indoor_Non-CFL_Ltg | Annual
PGE | SWLG011K | OfL | Ex | IOU | cWtd | SWLG011-01 | ExAnte2020 | IOU workpaper | 2019-06-13 | Fixture | 1 |  | None | 0 | 0 | 0 | 92.8385 | 0.014034 | -0.2548 | [6 empty] | DEER:Indoor_Non-CFL_Ltg | Annual
PGE | SWLG011K | OfS | Ex | IOU | cWtd | SWLG011-01 | ExAnte2020 | IOU workpaper | 2019-06-13 | Fixture | 1 |  | None | 0 | 0 | 0 | 70.4068 | 0.0118 | -0.3307 | [6 empty] | DEER:Indoor_Non-CFL_Ltg | Annual
PGE | SWLG011K | RSD | Ex | IOU | cWtd | SWLG011-01 | ExAnte2020 | IOU workpaper | 2019-06-13 | Fixture | 1 |  | None | 0 | 0 | 0 | 127.4693 | 0.025728 | -1.1358 | [6 empty] | DEER:Indoor_Non-CFL_Ltg | Annual
PGE | SWLG011K | RFF | Ex | IOU | cWtd | SWLG011-01 | ExAnte2020 | IOU workpaper | 2019-06-13 | Fixture | 1 |  | None | 0 | 0 | 0 | 110.1193 | 0.018868 | -1.3181 | [6 empty] | DEER:Indoor_Non-CFL_Ltg | Annual
PGE | SWLG011K | Rt3 | Ex | IOU | cWtd | SWLG011-01 | ExAnte2020 | IOU workpaper | 2019-06-13 | Fixture | 1 |  | None | 0 | 0 | 0 | 187.9854 | 0.033227 | -0.89976 | [6 empty] | DEER:Indoor_Non-CFL_Ltg | Annual
PGE | SWLG011K | RtL | Ex | IOU | cWtd | SWLG011-01 | ExAnte2020 | IOU workpaper | 2019-06-13 | Fixture | 1 |  | None | 0 | 0 | 0 | 141.9927 | 0.021104 | -0.66194 | [6 empty] | DEER:Indoor_Non-CFL_Ltg | Annual
PGE | SWLG011K | RtS | Ex | IOU | cWtd | SWLG011-01 | ExAnte2020 | IOU workpaper | 2019-06-13 | Fixture | 1 |  | None | 0 | 0 | 0 | 83.7276 | 0.014809 | -0.73316 | [6 empty] | DEER:Indoor_Non-CFL_Ltg | Annual
PGE | SWLG011K | SCn | Ex | IOU | cWtd | SWLG011-01 | ExAnte2020 | IOU workpaper | 2019-06-13 | Fixture | 1 |  | None | 0 | 0 | 0 | 68.163 | 0.0084797 | -1.0055 | [6 empty] | DEER:Indoor_Non-CFL_Ltg | Annual
PGE | SWLG011K | SUn | Ex | IOU | cWtd | SWLG011-01 | ExAnte2020 | IOU workpaper | 2019-06-13 | Fixture | 1 |  | None | 0 | 0 | 0 | 71.5 | 0.010107 | 0 | [6 empty] | DEER:Indoor_Non-CFL_Ltg | Annual
PGE | SWLG011K | WRf | Ex | IOU | cWtd | SWLG011-01 | ExAnte2020 | IOU workpaper | 2019-06-13 | Fixture | 1 |  | None | 0 | 0 | 0 | 201.8036 | 0.022066 | 0 | [6 empty] | DEER:Indoor_Non-CFL_Ltg | Annual
PGE | SWLG011L | Asm | Ex | IOU | cWtd | SWLG011-01 | ExAnte2020 | IOU workpaper | 2019-06-13 | Fixture | 1 |  | None | 0 | 0 | 0 | 55.4151 | 0.023215 | -0.74255 | [6 empty] | DEER:Indoor_Non-CFL_Ltg | Annual
PGE | SWLG011L | EPr | Ex | IOU | cWtd | SWLG011-01 | ExAnte2020 | IOU workpaper | 2019-06-13 | Fixture | 1 |  | None | 0 | 0 | 0 | 75.7854 | 0.021286 | -1.3765 | [6 empty] | DEER:Indoor_Non-CFL_Ltg | Annual
PGE | SWLG011L | ESe | Ex | IOU | cWtd | SWLG011-01 | ExAnte2020 | IOU workpaper | 2019-06-13 | Fixture | 1 |  | None | 0 | 0 | 0 | 76.262 | 0.020673 | -1.27 | [6 empty] | DEER:Indoor_Non-CFL_Ltg | Annual
PGE | SWLG011L | ECC | Ex | IOU | cWtd | SWLG011-01 | ExAnte2020 | IOU workpaper | 2019-06-13 | Fixture | 1 |  | None | 0 | 0 | 0 | 89.5161 | 0.015898 | -1.5332 | [6 empty] | DEER:Indoor_Non-CFL_Ltg | Annual
PGE | SWLG011L | EUn | Ex | IOU | cWtd | SWLG011-01 | ExAnte2020 | IOU workpaper | 2019-06-13 | Fixture | 1 |  | None | 0 | 0 | 0 | 84.8792 | 0.02505 | -1.6108 | [6 empty] | DEER:Indoor_Non-CFL_Ltg | Annual
PGE | SWLG011L | ERC | Ex | IOU | cWtd | SWLG011-01 | ExAnte2020 | IOU workpaper | 2019-06-13 | Fixture | 1 |  | None | 0 | 0 | 0 | 37.597 | 0.0083117 | -0.43431 | [6 empty] | DEER:Indoor_Non-CFL_Ltg | Annual
PGE | SWLG011L | Gro | Ex | IOU | cWtd | SWLG011-01 | ExAnte2020 | IOU workpaper | 2019-06-13 | Fixture | 1 |  | None | 0 | 0 | 0 | 184.0792 | 0.033631 | -2.3654 | [6 empty] | DEER:Indoor_Non-CFL_Ltg | Annual
PGE | SWLG011L | Hsp | Ex | IOU | cWtd | SWLG011-01 | ExAnte2020 | IOU workpaper | 2019-06-13 | Fixture | 1 |  | None | 0 | 0 | 0 | 204.926 | 0.031055 | -3.4077 | [6 empty] | DEER:Indoor_Non-CFL_Ltg | Annual
PGE | SWLG011L | Nrs | Ex | IOU | cWtd | SWLG011-01 | ExAnte2020 | IOU workpaper | 2019-06-13 | Fixture | 1 |  | None | 0 | 0 | 0 | 132.1052 | 0.026632 | -1.5857 | [6 empty] | DEER:Indoor_Non-CFL_Ltg | Annual
PGE | SWLG011L | Htl | Ex | IOU | cWtd | SWLG011-01 | ExAnte2020 | IOU workpaper | 2019-06-13 | Fixture | 1 |  | None | 0 | 0 | 0 | 165.5036 | 0.026352 | -2.2985 | [6 empty] | DEER:Indoor_Non-CFL_Ltg | Annual
PGE | SWLG011L | Mtl | Ex | IOU | cWtd | SWLG011-01 | ExAnte2020 | IOU workpaper | 2019-06-13 | Fixture | 1 |  | None | 0 | 0 | 0 | 127.1271 | 0.0195 | -1.2739 | [6 empty] | DEER:Indoor_Non-CFL_Ltg | Annual
PGE | SWLG011L | MBT | Ex | IOU | cWtd | SWLG011-01 | ExAnte2020 | IOU workpaper | 2019-06-13 | Fixture | 1 |  | None | 0 | 0 | 0 | 95.3432 | 0.011317 | -0.48345 | [6 empty] | DEER:Indoor_Non-CFL_Ltg | Annual
PGE | SWLG011L | MLI | Ex | IOU | cWtd | SWLG011-01 | ExAnte2020 | IOU workpaper | 2019-06-13 | Fixture | 1 |  | None | 0 | 0 | 0 | 91.7599 | 0.011911 | -1.0051 | [6 empty] | DEER:Indoor_Non-CFL_Ltg | Annual
PGE | SWLG011L | OfL | Ex | IOU | cWtd | SWLG011-01 | ExAnte2020 | IOU workpaper | 2019-06-13 | Fixture | 1 |  | None | 0 | 0 | 0 | 92.8385 | 0.014034 | -0.2548 | [6 empty] | DEER:Indoor_Non-CFL_Ltg | Annual
PGE | SWLG011L | OfS | Ex | IOU | cWtd | SWLG011-01 | ExAnte2020 | IOU workpaper | 2019-06-13 | Fixture | 1 |  | None | 0 | 0 | 0 | 70.4068 | 0.0118 | -0.3307 | [6 empty] | DEER:Indoor_Non-CFL_Ltg | Annual
PGE | SWLG011L | RSD | Ex | IOU | cWtd | SWLG011-01 | ExAnte2020 | IOU workpaper | 2019-06-13 | Fixture | 1 |  | None | 0 | 0 | 0 | 127.4693 | 0.025728 | -1.1358 | [6 empty] | DEER:Indoor_Non-CFL_Ltg | Annual
PGE | SWLG011L | RFF | Ex | IOU | cWtd | SWLG011-01 | ExAnte2020 | IOU workpaper | 2019-06-13 | Fixture | 1 |  | None | 0 | 0 | 0 | 110.1193 | 0.018868 | -1.3181 | [6 empty] | DEER:Indoor_Non-CFL_Ltg | Annual
PGE | SWLG011L | Rt3 | Ex | IOU | cWtd | SWLG011-01 | ExAnte2020 | IOU workpaper | 2019-06-13 | Fixture | 1 |  | None | 0 | 0 | 0 | 187.9854 | 0.033227 | -0.89976 | [6 empty] | DEER:Indoor_Non-CFL_Ltg | Annual
PGE | SWLG011L | RtL | Ex | IOU | cWtd | SWLG011-01 | ExAnte2020 | IOU workpaper | 2019-06-13 | Fixture | 1 |  | None | 0 | 0 | 0 | 141.9927 | 0.021104 | -0.66194 | [6 empty] | DEER:Indoor_Non-CFL_Ltg | Annual
PGE | SWLG011L | RtS | Ex | IOU | cWtd | SWLG011-01 | ExAnte2020 | IOU workpaper | 2019-06-13 | Fixture | 1 |  | None | 0 | 0 | 0 | 83.7276 | 0.014809 | -0.73316 | [6 empty] | DEER:Indoor_Non-CFL_Ltg | Annual
PGE | SWLG011L | SCn | Ex | IOU | cWtd | SWLG011-01 | ExAnte2020 | IOU workpaper | 2019-06-13 | Fixture | 1 |  | None | 0 | 0 | 0 | 68.163 | 0.0084797 | -1.0055 | [6 empty] | DEER:Indoor_Non-CFL_Ltg | Annual
PGE | SWLG011L | SUn | Ex | IOU | cWtd | SWLG011-01 | ExAnte2020 | IOU workpaper | 2019-06-13 | Fixture | 1 |  | None | 0 | 0 | 0 | 71.5 | 0.010107 | 0 | [6 empty] | DEER:Indoor_Non-CFL_Ltg | Annual
PGE | SWLG011L | WRf | Ex | IOU | cWtd | SWLG011-01 | ExAnte2020 | IOU workpaper | 2019-06-13 | Fixture | 1 |  | None | 0 | 0 | 0 | 201.8036 | 0.022066 | 0 | [6 empty] | DEER:Indoor_Non-CFL_Ltg | Annual
PGE | SWLG011M | Asm | Ex | IOU | cWtd | SWLG011-01 | ExAnte2020 | IOU workpaper | 2019-06-13 | Fixture | 1 |  | None | 0 | 0 | 0 | 55.4151 | 0.023215 | -0.74255 | [6 empty] | DEER:Indoor_Non-CFL_Ltg | Annual
PGE | SWLG011M | EPr | Ex | IOU | cWtd | SWLG011-01 | ExAnte2020 | IOU workpaper | 2019-06-13 | Fixture | 1 |  | None | 0 | 0 | 0 | 75.7854 | 0.021286 | -1.3765 | [6 empty] | DEER:Indoor_Non-CFL_Ltg | Annual
PGE | SWLG011M | ESe | Ex | IOU | cWtd | SWLG011-01 | ExAnte2020 | IOU workpaper | 2019-06-13 | Fixture | 1 |  | None | 0 | 0 | 0 | 76.262 | 0.020673 | -1.27 | [6 empty] | DEER:Indoor_Non-CFL_Ltg | Annual
PGE | SWLG011M | ECC | Ex | IOU | cWtd | SWLG011-01 | ExAnte2020 | IOU workpaper | 2019-06-13 | Fixture | 1 |  | None | 0 | 0 | 0 | 89.5161 | 0.015898 | -1.5332 | [6 empty] | DEER:Indoor_Non-CFL_Ltg | Annual
PGE | SWLG011M | EUn | Ex | IOU | cWtd | SWLG011-01 | ExAnte2020 | IOU workpaper | 2019-06-13 | Fixture | 1 |  | None | 0 | 0 | 0 | 84.8792 | 0.02505 | -1.6108 | [6 empty] | DEER:Indoor_Non-CFL_Ltg | Annual
PGE | SWLG011M | ERC | Ex | IOU | cWtd | SWLG011-01 | ExAnte2020 | IOU workpaper | 2019-06-13 | Fixture | 1 |  | None | 0 | 0 | 0 | 37.597 | 0.0083117 | -0.43431 | [6 empty] | DEER:Indoor_Non-CFL_Ltg | Annual
PGE | SWLG011M | Gro | Ex | IOU | cWtd | SWLG011-01 | ExAnte2020 | IOU workpaper | 2019-06-13 | Fixture | 1 |  | None | 0 | 0 | 0 | 184.0792 | 0.033631 | -2.3654 | [6 empty] | DEER:Indoor_Non-CFL_Ltg | Annual
PGE | SWLG011M | Hsp | Ex | IOU | cWtd | SWLG011-01 | ExAnte2020 | IOU workpaper | 2019-06-13 | Fixture | 1 |  | None | 0 | 0 | 0 | 204.926 | 0.031055 | -3.4077 | [6 empty] | DEER:Indoor_Non-CFL_Ltg | Annual
PGE | SWLG011M | Nrs | Ex | IOU | cWtd | SWLG011-01 | ExAnte2020 | IOU workpaper | 2019-06-13 | Fixture | 1 |  | None | 0 | 0 | 0 | 132.1052 | 0.026632 | -1.5857 | [6 empty] | DEER:Indoor_Non-CFL_Ltg | Annual
PGE | SWLG011M | Htl | Ex | IOU | cWtd | SWLG011-01 | ExAnte2020 | IOU workpaper | 2019-06-13 | Fixture | 1 |  | None | 0 | 0 | 0 | 165.5036 | 0.026352 | -2.2985 | [6 empty] | DEER:Indoor_Non-CFL_Ltg | Annual
PGE | SWLG011M | Mtl | Ex | IOU | cWtd | SWLG011-01 | ExAnte2020 | IOU workpaper | 2019-06-13 | Fixture | 1 |  | None | 0 | 0 | 0 | 127.1271 | 0.0195 | -1.2739 | [6 empty] | DEER:Indoor_Non-CFL_Ltg | Annual
PGE | SWLG011M | MBT | Ex | IOU | cWtd | SWLG011-01 | ExAnte2020 | IOU workpaper | 2019-06-13 | Fixture | 1 |  | None | 0 | 0 | 0 | 95.3432 | 0.011317 | -0.48345 | [6 empty] | DEER:Indoor_Non-CFL_Ltg | Annual
PGE | SWLG011M | MLI | Ex | IOU | cWtd | SWLG011-01 | ExAnte2020 | IOU workpaper | 2019-06-13 | Fixture | 1 |  | None | 0 | 0 | 0 | 91.7599 | 0.011911 | -1.0051 | [6 empty] | DEER:Indoor_Non-CFL_Ltg | Annual
PGE | SWLG011M | OfL | Ex | IOU | cWtd | SWLG011-01 | ExAnte2020 | IOU workpaper | 2019-06-13 | Fixture | 1 |  | None | 0 | 0 | 0 | 92.8385 | 0.014034 | -0.2548 | [6 empty] | DEER:Indoor_Non-CFL_Ltg | Annual
PGE | SWLG011M | OfS | Ex | IOU | cWtd | SWLG011-01 | ExAnte2020 | IOU workpaper | 2019-06-13 | Fixture | 1 |  | None | 0 | 0 | 0 | 70.4068 | 0.0118 | -0.3307 | [6 empty] | DEER:Indoor_Non-CFL_Ltg | Annual
PGE | SWLG011M | RSD | Ex | IOU | cWtd | SWLG011-01 | ExAnte2020 | IOU workpaper | 2019-06-13 | Fixture | 1 |  | None | 0 | 0 | 0 | 127.4693 | 0.025728 | -1.1358 | [6 empty] | DEER:Indoor_Non-CFL_Ltg | Annual
PGE | SWLG011M | RFF | Ex | IOU | cWtd | SWLG011-01 | ExAnte2020 | IOU workpaper | 2019-06-13 | Fixture | 1 |  | None | 0 | 0 | 0 | 110.1193 | 0.018868 | -1.3181 | [6 empty] | DEER:Indoor_Non-CFL_Ltg | Annual
PGE | SWLG011M | Rt3 | Ex | IOU | cWtd | SWLG011-01 | ExAnte2020 | IOU workpaper | 2019-06-13 | Fixture | 1 |  | None | 0 | 0 | 0 | 187.9854 | 0.033227 | -0.89976 | [6 empty] | DEER:Indoor_Non-CFL_Ltg | Annual
PGE | SWLG011M | RtL | Ex | IOU | cWtd | SWLG011-01 | ExAnte2020 | IOU workpaper | 2019-06-13 | Fixture | 1 |  | None | 0 | 0 | 0 | 141.9927 | 0.021104 | -0.66194 | [6 empty] | DEER:Indoor_Non-CFL_Ltg | Annual
PGE | SWLG011M | RtS | Ex | IOU | cWtd | SWLG011-01 | ExAnte2020 | IOU workpaper | 2019-06-13 | Fixture | 1 |  | None | 0 | 0 | 0 | 83.7276 | 0.014809 | -0.73316 | [6 empty] | DEER:Indoor_Non-CFL_Ltg | Annual
PGE | SWLG011M | SCn | Ex | IOU | cWtd | SWLG011-01 | ExAnte2020 | IOU workpaper | 2019-06-13 | Fixture | 1 |  | None | 0 | 0 | 0 | 68.163 | 0.0084797 | -1.0055 | [6 empty] | DEER:Indoor_Non-CFL_Ltg | Annual
PGE | SWLG011M | SUn | Ex | IOU | cWtd | SWLG011-01 | ExAnte2020 | IOU workpaper | 2019-06-13 | Fixture | 1 |  | None | 0 | 0 | 0 | 71.5 | 0.010107 | 0 | [6 empty] | DEER:Indoor_Non-CFL_Ltg | Annual
PGE | SWLG011M | WRf | Ex | IOU | cWtd | SWLG011-01 | ExAnte2020 | IOU workpaper | 2019-06-13 | Fixture | 1 |  | None | 0 | 0 | 0 | 201.8036 | 0.022066 | 0 | [6 empty] | DEER:Indoor_Non-CFL_Ltg | Annual
PGE | SWLG011N | Asm | Ex | IOU | cWtd | SWLG011-01 | ExAnte2020 | IOU workpaper | 2019-06-13 | Fixture | 1 |  | None | 0 | 0 | 0 | 55.4151 | 0.023215 | -0.74255 | [6 empty] | DEER:Indoor_Non-CFL_Ltg | Annual
PGE | SWLG011N | EPr | Ex | IOU | cWtd | SWLG011-01 | ExAnte2020 | IOU workpaper | 2019-06-13 | Fixture | 1 |  | None | 0 | 0 | 0 | 75.7854 | 0.021286 | -1.3765 | [6 empty] | DEER:Indoor_Non-CFL_Ltg | Annual
PGE | SWLG011N | ESe | Ex | IOU | cWtd | SWLG011-01 | ExAnte2020 | IOU workpaper | 2019-06-13 | Fixture | 1 |  | None | 0 | 0 | 0 | 76.262 | 0.020673 | -1.27 | [6 empty] | DEER:Indoor_Non-CFL_Ltg | Annual
PGE | SWLG011N | ECC | Ex | IOU | cWtd | SWLG011-01 | ExAnte2020 | IOU workpaper | 2019-06-13 | Fixture | 1 |  | None | 0 | 0 | 0 | 89.5161 | 0.015898 | -1.5332 | [6 empty] | DEER:Indoor_Non-CFL_Ltg | Annual
PGE | SWLG011N | EUn | Ex | IOU | cWtd | SWLG011-01 | ExAnte2020 | IOU workpaper | 2019-06-13 | Fixture | 1 |  | None | 0 | 0 | 0 | 84.8792 | 0.02505 | -1.6108 | [6 empty] | DEER:Indoor_Non-CFL_Ltg | Annual
PGE | SWLG011N | ERC | Ex | IOU | cWtd | SWLG011-01 | ExAnte2020 | IOU workpaper | 2019-06-13 | Fixture | 1 |  | None | 0 | 0 | 0 | 37.597 | 0.0083117 | -0.43431 | [6 empty] | DEER:Indoor_Non-CFL_Ltg | Annual
PGE | SWLG011N | Gro | Ex | IOU | cWtd | SWLG011-01 | ExAnte2020 | IOU workpaper | 2019-06-13 | Fixture | 1 |  | None | 0 | 0 | 0 | 184.0792 | 0.033631 | -2.3654 | [6 empty] | DEER:Indoor_Non-CFL_Ltg | Annual
PGE | SWLG011N | Hsp | Ex | IOU | cWtd | SWLG011-01 | ExAnte2020 | IOU workpaper | 2019-06-13 | Fixture | 1 |  | None | 0 | 0 | 0 | 204.926 | 0.031055 | -3.4077 | [6 empty] | DEER:Indoor_Non-CFL_Ltg | Annual
PGE | SWLG011N | Nrs | Ex | IOU | cWtd | SWLG011-01 | ExAnte2020 | IOU workpaper | 2019-06-13 | Fixture | 1 |  | None | 0 | 0 | 0 | 132.1052 | 0.026632 | -1.5857 | [6 empty] | DEER:Indoor_Non-CFL_Ltg | Annual
PGE | SWLG011N | Htl | Ex | IOU | cWtd | SWLG011-01 | ExAnte2020 | IOU workpaper | 2019-06-13 | Fixture | 1 |  | None | 0 | 0 | 0 | 165.5036 | 0.026352 | -2.2985 | [6 empty] | DEER:Indoor_Non-CFL_Ltg | Annual
PGE | SWLG011N | Mtl | Ex | IOU | cWtd | SWLG011-01 | ExAnte2020 | IOU workpaper | 2019-06-13 | Fixture | 1 |  | None | 0 | 0 | 0 | 127.1271 | 0.0195 | -1.2739 | [6 empty] | DEER:Indoor_Non-CFL_Ltg | Annual
PGE | SWLG011N | MBT | Ex | IOU | cWtd | SWLG011-01 | ExAnte2020 | IOU workpaper | 2019-06-13 | Fixture | 1 |  | None | 0 | 0 | 0 | 95.3432 | 0.011317 | -0.48345 | [6 empty] | DEER:Indoor_Non-CFL_Ltg | Annual
PGE | SWLG011N | MLI | Ex | IOU | cWtd | SWLG011-01 | ExAnte2020 | IOU workpaper | 2019-06-13 | Fixture | 1 |  | None | 0 | 0 | 0 | 91.7599 | 0.011911 | -1.0051 | [6 empty] | DEER:Indoor_Non-CFL_Ltg | Annual
PGE | SWLG011N | OfL | Ex | IOU | cWtd | SWLG011-01 | ExAnte2020 | IOU workpaper | 2019-06-13 | Fixture | 1 |  | None | 0 | 0 | 0 | 92.8385 | 0.014034 | -0.2548 | [6 empty] | DEER:Indoor_Non-CFL_Ltg | Annual
PGE | SWLG011N | OfS | Ex | IOU | cWtd | SWLG011-01 | ExAnte2020 | IOU workpaper | 2019-06-13 | Fixture | 1 |  | None | 0 | 0 | 0 | 70.4068 | 0.0118 | -0.3307 | [6 empty] | DEER:Indoor_Non-CFL_Ltg | Annual
PGE | SWLG011N | RSD | Ex | IOU | cWtd | SWLG011-01 | ExAnte2020 | IOU workpaper | 2019-06-13 | Fixture | 1 |  | None | 0 | 0 | 0 | 127.4693 | 0.025728 | -1.1358 | [6 empty] | DEER:Indoor_Non-CFL_Ltg | Annual
PGE | SWLG011N | RFF | Ex | IOU | cWtd | SWLG011-01 | ExAnte2020 | IOU workpaper | 2019-06-13 | Fixture | 1 |  | None | 0 | 0 | 0 | 110.1193 | 0.018868 | -1.3181 | [6 empty] | DEER:Indoor_Non-CFL_Ltg | Annual
PGE | SWLG011N | Rt3 | Ex | IOU | cWtd | SWLG011-01 | ExAnte2020 | IOU workpaper | 2019-06-13 | Fixture | 1 |  | None | 0 | 0 | 0 | 187.9854 | 0.033227 | -0.89976 | [6 empty] | DEER:Indoor_Non-CFL_Ltg | Annual
PGE | SWLG011N | RtL | Ex | IOU | cWtd | SWLG011-01 | ExAnte2020 | IOU workpaper | 2019-06-13 | Fixture | 1 |  | None | 0 | 0 | 0 | 141.9927 | 0.021104 | -0.66194 | [6 empty] | DEER:Indoor_Non-CFL_Ltg | Annual
PGE | SWLG011N | RtS | Ex | IOU | cWtd | SWLG011-01 | ExAnte2020 | IOU workpaper | 2019-06-13 | Fixture | 1 |  | None | 0 | 0 | 0 | 83.7276 | 0.014809 | -0.73316 | [6 empty] | DEER:Indoor_Non-CFL_Ltg | Annual
PGE | SWLG011N | SCn | Ex | IOU | cWtd | SWLG011-01 | ExAnte2020 | IOU workpaper | 2019-06-13 | Fixture | 1 |  | None | 0 | 0 | 0 | 68.163 | 0.0084797 | -1.0055 | [6 empty] | DEER:Indoor_Non-CFL_Ltg | Annual
PGE | SWLG011N | SUn | Ex | IOU | cWtd | SWLG011-01 | ExAnte2020 | IOU workpaper | 2019-06-13 | Fixture | 1 |  | None | 0 | 0 | 0 | 71.5 | 0.010107 | 0 | [6 empty] | DEER:Indoor_Non-CFL_Ltg | Annual
PGE | SWLG011N | WRf | Ex | IOU | cWtd | SWLG011-01 | ExAnte2020 | IOU workpaper | 2019-06-13 | Fixture | 1 |  | None | 0 | 0 | 0 | 201.8036 | 0.022066 | 0 | [6 empty] | DEER:Indoor_Non-CFL_Ltg | Annual
PGE | SWLG011O | Asm | Ex | IOU | cWtd | SWLG011-01 | ExAnte2020 | IOU workpaper | 2019-06-13 | Fixture | 1 |  | None | 0 | 0 | 0 | 55.4151 | 0.023215 | -0.74255 | [6 empty] | DEER:Indoor_Non-CFL_Ltg | Annual
PGE | SWLG011O | EPr | Ex | IOU | cWtd | SWLG011-01 | ExAnte2020 | IOU workpaper | 2019-06-13 | Fixture | 1 |  | None | 0 | 0 | 0 | 75.7854 | 0.021286 | -1.3765 | [6 empty] | DEER:Indoor_Non-CFL_Ltg | Annual
PGE | SWLG011O | ESe | Ex | IOU | cWtd | SWLG011-01 | ExAnte2020 | IOU workpaper | 2019-06-13 | Fixture | 1 |  | None | 0 | 0 | 0 | 76.262 | 0.020673 | -1.27 | [6 empty] | DEER:Indoor_Non-CFL_Ltg | Annual
PGE | SWLG011O | ECC | Ex | IOU | cWtd | SWLG011-01 | ExAnte2020 | IOU workpaper | 2019-06-13 | Fixture | 1 |  | None | 0 | 0 | 0 | 89.5161 | 0.015898 | -1.5332 | [6 empty] | DEER:Indoor_Non-CFL_Ltg | Annual
PGE | SWLG011O | EUn | Ex | IOU | cWtd | SWLG011-01 | ExAnte2020 | IOU workpaper | 2019-06-13 | Fixture | 1 |  | None | 0 | 0 | 0 | 84.8792 | 0.02505 | -1.6108 | [6 empty] | DEER:Indoor_Non-CFL_Ltg | Annual
PGE | SWLG011O | ERC | Ex | IOU | cWtd | SWLG011-01 | ExAnte2020 | IOU workpaper | 2019-06-13 | Fixture | 1 |  | None | 0 | 0 | 0 | 37.597 | 0.0083117 | -0.43431 | [6 empty] | DEER:Indoor_Non-CFL_Ltg | Annual
PGE | SWLG011O | Gro | Ex | IOU | cWtd | SWLG011-01 | ExAnte2020 | IOU workpaper | 2019-06-13 | Fixture | 1 |  | None | 0 | 0 | 0 | 184.0792 | 0.033631 | -2.3654 | [6 empty] | DEER:Indoor_Non-CFL_Ltg | Annual
PGE | SWLG011O | Hsp | Ex | IOU | cWtd | SWLG011-01 | ExAnte2020 | IOU workpaper | 2019-06-13 | Fixture | 1 |  | None | 0 | 0 | 0 | 204.926 | 0.031055 | -3.4077 | [6 empty] | DEER:Indoor_Non-CFL_Ltg | Annual
PGE | SWLG011O | Nrs | Ex | IOU | cWtd | SWLG011-01 | ExAnte2020 | IOU workpaper | 2019-06-13 | Fixture | 1 |  | None | 0 | 0 | 0 | 132.1052 | 0.026632 | -1.5857 | [6 empty] | DEER:Indoor_Non-CFL_Ltg | Annual
PGE | SWLG011O | Htl | Ex | IOU | cWtd | SWLG011-01 | ExAnte2020 | IOU workpaper | 2019-06-13 | Fixture | 1 |  | None | 0 | 0 | 0 | 165.5036 | 0.026352 | -2.2985 | [6 empty] | DEER:Indoor_Non-CFL_Ltg | Annual
PGE | SWLG011O | Mtl | Ex | IOU | cWtd | SWLG011-01 | ExAnte2020 | IOU workpaper | 2019-06-13 | Fixture | 1 |  | None | 0 | 0 | 0 | 127.1271 | 0.0195 | -1.2739 | [6 empty] | DEER:Indoor_Non-CFL_Ltg | Annual
PGE | SWLG011O | MBT | Ex | IOU | cWtd | SWLG011-01 | ExAnte2020 | IOU workpaper | 2019-06-13 | Fixture | 1 |  | None | 0 | 0 | 0 | 95.3432 | 0.011317 | -0.48345 | [6 empty] | DEER:Indoor_Non-CFL_Ltg | Annual
PGE | SWLG011O | MLI | Ex | IOU | cWtd | SWLG011-01 | ExAnte2020 | IOU workpaper | 2019-06-13 | Fixture | 1 |  | None | 0 | 0 | 0 | 91.7599 | 0.011911 | -1.0051 | [6 empty] | DEER:Indoor_Non-CFL_Ltg | Annual
PGE | SWLG011O | OfL | Ex | IOU | cWtd | SWLG011-01 | ExAnte2020 | IOU workpaper | 2019-06-13 | Fixture | 1 |  | None | 0 | 0 | 0 | 92.8385 | 0.014034 | -0.2548 | [6 empty] | DEER:Indoor_Non-CFL_Ltg | Annual
PGE | SWLG011O | OfS | Ex | IOU | cWtd | SWLG011-01 | ExAnte2020 | IOU workpaper | 2019-06-13 | Fixture | 1 |  | None | 0 | 0 | 0 | 70.4068 | 0.0118 | -0.3307 | [6 empty] | DEER:Indoor_Non-CFL_Ltg | Annual
PGE | SWLG011O | RSD | Ex | IOU | cWtd | SWLG011-01 | ExAnte2020 | IOU workpaper | 2019-06-13 | Fixture | 1 |  | None | 0 | 0 | 0 | 127.4693 | 0.025728 | -1.1358 | [6 empty] | DEER:Indoor_Non-CFL_Ltg | Annual
PGE | SWLG011O | RFF | Ex | IOU | cWtd | SWLG011-01 | ExAnte2020 | IOU workpaper | 2019-06-13 | Fixture | 1 |  | None | 0 | 0 | 0 | 110.1193 | 0.018868 | -1.3181 | [6 empty] | DEER:Indoor_Non-CFL_Ltg | Annual
PGE | SWLG011O | Rt3 | Ex | IOU | cWtd | SWLG011-01 | ExAnte2020 | IOU workpaper | 2019-06-13 | Fixture | 1 |  | None | 0 | 0 | 0 | 187.9854 | 0.033227 | -0.89976 | [6 empty] | DEER:Indoor_Non-CFL_Ltg | Annual
PGE | SWLG011O | RtL | Ex | IOU | cWtd | SWLG011-01 | ExAnte2020 | IOU workpaper | 2019-06-13 | Fixture | 1 |  | None | 0 | 0 | 0 | 141.9927 | 0.021104 | -0.66194 | [6 empty] | DEER:Indoor_Non-CFL_Ltg | Annual
PGE | SWLG011O | RtS | Ex | IOU | cWtd | SWLG011-01 | ExAnte2020 | IOU workpaper | 2019-06-13 | Fixture | 1 |  | None | 0 | 0 | 0 | 83.7276 | 0.014809 | -0.73316 | [6 empty] | DEER:Indoor_Non-CFL_Ltg | Annual
PGE | SWLG011O | SCn | Ex | IOU | cWtd | SWLG011-01 | ExAnte2020 | IOU workpaper | 2019-06-13 | Fixture | 1 |  | None | 0 | 0 | 0 | 68.163 | 0.0084797 | -1.0055 | [6 empty] | DEER:Indoor_Non-CFL_Ltg | Annual
PGE | SWLG011O | SUn | Ex | IOU | cWtd | SWLG011-01 | ExAnte2020 | IOU workpaper | 2019-06-13 | Fixture | 1 |  | None | 0 | 0 | 0 | 71.5 | 0.010107 | 0 | [6 empty] | DEER:Indoor_Non-CFL_Ltg | Annual
PGE | SWLG011O | WRf | Ex | IOU | cWtd | SWLG011-01 | ExAnte2020 | IOU workpaper | 2019-06-13 | Fixture | 1 |  | None | 0 | 0 | 0 | 201.8036 | 0.022066 | 0 | [6 empty] | DEER:Indoor_Non-CFL_Ltg | Annual
PGE | SWLG011P | Asm | Ex | IOU | cWtd | SWLG011-01 | ExAnte2020 | IOU workpaper | 2019-06-13 | Fixture | 1 |  | None | 0 | 0 | 0 | 55.4151 | 0.023215 | -0.74255 | [6 empty] | DEER:Indoor_Non-CFL_Ltg | Annual
PGE | SWLG011P | EPr | Ex | IOU | cWtd | SWLG011-01 | ExAnte2020 | IOU workpaper | 2019-06-13 | Fixture | 1 |  | None | 0 | 0 | 0 | 75.7854 | 0.021286 | -1.3765 | [6 empty] | DEER:Indoor_Non-CFL_Ltg | Annual
PGE | SWLG011P | ESe | Ex | IOU | cWtd | SWLG011-01 | ExAnte2020 | IOU workpaper | 2019-06-13 | Fixture | 1 |  | None | 0 | 0 | 0 | 76.262 | 0.020673 | -1.27 | [6 empty] | DEER:Indoor_Non-CFL_Ltg | Annual
PGE | SWLG011P | ECC | Ex | IOU | cWtd | SWLG011-01 | ExAnte2020 | IOU workpaper | 2019-06-13 | Fixture | 1 |  | None | 0 | 0 | 0 | 89.5161 | 0.015898 | -1.5332 | [6 empty] | DEER:Indoor_Non-CFL_Ltg | Annual
PGE | SWLG011P | EUn | Ex | IOU | cWtd | SWLG011-01 | ExAnte2020 | IOU workpaper | 2019-06-13 | Fixture | 1 |  | None | 0 | 0 | 0 | 84.8792 | 0.02505 | -1.6108 | [6 empty] | DEER:Indoor_Non-CFL_Ltg | Annual
PGE | SWLG011P | ERC | Ex | IOU | cWtd | SWLG011-01 | ExAnte2020 | IOU workpaper | 2019-06-13 | Fixture | 1 |  | None | 0 | 0 | 0 | 37.597 | 0.0083117 | -0.43431 | [6 empty] | DEER:Indoor_Non-CFL_Ltg | Annual
PGE | SWLG011P | Gro | Ex | IOU | cWtd | SWLG011-01 | ExAnte2020 | IOU workpaper | 2019-06-13 | Fixture | 1 |  | None | 0 | 0 | 0 | 184.0792 | 0.033631 | -2.3654 | [6 empty] | DEER:Indoor_Non-CFL_Ltg | Annual
PGE | SWLG011P | Hsp | Ex | IOU | cWtd | SWLG011-01 | ExAnte2020 | IOU workpaper | 2019-06-13 | Fixture | 1 |  | None | 0 | 0 | 0 | 204.926 | 0.031055 | -3.4077 | [6 empty] | DEER:Indoor_Non-CFL_Ltg | Annual
PGE | SWLG011P | Nrs | Ex | IOU | cWtd | SWLG011-01 | ExAnte2020 | IOU workpaper | 2019-06-13 | Fixture | 1 |  | None | 0 | 0 | 0 | 132.1052 | 0.026632 | -1.5857 | [6 empty] | DEER:Indoor_Non-CFL_Ltg | Annual
PGE | SWLG011P | Htl | Ex | IOU | cWtd | SWLG011-01 | ExAnte2020 | IOU workpaper | 2019-06-13 | Fixture | 1 |  | None | 0 | 0 | 0 | 165.5036 | 0.026352 | -2.2985 | [6 empty] | DEER:Indoor_Non-CFL_Ltg | Annual
PGE | SWLG011P | Mtl | Ex | IOU | cWtd | SWLG011-01 | ExAnte2020 | IOU workpaper | 2019-06-13 | Fixture | 1 |  | None | 0 | 0 | 0 | 127.1271 | 0.0195 | -1.2739 | [6 empty] | DEER:Indoor_Non-CFL_Ltg | Annual
PGE | SWLG011P | MBT | Ex | IOU | cWtd | SWLG011-01 | ExAnte2020 | IOU workpaper | 2019-06-13 | Fixture | 1 |  | None | 0 | 0 | 0 | 95.3432 | 0.011317 | -0.48345 | [6 empty] | DEER:Indoor_Non-CFL_Ltg | Annual
PGE | SWLG011P | MLI | Ex | IOU | cWtd | SWLG011-01 | ExAnte2020 | IOU workpaper | 2019-06-13 | Fixture | 1 |  | None | 0 | 0 | 0 | 91.7599 | 0.011911 | -1.0051 | [6 empty] | DEER:Indoor_Non-CFL_Ltg | Annual
PGE | SWLG011P | OfL | Ex | IOU | cWtd | SWLG011-01 | ExAnte2020 | IOU workpaper | 2019-06-13 | Fixture | 1 |  | None | 0 | 0 | 0 | 92.8385 | 0.014034 | -0.2548 | [6 empty] | DEER:Indoor_Non-CFL_Ltg | Annual
PGE | SWLG011P | OfS | Ex | IOU | cWtd | SWLG011-01 | ExAnte2020 | IOU workpaper | 2019-06-13 | Fixture | 1 |  | None | 0 | 0 | 0 | 70.4068 | 0.0118 | -0.3307 | [6 empty] | DEER:Indoor_Non-CFL_Ltg | Annual
PGE | SWLG011P | RSD | Ex | IOU | cWtd | SWLG011-01 | ExAnte2020 | IOU workpaper | 2019-06-13 | Fixture | 1 |  | None | 0 | 0 | 0 | 127.4693 | 0.025728 | -1.1358 | [6 empty] | DEER:Indoor_Non-CFL_Ltg | Annual
PGE | SWLG011P | RFF | Ex | IOU | cWtd | SWLG011-01 | ExAnte2020 | IOU workpaper | 2019-06-13 | Fixture | 1 |  | None | 0 | 0 | 0 | 110.1193 | 0.018868 | -1.3181 | [6 empty] | DEER:Indoor_Non-CFL_Ltg | Annual
PGE | SWLG011P | Rt3 | Ex | IOU | cWtd | SWLG011-01 | ExAnte2020 | IOU workpaper | 2019-06-13 | Fixture | 1 |  | None | 0 | 0 | 0 | 187.9854 | 0.033227 | -0.89976 | [6 empty] | DEER:Indoor_Non-CFL_Ltg | Annual
PGE | SWLG011P | RtL | Ex | IOU | cWtd | SWLG011-01 | ExAnte2020 | IOU workpaper | 2019-06-13 | Fixture | 1 |  | None | 0 | 0 | 0 | 141.9927 | 0.021104 | -0.66194 | [6 empty] | DEER:Indoor_Non-CFL_Ltg | Annual
PGE | SWLG011P | RtS | Ex | IOU | cWtd | SWLG011-01 | ExAnte2020 | IOU workpaper | 2019-06-13 | Fixture | 1 |  | None | 0 | 0 | 0 | 83.7276 | 0.014809 | -0.73316 | [6 empty] | DEER:Indoor_Non-CFL_Ltg | Annual
PGE | SWLG011P | SCn | Ex | IOU | cWtd | SWLG011-01 | ExAnte2020 | IOU workpaper | 2019-06-13 | Fixture | 1 |  | None | 0 | 0 | 0 | 68.163 | 0.0084797 | -1.0055 | [6 empty] | DEER:Indoor_Non-CFL_Ltg | Annual
PGE | SWLG011P | SUn | Ex | IOU | cWtd | SWLG011-01 | ExAnte2020 | IOU workpaper | 2019-06-13 | Fixture | 1 |  | None | 0 | 0 | 0 | 71.5 | 0.010107 | 0 | [6 empty] | DEER:Indoor_Non-CFL_Ltg | Annual
PGE | SWLG011P | WRf | Ex | IOU | cWtd | SWLG011-01 | ExAnte2020 | IOU workpaper | 2019-06-13 | Fixture | 1 |  | None | 0 | 0 | 0 | 201.8036 | 0.022066 | 0 | [6 empty] | DEER:Indoor_Non-CFL_Ltg | Annual
PGE | SWLG011Q | Asm | Ex | IOU | cWtd | SWLG011-01 | ExAnte2020 | IOU workpaper | 2019-06-13 | Fixture | 1 |  | None | 0 | 0 | 0 | 55.4151 | 0.023215 | -0.74255 | [6 empty] | DEER:Indoor_Non-CFL_Ltg | Annual
PGE | SWLG011Q | EPr | Ex | IOU | cWtd | SWLG011-01 | ExAnte2020 | IOU workpaper | 2019-06-13 | Fixture | 1 |  | None | 0 | 0 | 0 | 75.7854 | 0.021286 | -1.3765 | [6 empty] | DEER:Indoor_Non-CFL_Ltg | Annual
PGE | SWLG011Q | ESe | Ex | IOU | cWtd | SWLG011-01 | ExAnte2020 | IOU workpaper | 2019-06-13 | Fixture | 1 |  | None | 0 | 0 | 0 | 76.262 | 0.020673 | -1.27 | [6 empty] | DEER:Indoor_Non-CFL_Ltg | Annual
PGE | SWLG011Q | ECC | Ex | IOU | cWtd | SWLG011-01 | ExAnte2020 | IOU workpaper | 2019-06-13 | Fixture | 1 |  | None | 0 | 0 | 0 | 89.5161 | 0.015898 | -1.5332 | [6 empty] | DEER:Indoor_Non-CFL_Ltg | Annual
PGE | SWLG011Q | EUn | Ex | IOU | cWtd | SWLG011-01 | ExAnte2020 | IOU workpaper | 2019-06-13 | Fixture | 1 |  | None | 0 | 0 | 0 | 84.8792 | 0.02505 | -1.6108 | [6 empty] | DEER:Indoor_Non-CFL_Ltg | Annual
PGE | SWLG011Q | ERC | Ex | IOU | cWtd | SWLG011-01 | ExAnte2020 | IOU workpaper | 2019-06-13 | Fixture | 1 |  | None | 0 | 0 | 0 | 37.597 | 0.0083117 | -0.43431 | [6 empty] | DEER:Indoor_Non-CFL_Ltg | Annual
PGE | SWLG011Q | Gro | Ex | IOU | cWtd | SWLG011-01 | ExAnte2020 | IOU workpaper | 2019-06-13 | Fixture | 1 |  | None | 0 | 0 | 0 | 184.0792 | 0.033631 | -2.3654 | [6 empty] | DEER:Indoor_Non-CFL_Ltg | Annual
PGE | SWLG011Q | Hsp | Ex | IOU | cWtd | SWLG011-01 | ExAnte2020 | IOU workpaper | 2019-06-13 | Fixture | 1 |  | None | 0 | 0 | 0 | 204.926 | 0.031055 | -3.4077 | [6 empty] | DEER:Indoor_Non-CFL_Ltg | Annual
PGE | SWLG011Q | Nrs | Ex | IOU | cWtd | SWLG011-01 | ExAnte2020 | IOU workpaper | 2019-06-13 | Fixture | 1 |  | None | 0 | 0 | 0 | 132.1052 | 0.026632 | -1.5857 | [6 empty] | DEER:Indoor_Non-CFL_Ltg | Annual
PGE | SWLG011Q | Htl | Ex | IOU | cWtd | SWLG011-01 | ExAnte2020 | IOU workpaper | 2019-06-13 | Fixture | 1 |  | None | 0 | 0 | 0 | 165.5036 | 0.026352 | -2.2985 | [6 empty] | DEER:Indoor_Non-CFL_Ltg | Annual
PGE | SWLG011Q | Mtl | Ex | IOU | cWtd | SWLG011-01 | ExAnte2020 | IOU workpaper | 2019-06-13 | Fixture | 1 |  | None | 0 | 0 | 0 | 127.1271 | 0.0195 | -1.2739 | [6 empty] | DEER:Indoor_Non-CFL_Ltg | Annual
PGE | SWLG011Q | MBT | Ex | IOU | cWtd | SWLG011-01 | ExAnte2020 | IOU workpaper | 2019-06-13 | Fixture | 1 |  | None | 0 | 0 | 0 | 95.3432 | 0.011317 | -0.48345 | [6 empty] | DEER:Indoor_Non-CFL_Ltg | Annual
PGE | SWLG011Q | MLI | Ex | IOU | cWtd | SWLG011-01 | ExAnte2020 | IOU workpaper | 2019-06-13 | Fixture | 1 |  | None | 0 | 0 | 0 | 91.7599 | 0.011911 | -1.0051 | [6 empty] | DEER:Indoor_Non-CFL_Ltg | Annual
PGE | SWLG011Q | OfL | Ex | IOU | cWtd | SWLG011-01 | ExAnte2020 | IOU workpaper | 2019-06-13 | Fixture | 1 |  | None | 0 | 0 | 0 | 92.8385 | 0.014034 | -0.2548 | [6 empty] | DEER:Indoor_Non-CFL_Ltg | Annual
PGE | SWLG011Q | OfS | Ex | IOU | cWtd | SWLG011-01 | ExAnte2020 | IOU workpaper | 2019-06-13 | Fixture | 1 |  | None | 0 | 0 | 0 | 70.4068 | 0.0118 | -0.3307 | [6 empty] | DEER:Indoor_Non-CFL_Ltg | Annual
PGE | SWLG011Q | RSD | Ex | IOU | cWtd | SWLG011-01 | ExAnte2020 | IOU workpaper | 2019-06-13 | Fixture | 1 |  | None | 0 | 0 | 0 | 127.4693 | 0.025728 | -1.1358 | [6 empty] | DEER:Indoor_Non-CFL_Ltg | Annual
PGE | SWLG011Q | RFF | Ex | IOU | cWtd | SWLG011-01 | ExAnte2020 | IOU workpaper | 2019-06-13 | Fixture | 1 |  | None | 0 | 0 | 0 | 110.1193 | 0.018868 | -1.3181 | [6 empty] | DEER:Indoor_Non-CFL_Ltg | Annual
PGE | SWLG011Q | Rt3 | Ex | IOU | cWtd | SWLG011-01 | ExAnte2020 | IOU workpaper | 2019-06-13 | Fixture | 1 |  | None | 0 | 0 | 0 | 187.9854 | 0.033227 | -0.89976 | [6 empty] | DEER:Indoor_Non-CFL_Ltg | Annual
PGE | SWLG011Q | RtL | Ex | IOU | cWtd | SWLG011-01 | ExAnte2020 | IOU workpaper | 2019-06-13 | Fixture | 1 |  | None | 0 | 0 | 0 | 141.9927 | 0.021104 | -0.66194 | [6 empty] | DEER:Indoor_Non-CFL_Ltg | Annual
PGE | SWLG011Q | RtS | Ex | IOU | cWtd | SWLG011-01 | ExAnte2020 | IOU workpaper | 2019-06-13 | Fixture | 1 |  | None | 0 | 0 | 0 | 83.7276 | 0.014809 | -0.73316 | [6 empty] | DEER:Indoor_Non-CFL_Ltg | Annual
PGE | SWLG011Q | SCn | Ex | IOU | cWtd | SWLG011-01 | ExAnte2020 | IOU workpaper | 2019-06-13 | Fixture | 1 |  | None | 0 | 0 | 0 | 68.163 | 0.0084797 | -1.0055 | [6 empty] | DEER:Indoor_Non-CFL_Ltg | Annual
PGE | SWLG011Q | SUn | Ex | IOU | cWtd | SWLG011-01 | ExAnte2020 | IOU workpaper | 2019-06-13 | Fixture | 1 |  | None | 0 | 0 | 0 | 71.5 | 0.010107 | 0 | [6 empty] | DEER:Indoor_Non-CFL_Ltg | Annual
PGE | SWLG011Q | WRf | Ex | IOU | cWtd | SWLG011-01 | ExAnte2020 | IOU workpaper | 2019-06-13 | Fixture | 1 |  | None | 0 | 0 | 0 | 201.8036 | 0.022066 | 0 | [6 empty] | DEER:Indoor_Non-CFL_Ltg | Annual
PGE | SWLG011R | Asm | Ex | IOU | cWtd | SWLG011-01 | ExAnte2020 | IOU workpaper | 2019-06-13 | Fixture | 1 |  | None | 0 | 0 | 0 | 55.4151 | 0.023215 | -0.74255 | [6 empty] | DEER:Indoor_Non-CFL_Ltg | Annual
PGE | SWLG011R | EPr | Ex | IOU | cWtd | SWLG011-01 | ExAnte2020 | IOU workpaper | 2019-06-13 | Fixture | 1 |  | None | 0 | 0 | 0 | 75.7854 | 0.021286 | -1.3765 | [6 empty] | DEER:Indoor_Non-CFL_Ltg | Annual
PGE | SWLG011R | ESe | Ex | IOU | cWtd | SWLG011-01 | ExAnte2020 | IOU workpaper | 2019-06-13 | Fixture | 1 |  | None | 0 | 0 | 0 | 76.262 | 0.020673 | -1.27 | [6 empty] | DEER:Indoor_Non-CFL_Ltg | Annual
PGE | SWLG011R | ECC | Ex | IOU | cWtd | SWLG011-01 | ExAnte2020 | IOU workpaper | 2019-06-13 | Fixture | 1 |  | None | 0 | 0 | 0 | 89.5161 | 0.015898 | -1.5332 | [6 empty] | DEER:Indoor_Non-CFL_Ltg | Annual
PGE | SWLG011R | EUn | Ex | IOU | cWtd | SWLG011-01 | ExAnte2020 | IOU workpaper | 2019-06-13 | Fixture | 1 |  | None | 0 | 0 | 0 | 84.8792 | 0.02505 | -1.6108 | [6 empty] | DEER:Indoor_Non-CFL_Ltg | Annual
PGE | SWLG011R | ERC | Ex | IOU | cWtd | SWLG011-01 | ExAnte2020 | IOU workpaper | 2019-06-13 | Fixture | 1 |  | None | 0 | 0 | 0 | 37.597 | 0.0083117 | -0.43431 | [6 empty] | DEER:Indoor_Non-CFL_Ltg | Annual
PGE | SWLG011R | Gro | Ex | IOU | cWtd | SWLG011-01 | ExAnte2020 | IOU workpaper | 2019-06-13 | Fixture | 1 |  | None | 0 | 0 | 0 | 184.0792 | 0.033631 | -2.3654 | [6 empty] | DEER:Indoor_Non-CFL_Ltg | Annual
PGE | SWLG011R | Hsp | Ex | IOU | cWtd | SWLG011-01 | ExAnte2020 | IOU workpaper | 2019-06-13 | Fixture | 1 |  | None | 0 | 0 | 0 | 204.926 | 0.031055 | -3.4077 | [6 empty] | DEER:Indoor_Non-CFL_Ltg | Annual
PGE | SWLG011R | Nrs | Ex | IOU | cWtd | SWLG011-01 | ExAnte2020 | IOU workpaper | 2019-06-13 | Fixture | 1 |  | None | 0 | 0 | 0 | 132.1052 | 0.026632 | -1.5857 | [6 empty] | DEER:Indoor_Non-CFL_Ltg | Annual
PGE | SWLG011R | Htl | Ex | IOU | cWtd | SWLG011-01 | ExAnte2020 | IOU workpaper | 2019-06-13 | Fixture | 1 |  | None | 0 | 0 | 0 | 165.5036 | 0.026352 | -2.2985 | [6 empty] | DEER:Indoor_Non-CFL_Ltg | Annual
PGE | SWLG011R | Mtl | Ex | IOU | cWtd | SWLG011-01 | ExAnte2020 | IOU workpaper | 2019-06-13 | Fixture | 1 |  | None | 0 | 0 | 0 | 127.1271 | 0.0195 | -1.2739 | [6 empty] | DEER:Indoor_Non-CFL_Ltg | Annual
PGE | SWLG011R | MBT | Ex | IOU | cWtd | SWLG011-01 | ExAnte2020 | IOU workpaper | 2019-06-13 | Fixture | 1 |  | None | 0 | 0 | 0 | 95.3432 | 0.011317 | -0.48345 | [6 empty] | DEER:Indoor_Non-CFL_Ltg | Annual
PGE | SWLG011R | MLI | Ex | IOU | cWtd | SWLG011-01 | ExAnte2020 | IOU workpaper | 2019-06-13 | Fixture | 1 |  | None | 0 | 0 | 0 | 91.7599 | 0.011911 | -1.0051 | [6 empty] | DEER:Indoor_Non-CFL_Ltg | Annual
PGE | SWLG011R | OfL | Ex | IOU | cWtd | SWLG011-01 | ExAnte2020 | IOU workpaper | 2019-06-13 | Fixture | 1 |  | None | 0 | 0 | 0 | 92.8385 | 0.014034 | -0.2548 | [6 empty] | DEER:Indoor_Non-CFL_Ltg | Annual
PGE | SWLG011R | OfS | Ex | IOU | cWtd | SWLG011-01 | ExAnte2020 | IOU workpaper | 2019-06-13 | Fixture | 1 |  | None | 0 | 0 | 0 | 70.4068 | 0.0118 | -0.3307 | [6 empty] | DEER:Indoor_Non-CFL_Ltg | Annual
PGE | SWLG011R | RSD | Ex | IOU | cWtd | SWLG011-01 | ExAnte2020 | IOU workpaper | 2019-06-13 | Fixture | 1 |  | None | 0 | 0 | 0 | 127.4693 | 0.025728 | -1.1358 | [6 empty] | DEER:Indoor_Non-CFL_Ltg | Annual
PGE | SWLG011R | RFF | Ex | IOU | cWtd | SWLG011-01 | ExAnte2020 | IOU workpaper | 2019-06-13 | Fixture | 1 |  | None | 0 | 0 | 0 | 110.1193 | 0.018868 | -1.3181 | [6 empty] | DEER:Indoor_Non-CFL_Ltg | Annual
PGE | SWLG011R | Rt3 | Ex | IOU | cWtd | SWLG011-01 | ExAnte2020 | IOU workpaper | 2019-06-13 | Fixture | 1 |  | None | 0 | 0 | 0 | 187.9854 | 0.033227 | -0.89976 | [6 empty] | DEER:Indoor_Non-CFL_Ltg | Annual
PGE | SWLG011R | RtL | Ex | IOU | cWtd | SWLG011-01 | ExAnte2020 | IOU workpaper | 2019-06-13 | Fixture | 1 |  | None | 0 | 0 | 0 | 141.9927 | 0.021104 | -0.66194 | [6 empty] | DEER:Indoor_Non-CFL_Ltg | Annual
PGE | SWLG011R | RtS | Ex | IOU | cWtd | SWLG011-01 | ExAnte2020 | IOU workpaper | 2019-06-13 | Fixture | 1 |  | None | 0 | 0 | 0 | 83.7276 | 0.014809 | -0.73316 | [6 empty] | DEER:Indoor_Non-CFL_Ltg | Annual
PGE | SWLG011R | SCn | Ex | IOU | cWtd | SWLG011-01 | ExAnte2020 | IOU workpaper | 2019-06-13 | Fixture | 1 |  | None | 0 | 0 | 0 | 68.163 | 0.0084797 | -1.0055 | [6 empty] | DEER:Indoor_Non-CFL_Ltg | Annual
PGE | SWLG011R | SUn | Ex | IOU | cWtd | SWLG011-01 | ExAnte2020 | IOU workpaper | 2019-06-13 | Fixture | 1 |  | None | 0 | 0 | 0 | 71.5 | 0.010107 | 0 | [6 empty] | DEER:Indoor_Non-CFL_Ltg | Annual
PGE | SWLG011R | WRf | Ex | IOU | cWtd | SWLG011-01 | ExAnte2020 | IOU workpaper | 2019-06-13 | Fixture | 1 |  | None | 0 | 0 | 0 | 201.8036 | 0.022066 | 0 | [6 empty] | DEER:Indoor_Non-CFL_Ltg | Annual
PGE | SWLG011S | Asm | Ex | IOU | cWtd | SWLG011-01 | ExAnte2020 | IOU workpaper | 2019-06-13 | Fixture | 1 |  | None | 0 | 0 | 0 | 55.4151 | 0.023215 | -0.74255 | [6 empty] | DEER:Indoor_Non-CFL_Ltg | Annual
PGE | SWLG011S | EPr | Ex | IOU | cWtd | SWLG011-01 | ExAnte2020 | IOU workpaper | 2019-06-13 | Fixture | 1 |  | None | 0 | 0 | 0 | 75.7854 | 0.021286 | -1.3765 | [6 empty] | DEER:Indoor_Non-CFL_Ltg | Annual
PGE | SWLG011S | ESe | Ex | IOU | cWtd | SWLG011-01 | ExAnte2020 | IOU workpaper | 2019-06-13 | Fixture | 1 |  | None | 0 | 0 | 0 | 76.262 | 0.020673 | -1.27 | [6 empty] | DEER:Indoor_Non-CFL_Ltg | Annual
PGE | SWLG011S | ECC | Ex | IOU | cWtd | SWLG011-01 | ExAnte2020 | IOU workpaper | 2019-06-13 | Fixture | 1 |  | None | 0 | 0 | 0 | 89.5161 | 0.015898 | -1.5332 | [6 empty] | DEER:Indoor_Non-CFL_Ltg | Annual
PGE | SWLG011S | EUn | Ex | IOU | cWtd | SWLG011-01 | ExAnte2020 | IOU workpaper | 2019-06-13 | Fixture | 1 |  | None | 0 | 0 | 0 | 84.8792 | 0.02505 | -1.6108 | [6 empty] | DEER:Indoor_Non-CFL_Ltg | Annual
PGE | SWLG011S | ERC | Ex | IOU | cWtd | SWLG011-01 | ExAnte2020 | IOU workpaper | 2019-06-13 | Fixture | 1 |  | None | 0 | 0 | 0 | 37.597 | 0.0083117 | -0.43431 | [6 empty] | DEER:Indoor_Non-CFL_Ltg | Annual
PGE | SWLG011S | Gro | Ex | IOU | cWtd | SWLG011-01 | ExAnte2020 | IOU workpaper | 2019-06-13 | Fixture | 1 |  | None | 0 | 0 | 0 | 184.0792 | 0.033631 | -2.3654 | [6 empty] | DEER:Indoor_Non-CFL_Ltg | Annual
PGE | SWLG011S | Hsp | Ex | IOU | cWtd | SWLG011-01 | ExAnte2020 | IOU workpaper | 2019-06-13 | Fixture | 1 |  | None | 0 | 0 | 0 | 204.926 | 0.031055 | -3.4077 | [6 empty] | DEER:Indoor_Non-CFL_Ltg | Annual
PGE | SWLG011S | Nrs | Ex | IOU | cWtd | SWLG011-01 | ExAnte2020 | IOU workpaper | 2019-06-13 | Fixture | 1 |  | None | 0 | 0 | 0 | 132.1052 | 0.026632 | -1.5857 | [6 empty] | DEER:Indoor_Non-CFL_Ltg | Annual
PGE | SWLG011S | Htl | Ex | IOU | cWtd | SWLG011-01 | ExAnte2020 | IOU workpaper | 2019-06-13 | Fixture | 1 |  | None | 0 | 0 | 0 | 165.5036 | 0.026352 | -2.2985 | [6 empty] | DEER:Indoor_Non-CFL_Ltg | Annual
PGE | SWLG011S | Mtl | Ex | IOU | cWtd | SWLG011-01 | ExAnte2020 | IOU workpaper | 2019-06-13 | Fixture | 1 |  | None | 0 | 0 | 0 | 127.1271 | 0.0195 | -1.2739 | [6 empty] | DEER:Indoor_Non-CFL_Ltg | Annual
PGE | SWLG011S | MBT | Ex | IOU | cWtd | SWLG011-01 | ExAnte2020 | IOU workpaper | 2019-06-13 | Fixture | 1 |  | None | 0 | 0 | 0 | 95.3432 | 0.011317 | -0.48345 | [6 empty] | DEER:Indoor_Non-CFL_Ltg | Annual
PGE | SWLG011S | MLI | Ex | IOU | cWtd | SWLG011-01 | ExAnte2020 | IOU workpaper | 2019-06-13 | Fixture | 1 |  | None | 0 | 0 | 0 | 91.7599 | 0.011911 | -1.0051 | [6 empty] | DEER:Indoor_Non-CFL_Ltg | Annual
PGE | SWLG011S | OfL | Ex | IOU | cWtd | SWLG011-01 | ExAnte2020 | IOU workpaper | 2019-06-13 | Fixture | 1 |  | None | 0 | 0 | 0 | 92.8385 | 0.014034 | -0.2548 | [6 empty] | DEER:Indoor_Non-CFL_Ltg | Annual
PGE | SWLG011S | OfS | Ex | IOU | cWtd | SWLG011-01 | ExAnte2020 | IOU workpaper | 2019-06-13 | Fixture | 1 |  | None | 0 | 0 | 0 | 70.4068 | 0.0118 | -0.3307 | [6 empty] | DEER:Indoor_Non-CFL_Ltg | Annual
PGE | SWLG011S | RSD | Ex | IOU | cWtd | SWLG011-01 | ExAnte2020 | IOU workpaper | 2019-06-13 | Fixture | 1 |  | None | 0 | 0 | 0 | 127.4693 | 0.025728 | -1.1358 | [6 empty] | DEER:Indoor_Non-CFL_Ltg | Annual
PGE | SWLG011S | RFF | Ex | IOU | cWtd | SWLG011-01 | ExAnte2020 | IOU workpaper | 2019-06-13 | Fixture | 1 |  | None | 0 | 0 | 0 | 110.1193 | 0.018868 | -1.3181 | [6 empty] | DEER:Indoor_Non-CFL_Ltg | Annual
PGE | SWLG011S | Rt3 | Ex | IOU | cWtd | SWLG011-01 | ExAnte2020 | IOU workpaper | 2019-06-13 | Fixture | 1 |  | None | 0 | 0 | 0 | 187.9854 | 0.033227 | -0.89976 | [6 empty] | DEER:Indoor_Non-CFL_Ltg | Annual
PGE | SWLG011S | RtL | Ex | IOU | cWtd | SWLG011-01 | ExAnte2020 | IOU workpaper | 2019-06-13 | Fixture | 1 |  | None | 0 | 0 | 0 | 141.9927 | 0.021104 | -0.66194 | [6 empty] | DEER:Indoor_Non-CFL_Ltg | Annual
PGE | SWLG011S | RtS | Ex | IOU | cWtd | SWLG011-01 | ExAnte2020 | IOU workpaper | 2019-06-13 | Fixture | 1 |  | None | 0 | 0 | 0 | 83.7276 | 0.014809 | -0.73316 | [6 empty] | DEER:Indoor_Non-CFL_Ltg | Annual
PGE | SWLG011S | SCn | Ex | IOU | cWtd | SWLG011-01 | ExAnte2020 | IOU workpaper | 2019-06-13 | Fixture | 1 |  | None | 0 | 0 | 0 | 68.163 | 0.0084797 | -1.0055 | [6 empty] | DEER:Indoor_Non-CFL_Ltg | Annual
PGE | SWLG011S | SUn | Ex | IOU | cWtd | SWLG011-01 | ExAnte2020 | IOU workpaper | 2019-06-13 | Fixture | 1 |  | None | 0 | 0 | 0 | 71.5 | 0.010107 | 0 | [6 empty] | DEER:Indoor_Non-CFL_Ltg | Annual
PGE | SWLG011S | WRf | Ex | IOU | cWtd | SWLG011-01 | ExAnte2020 | IOU workpaper | 2019-06-13 | Fixture | 1 |  | None | 0 | 0 | 0 | 201.8036 | 0.022066 | 0 | [6 empty] | DEER:Indoor_Non-CFL_Ltg | Annual
PGE | SWLG011T | Asm | Ex | IOU | cWtd | SWLG011-01 | ExAnte2020 | IOU workpaper | 2019-06-13 | Fixture | 1 |  | None | 0 | 0 | 0 | 55.4151 | 0.023215 | -0.74255 | [6 empty] | DEER:Indoor_Non-CFL_Ltg | Annual
PGE | SWLG011T | EPr | Ex | IOU | cWtd | SWLG011-01 | ExAnte2020 | IOU workpaper | 2019-06-13 | Fixture | 1 |  | None | 0 | 0 | 0 | 75.7854 | 0.021286 | -1.3765 | [6 empty] | DEER:Indoor_Non-CFL_Ltg | Annual
PGE | SWLG011T | ESe | Ex | IOU | cWtd | SWLG011-01 | ExAnte2020 | IOU workpaper | 2019-06-13 | Fixture | 1 |  | None | 0 | 0 | 0 | 76.262 | 0.020673 | -1.27 | [6 empty] | DEER:Indoor_Non-CFL_Ltg | Annual
PGE | SWLG011T | ECC | Ex | IOU | cWtd | SWLG011-01 | ExAnte2020 | IOU workpaper | 2019-06-13 | Fixture | 1 |  | None | 0 | 0 | 0 | 89.5161 | 0.015898 | -1.5332 | [6 empty] | DEER:Indoor_Non-CFL_Ltg | Annual
PGE | SWLG011T | EUn | Ex | IOU | cWtd | SWLG011-01 | ExAnte2020 | IOU workpaper | 2019-06-13 | Fixture | 1 |  | None | 0 | 0 | 0 | 84.8792 | 0.02505 | -1.6108 | [6 empty] | DEER:Indoor_Non-CFL_Ltg | Annual
PGE | SWLG011T | ERC | Ex | IOU | cWtd | SWLG011-01 | ExAnte2020 | IOU workpaper | 2019-06-13 | Fixture | 1 |  | None | 0 | 0 | 0 | 37.597 | 0.0083117 | -0.43431 | [6 empty] | DEER:Indoor_Non-CFL_Ltg | Annual
PGE | SWLG011T | Gro | Ex | IOU | cWtd | SWLG011-01 | ExAnte2020 | IOU workpaper | 2019-06-13 | Fixture | 1 |  | None | 0 | 0 | 0 | 184.0792 | 0.033631 | -2.3654 | [6 empty] | DEER:Indoor_Non-CFL_Ltg | Annual
PGE | SWLG011T | Hsp | Ex | IOU | cWtd | SWLG011-01 | ExAnte2020 | IOU workpaper | 2019-06-13 | Fixture | 1 |  | None | 0 | 0 | 0 | 204.926 | 0.031055 | -3.4077 | [6 empty] | DEER:Indoor_Non-CFL_Ltg | Annual
PGE | SWLG011T | Nrs | Ex | IOU | cWtd | SWLG011-01 | ExAnte2020 | IOU workpaper | 2019-06-13 | Fixture | 1 |  | None | 0 | 0 | 0 | 132.1052 | 0.026632 | -1.5857 | [6 empty] | DEER:Indoor_Non-CFL_Ltg | Annual
PGE | SWLG011T | Htl | Ex | IOU | cWtd | SWLG011-01 | ExAnte2020 | IOU workpaper | 2019-06-13 | Fixture | 1 |  | None | 0 | 0 | 0 | 165.5036 | 0.026352 | -2.2985 | [6 empty] | DEER:Indoor_Non-CFL_Ltg | Annual
PGE | SWLG011T | Mtl | Ex | IOU | cWtd | SWLG011-01 | ExAnte2020 | IOU workpaper | 2019-06-13 | Fixture | 1 |  | None | 0 | 0 | 0 | 127.1271 | 0.0195 | -1.2739 | [6 empty] | DEER:Indoor_Non-CFL_Ltg | Annual
PGE | SWLG011T | MBT | Ex | IOU | cWtd | SWLG011-01 | ExAnte2020 | IOU workpaper | 2019-06-13 | Fixture | 1 |  | None | 0 | 0 | 0 | 95.3432 | 0.011317 | -0.48345 | [6 empty] | DEER:Indoor_Non-CFL_Ltg | Annual
PGE | SWLG011T | MLI | Ex | IOU | cWtd | SWLG011-01 | ExAnte2020 | IOU workpaper | 2019-06-13 | Fixture | 1 |  | None | 0 | 0 | 0 | 91.7599 | 0.011911 | -1.0051 | [6 empty] | DEER:Indoor_Non-CFL_Ltg | Annual
PGE | SWLG011T | OfL | Ex | IOU | cWtd | SWLG011-01 | ExAnte2020 | IOU workpaper | 2019-06-13 | Fixture | 1 |  | None | 0 | 0 | 0 | 92.8385 | 0.014034 | -0.2548 | [6 empty] | DEER:Indoor_Non-CFL_Ltg | Annual
PGE | SWLG011T | OfS | Ex | IOU | cWtd | SWLG011-01 | ExAnte2020 | IOU workpaper | 2019-06-13 | Fixture | 1 |  | None | 0 | 0 | 0 | 70.4068 | 0.0118 | -0.3307 | [6 empty] | DEER:Indoor_Non-CFL_Ltg | Annual
PGE | SWLG011T | RSD | Ex | IOU | cWtd | SWLG011-01 | ExAnte2020 | IOU workpaper | 2019-06-13 | Fixture | 1 |  | None | 0 | 0 | 0 | 127.4693 | 0.025728 | -1.1358 | [6 empty] | DEER:Indoor_Non-CFL_Ltg | Annual
PGE | SWLG011T | RFF | Ex | IOU | cWtd | SWLG011-01 | ExAnte2020 | IOU workpaper | 2019-06-13 | Fixture | 1 |  | None | 0 | 0 | 0 | 110.1193 | 0.018868 | -1.3181 | [6 empty] | DEER:Indoor_Non-CFL_Ltg | Annual
PGE | SWLG011T | Rt3 | Ex | IOU | cWtd | SWLG011-01 | ExAnte2020 | IOU workpaper | 2019-06-13 | Fixture | 1 |  | None | 0 | 0 | 0 | 187.9854 | 0.033227 | -0.89976 | [6 empty] | DEER:Indoor_Non-CFL_Ltg | Annual
PGE | SWLG011T | RtL | Ex | IOU | cWtd | SWLG011-01 | ExAnte2020 | IOU workpaper | 2019-06-13 | Fixture | 1 |  | None | 0 | 0 | 0 | 141.9927 | 0.021104 | -0.66194 | [6 empty] | DEER:Indoor_Non-CFL_Ltg | Annual
PGE | SWLG011T | RtS | Ex | IOU | cWtd | SWLG011-01 | ExAnte2020 | IOU workpaper | 2019-06-13 | Fixture | 1 |  | None | 0 | 0 | 0 | 83.7276 | 0.014809 | -0.73316 | [6 empty] | DEER:Indoor_Non-CFL_Ltg | Annual
PGE | SWLG011T | SCn | Ex | IOU | cWtd | SWLG011-01 | ExAnte2020 | IOU workpaper | 2019-06-13 | Fixture | 1 |  | None | 0 | 0 | 0 | 68.163 | 0.0084797 | -1.0055 | [6 empty] | DEER:Indoor_Non-CFL_Ltg | Annual
PGE | SWLG011T | SUn | Ex | IOU | cWtd | SWLG011-01 | ExAnte2020 | IOU workpaper | 2019-06-13 | Fixture | 1 |  | None | 0 | 0 | 0 | 71.5 | 0.010107 | 0 | [6 empty] | DEER:Indoor_Non-CFL_Ltg | Annual
PGE | SWLG011T | WRf | Ex | IOU | cWtd | SWLG011-01 | ExAnte2020 | IOU workpaper | 2019-06-13 | Fixture | 1 |  | None | 0 | 0 | 0 | 201.8036 | 0.022066 | 0 | [6 empty] | DEER:Indoor_Non-CFL_Ltg | Annual
PGE | SWLG011U | Asm | Ex | IOU | cWtd | SWLG011-01 | ExAnte2020 | IOU workpaper | 2019-06-13 | Fixture | 1 |  | None | 0 | 0 | 0 | 55.4151 | 0.023215 | -0.74255 | [6 empty] | DEER:Indoor_Non-CFL_Ltg | Annual
PGE | SWLG011U | EPr | Ex | IOU | cWtd | SWLG011-01 | ExAnte2020 | IOU workpaper | 2019-06-13 | Fixture | 1 |  | None | 0 | 0 | 0 | 75.7854 | 0.021286 | -1.3765 | [6 empty] | DEER:Indoor_Non-CFL_Ltg | Annual
PGE | SWLG011U | ESe | Ex | IOU | cWtd | SWLG011-01 | ExAnte2020 | IOU workpaper | 2019-06-13 | Fixture | 1 |  | None | 0 | 0 | 0 | 76.262 | 0.020673 | -1.27 | [6 empty] | DEER:Indoor_Non-CFL_Ltg | Annual
PGE | SWLG011U | ECC | Ex | IOU | cWtd | SWLG011-01 | ExAnte2020 | IOU workpaper | 2019-06-13 | Fixture | 1 |  | None | 0 | 0 | 0 | 89.5161 | 0.015898 | -1.5332 | [6 empty] | DEER:Indoor_Non-CFL_Ltg | Annual
PGE | SWLG011U | EUn | Ex | IOU | cWtd | SWLG011-01 | ExAnte2020 | IOU workpaper | 2019-06-13 | Fixture | 1 |  | None | 0 | 0 | 0 | 84.8792 | 0.02505 | -1.6108 | [6 empty] | DEER:Indoor_Non-CFL_Ltg | Annual
PGE | SWLG011U | ERC | Ex | IOU | cWtd | SWLG011-01 | ExAnte2020 | IOU workpaper | 2019-06-13 | Fixture | 1 |  | None | 0 | 0 | 0 | 37.597 | 0.0083117 | -0.43431 | [6 empty] | DEER:Indoor_Non-CFL_Ltg | Annual
PGE | SWLG011U | Gro | Ex | IOU | cWtd | SWLG011-01 | ExAnte2020 | IOU workpaper | 2019-06-13 | Fixture | 1 |  | None | 0 | 0 | 0 | 184.0792 | 0.033631 | -2.3654 | [6 empty] | DEER:Indoor_Non-CFL_Ltg | Annual
PGE | SWLG011U | Hsp | Ex | IOU | cWtd | SWLG011-01 | ExAnte2020 | IOU workpaper | 2019-06-13 | Fixture | 1 |  | None | 0 | 0 | 0 | 204.926 | 0.031055 | -3.4077 | [6 empty] | DEER:Indoor_Non-CFL_Ltg | Annual
PGE | SWLG011U | Nrs | Ex | IOU | cWtd | SWLG011-01 | ExAnte2020 | IOU workpaper | 2019-06-13 | Fixture | 1 |  | None | 0 | 0 | 0 | 132.1052 | 0.026632 | -1.5857 | [6 empty] | DEER:Indoor_Non-CFL_Ltg | Annual
PGE | SWLG011U | Htl | Ex | IOU | cWtd | SWLG011-01 | ExAnte2020 | IOU workpaper | 2019-06-13 | Fixture | 1 |  | None | 0 | 0 | 0 | 165.5036 | 0.026352 | -2.2985 | [6 empty] | DEER:Indoor_Non-CFL_Ltg | Annual
PGE | SWLG011U | Mtl | Ex | IOU | cWtd | SWLG011-01 | ExAnte2020 | IOU workpaper | 2019-06-13 | Fixture | 1 |  | None | 0 | 0 | 0 | 127.1271 | 0.0195 | -1.2739 | [6 empty] | DEER:Indoor_Non-CFL_Ltg | Annual
PGE | SWLG011U | MBT | Ex | IOU | cWtd | SWLG011-01 | ExAnte2020 | IOU workpaper | 2019-06-13 | Fixture | 1 |  | None | 0 | 0 | 0 | 95.3432 | 0.011317 | -0.48345 | [6 empty] | DEER:Indoor_Non-CFL_Ltg | Annual
PGE | SWLG011U | MLI | Ex | IOU | cWtd | SWLG011-01 | ExAnte2020 | IOU workpaper | 2019-06-13 | Fixture | 1 |  | None | 0 | 0 | 0 | 91.7599 | 0.011911 | -1.0051 | [6 empty] | DEER:Indoor_Non-CFL_Ltg | Annual
PGE | SWLG011U | OfL | Ex | IOU | cWtd | SWLG011-01 | ExAnte2020 | IOU workpaper | 2019-06-13 | Fixture | 1 |  | None | 0 | 0 | 0 | 92.8385 | 0.014034 | -0.2548 | [6 empty] | DEER:Indoor_Non-CFL_Ltg | Annual
PGE | SWLG011U | OfS | Ex | IOU | cWtd | SWLG011-01 | ExAnte2020 | IOU workpaper | 2019-06-13 | Fixture | 1 |  | None | 0 | 0 | 0 | 70.4068 | 0.0118 | -0.3307 | [6 empty] | DEER:Indoor_Non-CFL_Ltg | Annual
PGE | SWLG011U | RSD | Ex | IOU | cWtd | SWLG011-01 | ExAnte2020 | IOU workpaper | 2019-06-13 | Fixture | 1 |  | None | 0 | 0 | 0 | 127.4693 | 0.025728 | -1.1358 | [6 empty] | DEER:Indoor_Non-CFL_Ltg | Annual
PGE | SWLG011U | RFF | Ex | IOU | cWtd | SWLG011-01 | ExAnte2020 | IOU workpaper | 2019-06-13 | Fixture | 1 |  | None | 0 | 0 | 0 | 110.1193 | 0.018868 | -1.3181 | [6 empty] | DEER:Indoor_Non-CFL_Ltg | Annual
PGE | SWLG011U | Rt3 | Ex | IOU | cWtd | SWLG011-01 | ExAnte2020 | IOU workpaper | 2019-06-13 | Fixture | 1 |  | None | 0 | 0 | 0 | 187.9854 | 0.033227 | -0.89976 | [6 empty] | DEER:Indoor_Non-CFL_Ltg | Annual
PGE | SWLG011U | RtL | Ex | IOU | cWtd | SWLG011-01 | ExAnte2020 | IOU workpaper | 2019-06-13 | Fixture | 1 |  | None | 0 | 0 | 0 | 141.9927 | 0.021104 | -0.66194 | [6 empty] | DEER:Indoor_Non-CFL_Ltg | Annual
PGE | SWLG011U | RtS | Ex | IOU | cWtd | SWLG011-01 | ExAnte2020 | IOU workpaper | 2019-06-13 | Fixture | 1 |  | None | 0 | 0 | 0 | 83.7276 | 0.014809 | -0.73316 | [6 empty] | DEER:Indoor_Non-CFL_Ltg | Annual
PGE | SWLG011U | SCn | Ex | IOU | cWtd | SWLG011-01 | ExAnte2020 | IOU workpaper | 2019-06-13 | Fixture | 1 |  | None | 0 | 0 | 0 | 68.163 | 0.0084797 | -1.0055 | [6 empty] | DEER:Indoor_Non-CFL_Ltg | Annual
PGE | SWLG011U | SUn | Ex | IOU | cWtd | SWLG011-01 | ExAnte2020 | IOU workpaper | 2019-06-13 | Fixture | 1 |  | None | 0 | 0 | 0 | 71.5 | 0.010107 | 0 | [6 empty] | DEER:Indoor_Non-CFL_Ltg | Annual
PGE | SWLG011U | WRf | Ex | IOU | cWtd | SWLG011-01 | ExAnte2020 | IOU workpaper | 2019-06-13 | Fixture | 1 |  | None | 0 | 0 | 0 | 201.8036 | 0.022066 | 0 | [6 empty] | DEER:Indoor_Non-CFL_Ltg | Annual
PGE | SWLG011V | Asm | Ex | IOU | cWtd | SWLG011-01 | ExAnte2020 | IOU workpaper | 2019-06-13 | Fixture | 1 |  | None | 0 | 0 | 0 | 55.4151 | 0.023215 | -0.74255 | [6 empty] | DEER:Indoor_Non-CFL_Ltg | Annual
PGE | SWLG011V | EPr | Ex | IOU | cWtd | SWLG011-01 | ExAnte2020 | IOU workpaper | 2019-06-13 | Fixture | 1 |  | None | 0 | 0 | 0 | 75.7854 | 0.021286 | -1.3765 | [6 empty] | DEER:Indoor_Non-CFL_Ltg | Annual
PGE | SWLG011V | ESe | Ex | IOU | cWtd | SWLG011-01 | ExAnte2020 | IOU workpaper | 2019-06-13 | Fixture | 1 |  | None | 0 | 0 | 0 | 76.262 | 0.020673 | -1.27 | [6 empty] | DEER:Indoor_Non-CFL_Ltg | Annual
PGE | SWLG011V | ECC | Ex | IOU | cWtd | SWLG011-01 | ExAnte2020 | IOU workpaper | 2019-06-13 | Fixture | 1 |  | None | 0 | 0 | 0 | 89.5161 | 0.015898 | -1.5332 | [6 empty] | DEER:Indoor_Non-CFL_Ltg | Annual
PGE | SWLG011V | EUn | Ex | IOU | cWtd | SWLG011-01 | ExAnte2020 | IOU workpaper | 2019-06-13 | Fixture | 1 |  | None | 0 | 0 | 0 | 84.8792 | 0.02505 | -1.6108 | [6 empty] | DEER:Indoor_Non-CFL_Ltg | Annual
PGE | SWLG011V | ERC | Ex | IOU | cWtd | SWLG011-01 | ExAnte2020 | IOU workpaper | 2019-06-13 | Fixture | 1 |  | None | 0 | 0 | 0 | 37.597 | 0.0083117 | -0.43431 | [6 empty] | DEER:Indoor_Non-CFL_Ltg | Annual
PGE | SWLG011V | Gro | Ex | IOU | cWtd | SWLG011-01 | ExAnte2020 | IOU workpaper | 2019-06-13 | Fixture | 1 |  | None | 0 | 0 | 0 | 184.0792 | 0.033631 | -2.3654 | [6 empty] | DEER:Indoor_Non-CFL_Ltg | Annual
PGE | SWLG011V | Hsp | Ex | IOU | cWtd | SWLG011-01 | ExAnte2020 | IOU workpaper | 2019-06-13 | Fixture | 1 |  | None | 0 | 0 | 0 | 204.926 | 0.031055 | -3.4077 | [6 empty] | DEER:Indoor_Non-CFL_Ltg | Annual
PGE | SWLG011V | Nrs | Ex | IOU | cWtd | SWLG011-01 | ExAnte2020 | IOU workpaper | 2019-06-13 | Fixture | 1 |  | None | 0 | 0 | 0 | 132.1052 | 0.026632 | -1.5857 | [6 empty] | DEER:Indoor_Non-CFL_Ltg | Annual
PGE | SWLG011V | Htl | Ex | IOU | cWtd | SWLG011-01 | ExAnte2020 | IOU workpaper | 2019-06-13 | Fixture | 1 |  | None | 0 | 0 | 0 | 165.5036 | 0.026352 | -2.2985 | [6 empty] | DEER:Indoor_Non-CFL_Ltg | Annual
PGE | SWLG011V | Mtl | Ex | IOU | cWtd | SWLG011-01 | ExAnte2020 | IOU workpaper | 2019-06-13 | Fixture | 1 |  | None | 0 | 0 | 0 | 127.1271 | 0.0195 | -1.2739 | [6 empty] | DEER:Indoor_Non-CFL_Ltg | Annual
PGE | SWLG011V | MBT | Ex | IOU | cWtd | SWLG011-01 | ExAnte2020 | IOU workpaper | 2019-06-13 | Fixture | 1 |  | None | 0 | 0 | 0 | 95.3432 | 0.011317 | -0.48345 | [6 empty] | DEER:Indoor_Non-CFL_Ltg | Annual
PGE | SWLG011V | MLI | Ex | IOU | cWtd | SWLG011-01 | ExAnte2020 | IOU workpaper | 2019-06-13 | Fixture | 1 |  | None | 0 | 0 | 0 | 91.7599 | 0.011911 | -1.0051 | [6 empty] | DEER:Indoor_Non-CFL_Ltg | Annual
PGE | SWLG011V | OfL | Ex | IOU | cWtd | SWLG011-01 | ExAnte2020 | IOU workpaper | 2019-06-13 | Fixture | 1 |  | None | 0 | 0 | 0 | 92.8385 | 0.014034 | -0.2548 | [6 empty] | DEER:Indoor_Non-CFL_Ltg | Annual
PGE | SWLG011V | OfS | Ex | IOU | cWtd | SWLG011-01 | ExAnte2020 | IOU workpaper | 2019-06-13 | Fixture | 1 |  | None | 0 | 0 | 0 | 70.4068 | 0.0118 | -0.3307 | [6 empty] | DEER:Indoor_Non-CFL_Ltg | Annual
PGE | SWLG011V | RSD | Ex | IOU | cWtd | SWLG011-01 | ExAnte2020 | IOU workpaper | 2019-06-13 | Fixture | 1 |  | None | 0 | 0 | 0 | 127.4693 | 0.025728 | -1.1358 | [6 empty] | DEER:Indoor_Non-CFL_Ltg | Annual
PGE | SWLG011V | RFF | Ex | IOU | cWtd | SWLG011-01 | ExAnte2020 | IOU workpaper | 2019-06-13 | Fixture | 1 |  | None | 0 | 0 | 0 | 110.1193 | 0.018868 | -1.3181 | [6 empty] | DEER:Indoor_Non-CFL_Ltg | Annual
PGE | SWLG011V | Rt3 | Ex | IOU | cWtd | SWLG011-01 | ExAnte2020 | IOU workpaper | 2019-06-13 | Fixture | 1 |  | None | 0 | 0 | 0 | 187.9854 | 0.033227 | -0.89976 | [6 empty] | DEER:Indoor_Non-CFL_Ltg | Annual
PGE | SWLG011V | RtL | Ex | IOU | cWtd | SWLG011-01 | ExAnte2020 | IOU workpaper | 2019-06-13 | Fixture | 1 |  | None | 0 | 0 | 0 | 141.9927 | 0.021104 | -0.66194 | [6 empty] | DEER:Indoor_Non-CFL_Ltg | Annual
PGE | SWLG011V | RtS | Ex | IOU | cWtd | SWLG011-01 | ExAnte2020 | IOU workpaper | 2019-06-13 | Fixture | 1 |  | None | 0 | 0 | 0 | 83.7276 | 0.014809 | -0.73316 | [6 empty] | DEER:Indoor_Non-CFL_Ltg | Annual
PGE | SWLG011V | SCn | Ex | IOU | cWtd | SWLG011-01 | ExAnte2020 | IOU workpaper | 2019-06-13 | Fixture | 1 |  | None | 0 | 0 | 0 | 68.163 | 0.0084797 | -1.0055 | [6 empty] | DEER:Indoor_Non-CFL_Ltg | Annual
PGE | SWLG011V | SUn | Ex | IOU | cWtd | SWLG011-01 | ExAnte2020 | IOU workpaper | 2019-06-13 | Fixture | 1 |  | None | 0 | 0 | 0 | 71.5 | 0.010107 | 0 | [6 empty] | DEER:Indoor_Non-CFL_Ltg | Annual
PGE | SWLG011V | WRf | Ex | IOU | cWtd | SWLG011-01 | ExAnte2020 | IOU workpaper | 2019-06-13 | Fixture | 1 |  | None | 0 | 0 | 0 | 201.8036 | 0.022066 | 0 | [6 empty] | DEER:Indoor_Non-CFL_Ltg | Annual
PGE | SWLG011W | Asm | Ex | IOU | cWtd | SWLG011-01 | ExAnte2020 | IOU workpaper | 2019-06-13 | Fixture | 1 |  | None | 0 | 0 | 0 | 55.4151 | 0.023215 | -0.74255 | [6 empty] | DEER:Indoor_Non-CFL_Ltg | Annual
PGE | SWLG011W | EPr | Ex | IOU | cWtd | SWLG011-01 | ExAnte2020 | IOU workpaper | 2019-06-13 | Fixture | 1 |  | None | 0 | 0 | 0 | 75.7854 | 0.021286 | -1.3765 | [6 empty] | DEER:Indoor_Non-CFL_Ltg | Annual
PGE | SWLG011W | ESe | Ex | IOU | cWtd | SWLG011-01 | ExAnte2020 | IOU workpaper | 2019-06-13 | Fixture | 1 |  | None | 0 | 0 | 0 | 76.262 | 0.020673 | -1.27 | [6 empty] | DEER:Indoor_Non-CFL_Ltg | Annual
PGE | SWLG011W | ECC | Ex | IOU | cWtd | SWLG011-01 | ExAnte2020 | IOU workpaper | 2019-06-13 | Fixture | 1 |  | None | 0 | 0 | 0 | 89.5161 | 0.015898 | -1.5332 | [6 empty] | DEER:Indoor_Non-CFL_Ltg | Annual
PGE | SWLG011W | EUn | Ex | IOU | cWtd | SWLG011-01 | ExAnte2020 | IOU workpaper | 2019-06-13 | Fixture | 1 |  | None | 0 | 0 | 0 | 84.8792 | 0.02505 | -1.6108 | [6 empty] | DEER:Indoor_Non-CFL_Ltg | Annual
PGE | SWLG011W | ERC | Ex | IOU | cWtd | SWLG011-01 | ExAnte2020 | IOU workpaper | 2019-06-13 | Fixture | 1 |  | None | 0 | 0 | 0 | 37.597 | 0.0083117 | -0.43431 | [6 empty] | DEER:Indoor_Non-CFL_Ltg | Annual
PGE | SWLG011W | Gro | Ex | IOU | cWtd | SWLG011-01 | ExAnte2020 | IOU workpaper | 2019-06-13 | Fixture | 1 |  | None | 0 | 0 | 0 | 184.0792 | 0.033631 | -2.3654 | [6 empty] | DEER:Indoor_Non-CFL_Ltg | Annual
PGE | SWLG011W | Hsp | Ex | IOU | cWtd | SWLG011-01 | ExAnte2020 | IOU workpaper | 2019-06-13 | Fixture | 1 |  | None | 0 | 0 | 0 | 204.926 | 0.031055 | -3.4077 | [6 empty] | DEER:Indoor_Non-CFL_Ltg | Annual
PGE | SWLG011W | Nrs | Ex | IOU | cWtd | SWLG011-01 | ExAnte2020 | IOU workpaper | 2019-06-13 | Fixture | 1 |  | None | 0 | 0 | 0 | 132.1052 | 0.026632 | -1.5857 | [6 empty] | DEER:Indoor_Non-CFL_Ltg | Annual
PGE | SWLG011W | Htl | Ex | IOU | cWtd | SWLG011-01 | ExAnte2020 | IOU workpaper | 2019-06-13 | Fixture | 1 |  | None | 0 | 0 | 0 | 165.5036 | 0.026352 | -2.2985 | [6 empty] | DEER:Indoor_Non-CFL_Ltg | Annual
PGE | SWLG011W | Mtl | Ex | IOU | cWtd | SWLG011-01 | ExAnte2020 | IOU workpaper | 2019-06-13 | Fixture | 1 |  | None | 0 | 0 | 0 | 127.1271 | 0.0195 | -1.2739 | [6 empty] | DEER:Indoor_Non-CFL_Ltg | Annual
PGE | SWLG011W | MBT | Ex | IOU | cWtd | SWLG011-01 | ExAnte2020 | IOU workpaper | 2019-06-13 | Fixture | 1 |  | None | 0 | 0 | 0 | 95.3432 | 0.011317 | -0.48345 | [6 empty] | DEER:Indoor_Non-CFL_Ltg | Annual
PGE | SWLG011W | MLI | Ex | IOU | cWtd | SWLG011-01 | ExAnte2020 | IOU workpaper | 2019-06-13 | Fixture | 1 |  | None | 0 | 0 | 0 | 91.7599 | 0.011911 | -1.0051 | [6 empty] | DEER:Indoor_Non-CFL_Ltg | Annual
PGE | SWLG011W | OfL | Ex | IOU | cWtd | SWLG011-01 | ExAnte2020 | IOU workpaper | 2019-06-13 | Fixture | 1 |  | None | 0 | 0 | 0 | 92.8385 | 0.014034 | -0.2548 | [6 empty] | DEER:Indoor_Non-CFL_Ltg | Annual
PGE | SWLG011W | OfS | Ex | IOU | cWtd | SWLG011-01 | ExAnte2020 | IOU workpaper | 2019-06-13 | Fixture | 1 |  | None | 0 | 0 | 0 | 70.4068 | 0.0118 | -0.3307 | [6 empty] | DEER:Indoor_Non-CFL_Ltg | Annual
PGE | SWLG011W | RSD | Ex | IOU | cWtd | SWLG011-01 | ExAnte2020 | IOU workpaper | 2019-06-13 | Fixture | 1 |  | None | 0 | 0 | 0 | 127.4693 | 0.025728 | -1.1358 | [6 empty] | DEER:Indoor_Non-CFL_Ltg | Annual
PGE | SWLG011W | RFF | Ex | IOU | cWtd | SWLG011-01 | ExAnte2020 | IOU workpaper | 2019-06-13 | Fixture | 1 |  | None | 0 | 0 | 0 | 110.1193 | 0.018868 | -1.3181 | [6 empty] | DEER:Indoor_Non-CFL_Ltg | Annual
PGE | SWLG011W | Rt3 | Ex | IOU | cWtd | SWLG011-01 | ExAnte2020 | IOU workpaper | 2019-06-13 | Fixture | 1 |  | None | 0 | 0 | 0 | 187.9854 | 0.033227 | -0.89976 | [6 empty] | DEER:Indoor_Non-CFL_Ltg | Annual
PGE | SWLG011W | RtL | Ex | IOU | cWtd | SWLG011-01 | ExAnte2020 | IOU workpaper | 2019-06-13 | Fixture | 1 |  | None | 0 | 0 | 0 | 141.9927 | 0.021104 | -0.66194 | [6 empty] | DEER:Indoor_Non-CFL_Ltg | Annual
PGE | SWLG011W | RtS | Ex | IOU | cWtd | SWLG011-01 | ExAnte2020 | IOU workpaper | 2019-06-13 | Fixture | 1 |  | None | 0 | 0 | 0 | 83.7276 | 0.014809 | -0.73316 | [6 empty] | DEER:Indoor_Non-CFL_Ltg | Annual
PGE | SWLG011W | SCn | Ex | IOU | cWtd | SWLG011-01 | ExAnte2020 | IOU workpaper | 2019-06-13 | Fixture | 1 |  | None | 0 | 0 | 0 | 68.163 | 0.0084797 | -1.0055 | [6 empty] | DEER:Indoor_Non-CFL_Ltg | Annual
PGE | SWLG011W | SUn | Ex | IOU | cWtd | SWLG011-01 | ExAnte2020 | IOU workpaper | 2019-06-13 | Fixture | 1 |  | None | 0 | 0 | 0 | 71.5 | 0.010107 | 0 | [6 empty] | DEER:Indoor_Non-CFL_Ltg | Annual
PGE | SWLG011W | WRf | Ex | IOU | cWtd | SWLG011-01 | ExAnte2020 | IOU workpaper | 2019-06-13 | Fixture | 1 |  | None | 0 | 0 | 0 | 201.8036 | 0.022066 | 0 | [6 empty] | DEER:Indoor_Non-CFL_Ltg | Annual
PGE | SWLG011X | Asm | Ex | IOU | cWtd | SWLG011-01 | ExAnte2020 | IOU workpaper | 2019-06-13 | Fixture | 1 |  | None | 0 | 0 | 0 | 55.4151 | 0.023215 | -0.74255 | [6 empty] | DEER:Indoor_Non-CFL_Ltg | Annual
PGE | SWLG011X | EPr | Ex | IOU | cWtd | SWLG011-01 | ExAnte2020 | IOU workpaper | 2019-06-13 | Fixture | 1 |  | None | 0 | 0 | 0 | 75.7854 | 0.021286 | -1.3765 | [6 empty] | DEER:Indoor_Non-CFL_Ltg | Annual
PGE | SWLG011X | ESe | Ex | IOU | cWtd | SWLG011-01 | ExAnte2020 | IOU workpaper | 2019-06-13 | Fixture | 1 |  | None | 0 | 0 | 0 | 76.262 | 0.020673 | -1.27 | [6 empty] | DEER:Indoor_Non-CFL_Ltg | Annual
PGE | SWLG011X | ECC | Ex | IOU | cWtd | SWLG011-01 | ExAnte2020 | IOU workpaper | 2019-06-13 | Fixture | 1 |  | None | 0 | 0 | 0 | 89.5161 | 0.015898 | -1.5332 | [6 empty] | DEER:Indoor_Non-CFL_Ltg | Annual
PGE | SWLG011X | EUn | Ex | IOU | cWtd | SWLG011-01 | ExAnte2020 | IOU workpaper | 2019-06-13 | Fixture | 1 |  | None | 0 | 0 | 0 | 84.8792 | 0.02505 | -1.6108 | [6 empty] | DEER:Indoor_Non-CFL_Ltg | Annual
PGE | SWLG011X | ERC | Ex | IOU | cWtd | SWLG011-01 | ExAnte2020 | IOU workpaper | 2019-06-13 | Fixture | 1 |  | None | 0 | 0 | 0 | 37.597 | 0.0083117 | -0.43431 | [6 empty] | DEER:Indoor_Non-CFL_Ltg | Annual
PGE | SWLG011X | Gro | Ex | IOU | cWtd | SWLG011-01 | ExAnte2020 | IOU workpaper | 2019-06-13 | Fixture | 1 |  | None | 0 | 0 | 0 | 184.0792 | 0.033631 | -2.3654 | [6 empty] | DEER:Indoor_Non-CFL_Ltg | Annual
PGE | SWLG011X | Hsp | Ex | IOU | cWtd | SWLG011-01 | ExAnte2020 | IOU workpaper | 2019-06-13 | Fixture | 1 |  | None | 0 | 0 | 0 | 204.926 | 0.031055 | -3.4077 | [6 empty] | DEER:Indoor_Non-CFL_Ltg | Annual
PGE | SWLG011X | Nrs | Ex | IOU | cWtd | SWLG011-01 | ExAnte2020 | IOU workpaper | 2019-06-13 | Fixture | 1 |  | None | 0 | 0 | 0 | 132.1052 | 0.026632 | -1.5857 | [6 empty] | DEER:Indoor_Non-CFL_Ltg | Annual
PGE | SWLG011X | Htl | Ex | IOU | cWtd | SWLG011-01 | ExAnte2020 | IOU workpaper | 2019-06-13 | Fixture | 1 |  | None | 0 | 0 | 0 | 165.5036 | 0.026352 | -2.2985 | [6 empty] | DEER:Indoor_Non-CFL_Ltg | Annual
PGE | SWLG011X | Mtl | Ex | IOU | cWtd | SWLG011-01 | ExAnte2020 | IOU workpaper | 2019-06-13 | Fixture | 1 |  | None | 0 | 0 | 0 | 127.1271 | 0.0195 | -1.2739 | [6 empty] | DEER:Indoor_Non-CFL_Ltg | Annual
PGE | SWLG011X | MBT | Ex | IOU | cWtd | SWLG011-01 | ExAnte2020 | IOU workpaper | 2019-06-13 | Fixture | 1 |  | None | 0 | 0 | 0 | 95.3432 | 0.011317 | -0.48345 | [6 empty] | DEER:Indoor_Non-CFL_Ltg | Annual
PGE | SWLG011X | MLI | Ex | IOU | cWtd | SWLG011-01 | ExAnte2020 | IOU workpaper | 2019-06-13 | Fixture | 1 |  | None | 0 | 0 | 0 | 91.7599 | 0.011911 | -1.0051 | [6 empty] | DEER:Indoor_Non-CFL_Ltg | Annual
PGE | SWLG011X | OfL | Ex | IOU | cWtd | SWLG011-01 | ExAnte2020 | IOU workpaper | 2019-06-13 | Fixture | 1 |  | None | 0 | 0 | 0 | 92.8385 | 0.014034 | -0.2548 | [6 empty] | DEER:Indoor_Non-CFL_Ltg | Annual
PGE | SWLG011X | OfS | Ex | IOU | cWtd | SWLG011-01 | ExAnte2020 | IOU workpaper | 2019-06-13 | Fixture | 1 |  | None | 0 | 0 | 0 | 70.4068 | 0.0118 | -0.3307 | [6 empty] | DEER:Indoor_Non-CFL_Ltg | Annual
PGE | SWLG011X | RSD | Ex | IOU | cWtd | SWLG011-01 | ExAnte2020 | IOU workpaper | 2019-06-13 | Fixture | 1 |  | None | 0 | 0 | 0 | 127.4693 | 0.025728 | -1.1358 | [6 empty] | DEER:Indoor_Non-CFL_Ltg | Annual
PGE | SWLG011X | RFF | Ex | IOU | cWtd | SWLG011-01 | ExAnte2020 | IOU workpaper | 2019-06-13 | Fixture | 1 |  | None | 0 | 0 | 0 | 110.1193 | 0.018868 | -1.3181 | [6 empty] | DEER:Indoor_Non-CFL_Ltg | Annual
PGE | SWLG011X | Rt3 | Ex | IOU | cWtd | SWLG011-01 | ExAnte2020 | IOU workpaper | 2019-06-13 | Fixture | 1 |  | None | 0 | 0 | 0 | 187.9854 | 0.033227 | -0.89976 | [6 empty] | DEER:Indoor_Non-CFL_Ltg | Annual
PGE | SWLG011X | RtL | Ex | IOU | cWtd | SWLG011-01 | ExAnte2020 | IOU workpaper | 2019-06-13 | Fixture | 1 |  | None | 0 | 0 | 0 | 141.9927 | 0.021104 | -0.66194 | [6 empty] | DEER:Indoor_Non-CFL_Ltg | Annual
PGE | SWLG011X | RtS | Ex | IOU | cWtd | SWLG011-01 | ExAnte2020 | IOU workpaper | 2019-06-13 | Fixture | 1 |  | None | 0 | 0 | 0 | 83.7276 | 0.014809 | -0.73316 | [6 empty] | DEER:Indoor_Non-CFL_Ltg | Annual
PGE | SWLG011X | SCn | Ex | IOU | cWtd | SWLG011-01 | ExAnte2020 | IOU workpaper | 2019-06-13 | Fixture | 1 |  | None | 0 | 0 | 0 | 68.163 | 0.0084797 | -1.0055 | [6 empty] | DEER:Indoor_Non-CFL_Ltg | Annual
PGE | SWLG011X | SUn | Ex | IOU | cWtd | SWLG011-01 | ExAnte2020 | IOU workpaper | 2019-06-13 | Fixture | 1 |  | None | 0 | 0 | 0 | 71.5 | 0.010107 | 0 | [6 empty] | DEER:Indoor_Non-CFL_Ltg | Annual
PGE | SWLG011X | WRf | Ex | IOU | cWtd | SWLG011-01 | ExAnte2020 | IOU workpaper | 2019-06-13 | Fixture | 1 |  | None | 0 | 0 | 0 | 201.8036 | 0.022066 | 0 | [6 empty] | DEER:Indoor_Non-CFL_Ltg | Annual
SCE | SWLG011A | Asm | Ex | IOU | cWtd | SWLG011-01 | ExAnte2020 | IOU workpaper | 2019-06-13 | Fixture | 1 |  | None | 0 | 0 | 0 | 59.5256 | 0.024498 | -0.46911 | [6 empty] | DEER:Indoor_Non-CFL_Ltg | Annual
SCE | SWLG011A | EPr | Ex | IOU | cWtd | SWLG011-01 | ExAnte2020 | IOU workpaper | 2019-06-13 | Fixture | 1 |  | None | 0 | 0 | 0 | 79.3363 | 0.019897 | -0.89291 | [6 empty] | DEER:Indoor_Non-CFL_Ltg | Annual
SCE | SWLG011A | ESe | Ex | IOU | cWtd | SWLG011-01 | ExAnte2020 | IOU workpaper | 2019-06-13 | Fixture | 1 |  | None | 0 | 0 | 0 | 79.5607 | 0.020875 | -0.86059 | [6 empty] | DEER:Indoor_Non-CFL_Ltg | Annual
SCE | SWLG011A | ECC | Ex | IOU | cWtd | SWLG011-01 | ExAnte2020 | IOU workpaper | 2019-06-13 | Fixture | 1 |  | None | 0 | 0 | 0 | 92.6435 | 0.016672 | -0.9626 | [6 empty] | DEER:Indoor_Non-CFL_Ltg | Annual
SCE | SWLG011A | EUn | Ex | IOU | cWtd | SWLG011-01 | ExAnte2020 | IOU workpaper | 2019-06-13 | Fixture | 1 |  | None | 0 | 0 | 0 | 88.1202 | 0.026332 | -1.1203 | [6 empty] | DEER:Indoor_Non-CFL_Ltg | Annual
SCE | SWLG011A | ERC | Ex | IOU | cWtd | SWLG011-01 | ExAnte2020 | IOU workpaper | 2019-06-13 | Fixture | 1 |  | None | 0 | 0 | 0 | 39.9846 | 0.008595 | -0.29605 | [6 empty] | DEER:Indoor_Non-CFL_Ltg | Annual
SCE | SWLG011A | Gro | Ex | IOU | cWtd | SWLG011-01 | ExAnte2020 | IOU workpaper | 2019-06-13 | Fixture | 1 |  | None | 0 | 0 | 0 | 185.5881 | 0.034347 | -2.205 | [6 empty] | DEER:Indoor_Non-CFL_Ltg | Annual
SCE | SWLG011A | Hsp | Ex | IOU | cWtd | SWLG011-01 | ExAnte2020 | IOU workpaper | 2019-06-13 | Fixture | 1 |  | None | 0 | 0 | 0 | 215.3571 | 0.032738 | -2.1367 | [6 empty] | DEER:Indoor_Non-CFL_Ltg | Annual
SCE | SWLG011A | Nrs | Ex | IOU | cWtd | SWLG011-01 | ExAnte2020 | IOU workpaper | 2019-06-13 | Fixture | 1 |  | None | 0 | 0 | 0 | 140.8173 | 0.0288 | -1.0069 | [6 empty] | DEER:Indoor_Non-CFL_Ltg | Annual
SCE | SWLG011A | Htl | Ex | IOU | cWtd | SWLG011-01 | ExAnte2020 | IOU workpaper | 2019-06-13 | Fixture | 1 |  | None | 0 | 0 | 0 | 182.8524 | 0.027943 | -1.3666 | [6 empty] | DEER:Indoor_Non-CFL_Ltg | Annual
SCE | SWLG011A | Mtl | Ex | IOU | cWtd | SWLG011-01 | ExAnte2020 | IOU workpaper | 2019-06-13 | Fixture | 1 |  | None | 0 | 0 | 0 | 141.931 | 0.020599 | -0.63772 | [6 empty] | DEER:Indoor_Non-CFL_Ltg | Annual
SCE | SWLG011A | MBT | Ex | IOU | cWtd | SWLG011-01 | ExAnte2020 | IOU workpaper | 2019-06-13 | Fixture | 1 |  | None | 0 | 0 | 0 | 100.3893 | 0.012293 | -0.3535 | [6 empty] | DEER:Indoor_Non-CFL_Ltg | Annual
SCE | SWLG011A | MLI | Ex | IOU | cWtd | SWLG011-01 | ExAnte2020 | IOU workpaper | 2019-06-13 | Fixture | 1 |  | None | 0 | 0 | 0 | 96.5143 | 0.012542 | -0.64 | [6 empty] | DEER:Indoor_Non-CFL_Ltg | Annual
SCE | SWLG011A | OfL | Ex | IOU | cWtd | SWLG011-01 | ExAnte2020 | IOU workpaper | 2019-06-13 | Fixture | 1 |  | None | 0 | 0 | 0 | 97.9173 | 0.014349 | -0.16818 | [6 empty] | DEER:Indoor_Non-CFL_Ltg | Annual
SCE | SWLG011A | OfS | Ex | IOU | cWtd | SWLG011-01 | ExAnte2020 | IOU workpaper | 2019-06-13 | Fixture | 1 |  | None | 0 | 0 | 0 | 74.9571 | 0.012231 | -0.1944 | [6 empty] | DEER:Indoor_Non-CFL_Ltg | Annual
SCE | SWLG011A | RSD | Ex | IOU | cWtd | SWLG011-01 | ExAnte2020 | IOU workpaper | 2019-06-13 | Fixture | 1 |  | None | 0 | 0 | 0 | 137.9667 | 0.027142 | -0.73411 | [6 empty] | DEER:Indoor_Non-CFL_Ltg | Annual
SCE | SWLG011A | RFF | Ex | IOU | cWtd | SWLG011-01 | ExAnte2020 | IOU workpaper | 2019-06-13 | Fixture | 1 |  | None | 0 | 0 | 0 | 119.5262 | 0.019944 | -0.98997 | [6 empty] | DEER:Indoor_Non-CFL_Ltg | Annual
SCE | SWLG011A | Rt3 | Ex | IOU | cWtd | SWLG011-01 | ExAnte2020 | IOU workpaper | 2019-06-13 | Fixture | 1 |  | None | 0 | 0 | 0 | 198.1173 | 0.034808 | -0.51714 | [6 empty] | DEER:Indoor_Non-CFL_Ltg | Annual
SCE | SWLG011A | RtL | Ex | IOU | cWtd | SWLG011-01 | ExAnte2020 | IOU workpaper | 2019-06-13 | Fixture | 1 |  | None | 0 | 0 | 0 | 149.2226 | 0.022199 | -0.45268 | [6 empty] | DEER:Indoor_Non-CFL_Ltg | Annual
SCE | SWLG011A | RtS | Ex | IOU | cWtd | SWLG011-01 | ExAnte2020 | IOU workpaper | 2019-06-13 | Fixture | 1 |  | None | 0 | 0 | 0 | 89.272 | 0.015474 | -0.43685 | [6 empty] | DEER:Indoor_Non-CFL_Ltg | Annual
SCE | SWLG011A | SCn | Ex | IOU | cWtd | SWLG011-01 | ExAnte2020 | IOU workpaper | 2019-06-13 | Fixture | 1 |  | None | 0 | 0 | 0 | 75.3018 | 0.0092318 | -0.71379 | [6 empty] | DEER:Indoor_Non-CFL_Ltg | Annual
SCE | SWLG011A | SUn | Ex | IOU | cWtd | SWLG011-01 | ExAnte2020 | IOU workpaper | 2019-06-13 | Fixture | 1 |  | None | 0 | 0 | 0 | 71.5 | 0.010107 | 0 | [6 empty] | DEER:Indoor_Non-CFL_Ltg | Annual
SCE | SWLG011A | WRf | Ex | IOU | cWtd | SWLG011-01 | ExAnte2020 | IOU workpaper | 2019-06-13 | Fixture | 1 |  | None | 0 | 0 | 0 | 202.225 | 0.022606 | 0 | [6 empty] | DEER:Indoor_Non-CFL_Ltg | Annual
SCE | SWLG011B | Asm | Ex | IOU | cWtd | SWLG011-01 | ExAnte2020 | IOU workpaper | 2019-06-13 | Fixture | 1 |  | None | 0 | 0 | 0 | 59.5256 | 0.024498 | -0.46911 | [6 empty] | DEER:Indoor_Non-CFL_Ltg | Annual
SCE | SWLG011B | EPr | Ex | IOU | cWtd | SWLG011-01 | ExAnte2020 | IOU workpaper | 2019-06-13 | Fixture | 1 |  | None | 0 | 0 | 0 | 79.3363 | 0.019897 | -0.89291 | [6 empty] | DEER:Indoor_Non-CFL_Ltg | Annual
SCE | SWLG011B | ESe | Ex | IOU | cWtd | SWLG011-01 | ExAnte2020 | IOU workpaper | 2019-06-13 | Fixture | 1 |  | None | 0 | 0 | 0 | 79.5607 | 0.020875 | -0.86059 | [6 empty] | DEER:Indoor_Non-CFL_Ltg | Annual
SCE | SWLG011B | ECC | Ex | IOU | cWtd | SWLG011-01 | ExAnte2020 | IOU workpaper | 2019-06-13 | Fixture | 1 |  | None | 0 | 0 | 0 | 92.6435 | 0.016672 | -0.9626 | [6 empty] | DEER:Indoor_Non-CFL_Ltg | Annual
SCE | SWLG011B | EUn | Ex | IOU | cWtd | SWLG011-01 | ExAnte2020 | IOU workpaper | 2019-06-13 | Fixture | 1 |  | None | 0 | 0 | 0 | 88.1202 | 0.026332 | -1.1203 | [6 empty] | DEER:Indoor_Non-CFL_Ltg | Annual
SCE | SWLG011B | ERC | Ex | IOU | cWtd | SWLG011-01 | ExAnte2020 | IOU workpaper | 2019-06-13 | Fixture | 1 |  | None | 0 | 0 | 0 | 39.9846 | 0.008595 | -0.29605 | [6 empty] | DEER:Indoor_Non-CFL_Ltg | Annual
SCE | SWLG011B | Gro | Ex | IOU | cWtd | SWLG011-01 | ExAnte2020 | IOU workpaper | 2019-06-13 | Fixture | 1 |  | None | 0 | 0 | 0 | 185.5881 | 0.034347 | -2.205 | [6 empty] | DEER:Indoor_Non-CFL_Ltg | Annual
SCE | SWLG011B | Hsp | Ex | IOU | cWtd | SWLG011-01 | ExAnte2020 | IOU workpaper | 2019-06-13 | Fixture | 1 |  | None | 0 | 0 | 0 | 215.3571 | 0.032738 | -2.1367 | [6 empty] | DEER:Indoor_Non-CFL_Ltg | Annual
SCE | SWLG011B | Nrs | Ex | IOU | cWtd | SWLG011-01 | ExAnte2020 | IOU workpaper | 2019-06-13 | Fixture | 1 |  | None | 0 | 0 | 0 | 140.8173 | 0.0288 | -1.0069 | [6 empty] | DEER:Indoor_Non-CFL_Ltg | Annual
SCE | SWLG011B | Htl | Ex | IOU | cWtd | SWLG011-01 | ExAnte2020 | IOU workpaper | 2019-06-13 | Fixture | 1 |  | None | 0 | 0 | 0 | 182.8524 | 0.027943 | -1.3666 | [6 empty] | DEER:Indoor_Non-CFL_Ltg | Annual
SCE | SWLG011B | Mtl | Ex | IOU | cWtd | SWLG011-01 | ExAnte2020 | IOU workpaper | 2019-06-13 | Fixture | 1 |  | None | 0 | 0 | 0 | 141.931 | 0.020599 | -0.63772 | [6 empty] | DEER:Indoor_Non-CFL_Ltg | Annual
SCE | SWLG011B | MBT | Ex | IOU | cWtd | SWLG011-01 | ExAnte2020 | IOU workpaper | 2019-06-13 | Fixture | 1 |  | None | 0 | 0 | 0 | 100.3893 | 0.012293 | -0.3535 | [6 empty] | DEER:Indoor_Non-CFL_Ltg | Annual
SCE | SWLG011B | MLI | Ex | IOU | cWtd | SWLG011-01 | ExAnte2020 | IOU workpaper | 2019-06-13 | Fixture | 1 |  | None | 0 | 0 | 0 | 96.5143 | 0.012542 | -0.64 | [6 empty] | DEER:Indoor_Non-CFL_Ltg | Annual
SCE | SWLG011B | OfL | Ex | IOU | cWtd | SWLG011-01 | ExAnte2020 | IOU workpaper | 2019-06-13 | Fixture | 1 |  | None | 0 | 0 | 0 | 97.9173 | 0.014349 | -0.16818 | [6 empty] | DEER:Indoor_Non-CFL_Ltg | Annual
SCE | SWLG011B | OfS | Ex | IOU | cWtd | SWLG011-01 | ExAnte2020 | IOU workpaper | 2019-06-13 | Fixture | 1 |  | None | 0 | 0 | 0 | 74.9571 | 0.012231 | -0.1944 | [6 empty] | DEER:Indoor_Non-CFL_Ltg | Annual
SCE | SWLG011B | RSD | Ex | IOU | cWtd | SWLG011-01 | ExAnte2020 | IOU workpaper | 2019-06-13 | Fixture | 1 |  | None | 0 | 0 | 0 | 137.9667 | 0.027142 | -0.73411 | [6 empty] | DEER:Indoor_Non-CFL_Ltg | Annual
SCE | SWLG011B | RFF | Ex | IOU | cWtd | SWLG011-01 | ExAnte2020 | IOU workpaper | 2019-06-13 | Fixture | 1 |  | None | 0 | 0 | 0 | 119.5262 | 0.019944 | -0.98997 | [6 empty] | DEER:Indoor_Non-CFL_Ltg | Annual
SCE | SWLG011B | Rt3 | Ex | IOU | cWtd | SWLG011-01 | ExAnte2020 | IOU workpaper | 2019-06-13 | Fixture | 1 |  | None | 0 | 0 | 0 | 198.1173 | 0.034808 | -0.51714 | [6 empty] | DEER:Indoor_Non-CFL_Ltg | Annual
SCE | SWLG011B | RtL | Ex | IOU | cWtd | SWLG011-01 | ExAnte2020 | IOU workpaper | 2019-06-13 | Fixture | 1 |  | None | 0 | 0 | 0 | 149.2226 | 0.022199 | -0.45268 | [6 empty] | DEER:Indoor_Non-CFL_Ltg | Annual
SCE | SWLG011B | RtS | Ex | IOU | cWtd | SWLG011-01 | ExAnte2020 | IOU workpaper | 2019-06-13 | Fixture | 1 |  | None | 0 | 0 | 0 | 89.272 | 0.015474 | -0.43685 | [6 empty] | DEER:Indoor_Non-CFL_Ltg | Annual
SCE | SWLG011B | SCn | Ex | IOU | cWtd | SWLG011-01 | ExAnte2020 | IOU workpaper | 2019-06-13 | Fixture | 1 |  | None | 0 | 0 | 0 | 75.3018 | 0.0092318 | -0.71379 | [6 empty] | DEER:Indoor_Non-CFL_Ltg | Annual
SCE | SWLG011B | SUn | Ex | IOU | cWtd | SWLG011-01 | ExAnte2020 | IOU workpaper | 2019-06-13 | Fixture | 1 |  | None | 0 | 0 | 0 | 71.5 | 0.010107 | 0 | [6 empty] | DEER:Indoor_Non-CFL_Ltg | Annual
SCE | SWLG011B | WRf | Ex | IOU | cWtd | SWLG011-01 | ExAnte2020 | IOU workpaper | 2019-06-13 | Fixture | 1 |  | None | 0 | 0 | 0 | 202.225 | 0.022606 | 0 | [6 empty] | DEER:Indoor_Non-CFL_Ltg | Annual
SCE | SWLG011C | Asm | Ex | IOU | cWtd | SWLG011-01 | ExAnte2020 | IOU workpaper | 2019-06-13 | Fixture | 1 |  | None | 0 | 0 | 0 | 59.5256 | 0.024498 | -0.46911 | [6 empty] | DEER:Indoor_Non-CFL_Ltg | Annual
SCE | SWLG011C | EPr | Ex | IOU | cWtd | SWLG011-01 | ExAnte2020 | IOU workpaper | 2019-06-13 | Fixture | 1 |  | None | 0 | 0 | 0 | 79.3363 | 0.019897 | -0.89291 | [6 empty] | DEER:Indoor_Non-CFL_Ltg | Annual
SCE | SWLG011C | ESe | Ex | IOU | cWtd | SWLG011-01 | ExAnte2020 | IOU workpaper | 2019-06-13 | Fixture | 1 |  | None | 0 | 0 | 0 | 79.5607 | 0.020875 | -0.86059 | [6 empty] | DEER:Indoor_Non-CFL_Ltg | Annual
SCE | SWLG011C | ECC | Ex | IOU | cWtd | SWLG011-01 | ExAnte2020 | IOU workpaper | 2019-06-13 | Fixture | 1 |  | None | 0 | 0 | 0 | 92.6435 | 0.016672 | -0.9626 | [6 empty] | DEER:Indoor_Non-CFL_Ltg | Annual
SCE | SWLG011C | EUn | Ex | IOU | cWtd | SWLG011-01 | ExAnte2020 | IOU workpaper | 2019-06-13 | Fixture | 1 |  | None | 0 | 0 | 0 | 88.1202 | 0.026332 | -1.1203 | [6 empty] | DEER:Indoor_Non-CFL_Ltg | Annual
SCE | SWLG011C | ERC | Ex | IOU | cWtd | SWLG011-01 | ExAnte2020 | IOU workpaper | 2019-06-13 | Fixture | 1 |  | None | 0 | 0 | 0 | 39.9846 | 0.008595 | -0.29605 | [6 empty] | DEER:Indoor_Non-CFL_Ltg | Annual
SCE | SWLG011C | Gro | Ex | IOU | cWtd | SWLG011-01 | ExAnte2020 | IOU workpaper | 2019-06-13 | Fixture | 1 |  | None | 0 | 0 | 0 | 185.5881 | 0.034347 | -2.205 | [6 empty] | DEER:Indoor_Non-CFL_Ltg | Annual
SCE | SWLG011C | Hsp | Ex | IOU | cWtd | SWLG011-01 | ExAnte2020 | IOU workpaper | 2019-06-13 | Fixture | 1 |  | None | 0 | 0 | 0 | 215.3571 | 0.032738 | -2.1367 | [6 empty] | DEER:Indoor_Non-CFL_Ltg | Annual
SCE | SWLG011C | Nrs | Ex | IOU | cWtd | SWLG011-01 | ExAnte2020 | IOU workpaper | 2019-06-13 | Fixture | 1 |  | None | 0 | 0 | 0 | 140.8173 | 0.0288 | -1.0069 | [6 empty] | DEER:Indoor_Non-CFL_Ltg | Annual
SCE | SWLG011C | Htl | Ex | IOU | cWtd | SWLG011-01 | ExAnte2020 | IOU workpaper | 2019-06-13 | Fixture | 1 |  | None | 0 | 0 | 0 | 182.8524 | 0.027943 | -1.3666 | [6 empty] | DEER:Indoor_Non-CFL_Ltg | Annual
SCE | SWLG011C | Mtl | Ex | IOU | cWtd | SWLG011-01 | ExAnte2020 | IOU workpaper | 2019-06-13 | Fixture | 1 |  | None | 0 | 0 | 0 | 141.931 | 0.020599 | -0.63772 | [6 empty] | DEER:Indoor_Non-CFL_Ltg | Annual
SCE | SWLG011C | MBT | Ex | IOU | cWtd | SWLG011-01 | ExAnte2020 | IOU workpaper | 2019-06-13 | Fixture | 1 |  | None | 0 | 0 | 0 | 100.3893 | 0.012293 | -0.3535 | [6 empty] | DEER:Indoor_Non-CFL_Ltg | Annual
SCE | SWLG011C | MLI | Ex | IOU | cWtd | SWLG011-01 | ExAnte2020 | IOU workpaper | 2019-06-13 | Fixture | 1 |  | None | 0 | 0 | 0 | 96.5143 | 0.012542 | -0.64 | [6 empty] | DEER:Indoor_Non-CFL_Ltg | Annual
SCE | SWLG011C | OfL | Ex | IOU | cWtd | SWLG011-01 | ExAnte2020 | IOU workpaper | 2019-06-13 | Fixture | 1 |  | None | 0 | 0 | 0 | 97.9173 | 0.014349 | -0.16818 | [6 empty] | DEER:Indoor_Non-CFL_Ltg | Annual
SCE | SWLG011C | OfS | Ex | IOU | cWtd | SWLG011-01 | ExAnte2020 | IOU workpaper | 2019-06-13 | Fixture | 1 |  | None | 0 | 0 | 0 | 74.9571 | 0.012231 | -0.1944 | [6 empty] | DEER:Indoor_Non-CFL_Ltg | Annual
SCE | SWLG011C | RSD | Ex | IOU | cWtd | SWLG011-01 | ExAnte2020 | IOU workpaper | 2019-06-13 | Fixture | 1 |  | None | 0 | 0 | 0 | 137.9667 | 0.027142 | -0.73411 | [6 empty] | DEER:Indoor_Non-CFL_Ltg | Annual
SCE | SWLG011C | RFF | Ex | IOU | cWtd | SWLG011-01 | ExAnte2020 | IOU workpaper | 2019-06-13 | Fixture | 1 |  | None | 0 | 0 | 0 | 119.5262 | 0.019944 | -0.98997 | [6 empty] | DEER:Indoor_Non-CFL_Ltg | Annual
SCE | SWLG011C | Rt3 | Ex | IOU | cWtd | SWLG011-01 | ExAnte2020 | IOU workpaper | 2019-06-13 | Fixture | 1 |  | None | 0 | 0 | 0 | 198.1173 | 0.034808 | -0.51714 | [6 empty] | DEER:Indoor_Non-CFL_Ltg | Annual
SCE | SWLG011C | RtL | Ex | IOU | cWtd | SWLG011-01 | ExAnte2020 | IOU workpaper | 2019-06-13 | Fixture | 1 |  | None | 0 | 0 | 0 | 149.2226 | 0.022199 | -0.45268 | [6 empty] | DEER:Indoor_Non-CFL_Ltg | Annual
SCE | SWLG011C | RtS | Ex | IOU | cWtd | SWLG011-01 | ExAnte2020 | IOU workpaper | 2019-06-13 | Fixture | 1 |  | None | 0 | 0 | 0 | 89.272 | 0.015474 | -0.43685 | [6 empty] | DEER:Indoor_Non-CFL_Ltg | Annual
SCE | SWLG011C | SCn | Ex | IOU | cWtd | SWLG011-01 | ExAnte2020 | IOU workpaper | 2019-06-13 | Fixture | 1 |  | None | 0 | 0 | 0 | 75.3018 | 0.0092318 | -0.71379 | [6 empty] | DEER:Indoor_Non-CFL_Ltg | Annual
SCE | SWLG011C | SUn | Ex | IOU | cWtd | SWLG011-01 | ExAnte2020 | IOU workpaper | 2019-06-13 | Fixture | 1 |  | None | 0 | 0 | 0 | 71.5 | 0.010107 | 0 | [6 empty] | DEER:Indoor_Non-CFL_Ltg | Annual
SCE | SWLG011C | WRf | Ex | IOU | cWtd | SWLG011-01 | ExAnte2020 | IOU workpaper | 2019-06-13 | Fixture | 1 |  | None | 0 | 0 | 0 | 202.225 | 0.022606 | 0 | [6 empty] | DEER:Indoor_Non-CFL_Ltg | Annual
SCE | SWLG011D | Asm | Ex | IOU | cWtd | SWLG011-01 | ExAnte2020 | IOU workpaper | 2019-06-13 | Fixture | 1 |  | None | 0 | 0 | 0 | 59.5256 | 0.024498 | -0.46911 | [6 empty] | DEER:Indoor_Non-CFL_Ltg | Annual
SCE | SWLG011D | EPr | Ex | IOU | cWtd | SWLG011-01 | ExAnte2020 | IOU workpaper | 2019-06-13 | Fixture | 1 |  | None | 0 | 0 | 0 | 79.3363 | 0.019897 | -0.89291 | [6 empty] | DEER:Indoor_Non-CFL_Ltg | Annual
SCE | SWLG011D | ESe | Ex | IOU | cWtd | SWLG011-01 | ExAnte2020 | IOU workpaper | 2019-06-13 | Fixture | 1 |  | None | 0 | 0 | 0 | 79.5607 | 0.020875 | -0.86059 | [6 empty] | DEER:Indoor_Non-CFL_Ltg | Annual
SCE | SWLG011D | ECC | Ex | IOU | cWtd | SWLG011-01 | ExAnte2020 | IOU workpaper | 2019-06-13 | Fixture | 1 |  | None | 0 | 0 | 0 | 92.6435 | 0.016672 | -0.9626 | [6 empty] | DEER:Indoor_Non-CFL_Ltg | Annual
SCE | SWLG011D | EUn | Ex | IOU | cWtd | SWLG011-01 | ExAnte2020 | IOU workpaper | 2019-06-13 | Fixture | 1 |  | None | 0 | 0 | 0 | 88.1202 | 0.026332 | -1.1203 | [6 empty] | DEER:Indoor_Non-CFL_Ltg | Annual
SCE | SWLG011D | ERC | Ex | IOU | cWtd | SWLG011-01 | ExAnte2020 | IOU workpaper | 2019-06-13 | Fixture | 1 |  | None | 0 | 0 | 0 | 39.9846 | 0.008595 | -0.29605 | [6 empty] | DEER:Indoor_Non-CFL_Ltg | Annual
SCE | SWLG011D | Gro | Ex | IOU | cWtd | SWLG011-01 | ExAnte2020 | IOU workpaper | 2019-06-13 | Fixture | 1 |  | None | 0 | 0 | 0 | 185.5881 | 0.034347 | -2.205 | [6 empty] | DEER:Indoor_Non-CFL_Ltg | Annual
SCE | SWLG011D | Hsp | Ex | IOU | cWtd | SWLG011-01 | ExAnte2020 | IOU workpaper | 2019-06-13 | Fixture | 1 |  | None | 0 | 0 | 0 | 215.3571 | 0.032738 | -2.1367 | [6 empty] | DEER:Indoor_Non-CFL_Ltg | Annual
SCE | SWLG011D | Nrs | Ex | IOU | cWtd | SWLG011-01 | ExAnte2020 | IOU workpaper | 2019-06-13 | Fixture | 1 |  | None | 0 | 0 | 0 | 140.8173 | 0.0288 | -1.0069 | [6 empty] | DEER:Indoor_Non-CFL_Ltg | Annual
SCE | SWLG011D | Htl | Ex | IOU | cWtd | SWLG011-01 | ExAnte2020 | IOU workpaper | 2019-06-13 | Fixture | 1 |  | None | 0 | 0 | 0 | 182.8524 | 0.027943 | -1.3666 | [6 empty] | DEER:Indoor_Non-CFL_Ltg | Annual
SCE | SWLG011D | Mtl | Ex | IOU | cWtd | SWLG011-01 | ExAnte2020 | IOU workpaper | 2019-06-13 | Fixture | 1 |  | None | 0 | 0 | 0 | 141.931 | 0.020599 | -0.63772 | [6 empty] | DEER:Indoor_Non-CFL_Ltg | Annual
SCE | SWLG011D | MBT | Ex | IOU | cWtd | SWLG011-01 | ExAnte2020 | IOU workpaper | 2019-06-13 | Fixture | 1 |  | None | 0 | 0 | 0 | 100.3893 | 0.012293 | -0.3535 | [6 empty] | DEER:Indoor_Non-CFL_Ltg | Annual
SCE | SWLG011D | MLI | Ex | IOU | cWtd | SWLG011-01 | ExAnte2020 | IOU workpaper | 2019-06-13 | Fixture | 1 |  | None | 0 | 0 | 0 | 96.5143 | 0.012542 | -0.64 | [6 empty] | DEER:Indoor_Non-CFL_Ltg | Annual
SCE | SWLG011D | OfL | Ex | IOU | cWtd | SWLG011-01 | ExAnte2020 | IOU workpaper | 2019-06-13 | Fixture | 1 |  | None | 0 | 0 | 0 | 97.9173 | 0.014349 | -0.16818 | [6 empty] | DEER:Indoor_Non-CFL_Ltg | Annual
SCE | SWLG011D | OfS | Ex | IOU | cWtd | SWLG011-01 | ExAnte2020 | IOU workpaper | 2019-06-13 | Fixture | 1 |  | None | 0 | 0 | 0 | 74.9571 | 0.012231 | -0.1944 | [6 empty] | DEER:Indoor_Non-CFL_Ltg | Annual
SCE | SWLG011D | RSD | Ex | IOU | cWtd | SWLG011-01 | ExAnte2020 | IOU workpaper | 2019-06-13 | Fixture | 1 |  | None | 0 | 0 | 0 | 137.9667 | 0.027142 | -0.73411 | [6 empty] | DEER:Indoor_Non-CFL_Ltg | Annual
SCE | SWLG011D | RFF | Ex | IOU | cWtd | SWLG011-01 | ExAnte2020 | IOU workpaper | 2019-06-13 | Fixture | 1 |  | None | 0 | 0 | 0 | 119.5262 | 0.019944 | -0.98997 | [6 empty] | DEER:Indoor_Non-CFL_Ltg | Annual
SCE | SWLG011D | Rt3 | Ex | IOU | cWtd | SWLG011-01 | ExAnte2020 | IOU workpaper | 2019-06-13 | Fixture | 1 |  | None | 0 | 0 | 0 | 198.1173 | 0.034808 | -0.51714 | [6 empty] | DEER:Indoor_Non-CFL_Ltg | Annual
SCE | SWLG011D | RtL | Ex | IOU | cWtd | SWLG011-01 | ExAnte2020 | IOU workpaper | 2019-06-13 | Fixture | 1 |  | None | 0 | 0 | 0 | 149.2226 | 0.022199 | -0.45268 | [6 empty] | DEER:Indoor_Non-CFL_Ltg | Annual
SCE | SWLG011D | RtS | Ex | IOU | cWtd | SWLG011-01 | ExAnte2020 | IOU workpaper | 2019-06-13 | Fixture | 1 |  | None | 0 | 0 | 0 | 89.272 | 0.015474 | -0.43685 | [6 empty] | DEER:Indoor_Non-CFL_Ltg | Annual
SCE | SWLG011D | SCn | Ex | IOU | cWtd | SWLG011-01 | ExAnte2020 | IOU workpaper | 2019-06-13 | Fixture | 1 |  | None | 0 | 0 | 0 | 75.3018 | 0.0092318 | -0.71379 | [6 empty] | DEER:Indoor_Non-CFL_Ltg | Annual
SCE | SWLG011D | SUn | Ex | IOU | cWtd | SWLG011-01 | ExAnte2020 | IOU workpaper | 2019-06-13 | Fixture | 1 |  | None | 0 | 0 | 0 | 71.5 | 0.010107 | 0 | [6 empty] | DEER:Indoor_Non-CFL_Ltg | Annual
SCE | SWLG011D | WRf | Ex | IOU | cWtd | SWLG011-01 | ExAnte2020 | IOU workpaper | 2019-06-13 | Fixture | 1 |  | None | 0 | 0 | 0 | 202.225 | 0.022606 | 0 | [6 empty] | DEER:Indoor_Non-CFL_Ltg | Annual
SCE | SWLG011E | Asm | Ex | IOU | cWtd | SWLG011-01 | ExAnte2020 | IOU workpaper | 2019-06-13 | Fixture | 1 |  | None | 0 | 0 | 0 | 59.5256 | 0.024498 | -0.46911 | [6 empty] | DEER:Indoor_Non-CFL_Ltg | Annual
SCE | SWLG011E | EPr | Ex | IOU | cWtd | SWLG011-01 | ExAnte2020 | IOU workpaper | 2019-06-13 | Fixture | 1 |  | None | 0 | 0 | 0 | 79.3363 | 0.019897 | -0.89291 | [6 empty] | DEER:Indoor_Non-CFL_Ltg | Annual
SCE | SWLG011E | ESe | Ex | IOU | cWtd | SWLG011-01 | ExAnte2020 | IOU workpaper | 2019-06-13 | Fixture | 1 |  | None | 0 | 0 | 0 | 79.5607 | 0.020875 | -0.86059 | [6 empty] | DEER:Indoor_Non-CFL_Ltg | Annual
SCE | SWLG011E | ECC | Ex | IOU | cWtd | SWLG011-01 | ExAnte2020 | IOU workpaper | 2019-06-13 | Fixture | 1 |  | None | 0 | 0 | 0 | 92.6435 | 0.016672 | -0.9626 | [6 empty] | DEER:Indoor_Non-CFL_Ltg | Annual
SCE | SWLG011E | EUn | Ex | IOU | cWtd | SWLG011-01 | ExAnte2020 | IOU workpaper | 2019-06-13 | Fixture | 1 |  | None | 0 | 0 | 0 | 88.1202 | 0.026332 | -1.1203 | [6 empty] | DEER:Indoor_Non-CFL_Ltg | Annual
SCE | SWLG011E | ERC | Ex | IOU | cWtd | SWLG011-01 | ExAnte2020 | IOU workpaper | 2019-06-13 | Fixture | 1 |  | None | 0 | 0 | 0 | 39.9846 | 0.008595 | -0.29605 | [6 empty] | DEER:Indoor_Non-CFL_Ltg | Annual
SCE | SWLG011E | Gro | Ex | IOU | cWtd | SWLG011-01 | ExAnte2020 | IOU workpaper | 2019-06-13 | Fixture | 1 |  | None | 0 | 0 | 0 | 185.5881 | 0.034347 | -2.205 | [6 empty] | DEER:Indoor_Non-CFL_Ltg | Annual
SCE | SWLG011E | Hsp | Ex | IOU | cWtd | SWLG011-01 | ExAnte2020 | IOU workpaper | 2019-06-13 | Fixture | 1 |  | None | 0 | 0 | 0 | 215.3571 | 0.032738 | -2.1367 | [6 empty] | DEER:Indoor_Non-CFL_Ltg | Annual
SCE | SWLG011E | Nrs | Ex | IOU | cWtd | SWLG011-01 | ExAnte2020 | IOU workpaper | 2019-06-13 | Fixture | 1 |  | None | 0 | 0 | 0 | 140.8173 | 0.0288 | -1.0069 | [6 empty] | DEER:Indoor_Non-CFL_Ltg | Annual
SCE | SWLG011E | Htl | Ex | IOU | cWtd | SWLG011-01 | ExAnte2020 | IOU workpaper | 2019-06-13 | Fixture | 1 |  | None | 0 | 0 | 0 | 182.8524 | 0.027943 | -1.3666 | [6 empty] | DEER:Indoor_Non-CFL_Ltg | Annual
SCE | SWLG011E | Mtl | Ex | IOU | cWtd | SWLG011-01 | ExAnte2020 | IOU workpaper | 2019-06-13 | Fixture | 1 |  | None | 0 | 0 | 0 | 141.931 | 0.020599 | -0.63772 | [6 empty] | DEER:Indoor_Non-CFL_Ltg | Annual
SCE | SWLG011E | MBT | Ex | IOU | cWtd | SWLG011-01 | ExAnte2020 | IOU workpaper | 2019-06-13 | Fixture | 1 |  | None | 0 | 0 | 0 | 100.3893 | 0.012293 | -0.3535 | [6 empty] | DEER:Indoor_Non-CFL_Ltg | Annual
SCE | SWLG011E | MLI | Ex | IOU | cWtd | SWLG011-01 | ExAnte2020 | IOU workpaper | 2019-06-13 | Fixture | 1 |  | None | 0 | 0 | 0 | 96.5143 | 0.012542 | -0.64 | [6 empty] | DEER:Indoor_Non-CFL_Ltg | Annual
SCE | SWLG011E | OfL | Ex | IOU | cWtd | SWLG011-01 | ExAnte2020 | IOU workpaper | 2019-06-13 | Fixture | 1 |  | None | 0 | 0 | 0 | 97.9173 | 0.014349 | -0.16818 | [6 empty] | DEER:Indoor_Non-CFL_Ltg | Annual
SCE | SWLG011E | OfS | Ex | IOU | cWtd | SWLG011-01 | ExAnte2020 | IOU workpaper | 2019-06-13 | Fixture | 1 |  | None | 0 | 0 | 0 | 74.9571 | 0.012231 | -0.1944 | [6 empty] | DEER:Indoor_Non-CFL_Ltg | Annual
SCE | SWLG011E | RSD | Ex | IOU | cWtd | SWLG011-01 | ExAnte2020 | IOU workpaper | 2019-06-13 | Fixture | 1 |  | None | 0 | 0 | 0 | 137.9667 | 0.027142 | -0.73411 | [6 empty] | DEER:Indoor_Non-CFL_Ltg | Annual
SCE | SWLG011E | RFF | Ex | IOU | cWtd | SWLG011-01 | ExAnte2020 | IOU workpaper | 2019-06-13 | Fixture | 1 |  | None | 0 | 0 | 0 | 119.5262 | 0.019944 | -0.98997 | [6 empty] | DEER:Indoor_Non-CFL_Ltg | Annual
SCE | SWLG011E | Rt3 | Ex | IOU | cWtd | SWLG011-01 | ExAnte2020 | IOU workpaper | 2019-06-13 | Fixture | 1 |  | None | 0 | 0 | 0 | 198.1173 | 0.034808 | -0.51714 | [6 empty] | DEER:Indoor_Non-CFL_Ltg | Annual
SCE | SWLG011E | RtL | Ex | IOU | cWtd | SWLG011-01 | ExAnte2020 | IOU workpaper | 2019-06-13 | Fixture | 1 |  | None | 0 | 0 | 0 | 149.2226 | 0.022199 | -0.45268 | [6 empty] | DEER:Indoor_Non-CFL_Ltg | Annual
SCE | SWLG011E | RtS | Ex | IOU | cWtd | SWLG011-01 | ExAnte2020 | IOU workpaper | 2019-06-13 | Fixture | 1 |  | None | 0 | 0 | 0 | 89.272 | 0.015474 | -0.43685 | [6 empty] | DEER:Indoor_Non-CFL_Ltg | Annual
SCE | SWLG011E | SCn | Ex | IOU | cWtd | SWLG011-01 | ExAnte2020 | IOU workpaper | 2019-06-13 | Fixture | 1 |  | None | 0 | 0 | 0 | 75.3018 | 0.0092318 | -0.71379 | [6 empty] | DEER:Indoor_Non-CFL_Ltg | Annual
SCE | SWLG011E | SUn | Ex | IOU | cWtd | SWLG011-01 | ExAnte2020 | IOU workpaper | 2019-06-13 | Fixture | 1 |  | None | 0 | 0 | 0 | 71.5 | 0.010107 | 0 | [6 empty] | DEER:Indoor_Non-CFL_Ltg | Annual
SCE | SWLG011E | WRf | Ex | IOU | cWtd | SWLG011-01 | ExAnte2020 | IOU workpaper | 2019-06-13 | Fixture | 1 |  | None | 0 | 0 | 0 | 202.225 | 0.022606 | 0 | [6 empty] | DEER:Indoor_Non-CFL_Ltg | Annual
SCE | SWLG011F | Asm | Ex | IOU | cWtd | SWLG011-01 | ExAnte2020 | IOU workpaper | 2019-06-13 | Fixture | 1 |  | None | 0 | 0 | 0 | 59.5256 | 0.024498 | -0.46911 | [6 empty] | DEER:Indoor_Non-CFL_Ltg | Annual
SCE | SWLG011F | EPr | Ex | IOU | cWtd | SWLG011-01 | ExAnte2020 | IOU workpaper | 2019-06-13 | Fixture | 1 |  | None | 0 | 0 | 0 | 79.3363 | 0.019897 | -0.89291 | [6 empty] | DEER:Indoor_Non-CFL_Ltg | Annual
SCE | SWLG011F | ESe | Ex | IOU | cWtd | SWLG011-01 | ExAnte2020 | IOU workpaper | 2019-06-13 | Fixture | 1 |  | None | 0 | 0 | 0 | 79.5607 | 0.020875 | -0.86059 | [6 empty] | DEER:Indoor_Non-CFL_Ltg | Annual
SCE | SWLG011F | ECC | Ex | IOU | cWtd | SWLG011-01 | ExAnte2020 | IOU workpaper | 2019-06-13 | Fixture | 1 |  | None | 0 | 0 | 0 | 92.6435 | 0.016672 | -0.9626 | [6 empty] | DEER:Indoor_Non-CFL_Ltg | Annual
SCE | SWLG011F | EUn | Ex | IOU | cWtd | SWLG011-01 | ExAnte2020 | IOU workpaper | 2019-06-13 | Fixture | 1 |  | None | 0 | 0 | 0 | 88.1202 | 0.026332 | -1.1203 | [6 empty] | DEER:Indoor_Non-CFL_Ltg | Annual
SCE | SWLG011F | ERC | Ex | IOU | cWtd | SWLG011-01 | ExAnte2020 | IOU workpaper | 2019-06-13 | Fixture | 1 |  | None | 0 | 0 | 0 | 39.9846 | 0.008595 | -0.29605 | [6 empty] | DEER:Indoor_Non-CFL_Ltg | Annual
SCE | SWLG011F | Gro | Ex | IOU | cWtd | SWLG011-01 | ExAnte2020 | IOU workpaper | 2019-06-13 | Fixture | 1 |  | None | 0 | 0 | 0 | 185.5881 | 0.034347 | -2.205 | [6 empty] | DEER:Indoor_Non-CFL_Ltg | Annual
SCE | SWLG011F | Hsp | Ex | IOU | cWtd | SWLG011-01 | ExAnte2020 | IOU workpaper | 2019-06-13 | Fixture | 1 |  | None | 0 | 0 | 0 | 215.3571 | 0.032738 | -2.1367 | [6 empty] | DEER:Indoor_Non-CFL_Ltg | Annual
SCE | SWLG011F | Nrs | Ex | IOU | cWtd | SWLG011-01 | ExAnte2020 | IOU workpaper | 2019-06-13 | Fixture | 1 |  | None | 0 | 0 | 0 | 140.8173 | 0.0288 | -1.0069 | [6 empty] | DEER:Indoor_Non-CFL_Ltg | Annual
SCE | SWLG011F | Htl | Ex | IOU | cWtd | SWLG011-01 | ExAnte2020 | IOU workpaper | 2019-06-13 | Fixture | 1 |  | None | 0 | 0 | 0 | 182.8524 | 0.027943 | -1.3666 | [6 empty] | DEER:Indoor_Non-CFL_Ltg | Annual
SCE | SWLG011F | Mtl | Ex | IOU | cWtd | SWLG011-01 | ExAnte2020 | IOU workpaper | 2019-06-13 | Fixture | 1 |  | None | 0 | 0 | 0 | 141.931 | 0.020599 | -0.63772 | [6 empty] | DEER:Indoor_Non-CFL_Ltg | Annual
SCE | SWLG011F | MBT | Ex | IOU | cWtd | SWLG011-01 | ExAnte2020 | IOU workpaper | 2019-06-13 | Fixture | 1 |  | None | 0 | 0 | 0 | 100.3893 | 0.012293 | -0.3535 | [6 empty] | DEER:Indoor_Non-CFL_Ltg | Annual
SCE | SWLG011F | MLI | Ex | IOU | cWtd | SWLG011-01 | ExAnte2020 | IOU workpaper | 2019-06-13 | Fixture | 1 |  | None | 0 | 0 | 0 | 96.5143 | 0.012542 | -0.64 | [6 empty] | DEER:Indoor_Non-CFL_Ltg | Annual
SCE | SWLG011F | OfL | Ex | IOU | cWtd | SWLG011-01 | ExAnte2020 | IOU workpaper | 2019-06-13 | Fixture | 1 |  | None | 0 | 0 | 0 | 97.9173 | 0.014349 | -0.16818 | [6 empty] | DEER:Indoor_Non-CFL_Ltg | Annual
SCE | SWLG011F | OfS | Ex | IOU | cWtd | SWLG011-01 | ExAnte2020 | IOU workpaper | 2019-06-13 | Fixture | 1 |  | None | 0 | 0 | 0 | 74.9571 | 0.012231 | -0.1944 | [6 empty] | DEER:Indoor_Non-CFL_Ltg | Annual
SCE | SWLG011F | RSD | Ex | IOU | cWtd | SWLG011-01 | ExAnte2020 | IOU workpaper | 2019-06-13 | Fixture | 1 |  | None | 0 | 0 | 0 | 137.9667 | 0.027142 | -0.73411 | [6 empty] | DEER:Indoor_Non-CFL_Ltg | Annual
SCE | SWLG011F | RFF | Ex | IOU | cWtd | SWLG011-01 | ExAnte2020 | IOU workpaper | 2019-06-13 | Fixture | 1 |  | None | 0 | 0 | 0 | 119.5262 | 0.019944 | -0.98997 | [6 empty] | DEER:Indoor_Non-CFL_Ltg | Annual
SCE | SWLG011F | Rt3 | Ex | IOU | cWtd | SWLG011-01 | ExAnte2020 | IOU workpaper | 2019-06-13 | Fixture | 1 |  | None | 0 | 0 | 0 | 198.1173 | 0.034808 | -0.51714 | [6 empty] | DEER:Indoor_Non-CFL_Ltg | Annual
SCE | SWLG011F | RtL | Ex | IOU | cWtd | SWLG011-01 | ExAnte2020 | IOU workpaper | 2019-06-13 | Fixture | 1 |  | None | 0 | 0 | 0 | 149.2226 | 0.022199 | -0.45268 | [6 empty] | DEER:Indoor_Non-CFL_Ltg | Annual
SCE | SWLG011F | RtS | Ex | IOU | cWtd | SWLG011-01 | ExAnte2020 | IOU workpaper | 2019-06-13 | Fixture | 1 |  | None | 0 | 0 | 0 | 89.272 | 0.015474 | -0.43685 | [6 empty] | DEER:Indoor_Non-CFL_Ltg | Annual
SCE | SWLG011F | SCn | Ex | IOU | cWtd | SWLG011-01 | ExAnte2020 | IOU workpaper | 2019-06-13 | Fixture | 1 |  | None | 0 | 0 | 0 | 75.3018 | 0.0092318 | -0.71379 | [6 empty] | DEER:Indoor_Non-CFL_Ltg | Annual
SCE | SWLG011F | SUn | Ex | IOU | cWtd | SWLG011-01 | ExAnte2020 | IOU workpaper | 2019-06-13 | Fixture | 1 |  | None | 0 | 0 | 0 | 71.5 | 0.010107 | 0 | [6 empty] | DEER:Indoor_Non-CFL_Ltg | Annual
SCE | SWLG011F | WRf | Ex | IOU | cWtd | SWLG011-01 | ExAnte2020 | IOU workpaper | 2019-06-13 | Fixture | 1 |  | None | 0 | 0 | 0 | 202.225 | 0.022606 | 0 | [6 empty] | DEER:Indoor_Non-CFL_Ltg | Annual
SCE | SWLG011G | Asm | Ex | IOU | cWtd | SWLG011-01 | ExAnte2020 | IOU workpaper | 2019-06-13 | Fixture | 1 |  | None | 0 | 0 | 0 | 59.5256 | 0.024498 | -0.46911 | [6 empty] | DEER:Indoor_Non-CFL_Ltg | Annual
SCE | SWLG011G | EPr | Ex | IOU | cWtd | SWLG011-01 | ExAnte2020 | IOU workpaper | 2019-06-13 | Fixture | 1 |  | None | 0 | 0 | 0 | 79.3363 | 0.019897 | -0.89291 | [6 empty] | DEER:Indoor_Non-CFL_Ltg | Annual
SCE | SWLG011G | ESe | Ex | IOU | cWtd | SWLG011-01 | ExAnte2020 | IOU workpaper | 2019-06-13 | Fixture | 1 |  | None | 0 | 0 | 0 | 79.5607 | 0.020875 | -0.86059 | [6 empty] | DEER:Indoor_Non-CFL_Ltg | Annual
SCE | SWLG011G | ECC | Ex | IOU | cWtd | SWLG011-01 | ExAnte2020 | IOU workpaper | 2019-06-13 | Fixture | 1 |  | None | 0 | 0 | 0 | 92.6435 | 0.016672 | -0.9626 | [6 empty] | DEER:Indoor_Non-CFL_Ltg | Annual
SCE | SWLG011G | EUn | Ex | IOU | cWtd | SWLG011-01 | ExAnte2020 | IOU workpaper | 2019-06-13 | Fixture | 1 |  | None | 0 | 0 | 0 | 88.1202 | 0.026332 | -1.1203 | [6 empty] | DEER:Indoor_Non-CFL_Ltg | Annual
SCE | SWLG011G | ERC | Ex | IOU | cWtd | SWLG011-01 | ExAnte2020 | IOU workpaper | 2019-06-13 | Fixture | 1 |  | None | 0 | 0 | 0 | 39.9846 | 0.008595 | -0.29605 | [6 empty] | DEER:Indoor_Non-CFL_Ltg | Annual
SCE | SWLG011G | Gro | Ex | IOU | cWtd | SWLG011-01 | ExAnte2020 | IOU workpaper | 2019-06-13 | Fixture | 1 |  | None | 0 | 0 | 0 | 185.5881 | 0.034347 | -2.205 | [6 empty] | DEER:Indoor_Non-CFL_Ltg | Annual
SCE | SWLG011G | Hsp | Ex | IOU | cWtd | SWLG011-01 | ExAnte2020 | IOU workpaper | 2019-06-13 | Fixture | 1 |  | None | 0 | 0 | 0 | 215.3571 | 0.032738 | -2.1367 | [6 empty] | DEER:Indoor_Non-CFL_Ltg | Annual
SCE | SWLG011G | Nrs | Ex | IOU | cWtd | SWLG011-01 | ExAnte2020 | IOU workpaper | 2019-06-13 | Fixture | 1 |  | None | 0 | 0 | 0 | 140.8173 | 0.0288 | -1.0069 | [6 empty] | DEER:Indoor_Non-CFL_Ltg | Annual
SCE | SWLG011G | Htl | Ex | IOU | cWtd | SWLG011-01 | ExAnte2020 | IOU workpaper | 2019-06-13 | Fixture | 1 |  | None | 0 | 0 | 0 | 182.8524 | 0.027943 | -1.3666 | [6 empty] | DEER:Indoor_Non-CFL_Ltg | Annual
SCE | SWLG011G | Mtl | Ex | IOU | cWtd | SWLG011-01 | ExAnte2020 | IOU workpaper | 2019-06-13 | Fixture | 1 |  | None | 0 | 0 | 0 | 141.931 | 0.020599 | -0.63772 | [6 empty] | DEER:Indoor_Non-CFL_Ltg | Annual
SCE | SWLG011G | MBT | Ex | IOU | cWtd | SWLG011-01 | ExAnte2020 | IOU workpaper | 2019-06-13 | Fixture | 1 |  | None | 0 | 0 | 0 | 100.3893 | 0.012293 | -0.3535 | [6 empty] | DEER:Indoor_Non-CFL_Ltg | Annual
SCE | SWLG011G | MLI | Ex | IOU | cWtd | SWLG011-01 | ExAnte2020 | IOU workpaper | 2019-06-13 | Fixture | 1 |  | None | 0 | 0 | 0 | 96.5143 | 0.012542 | -0.64 | [6 empty] | DEER:Indoor_Non-CFL_Ltg | Annual
SCE | SWLG011G | OfL | Ex | IOU | cWtd | SWLG011-01 | ExAnte2020 | IOU workpaper | 2019-06-13 | Fixture | 1 |  | None | 0 | 0 | 0 | 97.9173 | 0.014349 | -0.16818 | [6 empty] | DEER:Indoor_Non-CFL_Ltg | Annual
SCE | SWLG011G | OfS | Ex | IOU | cWtd | SWLG011-01 | ExAnte2020 | IOU workpaper | 2019-06-13 | Fixture | 1 |  | None | 0 | 0 | 0 | 74.9571 | 0.012231 | -0.1944 | [6 empty] | DEER:Indoor_Non-CFL_Ltg | Annual
SCE | SWLG011G | RSD | Ex | IOU | cWtd | SWLG011-01 | ExAnte2020 | IOU workpaper | 2019-06-13 | Fixture | 1 |  | None | 0 | 0 | 0 | 137.9667 | 0.027142 | -0.73411 | [6 empty] | DEER:Indoor_Non-CFL_Ltg | Annual
SCE | SWLG011G | RFF | Ex | IOU | cWtd | SWLG011-01 | ExAnte2020 | IOU workpaper | 2019-06-13 | Fixture | 1 |  | None | 0 | 0 | 0 | 119.5262 | 0.019944 | -0.98997 | [6 empty] | DEER:Indoor_Non-CFL_Ltg | Annual
SCE | SWLG011G | Rt3 | Ex | IOU | cWtd | SWLG011-01 | ExAnte2020 | IOU workpaper | 2019-06-13 | Fixture | 1 |  | None | 0 | 0 | 0 | 198.1173 | 0.034808 | -0.51714 | [6 empty] | DEER:Indoor_Non-CFL_Ltg | Annual
SCE | SWLG011G | RtL | Ex | IOU | cWtd | SWLG011-01 | ExAnte2020 | IOU workpaper | 2019-06-13 | Fixture | 1 |  | None | 0 | 0 | 0 | 149.2226 | 0.022199 | -0.45268 | [6 empty] | DEER:Indoor_Non-CFL_Ltg | Annual
SCE | SWLG011G | RtS | Ex | IOU | cWtd | SWLG011-01 | ExAnte2020 | IOU workpaper | 2019-06-13 | Fixture | 1 |  | None | 0 | 0 | 0 | 89.272 | 0.015474 | -0.43685 | [6 empty] | DEER:Indoor_Non-CFL_Ltg | Annual
SCE | SWLG011G | SCn | Ex | IOU | cWtd | SWLG011-01 | ExAnte2020 | IOU workpaper | 2019-06-13 | Fixture | 1 |  | None | 0 | 0 | 0 | 75.3018 | 0.0092318 | -0.71379 | [6 empty] | DEER:Indoor_Non-CFL_Ltg | Annual
SCE | SWLG011G | SUn | Ex | IOU | cWtd | SWLG011-01 | ExAnte2020 | IOU workpaper | 2019-06-13 | Fixture | 1 |  | None | 0 | 0 | 0 | 71.5 | 0.010107 | 0 | [6 empty] | DEER:Indoor_Non-CFL_Ltg | Annual
SCE | SWLG011G | WRf | Ex | IOU | cWtd | SWLG011-01 | ExAnte2020 | IOU workpaper | 2019-06-13 | Fixture | 1 |  | None | 0 | 0 | 0 | 202.225 | 0.022606 | 0 | [6 empty] | DEER:Indoor_Non-CFL_Ltg | Annual
SCE | SWLG011H | Asm | Ex | IOU | cWtd | SWLG011-01 | ExAnte2020 | IOU workpaper | 2019-06-13 | Fixture | 1 |  | None | 0 | 0 | 0 | 59.5256 | 0.024498 | -0.46911 | [6 empty] | DEER:Indoor_Non-CFL_Ltg | Annual
SCE | SWLG011H | EPr | Ex | IOU | cWtd | SWLG011-01 | ExAnte2020 | IOU workpaper | 2019-06-13 | Fixture | 1 |  | None | 0 | 0 | 0 | 79.3363 | 0.019897 | -0.89291 | [6 empty] | DEER:Indoor_Non-CFL_Ltg | Annual
SCE | SWLG011H | ESe | Ex | IOU | cWtd | SWLG011-01 | ExAnte2020 | IOU workpaper | 2019-06-13 | Fixture | 1 |  | None | 0 | 0 | 0 | 79.5607 | 0.020875 | -0.86059 | [6 empty] | DEER:Indoor_Non-CFL_Ltg | Annual
SCE | SWLG011H | ECC | Ex | IOU | cWtd | SWLG011-01 | ExAnte2020 | IOU workpaper | 2019-06-13 | Fixture | 1 |  | None | 0 | 0 | 0 | 92.6435 | 0.016672 | -0.9626 | [6 empty] | DEER:Indoor_Non-CFL_Ltg | Annual
SCE | SWLG011H | EUn | Ex | IOU | cWtd | SWLG011-01 | ExAnte2020 | IOU workpaper | 2019-06-13 | Fixture | 1 |  | None | 0 | 0 | 0 | 88.1202 | 0.026332 | -1.1203 | [6 empty] | DEER:Indoor_Non-CFL_Ltg | Annual
SCE | SWLG011H | ERC | Ex | IOU | cWtd | SWLG011-01 | ExAnte2020 | IOU workpaper | 2019-06-13 | Fixture | 1 |  | None | 0 | 0 | 0 | 39.9846 | 0.008595 | -0.29605 | [6 empty] | DEER:Indoor_Non-CFL_Ltg | Annual
SCE | SWLG011H | Gro | Ex | IOU | cWtd | SWLG011-01 | ExAnte2020 | IOU workpaper | 2019-06-13 | Fixture | 1 |  | None | 0 | 0 | 0 | 185.5881 | 0.034347 | -2.205 | [6 empty] | DEER:Indoor_Non-CFL_Ltg | Annual
SCE | SWLG011H | Hsp | Ex | IOU | cWtd | SWLG011-01 | ExAnte2020 | IOU workpaper | 2019-06-13 | Fixture | 1 |  | None | 0 | 0 | 0 | 215.3571 | 0.032738 | -2.1367 | [6 empty] | DEER:Indoor_Non-CFL_Ltg | Annual
SCE | SWLG011H | Nrs | Ex | IOU | cWtd | SWLG011-01 | ExAnte2020 | IOU workpaper | 2019-06-13 | Fixture | 1 |  | None | 0 | 0 | 0 | 140.8173 | 0.0288 | -1.0069 | [6 empty] | DEER:Indoor_Non-CFL_Ltg | Annual
SCE | SWLG011H | Htl | Ex | IOU | cWtd | SWLG011-01 | ExAnte2020 | IOU workpaper | 2019-06-13 | Fixture | 1 |  | None | 0 | 0 | 0 | 182.8524 | 0.027943 | -1.3666 | [6 empty] | DEER:Indoor_Non-CFL_Ltg | Annual
SCE | SWLG011H | Mtl | Ex | IOU | cWtd | SWLG011-01 | ExAnte2020 | IOU workpaper | 2019-06-13 | Fixture | 1 |  | None | 0 | 0 | 0 | 141.931 | 0.020599 | -0.63772 | [6 empty] | DEER:Indoor_Non-CFL_Ltg | Annual
SCE | SWLG011H | MBT | Ex | IOU | cWtd | SWLG011-01 | ExAnte2020 | IOU workpaper | 2019-06-13 | Fixture | 1 |  | None | 0 | 0 | 0 | 100.3893 | 0.012293 | -0.3535 | [6 empty] | DEER:Indoor_Non-CFL_Ltg | Annual
SCE | SWLG011H | MLI | Ex | IOU | cWtd | SWLG011-01 | ExAnte2020 | IOU workpaper | 2019-06-13 | Fixture | 1 |  | None | 0 | 0 | 0 | 96.5143 | 0.012542 | -0.64 | [6 empty] | DEER:Indoor_Non-CFL_Ltg | Annual
SCE | SWLG011H | OfL | Ex | IOU | cWtd | SWLG011-01 | ExAnte2020 | IOU workpaper | 2019-06-13 | Fixture | 1 |  | None | 0 | 0 | 0 | 97.9173 | 0.014349 | -0.16818 | [6 empty] | DEER:Indoor_Non-CFL_Ltg | Annual
SCE | SWLG011H | OfS | Ex | IOU | cWtd | SWLG011-01 | ExAnte2020 | IOU workpaper | 2019-06-13 | Fixture | 1 |  | None | 0 | 0 | 0 | 74.9571 | 0.012231 | -0.1944 | [6 empty] | DEER:Indoor_Non-CFL_Ltg | Annual
SCE | SWLG011H | RSD | Ex | IOU | cWtd | SWLG011-01 | ExAnte2020 | IOU workpaper | 2019-06-13 | Fixture | 1 |  | None | 0 | 0 | 0 | 137.9667 | 0.027142 | -0.73411 | [6 empty] | DEER:Indoor_Non-CFL_Ltg | Annual
SCE | SWLG011H | RFF | Ex | IOU | cWtd | SWLG011-01 | ExAnte2020 | IOU workpaper | 2019-06-13 | Fixture | 1 |  | None | 0 | 0 | 0 | 119.5262 | 0.019944 | -0.98997 | [6 empty] | DEER:Indoor_Non-CFL_Ltg | Annual
SCE | SWLG011H | Rt3 | Ex | IOU | cWtd | SWLG011-01 | ExAnte2020 | IOU workpaper | 2019-06-13 | Fixture | 1 |  | None | 0 | 0 | 0 | 198.1173 | 0.034808 | -0.51714 | [6 empty] | DEER:Indoor_Non-CFL_Ltg | Annual
SCE | SWLG011H | RtL | Ex | IOU | cWtd | SWLG011-01 | ExAnte2020 | IOU workpaper | 2019-06-13 | Fixture | 1 |  | None | 0 | 0 | 0 | 149.2226 | 0.022199 | -0.45268 | [6 empty] | DEER:Indoor_Non-CFL_Ltg | Annual
SCE | SWLG011H | RtS | Ex | IOU | cWtd | SWLG011-01 | ExAnte2020 | IOU workpaper | 2019-06-13 | Fixture | 1 |  | None | 0 | 0 | 0 | 89.272 | 0.015474 | -0.43685 | [6 empty] | DEER:Indoor_Non-CFL_Ltg | Annual
SCE | SWLG011H | SCn | Ex | IOU | cWtd | SWLG011-01 | ExAnte2020 | IOU workpaper | 2019-06-13 | Fixture | 1 |  | None | 0 | 0 | 0 | 75.3018 | 0.0092318 | -0.71379 | [6 empty] | DEER:Indoor_Non-CFL_Ltg | Annual
SCE | SWLG011H | SUn | Ex | IOU | cWtd | SWLG011-01 | ExAnte2020 | IOU workpaper | 2019-06-13 | Fixture | 1 |  | None | 0 | 0 | 0 | 71.5 | 0.010107 | 0 | [6 empty] | DEER:Indoor_Non-CFL_Ltg | Annual
SCE | SWLG011H | WRf | Ex | IOU | cWtd | SWLG011-01 | ExAnte2020 | IOU workpaper | 2019-06-13 | Fixture | 1 |  | None | 0 | 0 | 0 | 202.225 | 0.022606 | 0 | [6 empty] | DEER:Indoor_Non-CFL_Ltg | Annual
SCE | SWLG011I | Asm | Ex | IOU | cWtd | SWLG011-01 | ExAnte2020 | IOU workpaper | 2019-06-13 | Fixture | 1 |  | None | 0 | 0 | 0 | 59.5256 | 0.024498 | -0.46911 | [6 empty] | DEER:Indoor_Non-CFL_Ltg | Annual
SCE | SWLG011I | EPr | Ex | IOU | cWtd | SWLG011-01 | ExAnte2020 | IOU workpaper | 2019-06-13 | Fixture | 1 |  | None | 0 | 0 | 0 | 79.3363 | 0.019897 | -0.89291 | [6 empty] | DEER:Indoor_Non-CFL_Ltg | Annual
SCE | SWLG011I | ESe | Ex | IOU | cWtd | SWLG011-01 | ExAnte2020 | IOU workpaper | 2019-06-13 | Fixture | 1 |  | None | 0 | 0 | 0 | 79.5607 | 0.020875 | -0.86059 | [6 empty] | DEER:Indoor_Non-CFL_Ltg | Annual
SCE | SWLG011I | ECC | Ex | IOU | cWtd | SWLG011-01 | ExAnte2020 | IOU workpaper | 2019-06-13 | Fixture | 1 |  | None | 0 | 0 | 0 | 92.6435 | 0.016672 | -0.9626 | [6 empty] | DEER:Indoor_Non-CFL_Ltg | Annual
SCE | SWLG011I | EUn | Ex | IOU | cWtd | SWLG011-01 | ExAnte2020 | IOU workpaper | 2019-06-13 | Fixture | 1 |  | None | 0 | 0 | 0 | 88.1202 | 0.026332 | -1.1203 | [6 empty] | DEER:Indoor_Non-CFL_Ltg | Annual
SCE | SWLG011I | ERC | Ex | IOU | cWtd | SWLG011-01 | ExAnte2020 | IOU workpaper | 2019-06-13 | Fixture | 1 |  | None | 0 | 0 | 0 | 39.9846 | 0.008595 | -0.29605 | [6 empty] | DEER:Indoor_Non-CFL_Ltg | Annual
SCE | SWLG011I | Gro | Ex | IOU | cWtd | SWLG011-01 | ExAnte2020 | IOU workpaper | 2019-06-13 | Fixture | 1 |  | None | 0 | 0 | 0 | 185.5881 | 0.034347 | -2.205 | [6 empty] | DEER:Indoor_Non-CFL_Ltg | Annual
SCE | SWLG011I | Hsp | Ex | IOU | cWtd | SWLG011-01 | ExAnte2020 | IOU workpaper | 2019-06-13 | Fixture | 1 |  | None | 0 | 0 | 0 | 215.3571 | 0.032738 | -2.1367 | [6 empty] | DEER:Indoor_Non-CFL_Ltg | Annual
SCE | SWLG011I | Nrs | Ex | IOU | cWtd | SWLG011-01 | ExAnte2020 | IOU workpaper | 2019-06-13 | Fixture | 1 |  | None | 0 | 0 | 0 | 140.8173 | 0.0288 | -1.0069 | [6 empty] | DEER:Indoor_Non-CFL_Ltg | Annual
SCE | SWLG011I | Htl | Ex | IOU | cWtd | SWLG011-01 | ExAnte2020 | IOU workpaper | 2019-06-13 | Fixture | 1 |  | None | 0 | 0 | 0 | 182.8524 | 0.027943 | -1.3666 | [6 empty] | DEER:Indoor_Non-CFL_Ltg | Annual
SCE | SWLG011I | Mtl | Ex | IOU | cWtd | SWLG011-01 | ExAnte2020 | IOU workpaper | 2019-06-13 | Fixture | 1 |  | None | 0 | 0 | 0 | 141.931 | 0.020599 | -0.63772 | [6 empty] | DEER:Indoor_Non-CFL_Ltg | Annual
SCE | SWLG011I | MBT | Ex | IOU | cWtd | SWLG011-01 | ExAnte2020 | IOU workpaper | 2019-06-13 | Fixture | 1 |  | None | 0 | 0 | 0 | 100.3893 | 0.012293 | -0.3535 | [6 empty] | DEER:Indoor_Non-CFL_Ltg | Annual
SCE | SWLG011I | MLI | Ex | IOU | cWtd | SWLG011-01 | ExAnte2020 | IOU workpaper | 2019-06-13 | Fixture | 1 |  | None | 0 | 0 | 0 | 96.5143 | 0.012542 | -0.64 | [6 empty] | DEER:Indoor_Non-CFL_Ltg | Annual
SCE | SWLG011I | OfL | Ex | IOU | cWtd | SWLG011-01 | ExAnte2020 | IOU workpaper | 2019-06-13 | Fixture | 1 |  | None | 0 | 0 | 0 | 97.9173 | 0.014349 | -0.16818 | [6 empty] | DEER:Indoor_Non-CFL_Ltg | Annual
SCE | SWLG011I | OfS | Ex | IOU | cWtd | SWLG011-01 | ExAnte2020 | IOU workpaper | 2019-06-13 | Fixture | 1 |  | None | 0 | 0 | 0 | 74.9571 | 0.012231 | -0.1944 | [6 empty] | DEER:Indoor_Non-CFL_Ltg | Annual
SCE | SWLG011I | RSD | Ex | IOU | cWtd | SWLG011-01 | ExAnte2020 | IOU workpaper | 2019-06-13 | Fixture | 1 |  | None | 0 | 0 | 0 | 137.9667 | 0.027142 | -0.73411 | [6 empty] | DEER:Indoor_Non-CFL_Ltg | Annual
SCE | SWLG011I | RFF | Ex | IOU | cWtd | SWLG011-01 | ExAnte2020 | IOU workpaper | 2019-06-13 | Fixture | 1 |  | None | 0 | 0 | 0 | 119.5262 | 0.019944 | -0.98997 | [6 empty] | DEER:Indoor_Non-CFL_Ltg | Annual
SCE | SWLG011I | Rt3 | Ex | IOU | cWtd | SWLG011-01 | ExAnte2020 | IOU workpaper | 2019-06-13 | Fixture | 1 |  | None | 0 | 0 | 0 | 198.1173 | 0.034808 | -0.51714 | [6 empty] | DEER:Indoor_Non-CFL_Ltg | Annual
SCE | SWLG011I | RtL | Ex | IOU | cWtd | SWLG011-01 | ExAnte2020 | IOU workpaper | 2019-06-13 | Fixture | 1 |  | None | 0 | 0 | 0 | 149.2226 | 0.022199 | -0.45268 | [6 empty] | DEER:Indoor_Non-CFL_Ltg | Annual
SCE | SWLG011I | RtS | Ex | IOU | cWtd | SWLG011-01 | ExAnte2020 | IOU workpaper | 2019-06-13 | Fixture | 1 |  | None | 0 | 0 | 0 | 89.272 | 0.015474 | -0.43685 | [6 empty] | DEER:Indoor_Non-CFL_Ltg | Annual
SCE | SWLG011I | SCn | Ex | IOU | cWtd | SWLG011-01 | ExAnte2020 | IOU workpaper | 2019-06-13 | Fixture | 1 |  | None | 0 | 0 | 0 | 75.3018 | 0.0092318 | -0.71379 | [6 empty] | DEER:Indoor_Non-CFL_Ltg | Annual
SCE | SWLG011I | SUn | Ex | IOU | cWtd | SWLG011-01 | ExAnte2020 | IOU workpaper | 2019-06-13 | Fixture | 1 |  | None | 0 | 0 | 0 | 71.5 | 0.010107 | 0 | [6 empty] | DEER:Indoor_Non-CFL_Ltg | Annual
SCE | SWLG011I | WRf | Ex | IOU | cWtd | SWLG011-01 | ExAnte2020 | IOU workpaper | 2019-06-13 | Fixture | 1 |  | None | 0 | 0 | 0 | 202.225 | 0.022606 | 0 | [6 empty] | DEER:Indoor_Non-CFL_Ltg | Annual
SCE | SWLG011J | Asm | Ex | IOU | cWtd | SWLG011-01 | ExAnte2020 | IOU workpaper | 2019-06-13 | Fixture | 1 |  | None | 0 | 0 | 0 | 59.5256 | 0.024498 | -0.46911 | [6 empty] | DEER:Indoor_Non-CFL_Ltg | Annual
SCE | SWLG011J | EPr | Ex | IOU | cWtd | SWLG011-01 | ExAnte2020 | IOU workpaper | 2019-06-13 | Fixture | 1 |  | None | 0 | 0 | 0 | 79.3363 | 0.019897 | -0.89291 | [6 empty] | DEER:Indoor_Non-CFL_Ltg | Annual
SCE | SWLG011J | ESe | Ex | IOU | cWtd | SWLG011-01 | ExAnte2020 | IOU workpaper | 2019-06-13 | Fixture | 1 |  | None | 0 | 0 | 0 | 79.5607 | 0.020875 | -0.86059 | [6 empty] | DEER:Indoor_Non-CFL_Ltg | Annual
SCE | SWLG011J | ECC | Ex | IOU | cWtd | SWLG011-01 | ExAnte2020 | IOU workpaper | 2019-06-13 | Fixture | 1 |  | None | 0 | 0 | 0 | 92.6435 | 0.016672 | -0.9626 | [6 empty] | DEER:Indoor_Non-CFL_Ltg | Annual
SCE | SWLG011J | EUn | Ex | IOU | cWtd | SWLG011-01 | ExAnte2020 | IOU workpaper | 2019-06-13 | Fixture | 1 |  | None | 0 | 0 | 0 | 88.1202 | 0.026332 | -1.1203 | [6 empty] | DEER:Indoor_Non-CFL_Ltg | Annual
SCE | SWLG011J | ERC | Ex | IOU | cWtd | SWLG011-01 | ExAnte2020 | IOU workpaper | 2019-06-13 | Fixture | 1 |  | None | 0 | 0 | 0 | 39.9846 | 0.008595 | -0.29605 | [6 empty] | DEER:Indoor_Non-CFL_Ltg | Annual
SCE | SWLG011J | Gro | Ex | IOU | cWtd | SWLG011-01 | ExAnte2020 | IOU workpaper | 2019-06-13 | Fixture | 1 |  | None | 0 | 0 | 0 | 185.5881 | 0.034347 | -2.205 | [6 empty] | DEER:Indoor_Non-CFL_Ltg | Annual
SCE | SWLG011J | Hsp | Ex | IOU | cWtd | SWLG011-01 | ExAnte2020 | IOU workpaper | 2019-06-13 | Fixture | 1 |  | None | 0 | 0 | 0 | 215.3571 | 0.032738 | -2.1367 | [6 empty] | DEER:Indoor_Non-CFL_Ltg | Annual
SCE | SWLG011J | Nrs | Ex | IOU | cWtd | SWLG011-01 | ExAnte2020 | IOU workpaper | 2019-06-13 | Fixture | 1 |  | None | 0 | 0 | 0 | 140.8173 | 0.0288 | -1.0069 | [6 empty] | DEER:Indoor_Non-CFL_Ltg | Annual
SCE | SWLG011J | Htl | Ex | IOU | cWtd | SWLG011-01 | ExAnte2020 | IOU workpaper | 2019-06-13 | Fixture | 1 |  | None | 0 | 0 | 0 | 182.8524 | 0.027943 | -1.3666 | [6 empty] | DEER:Indoor_Non-CFL_Ltg | Annual
SCE | SWLG011J | Mtl | Ex | IOU | cWtd | SWLG011-01 | ExAnte2020 | IOU workpaper | 2019-06-13 | Fixture | 1 |  | None | 0 | 0 | 0 | 141.931 | 0.020599 | -0.63772 | [6 empty] | DEER:Indoor_Non-CFL_Ltg | Annual
SCE | SWLG011J | MBT | Ex | IOU | cWtd | SWLG011-01 | ExAnte2020 | IOU workpaper | 2019-06-13 | Fixture | 1 |  | None | 0 | 0 | 0 | 100.3893 | 0.012293 | -0.3535 | [6 empty] | DEER:Indoor_Non-CFL_Ltg | Annual
SCE | SWLG011J | MLI | Ex | IOU | cWtd | SWLG011-01 | ExAnte2020 | IOU workpaper | 2019-06-13 | Fixture | 1 |  | None | 0 | 0 | 0 | 96.5143 | 0.012542 | -0.64 | [6 empty] | DEER:Indoor_Non-CFL_Ltg | Annual
SCE | SWLG011J | OfL | Ex | IOU | cWtd | SWLG011-01 | ExAnte2020 | IOU workpaper | 2019-06-13 | Fixture | 1 |  | None | 0 | 0 | 0 | 97.9173 | 0.014349 | -0.16818 | [6 empty] | DEER:Indoor_Non-CFL_Ltg | Annual
SCE | SWLG011J | OfS | Ex | IOU | cWtd | SWLG011-01 | ExAnte2020 | IOU workpaper | 2019-06-13 | Fixture | 1 |  | None | 0 | 0 | 0 | 74.9571 | 0.012231 | -0.1944 | [6 empty] | DEER:Indoor_Non-CFL_Ltg | Annual
SCE | SWLG011J | RSD | Ex | IOU | cWtd | SWLG011-01 | ExAnte2020 | IOU workpaper | 2019-06-13 | Fixture | 1 |  | None | 0 | 0 | 0 | 137.9667 | 0.027142 | -0.73411 | [6 empty] | DEER:Indoor_Non-CFL_Ltg | Annual
SCE | SWLG011J | RFF | Ex | IOU | cWtd | SWLG011-01 | ExAnte2020 | IOU workpaper | 2019-06-13 | Fixture | 1 |  | None | 0 | 0 | 0 | 119.5262 | 0.019944 | -0.98997 | [6 empty] | DEER:Indoor_Non-CFL_Ltg | Annual
SCE | SWLG011J | Rt3 | Ex | IOU | cWtd | SWLG011-01 | ExAnte2020 | IOU workpaper | 2019-06-13 | Fixture | 1 |  | None | 0 | 0 | 0 | 198.1173 | 0.034808 | -0.51714 | [6 empty] | DEER:Indoor_Non-CFL_Ltg | Annual
SCE | SWLG011J | RtL | Ex | IOU | cWtd | SWLG011-01 | ExAnte2020 | IOU workpaper | 2019-06-13 | Fixture | 1 |  | None | 0 | 0 | 0 | 149.2226 | 0.022199 | -0.45268 | [6 empty] | DEER:Indoor_Non-CFL_Ltg | Annual
SCE | SWLG011J | RtS | Ex | IOU | cWtd | SWLG011-01 | ExAnte2020 | IOU workpaper | 2019-06-13 | Fixture | 1 |  | None | 0 | 0 | 0 | 89.272 | 0.015474 | -0.43685 | [6 empty] | DEER:Indoor_Non-CFL_Ltg | Annual
SCE | SWLG011J | SCn | Ex | IOU | cWtd | SWLG011-01 | ExAnte2020 | IOU workpaper | 2019-06-13 | Fixture | 1 |  | None | 0 | 0 | 0 | 75.3018 | 0.0092318 | -0.71379 | [6 empty] | DEER:Indoor_Non-CFL_Ltg | Annual
SCE | SWLG011J | SUn | Ex | IOU | cWtd | SWLG011-01 | ExAnte2020 | IOU workpaper | 2019-06-13 | Fixture | 1 |  | None | 0 | 0 | 0 | 71.5 | 0.010107 | 0 | [6 empty] | DEER:Indoor_Non-CFL_Ltg | Annual
SCE | SWLG011J | WRf | Ex | IOU | cWtd | SWLG011-01 | ExAnte2020 | IOU workpaper | 2019-06-13 | Fixture | 1 |  | None | 0 | 0 | 0 | 202.225 | 0.022606 | 0 | [6 empty] | DEER:Indoor_Non-CFL_Ltg | Annual
SCE | SWLG011K | Asm | Ex | IOU | cWtd | SWLG011-01 | ExAnte2020 | IOU workpaper | 2019-06-13 | Fixture | 1 |  | None | 0 | 0 | 0 | 59.5256 | 0.024498 | -0.46911 | [6 empty] | DEER:Indoor_Non-CFL_Ltg | Annual
SCE | SWLG011K | EPr | Ex | IOU | cWtd | SWLG011-01 | ExAnte2020 | IOU workpaper | 2019-06-13 | Fixture | 1 |  | None | 0 | 0 | 0 | 79.3363 | 0.019897 | -0.89291 | [6 empty] | DEER:Indoor_Non-CFL_Ltg | Annual
SCE | SWLG011K | ESe | Ex | IOU | cWtd | SWLG011-01 | ExAnte2020 | IOU workpaper | 2019-06-13 | Fixture | 1 |  | None | 0 | 0 | 0 | 79.5607 | 0.020875 | -0.86059 | [6 empty] | DEER:Indoor_Non-CFL_Ltg | Annual
SCE | SWLG011K | ECC | Ex | IOU | cWtd | SWLG011-01 | ExAnte2020 | IOU workpaper | 2019-06-13 | Fixture | 1 |  | None | 0 | 0 | 0 | 92.6435 | 0.016672 | -0.9626 | [6 empty] | DEER:Indoor_Non-CFL_Ltg | Annual
SCE | SWLG011K | EUn | Ex | IOU | cWtd | SWLG011-01 | ExAnte2020 | IOU workpaper | 2019-06-13 | Fixture | 1 |  | None | 0 | 0 | 0 | 88.1202 | 0.026332 | -1.1203 | [6 empty] | DEER:Indoor_Non-CFL_Ltg | Annual
SCE | SWLG011K | ERC | Ex | IOU | cWtd | SWLG011-01 | ExAnte2020 | IOU workpaper | 2019-06-13 | Fixture | 1 |  | None | 0 | 0 | 0 | 39.9846 | 0.008595 | -0.29605 | [6 empty] | DEER:Indoor_Non-CFL_Ltg | Annual
SCE | SWLG011K | Gro | Ex | IOU | cWtd | SWLG011-01 | ExAnte2020 | IOU workpaper | 2019-06-13 | Fixture | 1 |  | None | 0 | 0 | 0 | 185.5881 | 0.034347 | -2.205 | [6 empty] | DEER:Indoor_Non-CFL_Ltg | Annual
SCE | SWLG011K | Hsp | Ex | IOU | cWtd | SWLG011-01 | ExAnte2020 | IOU workpaper | 2019-06-13 | Fixture | 1 |  | None | 0 | 0 | 0 | 215.3571 | 0.032738 | -2.1367 | [6 empty] | DEER:Indoor_Non-CFL_Ltg | Annual
SCE | SWLG011K | Nrs | Ex | IOU | cWtd | SWLG011-01 | ExAnte2020 | IOU workpaper | 2019-06-13 | Fixture | 1 |  | None | 0 | 0 | 0 | 140.8173 | 0.0288 | -1.0069 | [6 empty] | DEER:Indoor_Non-CFL_Ltg | Annual
SCE | SWLG011K | Htl | Ex | IOU | cWtd | SWLG011-01 | ExAnte2020 | IOU workpaper | 2019-06-13 | Fixture | 1 |  | None | 0 | 0 | 0 | 182.8524 | 0.027943 | -1.3666 | [6 empty] | DEER:Indoor_Non-CFL_Ltg | Annual
SCE | SWLG011K | Mtl | Ex | IOU | cWtd | SWLG011-01 | ExAnte2020 | IOU workpaper | 2019-06-13 | Fixture | 1 |  | None | 0 | 0 | 0 | 141.931 | 0.020599 | -0.63772 | [6 empty] | DEER:Indoor_Non-CFL_Ltg | Annual
SCE | SWLG011K | MBT | Ex | IOU | cWtd | SWLG011-01 | ExAnte2020 | IOU workpaper | 2019-06-13 | Fixture | 1 |  | None | 0 | 0 | 0 | 100.3893 | 0.012293 | -0.3535 | [6 empty] | DEER:Indoor_Non-CFL_Ltg | Annual
SCE | SWLG011K | MLI | Ex | IOU | cWtd | SWLG011-01 | ExAnte2020 | IOU workpaper | 2019-06-13 | Fixture | 1 |  | None | 0 | 0 | 0 | 96.5143 | 0.012542 | -0.64 | [6 empty] | DEER:Indoor_Non-CFL_Ltg | Annual
SCE | SWLG011K | OfL | Ex | IOU | cWtd | SWLG011-01 | ExAnte2020 | IOU workpaper | 2019-06-13 | Fixture | 1 |  | None | 0 | 0 | 0 | 97.9173 | 0.014349 | -0.16818 | [6 empty] | DEER:Indoor_Non-CFL_Ltg | Annual
SCE | SWLG011K | OfS | Ex | IOU | cWtd | SWLG011-01 | ExAnte2020 | IOU workpaper | 2019-06-13 | Fixture | 1 |  | None | 0 | 0 | 0 | 74.9571 | 0.012231 | -0.1944 | [6 empty] | DEER:Indoor_Non-CFL_Ltg | Annual
SCE | SWLG011K | RSD | Ex | IOU | cWtd | SWLG011-01 | ExAnte2020 | IOU workpaper | 2019-06-13 | Fixture | 1 |  | None | 0 | 0 | 0 | 137.9667 | 0.027142 | -0.73411 | [6 empty] | DEER:Indoor_Non-CFL_Ltg | Annual
SCE | SWLG011K | RFF | Ex | IOU | cWtd | SWLG011-01 | ExAnte2020 | IOU workpaper | 2019-06-13 | Fixture | 1 |  | None | 0 | 0 | 0 | 119.5262 | 0.019944 | -0.98997 | [6 empty] | DEER:Indoor_Non-CFL_Ltg | Annual
SCE | SWLG011K | Rt3 | Ex | IOU | cWtd | SWLG011-01 | ExAnte2020 | IOU workpaper | 2019-06-13 | Fixture | 1 |  | None | 0 | 0 | 0 | 198.1173 | 0.034808 | -0.51714 | [6 empty] | DEER:Indoor_Non-CFL_Ltg | Annual
SCE | SWLG011K | RtL | Ex | IOU | cWtd | SWLG011-01 | ExAnte2020 | IOU workpaper | 2019-06-13 | Fixture | 1 |  | None | 0 | 0 | 0 | 149.2226 | 0.022199 | -0.45268 | [6 empty] | DEER:Indoor_Non-CFL_Ltg | Annual
SCE | SWLG011K | RtS | Ex | IOU | cWtd | SWLG011-01 | ExAnte2020 | IOU workpaper | 2019-06-13 | Fixture | 1 |  | None | 0 | 0 | 0 | 89.272 | 0.015474 | -0.43685 | [6 empty] | DEER:Indoor_Non-CFL_Ltg | Annual
SCE | SWLG011K | SCn | Ex | IOU | cWtd | SWLG011-01 | ExAnte2020 | IOU workpaper | 2019-06-13 | Fixture | 1 |  | None | 0 | 0 | 0 | 75.3018 | 0.0092318 | -0.71379 | [6 empty] | DEER:Indoor_Non-CFL_Ltg | Annual
SCE | SWLG011K | SUn | Ex | IOU | cWtd | SWLG011-01 | ExAnte2020 | IOU workpaper | 2019-06-13 | Fixture | 1 |  | None | 0 | 0 | 0 | 71.5 | 0.010107 | 0 | [6 empty] | DEER:Indoor_Non-CFL_Ltg | Annual
SCE | SWLG011K | WRf | Ex | IOU | cWtd | SWLG011-01 | ExAnte2020 | IOU workpaper | 2019-06-13 | Fixture | 1 |  | None | 0 | 0 | 0 | 202.225 | 0.022606 | 0 | [6 empty] | DEER:Indoor_Non-CFL_Ltg | Annual
SCE | SWLG011L | Asm | Ex | IOU | cWtd | SWLG011-01 | ExAnte2020 | IOU workpaper | 2019-06-13 | Fixture | 1 |  | None | 0 | 0 | 0 | 59.5256 | 0.024498 | -0.46911 | [6 empty] | DEER:Indoor_Non-CFL_Ltg | Annual
SCE | SWLG011L | EPr | Ex | IOU | cWtd | SWLG011-01 | ExAnte2020 | IOU workpaper | 2019-06-13 | Fixture | 1 |  | None | 0 | 0 | 0 | 79.3363 | 0.019897 | -0.89291 | [6 empty] | DEER:Indoor_Non-CFL_Ltg | Annual
SCE | SWLG011L | ESe | Ex | IOU | cWtd | SWLG011-01 | ExAnte2020 | IOU workpaper | 2019-06-13 | Fixture | 1 |  | None | 0 | 0 | 0 | 79.5607 | 0.020875 | -0.86059 | [6 empty] | DEER:Indoor_Non-CFL_Ltg | Annual
SCE | SWLG011L | ECC | Ex | IOU | cWtd | SWLG011-01 | ExAnte2020 | IOU workpaper | 2019-06-13 | Fixture | 1 |  | None | 0 | 0 | 0 | 92.6435 | 0.016672 | -0.9626 | [6 empty] | DEER:Indoor_Non-CFL_Ltg | Annual
SCE | SWLG011L | EUn | Ex | IOU | cWtd | SWLG011-01 | ExAnte2020 | IOU workpaper | 2019-06-13 | Fixture | 1 |  | None | 0 | 0 | 0 | 88.1202 | 0.026332 | -1.1203 | [6 empty] | DEER:Indoor_Non-CFL_Ltg | Annual
SCE | SWLG011L | ERC | Ex | IOU | cWtd | SWLG011-01 | ExAnte2020 | IOU workpaper | 2019-06-13 | Fixture | 1 |  | None | 0 | 0 | 0 | 39.9846 | 0.008595 | -0.29605 | [6 empty] | DEER:Indoor_Non-CFL_Ltg | Annual
SCE | SWLG011L | Gro | Ex | IOU | cWtd | SWLG011-01 | ExAnte2020 | IOU workpaper | 2019-06-13 | Fixture | 1 |  | None | 0 | 0 | 0 | 185.5881 | 0.034347 | -2.205 | [6 empty] | DEER:Indoor_Non-CFL_Ltg | Annual
SCE | SWLG011L | Hsp | Ex | IOU | cWtd | SWLG011-01 | ExAnte2020 | IOU workpaper | 2019-06-13 | Fixture | 1 |  | None | 0 | 0 | 0 | 215.3571 | 0.032738 | -2.1367 | [6 empty] | DEER:Indoor_Non-CFL_Ltg | Annual
SCE | SWLG011L | Nrs | Ex | IOU | cWtd | SWLG011-01 | ExAnte2020 | IOU workpaper | 2019-06-13 | Fixture | 1 |  | None | 0 | 0 | 0 | 140.8173 | 0.0288 | -1.0069 | [6 empty] | DEER:Indoor_Non-CFL_Ltg | Annual
SCE | SWLG011L | Htl | Ex | IOU | cWtd | SWLG011-01 | ExAnte2020 | IOU workpaper | 2019-06-13 | Fixture | 1 |  | None | 0 | 0 | 0 | 182.8524 | 0.027943 | -1.3666 | [6 empty] | DEER:Indoor_Non-CFL_Ltg | Annual
SCE | SWLG011L | Mtl | Ex | IOU | cWtd | SWLG011-01 | ExAnte2020 | IOU workpaper | 2019-06-13 | Fixture | 1 |  | None | 0 | 0 | 0 | 141.931 | 0.020599 | -0.63772 | [6 empty] | DEER:Indoor_Non-CFL_Ltg | Annual
SCE | SWLG011L | MBT | Ex | IOU | cWtd | SWLG011-01 | ExAnte2020 | IOU workpaper | 2019-06-13 | Fixture | 1 |  | None | 0 | 0 | 0 | 100.3893 | 0.012293 | -0.3535 | [6 empty] | DEER:Indoor_Non-CFL_Ltg | Annual
SCE | SWLG011L | MLI | Ex | IOU | cWtd | SWLG011-01 | ExAnte2020 | IOU workpaper | 2019-06-13 | Fixture | 1 |  | None | 0 | 0 | 0 | 96.5143 | 0.012542 | -0.64 | [6 empty] | DEER:Indoor_Non-CFL_Ltg | Annual
SCE | SWLG011L | OfL | Ex | IOU | cWtd | SWLG011-01 | ExAnte2020 | IOU workpaper | 2019-06-13 | Fixture | 1 |  | None | 0 | 0 | 0 | 97.9173 | 0.014349 | -0.16818 | [6 empty] | DEER:Indoor_Non-CFL_Ltg | Annual
SCE | SWLG011L | OfS | Ex | IOU | cWtd | SWLG011-01 | ExAnte2020 | IOU workpaper | 2019-06-13 | Fixture | 1 |  | None | 0 | 0 | 0 | 74.9571 | 0.012231 | -0.1944 | [6 empty] | DEER:Indoor_Non-CFL_Ltg | Annual
SCE | SWLG011L | RSD | Ex | IOU | cWtd | SWLG011-01 | ExAnte2020 | IOU workpaper | 2019-06-13 | Fixture | 1 |  | None | 0 | 0 | 0 | 137.9667 | 0.027142 | -0.73411 | [6 empty] | DEER:Indoor_Non-CFL_Ltg | Annual
SCE | SWLG011L | RFF | Ex | IOU | cWtd | SWLG011-01 | ExAnte2020 | IOU workpaper | 2019-06-13 | Fixture | 1 |  | None | 0 | 0 | 0 | 119.5262 | 0.019944 | -0.98997 | [6 empty] | DEER:Indoor_Non-CFL_Ltg | Annual
SCE | SWLG011L | Rt3 | Ex | IOU | cWtd | SWLG011-01 | ExAnte2020 | IOU workpaper | 2019-06-13 | Fixture | 1 |  | None | 0 | 0 | 0 | 198.1173 | 0.034808 | -0.51714 | [6 empty] | DEER:Indoor_Non-CFL_Ltg | Annual
SCE | SWLG011L | RtL | Ex | IOU | cWtd | SWLG011-01 | ExAnte2020 | IOU workpaper | 2019-06-13 | Fixture | 1 |  | None | 0 | 0 | 0 | 149.2226 | 0.022199 | -0.45268 | [6 empty] | DEER:Indoor_Non-CFL_Ltg | Annual
SCE | SWLG011L | RtS | Ex | IOU | cWtd | SWLG011-01 | ExAnte2020 | IOU workpaper | 2019-06-13 | Fixture | 1 |  | None | 0 | 0 | 0 | 89.272 | 0.015474 | -0.43685 | [6 empty] | DEER:Indoor_Non-CFL_Ltg | Annual
SCE | SWLG011L | SCn | Ex | IOU | cWtd | SWLG011-01 | ExAnte2020 | IOU workpaper | 2019-06-13 | Fixture | 1 |  | None | 0 | 0 | 0 | 75.3018 | 0.0092318 | -0.71379 | [6 empty] | DEER:Indoor_Non-CFL_Ltg | Annual
SCE | SWLG011L | SUn | Ex | IOU | cWtd | SWLG011-01 | ExAnte2020 | IOU workpaper | 2019-06-13 | Fixture | 1 |  | None | 0 | 0 | 0 | 71.5 | 0.010107 | 0 | [6 empty] | DEER:Indoor_Non-CFL_Ltg | Annual
SCE | SWLG011L | WRf | Ex | IOU | cWtd | SWLG011-01 | ExAnte2020 | IOU workpaper | 2019-06-13 | Fixture | 1 |  | None | 0 | 0 | 0 | 202.225 | 0.022606 | 0 | [6 empty] | DEER:Indoor_Non-CFL_Ltg | Annual
SCE | SWLG011M | Asm | Ex | IOU | cWtd | SWLG011-01 | ExAnte2020 | IOU workpaper | 2019-06-13 | Fixture | 1 |  | None | 0 | 0 | 0 | 59.5256 | 0.024498 | -0.46911 | [6 empty] | DEER:Indoor_Non-CFL_Ltg | Annual
SCE | SWLG011M | EPr | Ex | IOU | cWtd | SWLG011-01 | ExAnte2020 | IOU workpaper | 2019-06-13 | Fixture | 1 |  | None | 0 | 0 | 0 | 79.3363 | 0.019897 | -0.89291 | [6 empty] | DEER:Indoor_Non-CFL_Ltg | Annual
SCE | SWLG011M | ESe | Ex | IOU | cWtd | SWLG011-01 | ExAnte2020 | IOU workpaper | 2019-06-13 | Fixture | 1 |  | None | 0 | 0 | 0 | 79.5607 | 0.020875 | -0.86059 | [6 empty] | DEER:Indoor_Non-CFL_Ltg | Annual
SCE | SWLG011M | ECC | Ex | IOU | cWtd | SWLG011-01 | ExAnte2020 | IOU workpaper | 2019-06-13 | Fixture | 1 |  | None | 0 | 0 | 0 | 92.6435 | 0.016672 | -0.9626 | [6 empty] | DEER:Indoor_Non-CFL_Ltg | Annual
SCE | SWLG011M | EUn | Ex | IOU | cWtd | SWLG011-01 | ExAnte2020 | IOU workpaper | 2019-06-13 | Fixture | 1 |  | None | 0 | 0 | 0 | 88.1202 | 0.026332 | -1.1203 | [6 empty] | DEER:Indoor_Non-CFL_Ltg | Annual
SCE | SWLG011M | ERC | Ex | IOU | cWtd | SWLG011-01 | ExAnte2020 | IOU workpaper | 2019-06-13 | Fixture | 1 |  | None | 0 | 0 | 0 | 39.9846 | 0.008595 | -0.29605 | [6 empty] | DEER:Indoor_Non-CFL_Ltg | Annual
SCE | SWLG011M | Gro | Ex | IOU | cWtd | SWLG011-01 | ExAnte2020 | IOU workpaper | 2019-06-13 | Fixture | 1 |  | None | 0 | 0 | 0 | 185.5881 | 0.034347 | -2.205 | [6 empty] | DEER:Indoor_Non-CFL_Ltg | Annual
SCE | SWLG011M | Hsp | Ex | IOU | cWtd | SWLG011-01 | ExAnte2020 | IOU workpaper | 2019-06-13 | Fixture | 1 |  | None | 0 | 0 | 0 | 215.3571 | 0.032738 | -2.1367 | [6 empty] | DEER:Indoor_Non-CFL_Ltg | Annual
SCE | SWLG011M | Nrs | Ex | IOU | cWtd | SWLG011-01 | ExAnte2020 | IOU workpaper | 2019-06-13 | Fixture | 1 |  | None | 0 | 0 | 0 | 140.8173 | 0.0288 | -1.0069 | [6 empty] | DEER:Indoor_Non-CFL_Ltg | Annual
SCE | SWLG011M | Htl | Ex | IOU | cWtd | SWLG011-01 | ExAnte2020 | IOU workpaper | 2019-06-13 | Fixture | 1 |  | None | 0 | 0 | 0 | 182.8524 | 0.027943 | -1.3666 | [6 empty] | DEER:Indoor_Non-CFL_Ltg | Annual
SCE | SWLG011M | Mtl | Ex | IOU | cWtd | SWLG011-01 | ExAnte2020 | IOU workpaper | 2019-06-13 | Fixture | 1 |  | None | 0 | 0 | 0 | 141.931 | 0.020599 | -0.63772 | [6 empty] | DEER:Indoor_Non-CFL_Ltg | Annual
SCE | SWLG011M | MBT | Ex | IOU | cWtd | SWLG011-01 | ExAnte2020 | IOU workpaper | 2019-06-13 | Fixture | 1 |  | None | 0 | 0 | 0 | 100.3893 | 0.012293 | -0.3535 | [6 empty] | DEER:Indoor_Non-CFL_Ltg | Annual
SCE | SWLG011M | MLI | Ex | IOU | cWtd | SWLG011-01 | ExAnte2020 | IOU workpaper | 2019-06-13 | Fixture | 1 |  | None | 0 | 0 | 0 | 96.5143 | 0.012542 | -0.64 | [6 empty] | DEER:Indoor_Non-CFL_Ltg | Annual
SCE | SWLG011M | OfL | Ex | IOU | cWtd | SWLG011-01 | ExAnte2020 | IOU workpaper | 2019-06-13 | Fixture | 1 |  | None | 0 | 0 | 0 | 97.9173 | 0.014349 | -0.16818 | [6 empty] | DEER:Indoor_Non-CFL_Ltg | Annual
SCE | SWLG011M | OfS | Ex | IOU | cWtd | SWLG011-01 | ExAnte2020 | IOU workpaper | 2019-06-13 | Fixture | 1 |  | None | 0 | 0 | 0 | 74.9571 | 0.012231 | -0.1944 | [6 empty] | DEER:Indoor_Non-CFL_Ltg | Annual
SCE | SWLG011M | RSD | Ex | IOU | cWtd | SWLG011-01 | ExAnte2020 | IOU workpaper | 2019-06-13 | Fixture | 1 |  | None | 0 | 0 | 0 | 137.9667 | 0.027142 | -0.73411 | [6 empty] | DEER:Indoor_Non-CFL_Ltg | Annual
SCE | SWLG011M | RFF | Ex | IOU | cWtd | SWLG011-01 | ExAnte2020 | IOU workpaper | 2019-06-13 | Fixture | 1 |  | None | 0 | 0 | 0 | 119.5262 | 0.019944 | -0.98997 | [6 empty] | DEER:Indoor_Non-CFL_Ltg | Annual
SCE | SWLG011M | Rt3 | Ex | IOU | cWtd | SWLG011-01 | ExAnte2020 | IOU workpaper | 2019-06-13 | Fixture | 1 |  | None | 0 | 0 | 0 | 198.1173 | 0.034808 | -0.51714 | [6 empty] | DEER:Indoor_Non-CFL_Ltg | Annual
SCE | SWLG011M | RtL | Ex | IOU | cWtd | SWLG011-01 | ExAnte2020 | IOU workpaper | 2019-06-13 | Fixture | 1 |  | None | 0 | 0 | 0 | 149.2226 | 0.022199 | -0.45268 | [6 empty] | DEER:Indoor_Non-CFL_Ltg | Annual
SCE | SWLG011M | RtS | Ex | IOU | cWtd | SWLG011-01 | ExAnte2020 | IOU workpaper | 2019-06-13 | Fixture | 1 |  | None | 0 | 0 | 0 | 89.272 | 0.015474 | -0.43685 | [6 empty] | DEER:Indoor_Non-CFL_Ltg | Annual
SCE | SWLG011M | SCn | Ex | IOU | cWtd | SWLG011-01 | ExAnte2020 | IOU workpaper | 2019-06-13 | Fixture | 1 |  | None | 0 | 0 | 0 | 75.3018 | 0.0092318 | -0.71379 | [6 empty] | DEER:Indoor_Non-CFL_Ltg | Annual
SCE | SWLG011M | SUn | Ex | IOU | cWtd | SWLG011-01 | ExAnte2020 | IOU workpaper | 2019-06-13 | Fixture | 1 |  | None | 0 | 0 | 0 | 71.5 | 0.010107 | 0 | [6 empty] | DEER:Indoor_Non-CFL_Ltg | Annual
SCE | SWLG011M | WRf | Ex | IOU | cWtd | SWLG011-01 | ExAnte2020 | IOU workpaper | 2019-06-13 | Fixture | 1 |  | None | 0 | 0 | 0 | 202.225 | 0.022606 | 0 | [6 empty] | DEER:Indoor_Non-CFL_Ltg | Annual
SCE | SWLG011N | Asm | Ex | IOU | cWtd | SWLG011-01 | ExAnte2020 | IOU workpaper | 2019-06-13 | Fixture | 1 |  | None | 0 | 0 | 0 | 59.5256 | 0.024498 | -0.46911 | [6 empty] | DEER:Indoor_Non-CFL_Ltg | Annual
SCE | SWLG011N | EPr | Ex | IOU | cWtd | SWLG011-01 | ExAnte2020 | IOU workpaper | 2019-06-13 | Fixture | 1 |  | None | 0 | 0 | 0 | 79.3363 | 0.019897 | -0.89291 | [6 empty] | DEER:Indoor_Non-CFL_Ltg | Annual
SCE | SWLG011N | ESe | Ex | IOU | cWtd | SWLG011-01 | ExAnte2020 | IOU workpaper | 2019-06-13 | Fixture | 1 |  | None | 0 | 0 | 0 | 79.5607 | 0.020875 | -0.86059 | [6 empty] | DEER:Indoor_Non-CFL_Ltg | Annual
SCE | SWLG011N | ECC | Ex | IOU | cWtd | SWLG011-01 | ExAnte2020 | IOU workpaper | 2019-06-13 | Fixture | 1 |  | None | 0 | 0 | 0 | 92.6435 | 0.016672 | -0.9626 | [6 empty] | DEER:Indoor_Non-CFL_Ltg | Annual
SCE | SWLG011N | EUn | Ex | IOU | cWtd | SWLG011-01 | ExAnte2020 | IOU workpaper | 2019-06-13 | Fixture | 1 |  | None | 0 | 0 | 0 | 88.1202 | 0.026332 | -1.1203 | [6 empty] | DEER:Indoor_Non-CFL_Ltg | Annual
SCE | SWLG011N | ERC | Ex | IOU | cWtd | SWLG011-01 | ExAnte2020 | IOU workpaper | 2019-06-13 | Fixture | 1 |  | None | 0 | 0 | 0 | 39.9846 | 0.008595 | -0.29605 | [6 empty] | DEER:Indoor_Non-CFL_Ltg | Annual
SCE | SWLG011N | Gro | Ex | IOU | cWtd | SWLG011-01 | ExAnte2020 | IOU workpaper | 2019-06-13 | Fixture | 1 |  | None | 0 | 0 | 0 | 185.5881 | 0.034347 | -2.205 | [6 empty] | DEER:Indoor_Non-CFL_Ltg | Annual
SCE | SWLG011N | Hsp | Ex | IOU | cWtd | SWLG011-01 | ExAnte2020 | IOU workpaper | 2019-06-13 | Fixture | 1 |  | None | 0 | 0 | 0 | 215.3571 | 0.032738 | -2.1367 | [6 empty] | DEER:Indoor_Non-CFL_Ltg | Annual
SCE | SWLG011N | Nrs | Ex | IOU | cWtd | SWLG011-01 | ExAnte2020 | IOU workpaper | 2019-06-13 | Fixture | 1 |  | None | 0 | 0 | 0 | 140.8173 | 0.0288 | -1.0069 | [6 empty] | DEER:Indoor_Non-CFL_Ltg | Annual
SCE | SWLG011N | Htl | Ex | IOU | cWtd | SWLG011-01 | ExAnte2020 | IOU workpaper | 2019-06-13 | Fixture | 1 |  | None | 0 | 0 | 0 | 182.8524 | 0.027943 | -1.3666 | [6 empty] | DEER:Indoor_Non-CFL_Ltg | Annual
SCE | SWLG011N | Mtl | Ex | IOU | cWtd | SWLG011-01 | ExAnte2020 | IOU workpaper | 2019-06-13 | Fixture | 1 |  | None | 0 | 0 | 0 | 141.931 | 0.020599 | -0.63772 | [6 empty] | DEER:Indoor_Non-CFL_Ltg | Annual
SCE | SWLG011N | MBT | Ex | IOU | cWtd | SWLG011-01 | ExAnte2020 | IOU workpaper | 2019-06-13 | Fixture | 1 |  | None | 0 | 0 | 0 | 100.3893 | 0.012293 | -0.3535 | [6 empty] | DEER:Indoor_Non-CFL_Ltg | Annual
SCE | SWLG011N | MLI | Ex | IOU | cWtd | SWLG011-01 | ExAnte2020 | IOU workpaper | 2019-06-13 | Fixture | 1 |  | None | 0 | 0 | 0 | 96.5143 | 0.012542 | -0.64 | [6 empty] | DEER:Indoor_Non-CFL_Ltg | Annual
SCE | SWLG011N | OfL | Ex | IOU | cWtd | SWLG011-01 | ExAnte2020 | IOU workpaper | 2019-06-13 | Fixture | 1 |  | None | 0 | 0 | 0 | 97.9173 | 0.014349 | -0.16818 | [6 empty] | DEER:Indoor_Non-CFL_Ltg | Annual
SCE | SWLG011N | OfS | Ex | IOU | cWtd | SWLG011-01 | ExAnte2020 | IOU workpaper | 2019-06-13 | Fixture | 1 |  | None | 0 | 0 | 0 | 74.9571 | 0.012231 | -0.1944 | [6 empty] | DEER:Indoor_Non-CFL_Ltg | Annual
SCE | SWLG011N | RSD | Ex | IOU | cWtd | SWLG011-01 | ExAnte2020 | IOU workpaper | 2019-06-13 | Fixture | 1 |  | None | 0 | 0 | 0 | 137.9667 | 0.027142 | -0.73411 | [6 empty] | DEER:Indoor_Non-CFL_Ltg | Annual
SCE | SWLG011N | RFF | Ex | IOU | cWtd | SWLG011-01 | ExAnte2020 | IOU workpaper | 2019-06-13 | Fixture | 1 |  | None | 0 | 0 | 0 | 119.5262 | 0.019944 | -0.98997 | [6 empty] | DEER:Indoor_Non-CFL_Ltg | Annual
SCE | SWLG011N | Rt3 | Ex | IOU | cWtd | SWLG011-01 | ExAnte2020 | IOU workpaper | 2019-06-13 | Fixture | 1 |  | None | 0 | 0 | 0 | 198.1173 | 0.034808 | -0.51714 | [6 empty] | DEER:Indoor_Non-CFL_Ltg | Annual
SCE | SWLG011N | RtL | Ex | IOU | cWtd | SWLG011-01 | ExAnte2020 | IOU workpaper | 2019-06-13 | Fixture | 1 |  | None | 0 | 0 | 0 | 149.2226 | 0.022199 | -0.45268 | [6 empty] | DEER:Indoor_Non-CFL_Ltg | Annual
SCE | SWLG011N | RtS | Ex | IOU | cWtd | SWLG011-01 | ExAnte2020 | IOU workpaper | 2019-06-13 | Fixture | 1 |  | None | 0 | 0 | 0 | 89.272 | 0.015474 | -0.43685 | [6 empty] | DEER:Indoor_Non-CFL_Ltg | Annual
SCE | SWLG011N | SCn | Ex | IOU | cWtd | SWLG011-01 | ExAnte2020 | IOU workpaper | 2019-06-13 | Fixture | 1 |  | None | 0 | 0 | 0 | 75.3018 | 0.0092318 | -0.71379 | [6 empty] | DEER:Indoor_Non-CFL_Ltg | Annual
SCE | SWLG011N | SUn | Ex | IOU | cWtd | SWLG011-01 | ExAnte2020 | IOU workpaper | 2019-06-13 | Fixture | 1 |  | None | 0 | 0 | 0 | 71.5 | 0.010107 | 0 | [6 empty] | DEER:Indoor_Non-CFL_Ltg | Annual
SCE | SWLG011N | WRf | Ex | IOU | cWtd | SWLG011-01 | ExAnte2020 | IOU workpaper | 2019-06-13 | Fixture | 1 |  | None | 0 | 0 | 0 | 202.225 | 0.022606 | 0 | [6 empty] | DEER:Indoor_Non-CFL_Ltg | Annual
SCE | SWLG011O | Asm | Ex | IOU | cWtd | SWLG011-01 | ExAnte2020 | IOU workpaper | 2019-06-13 | Fixture | 1 |  | None | 0 | 0 | 0 | 59.5256 | 0.024498 | -0.46911 | [6 empty] | DEER:Indoor_Non-CFL_Ltg | Annual
SCE | SWLG011O | EPr | Ex | IOU | cWtd | SWLG011-01 | ExAnte2020 | IOU workpaper | 2019-06-13 | Fixture | 1 |  | None | 0 | 0 | 0 | 79.3363 | 0.019897 | -0.89291 | [6 empty] | DEER:Indoor_Non-CFL_Ltg | Annual
SCE | SWLG011O | ESe | Ex | IOU | cWtd | SWLG011-01 | ExAnte2020 | IOU workpaper | 2019-06-13 | Fixture | 1 |  | None | 0 | 0 | 0 | 79.5607 | 0.020875 | -0.86059 | [6 empty] | DEER:Indoor_Non-CFL_Ltg | Annual
SCE | SWLG011O | ECC | Ex | IOU | cWtd | SWLG011-01 | ExAnte2020 | IOU workpaper | 2019-06-13 | Fixture | 1 |  | None | 0 | 0 | 0 | 92.6435 | 0.016672 | -0.9626 | [6 empty] | DEER:Indoor_Non-CFL_Ltg | Annual
SCE | SWLG011O | EUn | Ex | IOU | cWtd | SWLG011-01 | ExAnte2020 | IOU workpaper | 2019-06-13 | Fixture | 1 |  | None | 0 | 0 | 0 | 88.1202 | 0.026332 | -1.1203 | [6 empty] | DEER:Indoor_Non-CFL_Ltg | Annual
SCE | SWLG011O | ERC | Ex | IOU | cWtd | SWLG011-01 | ExAnte2020 | IOU workpaper | 2019-06-13 | Fixture | 1 |  | None | 0 | 0 | 0 | 39.9846 | 0.008595 | -0.29605 | [6 empty] | DEER:Indoor_Non-CFL_Ltg | Annual
SCE | SWLG011O | Gro | Ex | IOU | cWtd | SWLG011-01 | ExAnte2020 | IOU workpaper | 2019-06-13 | Fixture | 1 |  | None | 0 | 0 | 0 | 185.5881 | 0.034347 | -2.205 | [6 empty] | DEER:Indoor_Non-CFL_Ltg | Annual
SCE | SWLG011O | Hsp | Ex | IOU | cWtd | SWLG011-01 | ExAnte2020 | IOU workpaper | 2019-06-13 | Fixture | 1 |  | None | 0 | 0 | 0 | 215.3571 | 0.032738 | -2.1367 | [6 empty] | DEER:Indoor_Non-CFL_Ltg | Annual
SCE | SWLG011O | Nrs | Ex | IOU | cWtd | SWLG011-01 | ExAnte2020 | IOU workpaper | 2019-06-13 | Fixture | 1 |  | None | 0 | 0 | 0 | 140.8173 | 0.0288 | -1.0069 | [6 empty] | DEER:Indoor_Non-CFL_Ltg | Annual
SCE | SWLG011O | Htl | Ex | IOU | cWtd | SWLG011-01 | ExAnte2020 | IOU workpaper | 2019-06-13 | Fixture | 1 |  | None | 0 | 0 | 0 | 182.8524 | 0.027943 | -1.3666 | [6 empty] | DEER:Indoor_Non-CFL_Ltg | Annual
SCE | SWLG011O | Mtl | Ex | IOU | cWtd | SWLG011-01 | ExAnte2020 | IOU workpaper | 2019-06-13 | Fixture | 1 |  | None | 0 | 0 | 0 | 141.931 | 0.020599 | -0.63772 | [6 empty] | DEER:Indoor_Non-CFL_Ltg | Annual
SCE | SWLG011O | MBT | Ex | IOU | cWtd | SWLG011-01 | ExAnte2020 | IOU workpaper | 2019-06-13 | Fixture | 1 |  | None | 0 | 0 | 0 | 100.3893 | 0.012293 | -0.3535 | [6 empty] | DEER:Indoor_Non-CFL_Ltg | Annual
SCE | SWLG011O | MLI | Ex | IOU | cWtd | SWLG011-01 | ExAnte2020 | IOU workpaper | 2019-06-13 | Fixture | 1 |  | None | 0 | 0 | 0 | 96.5143 | 0.012542 | -0.64 | [6 empty] | DEER:Indoor_Non-CFL_Ltg | Annual
SCE | SWLG011O | OfL | Ex | IOU | cWtd | SWLG011-01 | ExAnte2020 | IOU workpaper | 2019-06-13 | Fixture | 1 |  | None | 0 | 0 | 0 | 97.9173 | 0.014349 | -0.16818 | [6 empty] | DEER:Indoor_Non-CFL_Ltg | Annual
SCE | SWLG011O | OfS | Ex | IOU | cWtd | SWLG011-01 | ExAnte2020 | IOU workpaper | 2019-06-13 | Fixture | 1 |  | None | 0 | 0 | 0 | 74.9571 | 0.012231 | -0.1944 | [6 empty] | DEER:Indoor_Non-CFL_Ltg | Annual
SCE | SWLG011O | RSD | Ex | IOU | cWtd | SWLG011-01 | ExAnte2020 | IOU workpaper | 2019-06-13 | Fixture | 1 |  | None | 0 | 0 | 0 | 137.9667 | 0.027142 | -0.73411 | [6 empty] | DEER:Indoor_Non-CFL_Ltg | Annual
SCE | SWLG011O | RFF | Ex | IOU | cWtd | SWLG011-01 | ExAnte2020 | IOU workpaper | 2019-06-13 | Fixture | 1 |  | None | 0 | 0 | 0 | 119.5262 | 0.019944 | -0.98997 | [6 empty] | DEER:Indoor_Non-CFL_Ltg | Annual
SCE | SWLG011O | Rt3 | Ex | IOU | cWtd | SWLG011-01 | ExAnte2020 | IOU workpaper | 2019-06-13 | Fixture | 1 |  | None | 0 | 0 | 0 | 198.1173 | 0.034808 | -0.51714 | [6 empty] | DEER:Indoor_Non-CFL_Ltg | Annual
SCE | SWLG011O | RtL | Ex | IOU | cWtd | SWLG011-01 | ExAnte2020 | IOU workpaper | 2019-06-13 | Fixture | 1 |  | None | 0 | 0 | 0 | 149.2226 | 0.022199 | -0.45268 | [6 empty] | DEER:Indoor_Non-CFL_Ltg | Annual
SCE | SWLG011O | RtS | Ex | IOU | cWtd | SWLG011-01 | ExAnte2020 | IOU workpaper | 2019-06-13 | Fixture | 1 |  | None | 0 | 0 | 0 | 89.272 | 0.015474 | -0.43685 | [6 empty] | DEER:Indoor_Non-CFL_Ltg | Annual
SCE | SWLG011O | SCn | Ex | IOU | cWtd | SWLG011-01 | ExAnte2020 | IOU workpaper | 2019-06-13 | Fixture | 1 |  | None | 0 | 0 | 0 | 75.3018 | 0.0092318 | -0.71379 | [6 empty] | DEER:Indoor_Non-CFL_Ltg | Annual
SCE | SWLG011O | SUn | Ex | IOU | cWtd | SWLG011-01 | ExAnte2020 | IOU workpaper | 2019-06-13 | Fixture | 1 |  | None | 0 | 0 | 0 | 71.5 | 0.010107 | 0 | [6 empty] | DEER:Indoor_Non-CFL_Ltg | Annual
SCE | SWLG011O | WRf | Ex | IOU | cWtd | SWLG011-01 | ExAnte2020 | IOU workpaper | 2019-06-13 | Fixture | 1 |  | None | 0 | 0 | 0 | 202.225 | 0.022606 | 0 | [6 empty] | DEER:Indoor_Non-CFL_Ltg | Annual
SCE | SWLG011P | Asm | Ex | IOU | cWtd | SWLG011-01 | ExAnte2020 | IOU workpaper | 2019-06-13 | Fixture | 1 |  | None | 0 | 0 | 0 | 59.5256 | 0.024498 | -0.46911 | [6 empty] | DEER:Indoor_Non-CFL_Ltg | Annual
SCE | SWLG011P | EPr | Ex | IOU | cWtd | SWLG011-01 | ExAnte2020 | IOU workpaper | 2019-06-13 | Fixture | 1 |  | None | 0 | 0 | 0 | 79.3363 | 0.019897 | -0.89291 | [6 empty] | DEER:Indoor_Non-CFL_Ltg | Annual
SCE | SWLG011P | ESe | Ex | IOU | cWtd | SWLG011-01 | ExAnte2020 | IOU workpaper | 2019-06-13 | Fixture | 1 |  | None | 0 | 0 | 0 | 79.5607 | 0.020875 | -0.86059 | [6 empty] | DEER:Indoor_Non-CFL_Ltg | Annual
SCE | SWLG011P | ECC | Ex | IOU | cWtd | SWLG011-01 | ExAnte2020 | IOU workpaper | 2019-06-13 | Fixture | 1 |  | None | 0 | 0 | 0 | 92.6435 | 0.016672 | -0.9626 | [6 empty] | DEER:Indoor_Non-CFL_Ltg | Annual
SCE | SWLG011P | EUn | Ex | IOU | cWtd | SWLG011-01 | ExAnte2020 | IOU workpaper | 2019-06-13 | Fixture | 1 |  | None | 0 | 0 | 0 | 88.1202 | 0.026332 | -1.1203 | [6 empty] | DEER:Indoor_Non-CFL_Ltg | Annual
SCE | SWLG011P | ERC | Ex | IOU | cWtd | SWLG011-01 | ExAnte2020 | IOU workpaper | 2019-06-13 | Fixture | 1 |  | None | 0 | 0 | 0 | 39.9846 | 0.008595 | -0.29605 | [6 empty] | DEER:Indoor_Non-CFL_Ltg | Annual
SCE | SWLG011P | Gro | Ex | IOU | cWtd | SWLG011-01 | ExAnte2020 | IOU workpaper | 2019-06-13 | Fixture | 1 |  | None | 0 | 0 | 0 | 185.5881 | 0.034347 | -2.205 | [6 empty] | DEER:Indoor_Non-CFL_Ltg | Annual
SCE | SWLG011P | Hsp | Ex | IOU | cWtd | SWLG011-01 | ExAnte2020 | IOU workpaper | 2019-06-13 | Fixture | 1 |  | None | 0 | 0 | 0 | 215.3571 | 0.032738 | -2.1367 | [6 empty] | DEER:Indoor_Non-CFL_Ltg | Annual
SCE | SWLG011P | Nrs | Ex | IOU | cWtd | SWLG011-01 | ExAnte2020 | IOU workpaper | 2019-06-13 | Fixture | 1 |  | None | 0 | 0 | 0 | 140.8173 | 0.0288 | -1.0069 | [6 empty] | DEER:Indoor_Non-CFL_Ltg | Annual
SCE | SWLG011P | Htl | Ex | IOU | cWtd | SWLG011-01 | ExAnte2020 | IOU workpaper | 2019-06-13 | Fixture | 1 |  | None | 0 | 0 | 0 | 182.8524 | 0.027943 | -1.3666 | [6 empty] | DEER:Indoor_Non-CFL_Ltg | Annual
SCE | SWLG011P | Mtl | Ex | IOU | cWtd | SWLG011-01 | ExAnte2020 | IOU workpaper | 2019-06-13 | Fixture | 1 |  | None | 0 | 0 | 0 | 141.931 | 0.020599 | -0.63772 | [6 empty] | DEER:Indoor_Non-CFL_Ltg | Annual
SCE | SWLG011P | MBT | Ex | IOU | cWtd | SWLG011-01 | ExAnte2020 | IOU workpaper | 2019-06-13 | Fixture | 1 |  | None | 0 | 0 | 0 | 100.3893 | 0.012293 | -0.3535 | [6 empty] | DEER:Indoor_Non-CFL_Ltg | Annual
SCE | SWLG011P | MLI | Ex | IOU | cWtd | SWLG011-01 | ExAnte2020 | IOU workpaper | 2019-06-13 | Fixture | 1 |  | None | 0 | 0 | 0 | 96.5143 | 0.012542 | -0.64 | [6 empty] | DEER:Indoor_Non-CFL_Ltg | Annual
SCE | SWLG011P | OfL | Ex | IOU | cWtd | SWLG011-01 | ExAnte2020 | IOU workpaper | 2019-06-13 | Fixture | 1 |  | None | 0 | 0 | 0 | 97.9173 | 0.014349 | -0.16818 | [6 empty] | DEER:Indoor_Non-CFL_Ltg | Annual
SCE | SWLG011P | OfS | Ex | IOU | cWtd | SWLG011-01 | ExAnte2020 | IOU workpaper | 2019-06-13 | Fixture | 1 |  | None | 0 | 0 | 0 | 74.9571 | 0.012231 | -0.1944 | [6 empty] | DEER:Indoor_Non-CFL_Ltg | Annual
SCE | SWLG011P | RSD | Ex | IOU | cWtd | SWLG011-01 | ExAnte2020 | IOU workpaper | 2019-06-13 | Fixture | 1 |  | None | 0 | 0 | 0 | 137.9667 | 0.027142 | -0.73411 | [6 empty] | DEER:Indoor_Non-CFL_Ltg | Annual
SCE | SWLG011P | RFF | Ex | IOU | cWtd | SWLG011-01 | ExAnte2020 | IOU workpaper | 2019-06-13 | Fixture | 1 |  | None | 0 | 0 | 0 | 119.5262 | 0.019944 | -0.98997 | [6 empty] | DEER:Indoor_Non-CFL_Ltg | Annual
SCE | SWLG011P | Rt3 | Ex | IOU | cWtd | SWLG011-01 | ExAnte2020 | IOU workpaper | 2019-06-13 | Fixture | 1 |  | None | 0 | 0 | 0 | 198.1173 | 0.034808 | -0.51714 | [6 empty] | DEER:Indoor_Non-CFL_Ltg | Annual
SCE | SWLG011P | RtL | Ex | IOU | cWtd | SWLG011-01 | ExAnte2020 | IOU workpaper | 2019-06-13 | Fixture | 1 |  | None | 0 | 0 | 0 | 149.2226 | 0.022199 | -0.45268 | [6 empty] | DEER:Indoor_Non-CFL_Ltg | Annual
SCE | SWLG011P | RtS | Ex | IOU | cWtd | SWLG011-01 | ExAnte2020 | IOU workpaper | 2019-06-13 | Fixture | 1 |  | None | 0 | 0 | 0 | 89.272 | 0.015474 | -0.43685 | [6 empty] | DEER:Indoor_Non-CFL_Ltg | Annual
SCE | SWLG011P | SCn | Ex | IOU | cWtd | SWLG011-01 | ExAnte2020 | IOU workpaper | 2019-06-13 | Fixture | 1 |  | None | 0 | 0 | 0 | 75.3018 | 0.0092318 | -0.71379 | [6 empty] | DEER:Indoor_Non-CFL_Ltg | Annual
SCE | SWLG011P | SUn | Ex | IOU | cWtd | SWLG011-01 | ExAnte2020 | IOU workpaper | 2019-06-13 | Fixture | 1 |  | None | 0 | 0 | 0 | 71.5 | 0.010107 | 0 | [6 empty] | DEER:Indoor_Non-CFL_Ltg | Annual
SCE | SWLG011P | WRf | Ex | IOU | cWtd | SWLG011-01 | ExAnte2020 | IOU workpaper | 2019-06-13 | Fixture | 1 |  | None | 0 | 0 | 0 | 202.225 | 0.022606 | 0 | [6 empty] | DEER:Indoor_Non-CFL_Ltg | Annual
SCE | SWLG011Q | Asm | Ex | IOU | cWtd | SWLG011-01 | ExAnte2020 | IOU workpaper | 2019-06-13 | Fixture | 1 |  | None | 0 | 0 | 0 | 59.5256 | 0.024498 | -0.46911 | [6 empty] | DEER:Indoor_Non-CFL_Ltg | Annual
SCE | SWLG011Q | EPr | Ex | IOU | cWtd | SWLG011-01 | ExAnte2020 | IOU workpaper | 2019-06-13 | Fixture | 1 |  | None | 0 | 0 | 0 | 79.3363 | 0.019897 | -0.89291 | [6 empty] | DEER:Indoor_Non-CFL_Ltg | Annual
SCE | SWLG011Q | ESe | Ex | IOU | cWtd | SWLG011-01 | ExAnte2020 | IOU workpaper | 2019-06-13 | Fixture | 1 |  | None | 0 | 0 | 0 | 79.5607 | 0.020875 | -0.86059 | [6 empty] | DEER:Indoor_Non-CFL_Ltg | Annual
SCE | SWLG011Q | ECC | Ex | IOU | cWtd | SWLG011-01 | ExAnte2020 | IOU workpaper | 2019-06-13 | Fixture | 1 |  | None | 0 | 0 | 0 | 92.6435 | 0.016672 | -0.9626 | [6 empty] | DEER:Indoor_Non-CFL_Ltg | Annual
SCE | SWLG011Q | EUn | Ex | IOU | cWtd | SWLG011-01 | ExAnte2020 | IOU workpaper | 2019-06-13 | Fixture | 1 |  | None | 0 | 0 | 0 | 88.1202 | 0.026332 | -1.1203 | [6 empty] | DEER:Indoor_Non-CFL_Ltg | Annual
SCE | SWLG011Q | ERC | Ex | IOU | cWtd | SWLG011-01 | ExAnte2020 | IOU workpaper | 2019-06-13 | Fixture | 1 |  | None | 0 | 0 | 0 | 39.9846 | 0.008595 | -0.29605 | [6 empty] | DEER:Indoor_Non-CFL_Ltg | Annual
SCE | SWLG011Q | Gro | Ex | IOU | cWtd | SWLG011-01 | ExAnte2020 | IOU workpaper | 2019-06-13 | Fixture | 1 |  | None | 0 | 0 | 0 | 185.5881 | 0.034347 | -2.205 | [6 empty] | DEER:Indoor_Non-CFL_Ltg | Annual
SCE | SWLG011Q | Hsp | Ex | IOU | cWtd | SWLG011-01 | ExAnte2020 | IOU workpaper | 2019-06-13 | Fixture | 1 |  | None | 0 | 0 | 0 | 215.3571 | 0.032738 | -2.1367 | [6 empty] | DEER:Indoor_Non-CFL_Ltg | Annual
SCE | SWLG011Q | Nrs | Ex | IOU | cWtd | SWLG011-01 | ExAnte2020 | IOU workpaper | 2019-06-13 | Fixture | 1 |  | None | 0 | 0 | 0 | 140.8173 | 0.0288 | -1.0069 | [6 empty] | DEER:Indoor_Non-CFL_Ltg | Annual
SCE | SWLG011Q | Htl | Ex | IOU | cWtd | SWLG011-01 | ExAnte2020 | IOU workpaper | 2019-06-13 | Fixture | 1 |  | None | 0 | 0 | 0 | 182.8524 | 0.027943 | -1.3666 | [6 empty] | DEER:Indoor_Non-CFL_Ltg | Annual
SCE | SWLG011Q | Mtl | Ex | IOU | cWtd | SWLG011-01 | ExAnte2020 | IOU workpaper | 2019-06-13 | Fixture | 1 |  | None | 0 | 0 | 0 | 141.931 | 0.020599 | -0.63772 | [6 empty] | DEER:Indoor_Non-CFL_Ltg | Annual
SCE | SWLG011Q | MBT | Ex | IOU | cWtd | SWLG011-01 | ExAnte2020 | IOU workpaper | 2019-06-13 | Fixture | 1 |  | None | 0 | 0 | 0 | 100.3893 | 0.012293 | -0.3535 | [6 empty] | DEER:Indoor_Non-CFL_Ltg | Annual
SCE | SWLG011Q | MLI | Ex | IOU | cWtd | SWLG011-01 | ExAnte2020 | IOU workpaper | 2019-06-13 | Fixture | 1 |  | None | 0 | 0 | 0 | 96.5143 | 0.012542 | -0.64 | [6 empty] | DEER:Indoor_Non-CFL_Ltg | Annual
SCE | SWLG011Q | OfL | Ex | IOU | cWtd | SWLG011-01 | ExAnte2020 | IOU workpaper | 2019-06-13 | Fixture | 1 |  | None | 0 | 0 | 0 | 97.9173 | 0.014349 | -0.16818 | [6 empty] | DEER:Indoor_Non-CFL_Ltg | Annual
SCE | SWLG011Q | OfS | Ex | IOU | cWtd | SWLG011-01 | ExAnte2020 | IOU workpaper | 2019-06-13 | Fixture | 1 |  | None | 0 | 0 | 0 | 74.9571 | 0.012231 | -0.1944 | [6 empty] | DEER:Indoor_Non-CFL_Ltg | Annual
SCE | SWLG011Q | RSD | Ex | IOU | cWtd | SWLG011-01 | ExAnte2020 | IOU workpaper | 2019-06-13 | Fixture | 1 |  | None | 0 | 0 | 0 | 137.9667 | 0.027142 | -0.73411 | [6 empty] | DEER:Indoor_Non-CFL_Ltg | Annual
SCE | SWLG011Q | RFF | Ex | IOU | cWtd | SWLG011-01 | ExAnte2020 | IOU workpaper | 2019-06-13 | Fixture | 1 |  | None | 0 | 0 | 0 | 119.5262 | 0.019944 | -0.98997 | [6 empty] | DEER:Indoor_Non-CFL_Ltg | Annual
SCE | SWLG011Q | Rt3 | Ex | IOU | cWtd | SWLG011-01 | ExAnte2020 | IOU workpaper | 2019-06-13 | Fixture | 1 |  | None | 0 | 0 | 0 | 198.1173 | 0.034808 | -0.51714 | [6 empty] | DEER:Indoor_Non-CFL_Ltg | Annual
SCE | SWLG011Q | RtL | Ex | IOU | cWtd | SWLG011-01 | ExAnte2020 | IOU workpaper | 2019-06-13 | Fixture | 1 |  | None | 0 | 0 | 0 | 149.2226 | 0.022199 | -0.45268 | [6 empty] | DEER:Indoor_Non-CFL_Ltg | Annual
SCE | SWLG011Q | RtS | Ex | IOU | cWtd | SWLG011-01 | ExAnte2020 | IOU workpaper | 2019-06-13 | Fixture | 1 |  | None | 0 | 0 | 0 | 89.272 | 0.015474 | -0.43685 | [6 empty] | DEER:Indoor_Non-CFL_Ltg | Annual
SCE | SWLG011Q | SCn | Ex | IOU | cWtd | SWLG011-01 | ExAnte2020 | IOU workpaper | 2019-06-13 | Fixture | 1 |  | None | 0 | 0 | 0 | 75.3018 | 0.0092318 | -0.71379 | [6 empty] | DEER:Indoor_Non-CFL_Ltg | Annual
SCE | SWLG011Q | SUn | Ex | IOU | cWtd | SWLG011-01 | ExAnte2020 | IOU workpaper | 2019-06-13 | Fixture | 1 |  | None | 0 | 0 | 0 | 71.5 | 0.010107 | 0 | [6 empty] | DEER:Indoor_Non-CFL_Ltg | Annual
SCE | SWLG011Q | WRf | Ex | IOU | cWtd | SWLG011-01 | ExAnte2020 | IOU workpaper | 2019-06-13 | Fixture | 1 |  | None | 0 | 0 | 0 | 202.225 | 0.022606 | 0 | [6 empty] | DEER:Indoor_Non-CFL_Ltg | Annual
SCE | SWLG011R | Asm | Ex | IOU | cWtd | SWLG011-01 | ExAnte2020 | IOU workpaper | 2019-06-13 | Fixture | 1 |  | None | 0 | 0 | 0 | 59.5256 | 0.024498 | -0.46911 | [6 empty] | DEER:Indoor_Non-CFL_Ltg | Annual
SCE | SWLG011R | EPr | Ex | IOU | cWtd | SWLG011-01 | ExAnte2020 | IOU workpaper | 2019-06-13 | Fixture | 1 |  | None | 0 | 0 | 0 | 79.3363 | 0.019897 | -0.89291 | [6 empty] | DEER:Indoor_Non-CFL_Ltg | Annual
SCE | SWLG011R | ESe | Ex | IOU | cWtd | SWLG011-01 | ExAnte2020 | IOU workpaper | 2019-06-13 | Fixture | 1 |  | None | 0 | 0 | 0 | 79.5607 | 0.020875 | -0.86059 | [6 empty] | DEER:Indoor_Non-CFL_Ltg | Annual
SCE | SWLG011R | ECC | Ex | IOU | cWtd | SWLG011-01 | ExAnte2020 | IOU workpaper | 2019-06-13 | Fixture | 1 |  | None | 0 | 0 | 0 | 92.6435 | 0.016672 | -0.9626 | [6 empty] | DEER:Indoor_Non-CFL_Ltg | Annual
SCE | SWLG011R | EUn | Ex | IOU | cWtd | SWLG011-01 | ExAnte2020 | IOU workpaper | 2019-06-13 | Fixture | 1 |  | None | 0 | 0 | 0 | 88.1202 | 0.026332 | -1.1203 | [6 empty] | DEER:Indoor_Non-CFL_Ltg | Annual
SCE | SWLG011R | ERC | Ex | IOU | cWtd | SWLG011-01 | ExAnte2020 | IOU workpaper | 2019-06-13 | Fixture | 1 |  | None | 0 | 0 | 0 | 39.9846 | 0.008595 | -0.29605 | [6 empty] | DEER:Indoor_Non-CFL_Ltg | Annual
SCE | SWLG011R | Gro | Ex | IOU | cWtd | SWLG011-01 | ExAnte2020 | IOU workpaper | 2019-06-13 | Fixture | 1 |  | None | 0 | 0 | 0 | 185.5881 | 0.034347 | -2.205 | [6 empty] | DEER:Indoor_Non-CFL_Ltg | Annual
SCE | SWLG011R | Hsp | Ex | IOU | cWtd | SWLG011-01 | ExAnte2020 | IOU workpaper | 2019-06-13 | Fixture | 1 |  | None | 0 | 0 | 0 | 215.3571 | 0.032738 | -2.1367 | [6 empty] | DEER:Indoor_Non-CFL_Ltg | Annual
SCE | SWLG011R | Nrs | Ex | IOU | cWtd | SWLG011-01 | ExAnte2020 | IOU workpaper | 2019-06-13 | Fixture | 1 |  | None | 0 | 0 | 0 | 140.8173 | 0.0288 | -1.0069 | [6 empty] | DEER:Indoor_Non-CFL_Ltg | Annual
SCE | SWLG011R | Htl | Ex | IOU | cWtd | SWLG011-01 | ExAnte2020 | IOU workpaper | 2019-06-13 | Fixture | 1 |  | None | 0 | 0 | 0 | 182.8524 | 0.027943 | -1.3666 | [6 empty] | DEER:Indoor_Non-CFL_Ltg | Annual
SCE | SWLG011R | Mtl | Ex | IOU | cWtd | SWLG011-01 | ExAnte2020 | IOU workpaper | 2019-06-13 | Fixture | 1 |  | None | 0 | 0 | 0 | 141.931 | 0.020599 | -0.63772 | [6 empty] | DEER:Indoor_Non-CFL_Ltg | Annual
SCE | SWLG011R | MBT | Ex | IOU | cWtd | SWLG011-01 | ExAnte2020 | IOU workpaper | 2019-06-13 | Fixture | 1 |  | None | 0 | 0 | 0 | 100.3893 | 0.012293 | -0.3535 | [6 empty] | DEER:Indoor_Non-CFL_Ltg | Annual
SCE | SWLG011R | MLI | Ex | IOU | cWtd | SWLG011-01 | ExAnte2020 | IOU workpaper | 2019-06-13 | Fixture | 1 |  | None | 0 | 0 | 0 | 96.5143 | 0.012542 | -0.64 | [6 empty] | DEER:Indoor_Non-CFL_Ltg | Annual
SCE | SWLG011R | OfL | Ex | IOU | cWtd | SWLG011-01 | ExAnte2020 | IOU workpaper | 2019-06-13 | Fixture | 1 |  | None | 0 | 0 | 0 | 97.9173 | 0.014349 | -0.16818 | [6 empty] | DEER:Indoor_Non-CFL_Ltg | Annual
SCE | SWLG011R | OfS | Ex | IOU | cWtd | SWLG011-01 | ExAnte2020 | IOU workpaper | 2019-06-13 | Fixture | 1 |  | None | 0 | 0 | 0 | 74.9571 | 0.012231 | -0.1944 | [6 empty] | DEER:Indoor_Non-CFL_Ltg | Annual
SCE | SWLG011R | RSD | Ex | IOU | cWtd | SWLG011-01 | ExAnte2020 | IOU workpaper | 2019-06-13 | Fixture | 1 |  | None | 0 | 0 | 0 | 137.9667 | 0.027142 | -0.73411 | [6 empty] | DEER:Indoor_Non-CFL_Ltg | Annual
SCE | SWLG011R | RFF | Ex | IOU | cWtd | SWLG011-01 | ExAnte2020 | IOU workpaper | 2019-06-13 | Fixture | 1 |  | None | 0 | 0 | 0 | 119.5262 | 0.019944 | -0.98997 | [6 empty] | DEER:Indoor_Non-CFL_Ltg | Annual
SCE | SWLG011R | Rt3 | Ex | IOU | cWtd | SWLG011-01 | ExAnte2020 | IOU workpaper | 2019-06-13 | Fixture | 1 |  | None | 0 | 0 | 0 | 198.1173 | 0.034808 | -0.51714 | [6 empty] | DEER:Indoor_Non-CFL_Ltg | Annual
SCE | SWLG011R | RtL | Ex | IOU | cWtd | SWLG011-01 | ExAnte2020 | IOU workpaper | 2019-06-13 | Fixture | 1 |  | None | 0 | 0 | 0 | 149.2226 | 0.022199 | -0.45268 | [6 empty] | DEER:Indoor_Non-CFL_Ltg | Annual
SCE | SWLG011R | RtS | Ex | IOU | cWtd | SWLG011-01 | ExAnte2020 | IOU workpaper | 2019-06-13 | Fixture | 1 |  | None | 0 | 0 | 0 | 89.272 | 0.015474 | -0.43685 | [6 empty] | DEER:Indoor_Non-CFL_Ltg | Annual
SCE | SWLG011R | SCn | Ex | IOU | cWtd | SWLG011-01 | ExAnte2020 | IOU workpaper | 2019-06-13 | Fixture | 1 |  | None | 0 | 0 | 0 | 75.3018 | 0.0092318 | -0.71379 | [6 empty] | DEER:Indoor_Non-CFL_Ltg | Annual
SCE | SWLG011R | SUn | Ex | IOU | cWtd | SWLG011-01 | ExAnte2020 | IOU workpaper | 2019-06-13 | Fixture | 1 |  | None | 0 | 0 | 0 | 71.5 | 0.010107 | 0 | [6 empty] | DEER:Indoor_Non-CFL_Ltg | Annual
SCE | SWLG011R | WRf | Ex | IOU | cWtd | SWLG011-01 | ExAnte2020 | IOU workpaper | 2019-06-13 | Fixture | 1 |  | None | 0 | 0 | 0 | 202.225 | 0.022606 | 0 | [6 empty] | DEER:Indoor_Non-CFL_Ltg | Annual
SCE | SWLG011S | Asm | Ex | IOU | cWtd | SWLG011-01 | ExAnte2020 | IOU workpaper | 2019-06-13 | Fixture | 1 |  | None | 0 | 0 | 0 | 59.5256 | 0.024498 | -0.46911 | [6 empty] | DEER:Indoor_Non-CFL_Ltg | Annual
SCE | SWLG011S | EPr | Ex | IOU | cWtd | SWLG011-01 | ExAnte2020 | IOU workpaper | 2019-06-13 | Fixture | 1 |  | None | 0 | 0 | 0 | 79.3363 | 0.019897 | -0.89291 | [6 empty] | DEER:Indoor_Non-CFL_Ltg | Annual
SCE | SWLG011S | ESe | Ex | IOU | cWtd | SWLG011-01 | ExAnte2020 | IOU workpaper | 2019-06-13 | Fixture | 1 |  | None | 0 | 0 | 0 | 79.5607 | 0.020875 | -0.86059 | [6 empty] | DEER:Indoor_Non-CFL_Ltg | Annual
SCE | SWLG011S | ECC | Ex | IOU | cWtd | SWLG011-01 | ExAnte2020 | IOU workpaper | 2019-06-13 | Fixture | 1 |  | None | 0 | 0 | 0 | 92.6435 | 0.016672 | -0.9626 | [6 empty] | DEER:Indoor_Non-CFL_Ltg | Annual
SCE | SWLG011S | EUn | Ex | IOU | cWtd | SWLG011-01 | ExAnte2020 | IOU workpaper | 2019-06-13 | Fixture | 1 |  | None | 0 | 0 | 0 | 88.1202 | 0.026332 | -1.1203 | [6 empty] | DEER:Indoor_Non-CFL_Ltg | Annual
SCE | SWLG011S | ERC | Ex | IOU | cWtd | SWLG011-01 | ExAnte2020 | IOU workpaper | 2019-06-13 | Fixture | 1 |  | None | 0 | 0 | 0 | 39.9846 | 0.008595 | -0.29605 | [6 empty] | DEER:Indoor_Non-CFL_Ltg | Annual
SCE | SWLG011S | Gro | Ex | IOU | cWtd | SWLG011-01 | ExAnte2020 | IOU workpaper | 2019-06-13 | Fixture | 1 |  | None | 0 | 0 | 0 | 185.5881 | 0.034347 | -2.205 | [6 empty] | DEER:Indoor_Non-CFL_Ltg | Annual
SCE | SWLG011S | Hsp | Ex | IOU | cWtd | SWLG011-01 | ExAnte2020 | IOU workpaper | 2019-06-13 | Fixture | 1 |  | None | 0 | 0 | 0 | 215.3571 | 0.032738 | -2.1367 | [6 empty] | DEER:Indoor_Non-CFL_Ltg | Annual
SCE | SWLG011S | Nrs | Ex | IOU | cWtd | SWLG011-01 | ExAnte2020 | IOU workpaper | 2019-06-13 | Fixture | 1 |  | None | 0 | 0 | 0 | 140.8173 | 0.0288 | -1.0069 | [6 empty] | DEER:Indoor_Non-CFL_Ltg | Annual
SCE | SWLG011S | Htl | Ex | IOU | cWtd | SWLG011-01 | ExAnte2020 | IOU workpaper | 2019-06-13 | Fixture | 1 |  | None | 0 | 0 | 0 | 182.8524 | 0.027943 | -1.3666 | [6 empty] | DEER:Indoor_Non-CFL_Ltg | Annual
SCE | SWLG011S | Mtl | Ex | IOU | cWtd | SWLG011-01 | ExAnte2020 | IOU workpaper | 2019-06-13 | Fixture | 1 |  | None | 0 | 0 | 0 | 141.931 | 0.020599 | -0.63772 | [6 empty] | DEER:Indoor_Non-CFL_Ltg | Annual
SCE | SWLG011S | MBT | Ex | IOU | cWtd | SWLG011-01 | ExAnte2020 | IOU workpaper | 2019-06-13 | Fixture | 1 |  | None | 0 | 0 | 0 | 100.3893 | 0.012293 | -0.3535 | [6 empty] | DEER:Indoor_Non-CFL_Ltg | Annual
SCE | SWLG011S | MLI | Ex | IOU | cWtd | SWLG011-01 | ExAnte2020 | IOU workpaper | 2019-06-13 | Fixture | 1 |  | None | 0 | 0 | 0 | 96.5143 | 0.012542 | -0.64 | [6 empty] | DEER:Indoor_Non-CFL_Ltg | Annual
SCE | SWLG011S | OfL | Ex | IOU | cWtd | SWLG011-01 | ExAnte2020 | IOU workpaper | 2019-06-13 | Fixture | 1 |  | None | 0 | 0 | 0 | 97.9173 | 0.014349 | -0.16818 | [6 empty] | DEER:Indoor_Non-CFL_Ltg | Annual
SCE | SWLG011S | OfS | Ex | IOU | cWtd | SWLG011-01 | ExAnte2020 | IOU workpaper | 2019-06-13 | Fixture | 1 |  | None | 0 | 0 | 0 | 74.9571 | 0.012231 | -0.1944 | [6 empty] | DEER:Indoor_Non-CFL_Ltg | Annual
SCE | SWLG011S | RSD | Ex | IOU | cWtd | SWLG011-01 | ExAnte2020 | IOU workpaper | 2019-06-13 | Fixture | 1 |  | None | 0 | 0 | 0 | 137.9667 | 0.027142 | -0.73411 | [6 empty] | DEER:Indoor_Non-CFL_Ltg | Annual
SCE | SWLG011S | RFF | Ex | IOU | cWtd | SWLG011-01 | ExAnte2020 | IOU workpaper | 2019-06-13 | Fixture | 1 |  | None | 0 | 0 | 0 | 119.5262 | 0.019944 | -0.98997 | [6 empty] | DEER:Indoor_Non-CFL_Ltg | Annual
SCE | SWLG011S | Rt3 | Ex | IOU | cWtd | SWLG011-01 | ExAnte2020 | IOU workpaper | 2019-06-13 | Fixture | 1 |  | None | 0 | 0 | 0 | 198.1173 | 0.034808 | -0.51714 | [6 empty] | DEER:Indoor_Non-CFL_Ltg | Annual
SCE | SWLG011S | RtL | Ex | IOU | cWtd | SWLG011-01 | ExAnte2020 | IOU workpaper | 2019-06-13 | Fixture | 1 |  | None | 0 | 0 | 0 | 149.2226 | 0.022199 | -0.45268 | [6 empty] | DEER:Indoor_Non-CFL_Ltg | Annual
SCE | SWLG011S | RtS | Ex | IOU | cWtd | SWLG011-01 | ExAnte2020 | IOU workpaper | 2019-06-13 | Fixture | 1 |  | None | 0 | 0 | 0 | 89.272 | 0.015474 | -0.43685 | [6 empty] | DEER:Indoor_Non-CFL_Ltg | Annual
SCE | SWLG011S | SCn | Ex | IOU | cWtd | SWLG011-01 | ExAnte2020 | IOU workpaper | 2019-06-13 | Fixture | 1 |  | None | 0 | 0 | 0 | 75.3018 | 0.0092318 | -0.71379 | [6 empty] | DEER:Indoor_Non-CFL_Ltg | Annual
SCE | SWLG011S | SUn | Ex | IOU | cWtd | SWLG011-01 | ExAnte2020 | IOU workpaper | 2019-06-13 | Fixture | 1 |  | None | 0 | 0 | 0 | 71.5 | 0.010107 | 0 | [6 empty] | DEER:Indoor_Non-CFL_Ltg | Annual
SCE | SWLG011S | WRf | Ex | IOU | cWtd | SWLG011-01 | ExAnte2020 | IOU workpaper | 2019-06-13 | Fixture | 1 |  | None | 0 | 0 | 0 | 202.225 | 0.022606 | 0 | [6 empty] | DEER:Indoor_Non-CFL_Ltg | Annual
SCE | SWLG011T | Asm | Ex | IOU | cWtd | SWLG011-01 | ExAnte2020 | IOU workpaper | 2019-06-13 | Fixture | 1 |  | None | 0 | 0 | 0 | 59.5256 | 0.024498 | -0.46911 | [6 empty] | DEER:Indoor_Non-CFL_Ltg | Annual
SCE | SWLG011T | EPr | Ex | IOU | cWtd | SWLG011-01 | ExAnte2020 | IOU workpaper | 2019-06-13 | Fixture | 1 |  | None | 0 | 0 | 0 | 79.3363 | 0.019897 | -0.89291 | [6 empty] | DEER:Indoor_Non-CFL_Ltg | Annual
SCE | SWLG011T | ESe | Ex | IOU | cWtd | SWLG011-01 | ExAnte2020 | IOU workpaper | 2019-06-13 | Fixture | 1 |  | None | 0 | 0 | 0 | 79.5607 | 0.020875 | -0.86059 | [6 empty] | DEER:Indoor_Non-CFL_Ltg | Annual
SCE | SWLG011T | ECC | Ex | IOU | cWtd | SWLG011-01 | ExAnte2020 | IOU workpaper | 2019-06-13 | Fixture | 1 |  | None | 0 | 0 | 0 | 92.6435 | 0.016672 | -0.9626 | [6 empty] | DEER:Indoor_Non-CFL_Ltg | Annual
SCE | SWLG011T | EUn | Ex | IOU | cWtd | SWLG011-01 | ExAnte2020 | IOU workpaper | 2019-06-13 | Fixture | 1 |  | None | 0 | 0 | 0 | 88.1202 | 0.026332 | -1.1203 | [6 empty] | DEER:Indoor_Non-CFL_Ltg | Annual
SCE | SWLG011T | ERC | Ex | IOU | cWtd | SWLG011-01 | ExAnte2020 | IOU workpaper | 2019-06-13 | Fixture | 1 |  | None | 0 | 0 | 0 | 39.9846 | 0.008595 | -0.29605 | [6 empty] | DEER:Indoor_Non-CFL_Ltg | Annual
SCE | SWLG011T | Gro | Ex | IOU | cWtd | SWLG011-01 | ExAnte2020 | IOU workpaper | 2019-06-13 | Fixture | 1 |  | None | 0 | 0 | 0 | 185.5881 | 0.034347 | -2.205 | [6 empty] | DEER:Indoor_Non-CFL_Ltg | Annual
SCE | SWLG011T | Hsp | Ex | IOU | cWtd | SWLG011-01 | ExAnte2020 | IOU workpaper | 2019-06-13 | Fixture | 1 |  | None | 0 | 0 | 0 | 215.3571 | 0.032738 | -2.1367 | [6 empty] | DEER:Indoor_Non-CFL_Ltg | Annual
SCE | SWLG011T | Nrs | Ex | IOU | cWtd | SWLG011-01 | ExAnte2020 | IOU workpaper | 2019-06-13 | Fixture | 1 |  | None | 0 | 0 | 0 | 140.8173 | 0.0288 | -1.0069 | [6 empty] | DEER:Indoor_Non-CFL_Ltg | Annual
SCE | SWLG011T | Htl | Ex | IOU | cWtd | SWLG011-01 | ExAnte2020 | IOU workpaper | 2019-06-13 | Fixture | 1 |  | None | 0 | 0 | 0 | 182.8524 | 0.027943 | -1.3666 | [6 empty] | DEER:Indoor_Non-CFL_Ltg | Annual
SCE | SWLG011T | Mtl | Ex | IOU | cWtd | SWLG011-01 | ExAnte2020 | IOU workpaper | 2019-06-13 | Fixture | 1 |  | None | 0 | 0 | 0 | 141.931 | 0.020599 | -0.63772 | [6 empty] | DEER:Indoor_Non-CFL_Ltg | Annual
SCE | SWLG011T | MBT | Ex | IOU | cWtd | SWLG011-01 | ExAnte2020 | IOU workpaper | 2019-06-13 | Fixture | 1 |  | None | 0 | 0 | 0 | 100.3893 | 0.012293 | -0.3535 | [6 empty] | DEER:Indoor_Non-CFL_Ltg | Annual
SCE | SWLG011T | MLI | Ex | IOU | cWtd | SWLG011-01 | ExAnte2020 | IOU workpaper | 2019-06-13 | Fixture | 1 |  | None | 0 | 0 | 0 | 96.5143 | 0.012542 | -0.64 | [6 empty] | DEER:Indoor_Non-CFL_Ltg | Annual
SCE | SWLG011T | OfL | Ex | IOU | cWtd | SWLG011-01 | ExAnte2020 | IOU workpaper | 2019-06-13 | Fixture | 1 |  | None | 0 | 0 | 0 | 97.9173 | 0.014349 | -0.16818 | [6 empty] | DEER:Indoor_Non-CFL_Ltg | Annual
SCE | SWLG011T | OfS | Ex | IOU | cWtd | SWLG011-01 | ExAnte2020 | IOU workpaper | 2019-06-13 | Fixture | 1 |  | None | 0 | 0 | 0 | 74.9571 | 0.012231 | -0.1944 | [6 empty] | DEER:Indoor_Non-CFL_Ltg | Annual
SCE | SWLG011T | RSD | Ex | IOU | cWtd | SWLG011-01 | ExAnte2020 | IOU workpaper | 2019-06-13 | Fixture | 1 |  | None | 0 | 0 | 0 | 137.9667 | 0.027142 | -0.73411 | [6 empty] | DEER:Indoor_Non-CFL_Ltg | Annual
SCE | SWLG011T | RFF | Ex | IOU | cWtd | SWLG011-01 | ExAnte2020 | IOU workpaper | 2019-06-13 | Fixture | 1 |  | None | 0 | 0 | 0 | 119.5262 | 0.019944 | -0.98997 | [6 empty] | DEER:Indoor_Non-CFL_Ltg | Annual
SCE | SWLG011T | Rt3 | Ex | IOU | cWtd | SWLG011-01 | ExAnte2020 | IOU workpaper | 2019-06-13 | Fixture | 1 |  | None | 0 | 0 | 0 | 198.1173 | 0.034808 | -0.51714 | [6 empty] | DEER:Indoor_Non-CFL_Ltg | Annual
SCE | SWLG011T | RtL | Ex | IOU | cWtd | SWLG011-01 | ExAnte2020 | IOU workpaper | 2019-06-13 | Fixture | 1 |  | None | 0 | 0 | 0 | 149.2226 | 0.022199 | -0.45268 | [6 empty] | DEER:Indoor_Non-CFL_Ltg | Annual
SCE | SWLG011T | RtS | Ex | IOU | cWtd | SWLG011-01 | ExAnte2020 | IOU workpaper | 2019-06-13 | Fixture | 1 |  | None | 0 | 0 | 0 | 89.272 | 0.015474 | -0.43685 | [6 empty] | DEER:Indoor_Non-CFL_Ltg | Annual
SCE | SWLG011T | SCn | Ex | IOU | cWtd | SWLG011-01 | ExAnte2020 | IOU workpaper | 2019-06-13 | Fixture | 1 |  | None | 0 | 0 | 0 | 75.3018 | 0.0092318 | -0.71379 | [6 empty] | DEER:Indoor_Non-CFL_Ltg | Annual
SCE | SWLG011T | SUn | Ex | IOU | cWtd | SWLG011-01 | ExAnte2020 | IOU workpaper | 2019-06-13 | Fixture | 1 |  | None | 0 | 0 | 0 | 71.5 | 0.010107 | 0 | [6 empty] | DEER:Indoor_Non-CFL_Ltg | Annual
SCE | SWLG011T | WRf | Ex | IOU | cWtd | SWLG011-01 | ExAnte2020 | IOU workpaper | 2019-06-13 | Fixture | 1 |  | None | 0 | 0 | 0 | 202.225 | 0.022606 | 0 | [6 empty] | DEER:Indoor_Non-CFL_Ltg | Annual
SCE | SWLG011U | Asm | Ex | IOU | cWtd | SWLG011-01 | ExAnte2020 | IOU workpaper | 2019-06-13 | Fixture | 1 |  | None | 0 | 0 | 0 | 59.5256 | 0.024498 | -0.46911 | [6 empty] | DEER:Indoor_Non-CFL_Ltg | Annual
SCE | SWLG011U | EPr | Ex | IOU | cWtd | SWLG011-01 | ExAnte2020 | IOU workpaper | 2019-06-13 | Fixture | 1 |  | None | 0 | 0 | 0 | 79.3363 | 0.019897 | -0.89291 | [6 empty] | DEER:Indoor_Non-CFL_Ltg | Annual
SCE | SWLG011U | ESe | Ex | IOU | cWtd | SWLG011-01 | ExAnte2020 | IOU workpaper | 2019-06-13 | Fixture | 1 |  | None | 0 | 0 | 0 | 79.5607 | 0.020875 | -0.86059 | [6 empty] | DEER:Indoor_Non-CFL_Ltg | Annual
SCE | SWLG011U | ECC | Ex | IOU | cWtd | SWLG011-01 | ExAnte2020 | IOU workpaper | 2019-06-13 | Fixture | 1 |  | None | 0 | 0 | 0 | 92.6435 | 0.016672 | -0.9626 | [6 empty] | DEER:Indoor_Non-CFL_Ltg | Annual
SCE | SWLG011U | EUn | Ex | IOU | cWtd | SWLG011-01 | ExAnte2020 | IOU workpaper | 2019-06-13 | Fixture | 1 |  | None | 0 | 0 | 0 | 88.1202 | 0.026332 | -1.1203 | [6 empty] | DEER:Indoor_Non-CFL_Ltg | Annual
SCE | SWLG011U | ERC | Ex | IOU | cWtd | SWLG011-01 | ExAnte2020 | IOU workpaper | 2019-06-13 | Fixture | 1 |  | None | 0 | 0 | 0 | 39.9846 | 0.008595 | -0.29605 | [6 empty] | DEER:Indoor_Non-CFL_Ltg | Annual
SCE | SWLG011U | Gro | Ex | IOU | cWtd | SWLG011-01 | ExAnte2020 | IOU workpaper | 2019-06-13 | Fixture | 1 |  | None | 0 | 0 | 0 | 185.5881 | 0.034347 | -2.205 | [6 empty] | DEER:Indoor_Non-CFL_Ltg | Annual
SCE | SWLG011U | Hsp | Ex | IOU | cWtd | SWLG011-01 | ExAnte2020 | IOU workpaper | 2019-06-13 | Fixture | 1 |  | None | 0 | 0 | 0 | 215.3571 | 0.032738 | -2.1367 | [6 empty] | DEER:Indoor_Non-CFL_Ltg | Annual
SCE | SWLG011U | Nrs | Ex | IOU | cWtd | SWLG011-01 | ExAnte2020 | IOU workpaper | 2019-06-13 | Fixture | 1 |  | None | 0 | 0 | 0 | 140.8173 | 0.0288 | -1.0069 | [6 empty] | DEER:Indoor_Non-CFL_Ltg | Annual
SCE | SWLG011U | Htl | Ex | IOU | cWtd | SWLG011-01 | ExAnte2020 | IOU workpaper | 2019-06-13 | Fixture | 1 |  | None | 0 | 0 | 0 | 182.8524 | 0.027943 | -1.3666 | [6 empty] | DEER:Indoor_Non-CFL_Ltg | Annual
SCE | SWLG011U | Mtl | Ex | IOU | cWtd | SWLG011-01 | ExAnte2020 | IOU workpaper | 2019-06-13 | Fixture | 1 |  | None | 0 | 0 | 0 | 141.931 | 0.020599 | -0.63772 | [6 empty] | DEER:Indoor_Non-CFL_Ltg | Annual
SCE | SWLG011U | MBT | Ex | IOU | cWtd | SWLG011-01 | ExAnte2020 | IOU workpaper | 2019-06-13 | Fixture | 1 |  | None | 0 | 0 | 0 | 100.3893 | 0.012293 | -0.3535 | [6 empty] | DEER:Indoor_Non-CFL_Ltg | Annual
SCE | SWLG011U | MLI | Ex | IOU | cWtd | SWLG011-01 | ExAnte2020 | IOU workpaper | 2019-06-13 | Fixture | 1 |  | None | 0 | 0 | 0 | 96.5143 | 0.012542 | -0.64 | [6 empty] | DEER:Indoor_Non-CFL_Ltg | Annual
SCE | SWLG011U | OfL | Ex | IOU | cWtd | SWLG011-01 | ExAnte2020 | IOU workpaper | 2019-06-13 | Fixture | 1 |  | None | 0 | 0 | 0 | 97.9173 | 0.014349 | -0.16818 | [6 empty] | DEER:Indoor_Non-CFL_Ltg | Annual
SCE | SWLG011U | OfS | Ex | IOU | cWtd | SWLG011-01 | ExAnte2020 | IOU workpaper | 2019-06-13 | Fixture | 1 |  | None | 0 | 0 | 0 | 74.9571 | 0.012231 | -0.1944 | [6 empty] | DEER:Indoor_Non-CFL_Ltg | Annual
SCE | SWLG011U | RSD | Ex | IOU | cWtd | SWLG011-01 | ExAnte2020 | IOU workpaper | 2019-06-13 | Fixture | 1 |  | None | 0 | 0 | 0 | 137.9667 | 0.027142 | -0.73411 | [6 empty] | DEER:Indoor_Non-CFL_Ltg | Annual
SCE | SWLG011U | RFF | Ex | IOU | cWtd | SWLG011-01 | ExAnte2020 | IOU workpaper | 2019-06-13 | Fixture | 1 |  | None | 0 | 0 | 0 | 119.5262 | 0.019944 | -0.98997 | [6 empty] | DEER:Indoor_Non-CFL_Ltg | Annual
SCE | SWLG011U | Rt3 | Ex | IOU | cWtd | SWLG011-01 | ExAnte2020 | IOU workpaper | 2019-06-13 | Fixture | 1 |  | None | 0 | 0 | 0 | 198.1173 | 0.034808 | -0.51714 | [6 empty] | DEER:Indoor_Non-CFL_Ltg | Annual
SCE | SWLG011U | RtL | Ex | IOU | cWtd | SWLG011-01 | ExAnte2020 | IOU workpaper | 2019-06-13 | Fixture | 1 |  | None | 0 | 0 | 0 | 149.2226 | 0.022199 | -0.45268 | [6 empty] | DEER:Indoor_Non-CFL_Ltg | Annual
SCE | SWLG011U | RtS | Ex | IOU | cWtd | SWLG011-01 | ExAnte2020 | IOU workpaper | 2019-06-13 | Fixture | 1 |  | None | 0 | 0 | 0 | 89.272 | 0.015474 | -0.43685 | [6 empty] | DEER:Indoor_Non-CFL_Ltg | Annual
SCE | SWLG011U | SCn | Ex | IOU | cWtd | SWLG011-01 | ExAnte2020 | IOU workpaper | 2019-06-13 | Fixture | 1 |  | None | 0 | 0 | 0 | 75.3018 | 0.0092318 | -0.71379 | [6 empty] | DEER:Indoor_Non-CFL_Ltg | Annual
SCE | SWLG011U | SUn | Ex | IOU | cWtd | SWLG011-01 | ExAnte2020 | IOU workpaper | 2019-06-13 | Fixture | 1 |  | None | 0 | 0 | 0 | 71.5 | 0.010107 | 0 | [6 empty] | DEER:Indoor_Non-CFL_Ltg | Annual
SCE | SWLG011U | WRf | Ex | IOU | cWtd | SWLG011-01 | ExAnte2020 | IOU workpaper | 2019-06-13 | Fixture | 1 |  | None | 0 | 0 | 0 | 202.225 | 0.022606 | 0 | [6 empty] | DEER:Indoor_Non-CFL_Ltg | Annual
SCE | SWLG011V | Asm | Ex | IOU | cWtd | SWLG011-01 | ExAnte2020 | IOU workpaper | 2019-06-13 | Fixture | 1 |  | None | 0 | 0 | 0 | 59.5256 | 0.024498 | -0.46911 | [6 empty] | DEER:Indoor_Non-CFL_Ltg | Annual
SCE | SWLG011V | EPr | Ex | IOU | cWtd | SWLG011-01 | ExAnte2020 | IOU workpaper | 2019-06-13 | Fixture | 1 |  | None | 0 | 0 | 0 | 79.3363 | 0.019897 | -0.89291 | [6 empty] | DEER:Indoor_Non-CFL_Ltg | Annual
SCE | SWLG011V | ESe | Ex | IOU | cWtd | SWLG011-01 | ExAnte2020 | IOU workpaper | 2019-06-13 | Fixture | 1 |  | None | 0 | 0 | 0 | 79.5607 | 0.020875 | -0.86059 | [6 empty] | DEER:Indoor_Non-CFL_Ltg | Annual
SCE | SWLG011V | ECC | Ex | IOU | cWtd | SWLG011-01 | ExAnte2020 | IOU workpaper | 2019-06-13 | Fixture | 1 |  | None | 0 | 0 | 0 | 92.6435 | 0.016672 | -0.9626 | [6 empty] | DEER:Indoor_Non-CFL_Ltg | Annual
SCE | SWLG011V | EUn | Ex | IOU | cWtd | SWLG011-01 | ExAnte2020 | IOU workpaper | 2019-06-13 | Fixture | 1 |  | None | 0 | 0 | 0 | 88.1202 | 0.026332 | -1.1203 | [6 empty] | DEER:Indoor_Non-CFL_Ltg | Annual
SCE | SWLG011V | ERC | Ex | IOU | cWtd | SWLG011-01 | ExAnte2020 | IOU workpaper | 2019-06-13 | Fixture | 1 |  | None | 0 | 0 | 0 | 39.9846 | 0.008595 | -0.29605 | [6 empty] | DEER:Indoor_Non-CFL_Ltg | Annual
SCE | SWLG011V | Gro | Ex | IOU | cWtd | SWLG011-01 | ExAnte2020 | IOU workpaper | 2019-06-13 | Fixture | 1 |  | None | 0 | 0 | 0 | 185.5881 | 0.034347 | -2.205 | [6 empty] | DEER:Indoor_Non-CFL_Ltg | Annual
SCE | SWLG011V | Hsp | Ex | IOU | cWtd | SWLG011-01 | ExAnte2020 | IOU workpaper | 2019-06-13 | Fixture | 1 |  | None | 0 | 0 | 0 | 215.3571 | 0.032738 | -2.1367 | [6 empty] | DEER:Indoor_Non-CFL_Ltg | Annual
SCE | SWLG011V | Nrs | Ex | IOU | cWtd | SWLG011-01 | ExAnte2020 | IOU workpaper | 2019-06-13 | Fixture | 1 |  | None | 0 | 0 | 0 | 140.8173 | 0.0288 | -1.0069 | [6 empty] | DEER:Indoor_Non-CFL_Ltg | Annual
SCE | SWLG011V | Htl | Ex | IOU | cWtd | SWLG011-01 | ExAnte2020 | IOU workpaper | 2019-06-13 | Fixture | 1 |  | None | 0 | 0 | 0 | 182.8524 | 0.027943 | -1.3666 | [6 empty] | DEER:Indoor_Non-CFL_Ltg | Annual
SCE | SWLG011V | Mtl | Ex | IOU | cWtd | SWLG011-01 | ExAnte2020 | IOU workpaper | 2019-06-13 | Fixture | 1 |  | None | 0 | 0 | 0 | 141.931 | 0.020599 | -0.63772 | [6 empty] | DEER:Indoor_Non-CFL_Ltg | Annual
SCE | SWLG011V | MBT | Ex | IOU | cWtd | SWLG011-01 | ExAnte2020 | IOU workpaper | 2019-06-13 | Fixture | 1 |  | None | 0 | 0 | 0 | 100.3893 | 0.012293 | -0.3535 | [6 empty] | DEER:Indoor_Non-CFL_Ltg | Annual
SCE | SWLG011V | MLI | Ex | IOU | cWtd | SWLG011-01 | ExAnte2020 | IOU workpaper | 2019-06-13 | Fixture | 1 |  | None | 0 | 0 | 0 | 96.5143 | 0.012542 | -0.64 | [6 empty] | DEER:Indoor_Non-CFL_Ltg | Annual
SCE | SWLG011V | OfL | Ex | IOU | cWtd | SWLG011-01 | ExAnte2020 | IOU workpaper | 2019-06-13 | Fixture | 1 |  | None | 0 | 0 | 0 | 97.9173 | 0.014349 | -0.16818 | [6 empty] | DEER:Indoor_Non-CFL_Ltg | Annual
SCE | SWLG011V | OfS | Ex | IOU | cWtd | SWLG011-01 | ExAnte2020 | IOU workpaper | 2019-06-13 | Fixture | 1 |  | None | 0 | 0 | 0 | 74.9571 | 0.012231 | -0.1944 | [6 empty] | DEER:Indoor_Non-CFL_Ltg | Annual
SCE | SWLG011V | RSD | Ex | IOU | cWtd | SWLG011-01 | ExAnte2020 | IOU workpaper | 2019-06-13 | Fixture | 1 |  | None | 0 | 0 | 0 | 137.9667 | 0.027142 | -0.73411 | [6 empty] | DEER:Indoor_Non-CFL_Ltg | Annual
SCE | SWLG011V | RFF | Ex | IOU | cWtd | SWLG011-01 | ExAnte2020 | IOU workpaper | 2019-06-13 | Fixture | 1 |  | None | 0 | 0 | 0 | 119.5262 | 0.019944 | -0.98997 | [6 empty] | DEER:Indoor_Non-CFL_Ltg | Annual
SCE | SWLG011V | Rt3 | Ex | IOU | cWtd | SWLG011-01 | ExAnte2020 | IOU workpaper | 2019-06-13 | Fixture | 1 |  | None | 0 | 0 | 0 | 198.1173 | 0.034808 | -0.51714 | [6 empty] | DEER:Indoor_Non-CFL_Ltg | Annual
SCE | SWLG011V | RtL | Ex | IOU | cWtd | SWLG011-01 | ExAnte2020 | IOU workpaper | 2019-06-13 | Fixture | 1 |  | None | 0 | 0 | 0 | 149.2226 | 0.022199 | -0.45268 | [6 empty] | DEER:Indoor_Non-CFL_Ltg | Annual
SCE | SWLG011V | RtS | Ex | IOU | cWtd | SWLG011-01 | ExAnte2020 | IOU workpaper | 2019-06-13 | Fixture | 1 |  | None | 0 | 0 | 0 | 89.272 | 0.015474 | -0.43685 | [6 empty] | DEER:Indoor_Non-CFL_Ltg | Annual
SCE | SWLG011V | SCn | Ex | IOU | cWtd | SWLG011-01 | ExAnte2020 | IOU workpaper | 2019-06-13 | Fixture | 1 |  | None | 0 | 0 | 0 | 75.3018 | 0.0092318 | -0.71379 | [6 empty] | DEER:Indoor_Non-CFL_Ltg | Annual
SCE | SWLG011V | SUn | Ex | IOU | cWtd | SWLG011-01 | ExAnte2020 | IOU workpaper | 2019-06-13 | Fixture | 1 |  | None | 0 | 0 | 0 | 71.5 | 0.010107 | 0 | [6 empty] | DEER:Indoor_Non-CFL_Ltg | Annual
SCE | SWLG011V | WRf | Ex | IOU | cWtd | SWLG011-01 | ExAnte2020 | IOU workpaper | 2019-06-13 | Fixture | 1 |  | None | 0 | 0 | 0 | 202.225 | 0.022606 | 0 | [6 empty] | DEER:Indoor_Non-CFL_Ltg | Annual
SCE | SWLG011W | Asm | Ex | IOU | cWtd | SWLG011-01 | ExAnte2020 | IOU workpaper | 2019-06-13 | Fixture | 1 |  | None | 0 | 0 | 0 | 59.5256 | 0.024498 | -0.46911 | [6 empty] | DEER:Indoor_Non-CFL_Ltg | Annual
SCE | SWLG011W | EPr | Ex | IOU | cWtd | SWLG011-01 | ExAnte2020 | IOU workpaper | 2019-06-13 | Fixture | 1 |  | None | 0 | 0 | 0 | 79.3363 | 0.019897 | -0.89291 | [6 empty] | DEER:Indoor_Non-CFL_Ltg | Annual
SCE | SWLG011W | ESe | Ex | IOU | cWtd | SWLG011-01 | ExAnte2020 | IOU workpaper | 2019-06-13 | Fixture | 1 |  | None | 0 | 0 | 0 | 79.5607 | 0.020875 | -0.86059 | [6 empty] | DEER:Indoor_Non-CFL_Ltg | Annual
SCE | SWLG011W | ECC | Ex | IOU | cWtd | SWLG011-01 | ExAnte2020 | IOU workpaper | 2019-06-13 | Fixture | 1 |  | None | 0 | 0 | 0 | 92.6435 | 0.016672 | -0.9626 | [6 empty] | DEER:Indoor_Non-CFL_Ltg | Annual
SCE | SWLG011W | EUn | Ex | IOU | cWtd | SWLG011-01 | ExAnte2020 | IOU workpaper | 2019-06-13 | Fixture | 1 |  | None | 0 | 0 | 0 | 88.1202 | 0.026332 | -1.1203 | [6 empty] | DEER:Indoor_Non-CFL_Ltg | Annual
SCE | SWLG011W | ERC | Ex | IOU | cWtd | SWLG011-01 | ExAnte2020 | IOU workpaper | 2019-06-13 | Fixture | 1 |  | None | 0 | 0 | 0 | 39.9846 | 0.008595 | -0.29605 | [6 empty] | DEER:Indoor_Non-CFL_Ltg | Annual
SCE | SWLG011W | Gro | Ex | IOU | cWtd | SWLG011-01 | ExAnte2020 | IOU workpaper | 2019-06-13 | Fixture | 1 |  | None | 0 | 0 | 0 | 185.5881 | 0.034347 | -2.205 | [6 empty] | DEER:Indoor_Non-CFL_Ltg | Annual
SCE | SWLG011W | Hsp | Ex | IOU | cWtd | SWLG011-01 | ExAnte2020 | IOU workpaper | 2019-06-13 | Fixture | 1 |  | None | 0 | 0 | 0 | 215.3571 | 0.032738 | -2.1367 | [6 empty] | DEER:Indoor_Non-CFL_Ltg | Annual
SCE | SWLG011W | Nrs | Ex | IOU | cWtd | SWLG011-01 | ExAnte2020 | IOU workpaper | 2019-06-13 | Fixture | 1 |  | None | 0 | 0 | 0 | 140.8173 | 0.0288 | -1.0069 | [6 empty] | DEER:Indoor_Non-CFL_Ltg | Annual
SCE | SWLG011W | Htl | Ex | IOU | cWtd | SWLG011-01 | ExAnte2020 | IOU workpaper | 2019-06-13 | Fixture | 1 |  | None | 0 | 0 | 0 | 182.8524 | 0.027943 | -1.3666 | [6 empty] | DEER:Indoor_Non-CFL_Ltg | Annual
SCE | SWLG011W | Mtl | Ex | IOU | cWtd | SWLG011-01 | ExAnte2020 | IOU workpaper | 2019-06-13 | Fixture | 1 |  | None | 0 | 0 | 0 | 141.931 | 0.020599 | -0.63772 | [6 empty] | DEER:Indoor_Non-CFL_Ltg | Annual
SCE | SWLG011W | MBT | Ex | IOU | cWtd | SWLG011-01 | ExAnte2020 | IOU workpaper | 2019-06-13 | Fixture | 1 |  | None | 0 | 0 | 0 | 100.3893 | 0.012293 | -0.3535 | [6 empty] | DEER:Indoor_Non-CFL_Ltg | Annual
SCE | SWLG011W | MLI | Ex | IOU | cWtd | SWLG011-01 | ExAnte2020 | IOU workpaper | 2019-06-13 | Fixture | 1 |  | None | 0 | 0 | 0 | 96.5143 | 0.012542 | -0.64 | [6 empty] | DEER:Indoor_Non-CFL_Ltg | Annual
SCE | SWLG011W | OfL | Ex | IOU | cWtd | SWLG011-01 | ExAnte2020 | IOU workpaper | 2019-06-13 | Fixture | 1 |  | None | 0 | 0 | 0 | 97.9173 | 0.014349 | -0.16818 | [6 empty] | DEER:Indoor_Non-CFL_Ltg | Annual
SCE | SWLG011W | OfS | Ex | IOU | cWtd | SWLG011-01 | ExAnte2020 | IOU workpaper | 2019-06-13 | Fixture | 1 |  | None | 0 | 0 | 0 | 74.9571 | 0.012231 | -0.1944 | [6 empty] | DEER:Indoor_Non-CFL_Ltg | Annual
SCE | SWLG011W | RSD | Ex | IOU | cWtd | SWLG011-01 | ExAnte2020 | IOU workpaper | 2019-06-13 | Fixture | 1 |  | None | 0 | 0 | 0 | 137.9667 | 0.027142 | -0.73411 | [6 empty] | DEER:Indoor_Non-CFL_Ltg | Annual
SCE | SWLG011W | RFF | Ex | IOU | cWtd | SWLG011-01 | ExAnte2020 | IOU workpaper | 2019-06-13 | Fixture | 1 |  | None | 0 | 0 | 0 | 119.5262 | 0.019944 | -0.98997 | [6 empty] | DEER:Indoor_Non-CFL_Ltg | Annual
SCE | SWLG011W | Rt3 | Ex | IOU | cWtd | SWLG011-01 | ExAnte2020 | IOU workpaper | 2019-06-13 | Fixture | 1 |  | None | 0 | 0 | 0 | 198.1173 | 0.034808 | -0.51714 | [6 empty] | DEER:Indoor_Non-CFL_Ltg | Annual
SCE | SWLG011W | RtL | Ex | IOU | cWtd | SWLG011-01 | ExAnte2020 | IOU workpaper | 2019-06-13 | Fixture | 1 |  | None | 0 | 0 | 0 | 149.2226 | 0.022199 | -0.45268 | [6 empty] | DEER:Indoor_Non-CFL_Ltg | Annual
SCE | SWLG011W | RtS | Ex | IOU | cWtd | SWLG011-01 | ExAnte2020 | IOU workpaper | 2019-06-13 | Fixture | 1 |  | None | 0 | 0 | 0 | 89.272 | 0.015474 | -0.43685 | [6 empty] | DEER:Indoor_Non-CFL_Ltg | Annual
SCE | SWLG011W | SCn | Ex | IOU | cWtd | SWLG011-01 | ExAnte2020 | IOU workpaper | 2019-06-13 | Fixture | 1 |  | None | 0 | 0 | 0 | 75.3018 | 0.0092318 | -0.71379 | [6 empty] | DEER:Indoor_Non-CFL_Ltg | Annual
SCE | SWLG011W | SUn | Ex | IOU | cWtd | SWLG011-01 | ExAnte2020 | IOU workpaper | 2019-06-13 | Fixture | 1 |  | None | 0 | 0 | 0 | 71.5 | 0.010107 | 0 | [6 empty] | DEER:Indoor_Non-CFL_Ltg | Annual
SCE | SWLG011W | WRf | Ex | IOU | cWtd | SWLG011-01 | ExAnte2020 | IOU workpaper | 2019-06-13 | Fixture | 1 |  | None | 0 | 0 | 0 | 202.225 | 0.022606 | 0 | [6 empty] | DEER:Indoor_Non-CFL_Ltg | Annual
SCE | SWLG011X | Asm | Ex | IOU | cWtd | SWLG011-01 | ExAnte2020 | IOU workpaper | 2019-06-13 | Fixture | 1 |  | None | 0 | 0 | 0 | 59.5256 | 0.024498 | -0.46911 | [6 empty] | DEER:Indoor_Non-CFL_Ltg | Annual
SCE | SWLG011X | EPr | Ex | IOU | cWtd | SWLG011-01 | ExAnte2020 | IOU workpaper | 2019-06-13 | Fixture | 1 |  | None | 0 | 0 | 0 | 79.3363 | 0.019897 | -0.89291 | [6 empty] | DEER:Indoor_Non-CFL_Ltg | Annual
SCE | SWLG011X | ESe | Ex | IOU | cWtd | SWLG011-01 | ExAnte2020 | IOU workpaper | 2019-06-13 | Fixture | 1 |  | None | 0 | 0 | 0 | 79.5607 | 0.020875 | -0.86059 | [6 empty] | DEER:Indoor_Non-CFL_Ltg | Annual
SCE | SWLG011X | ECC | Ex | IOU | cWtd | SWLG011-01 | ExAnte2020 | IOU workpaper | 2019-06-13 | Fixture | 1 |  | None | 0 | 0 | 0 | 92.6435 | 0.016672 | -0.9626 | [6 empty] | DEER:Indoor_Non-CFL_Ltg | Annual
SCE | SWLG011X | EUn | Ex | IOU | cWtd | SWLG011-01 | ExAnte2020 | IOU workpaper | 2019-06-13 | Fixture | 1 |  | None | 0 | 0 | 0 | 88.1202 | 0.026332 | -1.1203 | [6 empty] | DEER:Indoor_Non-CFL_Ltg | Annual
SCE | SWLG011X | ERC | Ex | IOU | cWtd | SWLG011-01 | ExAnte2020 | IOU workpaper | 2019-06-13 | Fixture | 1 |  | None | 0 | 0 | 0 | 39.9846 | 0.008595 | -0.29605 | [6 empty] | DEER:Indoor_Non-CFL_Ltg | Annual
SCE | SWLG011X | Gro | Ex | IOU | cWtd | SWLG011-01 | ExAnte2020 | IOU workpaper | 2019-06-13 | Fixture | 1 |  | None | 0 | 0 | 0 | 185.5881 | 0.034347 | -2.205 | [6 empty] | DEER:Indoor_Non-CFL_Ltg | Annual
SCE | SWLG011X | Hsp | Ex | IOU | cWtd | SWLG011-01 | ExAnte2020 | IOU workpaper | 2019-06-13 | Fixture | 1 |  | None | 0 | 0 | 0 | 215.3571 | 0.032738 | -2.1367 | [6 empty] | DEER:Indoor_Non-CFL_Ltg | Annual
SCE | SWLG011X | Nrs | Ex | IOU | cWtd | SWLG011-01 | ExAnte2020 | IOU workpaper | 2019-06-13 | Fixture | 1 |  | None | 0 | 0 | 0 | 140.8173 | 0.0288 | -1.0069 | [6 empty] | DEER:Indoor_Non-CFL_Ltg | Annual
SCE | SWLG011X | Htl | Ex | IOU | cWtd | SWLG011-01 | ExAnte2020 | IOU workpaper | 2019-06-13 | Fixture | 1 |  | None | 0 | 0 | 0 | 182.8524 | 0.027943 | -1.3666 | [6 empty] | DEER:Indoor_Non-CFL_Ltg | Annual
SCE | SWLG011X | Mtl | Ex | IOU | cWtd | SWLG011-01 | ExAnte2020 | IOU workpaper | 2019-06-13 | Fixture | 1 |  | None | 0 | 0 | 0 | 141.931 | 0.020599 | -0.63772 | [6 empty] | DEER:Indoor_Non-CFL_Ltg | Annual
SCE | SWLG011X | MBT | Ex | IOU | cWtd | SWLG011-01 | ExAnte2020 | IOU workpaper | 2019-06-13 | Fixture | 1 |  | None | 0 | 0 | 0 | 100.3893 | 0.012293 | -0.3535 | [6 empty] | DEER:Indoor_Non-CFL_Ltg | Annual
SCE | SWLG011X | MLI | Ex | IOU | cWtd | SWLG011-01 | ExAnte2020 | IOU workpaper | 2019-06-13 | Fixture | 1 |  | None | 0 | 0 | 0 | 96.5143 | 0.012542 | -0.64 | [6 empty] | DEER:Indoor_Non-CFL_Ltg | Annual
SCE | SWLG011X | OfL | Ex | IOU | cWtd | SWLG011-01 | ExAnte2020 | IOU workpaper | 2019-06-13 | Fixture | 1 |  | None | 0 | 0 | 0 | 97.9173 | 0.014349 | -0.16818 | [6 empty] | DEER:Indoor_Non-CFL_Ltg | Annual
SCE | SWLG011X | OfS | Ex | IOU | cWtd | SWLG011-01 | ExAnte2020 | IOU workpaper | 2019-06-13 | Fixture | 1 |  | None | 0 | 0 | 0 | 74.9571 | 0.012231 | -0.1944 | [6 empty] | DEER:Indoor_Non-CFL_Ltg | Annual
SCE | SWLG011X | RSD | Ex | IOU | cWtd | SWLG011-01 | ExAnte2020 | IOU workpaper | 2019-06-13 | Fixture | 1 |  | None | 0 | 0 | 0 | 137.9667 | 0.027142 | -0.73411 | [6 empty] | DEER:Indoor_Non-CFL_Ltg | Annual
SCE | SWLG011X | RFF | Ex | IOU | cWtd | SWLG011-01 | ExAnte2020 | IOU workpaper | 2019-06-13 | Fixture | 1 |  | None | 0 | 0 | 0 | 119.5262 | 0.019944 | -0.98997 | [6 empty] | DEER:Indoor_Non-CFL_Ltg | Annual
SCE | SWLG011X | Rt3 | Ex | IOU | cWtd | SWLG011-01 | ExAnte2020 | IOU workpaper | 2019-06-13 | Fixture | 1 |  | None | 0 | 0 | 0 | 198.1173 | 0.034808 | -0.51714 | [6 empty] | DEER:Indoor_Non-CFL_Ltg | Annual
SCE | SWLG011X | RtL | Ex | IOU | cWtd | SWLG011-01 | ExAnte2020 | IOU workpaper | 2019-06-13 | Fixture | 1 |  | None | 0 | 0 | 0 | 149.2226 | 0.022199 | -0.45268 | [6 empty] | DEER:Indoor_Non-CFL_Ltg | Annual
SCE | SWLG011X | RtS | Ex | IOU | cWtd | SWLG011-01 | ExAnte2020 | IOU workpaper | 2019-06-13 | Fixture | 1 |  | None | 0 | 0 | 0 | 89.272 | 0.015474 | -0.43685 | [6 empty] | DEER:Indoor_Non-CFL_Ltg | Annual
SCE | SWLG011X | SCn | Ex | IOU | cWtd | SWLG011-01 | ExAnte2020 | IOU workpaper | 2019-06-13 | Fixture | 1 |  | None | 0 | 0 | 0 | 75.3018 | 0.0092318 | -0.71379 | [6 empty] | DEER:Indoor_Non-CFL_Ltg | Annual
SCE | SWLG011X | SUn | Ex | IOU | cWtd | SWLG011-01 | ExAnte2020 | IOU workpaper | 2019-06-13 | Fixture | 1 |  | None | 0 | 0 | 0 | 71.5 | 0.010107 | 0 | [6 empty] | DEER:Indoor_Non-CFL_Ltg | Annual
SCE | SWLG011X | WRf | Ex | IOU | cWtd | SWLG011-01 | ExAnte2020 | IOU workpaper | 2019-06-13 | Fixture | 1 |  | None | 0 | 0 | 0 | 202.225 | 0.022606 | 0 | [6 empty] | DEER:Indoor_Non-CFL_Ltg | Annual
SDG | SWLG011A | Asm | Ex | IOU | cWtd | SWLG011-01 | ExAnte2020 | IOU workpaper | 2019-06-13 | Fixture | 1 |  | None | 0 | 0 | 0 | 61.0958 | 0.025058 | -0.43263 | [6 empty] | DEER:Indoor_Non-CFL_Ltg | Annual
SDG | SWLG011A | EPr | Ex | IOU | cWtd | SWLG011-01 | ExAnte2020 | IOU workpaper | 2019-06-13 | Fixture | 1 |  | None | 0 | 0 | 0 | 77.7 | 0.020436 | -0.92946 | [6 empty] | DEER:Indoor_Non-CFL_Ltg | Annual
SDG | SWLG011A | ESe | Ex | IOU | cWtd | SWLG011-01 | ExAnte2020 | IOU workpaper | 2019-06-13 | Fixture | 1 |  | None | 0 | 0 | 0 | 77.7 | 0.019936 | -0.82979 | [6 empty] | DEER:Indoor_Non-CFL_Ltg | Annual
SDG | SWLG011A | ECC | Ex | IOU | cWtd | SWLG011-01 | ExAnte2020 | IOU workpaper | 2019-06-13 | Fixture | 1 |  | None | 0 | 0 | 0 | 92.925 | 0.016304 | -0.938 | [6 empty] | DEER:Indoor_Non-CFL_Ltg | Annual
SDG | SWLG011A | EUn | Ex | IOU | cWtd | SWLG011-01 | ExAnte2020 | IOU workpaper | 2019-06-13 | Fixture | 1 |  | None | 0 | 0 | 0 | 87.5417 | 0.026152 | -1.1453 | [6 empty] | DEER:Indoor_Non-CFL_Ltg | Annual
SDG | SWLG011A | ERC | Ex | IOU | cWtd | SWLG011-01 | ExAnte2020 | IOU workpaper | 2019-06-13 | Fixture | 1 |  | None | 0 | 0 | 0 | 39.8958 | 0.0078075 | -0.21932 | [6 empty] | DEER:Indoor_Non-CFL_Ltg | Annual
SDG | SWLG011A | Gro | Ex | IOU | cWtd | SWLG011-01 | ExAnte2020 | IOU workpaper | 2019-06-13 | Fixture | 1 |  | None | 0 | 0 | 0 | 180.9875 | 0.032663 | -2.4615 | [6 empty] | DEER:Indoor_Non-CFL_Ltg | Annual
SDG | SWLG011A | Hsp | Ex | IOU | cWtd | SWLG011-01 | ExAnte2020 | IOU workpaper | 2019-06-13 | Fixture | 1 |  | None | 0 | 0 | 0 | 216.5375 | 0.031778 | -1.303 | [6 empty] | DEER:Indoor_Non-CFL_Ltg | Annual
SDG | SWLG011A | Nrs | Ex | IOU | cWtd | SWLG011-01 | ExAnte2020 | IOU workpaper | 2019-06-13 | Fixture | 1 |  | None | 0 | 0 | 0 | 140.675 | 0.028512 | -0.73479 | [6 empty] | DEER:Indoor_Non-CFL_Ltg | Annual
SDG | SWLG011A | Htl | Ex | IOU | cWtd | SWLG011-01 | ExAnte2020 | IOU workpaper | 2019-06-13 | Fixture | 1 |  | None | 0 | 0 | 0 | 188.1042 | 0.027566 | -1.1429 | [6 empty] | DEER:Indoor_Non-CFL_Ltg | Annual
SDG | SWLG011A | Mtl | Ex | IOU | cWtd | SWLG011-01 | ExAnte2020 | IOU workpaper | 2019-06-13 | Fixture | 1 |  | None | 0 | 0 | 0 | 149.4042 | 0.020287 | -0.31412 | [6 empty] | DEER:Indoor_Non-CFL_Ltg | Annual
SDG | SWLG011A | MBT | Ex | IOU | cWtd | SWLG011-01 | ExAnte2020 | IOU workpaper | 2019-06-13 | Fixture | 1 |  | None | 0 | 0 | 0 | 100.825 | 0.012205 | -0.14981 | [6 empty] | DEER:Indoor_Non-CFL_Ltg | Annual
SDG | SWLG011A | MLI | Ex | IOU | cWtd | SWLG011-01 | ExAnte2020 | IOU workpaper | 2019-06-13 | Fixture | 1 |  | None | 0 | 0 | 0 | 95.5708 | 0.012463 | -0.44262 | [6 empty] | DEER:Indoor_Non-CFL_Ltg | Annual
SDG | SWLG011A | OfL | Ex | IOU | cWtd | SWLG011-01 | ExAnte2020 | IOU workpaper | 2019-06-13 | Fixture | 1 |  | None | 0 | 0 | 0 | 98.075 | 0.013631 | -0.0046567 | [6 empty] | DEER:Indoor_Non-CFL_Ltg | Annual
SDG | SWLG011A | OfS | Ex | IOU | cWtd | SWLG011-01 | ExAnte2020 | IOU workpaper | 2019-06-13 | Fixture | 1 |  | None | 0 | 0 | 0 | 75.0917 | 0.011483 | -0.069529 | [6 empty] | DEER:Indoor_Non-CFL_Ltg | Annual
SDG | SWLG011A | RSD | Ex | IOU | cWtd | SWLG011-01 | ExAnte2020 | IOU workpaper | 2019-06-13 | Fixture | 1 |  | None | 0 | 0 | 0 | 143.2042 | 0.027137 | -0.2015 | [6 empty] | DEER:Indoor_Non-CFL_Ltg | Annual
SDG | SWLG011A | RFF | Ex | IOU | cWtd | SWLG011-01 | ExAnte2020 | IOU workpaper | 2019-06-13 | Fixture | 1 |  | None | 0 | 0 | 0 | 120.9792 | 0.020084 | -0.74617 | [6 empty] | DEER:Indoor_Non-CFL_Ltg | Annual
SDG | SWLG011A | Rt3 | Ex | IOU | cWtd | SWLG011-01 | ExAnte2020 | IOU workpaper | 2019-06-13 | Fixture | 1 |  | None | 0 | 0 | 0 | 204.1375 | 0.034202 | -0.046329 | [6 empty] | DEER:Indoor_Non-CFL_Ltg | Annual
SDG | SWLG011A | RtL | Ex | IOU | cWtd | SWLG011-01 | ExAnte2020 | IOU workpaper | 2019-06-13 | Fixture | 1 |  | None | 0 | 0 | 0 | 154.1375 | 0.021828 | -0.16769 | [6 empty] | DEER:Indoor_Non-CFL_Ltg | Annual
SDG | SWLG011A | RtS | Ex | IOU | cWtd | SWLG011-01 | ExAnte2020 | IOU workpaper | 2019-06-13 | Fixture | 1 |  | None | 0 | 0 | 0 | 91.625 | 0.015294 | -0.24879 | [6 empty] | DEER:Indoor_Non-CFL_Ltg | Annual
SDG | SWLG011A | SCn | Ex | IOU | cWtd | SWLG011-01 | ExAnte2020 | IOU workpaper | 2019-06-13 | Fixture | 1 |  | None | 0 | 0 | 0 | 74.3208 | 0.0095362 | -0.64112 | [6 empty] | DEER:Indoor_Non-CFL_Ltg | Annual
SDG | SWLG011A | SUn | Ex | IOU | cWtd | SWLG011-01 | ExAnte2020 | IOU workpaper | 2019-06-13 | Fixture | 1 |  | None | 0 | 0 | 0 | 71.5 | 0.010107 | 0 | [6 empty] | DEER:Indoor_Non-CFL_Ltg | Annual
SDG | SWLG011A | WRf | Ex | IOU | cWtd | SWLG011-01 | ExAnte2020 | IOU workpaper | 2019-06-13 | Fixture | 1 |  | None | 0 | 0 | 0 | 202 | 0.022137 | 0 | [6 empty] | DEER:Indoor_Non-CFL_Ltg | Annual
SDG | SWLG011B | Asm | Ex | IOU | cWtd | SWLG011-01 | ExAnte2020 | IOU workpaper | 2019-06-13 | Fixture | 1 |  | None | 0 | 0 | 0 | 61.0958 | 0.025058 | -0.43263 | [6 empty] | DEER:Indoor_Non-CFL_Ltg | Annual
SDG | SWLG011B | EPr | Ex | IOU | cWtd | SWLG011-01 | ExAnte2020 | IOU workpaper | 2019-06-13 | Fixture | 1 |  | None | 0 | 0 | 0 | 77.7 | 0.020436 | -0.92946 | [6 empty] | DEER:Indoor_Non-CFL_Ltg | Annual
SDG | SWLG011B | ESe | Ex | IOU | cWtd | SWLG011-01 | ExAnte2020 | IOU workpaper | 2019-06-13 | Fixture | 1 |  | None | 0 | 0 | 0 | 77.7 | 0.019936 | -0.82979 | [6 empty] | DEER:Indoor_Non-CFL_Ltg | Annual
SDG | SWLG011B | ECC | Ex | IOU | cWtd | SWLG011-01 | ExAnte2020 | IOU workpaper | 2019-06-13 | Fixture | 1 |  | None | 0 | 0 | 0 | 92.925 | 0.016304 | -0.938 | [6 empty] | DEER:Indoor_Non-CFL_Ltg | Annual
SDG | SWLG011B | EUn | Ex | IOU | cWtd | SWLG011-01 | ExAnte2020 | IOU workpaper | 2019-06-13 | Fixture | 1 |  | None | 0 | 0 | 0 | 87.5417 | 0.026152 | -1.1453 | [6 empty] | DEER:Indoor_Non-CFL_Ltg | Annual
SDG | SWLG011B | ERC | Ex | IOU | cWtd | SWLG011-01 | ExAnte2020 | IOU workpaper | 2019-06-13 | Fixture | 1 |  | None | 0 | 0 | 0 | 39.8958 | 0.0078075 | -0.21932 | [6 empty] | DEER:Indoor_Non-CFL_Ltg | Annual
SDG | SWLG011B | Gro | Ex | IOU | cWtd | SWLG011-01 | ExAnte2020 | IOU workpaper | 2019-06-13 | Fixture | 1 |  | None | 0 | 0 | 0 | 180.9875 | 0.032663 | -2.4615 | [6 empty] | DEER:Indoor_Non-CFL_Ltg | Annual
SDG | SWLG011B | Hsp | Ex | IOU | cWtd | SWLG011-01 | ExAnte2020 | IOU workpaper | 2019-06-13 | Fixture | 1 |  | None | 0 | 0 | 0 | 216.5375 | 0.031778 | -1.303 | [6 empty] | DEER:Indoor_Non-CFL_Ltg | Annual
SDG | SWLG011B | Nrs | Ex | IOU | cWtd | SWLG011-01 | ExAnte2020 | IOU workpaper | 2019-06-13 | Fixture | 1 |  | None | 0 | 0 | 0 | 140.675 | 0.028512 | -0.73479 | [6 empty] | DEER:Indoor_Non-CFL_Ltg | Annual
SDG | SWLG011B | Htl | Ex | IOU | cWtd | SWLG011-01 | ExAnte2020 | IOU workpaper | 2019-06-13 | Fixture | 1 |  | None | 0 | 0 | 0 | 188.1042 | 0.027566 | -1.1429 | [6 empty] | DEER:Indoor_Non-CFL_Ltg | Annual
SDG | SWLG011B | Mtl | Ex | IOU | cWtd | SWLG011-01 | ExAnte2020 | IOU workpaper | 2019-06-13 | Fixture | 1 |  | None | 0 | 0 | 0 | 149.4042 | 0.020287 | -0.31412 | [6 empty] | DEER:Indoor_Non-CFL_Ltg | Annual
SDG | SWLG011B | MBT | Ex | IOU | cWtd | SWLG011-01 | ExAnte2020 | IOU workpaper | 2019-06-13 | Fixture | 1 |  | None | 0 | 0 | 0 | 100.825 | 0.012205 | -0.14981 | [6 empty] | DEER:Indoor_Non-CFL_Ltg | Annual
SDG | SWLG011B | MLI | Ex | IOU | cWtd | SWLG011-01 | ExAnte2020 | IOU workpaper | 2019-06-13 | Fixture | 1 |  | None | 0 | 0 | 0 | 95.5708 | 0.012463 | -0.44262 | [6 empty] | DEER:Indoor_Non-CFL_Ltg | Annual
SDG | SWLG011B | OfL | Ex | IOU | cWtd | SWLG011-01 | ExAnte2020 | IOU workpaper | 2019-06-13 | Fixture | 1 |  | None | 0 | 0 | 0 | 98.075 | 0.013631 | -0.0046567 | [6 empty] | DEER:Indoor_Non-CFL_Ltg | Annual
SDG | SWLG011B | OfS | Ex | IOU | cWtd | SWLG011-01 | ExAnte2020 | IOU workpaper | 2019-06-13 | Fixture | 1 |  | None | 0 | 0 | 0 | 75.0917 | 0.011483 | -0.069529 | [6 empty] | DEER:Indoor_Non-CFL_Ltg | Annual
SDG | SWLG011B | RSD | Ex | IOU | cWtd | SWLG011-01 | ExAnte2020 | IOU workpaper | 2019-06-13 | Fixture | 1 |  | None | 0 | 0 | 0 | 143.2042 | 0.027137 | -0.2015 | [6 empty] | DEER:Indoor_Non-CFL_Ltg | Annual
SDG | SWLG011B | RFF | Ex | IOU | cWtd | SWLG011-01 | ExAnte2020 | IOU workpaper | 2019-06-13 | Fixture | 1 |  | None | 0 | 0 | 0 | 120.9792 | 0.020084 | -0.74617 | [6 empty] | DEER:Indoor_Non-CFL_Ltg | Annual
SDG | SWLG011B | Rt3 | Ex | IOU | cWtd | SWLG011-01 | ExAnte2020 | IOU workpaper | 2019-06-13 | Fixture | 1 |  | None | 0 | 0 | 0 | 204.1375 | 0.034202 | -0.046329 | [6 empty] | DEER:Indoor_Non-CFL_Ltg | Annual
SDG | SWLG011B | RtL | Ex | IOU | cWtd | SWLG011-01 | ExAnte2020 | IOU workpaper | 2019-06-13 | Fixture | 1 |  | None | 0 | 0 | 0 | 154.1375 | 0.021828 | -0.16769 | [6 empty] | DEER:Indoor_Non-CFL_Ltg | Annual
SDG | SWLG011B | RtS | Ex | IOU | cWtd | SWLG011-01 | ExAnte2020 | IOU workpaper | 2019-06-13 | Fixture | 1 |  | None | 0 | 0 | 0 | 91.625 | 0.015294 | -0.24879 | [6 empty] | DEER:Indoor_Non-CFL_Ltg | Annual
SDG | SWLG011B | SCn | Ex | IOU | cWtd | SWLG011-01 | ExAnte2020 | IOU workpaper | 2019-06-13 | Fixture | 1 |  | None | 0 | 0 | 0 | 74.3208 | 0.0095362 | -0.64112 | [6 empty] | DEER:Indoor_Non-CFL_Ltg | Annual
SDG | SWLG011B | SUn | Ex | IOU | cWtd | SWLG011-01 | ExAnte2020 | IOU workpaper | 2019-06-13 | Fixture | 1 |  | None | 0 | 0 | 0 | 71.5 | 0.010107 | 0 | [6 empty] | DEER:Indoor_Non-CFL_Ltg | Annual
SDG | SWLG011B | WRf | Ex | IOU | cWtd | SWLG011-01 | ExAnte2020 | IOU workpaper | 2019-06-13 | Fixture | 1 |  | None | 0 | 0 | 0 | 202 | 0.022137 | 0 | [6 empty] | DEER:Indoor_Non-CFL_Ltg | Annual
SDG | SWLG011C | Asm | Ex | IOU | cWtd | SWLG011-01 | ExAnte2020 | IOU workpaper | 2019-06-13 | Fixture | 1 |  | None | 0 | 0 | 0 | 61.0958 | 0.025058 | -0.43263 | [6 empty] | DEER:Indoor_Non-CFL_Ltg | Annual
SDG | SWLG011C | EPr | Ex | IOU | cWtd | SWLG011-01 | ExAnte2020 | IOU workpaper | 2019-06-13 | Fixture | 1 |  | None | 0 | 0 | 0 | 77.7 | 0.020436 | -0.92946 | [6 empty] | DEER:Indoor_Non-CFL_Ltg | Annual
SDG | SWLG011C | ESe | Ex | IOU | cWtd | SWLG011-01 | ExAnte2020 | IOU workpaper | 2019-06-13 | Fixture | 1 |  | None | 0 | 0 | 0 | 77.7 | 0.019936 | -0.82979 | [6 empty] | DEER:Indoor_Non-CFL_Ltg | Annual
SDG | SWLG011C | ECC | Ex | IOU | cWtd | SWLG011-01 | ExAnte2020 | IOU workpaper | 2019-06-13 | Fixture | 1 |  | None | 0 | 0 | 0 | 92.925 | 0.016304 | -0.938 | [6 empty] | DEER:Indoor_Non-CFL_Ltg | Annual
SDG | SWLG011C | EUn | Ex | IOU | cWtd | SWLG011-01 | ExAnte2020 | IOU workpaper | 2019-06-13 | Fixture | 1 |  | None | 0 | 0 | 0 | 87.5417 | 0.026152 | -1.1453 | [6 empty] | DEER:Indoor_Non-CFL_Ltg | Annual
SDG | SWLG011C | ERC | Ex | IOU | cWtd | SWLG011-01 | ExAnte2020 | IOU workpaper | 2019-06-13 | Fixture | 1 |  | None | 0 | 0 | 0 | 39.8958 | 0.0078075 | -0.21932 | [6 empty] | DEER:Indoor_Non-CFL_Ltg | Annual
SDG | SWLG011C | Gro | Ex | IOU | cWtd | SWLG011-01 | ExAnte2020 | IOU workpaper | 2019-06-13 | Fixture | 1 |  | None | 0 | 0 | 0 | 180.9875 | 0.032663 | -2.4615 | [6 empty] | DEER:Indoor_Non-CFL_Ltg | Annual
SDG | SWLG011C | Hsp | Ex | IOU | cWtd | SWLG011-01 | ExAnte2020 | IOU workpaper | 2019-06-13 | Fixture | 1 |  | None | 0 | 0 | 0 | 216.5375 | 0.031778 | -1.303 | [6 empty] | DEER:Indoor_Non-CFL_Ltg | Annual
SDG | SWLG011C | Nrs | Ex | IOU | cWtd | SWLG011-01 | ExAnte2020 | IOU workpaper | 2019-06-13 | Fixture | 1 |  | None | 0 | 0 | 0 | 140.675 | 0.028512 | -0.73479 | [6 empty] | DEER:Indoor_Non-CFL_Ltg | Annual
SDG | SWLG011C | Htl | Ex | IOU | cWtd | SWLG011-01 | ExAnte2020 | IOU workpaper | 2019-06-13 | Fixture | 1 |  | None | 0 | 0 | 0 | 188.1042 | 0.027566 | -1.1429 | [6 empty] | DEER:Indoor_Non-CFL_Ltg | Annual
SDG | SWLG011C | Mtl | Ex | IOU | cWtd | SWLG011-01 | ExAnte2020 | IOU workpaper | 2019-06-13 | Fixture | 1 |  | None | 0 | 0 | 0 | 149.4042 | 0.020287 | -0.31412 | [6 empty] | DEER:Indoor_Non-CFL_Ltg | Annual
SDG | SWLG011C | MBT | Ex | IOU | cWtd | SWLG011-01 | ExAnte2020 | IOU workpaper | 2019-06-13 | Fixture | 1 |  | None | 0 | 0 | 0 | 100.825 | 0.012205 | -0.14981 | [6 empty] | DEER:Indoor_Non-CFL_Ltg | Annual
SDG | SWLG011C | MLI | Ex | IOU | cWtd | SWLG011-01 | ExAnte2020 | IOU workpaper | 2019-06-13 | Fixture | 1 |  | None | 0 | 0 | 0 | 95.5708 | 0.012463 | -0.44262 | [6 empty] | DEER:Indoor_Non-CFL_Ltg | Annual
SDG | SWLG011C | OfL | Ex | IOU | cWtd | SWLG011-01 | ExAnte2020 | IOU workpaper | 2019-06-13 | Fixture | 1 |  | None | 0 | 0 | 0 | 98.075 | 0.013631 | -0.0046567 | [6 empty] | DEER:Indoor_Non-CFL_Ltg | Annual
SDG | SWLG011C | OfS | Ex | IOU | cWtd | SWLG011-01 | ExAnte2020 | IOU workpaper | 2019-06-13 | Fixture | 1 |  | None | 0 | 0 | 0 | 75.0917 | 0.011483 | -0.069529 | [6 empty] | DEER:Indoor_Non-CFL_Ltg | Annual
SDG | SWLG011C | RSD | Ex | IOU | cWtd | SWLG011-01 | ExAnte2020 | IOU workpaper | 2019-06-13 | Fixture | 1 |  | None | 0 | 0 | 0 | 143.2042 | 0.027137 | -0.2015 | [6 empty] | DEER:Indoor_Non-CFL_Ltg | Annual
SDG | SWLG011C | RFF | Ex | IOU | cWtd | SWLG011-01 | ExAnte2020 | IOU workpaper | 2019-06-13 | Fixture | 1 |  | None | 0 | 0 | 0 | 120.9792 | 0.020084 | -0.74617 | [6 empty] | DEER:Indoor_Non-CFL_Ltg | Annual
SDG | SWLG011C | Rt3 | Ex | IOU | cWtd | SWLG011-01 | ExAnte2020 | IOU workpaper | 2019-06-13 | Fixture | 1 |  | None | 0 | 0 | 0 | 204.1375 | 0.034202 | -0.046329 | [6 empty] | DEER:Indoor_Non-CFL_Ltg | Annual
SDG | SWLG011C | RtL | Ex | IOU | cWtd | SWLG011-01 | ExAnte2020 | IOU workpaper | 2019-06-13 | Fixture | 1 |  | None | 0 | 0 | 0 | 154.1375 | 0.021828 | -0.16769 | [6 empty] | DEER:Indoor_Non-CFL_Ltg | Annual
SDG | SWLG011C | RtS | Ex | IOU | cWtd | SWLG011-01 | ExAnte2020 | IOU workpaper | 2019-06-13 | Fixture | 1 |  | None | 0 | 0 | 0 | 91.625 | 0.015294 | -0.24879 | [6 empty] | DEER:Indoor_Non-CFL_Ltg | Annual
SDG | SWLG011C | SCn | Ex | IOU | cWtd | SWLG011-01 | ExAnte2020 | IOU workpaper | 2019-06-13 | Fixture | 1 |  | None | 0 | 0 | 0 | 74.3208 | 0.0095362 | -0.64112 | [6 empty] | DEER:Indoor_Non-CFL_Ltg | Annual
SDG | SWLG011C | SUn | Ex | IOU | cWtd | SWLG011-01 | ExAnte2020 | IOU workpaper | 2019-06-13 | Fixture | 1 |  | None | 0 | 0 | 0 | 71.5 | 0.010107 | 0 | [6 empty] | DEER:Indoor_Non-CFL_Ltg | Annual
SDG | SWLG011C | WRf | Ex | IOU | cWtd | SWLG011-01 | ExAnte2020 | IOU workpaper | 2019-06-13 | Fixture | 1 |  | None | 0 | 0 | 0 | 202 | 0.022137 | 0 | [6 empty] | DEER:Indoor_Non-CFL_Ltg | Annual
SDG | SWLG011D | Asm | Ex | IOU | cWtd | SWLG011-01 | ExAnte2020 | IOU workpaper | 2019-06-13 | Fixture | 1 |  | None | 0 | 0 | 0 | 61.0958 | 0.025058 | -0.43263 | [6 empty] | DEER:Indoor_Non-CFL_Ltg | Annual
SDG | SWLG011D | EPr | Ex | IOU | cWtd | SWLG011-01 | ExAnte2020 | IOU workpaper | 2019-06-13 | Fixture | 1 |  | None | 0 | 0 | 0 | 77.7 | 0.020436 | -0.92946 | [6 empty] | DEER:Indoor_Non-CFL_Ltg | Annual
SDG | SWLG011D | ESe | Ex | IOU | cWtd | SWLG011-01 | ExAnte2020 | IOU workpaper | 2019-06-13 | Fixture | 1 |  | None | 0 | 0 | 0 | 77.7 | 0.019936 | -0.82979 | [6 empty] | DEER:Indoor_Non-CFL_Ltg | Annual
SDG | SWLG011D | ECC | Ex | IOU | cWtd | SWLG011-01 | ExAnte2020 | IOU workpaper | 2019-06-13 | Fixture | 1 |  | None | 0 | 0 | 0 | 92.925 | 0.016304 | -0.938 | [6 empty] | DEER:Indoor_Non-CFL_Ltg | Annual
SDG | SWLG011D | EUn | Ex | IOU | cWtd | SWLG011-01 | ExAnte2020 | IOU workpaper | 2019-06-13 | Fixture | 1 |  | None | 0 | 0 | 0 | 87.5417 | 0.026152 | -1.1453 | [6 empty] | DEER:Indoor_Non-CFL_Ltg | Annual
SDG | SWLG011D | ERC | Ex | IOU | cWtd | SWLG011-01 | ExAnte2020 | IOU workpaper | 2019-06-13 | Fixture | 1 |  | None | 0 | 0 | 0 | 39.8958 | 0.0078075 | -0.21932 | [6 empty] | DEER:Indoor_Non-CFL_Ltg | Annual
SDG | SWLG011D | Gro | Ex | IOU | cWtd | SWLG011-01 | ExAnte2020 | IOU workpaper | 2019-06-13 | Fixture | 1 |  | None | 0 | 0 | 0 | 180.9875 | 0.032663 | -2.4615 | [6 empty] | DEER:Indoor_Non-CFL_Ltg | Annual
SDG | SWLG011D | Hsp | Ex | IOU | cWtd | SWLG011-01 | ExAnte2020 | IOU workpaper | 2019-06-13 | Fixture | 1 |  | None | 0 | 0 | 0 | 216.5375 | 0.031778 | -1.303 | [6 empty] | DEER:Indoor_Non-CFL_Ltg | Annual
SDG | SWLG011D | Nrs | Ex | IOU | cWtd | SWLG011-01 | ExAnte2020 | IOU workpaper | 2019-06-13 | Fixture | 1 |  | None | 0 | 0 | 0 | 140.675 | 0.028512 | -0.73479 | [6 empty] | DEER:Indoor_Non-CFL_Ltg | Annual
SDG | SWLG011D | Htl | Ex | IOU | cWtd | SWLG011-01 | ExAnte2020 | IOU workpaper | 2019-06-13 | Fixture | 1 |  | None | 0 | 0 | 0 | 188.1042 | 0.027566 | -1.1429 | [6 empty] | DEER:Indoor_Non-CFL_Ltg | Annual
SDG | SWLG011D | Mtl | Ex | IOU | cWtd | SWLG011-01 | ExAnte2020 | IOU workpaper | 2019-06-13 | Fixture | 1 |  | None | 0 | 0 | 0 | 149.4042 | 0.020287 | -0.31412 | [6 empty] | DEER:Indoor_Non-CFL_Ltg | Annual
SDG | SWLG011D | MBT | Ex | IOU | cWtd | SWLG011-01 | ExAnte2020 | IOU workpaper | 2019-06-13 | Fixture | 1 |  | None | 0 | 0 | 0 | 100.825 | 0.012205 | -0.14981 | [6 empty] | DEER:Indoor_Non-CFL_Ltg | Annual
SDG | SWLG011D | MLI | Ex | IOU | cWtd | SWLG011-01 | ExAnte2020 | IOU workpaper | 2019-06-13 | Fixture | 1 |  | None | 0 | 0 | 0 | 95.5708 | 0.012463 | -0.44262 | [6 empty] | DEER:Indoor_Non-CFL_Ltg | Annual
SDG | SWLG011D | OfL | Ex | IOU | cWtd | SWLG011-01 | ExAnte2020 | IOU workpaper | 2019-06-13 | Fixture | 1 |  | None | 0 | 0 | 0 | 98.075 | 0.013631 | -0.0046567 | [6 empty] | DEER:Indoor_Non-CFL_Ltg | Annual
SDG | SWLG011D | OfS | Ex | IOU | cWtd | SWLG011-01 | ExAnte2020 | IOU workpaper | 2019-06-13 | Fixture | 1 |  | None | 0 | 0 | 0 | 75.0917 | 0.011483 | -0.069529 | [6 empty] | DEER:Indoor_Non-CFL_Ltg | Annual
SDG | SWLG011D | RSD | Ex | IOU | cWtd | SWLG011-01 | ExAnte2020 | IOU workpaper | 2019-06-13 | Fixture | 1 |  | None | 0 | 0 | 0 | 143.2042 | 0.027137 | -0.2015 | [6 empty] | DEER:Indoor_Non-CFL_Ltg | Annual
SDG | SWLG011D | RFF | Ex | IOU | cWtd | SWLG011-01 | ExAnte2020 | IOU workpaper | 2019-06-13 | Fixture | 1 |  | None | 0 | 0 | 0 | 120.9792 | 0.020084 | -0.74617 | [6 empty] | DEER:Indoor_Non-CFL_Ltg | Annual
SDG | SWLG011D | Rt3 | Ex | IOU | cWtd | SWLG011-01 | ExAnte2020 | IOU workpaper | 2019-06-13 | Fixture | 1 |  | None | 0 | 0 | 0 | 204.1375 | 0.034202 | -0.046329 | [6 empty] | DEER:Indoor_Non-CFL_Ltg | Annual
SDG | SWLG011D | RtL | Ex | IOU | cWtd | SWLG011-01 | ExAnte2020 | IOU workpaper | 2019-06-13 | Fixture | 1 |  | None | 0 | 0 | 0 | 154.1375 | 0.021828 | -0.16769 | [6 empty] | DEER:Indoor_Non-CFL_Ltg | Annual
SDG | SWLG011D | RtS | Ex | IOU | cWtd | SWLG011-01 | ExAnte2020 | IOU workpaper | 2019-06-13 | Fixture | 1 |  | None | 0 | 0 | 0 | 91.625 | 0.015294 | -0.24879 | [6 empty] | DEER:Indoor_Non-CFL_Ltg | Annual
SDG | SWLG011D | SCn | Ex | IOU | cWtd | SWLG011-01 | ExAnte2020 | IOU workpaper | 2019-06-13 | Fixture | 1 |  | None | 0 | 0 | 0 | 74.3208 | 0.0095362 | -0.64112 | [6 empty] | DEER:Indoor_Non-CFL_Ltg | Annual
SDG | SWLG011D | SUn | Ex | IOU | cWtd | SWLG011-01 | ExAnte2020 | IOU workpaper | 2019-06-13 | Fixture | 1 |  | None | 0 | 0 | 0 | 71.5 | 0.010107 | 0 | [6 empty] | DEER:Indoor_Non-CFL_Ltg | Annual
SDG | SWLG011D | WRf | Ex | IOU | cWtd | SWLG011-01 | ExAnte2020 | IOU workpaper | 2019-06-13 | Fixture | 1 |  | None | 0 | 0 | 0 | 202 | 0.022137 | 0 | [6 empty] | DEER:Indoor_Non-CFL_Ltg | Annual
SDG | SWLG011E | Asm | Ex | IOU | cWtd | SWLG011-01 | ExAnte2020 | IOU workpaper | 2019-06-13 | Fixture | 1 |  | None | 0 | 0 | 0 | 61.0958 | 0.025058 | -0.43263 | [6 empty] | DEER:Indoor_Non-CFL_Ltg | Annual
SDG | SWLG011E | EPr | Ex | IOU | cWtd | SWLG011-01 | ExAnte2020 | IOU workpaper | 2019-06-13 | Fixture | 1 |  | None | 0 | 0 | 0 | 77.7 | 0.020436 | -0.92946 | [6 empty] | DEER:Indoor_Non-CFL_Ltg | Annual
SDG | SWLG011E | ESe | Ex | IOU | cWtd | SWLG011-01 | ExAnte2020 | IOU workpaper | 2019-06-13 | Fixture | 1 |  | None | 0 | 0 | 0 | 77.7 | 0.019936 | -0.82979 | [6 empty] | DEER:Indoor_Non-CFL_Ltg | Annual
SDG | SWLG011E | ECC | Ex | IOU | cWtd | SWLG011-01 | ExAnte2020 | IOU workpaper | 2019-06-13 | Fixture | 1 |  | None | 0 | 0 | 0 | 92.925 | 0.016304 | -0.938 | [6 empty] | DEER:Indoor_Non-CFL_Ltg | Annual
SDG | SWLG011E | EUn | Ex | IOU | cWtd | SWLG011-01 | ExAnte2020 | IOU workpaper | 2019-06-13 | Fixture | 1 |  | None | 0 | 0 | 0 | 87.5417 | 0.026152 | -1.1453 | [6 empty] | DEER:Indoor_Non-CFL_Ltg | Annual
SDG | SWLG011E | ERC | Ex | IOU | cWtd | SWLG011-01 | ExAnte2020 | IOU workpaper | 2019-06-13 | Fixture | 1 |  | None | 0 | 0 | 0 | 39.8958 | 0.0078075 | -0.21932 | [6 empty] | DEER:Indoor_Non-CFL_Ltg | Annual
SDG | SWLG011E | Gro | Ex | IOU | cWtd | SWLG011-01 | ExAnte2020 | IOU workpaper | 2019-06-13 | Fixture | 1 |  | None | 0 | 0 | 0 | 180.9875 | 0.032663 | -2.4615 | [6 empty] | DEER:Indoor_Non-CFL_Ltg | Annual
SDG | SWLG011E | Hsp | Ex | IOU | cWtd | SWLG011-01 | ExAnte2020 | IOU workpaper | 2019-06-13 | Fixture | 1 |  | None | 0 | 0 | 0 | 216.5375 | 0.031778 | -1.303 | [6 empty] | DEER:Indoor_Non-CFL_Ltg | Annual
SDG | SWLG011E | Nrs | Ex | IOU | cWtd | SWLG011-01 | ExAnte2020 | IOU workpaper | 2019-06-13 | Fixture | 1 |  | None | 0 | 0 | 0 | 140.675 | 0.028512 | -0.73479 | [6 empty] | DEER:Indoor_Non-CFL_Ltg | Annual
SDG | SWLG011E | Htl | Ex | IOU | cWtd | SWLG011-01 | ExAnte2020 | IOU workpaper | 2019-06-13 | Fixture | 1 |  | None | 0 | 0 | 0 | 188.1042 | 0.027566 | -1.1429 | [6 empty] | DEER:Indoor_Non-CFL_Ltg | Annual
SDG | SWLG011E | Mtl | Ex | IOU | cWtd | SWLG011-01 | ExAnte2020 | IOU workpaper | 2019-06-13 | Fixture | 1 |  | None | 0 | 0 | 0 | 149.4042 | 0.020287 | -0.31412 | [6 empty] | DEER:Indoor_Non-CFL_Ltg | Annual
SDG | SWLG011E | MBT | Ex | IOU | cWtd | SWLG011-01 | ExAnte2020 | IOU workpaper | 2019-06-13 | Fixture | 1 |  | None | 0 | 0 | 0 | 100.825 | 0.012205 | -0.14981 | [6 empty] | DEER:Indoor_Non-CFL_Ltg | Annual
SDG | SWLG011E | MLI | Ex | IOU | cWtd | SWLG011-01 | ExAnte2020 | IOU workpaper | 2019-06-13 | Fixture | 1 |  | None | 0 | 0 | 0 | 95.5708 | 0.012463 | -0.44262 | [6 empty] | DEER:Indoor_Non-CFL_Ltg | Annual
SDG | SWLG011E | OfL | Ex | IOU | cWtd | SWLG011-01 | ExAnte2020 | IOU workpaper | 2019-06-13 | Fixture | 1 |  | None | 0 | 0 | 0 | 98.075 | 0.013631 | -0.0046567 | [6 empty] | DEER:Indoor_Non-CFL_Ltg | Annual
SDG | SWLG011E | OfS | Ex | IOU | cWtd | SWLG011-01 | ExAnte2020 | IOU workpaper | 2019-06-13 | Fixture | 1 |  | None | 0 | 0 | 0 | 75.0917 | 0.011483 | -0.069529 | [6 empty] | DEER:Indoor_Non-CFL_Ltg | Annual
SDG | SWLG011E | RSD | Ex | IOU | cWtd | SWLG011-01 | ExAnte2020 | IOU workpaper | 2019-06-13 | Fixture | 1 |  | None | 0 | 0 | 0 | 143.2042 | 0.027137 | -0.2015 | [6 empty] | DEER:Indoor_Non-CFL_Ltg | Annual
SDG | SWLG011E | RFF | Ex | IOU | cWtd | SWLG011-01 | ExAnte2020 | IOU workpaper | 2019-06-13 | Fixture | 1 |  | None | 0 | 0 | 0 | 120.9792 | 0.020084 | -0.74617 | [6 empty] | DEER:Indoor_Non-CFL_Ltg | Annual
SDG | SWLG011E | Rt3 | Ex | IOU | cWtd | SWLG011-01 | ExAnte2020 | IOU workpaper | 2019-06-13 | Fixture | 1 |  | None | 0 | 0 | 0 | 204.1375 | 0.034202 | -0.046329 | [6 empty] | DEER:Indoor_Non-CFL_Ltg | Annual
SDG | SWLG011E | RtL | Ex | IOU | cWtd | SWLG011-01 | ExAnte2020 | IOU workpaper | 2019-06-13 | Fixture | 1 |  | None | 0 | 0 | 0 | 154.1375 | 0.021828 | -0.16769 | [6 empty] | DEER:Indoor_Non-CFL_Ltg | Annual
SDG | SWLG011E | RtS | Ex | IOU | cWtd | SWLG011-01 | ExAnte2020 | IOU workpaper | 2019-06-13 | Fixture | 1 |  | None | 0 | 0 | 0 | 91.625 | 0.015294 | -0.24879 | [6 empty] | DEER:Indoor_Non-CFL_Ltg | Annual
SDG | SWLG011E | SCn | Ex | IOU | cWtd | SWLG011-01 | ExAnte2020 | IOU workpaper | 2019-06-13 | Fixture | 1 |  | None | 0 | 0 | 0 | 74.3208 | 0.0095362 | -0.64112 | [6 empty] | DEER:Indoor_Non-CFL_Ltg | Annual
SDG | SWLG011E | SUn | Ex | IOU | cWtd | SWLG011-01 | ExAnte2020 | IOU workpaper | 2019-06-13 | Fixture | 1 |  | None | 0 | 0 | 0 | 71.5 | 0.010107 | 0 | [6 empty] | DEER:Indoor_Non-CFL_Ltg | Annual
SDG | SWLG011E | WRf | Ex | IOU | cWtd | SWLG011-01 | ExAnte2020 | IOU workpaper | 2019-06-13 | Fixture | 1 |  | None | 0 | 0 | 0 | 202 | 0.022137 | 0 | [6 empty] | DEER:Indoor_Non-CFL_Ltg | Annual
SDG | SWLG011F | Asm | Ex | IOU | cWtd | SWLG011-01 | ExAnte2020 | IOU workpaper | 2019-06-13 | Fixture | 1 |  | None | 0 | 0 | 0 | 61.0958 | 0.025058 | -0.43263 | [6 empty] | DEER:Indoor_Non-CFL_Ltg | Annual
SDG | SWLG011F | EPr | Ex | IOU | cWtd | SWLG011-01 | ExAnte2020 | IOU workpaper | 2019-06-13 | Fixture | 1 |  | None | 0 | 0 | 0 | 77.7 | 0.020436 | -0.92946 | [6 empty] | DEER:Indoor_Non-CFL_Ltg | Annual
SDG | SWLG011F | ESe | Ex | IOU | cWtd | SWLG011-01 | ExAnte2020 | IOU workpaper | 2019-06-13 | Fixture | 1 |  | None | 0 | 0 | 0 | 77.7 | 0.019936 | -0.82979 | [6 empty] | DEER:Indoor_Non-CFL_Ltg | Annual
SDG | SWLG011F | ECC | Ex | IOU | cWtd | SWLG011-01 | ExAnte2020 | IOU workpaper | 2019-06-13 | Fixture | 1 |  | None | 0 | 0 | 0 | 92.925 | 0.016304 | -0.938 | [6 empty] | DEER:Indoor_Non-CFL_Ltg | Annual
SDG | SWLG011F | EUn | Ex | IOU | cWtd | SWLG011-01 | ExAnte2020 | IOU workpaper | 2019-06-13 | Fixture | 1 |  | None | 0 | 0 | 0 | 87.5417 | 0.026152 | -1.1453 | [6 empty] | DEER:Indoor_Non-CFL_Ltg | Annual
SDG | SWLG011F | ERC | Ex | IOU | cWtd | SWLG011-01 | ExAnte2020 | IOU workpaper | 2019-06-13 | Fixture | 1 |  | None | 0 | 0 | 0 | 39.8958 | 0.0078075 | -0.21932 | [6 empty] | DEER:Indoor_Non-CFL_Ltg | Annual
SDG | SWLG011F | Gro | Ex | IOU | cWtd | SWLG011-01 | ExAnte2020 | IOU workpaper | 2019-06-13 | Fixture | 1 |  | None | 0 | 0 | 0 | 180.9875 | 0.032663 | -2.4615 | [6 empty] | DEER:Indoor_Non-CFL_Ltg | Annual
SDG | SWLG011F | Hsp | Ex | IOU | cWtd | SWLG011-01 | ExAnte2020 | IOU workpaper | 2019-06-13 | Fixture | 1 |  | None | 0 | 0 | 0 | 216.5375 | 0.031778 | -1.303 | [6 empty] | DEER:Indoor_Non-CFL_Ltg | Annual
SDG | SWLG011F | Nrs | Ex | IOU | cWtd | SWLG011-01 | ExAnte2020 | IOU workpaper | 2019-06-13 | Fixture | 1 |  | None | 0 | 0 | 0 | 140.675 | 0.028512 | -0.73479 | [6 empty] | DEER:Indoor_Non-CFL_Ltg | Annual
SDG | SWLG011F | Htl | Ex | IOU | cWtd | SWLG011-01 | ExAnte2020 | IOU workpaper | 2019-06-13 | Fixture | 1 |  | None | 0 | 0 | 0 | 188.1042 | 0.027566 | -1.1429 | [6 empty] | DEER:Indoor_Non-CFL_Ltg | Annual
SDG | SWLG011F | Mtl | Ex | IOU | cWtd | SWLG011-01 | ExAnte2020 | IOU workpaper | 2019-06-13 | Fixture | 1 |  | None | 0 | 0 | 0 | 149.4042 | 0.020287 | -0.31412 | [6 empty] | DEER:Indoor_Non-CFL_Ltg | Annual
SDG | SWLG011F | MBT | Ex | IOU | cWtd | SWLG011-01 | ExAnte2020 | IOU workpaper | 2019-06-13 | Fixture | 1 |  | None | 0 | 0 | 0 | 100.825 | 0.012205 | -0.14981 | [6 empty] | DEER:Indoor_Non-CFL_Ltg | Annual
SDG | SWLG011F | MLI | Ex | IOU | cWtd | SWLG011-01 | ExAnte2020 | IOU workpaper | 2019-06-13 | Fixture | 1 |  | None | 0 | 0 | 0 | 95.5708 | 0.012463 | -0.44262 | [6 empty] | DEER:Indoor_Non-CFL_Ltg | Annual
SDG | SWLG011F | OfL | Ex | IOU | cWtd | SWLG011-01 | ExAnte2020 | IOU workpaper | 2019-06-13 | Fixture | 1 |  | None | 0 | 0 | 0 | 98.075 | 0.013631 | -0.0046567 | [6 empty] | DEER:Indoor_Non-CFL_Ltg | Annual
SDG | SWLG011F | OfS | Ex | IOU | cWtd | SWLG011-01 | ExAnte2020 | IOU workpaper | 2019-06-13 | Fixture | 1 |  | None | 0 | 0 | 0 | 75.0917 | 0.011483 | -0.069529 | [6 empty] | DEER:Indoor_Non-CFL_Ltg | Annual
SDG | SWLG011F | RSD | Ex | IOU | cWtd | SWLG011-01 | ExAnte2020 | IOU workpaper | 2019-06-13 | Fixture | 1 |  | None | 0 | 0 | 0 | 143.2042 | 0.027137 | -0.2015 | [6 empty] | DEER:Indoor_Non-CFL_Ltg | Annual
SDG | SWLG011F | RFF | Ex | IOU | cWtd | SWLG011-01 | ExAnte2020 | IOU workpaper | 2019-06-13 | Fixture | 1 |  | None | 0 | 0 | 0 | 120.9792 | 0.020084 | -0.74617 | [6 empty] | DEER:Indoor_Non-CFL_Ltg | Annual
SDG | SWLG011F | Rt3 | Ex | IOU | cWtd | SWLG011-01 | ExAnte2020 | IOU workpaper | 2019-06-13 | Fixture | 1 |  | None | 0 | 0 | 0 | 204.1375 | 0.034202 | -0.046329 | [6 empty] | DEER:Indoor_Non-CFL_Ltg | Annual
SDG | SWLG011F | RtL | Ex | IOU | cWtd | SWLG011-01 | ExAnte2020 | IOU workpaper | 2019-06-13 | Fixture | 1 |  | None | 0 | 0 | 0 | 154.1375 | 0.021828 | -0.16769 | [6 empty] | DEER:Indoor_Non-CFL_Ltg | Annual
SDG | SWLG011F | RtS | Ex | IOU | cWtd | SWLG011-01 | ExAnte2020 | IOU workpaper | 2019-06-13 | Fixture | 1 |  | None | 0 | 0 | 0 | 91.625 | 0.015294 | -0.24879 | [6 empty] | DEER:Indoor_Non-CFL_Ltg | Annual
SDG | SWLG011F | SCn | Ex | IOU | cWtd | SWLG011-01 | ExAnte2020 | IOU workpaper | 2019-06-13 | Fixture | 1 |  | None | 0 | 0 | 0 | 74.3208 | 0.0095362 | -0.64112 | [6 empty] | DEER:Indoor_Non-CFL_Ltg | Annual
SDG | SWLG011F | SUn | Ex | IOU | cWtd | SWLG011-01 | ExAnte2020 | IOU workpaper | 2019-06-13 | Fixture | 1 |  | None | 0 | 0 | 0 | 71.5 | 0.010107 | 0 | [6 empty] | DEER:Indoor_Non-CFL_Ltg | Annual
SDG | SWLG011F | WRf | Ex | IOU | cWtd | SWLG011-01 | ExAnte2020 | IOU workpaper | 2019-06-13 | Fixture | 1 |  | None | 0 | 0 | 0 | 202 | 0.022137 | 0 | [6 empty] | DEER:Indoor_Non-CFL_Ltg | Annual
SDG | SWLG011G | Asm | Ex | IOU | cWtd | SWLG011-01 | ExAnte2020 | IOU workpaper | 2019-06-13 | Fixture | 1 |  | None | 0 | 0 | 0 | 61.0958 | 0.025058 | -0.43263 | [6 empty] | DEER:Indoor_Non-CFL_Ltg | Annual
SDG | SWLG011G | EPr | Ex | IOU | cWtd | SWLG011-01 | ExAnte2020 | IOU workpaper | 2019-06-13 | Fixture | 1 |  | None | 0 | 0 | 0 | 77.7 | 0.020436 | -0.92946 | [6 empty] | DEER:Indoor_Non-CFL_Ltg | Annual
SDG | SWLG011G | ESe | Ex | IOU | cWtd | SWLG011-01 | ExAnte2020 | IOU workpaper | 2019-06-13 | Fixture | 1 |  | None | 0 | 0 | 0 | 77.7 | 0.019936 | -0.82979 | [6 empty] | DEER:Indoor_Non-CFL_Ltg | Annual
SDG | SWLG011G | ECC | Ex | IOU | cWtd | SWLG011-01 | ExAnte2020 | IOU workpaper | 2019-06-13 | Fixture | 1 |  | None | 0 | 0 | 0 | 92.925 | 0.016304 | -0.938 | [6 empty] | DEER:Indoor_Non-CFL_Ltg | Annual
SDG | SWLG011G | EUn | Ex | IOU | cWtd | SWLG011-01 | ExAnte2020 | IOU workpaper | 2019-06-13 | Fixture | 1 |  | None | 0 | 0 | 0 | 87.5417 | 0.026152 | -1.1453 | [6 empty] | DEER:Indoor_Non-CFL_Ltg | Annual
SDG | SWLG011G | ERC | Ex | IOU | cWtd | SWLG011-01 | ExAnte2020 | IOU workpaper | 2019-06-13 | Fixture | 1 |  | None | 0 | 0 | 0 | 39.8958 | 0.0078075 | -0.21932 | [6 empty] | DEER:Indoor_Non-CFL_Ltg | Annual
SDG | SWLG011G | Gro | Ex | IOU | cWtd | SWLG011-01 | ExAnte2020 | IOU workpaper | 2019-06-13 | Fixture | 1 |  | None | 0 | 0 | 0 | 180.9875 | 0.032663 | -2.4615 | [6 empty] | DEER:Indoor_Non-CFL_Ltg | Annual
SDG | SWLG011G | Hsp | Ex | IOU | cWtd | SWLG011-01 | ExAnte2020 | IOU workpaper | 2019-06-13 | Fixture | 1 |  | None | 0 | 0 | 0 | 216.5375 | 0.031778 | -1.303 | [6 empty] | DEER:Indoor_Non-CFL_Ltg | Annual
SDG | SWLG011G | Nrs | Ex | IOU | cWtd | SWLG011-01 | ExAnte2020 | IOU workpaper | 2019-06-13 | Fixture | 1 |  | None | 0 | 0 | 0 | 140.675 | 0.028512 | -0.73479 | [6 empty] | DEER:Indoor_Non-CFL_Ltg | Annual
SDG | SWLG011G | Htl | Ex | IOU | cWtd | SWLG011-01 | ExAnte2020 | IOU workpaper | 2019-06-13 | Fixture | 1 |  | None | 0 | 0 | 0 | 188.1042 | 0.027566 | -1.1429 | [6 empty] | DEER:Indoor_Non-CFL_Ltg | Annual
SDG | SWLG011G | Mtl | Ex | IOU | cWtd | SWLG011-01 | ExAnte2020 | IOU workpaper | 2019-06-13 | Fixture | 1 |  | None | 0 | 0 | 0 | 149.4042 | 0.020287 | -0.31412 | [6 empty] | DEER:Indoor_Non-CFL_Ltg | Annual
SDG | SWLG011G | MBT | Ex | IOU | cWtd | SWLG011-01 | ExAnte2020 | IOU workpaper | 2019-06-13 | Fixture | 1 |  | None | 0 | 0 | 0 | 100.825 | 0.012205 | -0.14981 | [6 empty] | DEER:Indoor_Non-CFL_Ltg | Annual
SDG | SWLG011G | MLI | Ex | IOU | cWtd | SWLG011-01 | ExAnte2020 | IOU workpaper | 2019-06-13 | Fixture | 1 |  | None | 0 | 0 | 0 | 95.5708 | 0.012463 | -0.44262 | [6 empty] | DEER:Indoor_Non-CFL_Ltg | Annual
SDG | SWLG011G | OfL | Ex | IOU | cWtd | SWLG011-01 | ExAnte2020 | IOU workpaper | 2019-06-13 | Fixture | 1 |  | None | 0 | 0 | 0 | 98.075 | 0.013631 | -0.0046567 | [6 empty] | DEER:Indoor_Non-CFL_Ltg | Annual
SDG | SWLG011G | OfS | Ex | IOU | cWtd | SWLG011-01 | ExAnte2020 | IOU workpaper | 2019-06-13 | Fixture | 1 |  | None | 0 | 0 | 0 | 75.0917 | 0.011483 | -0.069529 | [6 empty] | DEER:Indoor_Non-CFL_Ltg | Annual
SDG | SWLG011G | RSD | Ex | IOU | cWtd | SWLG011-01 | ExAnte2020 | IOU workpaper | 2019-06-13 | Fixture | 1 |  | None | 0 | 0 | 0 | 143.2042 | 0.027137 | -0.2015 | [6 empty] | DEER:Indoor_Non-CFL_Ltg | Annual
SDG | SWLG011G | RFF | Ex | IOU | cWtd | SWLG011-01 | ExAnte2020 | IOU workpaper | 2019-06-13 | Fixture | 1 |  | None | 0 | 0 | 0 | 120.9792 | 0.020084 | -0.74617 | [6 empty] | DEER:Indoor_Non-CFL_Ltg | Annual
SDG | SWLG011G | Rt3 | Ex | IOU | cWtd | SWLG011-01 | ExAnte2020 | IOU workpaper | 2019-06-13 | Fixture | 1 |  | None | 0 | 0 | 0 | 204.1375 | 0.034202 | -0.046329 | [6 empty] | DEER:Indoor_Non-CFL_Ltg | Annual
SDG | SWLG011G | RtL | Ex | IOU | cWtd | SWLG011-01 | ExAnte2020 | IOU workpaper | 2019-06-13 | Fixture | 1 |  | None | 0 | 0 | 0 | 154.1375 | 0.021828 | -0.16769 | [6 empty] | DEER:Indoor_Non-CFL_Ltg | Annual
SDG | SWLG011G | RtS | Ex | IOU | cWtd | SWLG011-01 | ExAnte2020 | IOU workpaper | 2019-06-13 | Fixture | 1 |  | None | 0 | 0 | 0 | 91.625 | 0.015294 | -0.24879 | [6 empty] | DEER:Indoor_Non-CFL_Ltg | Annual
SDG | SWLG011G | SCn | Ex | IOU | cWtd | SWLG011-01 | ExAnte2020 | IOU workpaper | 2019-06-13 | Fixture | 1 |  | None | 0 | 0 | 0 | 74.3208 | 0.0095362 | -0.64112 | [6 empty] | DEER:Indoor_Non-CFL_Ltg | Annual
SDG | SWLG011G | SUn | Ex | IOU | cWtd | SWLG011-01 | ExAnte2020 | IOU workpaper | 2019-06-13 | Fixture | 1 |  | None | 0 | 0 | 0 | 71.5 | 0.010107 | 0 | [6 empty] | DEER:Indoor_Non-CFL_Ltg | Annual
SDG | SWLG011G | WRf | Ex | IOU | cWtd | SWLG011-01 | ExAnte2020 | IOU workpaper | 2019-06-13 | Fixture | 1 |  | None | 0 | 0 | 0 | 202 | 0.022137 | 0 | [6 empty] | DEER:Indoor_Non-CFL_Ltg | Annual
SDG | SWLG011H | Asm | Ex | IOU | cWtd | SWLG011-01 | ExAnte2020 | IOU workpaper | 2019-06-13 | Fixture | 1 |  | None | 0 | 0 | 0 | 61.0958 | 0.025058 | -0.43263 | [6 empty] | DEER:Indoor_Non-CFL_Ltg | Annual
SDG | SWLG011H | EPr | Ex | IOU | cWtd | SWLG011-01 | ExAnte2020 | IOU workpaper | 2019-06-13 | Fixture | 1 |  | None | 0 | 0 | 0 | 77.7 | 0.020436 | -0.92946 | [6 empty] | DEER:Indoor_Non-CFL_Ltg | Annual
SDG | SWLG011H | ESe | Ex | IOU | cWtd | SWLG011-01 | ExAnte2020 | IOU workpaper | 2019-06-13 | Fixture | 1 |  | None | 0 | 0 | 0 | 77.7 | 0.019936 | -0.82979 | [6 empty] | DEER:Indoor_Non-CFL_Ltg | Annual
SDG | SWLG011H | ECC | Ex | IOU | cWtd | SWLG011-01 | ExAnte2020 | IOU workpaper | 2019-06-13 | Fixture | 1 |  | None | 0 | 0 | 0 | 92.925 | 0.016304 | -0.938 | [6 empty] | DEER:Indoor_Non-CFL_Ltg | Annual
SDG | SWLG011H | EUn | Ex | IOU | cWtd | SWLG011-01 | ExAnte2020 | IOU workpaper | 2019-06-13 | Fixture | 1 |  | None | 0 | 0 | 0 | 87.5417 | 0.026152 | -1.1453 | [6 empty] | DEER:Indoor_Non-CFL_Ltg | Annual
SDG | SWLG011H | ERC | Ex | IOU | cWtd | SWLG011-01 | ExAnte2020 | IOU workpaper | 2019-06-13 | Fixture | 1 |  | None | 0 | 0 | 0 | 39.8958 | 0.0078075 | -0.21932 | [6 empty] | DEER:Indoor_Non-CFL_Ltg | Annual
SDG | SWLG011H | Gro | Ex | IOU | cWtd | SWLG011-01 | ExAnte2020 | IOU workpaper | 2019-06-13 | Fixture | 1 |  | None | 0 | 0 | 0 | 180.9875 | 0.032663 | -2.4615 | [6 empty] | DEER:Indoor_Non-CFL_Ltg | Annual
SDG | SWLG011H | Hsp | Ex | IOU | cWtd | SWLG011-01 | ExAnte2020 | IOU workpaper | 2019-06-13 | Fixture | 1 |  | None | 0 | 0 | 0 | 216.5375 | 0.031778 | -1.303 | [6 empty] | DEER:Indoor_Non-CFL_Ltg | Annual
SDG | SWLG011H | Nrs | Ex | IOU | cWtd | SWLG011-01 | ExAnte2020 | IOU workpaper | 2019-06-13 | Fixture | 1 |  | None | 0 | 0 | 0 | 140.675 | 0.028512 | -0.73479 | [6 empty] | DEER:Indoor_Non-CFL_Ltg | Annual
SDG | SWLG011H | Htl | Ex | IOU | cWtd | SWLG011-01 | ExAnte2020 | IOU workpaper | 2019-06-13 | Fixture | 1 |  | None | 0 | 0 | 0 | 188.1042 | 0.027566 | -1.1429 | [6 empty] | DEER:Indoor_Non-CFL_Ltg | Annual
SDG | SWLG011H | Mtl | Ex | IOU | cWtd | SWLG011-01 | ExAnte2020 | IOU workpaper | 2019-06-13 | Fixture | 1 |  | None | 0 | 0 | 0 | 149.4042 | 0.020287 | -0.31412 | [6 empty] | DEER:Indoor_Non-CFL_Ltg | Annual
SDG | SWLG011H | MBT | Ex | IOU | cWtd | SWLG011-01 | ExAnte2020 | IOU workpaper | 2019-06-13 | Fixture | 1 |  | None | 0 | 0 | 0 | 100.825 | 0.012205 | -0.14981 | [6 empty] | DEER:Indoor_Non-CFL_Ltg | Annual
SDG | SWLG011H | MLI | Ex | IOU | cWtd | SWLG011-01 | ExAnte2020 | IOU workpaper | 2019-06-13 | Fixture | 1 |  | None | 0 | 0 | 0 | 95.5708 | 0.012463 | -0.44262 | [6 empty] | DEER:Indoor_Non-CFL_Ltg | Annual
SDG | SWLG011H | OfL | Ex | IOU | cWtd | SWLG011-01 | ExAnte2020 | IOU workpaper | 2019-06-13 | Fixture | 1 |  | None | 0 | 0 | 0 | 98.075 | 0.013631 | -0.0046567 | [6 empty] | DEER:Indoor_Non-CFL_Ltg | Annual
SDG | SWLG011H | OfS | Ex | IOU | cWtd | SWLG011-01 | ExAnte2020 | IOU workpaper | 2019-06-13 | Fixture | 1 |  | None | 0 | 0 | 0 | 75.0917 | 0.011483 | -0.069529 | [6 empty] | DEER:Indoor_Non-CFL_Ltg | Annual
SDG | SWLG011H | RSD | Ex | IOU | cWtd | SWLG011-01 | ExAnte2020 | IOU workpaper | 2019-06-13 | Fixture | 1 |  | None | 0 | 0 | 0 | 143.2042 | 0.027137 | -0.2015 | [6 empty] | DEER:Indoor_Non-CFL_Ltg | Annual
SDG | SWLG011H | RFF | Ex | IOU | cWtd | SWLG011-01 | ExAnte2020 | IOU workpaper | 2019-06-13 | Fixture | 1 |  | None | 0 | 0 | 0 | 120.9792 | 0.020084 | -0.74617 | [6 empty] | DEER:Indoor_Non-CFL_Ltg | Annual
SDG | SWLG011H | Rt3 | Ex | IOU | cWtd | SWLG011-01 | ExAnte2020 | IOU workpaper | 2019-06-13 | Fixture | 1 |  | None | 0 | 0 | 0 | 204.1375 | 0.034202 | -0.046329 | [6 empty] | DEER:Indoor_Non-CFL_Ltg | Annual
SDG | SWLG011H | RtL | Ex | IOU | cWtd | SWLG011-01 | ExAnte2020 | IOU workpaper | 2019-06-13 | Fixture | 1 |  | None | 0 | 0 | 0 | 154.1375 | 0.021828 | -0.16769 | [6 empty] | DEER:Indoor_Non-CFL_Ltg | Annual
SDG | SWLG011H | RtS | Ex | IOU | cWtd | SWLG011-01 | ExAnte2020 | IOU workpaper | 2019-06-13 | Fixture | 1 |  | None | 0 | 0 | 0 | 91.625 | 0.015294 | -0.24879 | [6 empty] | DEER:Indoor_Non-CFL_Ltg | Annual
SDG | SWLG011H | SCn | Ex | IOU | cWtd | SWLG011-01 | ExAnte2020 | IOU workpaper | 2019-06-13 | Fixture | 1 |  | None | 0 | 0 | 0 | 74.3208 | 0.0095362 | -0.64112 | [6 empty] | DEER:Indoor_Non-CFL_Ltg | Annual
SDG | SWLG011H | SUn | Ex | IOU | cWtd | SWLG011-01 | ExAnte2020 | IOU workpaper | 2019-06-13 | Fixture | 1 |  | None | 0 | 0 | 0 | 71.5 | 0.010107 | 0 | [6 empty] | DEER:Indoor_Non-CFL_Ltg | Annual
SDG | SWLG011H | WRf | Ex | IOU | cWtd | SWLG011-01 | ExAnte2020 | IOU workpaper | 2019-06-13 | Fixture | 1 |  | None | 0 | 0 | 0 | 202 | 0.022137 | 0 | [6 empty] | DEER:Indoor_Non-CFL_Ltg | Annual
SDG | SWLG011I | Asm | Ex | IOU | cWtd | SWLG011-01 | ExAnte2020 | IOU workpaper | 2019-06-13 | Fixture | 1 |  | None | 0 | 0 | 0 | 61.0958 | 0.025058 | -0.43263 | [6 empty] | DEER:Indoor_Non-CFL_Ltg | Annual
SDG | SWLG011I | EPr | Ex | IOU | cWtd | SWLG011-01 | ExAnte2020 | IOU workpaper | 2019-06-13 | Fixture | 1 |  | None | 0 | 0 | 0 | 77.7 | 0.020436 | -0.92946 | [6 empty] | DEER:Indoor_Non-CFL_Ltg | Annual
SDG | SWLG011I | ESe | Ex | IOU | cWtd | SWLG011-01 | ExAnte2020 | IOU workpaper | 2019-06-13 | Fixture | 1 |  | None | 0 | 0 | 0 | 77.7 | 0.019936 | -0.82979 | [6 empty] | DEER:Indoor_Non-CFL_Ltg | Annual
SDG | SWLG011I | ECC | Ex | IOU | cWtd | SWLG011-01 | ExAnte2020 | IOU workpaper | 2019-06-13 | Fixture | 1 |  | None | 0 | 0 | 0 | 92.925 | 0.016304 | -0.938 | [6 empty] | DEER:Indoor_Non-CFL_Ltg | Annual
SDG | SWLG011I | EUn | Ex | IOU | cWtd | SWLG011-01 | ExAnte2020 | IOU workpaper | 2019-06-13 | Fixture | 1 |  | None | 0 | 0 | 0 | 87.5417 | 0.026152 | -1.1453 | [6 empty] | DEER:Indoor_Non-CFL_Ltg | Annual
SDG | SWLG011I | ERC | Ex | IOU | cWtd | SWLG011-01 | ExAnte2020 | IOU workpaper | 2019-06-13 | Fixture | 1 |  | None | 0 | 0 | 0 | 39.8958 | 0.0078075 | -0.21932 | [6 empty] | DEER:Indoor_Non-CFL_Ltg | Annual
SDG | SWLG011I | Gro | Ex | IOU | cWtd | SWLG011-01 | ExAnte2020 | IOU workpaper | 2019-06-13 | Fixture | 1 |  | None | 0 | 0 | 0 | 180.9875 | 0.032663 | -2.4615 | [6 empty] | DEER:Indoor_Non-CFL_Ltg | Annual
SDG | SWLG011I | Hsp | Ex | IOU | cWtd | SWLG011-01 | ExAnte2020 | IOU workpaper | 2019-06-13 | Fixture | 1 |  | None | 0 | 0 | 0 | 216.5375 | 0.031778 | -1.303 | [6 empty] | DEER:Indoor_Non-CFL_Ltg | Annual
SDG | SWLG011I | Nrs | Ex | IOU | cWtd | SWLG011-01 | ExAnte2020 | IOU workpaper | 2019-06-13 | Fixture | 1 |  | None | 0 | 0 | 0 | 140.675 | 0.028512 | -0.73479 | [6 empty] | DEER:Indoor_Non-CFL_Ltg | Annual
SDG | SWLG011I | Htl | Ex | IOU | cWtd | SWLG011-01 | ExAnte2020 | IOU workpaper | 2019-06-13 | Fixture | 1 |  | None | 0 | 0 | 0 | 188.1042 | 0.027566 | -1.1429 | [6 empty] | DEER:Indoor_Non-CFL_Ltg | Annual
SDG | SWLG011I | Mtl | Ex | IOU | cWtd | SWLG011-01 | ExAnte2020 | IOU workpaper | 2019-06-13 | Fixture | 1 |  | None | 0 | 0 | 0 | 149.4042 | 0.020287 | -0.31412 | [6 empty] | DEER:Indoor_Non-CFL_Ltg | Annual
SDG | SWLG011I | MBT | Ex | IOU | cWtd | SWLG011-01 | ExAnte2020 | IOU workpaper | 2019-06-13 | Fixture | 1 |  | None | 0 | 0 | 0 | 100.825 | 0.012205 | -0.14981 | [6 empty] | DEER:Indoor_Non-CFL_Ltg | Annual
SDG | SWLG011I | MLI | Ex | IOU | cWtd | SWLG011-01 | ExAnte2020 | IOU workpaper | 2019-06-13 | Fixture | 1 |  | None | 0 | 0 | 0 | 95.5708 | 0.012463 | -0.44262 | [6 empty] | DEER:Indoor_Non-CFL_Ltg | Annual
SDG | SWLG011I | OfL | Ex | IOU | cWtd | SWLG011-01 | ExAnte2020 | IOU workpaper | 2019-06-13 | Fixture | 1 |  | None | 0 | 0 | 0 | 98.075 | 0.013631 | -0.0046567 | [6 empty] | DEER:Indoor_Non-CFL_Ltg | Annual
SDG | SWLG011I | OfS | Ex | IOU | cWtd | SWLG011-01 | ExAnte2020 | IOU workpaper | 2019-06-13 | Fixture | 1 |  | None | 0 | 0 | 0 | 75.0917 | 0.011483 | -0.069529 | [6 empty] | DEER:Indoor_Non-CFL_Ltg | Annual
SDG | SWLG011I | RSD | Ex | IOU | cWtd | SWLG011-01 | ExAnte2020 | IOU workpaper | 2019-06-13 | Fixture | 1 |  | None | 0 | 0 | 0 | 143.2042 | 0.027137 | -0.2015 | [6 empty] | DEER:Indoor_Non-CFL_Ltg | Annual
SDG | SWLG011I | RFF | Ex | IOU | cWtd | SWLG011-01 | ExAnte2020 | IOU workpaper | 2019-06-13 | Fixture | 1 |  | None | 0 | 0 | 0 | 120.9792 | 0.020084 | -0.74617 | [6 empty] | DEER:Indoor_Non-CFL_Ltg | Annual
SDG | SWLG011I | Rt3 | Ex | IOU | cWtd | SWLG011-01 | ExAnte2020 | IOU workpaper | 2019-06-13 | Fixture | 1 |  | None | 0 | 0 | 0 | 204.1375 | 0.034202 | -0.046329 | [6 empty] | DEER:Indoor_Non-CFL_Ltg | Annual
SDG | SWLG011I | RtL | Ex | IOU | cWtd | SWLG011-01 | ExAnte2020 | IOU workpaper | 2019-06-13 | Fixture | 1 |  | None | 0 | 0 | 0 | 154.1375 | 0.021828 | -0.16769 | [6 empty] | DEER:Indoor_Non-CFL_Ltg | Annual
SDG | SWLG011I | RtS | Ex | IOU | cWtd | SWLG011-01 | ExAnte2020 | IOU workpaper | 2019-06-13 | Fixture | 1 |  | None | 0 | 0 | 0 | 91.625 | 0.015294 | -0.24879 | [6 empty] | DEER:Indoor_Non-CFL_Ltg | Annual
SDG | SWLG011I | SCn | Ex | IOU | cWtd | SWLG011-01 | ExAnte2020 | IOU workpaper | 2019-06-13 | Fixture | 1 |  | None | 0 | 0 | 0 | 74.3208 | 0.0095362 | -0.64112 | [6 empty] | DEER:Indoor_Non-CFL_Ltg | Annual
SDG | SWLG011I | SUn | Ex | IOU | cWtd | SWLG011-01 | ExAnte2020 | IOU workpaper | 2019-06-13 | Fixture | 1 |  | None | 0 | 0 | 0 | 71.5 | 0.010107 | 0 | [6 empty] | DEER:Indoor_Non-CFL_Ltg | Annual
SDG | SWLG011I | WRf | Ex | IOU | cWtd | SWLG011-01 | ExAnte2020 | IOU workpaper | 2019-06-13 | Fixture | 1 |  | None | 0 | 0 | 0 | 202 | 0.022137 | 0 | [6 empty] | DEER:Indoor_Non-CFL_Ltg | Annual
SDG | SWLG011J | Asm | Ex | IOU | cWtd | SWLG011-01 | ExAnte2020 | IOU workpaper | 2019-06-13 | Fixture | 1 |  | None | 0 | 0 | 0 | 61.0958 | 0.025058 | -0.43263 | [6 empty] | DEER:Indoor_Non-CFL_Ltg | Annual
SDG | SWLG011J | EPr | Ex | IOU | cWtd | SWLG011-01 | ExAnte2020 | IOU workpaper | 2019-06-13 | Fixture | 1 |  | None | 0 | 0 | 0 | 77.7 | 0.020436 | -0.92946 | [6 empty] | DEER:Indoor_Non-CFL_Ltg | Annual
SDG | SWLG011J | ESe | Ex | IOU | cWtd | SWLG011-01 | ExAnte2020 | IOU workpaper | 2019-06-13 | Fixture | 1 |  | None | 0 | 0 | 0 | 77.7 | 0.019936 | -0.82979 | [6 empty] | DEER:Indoor_Non-CFL_Ltg | Annual
SDG | SWLG011J | ECC | Ex | IOU | cWtd | SWLG011-01 | ExAnte2020 | IOU workpaper | 2019-06-13 | Fixture | 1 |  | None | 0 | 0 | 0 | 92.925 | 0.016304 | -0.938 | [6 empty] | DEER:Indoor_Non-CFL_Ltg | Annual
SDG | SWLG011J | EUn | Ex | IOU | cWtd | SWLG011-01 | ExAnte2020 | IOU workpaper | 2019-06-13 | Fixture | 1 |  | None | 0 | 0 | 0 | 87.5417 | 0.026152 | -1.1453 | [6 empty] | DEER:Indoor_Non-CFL_Ltg | Annual
SDG | SWLG011J | ERC | Ex | IOU | cWtd | SWLG011-01 | ExAnte2020 | IOU workpaper | 2019-06-13 | Fixture | 1 |  | None | 0 | 0 | 0 | 39.8958 | 0.0078075 | -0.21932 | [6 empty] | DEER:Indoor_Non-CFL_Ltg | Annual
SDG | SWLG011J | Gro | Ex | IOU | cWtd | SWLG011-01 | ExAnte2020 | IOU workpaper | 2019-06-13 | Fixture | 1 |  | None | 0 | 0 | 0 | 180.9875 | 0.032663 | -2.4615 | [6 empty] | DEER:Indoor_Non-CFL_Ltg | Annual
SDG | SWLG011J | Hsp | Ex | IOU | cWtd | SWLG011-01 | ExAnte2020 | IOU workpaper | 2019-06-13 | Fixture | 1 |  | None | 0 | 0 | 0 | 216.5375 | 0.031778 | -1.303 | [6 empty] | DEER:Indoor_Non-CFL_Ltg | Annual
SDG | SWLG011J | Nrs | Ex | IOU | cWtd | SWLG011-01 | ExAnte2020 | IOU workpaper | 2019-06-13 | Fixture | 1 |  | None | 0 | 0 | 0 | 140.675 | 0.028512 | -0.73479 | [6 empty] | DEER:Indoor_Non-CFL_Ltg | Annual
SDG | SWLG011J | Htl | Ex | IOU | cWtd | SWLG011-01 | ExAnte2020 | IOU workpaper | 2019-06-13 | Fixture | 1 |  | None | 0 | 0 | 0 | 188.1042 | 0.027566 | -1.1429 | [6 empty] | DEER:Indoor_Non-CFL_Ltg | Annual
SDG | SWLG011J | Mtl | Ex | IOU | cWtd | SWLG011-01 | ExAnte2020 | IOU workpaper | 2019-06-13 | Fixture | 1 |  | None | 0 | 0 | 0 | 149.4042 | 0.020287 | -0.31412 | [6 empty] | DEER:Indoor_Non-CFL_Ltg | Annual
SDG | SWLG011J | MBT | Ex | IOU | cWtd | SWLG011-01 | ExAnte2020 | IOU workpaper | 2019-06-13 | Fixture | 1 |  | None | 0 | 0 | 0 | 100.825 | 0.012205 | -0.14981 | [6 empty] | DEER:Indoor_Non-CFL_Ltg | Annual
SDG | SWLG011J | MLI | Ex | IOU | cWtd | SWLG011-01 | ExAnte2020 | IOU workpaper | 2019-06-13 | Fixture | 1 |  | None | 0 | 0 | 0 | 95.5708 | 0.012463 | -0.44262 | [6 empty] | DEER:Indoor_Non-CFL_Ltg | Annual
SDG | SWLG011J | OfL | Ex | IOU | cWtd | SWLG011-01 | ExAnte2020 | IOU workpaper | 2019-06-13 | Fixture | 1 |  | None | 0 | 0 | 0 | 98.075 | 0.013631 | -0.0046567 | [6 empty] | DEER:Indoor_Non-CFL_Ltg | Annual
SDG | SWLG011J | OfS | Ex | IOU | cWtd | SWLG011-01 | ExAnte2020 | IOU workpaper | 2019-06-13 | Fixture | 1 |  | None | 0 | 0 | 0 | 75.0917 | 0.011483 | -0.069529 | [6 empty] | DEER:Indoor_Non-CFL_Ltg | Annual
SDG | SWLG011J | RSD | Ex | IOU | cWtd | SWLG011-01 | ExAnte2020 | IOU workpaper | 2019-06-13 | Fixture | 1 |  | None | 0 | 0 | 0 | 143.2042 | 0.027137 | -0.2015 | [6 empty] | DEER:Indoor_Non-CFL_Ltg | Annual
SDG | SWLG011J | RFF | Ex | IOU | cWtd | SWLG011-01 | ExAnte2020 | IOU workpaper | 2019-06-13 | Fixture | 1 |  | None | 0 | 0 | 0 | 120.9792 | 0.020084 | -0.74617 | [6 empty] | DEER:Indoor_Non-CFL_Ltg | Annual
SDG | SWLG011J | Rt3 | Ex | IOU | cWtd | SWLG011-01 | ExAnte2020 | IOU workpaper | 2019-06-13 | Fixture | 1 |  | None | 0 | 0 | 0 | 204.1375 | 0.034202 | -0.046329 | [6 empty] | DEER:Indoor_Non-CFL_Ltg | Annual
SDG | SWLG011J | RtL | Ex | IOU | cWtd | SWLG011-01 | ExAnte2020 | IOU workpaper | 2019-06-13 | Fixture | 1 |  | None | 0 | 0 | 0 | 154.1375 | 0.021828 | -0.16769 | [6 empty] | DEER:Indoor_Non-CFL_Ltg | Annual
SDG | SWLG011J | RtS | Ex | IOU | cWtd | SWLG011-01 | ExAnte2020 | IOU workpaper | 2019-06-13 | Fixture | 1 |  | None | 0 | 0 | 0 | 91.625 | 0.015294 | -0.24879 | [6 empty] | DEER:Indoor_Non-CFL_Ltg | Annual
SDG | SWLG011J | SCn | Ex | IOU | cWtd | SWLG011-01 | ExAnte2020 | IOU workpaper | 2019-06-13 | Fixture | 1 |  | None | 0 | 0 | 0 | 74.3208 | 0.0095362 | -0.64112 | [6 empty] | DEER:Indoor_Non-CFL_Ltg | Annual
SDG | SWLG011J | SUn | Ex | IOU | cWtd | SWLG011-01 | ExAnte2020 | IOU workpaper | 2019-06-13 | Fixture | 1 |  | None | 0 | 0 | 0 | 71.5 | 0.010107 | 0 | [6 empty] | DEER:Indoor_Non-CFL_Ltg | Annual
SDG | SWLG011J | WRf | Ex | IOU | cWtd | SWLG011-01 | ExAnte2020 | IOU workpaper | 2019-06-13 | Fixture | 1 |  | None | 0 | 0 | 0 | 202 | 0.022137 | 0 | [6 empty] | DEER:Indoor_Non-CFL_Ltg | Annual
SDG | SWLG011K | Asm | Ex | IOU | cWtd | SWLG011-01 | ExAnte2020 | IOU workpaper | 2019-06-13 | Fixture | 1 |  | None | 0 | 0 | 0 | 61.0958 | 0.025058 | -0.43263 | [6 empty] | DEER:Indoor_Non-CFL_Ltg | Annual
SDG | SWLG011K | EPr | Ex | IOU | cWtd | SWLG011-01 | ExAnte2020 | IOU workpaper | 2019-06-13 | Fixture | 1 |  | None | 0 | 0 | 0 | 77.7 | 0.020436 | -0.92946 | [6 empty] | DEER:Indoor_Non-CFL_Ltg | Annual
SDG | SWLG011K | ESe | Ex | IOU | cWtd | SWLG011-01 | ExAnte2020 | IOU workpaper | 2019-06-13 | Fixture | 1 |  | None | 0 | 0 | 0 | 77.7 | 0.019936 | -0.82979 | [6 empty] | DEER:Indoor_Non-CFL_Ltg | Annual
SDG | SWLG011K | ECC | Ex | IOU | cWtd | SWLG011-01 | ExAnte2020 | IOU workpaper | 2019-06-13 | Fixture | 1 |  | None | 0 | 0 | 0 | 92.925 | 0.016304 | -0.938 | [6 empty] | DEER:Indoor_Non-CFL_Ltg | Annual
SDG | SWLG011K | EUn | Ex | IOU | cWtd | SWLG011-01 | ExAnte2020 | IOU workpaper | 2019-06-13 | Fixture | 1 |  | None | 0 | 0 | 0 | 87.5417 | 0.026152 | -1.1453 | [6 empty] | DEER:Indoor_Non-CFL_Ltg | Annual
SDG | SWLG011K | ERC | Ex | IOU | cWtd | SWLG011-01 | ExAnte2020 | IOU workpaper | 2019-06-13 | Fixture | 1 |  | None | 0 | 0 | 0 | 39.8958 | 0.0078075 | -0.21932 | [6 empty] | DEER:Indoor_Non-CFL_Ltg | Annual
SDG | SWLG011K | Gro | Ex | IOU | cWtd | SWLG011-01 | ExAnte2020 | IOU workpaper | 2019-06-13 | Fixture | 1 |  | None | 0 | 0 | 0 | 180.9875 | 0.032663 | -2.4615 | [6 empty] | DEER:Indoor_Non-CFL_Ltg | Annual
SDG | SWLG011K | Hsp | Ex | IOU | cWtd | SWLG011-01 | ExAnte2020 | IOU workpaper | 2019-06-13 | Fixture | 1 |  | None | 0 | 0 | 0 | 216.5375 | 0.031778 | -1.303 | [6 empty] | DEER:Indoor_Non-CFL_Ltg | Annual
SDG | SWLG011K | Nrs | Ex | IOU | cWtd | SWLG011-01 | ExAnte2020 | IOU workpaper | 2019-06-13 | Fixture | 1 |  | None | 0 | 0 | 0 | 140.675 | 0.028512 | -0.73479 | [6 empty] | DEER:Indoor_Non-CFL_Ltg | Annual
SDG | SWLG011K | Htl | Ex | IOU | cWtd | SWLG011-01 | ExAnte2020 | IOU workpaper | 2019-06-13 | Fixture | 1 |  | None | 0 | 0 | 0 | 188.1042 | 0.027566 | -1.1429 | [6 empty] | DEER:Indoor_Non-CFL_Ltg | Annual
SDG | SWLG011K | Mtl | Ex | IOU | cWtd | SWLG011-01 | ExAnte2020 | IOU workpaper | 2019-06-13 | Fixture | 1 |  | None | 0 | 0 | 0 | 149.4042 | 0.020287 | -0.31412 | [6 empty] | DEER:Indoor_Non-CFL_Ltg | Annual
SDG | SWLG011K | MBT | Ex | IOU | cWtd | SWLG011-01 | ExAnte2020 | IOU workpaper | 2019-06-13 | Fixture | 1 |  | None | 0 | 0 | 0 | 100.825 | 0.012205 | -0.14981 | [6 empty] | DEER:Indoor_Non-CFL_Ltg | Annual
SDG | SWLG011K | MLI | Ex | IOU | cWtd | SWLG011-01 | ExAnte2020 | IOU workpaper | 2019-06-13 | Fixture | 1 |  | None | 0 | 0 | 0 | 95.5708 | 0.012463 | -0.44262 | [6 empty] | DEER:Indoor_Non-CFL_Ltg | Annual
SDG | SWLG011K | OfL | Ex | IOU | cWtd | SWLG011-01 | ExAnte2020 | IOU workpaper | 2019-06-13 | Fixture | 1 |  | None | 0 | 0 | 0 | 98.075 | 0.013631 | -0.0046567 | [6 empty] | DEER:Indoor_Non-CFL_Ltg | Annual
SDG | SWLG011K | OfS | Ex | IOU | cWtd | SWLG011-01 | ExAnte2020 | IOU workpaper | 2019-06-13 | Fixture | 1 |  | None | 0 | 0 | 0 | 75.0917 | 0.011483 | -0.069529 | [6 empty] | DEER:Indoor_Non-CFL_Ltg | Annual
SDG | SWLG011K | RSD | Ex | IOU | cWtd | SWLG011-01 | ExAnte2020 | IOU workpaper | 2019-06-13 | Fixture | 1 |  | None | 0 | 0 | 0 | 143.2042 | 0.027137 | -0.2015 | [6 empty] | DEER:Indoor_Non-CFL_Ltg | Annual
SDG | SWLG011K | RFF | Ex | IOU | cWtd | SWLG011-01 | ExAnte2020 | IOU workpaper | 2019-06-13 | Fixture | 1 |  | None | 0 | 0 | 0 | 120.9792 | 0.020084 | -0.74617 | [6 empty] | DEER:Indoor_Non-CFL_Ltg | Annual
SDG | SWLG011K | Rt3 | Ex | IOU | cWtd | SWLG011-01 | ExAnte2020 | IOU workpaper | 2019-06-13 | Fixture | 1 |  | None | 0 | 0 | 0 | 204.1375 | 0.034202 | -0.046329 | [6 empty] | DEER:Indoor_Non-CFL_Ltg | Annual
SDG | SWLG011K | RtL | Ex | IOU | cWtd | SWLG011-01 | ExAnte2020 | IOU workpaper | 2019-06-13 | Fixture | 1 |  | None | 0 | 0 | 0 | 154.1375 | 0.021828 | -0.16769 | [6 empty] | DEER:Indoor_Non-CFL_Ltg | Annual
SDG | SWLG011K | RtS | Ex | IOU | cWtd | SWLG011-01 | ExAnte2020 | IOU workpaper | 2019-06-13 | Fixture | 1 |  | None | 0 | 0 | 0 | 91.625 | 0.015294 | -0.24879 | [6 empty] | DEER:Indoor_Non-CFL_Ltg | Annual
SDG | SWLG011K | SCn | Ex | IOU | cWtd | SWLG011-01 | ExAnte2020 | IOU workpaper | 2019-06-13 | Fixture | 1 |  | None | 0 | 0 | 0 | 74.3208 | 0.0095362 | -0.64112 | [6 empty] | DEER:Indoor_Non-CFL_Ltg | Annual
SDG | SWLG011K | SUn | Ex | IOU | cWtd | SWLG011-01 | ExAnte2020 | IOU workpaper | 2019-06-13 | Fixture | 1 |  | None | 0 | 0 | 0 | 71.5 | 0.010107 | 0 | [6 empty] | DEER:Indoor_Non-CFL_Ltg | Annual
SDG | SWLG011K | WRf | Ex | IOU | cWtd | SWLG011-01 | ExAnte2020 | IOU workpaper | 2019-06-13 | Fixture | 1 |  | None | 0 | 0 | 0 | 202 | 0.022137 | 0 | [6 empty] | DEER:Indoor_Non-CFL_Ltg | Annual
SDG | SWLG011L | Asm | Ex | IOU | cWtd | SWLG011-01 | ExAnte2020 | IOU workpaper | 2019-06-13 | Fixture | 1 |  | None | 0 | 0 | 0 | 61.0958 | 0.025058 | -0.43263 | [6 empty] | DEER:Indoor_Non-CFL_Ltg | Annual
SDG | SWLG011L | EPr | Ex | IOU | cWtd | SWLG011-01 | ExAnte2020 | IOU workpaper | 2019-06-13 | Fixture | 1 |  | None | 0 | 0 | 0 | 77.7 | 0.020436 | -0.92946 | [6 empty] | DEER:Indoor_Non-CFL_Ltg | Annual
SDG | SWLG011L | ESe | Ex | IOU | cWtd | SWLG011-01 | ExAnte2020 | IOU workpaper | 2019-06-13 | Fixture | 1 |  | None | 0 | 0 | 0 | 77.7 | 0.019936 | -0.82979 | [6 empty] | DEER:Indoor_Non-CFL_Ltg | Annual
SDG | SWLG011L | ECC | Ex | IOU | cWtd | SWLG011-01 | ExAnte2020 | IOU workpaper | 2019-06-13 | Fixture | 1 |  | None | 0 | 0 | 0 | 92.925 | 0.016304 | -0.938 | [6 empty] | DEER:Indoor_Non-CFL_Ltg | Annual
SDG | SWLG011L | EUn | Ex | IOU | cWtd | SWLG011-01 | ExAnte2020 | IOU workpaper | 2019-06-13 | Fixture | 1 |  | None | 0 | 0 | 0 | 87.5417 | 0.026152 | -1.1453 | [6 empty] | DEER:Indoor_Non-CFL_Ltg | Annual
SDG | SWLG011L | ERC | Ex | IOU | cWtd | SWLG011-01 | ExAnte2020 | IOU workpaper | 2019-06-13 | Fixture | 1 |  | None | 0 | 0 | 0 | 39.8958 | 0.0078075 | -0.21932 | [6 empty] | DEER:Indoor_Non-CFL_Ltg | Annual
SDG | SWLG011L | Gro | Ex | IOU | cWtd | SWLG011-01 | ExAnte2020 | IOU workpaper | 2019-06-13 | Fixture | 1 |  | None | 0 | 0 | 0 | 180.9875 | 0.032663 | -2.4615 | [6 empty] | DEER:Indoor_Non-CFL_Ltg | Annual
SDG | SWLG011L | Hsp | Ex | IOU | cWtd | SWLG011-01 | ExAnte2020 | IOU workpaper | 2019-06-13 | Fixture | 1 |  | None | 0 | 0 | 0 | 216.5375 | 0.031778 | -1.303 | [6 empty] | DEER:Indoor_Non-CFL_Ltg | Annual
SDG | SWLG011L | Nrs | Ex | IOU | cWtd | SWLG011-01 | ExAnte2020 | IOU workpaper | 2019-06-13 | Fixture | 1 |  | None | 0 | 0 | 0 | 140.675 | 0.028512 | -0.73479 | [6 empty] | DEER:Indoor_Non-CFL_Ltg | Annual
SDG | SWLG011L | Htl | Ex | IOU | cWtd | SWLG011-01 | ExAnte2020 | IOU workpaper | 2019-06-13 | Fixture | 1 |  | None | 0 | 0 | 0 | 188.1042 | 0.027566 | -1.1429 | [6 empty] | DEER:Indoor_Non-CFL_Ltg | Annual
SDG | SWLG011L | Mtl | Ex | IOU | cWtd | SWLG011-01 | ExAnte2020 | IOU workpaper | 2019-06-13 | Fixture | 1 |  | None | 0 | 0 | 0 | 149.4042 | 0.020287 | -0.31412 | [6 empty] | DEER:Indoor_Non-CFL_Ltg | Annual
SDG | SWLG011L | MBT | Ex | IOU | cWtd | SWLG011-01 | ExAnte2020 | IOU workpaper | 2019-06-13 | Fixture | 1 |  | None | 0 | 0 | 0 | 100.825 | 0.012205 | -0.14981 | [6 empty] | DEER:Indoor_Non-CFL_Ltg | Annual
SDG | SWLG011L | MLI | Ex | IOU | cWtd | SWLG011-01 | ExAnte2020 | IOU workpaper | 2019-06-13 | Fixture | 1 |  | None | 0 | 0 | 0 | 95.5708 | 0.012463 | -0.44262 | [6 empty] | DEER:Indoor_Non-CFL_Ltg | Annual
SDG | SWLG011L | OfL | Ex | IOU | cWtd | SWLG011-01 | ExAnte2020 | IOU workpaper | 2019-06-13 | Fixture | 1 |  | None | 0 | 0 | 0 | 98.075 | 0.013631 | -0.0046567 | [6 empty] | DEER:Indoor_Non-CFL_Ltg | Annual
SDG | SWLG011L | OfS | Ex | IOU | cWtd | SWLG011-01 | ExAnte2020 | IOU workpaper | 2019-06-13 | Fixture | 1 |  | None | 0 | 0 | 0 | 75.0917 | 0.011483 | -0.069529 | [6 empty] | DEER:Indoor_Non-CFL_Ltg | Annual
SDG | SWLG011L | RSD | Ex | IOU | cWtd | SWLG011-01 | ExAnte2020 | IOU workpaper | 2019-06-13 | Fixture | 1 |  | None | 0 | 0 | 0 | 143.2042 | 0.027137 | -0.2015 | [6 empty] | DEER:Indoor_Non-CFL_Ltg | Annual
SDG | SWLG011L | RFF | Ex | IOU | cWtd | SWLG011-01 | ExAnte2020 | IOU workpaper | 2019-06-13 | Fixture | 1 |  | None | 0 | 0 | 0 | 120.9792 | 0.020084 | -0.74617 | [6 empty] | DEER:Indoor_Non-CFL_Ltg | Annual
SDG | SWLG011L | Rt3 | Ex | IOU | cWtd | SWLG011-01 | ExAnte2020 | IOU workpaper | 2019-06-13 | Fixture | 1 |  | None | 0 | 0 | 0 | 204.1375 | 0.034202 | -0.046329 | [6 empty] | DEER:Indoor_Non-CFL_Ltg | Annual
SDG | SWLG011L | RtL | Ex | IOU | cWtd | SWLG011-01 | ExAnte2020 | IOU workpaper | 2019-06-13 | Fixture | 1 |  | None | 0 | 0 | 0 | 154.1375 | 0.021828 | -0.16769 | [6 empty] | DEER:Indoor_Non-CFL_Ltg | Annual
SDG | SWLG011L | RtS | Ex | IOU | cWtd | SWLG011-01 | ExAnte2020 | IOU workpaper | 2019-06-13 | Fixture | 1 |  | None | 0 | 0 | 0 | 91.625 | 0.015294 | -0.24879 | [6 empty] | DEER:Indoor_Non-CFL_Ltg | Annual
SDG | SWLG011L | SCn | Ex | IOU | cWtd | SWLG011-01 | ExAnte2020 | IOU workpaper | 2019-06-13 | Fixture | 1 |  | None | 0 | 0 | 0 | 74.3208 | 0.0095362 | -0.64112 | [6 empty] | DEER:Indoor_Non-CFL_Ltg | Annual
SDG | SWLG011L | SUn | Ex | IOU | cWtd | SWLG011-01 | ExAnte2020 | IOU workpaper | 2019-06-13 | Fixture | 1 |  | None | 0 | 0 | 0 | 71.5 | 0.010107 | 0 | [6 empty] | DEER:Indoor_Non-CFL_Ltg | Annual
SDG | SWLG011L | WRf | Ex | IOU | cWtd | SWLG011-01 | ExAnte2020 | IOU workpaper | 2019-06-13 | Fixture | 1 |  | None | 0 | 0 | 0 | 202 | 0.022137 | 0 | [6 empty] | DEER:Indoor_Non-CFL_Ltg | Annual
SDG | SWLG011M | Asm | Ex | IOU | cWtd | SWLG011-01 | ExAnte2020 | IOU workpaper | 2019-06-13 | Fixture | 1 |  | None | 0 | 0 | 0 | 61.0958 | 0.025058 | -0.43263 | [6 empty] | DEER:Indoor_Non-CFL_Ltg | Annual
SDG | SWLG011M | EPr | Ex | IOU | cWtd | SWLG011-01 | ExAnte2020 | IOU workpaper | 2019-06-13 | Fixture | 1 |  | None | 0 | 0 | 0 | 77.7 | 0.020436 | -0.92946 | [6 empty] | DEER:Indoor_Non-CFL_Ltg | Annual
SDG | SWLG011M | ESe | Ex | IOU | cWtd | SWLG011-01 | ExAnte2020 | IOU workpaper | 2019-06-13 | Fixture | 1 |  | None | 0 | 0 | 0 | 77.7 | 0.019936 | -0.82979 | [6 empty] | DEER:Indoor_Non-CFL_Ltg | Annual
SDG | SWLG011M | ECC | Ex | IOU | cWtd | SWLG011-01 | ExAnte2020 | IOU workpaper | 2019-06-13 | Fixture | 1 |  | None | 0 | 0 | 0 | 92.925 | 0.016304 | -0.938 | [6 empty] | DEER:Indoor_Non-CFL_Ltg | Annual
SDG | SWLG011M | EUn | Ex | IOU | cWtd | SWLG011-01 | ExAnte2020 | IOU workpaper | 2019-06-13 | Fixture | 1 |  | None | 0 | 0 | 0 | 87.5417 | 0.026152 | -1.1453 | [6 empty] | DEER:Indoor_Non-CFL_Ltg | Annual
SDG | SWLG011M | ERC | Ex | IOU | cWtd | SWLG011-01 | ExAnte2020 | IOU workpaper | 2019-06-13 | Fixture | 1 |  | None | 0 | 0 | 0 | 39.8958 | 0.0078075 | -0.21932 | [6 empty] | DEER:Indoor_Non-CFL_Ltg | Annual
SDG | SWLG011M | Gro | Ex | IOU | cWtd | SWLG011-01 | ExAnte2020 | IOU workpaper | 2019-06-13 | Fixture | 1 |  | None | 0 | 0 | 0 | 180.9875 | 0.032663 | -2.4615 | [6 empty] | DEER:Indoor_Non-CFL_Ltg | Annual
SDG | SWLG011M | Hsp | Ex | IOU | cWtd | SWLG011-01 | ExAnte2020 | IOU workpaper | 2019-06-13 | Fixture | 1 |  | None | 0 | 0 | 0 | 216.5375 | 0.031778 | -1.303 | [6 empty] | DEER:Indoor_Non-CFL_Ltg | Annual
SDG | SWLG011M | Nrs | Ex | IOU | cWtd | SWLG011-01 | ExAnte2020 | IOU workpaper | 2019-06-13 | Fixture | 1 |  | None | 0 | 0 | 0 | 140.675 | 0.028512 | -0.73479 | [6 empty] | DEER:Indoor_Non-CFL_Ltg | Annual
SDG | SWLG011M | Htl | Ex | IOU | cWtd | SWLG011-01 | ExAnte2020 | IOU workpaper | 2019-06-13 | Fixture | 1 |  | None | 0 | 0 | 0 | 188.1042 | 0.027566 | -1.1429 | [6 empty] | DEER:Indoor_Non-CFL_Ltg | Annual
SDG | SWLG011M | Mtl | Ex | IOU | cWtd | SWLG011-01 | ExAnte2020 | IOU workpaper | 2019-06-13 | Fixture | 1 |  | None | 0 | 0 | 0 | 149.4042 | 0.020287 | -0.31412 | [6 empty] | DEER:Indoor_Non-CFL_Ltg | Annual
SDG | SWLG011M | MBT | Ex | IOU | cWtd | SWLG011-01 | ExAnte2020 | IOU workpaper | 2019-06-13 | Fixture | 1 |  | None | 0 | 0 | 0 | 100.825 | 0.012205 | -0.14981 | [6 empty] | DEER:Indoor_Non-CFL_Ltg | Annual
SDG | SWLG011M | MLI | Ex | IOU | cWtd | SWLG011-01 | ExAnte2020 | IOU workpaper | 2019-06-13 | Fixture | 1 |  | None | 0 | 0 | 0 | 95.5708 | 0.012463 | -0.44262 | [6 empty] | DEER:Indoor_Non-CFL_Ltg | Annual
SDG | SWLG011M | OfL | Ex | IOU | cWtd | SWLG011-01 | ExAnte2020 | IOU workpaper | 2019-06-13 | Fixture | 1 |  | None | 0 | 0 | 0 | 98.075 | 0.013631 | -0.0046567 | [6 empty] | DEER:Indoor_Non-CFL_Ltg | Annual
SDG | SWLG011M | OfS | Ex | IOU | cWtd | SWLG011-01 | ExAnte2020 | IOU workpaper | 2019-06-13 | Fixture | 1 |  | None | 0 | 0 | 0 | 75.0917 | 0.011483 | -0.069529 | [6 empty] | DEER:Indoor_Non-CFL_Ltg | Annual
SDG | SWLG011M | RSD | Ex | IOU | cWtd | SWLG011-01 | ExAnte2020 | IOU workpaper | 2019-06-13 | Fixture | 1 |  | None | 0 | 0 | 0 | 143.2042 | 0.027137 | -0.2015 | [6 empty] | DEER:Indoor_Non-CFL_Ltg | Annual
SDG | SWLG011M | RFF | Ex | IOU | cWtd | SWLG011-01 | ExAnte2020 | IOU workpaper | 2019-06-13 | Fixture | 1 |  | None | 0 | 0 | 0 | 120.9792 | 0.020084 | -0.74617 | [6 empty] | DEER:Indoor_Non-CFL_Ltg | Annual
SDG | SWLG011M | Rt3 | Ex | IOU | cWtd | SWLG011-01 | ExAnte2020 | IOU workpaper | 2019-06-13 | Fixture | 1 |  | None | 0 | 0 | 0 | 204.1375 | 0.034202 | -0.046329 | [6 empty] | DEER:Indoor_Non-CFL_Ltg | Annual
SDG | SWLG011M | RtL | Ex | IOU | cWtd | SWLG011-01 | ExAnte2020 | IOU workpaper | 2019-06-13 | Fixture | 1 |  | None | 0 | 0 | 0 | 154.1375 | 0.021828 | -0.16769 | [6 empty] | DEER:Indoor_Non-CFL_Ltg | Annual
SDG | SWLG011M | RtS | Ex | IOU | cWtd | SWLG011-01 | ExAnte2020 | IOU workpaper | 2019-06-13 | Fixture | 1 |  | None | 0 | 0 | 0 | 91.625 | 0.015294 | -0.24879 | [6 empty] | DEER:Indoor_Non-CFL_Ltg | Annual
SDG | SWLG011M | SCn | Ex | IOU | cWtd | SWLG011-01 | ExAnte2020 | IOU workpaper | 2019-06-13 | Fixture | 1 |  | None | 0 | 0 | 0 | 74.3208 | 0.0095362 | -0.64112 | [6 empty] | DEER:Indoor_Non-CFL_Ltg | Annual
SDG | SWLG011M | SUn | Ex | IOU | cWtd | SWLG011-01 | ExAnte2020 | IOU workpaper | 2019-06-13 | Fixture | 1 |  | None | 0 | 0 | 0 | 71.5 | 0.010107 | 0 | [6 empty] | DEER:Indoor_Non-CFL_Ltg | Annual
SDG | SWLG011M | WRf | Ex | IOU | cWtd | SWLG011-01 | ExAnte2020 | IOU workpaper | 2019-06-13 | Fixture | 1 |  | None | 0 | 0 | 0 | 202 | 0.022137 | 0 | [6 empty] | DEER:Indoor_Non-CFL_Ltg | Annual
SDG | SWLG011N | Asm | Ex | IOU | cWtd | SWLG011-01 | ExAnte2020 | IOU workpaper | 2019-06-13 | Fixture | 1 |  | None | 0 | 0 | 0 | 61.0958 | 0.025058 | -0.43263 | [6 empty] | DEER:Indoor_Non-CFL_Ltg | Annual
SDG | SWLG011N | EPr | Ex | IOU | cWtd | SWLG011-01 | ExAnte2020 | IOU workpaper | 2019-06-13 | Fixture | 1 |  | None | 0 | 0 | 0 | 77.7 | 0.020436 | -0.92946 | [6 empty] | DEER:Indoor_Non-CFL_Ltg | Annual
SDG | SWLG011N | ESe | Ex | IOU | cWtd | SWLG011-01 | ExAnte2020 | IOU workpaper | 2019-06-13 | Fixture | 1 |  | None | 0 | 0 | 0 | 77.7 | 0.019936 | -0.82979 | [6 empty] | DEER:Indoor_Non-CFL_Ltg | Annual
SDG | SWLG011N | ECC | Ex | IOU | cWtd | SWLG011-01 | ExAnte2020 | IOU workpaper | 2019-06-13 | Fixture | 1 |  | None | 0 | 0 | 0 | 92.925 | 0.016304 | -0.938 | [6 empty] | DEER:Indoor_Non-CFL_Ltg | Annual
SDG | SWLG011N | EUn | Ex | IOU | cWtd | SWLG011-01 | ExAnte2020 | IOU workpaper | 2019-06-13 | Fixture | 1 |  | None | 0 | 0 | 0 | 87.5417 | 0.026152 | -1.1453 | [6 empty] | DEER:Indoor_Non-CFL_Ltg | Annual
SDG | SWLG011N | ERC | Ex | IOU | cWtd | SWLG011-01 | ExAnte2020 | IOU workpaper | 2019-06-13 | Fixture | 1 |  | None | 0 | 0 | 0 | 39.8958 | 0.0078075 | -0.21932 | [6 empty] | DEER:Indoor_Non-CFL_Ltg | Annual
SDG | SWLG011N | Gro | Ex | IOU | cWtd | SWLG011-01 | ExAnte2020 | IOU workpaper | 2019-06-13 | Fixture | 1 |  | None | 0 | 0 | 0 | 180.9875 | 0.032663 | -2.4615 | [6 empty] | DEER:Indoor_Non-CFL_Ltg | Annual
SDG | SWLG011N | Hsp | Ex | IOU | cWtd | SWLG011-01 | ExAnte2020 | IOU workpaper | 2019-06-13 | Fixture | 1 |  | None | 0 | 0 | 0 | 216.5375 | 0.031778 | -1.303 | [6 empty] | DEER:Indoor_Non-CFL_Ltg | Annual
SDG | SWLG011N | Nrs | Ex | IOU | cWtd | SWLG011-01 | ExAnte2020 | IOU workpaper | 2019-06-13 | Fixture | 1 |  | None | 0 | 0 | 0 | 140.675 | 0.028512 | -0.73479 | [6 empty] | DEER:Indoor_Non-CFL_Ltg | Annual
SDG | SWLG011N | Htl | Ex | IOU | cWtd | SWLG011-01 | ExAnte2020 | IOU workpaper | 2019-06-13 | Fixture | 1 |  | None | 0 | 0 | 0 | 188.1042 | 0.027566 | -1.1429 | [6 empty] | DEER:Indoor_Non-CFL_Ltg | Annual
SDG | SWLG011N | Mtl | Ex | IOU | cWtd | SWLG011-01 | ExAnte2020 | IOU workpaper | 2019-06-13 | Fixture | 1 |  | None | 0 | 0 | 0 | 149.4042 | 0.020287 | -0.31412 | [6 empty] | DEER:Indoor_Non-CFL_Ltg | Annual
SDG | SWLG011N | MBT | Ex | IOU | cWtd | SWLG011-01 | ExAnte2020 | IOU workpaper | 2019-06-13 | Fixture | 1 |  | None | 0 | 0 | 0 | 100.825 | 0.012205 | -0.14981 | [6 empty] | DEER:Indoor_Non-CFL_Ltg | Annual
SDG | SWLG011N | MLI | Ex | IOU | cWtd | SWLG011-01 | ExAnte2020 | IOU workpaper | 2019-06-13 | Fixture | 1 |  | None | 0 | 0 | 0 | 95.5708 | 0.012463 | -0.44262 | [6 empty] | DEER:Indoor_Non-CFL_Ltg | Annual
SDG | SWLG011N | OfL | Ex | IOU | cWtd | SWLG011-01 | ExAnte2020 | IOU workpaper | 2019-06-13 | Fixture | 1 |  | None | 0 | 0 | 0 | 98.075 | 0.013631 | -0.0046567 | [6 empty] | DEER:Indoor_Non-CFL_Ltg | Annual
SDG | SWLG011N | OfS | Ex | IOU | cWtd | SWLG011-01 | ExAnte2020 | IOU workpaper | 2019-06-13 | Fixture | 1 |  | None | 0 | 0 | 0 | 75.0917 | 0.011483 | -0.069529 | [6 empty] | DEER:Indoor_Non-CFL_Ltg | Annual
SDG | SWLG011N | RSD | Ex | IOU | cWtd | SWLG011-01 | ExAnte2020 | IOU workpaper | 2019-06-13 | Fixture | 1 |  | None | 0 | 0 | 0 | 143.2042 | 0.027137 | -0.2015 | [6 empty] | DEER:Indoor_Non-CFL_Ltg | Annual
SDG | SWLG011N | RFF | Ex | IOU | cWtd | SWLG011-01 | ExAnte2020 | IOU workpaper | 2019-06-13 | Fixture | 1 |  | None | 0 | 0 | 0 | 120.9792 | 0.020084 | -0.74617 | [6 empty] | DEER:Indoor_Non-CFL_Ltg | Annual
SDG | SWLG011N | Rt3 | Ex | IOU | cWtd | SWLG011-01 | ExAnte2020 | IOU workpaper | 2019-06-13 | Fixture | 1 |  | None | 0 | 0 | 0 | 204.1375 | 0.034202 | -0.046329 | [6 empty] | DEER:Indoor_Non-CFL_Ltg | Annual
SDG | SWLG011N | RtL | Ex | IOU | cWtd | SWLG011-01 | ExAnte2020 | IOU workpaper | 2019-06-13 | Fixture | 1 |  | None | 0 | 0 | 0 | 154.1375 | 0.021828 | -0.16769 | [6 empty] | DEER:Indoor_Non-CFL_Ltg | Annual
SDG | SWLG011N | RtS | Ex | IOU | cWtd | SWLG011-01 | ExAnte2020 | IOU workpaper | 2019-06-13 | Fixture | 1 |  | None | 0 | 0 | 0 | 91.625 | 0.015294 | -0.24879 | [6 empty] | DEER:Indoor_Non-CFL_Ltg | Annual
SDG | SWLG011N | SCn | Ex | IOU | cWtd | SWLG011-01 | ExAnte2020 | IOU workpaper | 2019-06-13 | Fixture | 1 |  | None | 0 | 0 | 0 | 74.3208 | 0.0095362 | -0.64112 | [6 empty] | DEER:Indoor_Non-CFL_Ltg | Annual
SDG | SWLG011N | SUn | Ex | IOU | cWtd | SWLG011-01 | ExAnte2020 | IOU workpaper | 2019-06-13 | Fixture | 1 |  | None | 0 | 0 | 0 | 71.5 | 0.010107 | 0 | [6 empty] | DEER:Indoor_Non-CFL_Ltg | Annual
SDG | SWLG011N | WRf | Ex | IOU | cWtd | SWLG011-01 | ExAnte2020 | IOU workpaper | 2019-06-13 | Fixture | 1 |  | None | 0 | 0 | 0 | 202 | 0.022137 | 0 | [6 empty] | DEER:Indoor_Non-CFL_Ltg | Annual
SDG | SWLG011O | Asm | Ex | IOU | cWtd | SWLG011-01 | ExAnte2020 | IOU workpaper | 2019-06-13 | Fixture | 1 |  | None | 0 | 0 | 0 | 61.0958 | 0.025058 | -0.43263 | [6 empty] | DEER:Indoor_Non-CFL_Ltg | Annual
SDG | SWLG011O | EPr | Ex | IOU | cWtd | SWLG011-01 | ExAnte2020 | IOU workpaper | 2019-06-13 | Fixture | 1 |  | None | 0 | 0 | 0 | 77.7 | 0.020436 | -0.92946 | [6 empty] | DEER:Indoor_Non-CFL_Ltg | Annual
SDG | SWLG011O | ESe | Ex | IOU | cWtd | SWLG011-01 | ExAnte2020 | IOU workpaper | 2019-06-13 | Fixture | 1 |  | None | 0 | 0 | 0 | 77.7 | 0.019936 | -0.82979 | [6 empty] | DEER:Indoor_Non-CFL_Ltg | Annual
SDG | SWLG011O | ECC | Ex | IOU | cWtd | SWLG011-01 | ExAnte2020 | IOU workpaper | 2019-06-13 | Fixture | 1 |  | None | 0 | 0 | 0 | 92.925 | 0.016304 | -0.938 | [6 empty] | DEER:Indoor_Non-CFL_Ltg | Annual
SDG | SWLG011O | EUn | Ex | IOU | cWtd | SWLG011-01 | ExAnte2020 | IOU workpaper | 2019-06-13 | Fixture | 1 |  | None | 0 | 0 | 0 | 87.5417 | 0.026152 | -1.1453 | [6 empty] | DEER:Indoor_Non-CFL_Ltg | Annual
SDG | SWLG011O | ERC | Ex | IOU | cWtd | SWLG011-01 | ExAnte2020 | IOU workpaper | 2019-06-13 | Fixture | 1 |  | None | 0 | 0 | 0 | 39.8958 | 0.0078075 | -0.21932 | [6 empty] | DEER:Indoor_Non-CFL_Ltg | Annual
SDG | SWLG011O | Gro | Ex | IOU | cWtd | SWLG011-01 | ExAnte2020 | IOU workpaper | 2019-06-13 | Fixture | 1 |  | None | 0 | 0 | 0 | 180.9875 | 0.032663 | -2.4615 | [6 empty] | DEER:Indoor_Non-CFL_Ltg | Annual
SDG | SWLG011O | Hsp | Ex | IOU | cWtd | SWLG011-01 | ExAnte2020 | IOU workpaper | 2019-06-13 | Fixture | 1 |  | None | 0 | 0 | 0 | 216.5375 | 0.031778 | -1.303 | [6 empty] | DEER:Indoor_Non-CFL_Ltg | Annual
SDG | SWLG011O | Nrs | Ex | IOU | cWtd | SWLG011-01 | ExAnte2020 | IOU workpaper | 2019-06-13 | Fixture | 1 |  | None | 0 | 0 | 0 | 140.675 | 0.028512 | -0.73479 | [6 empty] | DEER:Indoor_Non-CFL_Ltg | Annual
SDG | SWLG011O | Htl | Ex | IOU | cWtd | SWLG011-01 | ExAnte2020 | IOU workpaper | 2019-06-13 | Fixture | 1 |  | None | 0 | 0 | 0 | 188.1042 | 0.027566 | -1.1429 | [6 empty] | DEER:Indoor_Non-CFL_Ltg | Annual
SDG | SWLG011O | Mtl | Ex | IOU | cWtd | SWLG011-01 | ExAnte2020 | IOU workpaper | 2019-06-13 | Fixture | 1 |  | None | 0 | 0 | 0 | 149.4042 | 0.020287 | -0.31412 | [6 empty] | DEER:Indoor_Non-CFL_Ltg | Annual
SDG | SWLG011O | MBT | Ex | IOU | cWtd | SWLG011-01 | ExAnte2020 | IOU workpaper | 2019-06-13 | Fixture | 1 |  | None | 0 | 0 | 0 | 100.825 | 0.012205 | -0.14981 | [6 empty] | DEER:Indoor_Non-CFL_Ltg | Annual
SDG | SWLG011O | MLI | Ex | IOU | cWtd | SWLG011-01 | ExAnte2020 | IOU workpaper | 2019-06-13 | Fixture | 1 |  | None | 0 | 0 | 0 | 95.5708 | 0.012463 | -0.44262 | [6 empty] | DEER:Indoor_Non-CFL_Ltg | Annual
SDG | SWLG011O | OfL | Ex | IOU | cWtd | SWLG011-01 | ExAnte2020 | IOU workpaper | 2019-06-13 | Fixture | 1 |  | None | 0 | 0 | 0 | 98.075 | 0.013631 | -0.0046567 | [6 empty] | DEER:Indoor_Non-CFL_Ltg | Annual
SDG | SWLG011O | OfS | Ex | IOU | cWtd | SWLG011-01 | ExAnte2020 | IOU workpaper | 2019-06-13 | Fixture | 1 |  | None | 0 | 0 | 0 | 75.0917 | 0.011483 | -0.069529 | [6 empty] | DEER:Indoor_Non-CFL_Ltg | Annual
SDG | SWLG011O | RSD | Ex | IOU | cWtd | SWLG011-01 | ExAnte2020 | IOU workpaper | 2019-06-13 | Fixture | 1 |  | None | 0 | 0 | 0 | 143.2042 | 0.027137 | -0.2015 | [6 empty] | DEER:Indoor_Non-CFL_Ltg | Annual
SDG | SWLG011O | RFF | Ex | IOU | cWtd | SWLG011-01 | ExAnte2020 | IOU workpaper | 2019-06-13 | Fixture | 1 |  | None | 0 | 0 | 0 | 120.9792 | 0.020084 | -0.74617 | [6 empty] | DEER:Indoor_Non-CFL_Ltg | Annual
SDG | SWLG011O | Rt3 | Ex | IOU | cWtd | SWLG011-01 | ExAnte2020 | IOU workpaper | 2019-06-13 | Fixture | 1 |  | None | 0 | 0 | 0 | 204.1375 | 0.034202 | -0.046329 | [6 empty] | DEER:Indoor_Non-CFL_Ltg | Annual
SDG | SWLG011O | RtL | Ex | IOU | cWtd | SWLG011-01 | ExAnte2020 | IOU workpaper | 2019-06-13 | Fixture | 1 |  | None | 0 | 0 | 0 | 154.1375 | 0.021828 | -0.16769 | [6 empty] | DEER:Indoor_Non-CFL_Ltg | Annual
SDG | SWLG011O | RtS | Ex | IOU | cWtd | SWLG011-01 | ExAnte2020 | IOU workpaper | 2019-06-13 | Fixture | 1 |  | None | 0 | 0 | 0 | 91.625 | 0.015294 | -0.24879 | [6 empty] | DEER:Indoor_Non-CFL_Ltg | Annual
SDG | SWLG011O | SCn | Ex | IOU | cWtd | SWLG011-01 | ExAnte2020 | IOU workpaper | 2019-06-13 | Fixture | 1 |  | None | 0 | 0 | 0 | 74.3208 | 0.0095362 | -0.64112 | [6 empty] | DEER:Indoor_Non-CFL_Ltg | Annual
SDG | SWLG011O | SUn | Ex | IOU | cWtd | SWLG011-01 | ExAnte2020 | IOU workpaper | 2019-06-13 | Fixture | 1 |  | None | 0 | 0 | 0 | 71.5 | 0.010107 | 0 | [6 empty] | DEER:Indoor_Non-CFL_Ltg | Annual
SDG | SWLG011O | WRf | Ex | IOU | cWtd | SWLG011-01 | ExAnte2020 | IOU workpaper | 2019-06-13 | Fixture | 1 |  | None | 0 | 0 | 0 | 202 | 0.022137 | 0 | [6 empty] | DEER:Indoor_Non-CFL_Ltg | Annual
SDG | SWLG011P | Asm | Ex | IOU | cWtd | SWLG011-01 | ExAnte2020 | IOU workpaper | 2019-06-13 | Fixture | 1 |  | None | 0 | 0 | 0 | 61.0958 | 0.025058 | -0.43263 | [6 empty] | DEER:Indoor_Non-CFL_Ltg | Annual
SDG | SWLG011P | EPr | Ex | IOU | cWtd | SWLG011-01 | ExAnte2020 | IOU workpaper | 2019-06-13 | Fixture | 1 |  | None | 0 | 0 | 0 | 77.7 | 0.020436 | -0.92946 | [6 empty] | DEER:Indoor_Non-CFL_Ltg | Annual
SDG | SWLG011P | ESe | Ex | IOU | cWtd | SWLG011-01 | ExAnte2020 | IOU workpaper | 2019-06-13 | Fixture | 1 |  | None | 0 | 0 | 0 | 77.7 | 0.019936 | -0.82979 | [6 empty] | DEER:Indoor_Non-CFL_Ltg | Annual
SDG | SWLG011P | ECC | Ex | IOU | cWtd | SWLG011-01 | ExAnte2020 | IOU workpaper | 2019-06-13 | Fixture | 1 |  | None | 0 | 0 | 0 | 92.925 | 0.016304 | -0.938 | [6 empty] | DEER:Indoor_Non-CFL_Ltg | Annual
SDG | SWLG011P | EUn | Ex | IOU | cWtd | SWLG011-01 | ExAnte2020 | IOU workpaper | 2019-06-13 | Fixture | 1 |  | None | 0 | 0 | 0 | 87.5417 | 0.026152 | -1.1453 | [6 empty] | DEER:Indoor_Non-CFL_Ltg | Annual
SDG | SWLG011P | ERC | Ex | IOU | cWtd | SWLG011-01 | ExAnte2020 | IOU workpaper | 2019-06-13 | Fixture | 1 |  | None | 0 | 0 | 0 | 39.8958 | 0.0078075 | -0.21932 | [6 empty] | DEER:Indoor_Non-CFL_Ltg | Annual
SDG | SWLG011P | Gro | Ex | IOU | cWtd | SWLG011-01 | ExAnte2020 | IOU workpaper | 2019-06-13 | Fixture | 1 |  | None | 0 | 0 | 0 | 180.9875 | 0.032663 | -2.4615 | [6 empty] | DEER:Indoor_Non-CFL_Ltg | Annual
SDG | SWLG011P | Hsp | Ex | IOU | cWtd | SWLG011-01 | ExAnte2020 | IOU workpaper | 2019-06-13 | Fixture | 1 |  | None | 0 | 0 | 0 | 216.5375 | 0.031778 | -1.303 | [6 empty] | DEER:Indoor_Non-CFL_Ltg | Annual
SDG | SWLG011P | Nrs | Ex | IOU | cWtd | SWLG011-01 | ExAnte2020 | IOU workpaper | 2019-06-13 | Fixture | 1 |  | None | 0 | 0 | 0 | 140.675 | 0.028512 | -0.73479 | [6 empty] | DEER:Indoor_Non-CFL_Ltg | Annual
SDG | SWLG011P | Htl | Ex | IOU | cWtd | SWLG011-01 | ExAnte2020 | IOU workpaper | 2019-06-13 | Fixture | 1 |  | None | 0 | 0 | 0 | 188.1042 | 0.027566 | -1.1429 | [6 empty] | DEER:Indoor_Non-CFL_Ltg | Annual
SDG | SWLG011P | Mtl | Ex | IOU | cWtd | SWLG011-01 | ExAnte2020 | IOU workpaper | 2019-06-13 | Fixture | 1 |  | None | 0 | 0 | 0 | 149.4042 | 0.020287 | -0.31412 | [6 empty] | DEER:Indoor_Non-CFL_Ltg | Annual
SDG | SWLG011P | MBT | Ex | IOU | cWtd | SWLG011-01 | ExAnte2020 | IOU workpaper | 2019-06-13 | Fixture | 1 |  | None | 0 | 0 | 0 | 100.825 | 0.012205 | -0.14981 | [6 empty] | DEER:Indoor_Non-CFL_Ltg | Annual
SDG | SWLG011P | MLI | Ex | IOU | cWtd | SWLG011-01 | ExAnte2020 | IOU workpaper | 2019-06-13 | Fixture | 1 |  | None | 0 | 0 | 0 | 95.5708 | 0.012463 | -0.44262 | [6 empty] | DEER:Indoor_Non-CFL_Ltg | Annual
SDG | SWLG011P | OfL | Ex | IOU | cWtd | SWLG011-01 | ExAnte2020 | IOU workpaper | 2019-06-13 | Fixture | 1 |  | None | 0 | 0 | 0 | 98.075 | 0.013631 | -0.0046567 | [6 empty] | DEER:Indoor_Non-CFL_Ltg | Annual
SDG | SWLG011P | OfS | Ex | IOU | cWtd | SWLG011-01 | ExAnte2020 | IOU workpaper | 2019-06-13 | Fixture | 1 |  | None | 0 | 0 | 0 | 75.0917 | 0.011483 | -0.069529 | [6 empty] | DEER:Indoor_Non-CFL_Ltg | Annual
SDG | SWLG011P | RSD | Ex | IOU | cWtd | SWLG011-01 | ExAnte2020 | IOU workpaper | 2019-06-13 | Fixture | 1 |  | None | 0 | 0 | 0 | 143.2042 | 0.027137 | -0.2015 | [6 empty] | DEER:Indoor_Non-CFL_Ltg | Annual
SDG | SWLG011P | RFF | Ex | IOU | cWtd | SWLG011-01 | ExAnte2020 | IOU workpaper | 2019-06-13 | Fixture | 1 |  | None | 0 | 0 | 0 | 120.9792 | 0.020084 | -0.74617 | [6 empty] | DEER:Indoor_Non-CFL_Ltg | Annual
SDG | SWLG011P | Rt3 | Ex | IOU | cWtd | SWLG011-01 | ExAnte2020 | IOU workpaper | 2019-06-13 | Fixture | 1 |  | None | 0 | 0 | 0 | 204.1375 | 0.034202 | -0.046329 | [6 empty] | DEER:Indoor_Non-CFL_Ltg | Annual
SDG | SWLG011P | RtL | Ex | IOU | cWtd | SWLG011-01 | ExAnte2020 | IOU workpaper | 2019-06-13 | Fixture | 1 |  | None | 0 | 0 | 0 | 154.1375 | 0.021828 | -0.16769 | [6 empty] | DEER:Indoor_Non-CFL_Ltg | Annual
SDG | SWLG011P | RtS | Ex | IOU | cWtd | SWLG011-01 | ExAnte2020 | IOU workpaper | 2019-06-13 | Fixture | 1 |  | None | 0 | 0 | 0 | 91.625 | 0.015294 | -0.24879 | [6 empty] | DEER:Indoor_Non-CFL_Ltg | Annual
SDG | SWLG011P | SCn | Ex | IOU | cWtd | SWLG011-01 | ExAnte2020 | IOU workpaper | 2019-06-13 | Fixture | 1 |  | None | 0 | 0 | 0 | 74.3208 | 0.0095362 | -0.64112 | [6 empty] | DEER:Indoor_Non-CFL_Ltg | Annual
SDG | SWLG011P | SUn | Ex | IOU | cWtd | SWLG011-01 | ExAnte2020 | IOU workpaper | 2019-06-13 | Fixture | 1 |  | None | 0 | 0 | 0 | 71.5 | 0.010107 | 0 | [6 empty] | DEER:Indoor_Non-CFL_Ltg | Annual
SDG | SWLG011P | WRf | Ex | IOU | cWtd | SWLG011-01 | ExAnte2020 | IOU workpaper | 2019-06-13 | Fixture | 1 |  | None | 0 | 0 | 0 | 202 | 0.022137 | 0 | [6 empty] | DEER:Indoor_Non-CFL_Ltg | Annual
SDG | SWLG011Q | Asm | Ex | IOU | cWtd | SWLG011-01 | ExAnte2020 | IOU workpaper | 2019-06-13 | Fixture | 1 |  | None | 0 | 0 | 0 | 61.0958 | 0.025058 | -0.43263 | [6 empty] | DEER:Indoor_Non-CFL_Ltg | Annual
SDG | SWLG011Q | EPr | Ex | IOU | cWtd | SWLG011-01 | ExAnte2020 | IOU workpaper | 2019-06-13 | Fixture | 1 |  | None | 0 | 0 | 0 | 77.7 | 0.020436 | -0.92946 | [6 empty] | DEER:Indoor_Non-CFL_Ltg | Annual
SDG | SWLG011Q | ESe | Ex | IOU | cWtd | SWLG011-01 | ExAnte2020 | IOU workpaper | 2019-06-13 | Fixture | 1 |  | None | 0 | 0 | 0 | 77.7 | 0.019936 | -0.82979 | [6 empty] | DEER:Indoor_Non-CFL_Ltg | Annual
SDG | SWLG011Q | ECC | Ex | IOU | cWtd | SWLG011-01 | ExAnte2020 | IOU workpaper | 2019-06-13 | Fixture | 1 |  | None | 0 | 0 | 0 | 92.925 | 0.016304 | -0.938 | [6 empty] | DEER:Indoor_Non-CFL_Ltg | Annual
SDG | SWLG011Q | EUn | Ex | IOU | cWtd | SWLG011-01 | ExAnte2020 | IOU workpaper | 2019-06-13 | Fixture | 1 |  | None | 0 | 0 | 0 | 87.5417 | 0.026152 | -1.1453 | [6 empty] | DEER:Indoor_Non-CFL_Ltg | Annual
SDG | SWLG011Q | ERC | Ex | IOU | cWtd | SWLG011-01 | ExAnte2020 | IOU workpaper | 2019-06-13 | Fixture | 1 |  | None | 0 | 0 | 0 | 39.8958 | 0.0078075 | -0.21932 | [6 empty] | DEER:Indoor_Non-CFL_Ltg | Annual
SDG | SWLG011Q | Gro | Ex | IOU | cWtd | SWLG011-01 | ExAnte2020 | IOU workpaper | 2019-06-13 | Fixture | 1 |  | None | 0 | 0 | 0 | 180.9875 | 0.032663 | -2.4615 | [6 empty] | DEER:Indoor_Non-CFL_Ltg | Annual
SDG | SWLG011Q | Hsp | Ex | IOU | cWtd | SWLG011-01 | ExAnte2020 | IOU workpaper | 2019-06-13 | Fixture | 1 |  | None | 0 | 0 | 0 | 216.5375 | 0.031778 | -1.303 | [6 empty] | DEER:Indoor_Non-CFL_Ltg | Annual
SDG | SWLG011Q | Nrs | Ex | IOU | cWtd | SWLG011-01 | ExAnte2020 | IOU workpaper | 2019-06-13 | Fixture | 1 |  | None | 0 | 0 | 0 | 140.675 | 0.028512 | -0.73479 | [6 empty] | DEER:Indoor_Non-CFL_Ltg | Annual
SDG | SWLG011Q | Htl | Ex | IOU | cWtd | SWLG011-01 | ExAnte2020 | IOU workpaper | 2019-06-13 | Fixture | 1 |  | None | 0 | 0 | 0 | 188.1042 | 0.027566 | -1.1429 | [6 empty] | DEER:Indoor_Non-CFL_Ltg | Annual
SDG | SWLG011Q | Mtl | Ex | IOU | cWtd | SWLG011-01 | ExAnte2020 | IOU workpaper | 2019-06-13 | Fixture | 1 |  | None | 0 | 0 | 0 | 149.4042 | 0.020287 | -0.31412 | [6 empty] | DEER:Indoor_Non-CFL_Ltg | Annual
SDG | SWLG011Q | MBT | Ex | IOU | cWtd | SWLG011-01 | ExAnte2020 | IOU workpaper | 2019-06-13 | Fixture | 1 |  | None | 0 | 0 | 0 | 100.825 | 0.012205 | -0.14981 | [6 empty] | DEER:Indoor_Non-CFL_Ltg | Annual
SDG | SWLG011Q | MLI | Ex | IOU | cWtd | SWLG011-01 | ExAnte2020 | IOU workpaper | 2019-06-13 | Fixture | 1 |  | None | 0 | 0 | 0 | 95.5708 | 0.012463 | -0.44262 | [6 empty] | DEER:Indoor_Non-CFL_Ltg | Annual
SDG | SWLG011Q | OfL | Ex | IOU | cWtd | SWLG011-01 | ExAnte2020 | IOU workpaper | 2019-06-13 | Fixture | 1 |  | None | 0 | 0 | 0 | 98.075 | 0.013631 | -0.0046567 | [6 empty] | DEER:Indoor_Non-CFL_Ltg | Annual
SDG | SWLG011Q | OfS | Ex | IOU | cWtd | SWLG011-01 | ExAnte2020 | IOU workpaper | 2019-06-13 | Fixture | 1 |  | None | 0 | 0 | 0 | 75.0917 | 0.011483 | -0.069529 | [6 empty] | DEER:Indoor_Non-CFL_Ltg | Annual
SDG | SWLG011Q | RSD | Ex | IOU | cWtd | SWLG011-01 | ExAnte2020 | IOU workpaper | 2019-06-13 | Fixture | 1 |  | None | 0 | 0 | 0 | 143.2042 | 0.027137 | -0.2015 | [6 empty] | DEER:Indoor_Non-CFL_Ltg | Annual
SDG | SWLG011Q | RFF | Ex | IOU | cWtd | SWLG011-01 | ExAnte2020 | IOU workpaper | 2019-06-13 | Fixture | 1 |  | None | 0 | 0 | 0 | 120.9792 | 0.020084 | -0.74617 | [6 empty] | DEER:Indoor_Non-CFL_Ltg | Annual
SDG | SWLG011Q | Rt3 | Ex | IOU | cWtd | SWLG011-01 | ExAnte2020 | IOU workpaper | 2019-06-13 | Fixture | 1 |  | None | 0 | 0 | 0 | 204.1375 | 0.034202 | -0.046329 | [6 empty] | DEER:Indoor_Non-CFL_Ltg | Annual
SDG | SWLG011Q | RtL | Ex | IOU | cWtd | SWLG011-01 | ExAnte2020 | IOU workpaper | 2019-06-13 | Fixture | 1 |  | None | 0 | 0 | 0 | 154.1375 | 0.021828 | -0.16769 | [6 empty] | DEER:Indoor_Non-CFL_Ltg | Annual
SDG | SWLG011Q | RtS | Ex | IOU | cWtd | SWLG011-01 | ExAnte2020 | IOU workpaper | 2019-06-13 | Fixture | 1 |  | None | 0 | 0 | 0 | 91.625 | 0.015294 | -0.24879 | [6 empty] | DEER:Indoor_Non-CFL_Ltg | Annual
SDG | SWLG011Q | SCn | Ex | IOU | cWtd | SWLG011-01 | ExAnte2020 | IOU workpaper | 2019-06-13 | Fixture | 1 |  | None | 0 | 0 | 0 | 74.3208 | 0.0095362 | -0.64112 | [6 empty] | DEER:Indoor_Non-CFL_Ltg | Annual
SDG | SWLG011Q | SUn | Ex | IOU | cWtd | SWLG011-01 | ExAnte2020 | IOU workpaper | 2019-06-13 | Fixture | 1 |  | None | 0 | 0 | 0 | 71.5 | 0.010107 | 0 | [6 empty] | DEER:Indoor_Non-CFL_Ltg | Annual
SDG | SWLG011Q | WRf | Ex | IOU | cWtd | SWLG011-01 | ExAnte2020 | IOU workpaper | 2019-06-13 | Fixture | 1 |  | None | 0 | 0 | 0 | 202 | 0.022137 | 0 | [6 empty] | DEER:Indoor_Non-CFL_Ltg | Annual
SDG | SWLG011R | Asm | Ex | IOU | cWtd | SWLG011-01 | ExAnte2020 | IOU workpaper | 2019-06-13 | Fixture | 1 |  | None | 0 | 0 | 0 | 61.0958 | 0.025058 | -0.43263 | [6 empty] | DEER:Indoor_Non-CFL_Ltg | Annual
SDG | SWLG011R | EPr | Ex | IOU | cWtd | SWLG011-01 | ExAnte2020 | IOU workpaper | 2019-06-13 | Fixture | 1 |  | None | 0 | 0 | 0 | 77.7 | 0.020436 | -0.92946 | [6 empty] | DEER:Indoor_Non-CFL_Ltg | Annual
SDG | SWLG011R | ESe | Ex | IOU | cWtd | SWLG011-01 | ExAnte2020 | IOU workpaper | 2019-06-13 | Fixture | 1 |  | None | 0 | 0 | 0 | 77.7 | 0.019936 | -0.82979 | [6 empty] | DEER:Indoor_Non-CFL_Ltg | Annual
SDG | SWLG011R | ECC | Ex | IOU | cWtd | SWLG011-01 | ExAnte2020 | IOU workpaper | 2019-06-13 | Fixture | 1 |  | None | 0 | 0 | 0 | 92.925 | 0.016304 | -0.938 | [6 empty] | DEER:Indoor_Non-CFL_Ltg | Annual
SDG | SWLG011R | EUn | Ex | IOU | cWtd | SWLG011-01 | ExAnte2020 | IOU workpaper | 2019-06-13 | Fixture | 1 |  | None | 0 | 0 | 0 | 87.5417 | 0.026152 | -1.1453 | [6 empty] | DEER:Indoor_Non-CFL_Ltg | Annual
SDG | SWLG011R | ERC | Ex | IOU | cWtd | SWLG011-01 | ExAnte2020 | IOU workpaper | 2019-06-13 | Fixture | 1 |  | None | 0 | 0 | 0 | 39.8958 | 0.0078075 | -0.21932 | [6 empty] | DEER:Indoor_Non-CFL_Ltg | Annual
SDG | SWLG011R | Gro | Ex | IOU | cWtd | SWLG011-01 | ExAnte2020 | IOU workpaper | 2019-06-13 | Fixture | 1 |  | None | 0 | 0 | 0 | 180.9875 | 0.032663 | -2.4615 | [6 empty] | DEER:Indoor_Non-CFL_Ltg | Annual
SDG | SWLG011R | Hsp | Ex | IOU | cWtd | SWLG011-01 | ExAnte2020 | IOU workpaper | 2019-06-13 | Fixture | 1 |  | None | 0 | 0 | 0 | 216.5375 | 0.031778 | -1.303 | [6 empty] | DEER:Indoor_Non-CFL_Ltg | Annual
SDG | SWLG011R | Nrs | Ex | IOU | cWtd | SWLG011-01 | ExAnte2020 | IOU workpaper | 2019-06-13 | Fixture | 1 |  | None | 0 | 0 | 0 | 140.675 | 0.028512 | -0.73479 | [6 empty] | DEER:Indoor_Non-CFL_Ltg | Annual
SDG | SWLG011R | Htl | Ex | IOU | cWtd | SWLG011-01 | ExAnte2020 | IOU workpaper | 2019-06-13 | Fixture | 1 |  | None | 0 | 0 | 0 | 188.1042 | 0.027566 | -1.1429 | [6 empty] | DEER:Indoor_Non-CFL_Ltg | Annual
SDG | SWLG011R | Mtl | Ex | IOU | cWtd | SWLG011-01 | ExAnte2020 | IOU workpaper | 2019-06-13 | Fixture | 1 |  | None | 0 | 0 | 0 | 149.4042 | 0.020287 | -0.31412 | [6 empty] | DEER:Indoor_Non-CFL_Ltg | Annual
SDG | SWLG011R | MBT | Ex | IOU | cWtd | SWLG011-01 | ExAnte2020 | IOU workpaper | 2019-06-13 | Fixture | 1 |  | None | 0 | 0 | 0 | 100.825 | 0.012205 | -0.14981 | [6 empty] | DEER:Indoor_Non-CFL_Ltg | Annual
SDG | SWLG011R | MLI | Ex | IOU | cWtd | SWLG011-01 | ExAnte2020 | IOU workpaper | 2019-06-13 | Fixture | 1 |  | None | 0 | 0 | 0 | 95.5708 | 0.012463 | -0.44262 | [6 empty] | DEER:Indoor_Non-CFL_Ltg | Annual
SDG | SWLG011R | OfL | Ex | IOU | cWtd | SWLG011-01 | ExAnte2020 | IOU workpaper | 2019-06-13 | Fixture | 1 |  | None | 0 | 0 | 0 | 98.075 | 0.013631 | -0.0046567 | [6 empty] | DEER:Indoor_Non-CFL_Ltg | Annual
SDG | SWLG011R | OfS | Ex | IOU | cWtd | SWLG011-01 | ExAnte2020 | IOU workpaper | 2019-06-13 | Fixture | 1 |  | None | 0 | 0 | 0 | 75.0917 | 0.011483 | -0.069529 | [6 empty] | DEER:Indoor_Non-CFL_Ltg | Annual
SDG | SWLG011R | RSD | Ex | IOU | cWtd | SWLG011-01 | ExAnte2020 | IOU workpaper | 2019-06-13 | Fixture | 1 |  | None | 0 | 0 | 0 | 143.2042 | 0.027137 | -0.2015 | [6 empty] | DEER:Indoor_Non-CFL_Ltg | Annual
SDG | SWLG011R | RFF | Ex | IOU | cWtd | SWLG011-01 | ExAnte2020 | IOU workpaper | 2019-06-13 | Fixture | 1 |  | None | 0 | 0 | 0 | 120.9792 | 0.020084 | -0.74617 | [6 empty] | DEER:Indoor_Non-CFL_Ltg | Annual
SDG | SWLG011R | Rt3 | Ex | IOU | cWtd | SWLG011-01 | ExAnte2020 | IOU workpaper | 2019-06-13 | Fixture | 1 |  | None | 0 | 0 | 0 | 204.1375 | 0.034202 | -0.046329 | [6 empty] | DEER:Indoor_Non-CFL_Ltg | Annual
SDG | SWLG011R | RtL | Ex | IOU | cWtd | SWLG011-01 | ExAnte2020 | IOU workpaper | 2019-06-13 | Fixture | 1 |  | None | 0 | 0 | 0 | 154.1375 | 0.021828 | -0.16769 | [6 empty] | DEER:Indoor_Non-CFL_Ltg | Annual
SDG | SWLG011R | RtS | Ex | IOU | cWtd | SWLG011-01 | ExAnte2020 | IOU workpaper | 2019-06-13 | Fixture | 1 |  | None | 0 | 0 | 0 | 91.625 | 0.015294 | -0.24879 | [6 empty] | DEER:Indoor_Non-CFL_Ltg | Annual
SDG | SWLG011R | SCn | Ex | IOU | cWtd | SWLG011-01 | ExAnte2020 | IOU workpaper | 2019-06-13 | Fixture | 1 |  | None | 0 | 0 | 0 | 74.3208 | 0.0095362 | -0.64112 | [6 empty] | DEER:Indoor_Non-CFL_Ltg | Annual
SDG | SWLG011R | SUn | Ex | IOU | cWtd | SWLG011-01 | ExAnte2020 | IOU workpaper | 2019-06-13 | Fixture | 1 |  | None | 0 | 0 | 0 | 71.5 | 0.010107 | 0 | [6 empty] | DEER:Indoor_Non-CFL_Ltg | Annual
SDG | SWLG011R | WRf | Ex | IOU | cWtd | SWLG011-01 | ExAnte2020 | IOU workpaper | 2019-06-13 | Fixture | 1 |  | None | 0 | 0 | 0 | 202 | 0.022137 | 0 | [6 empty] | DEER:Indoor_Non-CFL_Ltg | Annual
SDG | SWLG011S | Asm | Ex | IOU | cWtd | SWLG011-01 | ExAnte2020 | IOU workpaper | 2019-06-13 | Fixture | 1 |  | None | 0 | 0 | 0 | 61.0958 | 0.025058 | -0.43263 | [6 empty] | DEER:Indoor_Non-CFL_Ltg | Annual
SDG | SWLG011S | EPr | Ex | IOU | cWtd | SWLG011-01 | ExAnte2020 | IOU workpaper | 2019-06-13 | Fixture | 1 |  | None | 0 | 0 | 0 | 77.7 | 0.020436 | -0.92946 | [6 empty] | DEER:Indoor_Non-CFL_Ltg | Annual
SDG | SWLG011S | ESe | Ex | IOU | cWtd | SWLG011-01 | ExAnte2020 | IOU workpaper | 2019-06-13 | Fixture | 1 |  | None | 0 | 0 | 0 | 77.7 | 0.019936 | -0.82979 | [6 empty] | DEER:Indoor_Non-CFL_Ltg | Annual
SDG | SWLG011S | ECC | Ex | IOU | cWtd | SWLG011-01 | ExAnte2020 | IOU workpaper | 2019-06-13 | Fixture | 1 |  | None | 0 | 0 | 0 | 92.925 | 0.016304 | -0.938 | [6 empty] | DEER:Indoor_Non-CFL_Ltg | Annual
SDG | SWLG011S | EUn | Ex | IOU | cWtd | SWLG011-01 | ExAnte2020 | IOU workpaper | 2019-06-13 | Fixture | 1 |  | None | 0 | 0 | 0 | 87.5417 | 0.026152 | -1.1453 | [6 empty] | DEER:Indoor_Non-CFL_Ltg | Annual
SDG | SWLG011S | ERC | Ex | IOU | cWtd | SWLG011-01 | ExAnte2020 | IOU workpaper | 2019-06-13 | Fixture | 1 |  | None | 0 | 0 | 0 | 39.8958 | 0.0078075 | -0.21932 | [6 empty] | DEER:Indoor_Non-CFL_Ltg | Annual
SDG | SWLG011S | Gro | Ex | IOU | cWtd | SWLG011-01 | ExAnte2020 | IOU workpaper | 2019-06-13 | Fixture | 1 |  | None | 0 | 0 | 0 | 180.9875 | 0.032663 | -2.4615 | [6 empty] | DEER:Indoor_Non-CFL_Ltg | Annual
SDG | SWLG011S | Hsp | Ex | IOU | cWtd | SWLG011-01 | ExAnte2020 | IOU workpaper | 2019-06-13 | Fixture | 1 |  | None | 0 | 0 | 0 | 216.5375 | 0.031778 | -1.303 | [6 empty] | DEER:Indoor_Non-CFL_Ltg | Annual
SDG | SWLG011S | Nrs | Ex | IOU | cWtd | SWLG011-01 | ExAnte2020 | IOU workpaper | 2019-06-13 | Fixture | 1 |  | None | 0 | 0 | 0 | 140.675 | 0.028512 | -0.73479 | [6 empty] | DEER:Indoor_Non-CFL_Ltg | Annual
SDG | SWLG011S | Htl | Ex | IOU | cWtd | SWLG011-01 | ExAnte2020 | IOU workpaper | 2019-06-13 | Fixture | 1 |  | None | 0 | 0 | 0 | 188.1042 | 0.027566 | -1.1429 | [6 empty] | DEER:Indoor_Non-CFL_Ltg | Annual
SDG | SWLG011S | Mtl | Ex | IOU | cWtd | SWLG011-01 | ExAnte2020 | IOU workpaper | 2019-06-13 | Fixture | 1 |  | None | 0 | 0 | 0 | 149.4042 | 0.020287 | -0.31412 | [6 empty] | DEER:Indoor_Non-CFL_Ltg | Annual
SDG | SWLG011S | MBT | Ex | IOU | cWtd | SWLG011-01 | ExAnte2020 | IOU workpaper | 2019-06-13 | Fixture | 1 |  | None | 0 | 0 | 0 | 100.825 | 0.012205 | -0.14981 | [6 empty] | DEER:Indoor_Non-CFL_Ltg | Annual
SDG | SWLG011S | MLI | Ex | IOU | cWtd | SWLG011-01 | ExAnte2020 | IOU workpaper | 2019-06-13 | Fixture | 1 |  | None | 0 | 0 | 0 | 95.5708 | 0.012463 | -0.44262 | [6 empty] | DEER:Indoor_Non-CFL_Ltg | Annual
SDG | SWLG011S | OfL | Ex | IOU | cWtd | SWLG011-01 | ExAnte2020 | IOU workpaper | 2019-06-13 | Fixture | 1 |  | None | 0 | 0 | 0 | 98.075 | 0.013631 | -0.0046567 | [6 empty] | DEER:Indoor_Non-CFL_Ltg | Annual
SDG | SWLG011S | OfS | Ex | IOU | cWtd | SWLG011-01 | ExAnte2020 | IOU workpaper | 2019-06-13 | Fixture | 1 |  | None | 0 | 0 | 0 | 75.0917 | 0.011483 | -0.069529 | [6 empty] | DEER:Indoor_Non-CFL_Ltg | Annual
SDG | SWLG011S | RSD | Ex | IOU | cWtd | SWLG011-01 | ExAnte2020 | IOU workpaper | 2019-06-13 | Fixture | 1 |  | None | 0 | 0 | 0 | 143.2042 | 0.027137 | -0.2015 | [6 empty] | DEER:Indoor_Non-CFL_Ltg | Annual
SDG | SWLG011S | RFF | Ex | IOU | cWtd | SWLG011-01 | ExAnte2020 | IOU workpaper | 2019-06-13 | Fixture | 1 |  | None | 0 | 0 | 0 | 120.9792 | 0.020084 | -0.74617 | [6 empty] | DEER:Indoor_Non-CFL_Ltg | Annual
SDG | SWLG011S | Rt3 | Ex | IOU | cWtd | SWLG011-01 | ExAnte2020 | IOU workpaper | 2019-06-13 | Fixture | 1 |  | None | 0 | 0 | 0 | 204.1375 | 0.034202 | -0.046329 | [6 empty] | DEER:Indoor_Non-CFL_Ltg | Annual
SDG | SWLG011S | RtL | Ex | IOU | cWtd | SWLG011-01 | ExAnte2020 | IOU workpaper | 2019-06-13 | Fixture | 1 |  | None | 0 | 0 | 0 | 154.1375 | 0.021828 | -0.16769 | [6 empty] | DEER:Indoor_Non-CFL_Ltg | Annual
SDG | SWLG011S | RtS | Ex | IOU | cWtd | SWLG011-01 | ExAnte2020 | IOU workpaper | 2019-06-13 | Fixture | 1 |  | None | 0 | 0 | 0 | 91.625 | 0.015294 | -0.24879 | [6 empty] | DEER:Indoor_Non-CFL_Ltg | Annual
SDG | SWLG011S | SCn | Ex | IOU | cWtd | SWLG011-01 | ExAnte2020 | IOU workpaper | 2019-06-13 | Fixture | 1 |  | None | 0 | 0 | 0 | 74.3208 | 0.0095362 | -0.64112 | [6 empty] | DEER:Indoor_Non-CFL_Ltg | Annual
SDG | SWLG011S | SUn | Ex | IOU | cWtd | SWLG011-01 | ExAnte2020 | IOU workpaper | 2019-06-13 | Fixture | 1 |  | None | 0 | 0 | 0 | 71.5 | 0.010107 | 0 | [6 empty] | DEER:Indoor_Non-CFL_Ltg | Annual
SDG | SWLG011S | WRf | Ex | IOU | cWtd | SWLG011-01 | ExAnte2020 | IOU workpaper | 2019-06-13 | Fixture | 1 |  | None | 0 | 0 | 0 | 202 | 0.022137 | 0 | [6 empty] | DEER:Indoor_Non-CFL_Ltg | Annual
SDG | SWLG011T | Asm | Ex | IOU | cWtd | SWLG011-01 | ExAnte2020 | IOU workpaper | 2019-06-13 | Fixture | 1 |  | None | 0 | 0 | 0 | 61.0958 | 0.025058 | -0.43263 | [6 empty] | DEER:Indoor_Non-CFL_Ltg | Annual
SDG | SWLG011T | EPr | Ex | IOU | cWtd | SWLG011-01 | ExAnte2020 | IOU workpaper | 2019-06-13 | Fixture | 1 |  | None | 0 | 0 | 0 | 77.7 | 0.020436 | -0.92946 | [6 empty] | DEER:Indoor_Non-CFL_Ltg | Annual
SDG | SWLG011T | ESe | Ex | IOU | cWtd | SWLG011-01 | ExAnte2020 | IOU workpaper | 2019-06-13 | Fixture | 1 |  | None | 0 | 0 | 0 | 77.7 | 0.019936 | -0.82979 | [6 empty] | DEER:Indoor_Non-CFL_Ltg | Annual
SDG | SWLG011T | ECC | Ex | IOU | cWtd | SWLG011-01 | ExAnte2020 | IOU workpaper | 2019-06-13 | Fixture | 1 |  | None | 0 | 0 | 0 | 92.925 | 0.016304 | -0.938 | [6 empty] | DEER:Indoor_Non-CFL_Ltg | Annual
SDG | SWLG011T | EUn | Ex | IOU | cWtd | SWLG011-01 | ExAnte2020 | IOU workpaper | 2019-06-13 | Fixture | 1 |  | None | 0 | 0 | 0 | 87.5417 | 0.026152 | -1.1453 | [6 empty] | DEER:Indoor_Non-CFL_Ltg | Annual
SDG | SWLG011T | ERC | Ex | IOU | cWtd | SWLG011-01 | ExAnte2020 | IOU workpaper | 2019-06-13 | Fixture | 1 |  | None | 0 | 0 | 0 | 39.8958 | 0.0078075 | -0.21932 | [6 empty] | DEER:Indoor_Non-CFL_Ltg | Annual
SDG | SWLG011T | Gro | Ex | IOU | cWtd | SWLG011-01 | ExAnte2020 | IOU workpaper | 2019-06-13 | Fixture | 1 |  | None | 0 | 0 | 0 | 180.9875 | 0.032663 | -2.4615 | [6 empty] | DEER:Indoor_Non-CFL_Ltg | Annual
SDG | SWLG011T | Hsp | Ex | IOU | cWtd | SWLG011-01 | ExAnte2020 | IOU workpaper | 2019-06-13 | Fixture | 1 |  | None | 0 | 0 | 0 | 216.5375 | 0.031778 | -1.303 | [6 empty] | DEER:Indoor_Non-CFL_Ltg | Annual
SDG | SWLG011T | Nrs | Ex | IOU | cWtd | SWLG011-01 | ExAnte2020 | IOU workpaper | 2019-06-13 | Fixture | 1 |  | None | 0 | 0 | 0 | 140.675 | 0.028512 | -0.73479 | [6 empty] | DEER:Indoor_Non-CFL_Ltg | Annual
SDG | SWLG011T | Htl | Ex | IOU | cWtd | SWLG011-01 | ExAnte2020 | IOU workpaper | 2019-06-13 | Fixture | 1 |  | None | 0 | 0 | 0 | 188.1042 | 0.027566 | -1.1429 | [6 empty] | DEER:Indoor_Non-CFL_Ltg | Annual
SDG | SWLG011T | Mtl | Ex | IOU | cWtd | SWLG011-01 | ExAnte2020 | IOU workpaper | 2019-06-13 | Fixture | 1 |  | None | 0 | 0 | 0 | 149.4042 | 0.020287 | -0.31412 | [6 empty] | DEER:Indoor_Non-CFL_Ltg | Annual
SDG | SWLG011T | MBT | Ex | IOU | cWtd | SWLG011-01 | ExAnte2020 | IOU workpaper | 2019-06-13 | Fixture | 1 |  | None | 0 | 0 | 0 | 100.825 | 0.012205 | -0.14981 | [6 empty] | DEER:Indoor_Non-CFL_Ltg | Annual
SDG | SWLG011T | MLI | Ex | IOU | cWtd | SWLG011-01 | ExAnte2020 | IOU workpaper | 2019-06-13 | Fixture | 1 |  | None | 0 | 0 | 0 | 95.5708 | 0.012463 | -0.44262 | [6 empty] | DEER:Indoor_Non-CFL_Ltg | Annual
SDG | SWLG011T | OfL | Ex | IOU | cWtd | SWLG011-01 | ExAnte2020 | IOU workpaper | 2019-06-13 | Fixture | 1 |  | None | 0 | 0 | 0 | 98.075 | 0.013631 | -0.0046567 | [6 empty] | DEER:Indoor_Non-CFL_Ltg | Annual
SDG | SWLG011T | OfS | Ex | IOU | cWtd | SWLG011-01 | ExAnte2020 | IOU workpaper | 2019-06-13 | Fixture | 1 |  | None | 0 | 0 | 0 | 75.0917 | 0.011483 | -0.069529 | [6 empty] | DEER:Indoor_Non-CFL_Ltg | Annual
SDG | SWLG011T | RSD | Ex | IOU | cWtd | SWLG011-01 | ExAnte2020 | IOU workpaper | 2019-06-13 | Fixture | 1 |  | None | 0 | 0 | 0 | 143.2042 | 0.027137 | -0.2015 | [6 empty] | DEER:Indoor_Non-CFL_Ltg | Annual
SDG | SWLG011T | RFF | Ex | IOU | cWtd | SWLG011-01 | ExAnte2020 | IOU workpaper | 2019-06-13 | Fixture | 1 |  | None | 0 | 0 | 0 | 120.9792 | 0.020084 | -0.74617 | [6 empty] | DEER:Indoor_Non-CFL_Ltg | Annual
SDG | SWLG011T | Rt3 | Ex | IOU | cWtd | SWLG011-01 | ExAnte2020 | IOU workpaper | 2019-06-13 | Fixture | 1 |  | None | 0 | 0 | 0 | 204.1375 | 0.034202 | -0.046329 | [6 empty] | DEER:Indoor_Non-CFL_Ltg | Annual
SDG | SWLG011T | RtL | Ex | IOU | cWtd | SWLG011-01 | ExAnte2020 | IOU workpaper | 2019-06-13 | Fixture | 1 |  | None | 0 | 0 | 0 | 154.1375 | 0.021828 | -0.16769 | [6 empty] | DEER:Indoor_Non-CFL_Ltg | Annual
SDG | SWLG011T | RtS | Ex | IOU | cWtd | SWLG011-01 | ExAnte2020 | IOU workpaper | 2019-06-13 | Fixture | 1 |  | None | 0 | 0 | 0 | 91.625 | 0.015294 | -0.24879 | [6 empty] | DEER:Indoor_Non-CFL_Ltg | Annual
SDG | SWLG011T | SCn | Ex | IOU | cWtd | SWLG011-01 | ExAnte2020 | IOU workpaper | 2019-06-13 | Fixture | 1 |  | None | 0 | 0 | 0 | 74.3208 | 0.0095362 | -0.64112 | [6 empty] | DEER:Indoor_Non-CFL_Ltg | Annual
SDG | SWLG011T | SUn | Ex | IOU | cWtd | SWLG011-01 | ExAnte2020 | IOU workpaper | 2019-06-13 | Fixture | 1 |  | None | 0 | 0 | 0 | 71.5 | 0.010107 | 0 | [6 empty] | DEER:Indoor_Non-CFL_Ltg | Annual
SDG | SWLG011T | WRf | Ex | IOU | cWtd | SWLG011-01 | ExAnte2020 | IOU workpaper | 2019-06-13 | Fixture | 1 |  | None | 0 | 0 | 0 | 202 | 0.022137 | 0 | [6 empty] | DEER:Indoor_Non-CFL_Ltg | Annual
SDG | SWLG011U | Asm | Ex | IOU | cWtd | SWLG011-01 | ExAnte2020 | IOU workpaper | 2019-06-13 | Fixture | 1 |  | None | 0 | 0 | 0 | 61.0958 | 0.025058 | -0.43263 | [6 empty] | DEER:Indoor_Non-CFL_Ltg | Annual
SDG | SWLG011U | EPr | Ex | IOU | cWtd | SWLG011-01 | ExAnte2020 | IOU workpaper | 2019-06-13 | Fixture | 1 |  | None | 0 | 0 | 0 | 77.7 | 0.020436 | -0.92946 | [6 empty] | DEER:Indoor_Non-CFL_Ltg | Annual
SDG | SWLG011U | ESe | Ex | IOU | cWtd | SWLG011-01 | ExAnte2020 | IOU workpaper | 2019-06-13 | Fixture | 1 |  | None | 0 | 0 | 0 | 77.7 | 0.019936 | -0.82979 | [6 empty] | DEER:Indoor_Non-CFL_Ltg | Annual
SDG | SWLG011U | ECC | Ex | IOU | cWtd | SWLG011-01 | ExAnte2020 | IOU workpaper | 2019-06-13 | Fixture | 1 |  | None | 0 | 0 | 0 | 92.925 | 0.016304 | -0.938 | [6 empty] | DEER:Indoor_Non-CFL_Ltg | Annual
SDG | SWLG011U | EUn | Ex | IOU | cWtd | SWLG011-01 | ExAnte2020 | IOU workpaper | 2019-06-13 | Fixture | 1 |  | None | 0 | 0 | 0 | 87.5417 | 0.026152 | -1.1453 | [6 empty] | DEER:Indoor_Non-CFL_Ltg | Annual
SDG | SWLG011U | ERC | Ex | IOU | cWtd | SWLG011-01 | ExAnte2020 | IOU workpaper | 2019-06-13 | Fixture | 1 |  | None | 0 | 0 | 0 | 39.8958 | 0.0078075 | -0.21932 | [6 empty] | DEER:Indoor_Non-CFL_Ltg | Annual
SDG | SWLG011U | Gro | Ex | IOU | cWtd | SWLG011-01 | ExAnte2020 | IOU workpaper | 2019-06-13 | Fixture | 1 |  | None | 0 | 0 | 0 | 180.9875 | 0.032663 | -2.4615 | [6 empty] | DEER:Indoor_Non-CFL_Ltg | Annual
SDG | SWLG011U | Hsp | Ex | IOU | cWtd | SWLG011-01 | ExAnte2020 | IOU workpaper | 2019-06-13 | Fixture | 1 |  | None | 0 | 0 | 0 | 216.5375 | 0.031778 | -1.303 | [6 empty] | DEER:Indoor_Non-CFL_Ltg | Annual
SDG | SWLG011U | Nrs | Ex | IOU | cWtd | SWLG011-01 | ExAnte2020 | IOU workpaper | 2019-06-13 | Fixture | 1 |  | None | 0 | 0 | 0 | 140.675 | 0.028512 | -0.73479 | [6 empty] | DEER:Indoor_Non-CFL_Ltg | Annual
SDG | SWLG011U | Htl | Ex | IOU | cWtd | SWLG011-01 | ExAnte2020 | IOU workpaper | 2019-06-13 | Fixture | 1 |  | None | 0 | 0 | 0 | 188.1042 | 0.027566 | -1.1429 | [6 empty] | DEER:Indoor_Non-CFL_Ltg | Annual
SDG | SWLG011U | Mtl | Ex | IOU | cWtd | SWLG011-01 | ExAnte2020 | IOU workpaper | 2019-06-13 | Fixture | 1 |  | None | 0 | 0 | 0 | 149.4042 | 0.020287 | -0.31412 | [6 empty] | DEER:Indoor_Non-CFL_Ltg | Annual
SDG | SWLG011U | MBT | Ex | IOU | cWtd | SWLG011-01 | ExAnte2020 | IOU workpaper | 2019-06-13 | Fixture | 1 |  | None | 0 | 0 | 0 | 100.825 | 0.012205 | -0.14981 | [6 empty] | DEER:Indoor_Non-CFL_Ltg | Annual
SDG | SWLG011U | MLI | Ex | IOU | cWtd | SWLG011-01 | ExAnte2020 | IOU workpaper | 2019-06-13 | Fixture | 1 |  | None | 0 | 0 | 0 | 95.5708 | 0.012463 | -0.44262 | [6 empty] | DEER:Indoor_Non-CFL_Ltg | Annual
SDG | SWLG011U | OfL | Ex | IOU | cWtd | SWLG011-01 | ExAnte2020 | IOU workpaper | 2019-06-13 | Fixture | 1 |  | None | 0 | 0 | 0 | 98.075 | 0.013631 | -0.0046567 | [6 empty] | DEER:Indoor_Non-CFL_Ltg | Annual
SDG | SWLG011U | OfS | Ex | IOU | cWtd | SWLG011-01 | ExAnte2020 | IOU workpaper | 2019-06-13 | Fixture | 1 |  | None | 0 | 0 | 0 | 75.0917 | 0.011483 | -0.069529 | [6 empty] | DEER:Indoor_Non-CFL_Ltg | Annual
SDG | SWLG011U | RSD | Ex | IOU | cWtd | SWLG011-01 | ExAnte2020 | IOU workpaper | 2019-06-13 | Fixture | 1 |  | None | 0 | 0 | 0 | 143.2042 | 0.027137 | -0.2015 | [6 empty] | DEER:Indoor_Non-CFL_Ltg | Annual
SDG | SWLG011U | RFF | Ex | IOU | cWtd | SWLG011-01 | ExAnte2020 | IOU workpaper | 2019-06-13 | Fixture | 1 |  | None | 0 | 0 | 0 | 120.9792 | 0.020084 | -0.74617 | [6 empty] | DEER:Indoor_Non-CFL_Ltg | Annual
SDG | SWLG011U | Rt3 | Ex | IOU | cWtd | SWLG011-01 | ExAnte2020 | IOU workpaper | 2019-06-13 | Fixture | 1 |  | None | 0 | 0 | 0 | 204.1375 | 0.034202 | -0.046329 | [6 empty] | DEER:Indoor_Non-CFL_Ltg | Annual
SDG | SWLG011U | RtL | Ex | IOU | cWtd | SWLG011-01 | ExAnte2020 | IOU workpaper | 2019-06-13 | Fixture | 1 |  | None | 0 | 0 | 0 | 154.1375 | 0.021828 | -0.16769 | [6 empty] | DEER:Indoor_Non-CFL_Ltg | Annual
SDG | SWLG011U | RtS | Ex | IOU | cWtd | SWLG011-01 | ExAnte2020 | IOU workpaper | 2019-06-13 | Fixture | 1 |  | None | 0 | 0 | 0 | 91.625 | 0.015294 | -0.24879 | [6 empty] | DEER:Indoor_Non-CFL_Ltg | Annual
SDG | SWLG011U | SCn | Ex | IOU | cWtd | SWLG011-01 | ExAnte2020 | IOU workpaper | 2019-06-13 | Fixture | 1 |  | None | 0 | 0 | 0 | 74.3208 | 0.0095362 | -0.64112 | [6 empty] | DEER:Indoor_Non-CFL_Ltg | Annual
SDG | SWLG011U | SUn | Ex | IOU | cWtd | SWLG011-01 | ExAnte2020 | IOU workpaper | 2019-06-13 | Fixture | 1 |  | None | 0 | 0 | 0 | 71.5 | 0.010107 | 0 | [6 empty] | DEER:Indoor_Non-CFL_Ltg | Annual
SDG | SWLG011U | WRf | Ex | IOU | cWtd | SWLG011-01 | ExAnte2020 | IOU workpaper | 2019-06-13 | Fixture | 1 |  | None | 0 | 0 | 0 | 202 | 0.022137 | 0 | [6 empty] | DEER:Indoor_Non-CFL_Ltg | Annual
SDG | SWLG011V | Asm | Ex | IOU | cWtd | SWLG011-01 | ExAnte2020 | IOU workpaper | 2019-06-13 | Fixture | 1 |  | None | 0 | 0 | 0 | 61.0958 | 0.025058 | -0.43263 | [6 empty] | DEER:Indoor_Non-CFL_Ltg | Annual
SDG | SWLG011V | EPr | Ex | IOU | cWtd | SWLG011-01 | ExAnte2020 | IOU workpaper | 2019-06-13 | Fixture | 1 |  | None | 0 | 0 | 0 | 77.7 | 0.020436 | -0.92946 | [6 empty] | DEER:Indoor_Non-CFL_Ltg | Annual
SDG | SWLG011V | ESe | Ex | IOU | cWtd | SWLG011-01 | ExAnte2020 | IOU workpaper | 2019-06-13 | Fixture | 1 |  | None | 0 | 0 | 0 | 77.7 | 0.019936 | -0.82979 | [6 empty] | DEER:Indoor_Non-CFL_Ltg | Annual
SDG | SWLG011V | ECC | Ex | IOU | cWtd | SWLG011-01 | ExAnte2020 | IOU workpaper | 2019-06-13 | Fixture | 1 |  | None | 0 | 0 | 0 | 92.925 | 0.016304 | -0.938 | [6 empty] | DEER:Indoor_Non-CFL_Ltg | Annual
SDG | SWLG011V | EUn | Ex | IOU | cWtd | SWLG011-01 | ExAnte2020 | IOU workpaper | 2019-06-13 | Fixture | 1 |  | None | 0 | 0 | 0 | 87.5417 | 0.026152 | -1.1453 | [6 empty] | DEER:Indoor_Non-CFL_Ltg | Annual
SDG | SWLG011V | ERC | Ex | IOU | cWtd | SWLG011-01 | ExAnte2020 | IOU workpaper | 2019-06-13 | Fixture | 1 |  | None | 0 | 0 | 0 | 39.8958 | 0.0078075 | -0.21932 | [6 empty] | DEER:Indoor_Non-CFL_Ltg | Annual
SDG | SWLG011V | Gro | Ex | IOU | cWtd | SWLG011-01 | ExAnte2020 | IOU workpaper | 2019-06-13 | Fixture | 1 |  | None | 0 | 0 | 0 | 180.9875 | 0.032663 | -2.4615 | [6 empty] | DEER:Indoor_Non-CFL_Ltg | Annual
SDG | SWLG011V | Hsp | Ex | IOU | cWtd | SWLG011-01 | ExAnte2020 | IOU workpaper | 2019-06-13 | Fixture | 1 |  | None | 0 | 0 | 0 | 216.5375 | 0.031778 | -1.303 | [6 empty] | DEER:Indoor_Non-CFL_Ltg | Annual
SDG | SWLG011V | Nrs | Ex | IOU | cWtd | SWLG011-01 | ExAnte2020 | IOU workpaper | 2019-06-13 | Fixture | 1 |  | None | 0 | 0 | 0 | 140.675 | 0.028512 | -0.73479 | [6 empty] | DEER:Indoor_Non-CFL_Ltg | Annual
SDG | SWLG011V | Htl | Ex | IOU | cWtd | SWLG011-01 | ExAnte2020 | IOU workpaper | 2019-06-13 | Fixture | 1 |  | None | 0 | 0 | 0 | 188.1042 | 0.027566 | -1.1429 | [6 empty] | DEER:Indoor_Non-CFL_Ltg | Annual
SDG | SWLG011V | Mtl | Ex | IOU | cWtd | SWLG011-01 | ExAnte2020 | IOU workpaper | 2019-06-13 | Fixture | 1 |  | None | 0 | 0 | 0 | 149.4042 | 0.020287 | -0.31412 | [6 empty] | DEER:Indoor_Non-CFL_Ltg | Annual
SDG | SWLG011V | MBT | Ex | IOU | cWtd | SWLG011-01 | ExAnte2020 | IOU workpaper | 2019-06-13 | Fixture | 1 |  | None | 0 | 0 | 0 | 100.825 | 0.012205 | -0.14981 | [6 empty] | DEER:Indoor_Non-CFL_Ltg | Annual
SDG | SWLG011V | MLI | Ex | IOU | cWtd | SWLG011-01 | ExAnte2020 | IOU workpaper | 2019-06-13 | Fixture | 1 |  | None | 0 | 0 | 0 | 95.5708 | 0.012463 | -0.44262 | [6 empty] | DEER:Indoor_Non-CFL_Ltg | Annual
SDG | SWLG011V | OfL | Ex | IOU | cWtd | SWLG011-01 | ExAnte2020 | IOU workpaper | 2019-06-13 | Fixture | 1 |  | None | 0 | 0 | 0 | 98.075 | 0.013631 | -0.0046567 | [6 empty] | DEER:Indoor_Non-CFL_Ltg | Annual
SDG | SWLG011V | OfS | Ex | IOU | cWtd | SWLG011-01 | ExAnte2020 | IOU workpaper | 2019-06-13 | Fixture | 1 |  | None | 0 | 0 | 0 | 75.0917 | 0.011483 | -0.069529 | [6 empty] | DEER:Indoor_Non-CFL_Ltg | Annual
SDG | SWLG011V | RSD | Ex | IOU | cWtd | SWLG011-01 | ExAnte2020 | IOU workpaper | 2019-06-13 | Fixture | 1 |  | None | 0 | 0 | 0 | 143.2042 | 0.027137 | -0.2015 | [6 empty] | DEER:Indoor_Non-CFL_Ltg | Annual
SDG | SWLG011V | RFF | Ex | IOU | cWtd | SWLG011-01 | ExAnte2020 | IOU workpaper | 2019-06-13 | Fixture | 1 |  | None | 0 | 0 | 0 | 120.9792 | 0.020084 | -0.74617 | [6 empty] | DEER:Indoor_Non-CFL_Ltg | Annual
SDG | SWLG011V | Rt3 | Ex | IOU | cWtd | SWLG011-01 | ExAnte2020 | IOU workpaper | 2019-06-13 | Fixture | 1 |  | None | 0 | 0 | 0 | 204.1375 | 0.034202 | -0.046329 | [6 empty] | DEER:Indoor_Non-CFL_Ltg | Annual
SDG | SWLG011V | RtL | Ex | IOU | cWtd | SWLG011-01 | ExAnte2020 | IOU workpaper | 2019-06-13 | Fixture | 1 |  | None | 0 | 0 | 0 | 154.1375 | 0.021828 | -0.16769 | [6 empty] | DEER:Indoor_Non-CFL_Ltg | Annual
SDG | SWLG011V | RtS | Ex | IOU | cWtd | SWLG011-01 | ExAnte2020 | IOU workpaper | 2019-06-13 | Fixture | 1 |  | None | 0 | 0 | 0 | 91.625 | 0.015294 | -0.24879 | [6 empty] | DEER:Indoor_Non-CFL_Ltg | Annual
SDG | SWLG011V | SCn | Ex | IOU | cWtd | SWLG011-01 | ExAnte2020 | IOU workpaper | 2019-06-13 | Fixture | 1 |  | None | 0 | 0 | 0 | 74.3208 | 0.0095362 | -0.64112 | [6 empty] | DEER:Indoor_Non-CFL_Ltg | Annual
SDG | SWLG011V | SUn | Ex | IOU | cWtd | SWLG011-01 | ExAnte2020 | IOU workpaper | 2019-06-13 | Fixture | 1 |  | None | 0 | 0 | 0 | 71.5 | 0.010107 | 0 | [6 empty] | DEER:Indoor_Non-CFL_Ltg | Annual
SDG | SWLG011V | WRf | Ex | IOU | cWtd | SWLG011-01 | ExAnte2020 | IOU workpaper | 2019-06-13 | Fixture | 1 |  | None | 0 | 0 | 0 | 202 | 0.022137 | 0 | [6 empty] | DEER:Indoor_Non-CFL_Ltg | Annual
SDG | SWLG011W | Asm | Ex | IOU | cWtd | SWLG011-01 | ExAnte2020 | IOU workpaper | 2019-06-13 | Fixture | 1 |  | None | 0 | 0 | 0 | 61.0958 | 0.025058 | -0.43263 | [6 empty] | DEER:Indoor_Non-CFL_Ltg | Annual
SDG | SWLG011W | EPr | Ex | IOU | cWtd | SWLG011-01 | ExAnte2020 | IOU workpaper | 2019-06-13 | Fixture | 1 |  | None | 0 | 0 | 0 | 77.7 | 0.020436 | -0.92946 | [6 empty] | DEER:Indoor_Non-CFL_Ltg | Annual
SDG | SWLG011W | ESe | Ex | IOU | cWtd | SWLG011-01 | ExAnte2020 | IOU workpaper | 2019-06-13 | Fixture | 1 |  | None | 0 | 0 | 0 | 77.7 | 0.019936 | -0.82979 | [6 empty] | DEER:Indoor_Non-CFL_Ltg | Annual
SDG | SWLG011W | ECC | Ex | IOU | cWtd | SWLG011-01 | ExAnte2020 | IOU workpaper | 2019-06-13 | Fixture | 1 |  | None | 0 | 0 | 0 | 92.925 | 0.016304 | -0.938 | [6 empty] | DEER:Indoor_Non-CFL_Ltg | Annual
SDG | SWLG011W | EUn | Ex | IOU | cWtd | SWLG011-01 | ExAnte2020 | IOU workpaper | 2019-06-13 | Fixture | 1 |  | None | 0 | 0 | 0 | 87.5417 | 0.026152 | -1.1453 | [6 empty] | DEER:Indoor_Non-CFL_Ltg | Annual
SDG | SWLG011W | ERC | Ex | IOU | cWtd | SWLG011-01 | ExAnte2020 | IOU workpaper | 2019-06-13 | Fixture | 1 |  | None | 0 | 0 | 0 | 39.8958 | 0.0078075 | -0.21932 | [6 empty] | DEER:Indoor_Non-CFL_Ltg | Annual
SDG | SWLG011W | Gro | Ex | IOU | cWtd | SWLG011-01 | ExAnte2020 | IOU workpaper | 2019-06-13 | Fixture | 1 |  | None | 0 | 0 | 0 | 180.9875 | 0.032663 | -2.4615 | [6 empty] | DEER:Indoor_Non-CFL_Ltg | Annual
SDG | SWLG011W | Hsp | Ex | IOU | cWtd | SWLG011-01 | ExAnte2020 | IOU workpaper | 2019-06-13 | Fixture | 1 |  | None | 0 | 0 | 0 | 216.5375 | 0.031778 | -1.303 | [6 empty] | DEER:Indoor_Non-CFL_Ltg | Annual
SDG | SWLG011W | Nrs | Ex | IOU | cWtd | SWLG011-01 | ExAnte2020 | IOU workpaper | 2019-06-13 | Fixture | 1 |  | None | 0 | 0 | 0 | 140.675 | 0.028512 | -0.73479 | [6 empty] | DEER:Indoor_Non-CFL_Ltg | Annual
SDG | SWLG011W | Htl | Ex | IOU | cWtd | SWLG011-01 | ExAnte2020 | IOU workpaper | 2019-06-13 | Fixture | 1 |  | None | 0 | 0 | 0 | 188.1042 | 0.027566 | -1.1429 | [6 empty] | DEER:Indoor_Non-CFL_Ltg | Annual
SDG | SWLG011W | Mtl | Ex | IOU | cWtd | SWLG011-01 | ExAnte2020 | IOU workpaper | 2019-06-13 | Fixture | 1 |  | None | 0 | 0 | 0 | 149.4042 | 0.020287 | -0.31412 | [6 empty] | DEER:Indoor_Non-CFL_Ltg | Annual
SDG | SWLG011W | MBT | Ex | IOU | cWtd | SWLG011-01 | ExAnte2020 | IOU workpaper | 2019-06-13 | Fixture | 1 |  | None | 0 | 0 | 0 | 100.825 | 0.012205 | -0.14981 | [6 empty] | DEER:Indoor_Non-CFL_Ltg | Annual
SDG | SWLG011W | MLI | Ex | IOU | cWtd | SWLG011-01 | ExAnte2020 | IOU workpaper | 2019-06-13 | Fixture | 1 |  | None | 0 | 0 | 0 | 95.5708 | 0.012463 | -0.44262 | [6 empty] | DEER:Indoor_Non-CFL_Ltg | Annual
SDG | SWLG011W | OfL | Ex | IOU | cWtd | SWLG011-01 | ExAnte2020 | IOU workpaper | 2019-06-13 | Fixture | 1 |  | None | 0 | 0 | 0 | 98.075 | 0.013631 | -0.0046567 | [6 empty] | DEER:Indoor_Non-CFL_Ltg | Annual
SDG | SWLG011W | OfS | Ex | IOU | cWtd | SWLG011-01 | ExAnte2020 | IOU workpaper | 2019-06-13 | Fixture | 1 |  | None | 0 | 0 | 0 | 75.0917 | 0.011483 | -0.069529 | [6 empty] | DEER:Indoor_Non-CFL_Ltg | Annual
SDG | SWLG011W | RSD | Ex | IOU | cWtd | SWLG011-01 | ExAnte2020 | IOU workpaper | 2019-06-13 | Fixture | 1 |  | None | 0 | 0 | 0 | 143.2042 | 0.027137 | -0.2015 | [6 empty] | DEER:Indoor_Non-CFL_Ltg | Annual
SDG | SWLG011W | RFF | Ex | IOU | cWtd | SWLG011-01 | ExAnte2020 | IOU workpaper | 2019-06-13 | Fixture | 1 |  | None | 0 | 0 | 0 | 120.9792 | 0.020084 | -0.74617 | [6 empty] | DEER:Indoor_Non-CFL_Ltg | Annual
SDG | SWLG011W | Rt3 | Ex | IOU | cWtd | SWLG011-01 | ExAnte2020 | IOU workpaper | 2019-06-13 | Fixture | 1 |  | None | 0 | 0 | 0 | 204.1375 | 0.034202 | -0.046329 | [6 empty] | DEER:Indoor_Non-CFL_Ltg | Annual
SDG | SWLG011W | RtL | Ex | IOU | cWtd | SWLG011-01 | ExAnte2020 | IOU workpaper | 2019-06-13 | Fixture | 1 |  | None | 0 | 0 | 0 | 154.1375 | 0.021828 | -0.16769 | [6 empty] | DEER:Indoor_Non-CFL_Ltg | Annual
SDG | SWLG011W | RtS | Ex | IOU | cWtd | SWLG011-01 | ExAnte2020 | IOU workpaper | 2019-06-13 | Fixture | 1 |  | None | 0 | 0 | 0 | 91.625 | 0.015294 | -0.24879 | [6 empty] | DEER:Indoor_Non-CFL_Ltg | Annual
SDG | SWLG011W | SCn | Ex | IOU | cWtd | SWLG011-01 | ExAnte2020 | IOU workpaper | 2019-06-13 | Fixture | 1 |  | None | 0 | 0 | 0 | 74.3208 | 0.0095362 | -0.64112 | [6 empty] | DEER:Indoor_Non-CFL_Ltg | Annual
SDG | SWLG011W | SUn | Ex | IOU | cWtd | SWLG011-01 | ExAnte2020 | IOU workpaper | 2019-06-13 | Fixture | 1 |  | None | 0 | 0 | 0 | 71.5 | 0.010107 | 0 | [6 empty] | DEER:Indoor_Non-CFL_Ltg | Annual
SDG | SWLG011W | WRf | Ex | IOU | cWtd | SWLG011-01 | ExAnte2020 | IOU workpaper | 2019-06-13 | Fixture | 1 |  | None | 0 | 0 | 0 | 202 | 0.022137 | 0 | [6 empty] | DEER:Indoor_Non-CFL_Ltg | Annual
SDG | SWLG011X | Asm | Ex | IOU | cWtd | SWLG011-01 | ExAnte2020 | IOU workpaper | 2019-06-13 | Fixture | 1 |  | None | 0 | 0 | 0 | 61.0958 | 0.025058 | -0.43263 | [6 empty] | DEER:Indoor_Non-CFL_Ltg | Annual
SDG | SWLG011X | EPr | Ex | IOU | cWtd | SWLG011-01 | ExAnte2020 | IOU workpaper | 2019-06-13 | Fixture | 1 |  | None | 0 | 0 | 0 | 77.7 | 0.020436 | -0.92946 | [6 empty] | DEER:Indoor_Non-CFL_Ltg | Annual
SDG | SWLG011X | ESe | Ex | IOU | cWtd | SWLG011-01 | ExAnte2020 | IOU workpaper | 2019-06-13 | Fixture | 1 |  | None | 0 | 0 | 0 | 77.7 | 0.019936 | -0.82979 | [6 empty] | DEER:Indoor_Non-CFL_Ltg | Annual
SDG | SWLG011X | ECC | Ex | IOU | cWtd | SWLG011-01 | ExAnte2020 | IOU workpaper | 2019-06-13 | Fixture | 1 |  | None | 0 | 0 | 0 | 92.925 | 0.016304 | -0.938 | [6 empty] | DEER:Indoor_Non-CFL_Ltg | Annual
SDG | SWLG011X | EUn | Ex | IOU | cWtd | SWLG011-01 | ExAnte2020 | IOU workpaper | 2019-06-13 | Fixture | 1 |  | None | 0 | 0 | 0 | 87.5417 | 0.026152 | -1.1453 | [6 empty] | DEER:Indoor_Non-CFL_Ltg | Annual
SDG | SWLG011X | ERC | Ex | IOU | cWtd | SWLG011-01 | ExAnte2020 | IOU workpaper | 2019-06-13 | Fixture | 1 |  | None | 0 | 0 | 0 | 39.8958 | 0.0078075 | -0.21932 | [6 empty] | DEER:Indoor_Non-CFL_Ltg | Annual
SDG | SWLG011X | Gro | Ex | IOU | cWtd | SWLG011-01 | ExAnte2020 | IOU workpaper | 2019-06-13 | Fixture | 1 |  | None | 0 | 0 | 0 | 180.9875 | 0.032663 | -2.4615 | [6 empty] | DEER:Indoor_Non-CFL_Ltg | Annual
SDG | SWLG011X | Hsp | Ex | IOU | cWtd | SWLG011-01 | ExAnte2020 | IOU workpaper | 2019-06-13 | Fixture | 1 |  | None | 0 | 0 | 0 | 216.5375 | 0.031778 | -1.303 | [6 empty] | DEER:Indoor_Non-CFL_Ltg | Annual
SDG | SWLG011X | Nrs | Ex | IOU | cWtd | SWLG011-01 | ExAnte2020 | IOU workpaper | 2019-06-13 | Fixture | 1 |  | None | 0 | 0 | 0 | 140.675 | 0.028512 | -0.73479 | [6 empty] | DEER:Indoor_Non-CFL_Ltg | Annual
SDG | SWLG011X | Htl | Ex | IOU | cWtd | SWLG011-01 | ExAnte2020 | IOU workpaper | 2019-06-13 | Fixture | 1 |  | None | 0 | 0 | 0 | 188.1042 | 0.027566 | -1.1429 | [6 empty] | DEER:Indoor_Non-CFL_Ltg | Annual
SDG | SWLG011X | Mtl | Ex | IOU | cWtd | SWLG011-01 | ExAnte2020 | IOU workpaper | 2019-06-13 | Fixture | 1 |  | None | 0 | 0 | 0 | 149.4042 | 0.020287 | -0.31412 | [6 empty] | DEER:Indoor_Non-CFL_Ltg | Annual
SDG | SWLG011X | MBT | Ex | IOU | cWtd | SWLG011-01 | ExAnte2020 | IOU workpaper | 2019-06-13 | Fixture | 1 |  | None | 0 | 0 | 0 | 100.825 | 0.012205 | -0.14981 | [6 empty] | DEER:Indoor_Non-CFL_Ltg | Annual
SDG | SWLG011X | MLI | Ex | IOU | cWtd | SWLG011-01 | ExAnte2020 | IOU workpaper | 2019-06-13 | Fixture | 1 |  | None | 0 | 0 | 0 | 95.5708 | 0.012463 | -0.44262 | [6 empty] | DEER:Indoor_Non-CFL_Ltg | Annual
SDG | SWLG011X | OfL | Ex | IOU | cWtd | SWLG011-01 | ExAnte2020 | IOU workpaper | 2019-06-13 | Fixture | 1 |  | None | 0 | 0 | 0 | 98.075 | 0.013631 | -0.0046567 | [6 empty] | DEER:Indoor_Non-CFL_Ltg | Annual
SDG | SWLG011X | OfS | Ex | IOU | cWtd | SWLG011-01 | ExAnte2020 | IOU workpaper | 2019-06-13 | Fixture | 1 |  | None | 0 | 0 | 0 | 75.0917 | 0.011483 | -0.069529 | [6 empty] | DEER:Indoor_Non-CFL_Ltg | Annual
SDG | SWLG011X | RSD | Ex | IOU | cWtd | SWLG011-01 | ExAnte2020 | IOU workpaper | 2019-06-13 | Fixture | 1 |  | None | 0 | 0 | 0 | 143.2042 | 0.027137 | -0.2015 | [6 empty] | DEER:Indoor_Non-CFL_Ltg | Annual
SDG | SWLG011X | RFF | Ex | IOU | cWtd | SWLG011-01 | ExAnte2020 | IOU workpaper | 2019-06-13 | Fixture | 1 |  | None | 0 | 0 | 0 | 120.9792 | 0.020084 | -0.74617 | [6 empty] | DEER:Indoor_Non-CFL_Ltg | Annual
SDG | SWLG011X | Rt3 | Ex | IOU | cWtd | SWLG011-01 | ExAnte2020 | IOU workpaper | 2019-06-13 | Fixture | 1 |  | None | 0 | 0 | 0 | 204.1375 | 0.034202 | -0.046329 | [6 empty] | DEER:Indoor_Non-CFL_Ltg | Annual
SDG | SWLG011X | RtL | Ex | IOU | cWtd | SWLG011-01 | ExAnte2020 | IOU workpaper | 2019-06-13 | Fixture | 1 |  | None | 0 | 0 | 0 | 154.1375 | 0.021828 | -0.16769 | [6 empty] | DEER:Indoor_Non-CFL_Ltg | Annual
SDG | SWLG011X | RtS | Ex | IOU | cWtd | SWLG011-01 | ExAnte2020 | IOU workpaper | 2019-06-13 | Fixture | 1 |  | None | 0 | 0 | 0 | 91.625 | 0.015294 | -0.24879 | [6 empty] | DEER:Indoor_Non-CFL_Ltg | Annual
SDG | SWLG011X | SCn | Ex | IOU | cWtd | SWLG011-01 | ExAnte2020 | IOU workpaper | 2019-06-13 | Fixture | 1 |  | None | 0 | 0 | 0 | 74.3208 | 0.0095362 | -0.64112 | [6 empty] | DEER:Indoor_Non-CFL_Ltg | Annual
SDG | SWLG011X | SUn | Ex | IOU | cWtd | SWLG011-01 | ExAnte2020 | IOU workpaper | 2019-06-13 | Fixture | 1 |  | None | 0 | 0 | 0 | 71.5 | 0.010107 | 0 | [6 empty] | DEER:Indoor_Non-CFL_Ltg | Annual
SDG | SWLG011X | WRf | Ex | IOU | cWtd | SWLG011-01 | ExAnte2020 | IOU workpaper | 2019-06-13 | Fixture | 1 |  | None | 0 | 0 | 0 | 202 | 0.022137 | 0 | [6 empty] | DEER:Indoor_Non-CFL_Ltg | Annual
Any | SWLG011A | Asm | Ex | CZ01 | cWtd | SWLG011-01 | ExAnte2020 | IOU workpaper | 2019-06-26 | Fixture | 1 |  | None | 0 | 0 | 0 | 14 | 0.00632 | -0.347 | [6 empty] | DEER:Indoor_Non-CFL_Ltg | Annual
Any | SWLG011A | Asm | Ex | CZ02 | cWtd | SWLG011-01 | ExAnte2020 | IOU workpaper | 2019-06-26 | Fixture | 1 |  | None | 0 | 0 | 0 | 15.4 | 0.00637 | -0.194 | [6 empty] | DEER:Indoor_Non-CFL_Ltg | Annual
Any | SWLG011A | Asm | Ex | CZ03 | cWtd | SWLG011-01 | ExAnte2020 | IOU workpaper | 2019-06-26 | Fixture | 1 |  | None | 0 | 0 | 0 | 15.2 | 0.00637 | -0.226 | [6 empty] | DEER:Indoor_Non-CFL_Ltg | Annual
Any | SWLG011A | Asm | Ex | CZ04 | cWtd | SWLG011-01 | ExAnte2020 | IOU workpaper | 2019-06-26 | Fixture | 1 |  | None | 0 | 0 | 0 | 15.7 | 0.00637 | -0.167 | [6 empty] | DEER:Indoor_Non-CFL_Ltg | Annual
Any | SWLG011A | Asm | Ex | CZ05 | cWtd | SWLG011-01 | ExAnte2020 | IOU workpaper | 2019-06-26 | Fixture | 1 |  | None | 0 | 0 | 0 | 15.2 | 0.00632 | -0.214 | [6 empty] | DEER:Indoor_Non-CFL_Ltg | Annual
Any | SWLG011A | Asm | Ex | CZ06 | cWtd | SWLG011-01 | ExAnte2020 | IOU workpaper | 2019-06-26 | Fixture | 1 |  | None | 0 | 0 | 0 | 16.6 | 0.00676 | -0.127 | [6 empty] | DEER:Indoor_Non-CFL_Ltg | Annual
Any | SWLG011A | Asm | Ex | CZ07 | cWtd | SWLG011-01 | ExAnte2020 | IOU workpaper | 2019-06-26 | Fixture | 1 |  | None | 0 | 0 | 0 | 16.9 | 0.00693 | -0.12 | [6 empty] | DEER:Indoor_Non-CFL_Ltg | Annual
Any | SWLG011A | Asm | Ex | CZ08 | cWtd | SWLG011-01 | ExAnte2020 | IOU workpaper | 2019-06-26 | Fixture | 1 |  | None | 0 | 0 | 0 | 16.9 | 0.00671 | -0.0984 | [6 empty] | DEER:Indoor_Non-CFL_Ltg | Annual
Any | SWLG011A | Asm | Ex | CZ09 | cWtd | SWLG011-01 | ExAnte2020 | IOU workpaper | 2019-06-26 | Fixture | 1 |  | None | 0 | 0 | 0 | 16.6 | 0.00687 | -0.115 | [6 empty] | DEER:Indoor_Non-CFL_Ltg | Annual
Any | SWLG011A | Asm | Ex | CZ10 | cWtd | SWLG011-01 | ExAnte2020 | IOU workpaper | 2019-06-26 | Fixture | 1 |  | None | 0 | 0 | 0 | 16.7 | 0.00693 | -0.109 | [6 empty] | DEER:Indoor_Non-CFL_Ltg | Annual
Any | SWLG011A | Asm | Ex | CZ11 | cWtd | SWLG011-01 | ExAnte2020 | IOU workpaper | 2019-06-26 | Fixture | 1 |  | None | 0 | 0 | 0 | 15.7 | 0.00654 | -0.163 | [6 empty] | DEER:Indoor_Non-CFL_Ltg | Annual
Any | SWLG011A | Asm | Ex | CZ12 | cWtd | SWLG011-01 | ExAnte2020 | IOU workpaper | 2019-06-26 | Fixture | 1 |  | None | 0 | 0 | 0 | 15.7 | 0.00648 | -0.173 | [6 empty] | DEER:Indoor_Non-CFL_Ltg | Annual
Any | SWLG011A | Asm | Ex | CZ13 | cWtd | SWLG011-01 | ExAnte2020 | IOU workpaper | 2019-06-26 | Fixture | 1 |  | None | 0 | 0 | 0 | 15.7 | 0.00654 | -0.157 | [6 empty] | DEER:Indoor_Non-CFL_Ltg | Annual
Any | SWLG011A | Asm | Ex | CZ14 | cWtd | SWLG011-01 | ExAnte2020 | IOU workpaper | 2019-06-26 | Fixture | 1 |  | None | 0 | 0 | 0 | 16.1 | 0.00676 | -0.155 | [6 empty] | DEER:Indoor_Non-CFL_Ltg | Annual
Any | SWLG011A | Asm | Ex | CZ15 | cWtd | SWLG011-01 | ExAnte2020 | IOU workpaper | 2019-06-26 | Fixture | 1 |  | None | 0 | 0 | 0 | 17.3 | 0.00676 | -0.0549 | [6 empty] | DEER:Indoor_Non-CFL_Ltg | Annual
Any | SWLG011A | Asm | Ex | CZ16 | cWtd | SWLG011-01 | ExAnte2020 | IOU workpaper | 2019-06-26 | Fixture | 1 |  | None | 0 | 0 | 0 | 14.9 | 0.00659 | -0.249 | [6 empty] | DEER:Indoor_Non-CFL_Ltg | Annual
Any | SWLG011A | Com | Ex | CZ01 | cWtd | SWLG011-01 | ExAnte2020 | IOU workpaper | 2019-06-26 | Fixture | 1 |  | None | 0 | 0 | 0 | 26 | 0.00441 | -0.39 | [6 empty] | DEER:Indoor_Non-CFL_Ltg | Annual
Any | SWLG011A | Com | Ex | CZ02 | cWtd | SWLG011-01 | ExAnte2020 | IOU workpaper | 2019-06-26 | Fixture | 1 |  | None | 0 | 0 | 0 | 28.2 | 0.00489 | -0.251 | [6 empty] | DEER:Indoor_Non-CFL_Ltg | Annual
Any | SWLG011A | Com | Ex | CZ03 | cWtd | SWLG011-01 | ExAnte2020 | IOU workpaper | 2019-06-26 | Fixture | 1 |  | None | 0 | 0 | 0 | 28.2 | 0.00473 | -0.219 | [6 empty] | DEER:Indoor_Non-CFL_Ltg | Annual
Any | SWLG011A | Com | Ex | CZ04 | cWtd | SWLG011-01 | ExAnte2020 | IOU workpaper | 2019-06-26 | Fixture | 1 |  | None | 0 | 0 | 0 | 29 | 0.00485 | -0.178 | [6 empty] | DEER:Indoor_Non-CFL_Ltg | Annual
Any | SWLG011A | Com | Ex | CZ05 | cWtd | SWLG011-01 | ExAnte2020 | IOU workpaper | 2019-06-26 | Fixture | 1 |  | None | 0 | 0 | 0 | 27.9 | 0.00465 | -0.293 | [6 empty] | DEER:Indoor_Non-CFL_Ltg | Annual
Any | SWLG011A | Com | Ex | CZ06 | cWtd | SWLG011-01 | ExAnte2020 | IOU workpaper | 2019-06-26 | Fixture | 1 |  | None | 0 | 0 | 0 | 29.5 | 0.00489 | -0.131 | [6 empty] | DEER:Indoor_Non-CFL_Ltg | Annual
Any | SWLG011A | Com | Ex | CZ07 | cWtd | SWLG011-01 | ExAnte2020 | IOU workpaper | 2019-06-26 | Fixture | 1 |  | None | 0 | 0 | 0 | 31.6 | 0.00519 | -0.127 | [6 empty] | DEER:Indoor_Non-CFL_Ltg | Annual
Any | SWLG011A | Com | Ex | CZ08 | cWtd | SWLG011-01 | ExAnte2020 | IOU workpaper | 2019-06-26 | Fixture | 1 |  | None | 0 | 0 | 0 | 29.5 | 0.00481 | -0.117 | [6 empty] | DEER:Indoor_Non-CFL_Ltg | Annual
Any | SWLG011A | Com | Ex | CZ09 | cWtd | SWLG011-01 | ExAnte2020 | IOU workpaper | 2019-06-26 | Fixture | 1 |  | None | 0 | 0 | 0 | 29.5 | 0.00501 | -0.127 | [6 empty] | DEER:Indoor_Non-CFL_Ltg | Annual
Any | SWLG011A | Com | Ex | CZ10 | cWtd | SWLG011-01 | ExAnte2020 | IOU workpaper | 2019-06-26 | Fixture | 1 |  | None | 0 | 0 | 0 | 28.7 | 0.00485 | -0.137 | [6 empty] | DEER:Indoor_Non-CFL_Ltg | Annual
Any | SWLG011A | Com | Ex | CZ11 | cWtd | SWLG011-01 | ExAnte2020 | IOU workpaper | 2019-06-26 | Fixture | 1 |  | None | 0 | 0 | 0 | 28.5 | 0.00493 | -0.227 | [6 empty] | DEER:Indoor_Non-CFL_Ltg | Annual
Any | SWLG011A | Com | Ex | CZ12 | cWtd | SWLG011-01 | ExAnte2020 | IOU workpaper | 2019-06-26 | Fixture | 1 |  | None | 0 | 0 | 0 | 28.5 | 0.00501 | -0.203 | [6 empty] | DEER:Indoor_Non-CFL_Ltg | Annual
Any | SWLG011A | Com | Ex | CZ13 | cWtd | SWLG011-01 | ExAnte2020 | IOU workpaper | 2019-06-26 | Fixture | 1 |  | None | 0 | 0 | 0 | 29 | 0.00489 | -0.194 | [6 empty] | DEER:Indoor_Non-CFL_Ltg | Annual
Any | SWLG011A | Com | Ex | CZ14 | cWtd | SWLG011-01 | ExAnte2020 | IOU workpaper | 2019-06-26 | Fixture | 1 |  | None | 0 | 0 | 0 | 28.9 | 0.00501 | -0.221 | [6 empty] | DEER:Indoor_Non-CFL_Ltg | Annual
Any | SWLG011A | Com | Ex | CZ15 | cWtd | SWLG011-01 | ExAnte2020 | IOU workpaper | 2019-06-26 | Fixture | 1 |  | None | 0 | 0 | 0 | 31.1 | 0.00513 | -0.0636 | [6 empty] | DEER:Indoor_Non-CFL_Ltg | Annual
Any | SWLG011A | Com | Ex | CZ16 | cWtd | SWLG011-01 | ExAnte2020 | IOU workpaper | 2019-06-26 | Fixture | 1 |  | None | 0 | 0 | 0 | 27 | 0.00485 | -0.393 | [6 empty] | DEER:Indoor_Non-CFL_Ltg | Annual
Any | SWLG011A | ECC | Ex | CZ01 | cWtd | SWLG011-01 | ExAnte2020 | IOU workpaper | 2019-06-26 | Fixture | 1 |  | None | 0 | 0 | 0 | 23.3 | 0.00375 | -0.65 | [6 empty] | DEER:Indoor_Non-CFL_Ltg | Annual
Any | SWLG011A | ECC | Ex | CZ02 | cWtd | SWLG011-01 | ExAnte2020 | IOU workpaper | 2019-06-26 | Fixture | 1 |  | None | 0 | 0 | 0 | 24.7 | 0.0045 | -0.413 | [6 empty] | DEER:Indoor_Non-CFL_Ltg | Annual
Any | SWLG011A | ECC | Ex | CZ03 | cWtd | SWLG011-01 | ExAnte2020 | IOU workpaper | 2019-06-26 | Fixture | 1 |  | None | 0 | 0 | 0 | 24.2 | 0.00433 | -0.477 | [6 empty] | DEER:Indoor_Non-CFL_Ltg | Annual
Any | SWLG011A | ECC | Ex | CZ04 | cWtd | SWLG011-01 | ExAnte2020 | IOU workpaper | 2019-06-26 | Fixture | 1 |  | None | 0 | 0 | 0 | 24.9 | 0.0045 | -0.365 | [6 empty] | DEER:Indoor_Non-CFL_Ltg | Annual
Any | SWLG011A | ECC | Ex | CZ05 | cWtd | SWLG011-01 | ExAnte2020 | IOU workpaper | 2019-06-26 | Fixture | 1 |  | None | 0 | 0 | 0 | 24.2 | 0.00418 | -0.477 | [6 empty] | DEER:Indoor_Non-CFL_Ltg | Annual
Any | SWLG011A | ECC | Ex | CZ06 | cWtd | SWLG011-01 | ExAnte2020 | IOU workpaper | 2019-06-26 | Fixture | 1 |  | None | 0 | 0 | 0 | 25.7 | 0.00472 | -0.259 | [6 empty] | DEER:Indoor_Non-CFL_Ltg | Annual
Any | SWLG011A | ECC | Ex | CZ07 | cWtd | SWLG011-01 | ExAnte2020 | IOU workpaper | 2019-06-26 | Fixture | 1 |  | None | 0 | 0 | 0 | 25.7 | 0.0045 | -0.259 | [6 empty] | DEER:Indoor_Non-CFL_Ltg | Annual
Any | SWLG011A | ECC | Ex | CZ08 | cWtd | SWLG011-01 | ExAnte2020 | IOU workpaper | 2019-06-26 | Fixture | 1 |  | None | 0 | 0 | 0 | 25.9 | 0.00447 | -0.214 | [6 empty] | DEER:Indoor_Non-CFL_Ltg | Annual
Any | SWLG011A | ECC | Ex | CZ09 | cWtd | SWLG011-01 | ExAnte2020 | IOU workpaper | 2019-06-26 | Fixture | 1 |  | None | 0 | 0 | 0 | 25.4 | 0.00468 | -0.242 | [6 empty] | DEER:Indoor_Non-CFL_Ltg | Annual
Any | SWLG011A | ECC | Ex | CZ10 | cWtd | SWLG011-01 | ExAnte2020 | IOU workpaper | 2019-06-26 | Fixture | 1 |  | None | 0 | 0 | 0 | 25.4 | 0.00461 | -0.235 | [6 empty] | DEER:Indoor_Non-CFL_Ltg | Annual
Any | SWLG011A | ECC | Ex | CZ11 | cWtd | SWLG011-01 | ExAnte2020 | IOU workpaper | 2019-06-26 | Fixture | 1 |  | None | 0 | 0 | 0 | 25.4 | 0.00465 | -0.338 | [6 empty] | DEER:Indoor_Non-CFL_Ltg | Annual
Any | SWLG011A | ECC | Ex | CZ12 | cWtd | SWLG011-01 | ExAnte2020 | IOU workpaper | 2019-06-26 | Fixture | 1 |  | None | 0 | 0 | 0 | 25.4 | 0.00461 | -0.36 | [6 empty] | DEER:Indoor_Non-CFL_Ltg | Annual
Any | SWLG011A | ECC | Ex | CZ13 | cWtd | SWLG011-01 | ExAnte2020 | IOU workpaper | 2019-06-26 | Fixture | 1 |  | None | 0 | 0 | 0 | 25.7 | 0.00461 | -0.309 | [6 empty] | DEER:Indoor_Non-CFL_Ltg | Annual
Any | SWLG011A | ECC | Ex | CZ14 | cWtd | SWLG011-01 | ExAnte2020 | IOU workpaper | 2019-06-26 | Fixture | 1 |  | None | 0 | 0 | 0 | 25.7 | 0.00461 | -0.317 | [6 empty] | DEER:Indoor_Non-CFL_Ltg | Annual
Any | SWLG011A | ECC | Ex | CZ15 | cWtd | SWLG011-01 | ExAnte2020 | IOU workpaper | 2019-06-26 | Fixture | 1 |  | None | 0 | 0 | 0 | 26.9 | 0.00461 | -0.108 | [6 empty] | DEER:Indoor_Non-CFL_Ltg | Annual
Any | SWLG011A | ECC | Ex | CZ16 | cWtd | SWLG011-01 | ExAnte2020 | IOU workpaper | 2019-06-26 | Fixture | 1 |  | None | 0 | 0 | 0 | 24.2 | 0.00454 | -0.487 | [6 empty] | DEER:Indoor_Non-CFL_Ltg | Annual
Any | SWLG011A | EPr | Ex | CZ01 | cWtd | SWLG011-01 | ExAnte2020 | IOU workpaper | 2019-06-26 | Fixture | 1 |  | None | 0 | 0 | 0 | 19.8 | 0.0048 | -0.526 | [6 empty] | DEER:Indoor_Non-CFL_Ltg | Annual
Any | SWLG011A | EPr | Ex | CZ02 | cWtd | SWLG011-01 | ExAnte2020 | IOU workpaper | 2019-06-26 | Fixture | 1 |  | None | 0 | 0 | 0 | 20.8 | 0.00706 | -0.381 | [6 empty] | DEER:Indoor_Non-CFL_Ltg | Annual
Any | SWLG011A | EPr | Ex | CZ03 | cWtd | SWLG011-01 | ExAnte2020 | IOU workpaper | 2019-06-26 | Fixture | 1 |  | None | 0 | 0 | 0 | 20.6 | 0.00471 | -0.413 | [6 empty] | DEER:Indoor_Non-CFL_Ltg | Annual
Any | SWLG011A | EPr | Ex | CZ04 | cWtd | SWLG011-01 | ExAnte2020 | IOU workpaper | 2019-06-26 | Fixture | 1 |  | None | 0 | 0 | 0 | 21 | 0.00541 | -0.343 | [6 empty] | DEER:Indoor_Non-CFL_Ltg | Annual
Any | SWLG011A | EPr | Ex | CZ05 | cWtd | SWLG011-01 | ExAnte2020 | IOU workpaper | 2019-06-26 | Fixture | 1 |  | None | 0 | 0 | 0 | 20.6 | 0.00522 | -0.413 | [6 empty] | DEER:Indoor_Non-CFL_Ltg | Annual
Any | SWLG011A | EPr | Ex | CZ06 | cWtd | SWLG011-01 | ExAnte2020 | IOU workpaper | 2019-06-26 | Fixture | 1 |  | None | 0 | 0 | 0 | 21.7 | 0.0056 | -0.24 | [6 empty] | DEER:Indoor_Non-CFL_Ltg | Annual
Any | SWLG011A | EPr | Ex | CZ07 | cWtd | SWLG011-01 | ExAnte2020 | IOU workpaper | 2019-06-26 | Fixture | 1 |  | None | 0 | 0 | 0 | 21.5 | 0.00565 | -0.257 | [6 empty] | DEER:Indoor_Non-CFL_Ltg | Annual
Any | SWLG011A | EPr | Ex | CZ08 | cWtd | SWLG011-01 | ExAnte2020 | IOU workpaper | 2019-06-26 | Fixture | 1 |  | None | 0 | 0 | 0 | 21.9 | 0.00555 | -0.215 | [6 empty] | DEER:Indoor_Non-CFL_Ltg | Annual
Any | SWLG011A | EPr | Ex | CZ09 | cWtd | SWLG011-01 | ExAnte2020 | IOU workpaper | 2019-06-26 | Fixture | 1 |  | None | 0 | 0 | 0 | 21.9 | 0.00569 | -0.238 | [6 empty] | DEER:Indoor_Non-CFL_Ltg | Annual
Any | SWLG011A | EPr | Ex | CZ10 | cWtd | SWLG011-01 | ExAnte2020 | IOU workpaper | 2019-06-26 | Fixture | 1 |  | None | 0 | 0 | 0 | 22.3 | 0.00565 | -0.219 | [6 empty] | DEER:Indoor_Non-CFL_Ltg | Annual
Any | SWLG011A | EPr | Ex | CZ11 | cWtd | SWLG011-01 | ExAnte2020 | IOU workpaper | 2019-06-26 | Fixture | 1 |  | None | 0 | 0 | 0 | 21.7 | 0.00645 | -0.324 | [6 empty] | DEER:Indoor_Non-CFL_Ltg | Annual
Any | SWLG011A | EPr | Ex | CZ12 | cWtd | SWLG011-01 | ExAnte2020 | IOU workpaper | 2019-06-26 | Fixture | 1 |  | None | 0 | 0 | 0 | 21.3 | 0.00734 | -0.333 | [6 empty] | DEER:Indoor_Non-CFL_Ltg | Annual
Any | SWLG011A | EPr | Ex | CZ13 | cWtd | SWLG011-01 | ExAnte2020 | IOU workpaper | 2019-06-26 | Fixture | 1 |  | None | 0 | 0 | 0 | 21.7 | 0.00607 | -0.311 | [6 empty] | DEER:Indoor_Non-CFL_Ltg | Annual
Any | SWLG011A | EPr | Ex | CZ14 | cWtd | SWLG011-01 | ExAnte2020 | IOU workpaper | 2019-06-26 | Fixture | 1 |  | None | 0 | 0 | 0 | 21.9 | 0.0056 | -0.286 | [6 empty] | DEER:Indoor_Non-CFL_Ltg | Annual
Any | SWLG011A | EPr | Ex | CZ15 | cWtd | SWLG011-01 | ExAnte2020 | IOU workpaper | 2019-06-26 | Fixture | 1 |  | None | 0 | 0 | 0 | 23.8 | 0.00574 | -0.104 | [6 empty] | DEER:Indoor_Non-CFL_Ltg | Annual
Any | SWLG011A | EPr | Ex | CZ16 | cWtd | SWLG011-01 | ExAnte2020 | IOU workpaper | 2019-06-26 | Fixture | 1 |  | None | 0 | 0 | 0 | 20 | 0.00466 | -0.425 | [6 empty] | DEER:Indoor_Non-CFL_Ltg | Annual
Any | SWLG011A | ERC | Ex | CZ01 | cWtd | SWLG011-01 | ExAnte2020 | IOU workpaper | 2019-06-26 | Fixture | 1 |  | None | 0 | 0 | 0 | 9.72 | 0.00216 | -0.185 | [6 empty] | DEER:Indoor_Non-CFL_Ltg | Annual
Any | SWLG011A | ERC | Ex | CZ02 | cWtd | SWLG011-01 | ExAnte2020 | IOU workpaper | 2019-06-26 | Fixture | 1 |  | None | 0 | 0 | 0 | 10.3 | 0.00262 | -0.13 | [6 empty] | DEER:Indoor_Non-CFL_Ltg | Annual
Any | SWLG011A | ERC | Ex | CZ03 | cWtd | SWLG011-01 | ExAnte2020 | IOU workpaper | 2019-06-26 | Fixture | 1 |  | None | 0 | 0 | 0 | 10.3 | 0.0019 | -0.116 | [6 empty] | DEER:Indoor_Non-CFL_Ltg | Annual
Any | SWLG011A | ERC | Ex | CZ04 | cWtd | SWLG011-01 | ExAnte2020 | IOU workpaper | 2019-06-26 | Fixture | 1 |  | None | 0 | 0 | 0 | 10.5 | 0.00218 | -0.0966 | [6 empty] | DEER:Indoor_Non-CFL_Ltg | Annual
Any | SWLG011A | ERC | Ex | CZ05 | cWtd | SWLG011-01 | ExAnte2020 | IOU workpaper | 2019-06-26 | Fixture | 1 |  | None | 0 | 0 | 0 | 10.4 | 0.00197 | -0.104 | [6 empty] | DEER:Indoor_Non-CFL_Ltg | Annual
Any | SWLG011A | ERC | Ex | CZ06 | cWtd | SWLG011-01 | ExAnte2020 | IOU workpaper | 2019-06-26 | Fixture | 1 |  | None | 0 | 0 | 0 | 11 | 0.00221 | -0.0744 | [6 empty] | DEER:Indoor_Non-CFL_Ltg | Annual
Any | SWLG011A | ERC | Ex | CZ07 | cWtd | SWLG011-01 | ExAnte2020 | IOU workpaper | 2019-06-26 | Fixture | 1 |  | None | 0 | 0 | 0 | 11 | 0.00216 | -0.0606 | [6 empty] | DEER:Indoor_Non-CFL_Ltg | Annual
Any | SWLG011A | ERC | Ex | CZ08 | cWtd | SWLG011-01 | ExAnte2020 | IOU workpaper | 2019-06-26 | Fixture | 1 |  | None | 0 | 0 | 0 | 11.2 | 0.00225 | -0.0558 | [6 empty] | DEER:Indoor_Non-CFL_Ltg | Annual
Any | SWLG011A | ERC | Ex | CZ09 | cWtd | SWLG011-01 | ExAnte2020 | IOU workpaper | 2019-06-26 | Fixture | 1 |  | None | 0 | 0 | 0 | 11.1 | 0.0024 | -0.0707 | [6 empty] | DEER:Indoor_Non-CFL_Ltg | Annual
Any | SWLG011A | ERC | Ex | CZ10 | cWtd | SWLG011-01 | ExAnte2020 | IOU workpaper | 2019-06-26 | Fixture | 1 |  | None | 0 | 0 | 0 | 11.2 | 0.00244 | -0.0763 | [6 empty] | DEER:Indoor_Non-CFL_Ltg | Annual
Any | SWLG011A | ERC | Ex | CZ11 | cWtd | SWLG011-01 | ExAnte2020 | IOU workpaper | 2019-06-26 | Fixture | 1 |  | None | 0 | 0 | 0 | 10.6 | 0.00256 | -0.111 | [6 empty] | DEER:Indoor_Non-CFL_Ltg | Annual
Any | SWLG011A | ERC | Ex | CZ12 | cWtd | SWLG011-01 | ExAnte2020 | IOU workpaper | 2019-06-26 | Fixture | 1 |  | None | 0 | 0 | 0 | 10.5 | 0.00255 | -0.114 | [6 empty] | DEER:Indoor_Non-CFL_Ltg | Annual
Any | SWLG011A | ERC | Ex | CZ13 | cWtd | SWLG011-01 | ExAnte2020 | IOU workpaper | 2019-06-26 | Fixture | 1 |  | None | 0 | 0 | 0 | 10.7 | 0.00246 | -0.102 | [6 empty] | DEER:Indoor_Non-CFL_Ltg | Annual
Any | SWLG011A | ERC | Ex | CZ14 | cWtd | SWLG011-01 | ExAnte2020 | IOU workpaper | 2019-06-26 | Fixture | 1 |  | None | 0 | 0 | 0 | 10.9 | 0.00248 | -0.108 | [6 empty] | DEER:Indoor_Non-CFL_Ltg | Annual
Any | SWLG011A | ERC | Ex | CZ15 | cWtd | SWLG011-01 | ExAnte2020 | IOU workpaper | 2019-06-26 | Fixture | 1 |  | None | 0 | 0 | 0 | 11.9 | 0.00256 | -0.029 | [6 empty] | DEER:Indoor_Non-CFL_Ltg | Annual
Any | SWLG011A | ERC | Ex | CZ16 | cWtd | SWLG011-01 | ExAnte2020 | IOU workpaper | 2019-06-26 | Fixture | 1 |  | None | 0 | 0 | 0 | 9.92 | 0.00228 | -0.158 | [6 empty] | DEER:Indoor_Non-CFL_Ltg | Annual
Any | SWLG011A | ESe | Ex | CZ01 | cWtd | SWLG011-01 | ExAnte2020 | IOU workpaper | 2019-06-26 | Fixture | 1 |  | None | 0 | 0 | 0 | 20 | 0.00481 | -0.488 | [6 empty] | DEER:Indoor_Non-CFL_Ltg | Annual
Any | SWLG011A | ESe | Ex | CZ02 | cWtd | SWLG011-01 | ExAnte2020 | IOU workpaper | 2019-06-26 | Fixture | 1 |  | None | 0 | 0 | 0 | 21 | 0.00672 | -0.351 | [6 empty] | DEER:Indoor_Non-CFL_Ltg | Annual
Any | SWLG011A | ESe | Ex | CZ03 | cWtd | SWLG011-01 | ExAnte2020 | IOU workpaper | 2019-06-26 | Fixture | 1 |  | None | 0 | 0 | 0 | 20.6 | 0.005 | -0.379 | [6 empty] | DEER:Indoor_Non-CFL_Ltg | Annual
Any | SWLG011A | ESe | Ex | CZ04 | cWtd | SWLG011-01 | ExAnte2020 | IOU workpaper | 2019-06-26 | Fixture | 1 |  | None | 0 | 0 | 0 | 21.3 | 0.00528 | -0.311 | [6 empty] | DEER:Indoor_Non-CFL_Ltg | Annual
Any | SWLG011A | ESe | Ex | CZ05 | cWtd | SWLG011-01 | ExAnte2020 | IOU workpaper | 2019-06-26 | Fixture | 1 |  | None | 0 | 0 | 0 | 20.6 | 0.00504 | -0.364 | [6 empty] | DEER:Indoor_Non-CFL_Ltg | Annual
Any | SWLG011A | ESe | Ex | CZ06 | cWtd | SWLG011-01 | ExAnte2020 | IOU workpaper | 2019-06-26 | Fixture | 1 |  | None | 0 | 0 | 0 | 21.7 | 0.00551 | -0.236 | [6 empty] | DEER:Indoor_Non-CFL_Ltg | Annual
Any | SWLG011A | ESe | Ex | CZ07 | cWtd | SWLG011-01 | ExAnte2020 | IOU workpaper | 2019-06-26 | Fixture | 1 |  | None | 0 | 0 | 0 | 21.5 | 0.00551 | -0.229 | [6 empty] | DEER:Indoor_Non-CFL_Ltg | Annual
Any | SWLG011A | ESe | Ex | CZ08 | cWtd | SWLG011-01 | ExAnte2020 | IOU workpaper | 2019-06-26 | Fixture | 1 |  | None | 0 | 0 | 0 | 22.1 | 0.00542 | -0.197 | [6 empty] | DEER:Indoor_Non-CFL_Ltg | Annual
Any | SWLG011A | ESe | Ex | CZ09 | cWtd | SWLG011-01 | ExAnte2020 | IOU workpaper | 2019-06-26 | Fixture | 1 |  | None | 0 | 0 | 0 | 22.1 | 0.0056 | -0.221 | [6 empty] | DEER:Indoor_Non-CFL_Ltg | Annual
Any | SWLG011A | ESe | Ex | CZ10 | cWtd | SWLG011-01 | ExAnte2020 | IOU workpaper | 2019-06-26 | Fixture | 1 |  | None | 0 | 0 | 0 | 22.1 | 0.00556 | -0.229 | [6 empty] | DEER:Indoor_Non-CFL_Ltg | Annual
Any | SWLG011A | ESe | Ex | CZ11 | cWtd | SWLG011-01 | ExAnte2020 | IOU workpaper | 2019-06-26 | Fixture | 1 |  | None | 0 | 0 | 0 | 21.7 | 0.00612 | -0.309 | [6 empty] | DEER:Indoor_Non-CFL_Ltg | Annual
Any | SWLG011A | ESe | Ex | CZ12 | cWtd | SWLG011-01 | ExAnte2020 | IOU workpaper | 2019-06-26 | Fixture | 1 |  | None | 0 | 0 | 0 | 21.5 | 0.00686 | -0.318 | [6 empty] | DEER:Indoor_Non-CFL_Ltg | Annual
Any | SWLG011A | ESe | Ex | CZ13 | cWtd | SWLG011-01 | ExAnte2020 | IOU workpaper | 2019-06-26 | Fixture | 1 |  | None | 0 | 0 | 0 | 21.9 | 0.00588 | -0.286 | [6 empty] | DEER:Indoor_Non-CFL_Ltg | Annual
Any | SWLG011A | ESe | Ex | CZ14 | cWtd | SWLG011-01 | ExAnte2020 | IOU workpaper | 2019-06-26 | Fixture | 1 |  | None | 0 | 0 | 0 | 21.9 | 0.00546 | -0.282 | [6 empty] | DEER:Indoor_Non-CFL_Ltg | Annual
Any | SWLG011A | ESe | Ex | CZ15 | cWtd | SWLG011-01 | ExAnte2020 | IOU workpaper | 2019-06-26 | Fixture | 1 |  | None | 0 | 0 | 0 | 23.8 | 0.00626 | -0.108 | [6 empty] | DEER:Indoor_Non-CFL_Ltg | Annual
Any | SWLG011A | ESe | Ex | CZ16 | cWtd | SWLG011-01 | ExAnte2020 | IOU workpaper | 2019-06-26 | Fixture | 1 |  | None | 0 | 0 | 0 | 20.2 | 0.00658 | -0.391 | [6 empty] | DEER:Indoor_Non-CFL_Ltg | Annual
Any | SWLG011A | EUn | Ex | CZ01 | cWtd | SWLG011-01 | ExAnte2020 | IOU workpaper | 2019-06-26 | Fixture | 1 |  | None | 0 | 0 | 0 | 22.2 | 0.0063 | -0.667 | [6 empty] | DEER:Indoor_Non-CFL_Ltg | Annual
Any | SWLG011A | EUn | Ex | CZ02 | cWtd | SWLG011-01 | ExAnte2020 | IOU workpaper | 2019-06-26 | Fixture | 1 |  | None | 0 | 0 | 0 | 23.5 | 0.00699 | -0.441 | [6 empty] | DEER:Indoor_Non-CFL_Ltg | Annual
Any | SWLG011A | EUn | Ex | CZ03 | cWtd | SWLG011-01 | ExAnte2020 | IOU workpaper | 2019-06-26 | Fixture | 1 |  | None | 0 | 0 | 0 | 23.1 | 0.00699 | -0.506 | [6 empty] | DEER:Indoor_Non-CFL_Ltg | Annual
Any | SWLG011A | EUn | Ex | CZ04 | cWtd | SWLG011-01 | ExAnte2020 | IOU workpaper | 2019-06-26 | Fixture | 1 |  | None | 0 | 0 | 0 | 23.7 | 0.00699 | -0.391 | [6 empty] | DEER:Indoor_Non-CFL_Ltg | Annual
Any | SWLG011A | EUn | Ex | CZ05 | cWtd | SWLG011-01 | ExAnte2020 | IOU workpaper | 2019-06-26 | Fixture | 1 |  | None | 0 | 0 | 0 | 23.1 | 0.00671 | -0.497 | [6 empty] | DEER:Indoor_Non-CFL_Ltg | Annual
Any | SWLG011A | EUn | Ex | CZ06 | cWtd | SWLG011-01 | ExAnte2020 | IOU workpaper | 2019-06-26 | Fixture | 1 |  | None | 0 | 0 | 0 | 24.4 | 0.00711 | -0.312 | [6 empty] | DEER:Indoor_Non-CFL_Ltg | Annual
Any | SWLG011A | EUn | Ex | CZ07 | cWtd | SWLG011-01 | ExAnte2020 | IOU workpaper | 2019-06-26 | Fixture | 1 |  | None | 0 | 0 | 0 | 24.2 | 0.00723 | -0.317 | [6 empty] | DEER:Indoor_Non-CFL_Ltg | Annual
Any | SWLG011A | EUn | Ex | CZ08 | cWtd | SWLG011-01 | ExAnte2020 | IOU workpaper | 2019-06-26 | Fixture | 1 |  | None | 0 | 0 | 0 | 24.4 | 0.00711 | -0.269 | [6 empty] | DEER:Indoor_Non-CFL_Ltg | Annual
Any | SWLG011A | EUn | Ex | CZ09 | cWtd | SWLG011-01 | ExAnte2020 | IOU workpaper | 2019-06-26 | Fixture | 1 |  | None | 0 | 0 | 0 | 24.4 | 0.0074 | -0.283 | [6 empty] | DEER:Indoor_Non-CFL_Ltg | Annual
Any | SWLG011A | EUn | Ex | CZ10 | cWtd | SWLG011-01 | ExAnte2020 | IOU workpaper | 2019-06-26 | Fixture | 1 |  | None | 0 | 0 | 0 | 24.4 | 0.00723 | -0.289 | [6 empty] | DEER:Indoor_Non-CFL_Ltg | Annual
Any | SWLG011A | EUn | Ex | CZ11 | cWtd | SWLG011-01 | ExAnte2020 | IOU workpaper | 2019-06-26 | Fixture | 1 |  | None | 0 | 0 | 0 | 24 | 0.00711 | -0.35 | [6 empty] | DEER:Indoor_Non-CFL_Ltg | Annual
Any | SWLG011A | EUn | Ex | CZ12 | cWtd | SWLG011-01 | ExAnte2020 | IOU workpaper | 2019-06-26 | Fixture | 1 |  | None | 0 | 0 | 0 | 24 | 0.00711 | -0.378 | [6 empty] | DEER:Indoor_Non-CFL_Ltg | Annual
Any | SWLG011A | EUn | Ex | CZ13 | cWtd | SWLG011-01 | ExAnte2020 | IOU workpaper | 2019-06-26 | Fixture | 1 |  | None | 0 | 0 | 0 | 24.2 | 0.00717 | -0.33 | [6 empty] | DEER:Indoor_Non-CFL_Ltg | Annual
Any | SWLG011A | EUn | Ex | CZ14 | cWtd | SWLG011-01 | ExAnte2020 | IOU workpaper | 2019-06-26 | Fixture | 1 |  | None | 0 | 0 | 0 | 24.2 | 0.00786 | -0.355 | [6 empty] | DEER:Indoor_Non-CFL_Ltg | Annual
Any | SWLG011A | EUn | Ex | CZ15 | cWtd | SWLG011-01 | ExAnte2020 | IOU workpaper | 2019-06-26 | Fixture | 1 |  | None | 0 | 0 | 0 | 25.8 | 0.00734 | -0.139 | [6 empty] | DEER:Indoor_Non-CFL_Ltg | Annual
Any | SWLG011A | EUn | Ex | CZ16 | cWtd | SWLG011-01 | ExAnte2020 | IOU workpaper | 2019-06-26 | Fixture | 1 |  | None | 0 | 0 | 0 | 22.8 | 0.00688 | -0.52 | [6 empty] | DEER:Indoor_Non-CFL_Ltg | Annual
Any | SWLG011A | Gro | Ex | CZ01 | cWtd | SWLG011-01 | ExAnte2020 | IOU workpaper | 2019-06-26 | Fixture | 1 |  | None | 0 | 0 | 0 | 49 | 0.00815 | -0.845 | [6 empty] | DEER:Indoor_Non-CFL_Ltg | Annual
Any | SWLG011A | Gro | Ex | CZ02 | cWtd | SWLG011-01 | ExAnte2020 | IOU workpaper | 2019-06-26 | Fixture | 1 |  | None | 0 | 0 | 0 | 51 | 0.00966 | -0.65 | [6 empty] | DEER:Indoor_Non-CFL_Ltg | Annual
Any | SWLG011A | Gro | Ex | CZ03 | cWtd | SWLG011-01 | ExAnte2020 | IOU workpaper | 2019-06-26 | Fixture | 1 |  | None | 0 | 0 | 0 | 50 | 0.00902 | -0.735 | [6 empty] | DEER:Indoor_Non-CFL_Ltg | Annual
Any | SWLG011A | Gro | Ex | CZ04 | cWtd | SWLG011-01 | ExAnte2020 | IOU workpaper | 2019-06-26 | Fixture | 1 |  | None | 0 | 0 | 0 | 51 | 0.00934 | -0.63 | [6 empty] | DEER:Indoor_Non-CFL_Ltg | Annual
Any | SWLG011A | Gro | Ex | CZ05 | cWtd | SWLG011-01 | ExAnte2020 | IOU workpaper | 2019-06-26 | Fixture | 1 |  | None | 0 | 0 | 0 | 49.5 | 0.00887 | -0.75 | [6 empty] | DEER:Indoor_Non-CFL_Ltg | Annual
Any | SWLG011A | Gro | Ex | CZ06 | cWtd | SWLG011-01 | ExAnte2020 | IOU workpaper | 2019-06-26 | Fixture | 1 |  | None | 0 | 0 | 0 | 50 | 0.00926 | -0.675 | [6 empty] | DEER:Indoor_Non-CFL_Ltg | Annual
Any | SWLG011A | Gro | Ex | CZ07 | cWtd | SWLG011-01 | ExAnte2020 | IOU workpaper | 2019-06-26 | Fixture | 1 |  | None | 0 | 0 | 0 | 50 | 0.00902 | -0.68 | [6 empty] | DEER:Indoor_Non-CFL_Ltg | Annual
Any | SWLG011A | Gro | Ex | CZ08 | cWtd | SWLG011-01 | ExAnte2020 | IOU workpaper | 2019-06-26 | Fixture | 1 |  | None | 0 | 0 | 0 | 51 | 0.00926 | -0.605 | [6 empty] | DEER:Indoor_Non-CFL_Ltg | Annual
Any | SWLG011A | Gro | Ex | CZ09 | cWtd | SWLG011-01 | ExAnte2020 | IOU workpaper | 2019-06-26 | Fixture | 1 |  | None | 0 | 0 | 0 | 51 | 0.0095 | -0.6 | [6 empty] | DEER:Indoor_Non-CFL_Ltg | Annual
Any | SWLG011A | Gro | Ex | CZ10 | cWtd | SWLG011-01 | ExAnte2020 | IOU workpaper | 2019-06-26 | Fixture | 1 |  | None | 0 | 0 | 0 | 51.5 | 0.00958 | -0.605 | [6 empty] | DEER:Indoor_Non-CFL_Ltg | Annual
Any | SWLG011A | Gro | Ex | CZ11 | cWtd | SWLG011-01 | ExAnte2020 | IOU workpaper | 2019-06-26 | Fixture | 1 |  | None | 0 | 0 | 0 | 52.5 | 0.0099 | -0.535 | [6 empty] | DEER:Indoor_Non-CFL_Ltg | Annual
Any | SWLG011A | Gro | Ex | CZ12 | cWtd | SWLG011-01 | ExAnte2020 | IOU workpaper | 2019-06-26 | Fixture | 1 |  | None | 0 | 0 | 0 | 51.5 | 0.00982 | -0.58 | [6 empty] | DEER:Indoor_Non-CFL_Ltg | Annual
Any | SWLG011A | Gro | Ex | CZ13 | cWtd | SWLG011-01 | ExAnte2020 | IOU workpaper | 2019-06-26 | Fixture | 1 |  | None | 0 | 0 | 0 | 52.5 | 0.00958 | -0.505 | [6 empty] | DEER:Indoor_Non-CFL_Ltg | Annual
Any | SWLG011A | Gro | Ex | CZ14 | cWtd | SWLG011-01 | ExAnte2020 | IOU workpaper | 2019-06-26 | Fixture | 1 |  | None | 0 | 0 | 0 | 52 | 0.00966 | -0.62 | [6 empty] | DEER:Indoor_Non-CFL_Ltg | Annual
Any | SWLG011A | Gro | Ex | CZ15 | cWtd | SWLG011-01 | ExAnte2020 | IOU workpaper | 2019-06-26 | Fixture | 1 |  | None | 0 | 0 | 0 | 55 | 0.00982 | -0.35 | [6 empty] | DEER:Indoor_Non-CFL_Ltg | Annual
Any | SWLG011A | Gro | Ex | CZ16 | cWtd | SWLG011-01 | ExAnte2020 | IOU workpaper | 2019-06-26 | Fixture | 1 |  | None | 0 | 0 | 0 | 48.5 | 0.00934 | -0.81 | [6 empty] | DEER:Indoor_Non-CFL_Ltg | Annual
Any | SWLG011A | Hsp | Ex | CZ01 | cWtd | SWLG011-01 | ExAnte2020 | IOU workpaper | 2019-06-26 | Fixture | 1 |  | None | 0 | 0 | 0 | 52.4 | 0.00763 | -1.51 | [6 empty] | DEER:Indoor_Non-CFL_Ltg | Annual
Any | SWLG011A | Hsp | Ex | CZ02 | cWtd | SWLG011-01 | ExAnte2020 | IOU workpaper | 2019-06-26 | Fixture | 1 |  | None | 0 | 0 | 0 | 56.4 | 0.00892 | -0.963 | [6 empty] | DEER:Indoor_Non-CFL_Ltg | Annual
Any | SWLG011A | Hsp | Ex | CZ03 | cWtd | SWLG011-01 | ExAnte2020 | IOU workpaper | 2019-06-26 | Fixture | 1 |  | None | 0 | 0 | 0 | 55.3 | 0.00864 | -0.912 | [6 empty] | DEER:Indoor_Non-CFL_Ltg | Annual
Any | SWLG011A | Hsp | Ex | CZ04 | cWtd | SWLG011-01 | ExAnte2020 | IOU workpaper | 2019-06-26 | Fixture | 1 |  | None | 0 | 0 | 0 | 57.6 | 0.00871 | -0.786 | [6 empty] | DEER:Indoor_Non-CFL_Ltg | Annual
Any | SWLG011A | Hsp | Ex | CZ05 | cWtd | SWLG011-01 | ExAnte2020 | IOU workpaper | 2019-06-26 | Fixture | 1 |  | None | 0 | 0 | 0 | 55.3 | 0.0082 | -0.969 | [6 empty] | DEER:Indoor_Non-CFL_Ltg | Annual
Any | SWLG011A | Hsp | Ex | CZ06 | cWtd | SWLG011-01 | ExAnte2020 | IOU workpaper | 2019-06-26 | Fixture | 1 |  | None | 0 | 0 | 0 | 59.3 | 0.00928 | -0.508 | [6 empty] | DEER:Indoor_Non-CFL_Ltg | Annual
Any | SWLG011A | Hsp | Ex | CZ07 | cWtd | SWLG011-01 | ExAnte2020 | IOU workpaper | 2019-06-26 | Fixture | 1 |  | None | 0 | 0 | 0 | 59.8 | 0.00878 | -0.36 | [6 empty] | DEER:Indoor_Non-CFL_Ltg | Annual
Any | SWLG011A | Hsp | Ex | CZ08 | cWtd | SWLG011-01 | ExAnte2020 | IOU workpaper | 2019-06-26 | Fixture | 1 |  | None | 0 | 0 | 0 | 59.8 | 0.00885 | -0.432 | [6 empty] | DEER:Indoor_Non-CFL_Ltg | Annual
Any | SWLG011A | Hsp | Ex | CZ09 | cWtd | SWLG011-01 | ExAnte2020 | IOU workpaper | 2019-06-26 | Fixture | 1 |  | None | 0 | 0 | 0 | 59.8 | 0.00914 | -0.516 | [6 empty] | DEER:Indoor_Non-CFL_Ltg | Annual
Any | SWLG011A | Hsp | Ex | CZ10 | cWtd | SWLG011-01 | ExAnte2020 | IOU workpaper | 2019-06-26 | Fixture | 1 |  | None | 0 | 0 | 0 | 59.8 | 0.00928 | -0.551 | [6 empty] | DEER:Indoor_Non-CFL_Ltg | Annual
Any | SWLG011A | Hsp | Ex | CZ11 | cWtd | SWLG011-01 | ExAnte2020 | IOU workpaper | 2019-06-26 | Fixture | 1 |  | None | 0 | 0 | 0 | 58.7 | 0.00885 | -0.809 | [6 empty] | DEER:Indoor_Non-CFL_Ltg | Annual
Any | SWLG011A | Hsp | Ex | CZ12 | cWtd | SWLG011-01 | ExAnte2020 | IOU workpaper | 2019-06-26 | Fixture | 1 |  | None | 0 | 0 | 0 | 58.1 | 0.00885 | -0.826 | [6 empty] | DEER:Indoor_Non-CFL_Ltg | Annual
Any | SWLG011A | Hsp | Ex | CZ13 | cWtd | SWLG011-01 | ExAnte2020 | IOU workpaper | 2019-06-26 | Fixture | 1 |  | None | 0 | 0 | 0 | 59.3 | 0.00885 | -0.758 | [6 empty] | DEER:Indoor_Non-CFL_Ltg | Annual
Any | SWLG011A | Hsp | Ex | CZ14 | cWtd | SWLG011-01 | ExAnte2020 | IOU workpaper | 2019-06-26 | Fixture | 1 |  | None | 0 | 0 | 0 | 58.7 | 0.00892 | -0.769 | [6 empty] | DEER:Indoor_Non-CFL_Ltg | Annual
Any | SWLG011A | Hsp | Ex | CZ15 | cWtd | SWLG011-01 | ExAnte2020 | IOU workpaper | 2019-06-26 | Fixture | 1 |  | None | 0 | 0 | 0 | 63.8 | 0.00907 | -0.291 | [6 empty] | DEER:Indoor_Non-CFL_Ltg | Annual
Any | SWLG011A | Hsp | Ex | CZ16 | cWtd | SWLG011-01 | ExAnte2020 | IOU workpaper | 2019-06-26 | Fixture | 1 |  | None | 0 | 0 | 0 | 55.3 | 0.00878 | -1.07 | [6 empty] | DEER:Indoor_Non-CFL_Ltg | Annual
Any | SWLG011A | Htl | Ex | CZ01 | cWtd | SWLG011-01 | ExAnte2020 | IOU workpaper | 2019-06-26 | Fixture | 1 |  | None | 0 | 0 | 0 | 40.9 | 0.00658 | -0.868 | [6 empty] | DEER:Indoor_Non-CFL_Ltg | Annual
Any | SWLG011A | Htl | Ex | CZ02 | cWtd | SWLG011-01 | ExAnte2020 | IOU workpaper | 2019-06-26 | Fixture | 1 |  | None | 0 | 0 | 0 | 45.9 | 0.00749 | -0.626 | [6 empty] | DEER:Indoor_Non-CFL_Ltg | Annual
Any | SWLG011A | Htl | Ex | CZ03 | cWtd | SWLG011-01 | ExAnte2020 | IOU workpaper | 2019-06-26 | Fixture | 1 |  | None | 0 | 0 | 0 | 45.4 | 0.00737 | -0.656 | [6 empty] | DEER:Indoor_Non-CFL_Ltg | Annual
Any | SWLG011A | Htl | Ex | CZ04 | cWtd | SWLG011-01 | ExAnte2020 | IOU workpaper | 2019-06-26 | Fixture | 1 |  | None | 0 | 0 | 0 | 46.9 | 0.00731 | -0.5 | [6 empty] | DEER:Indoor_Non-CFL_Ltg | Annual
Any | SWLG011A | Htl | Ex | CZ05 | cWtd | SWLG011-01 | ExAnte2020 | IOU workpaper | 2019-06-26 | Fixture | 1 |  | None | 0 | 0 | 0 | 44.9 | 0.00707 | -0.676 | [6 empty] | DEER:Indoor_Non-CFL_Ltg | Annual
Any | SWLG011A | Htl | Ex | CZ06 | cWtd | SWLG011-01 | ExAnte2020 | IOU workpaper | 2019-06-26 | Fixture | 1 |  | None | 0 | 0 | 0 | 51 | 0.00768 | -0.355 | [6 empty] | DEER:Indoor_Non-CFL_Ltg | Annual
Any | SWLG011A | Htl | Ex | CZ07 | cWtd | SWLG011-01 | ExAnte2020 | IOU workpaper | 2019-06-26 | Fixture | 1 |  | None | 0 | 0 | 0 | 52 | 0.00762 | -0.316 | [6 empty] | DEER:Indoor_Non-CFL_Ltg | Annual
Any | SWLG011A | Htl | Ex | CZ08 | cWtd | SWLG011-01 | ExAnte2020 | IOU workpaper | 2019-06-26 | Fixture | 1 |  | None | 0 | 0 | 0 | 52.5 | 0.00756 | -0.312 | [6 empty] | DEER:Indoor_Non-CFL_Ltg | Annual
Any | SWLG011A | Htl | Ex | CZ09 | cWtd | SWLG011-01 | ExAnte2020 | IOU workpaper | 2019-06-26 | Fixture | 1 |  | None | 0 | 0 | 0 | 51.5 | 0.00786 | -0.36 | [6 empty] | DEER:Indoor_Non-CFL_Ltg | Annual
Any | SWLG011A | Htl | Ex | CZ10 | cWtd | SWLG011-01 | ExAnte2020 | IOU workpaper | 2019-06-26 | Fixture | 1 |  | None | 0 | 0 | 0 | 51 | 0.00792 | -0.374 | [6 empty] | DEER:Indoor_Non-CFL_Ltg | Annual
Any | SWLG011A | Htl | Ex | CZ11 | cWtd | SWLG011-01 | ExAnte2020 | IOU workpaper | 2019-06-26 | Fixture | 1 |  | None | 0 | 0 | 0 | 47.4 | 0.00749 | -0.616 | [6 empty] | DEER:Indoor_Non-CFL_Ltg | Annual
Any | SWLG011A | Htl | Ex | CZ12 | cWtd | SWLG011-01 | ExAnte2020 | IOU workpaper | 2019-06-26 | Fixture | 1 |  | None | 0 | 0 | 0 | 46.9 | 0.00749 | -0.595 | [6 empty] | DEER:Indoor_Non-CFL_Ltg | Annual
Any | SWLG011A | Htl | Ex | CZ13 | cWtd | SWLG011-01 | ExAnte2020 | IOU workpaper | 2019-06-26 | Fixture | 1 |  | None | 0 | 0 | 0 | 47.4 | 0.00743 | -0.545 | [6 empty] | DEER:Indoor_Non-CFL_Ltg | Annual
Any | SWLG011A | Htl | Ex | CZ14 | cWtd | SWLG011-01 | ExAnte2020 | IOU workpaper | 2019-06-26 | Fixture | 1 |  | None | 0 | 0 | 0 | 48.4 | 0.00762 | -0.423 | [6 empty] | DEER:Indoor_Non-CFL_Ltg | Annual
Any | SWLG011A | Htl | Ex | CZ15 | cWtd | SWLG011-01 | ExAnte2020 | IOU workpaper | 2019-06-26 | Fixture | 1 |  | None | 0 | 0 | 0 | 55.5 | 0.00792 | -0.219 | [6 empty] | DEER:Indoor_Non-CFL_Ltg | Annual
Any | SWLG011A | Htl | Ex | CZ16 | cWtd | SWLG011-01 | ExAnte2020 | IOU workpaper | 2019-06-26 | Fixture | 1 |  | None | 0 | 0 | 0 | 43.9 | 0.00749 | -0.6 | [6 empty] | DEER:Indoor_Non-CFL_Ltg | Annual
Any | SWLG011A | MBT | Ex | CZ01 | cWtd | SWLG011-01 | ExAnte2020 | IOU workpaper | 2019-06-26 | Fixture | 1 |  | None | 0 | 0 | 0 | 24.8 | 0.00278 | -0.241 | [6 empty] | DEER:Indoor_Non-CFL_Ltg | Annual
Any | SWLG011A | MBT | Ex | CZ02 | cWtd | SWLG011-01 | ExAnte2020 | IOU workpaper | 2019-06-26 | Fixture | 1 |  | None | 0 | 0 | 0 | 26.3 | 0.00319 | -0.135 | [6 empty] | DEER:Indoor_Non-CFL_Ltg | Annual
Any | SWLG011A | MBT | Ex | CZ03 | cWtd | SWLG011-01 | ExAnte2020 | IOU workpaper | 2019-06-26 | Fixture | 1 |  | None | 0 | 0 | 0 | 26.3 | 0.00311 | -0.107 | [6 empty] | DEER:Indoor_Non-CFL_Ltg | Annual
Any | SWLG011A | MBT | Ex | CZ04 | cWtd | SWLG011-01 | ExAnte2020 | IOU workpaper | 2019-06-26 | Fixture | 1 |  | None | 0 | 0 | 0 | 26.8 | 0.00319 | -0.0884 | [6 empty] | DEER:Indoor_Non-CFL_Ltg | Annual
Any | SWLG011A | MBT | Ex | CZ05 | cWtd | SWLG011-01 | ExAnte2020 | IOU workpaper | 2019-06-26 | Fixture | 1 |  | None | 0 | 0 | 0 | 26.3 | 0.00317 | -0.113 | [6 empty] | DEER:Indoor_Non-CFL_Ltg | Annual
Any | SWLG011A | MBT | Ex | CZ06 | cWtd | SWLG011-01 | ExAnte2020 | IOU workpaper | 2019-06-26 | Fixture | 1 |  | None | 0 | 0 | 0 | 27.6 | 0.00335 | -0.0613 | [6 empty] | DEER:Indoor_Non-CFL_Ltg | Annual
Any | SWLG011A | MBT | Ex | CZ07 | cWtd | SWLG011-01 | ExAnte2020 | IOU workpaper | 2019-06-26 | Fixture | 1 |  | None | 0 | 0 | 0 | 27.8 | 0.00337 | -0.0414 | [6 empty] | DEER:Indoor_Non-CFL_Ltg | Annual
Any | SWLG011A | MBT | Ex | CZ08 | cWtd | SWLG011-01 | ExAnte2020 | IOU workpaper | 2019-06-26 | Fixture | 1 |  | None | 0 | 0 | 0 | 28.1 | 0.00335 | -0.0511 | [6 empty] | DEER:Indoor_Non-CFL_Ltg | Annual
Any | SWLG011A | MBT | Ex | CZ09 | cWtd | SWLG011-01 | ExAnte2020 | IOU workpaper | 2019-06-26 | Fixture | 1 |  | None | 0 | 0 | 0 | 27.8 | 0.00347 | -0.0626 | [6 empty] | DEER:Indoor_Non-CFL_Ltg | Annual
Any | SWLG011A | MBT | Ex | CZ10 | cWtd | SWLG011-01 | ExAnte2020 | IOU workpaper | 2019-06-26 | Fixture | 1 |  | None | 0 | 0 | 0 | 28.1 | 0.00347 | -0.0503 | [6 empty] | DEER:Indoor_Non-CFL_Ltg | Annual
Any | SWLG011A | MBT | Ex | CZ11 | cWtd | SWLG011-01 | ExAnte2020 | IOU workpaper | 2019-06-26 | Fixture | 1 |  | None | 0 | 0 | 0 | 26.8 | 0.00322 | -0.137 | [6 empty] | DEER:Indoor_Non-CFL_Ltg | Annual
Any | SWLG011A | MBT | Ex | CZ12 | cWtd | SWLG011-01 | ExAnte2020 | IOU workpaper | 2019-06-26 | Fixture | 1 |  | None | 0 | 0 | 0 | 26.6 | 0.00319 | -0.13 | [6 empty] | DEER:Indoor_Non-CFL_Ltg | Annual
Any | SWLG011A | MBT | Ex | CZ13 | cWtd | SWLG011-01 | ExAnte2020 | IOU workpaper | 2019-06-26 | Fixture | 1 |  | None | 0 | 0 | 0 | 26.8 | 0.00317 | -0.118 | [6 empty] | DEER:Indoor_Non-CFL_Ltg | Annual
Any | SWLG011A | MBT | Ex | CZ14 | cWtd | SWLG011-01 | ExAnte2020 | IOU workpaper | 2019-06-26 | Fixture | 1 |  | None | 0 | 0 | 0 | 27.3 | 0.00345 | -0.132 | [6 empty] | DEER:Indoor_Non-CFL_Ltg | Annual
Any | SWLG011A | MBT | Ex | CZ15 | cWtd | SWLG011-01 | ExAnte2020 | IOU workpaper | 2019-06-26 | Fixture | 1 |  | None | 0 | 0 | 0 | 29.4 | 0.00342 | -0.0202 | [6 empty] | DEER:Indoor_Non-CFL_Ltg | Annual
Any | SWLG011A | MBT | Ex | CZ16 | cWtd | SWLG011-01 | ExAnte2020 | IOU workpaper | 2019-06-26 | Fixture | 1 |  | None | 0 | 0 | 0 | 25.8 | 0.00327 | -0.307 | [6 empty] | DEER:Indoor_Non-CFL_Ltg | Annual
Any | SWLG011A | MLI | Ex | CZ01 | cWtd | SWLG011-01 | ExAnte2020 | IOU workpaper | 2019-06-26 | Fixture | 1 |  | None | 0 | 0 | 0 | 23.8 | 0.00304 | -0.444 | [6 empty] | DEER:Indoor_Non-CFL_Ltg | Annual
Any | SWLG011A | MLI | Ex | CZ02 | cWtd | SWLG011-01 | ExAnte2020 | IOU workpaper | 2019-06-26 | Fixture | 1 |  | None | 0 | 0 | 0 | 25.4 | 0.00333 | -0.279 | [6 empty] | DEER:Indoor_Non-CFL_Ltg | Annual
Any | SWLG011A | MLI | Ex | CZ03 | cWtd | SWLG011-01 | ExAnte2020 | IOU workpaper | 2019-06-26 | Fixture | 1 |  | None | 0 | 0 | 0 | 25.1 | 0.00333 | -0.285 | [6 empty] | DEER:Indoor_Non-CFL_Ltg | Annual
Any | SWLG011A | MLI | Ex | CZ04 | cWtd | SWLG011-01 | ExAnte2020 | IOU workpaper | 2019-06-26 | Fixture | 1 |  | None | 0 | 0 | 0 | 25.6 | 0.00333 | -0.228 | [6 empty] | DEER:Indoor_Non-CFL_Ltg | Annual
Any | SWLG011A | MLI | Ex | CZ05 | cWtd | SWLG011-01 | ExAnte2020 | IOU workpaper | 2019-06-26 | Fixture | 1 |  | None | 0 | 0 | 0 | 25.1 | 0.00321 | -0.282 | [6 empty] | DEER:Indoor_Non-CFL_Ltg | Annual
Any | SWLG011A | MLI | Ex | CZ06 | cWtd | SWLG011-01 | ExAnte2020 | IOU workpaper | 2019-06-26 | Fixture | 1 |  | None | 0 | 0 | 0 | 26.7 | 0.00341 | -0.143 | [6 empty] | DEER:Indoor_Non-CFL_Ltg | Annual
Any | SWLG011A | MLI | Ex | CZ07 | cWtd | SWLG011-01 | ExAnte2020 | IOU workpaper | 2019-06-26 | Fixture | 1 |  | None | 0 | 0 | 0 | 26.4 | 0.00344 | -0.122 | [6 empty] | DEER:Indoor_Non-CFL_Ltg | Annual
Any | SWLG011A | MLI | Ex | CZ08 | cWtd | SWLG011-01 | ExAnte2020 | IOU workpaper | 2019-06-26 | Fixture | 1 |  | None | 0 | 0 | 0 | 26.9 | 0.00341 | -0.131 | [6 empty] | DEER:Indoor_Non-CFL_Ltg | Annual
Any | SWLG011A | MLI | Ex | CZ09 | cWtd | SWLG011-01 | ExAnte2020 | IOU workpaper | 2019-06-26 | Fixture | 1 |  | None | 0 | 0 | 0 | 26.7 | 0.00347 | -0.149 | [6 empty] | DEER:Indoor_Non-CFL_Ltg | Annual
Any | SWLG011A | MLI | Ex | CZ10 | cWtd | SWLG011-01 | ExAnte2020 | IOU workpaper | 2019-06-26 | Fixture | 1 |  | None | 0 | 0 | 0 | 26.7 | 0.0035 | -0.149 | [6 empty] | DEER:Indoor_Non-CFL_Ltg | Annual
Any | SWLG011A | MLI | Ex | CZ11 | cWtd | SWLG011-01 | ExAnte2020 | IOU workpaper | 2019-06-26 | Fixture | 1 |  | None | 0 | 0 | 0 | 25.9 | 0.00344 | -0.24 | [6 empty] | DEER:Indoor_Non-CFL_Ltg | Annual
Any | SWLG011A | MLI | Ex | CZ12 | cWtd | SWLG011-01 | ExAnte2020 | IOU workpaper | 2019-06-26 | Fixture | 1 |  | None | 0 | 0 | 0 | 25.6 | 0.00335 | -0.247 | [6 empty] | DEER:Indoor_Non-CFL_Ltg | Annual
Any | SWLG011A | MLI | Ex | CZ13 | cWtd | SWLG011-01 | ExAnte2020 | IOU workpaper | 2019-06-26 | Fixture | 1 |  | None | 0 | 0 | 0 | 26.2 | 0.0033 | -0.217 | [6 empty] | DEER:Indoor_Non-CFL_Ltg | Annual
Any | SWLG011A | MLI | Ex | CZ14 | cWtd | SWLG011-01 | ExAnte2020 | IOU workpaper | 2019-06-26 | Fixture | 1 |  | None | 0 | 0 | 0 | 26.4 | 0.0035 | -0.232 | [6 empty] | DEER:Indoor_Non-CFL_Ltg | Annual
Any | SWLG011A | MLI | Ex | CZ15 | cWtd | SWLG011-01 | ExAnte2020 | IOU workpaper | 2019-06-26 | Fixture | 1 |  | None | 0 | 0 | 0 | 28.5 | 0.00358 | -0.0628 | [6 empty] | DEER:Indoor_Non-CFL_Ltg | Annual
Any | SWLG011A | MLI | Ex | CZ16 | cWtd | SWLG011-01 | ExAnte2020 | IOU workpaper | 2019-06-26 | Fixture | 1 |  | None | 0 | 0 | 0 | 24.9 | 0.00338 | -0.372 | [6 empty] | DEER:Indoor_Non-CFL_Ltg | Annual
Any | SWLG011A | Mtl | Ex | CZ01 | cWtd | SWLG011-01 | ExAnte2020 | IOU workpaper | 2019-06-26 | Fixture | 1 |  | None | 0 | 0 | 0 | 31 | 0.0051 | -0.539 | [6 empty] | DEER:Indoor_Non-CFL_Ltg | Annual
Any | SWLG011A | Mtl | Ex | CZ02 | cWtd | SWLG011-01 | ExAnte2020 | IOU workpaper | 2019-06-26 | Fixture | 1 |  | None | 0 | 0 | 0 | 34.8 | 0.00547 | -0.369 | [6 empty] | DEER:Indoor_Non-CFL_Ltg | Annual
Any | SWLG011A | Mtl | Ex | CZ03 | cWtd | SWLG011-01 | ExAnte2020 | IOU workpaper | 2019-06-26 | Fixture | 1 |  | None | 0 | 0 | 0 | 34.4 | 0.00542 | -0.361 | [6 empty] | DEER:Indoor_Non-CFL_Ltg | Annual
Any | SWLG011A | Mtl | Ex | CZ04 | cWtd | SWLG011-01 | ExAnte2020 | IOU workpaper | 2019-06-26 | Fixture | 1 |  | None | 0 | 0 | 0 | 36.3 | 0.00542 | -0.299 | [6 empty] | DEER:Indoor_Non-CFL_Ltg | Annual
Any | SWLG011A | Mtl | Ex | CZ05 | cWtd | SWLG011-01 | ExAnte2020 | IOU workpaper | 2019-06-26 | Fixture | 1 |  | None | 0 | 0 | 0 | 34 | 0.00524 | -0.401 | [6 empty] | DEER:Indoor_Non-CFL_Ltg | Annual
Any | SWLG011A | Mtl | Ex | CZ06 | cWtd | SWLG011-01 | ExAnte2020 | IOU workpaper | 2019-06-26 | Fixture | 1 |  | None | 0 | 0 | 0 | 40.1 | 0.00565 | -0.139 | [6 empty] | DEER:Indoor_Non-CFL_Ltg | Annual
Any | SWLG011A | Mtl | Ex | CZ07 | cWtd | SWLG011-01 | ExAnte2020 | IOU workpaper | 2019-06-26 | Fixture | 1 |  | None | 0 | 0 | 0 | 41.3 | 0.00561 | -0.0868 | [6 empty] | DEER:Indoor_Non-CFL_Ltg | Annual
Any | SWLG011A | Mtl | Ex | CZ08 | cWtd | SWLG011-01 | ExAnte2020 | IOU workpaper | 2019-06-26 | Fixture | 1 |  | None | 0 | 0 | 0 | 41.3 | 0.00561 | -0.122 | [6 empty] | DEER:Indoor_Non-CFL_Ltg | Annual
Any | SWLG011A | Mtl | Ex | CZ09 | cWtd | SWLG011-01 | ExAnte2020 | IOU workpaper | 2019-06-26 | Fixture | 1 |  | None | 0 | 0 | 0 | 40.1 | 0.00579 | -0.138 | [6 empty] | DEER:Indoor_Non-CFL_Ltg | Annual
Any | SWLG011A | Mtl | Ex | CZ10 | cWtd | SWLG011-01 | ExAnte2020 | IOU workpaper | 2019-06-26 | Fixture | 1 |  | None | 0 | 0 | 0 | 39.4 | 0.00574 | -0.173 | [6 empty] | DEER:Indoor_Non-CFL_Ltg | Annual
Any | SWLG011A | Mtl | Ex | CZ11 | cWtd | SWLG011-01 | ExAnte2020 | IOU workpaper | 2019-06-26 | Fixture | 1 |  | None | 0 | 0 | 0 | 36.7 | 0.00551 | -0.286 | [6 empty] | DEER:Indoor_Non-CFL_Ltg | Annual
Any | SWLG011A | Mtl | Ex | CZ12 | cWtd | SWLG011-01 | ExAnte2020 | IOU workpaper | 2019-06-26 | Fixture | 1 |  | None | 0 | 0 | 0 | 36.3 | 0.00547 | -0.297 | [6 empty] | DEER:Indoor_Non-CFL_Ltg | Annual
Any | SWLG011A | Mtl | Ex | CZ13 | cWtd | SWLG011-01 | ExAnte2020 | IOU workpaper | 2019-06-26 | Fixture | 1 |  | None | 0 | 0 | 0 | 37.5 | 0.00547 | -0.264 | [6 empty] | DEER:Indoor_Non-CFL_Ltg | Annual
Any | SWLG011A | Mtl | Ex | CZ14 | cWtd | SWLG011-01 | ExAnte2020 | IOU workpaper | 2019-06-26 | Fixture | 1 |  | None | 0 | 0 | 0 | 37.5 | 0.0057 | -0.237 | [6 empty] | DEER:Indoor_Non-CFL_Ltg | Annual
Any | SWLG011A | Mtl | Ex | CZ15 | cWtd | SWLG011-01 | ExAnte2020 | IOU workpaper | 2019-06-26 | Fixture | 1 |  | None | 0 | 0 | 0 | 42.8 | 0.00579 | -0.07 | [6 empty] | DEER:Indoor_Non-CFL_Ltg | Annual
Any | SWLG011A | Mtl | Ex | CZ16 | cWtd | SWLG011-01 | ExAnte2020 | IOU workpaper | 2019-06-26 | Fixture | 1 |  | None | 0 | 0 | 0 | 33.3 | 0.00556 | -0.354 | [6 empty] | DEER:Indoor_Non-CFL_Ltg | Annual
Any | SWLG011A | Nrs | Ex | CZ01 | cWtd | SWLG011-01 | ExAnte2020 | IOU workpaper | 2019-06-26 | Fixture | 1 |  | None | 0 | 0 | 0 | 34 | 0.00682 | -0.676 | [6 empty] | DEER:Indoor_Non-CFL_Ltg | Annual
Any | SWLG011A | Nrs | Ex | CZ02 | cWtd | SWLG011-01 | ExAnte2020 | IOU workpaper | 2019-06-26 | Fixture | 1 |  | None | 0 | 0 | 0 | 36.4 | 0.00744 | -0.459 | [6 empty] | DEER:Indoor_Non-CFL_Ltg | Annual
Any | SWLG011A | Nrs | Ex | CZ03 | cWtd | SWLG011-01 | ExAnte2020 | IOU workpaper | 2019-06-26 | Fixture | 1 |  | None | 0 | 0 | 0 | 36.1 | 0.00732 | -0.438 | [6 empty] | DEER:Indoor_Non-CFL_Ltg | Annual
Any | SWLG011A | Nrs | Ex | CZ04 | cWtd | SWLG011-01 | ExAnte2020 | IOU workpaper | 2019-06-26 | Fixture | 1 |  | None | 0 | 0 | 0 | 37.1 | 0.00744 | -0.361 | [6 empty] | DEER:Indoor_Non-CFL_Ltg | Annual
Any | SWLG011A | Nrs | Ex | CZ05 | cWtd | SWLG011-01 | ExAnte2020 | IOU workpaper | 2019-06-26 | Fixture | 1 |  | None | 0 | 0 | 0 | 36.1 | 0.00707 | -0.452 | [6 empty] | DEER:Indoor_Non-CFL_Ltg | Annual
Any | SWLG011A | Nrs | Ex | CZ06 | cWtd | SWLG011-01 | ExAnte2020 | IOU workpaper | 2019-06-26 | Fixture | 1 |  | None | 0 | 0 | 0 | 38.9 | 0.00782 | -0.237 | [6 empty] | DEER:Indoor_Non-CFL_Ltg | Annual
Any | SWLG011A | Nrs | Ex | CZ07 | cWtd | SWLG011-01 | ExAnte2020 | IOU workpaper | 2019-06-26 | Fixture | 1 |  | None | 0 | 0 | 0 | 38.9 | 0.00788 | -0.203 | [6 empty] | DEER:Indoor_Non-CFL_Ltg | Annual
Any | SWLG011A | Nrs | Ex | CZ08 | cWtd | SWLG011-01 | ExAnte2020 | IOU workpaper | 2019-06-26 | Fixture | 1 |  | None | 0 | 0 | 0 | 39.2 | 0.00794 | -0.216 | [6 empty] | DEER:Indoor_Non-CFL_Ltg | Annual
Any | SWLG011A | Nrs | Ex | CZ09 | cWtd | SWLG011-01 | ExAnte2020 | IOU workpaper | 2019-06-26 | Fixture | 1 |  | None | 0 | 0 | 0 | 39.2 | 0.008 | -0.234 | [6 empty] | DEER:Indoor_Non-CFL_Ltg | Annual
Any | SWLG011A | Nrs | Ex | CZ10 | cWtd | SWLG011-01 | ExAnte2020 | IOU workpaper | 2019-06-26 | Fixture | 1 |  | None | 0 | 0 | 0 | 39.6 | 0.00844 | -0.249 | [6 empty] | DEER:Indoor_Non-CFL_Ltg | Annual
Any | SWLG011A | Nrs | Ex | CZ11 | cWtd | SWLG011-01 | ExAnte2020 | IOU workpaper | 2019-06-26 | Fixture | 1 |  | None | 0 | 0 | 0 | 37.5 | 0.00763 | -0.375 | [6 empty] | DEER:Indoor_Non-CFL_Ltg | Annual
Any | SWLG011A | Nrs | Ex | CZ12 | cWtd | SWLG011-01 | ExAnte2020 | IOU workpaper | 2019-06-26 | Fixture | 1 |  | None | 0 | 0 | 0 | 37.1 | 0.00757 | -0.392 | [6 empty] | DEER:Indoor_Non-CFL_Ltg | Annual
Any | SWLG011A | Nrs | Ex | CZ13 | cWtd | SWLG011-01 | ExAnte2020 | IOU workpaper | 2019-06-26 | Fixture | 1 |  | None | 0 | 0 | 0 | 37.8 | 0.00757 | -0.354 | [6 empty] | DEER:Indoor_Non-CFL_Ltg | Annual
Any | SWLG011A | Nrs | Ex | CZ14 | cWtd | SWLG011-01 | ExAnte2020 | IOU workpaper | 2019-06-26 | Fixture | 1 |  | None | 0 | 0 | 0 | 38.5 | 0.00788 | -0.331 | [6 empty] | DEER:Indoor_Non-CFL_Ltg | Annual
Any | SWLG011A | Nrs | Ex | CZ15 | cWtd | SWLG011-01 | ExAnte2020 | IOU workpaper | 2019-06-26 | Fixture | 1 |  | None | 0 | 0 | 0 | 41.7 | 0.00819 | -0.12 | [6 empty] | DEER:Indoor_Non-CFL_Ltg | Annual
Any | SWLG011A | Nrs | Ex | CZ16 | cWtd | SWLG011-01 | ExAnte2020 | IOU workpaper | 2019-06-26 | Fixture | 1 |  | None | 0 | 0 | 0 | 35.4 | 0.00744 | -0.56 | [6 empty] | DEER:Indoor_Non-CFL_Ltg | Annual
Any | SWLG011A | OfL | Ex | CZ01 | cWtd | SWLG011-01 | ExAnte2020 | IOU workpaper | 2019-06-26 | Fixture | 1 |  | None | 0 | 0 | 0 | 24.5 | 0.00363 | -0.118 | [6 empty] | DEER:Indoor_Non-CFL_Ltg | Annual
Any | SWLG011A | OfL | Ex | CZ02 | cWtd | SWLG011-01 | ExAnte2020 | IOU workpaper | 2019-06-26 | Fixture | 1 |  | None | 0 | 0 | 0 | 25.7 | 0.0038 | -0.0679 | [6 empty] | DEER:Indoor_Non-CFL_Ltg | Annual
Any | SWLG011A | OfL | Ex | CZ03 | cWtd | SWLG011-01 | ExAnte2020 | IOU workpaper | 2019-06-26 | Fixture | 1 |  | None | 0 | 0 | 0 | 25.5 | 0.00374 | -0.0595 | [6 empty] | DEER:Indoor_Non-CFL_Ltg | Annual
Any | SWLG011A | OfL | Ex | CZ04 | cWtd | SWLG011-01 | ExAnte2020 | IOU workpaper | 2019-06-26 | Fixture | 1 |  | None | 0 | 0 | 0 | 25.7 | 0.00389 | -0.0598 | [6 empty] | DEER:Indoor_Non-CFL_Ltg | Annual
Any | SWLG011A | OfL | Ex | CZ05 | cWtd | SWLG011-01 | ExAnte2020 | IOU workpaper | 2019-06-26 | Fixture | 1 |  | None | 0 | 0 | 0 | 25.7 | 0.00367 | -0.0503 | [6 empty] | DEER:Indoor_Non-CFL_Ltg | Annual
Any | SWLG011A | OfL | Ex | CZ06 | cWtd | SWLG011-01 | ExAnte2020 | IOU workpaper | 2019-06-26 | Fixture | 1 |  | None | 0 | 0 | 0 | 27.3 | 0.00383 | -0.0171 | [6 empty] | DEER:Indoor_Non-CFL_Ltg | Annual
Any | SWLG011A | OfL | Ex | CZ07 | cWtd | SWLG011-01 | ExAnte2020 | IOU workpaper | 2019-06-26 | Fixture | 1 |  | None | 0 | 0 | 0 | 27.1 | 0.00377 | -0.00129 | [6 empty] | DEER:Indoor_Non-CFL_Ltg | Annual
Any | SWLG011A | OfL | Ex | CZ08 | cWtd | SWLG011-01 | ExAnte2020 | IOU workpaper | 2019-06-26 | Fixture | 1 |  | None | 0 | 0 | 0 | 27.3 | 0.0038 | -0.0129 | [6 empty] | DEER:Indoor_Non-CFL_Ltg | Annual
Any | SWLG011A | OfL | Ex | CZ09 | cWtd | SWLG011-01 | ExAnte2020 | IOU workpaper | 2019-06-26 | Fixture | 1 |  | None | 0 | 0 | 0 | 27.1 | 0.00401 | -0.025 | [6 empty] | DEER:Indoor_Non-CFL_Ltg | Annual
Any | SWLG011A | OfL | Ex | CZ10 | cWtd | SWLG011-01 | ExAnte2020 | IOU workpaper | 2019-06-26 | Fixture | 1 |  | None | 0 | 0 | 0 | 27.6 | 0.00405 | -0.0145 | [6 empty] | DEER:Indoor_Non-CFL_Ltg | Annual
Any | SWLG011A | OfL | Ex | CZ11 | cWtd | SWLG011-01 | ExAnte2020 | IOU workpaper | 2019-06-26 | Fixture | 1 |  | None | 0 | 0 | 0 | 25.9 | 0.00395 | -0.0741 | [6 empty] | DEER:Indoor_Non-CFL_Ltg | Annual
Any | SWLG011A | OfL | Ex | CZ12 | cWtd | SWLG011-01 | ExAnte2020 | IOU workpaper | 2019-06-26 | Fixture | 1 |  | None | 0 | 0 | 0 | 25.9 | 0.0042 | -0.069 | [6 empty] | DEER:Indoor_Non-CFL_Ltg | Annual
Any | SWLG011A | OfL | Ex | CZ13 | cWtd | SWLG011-01 | ExAnte2020 | IOU workpaper | 2019-06-26 | Fixture | 1 |  | None | 0 | 0 | 0 | 26.2 | 0.00414 | -0.0644 | [6 empty] | DEER:Indoor_Non-CFL_Ltg | Annual
Any | SWLG011A | OfL | Ex | CZ14 | cWtd | SWLG011-01 | ExAnte2020 | IOU workpaper | 2019-06-26 | Fixture | 1 |  | None | 0 | 0 | 0 | 26.9 | 0.00395 | -0.0632 | [6 empty] | DEER:Indoor_Non-CFL_Ltg | Annual
Any | SWLG011A | OfL | Ex | CZ15 | cWtd | SWLG011-01 | ExAnte2020 | IOU workpaper | 2019-06-26 | Fixture | 1 |  | None | 0 | 0 | 0 | 28 | 0.00429 | -0.00364 | [6 empty] | DEER:Indoor_Non-CFL_Ltg | Annual
Any | SWLG011A | OfL | Ex | CZ16 | cWtd | SWLG011-01 | ExAnte2020 | IOU workpaper | 2019-06-26 | Fixture | 1 |  | None | 0 | 0 | 0 | 25.2 | 0.00383 | -0.189 | [6 empty] | DEER:Indoor_Non-CFL_Ltg | Annual
Any | SWLG011A | OfS | Ex | CZ01 | cWtd | SWLG011-01 | ExAnte2020 | IOU workpaper | 2019-06-26 | Fixture | 1 |  | None | 0 | 0 | 0 | 18.1 | 0.00303 | -0.148 | [6 empty] | DEER:Indoor_Non-CFL_Ltg | Annual
Any | SWLG011A | OfS | Ex | CZ02 | cWtd | SWLG011-01 | ExAnte2020 | IOU workpaper | 2019-06-26 | Fixture | 1 |  | None | 0 | 0 | 0 | 19.6 | 0.00331 | -0.0915 | [6 empty] | DEER:Indoor_Non-CFL_Ltg | Annual
Any | SWLG011A | OfS | Ex | CZ03 | cWtd | SWLG011-01 | ExAnte2020 | IOU workpaper | 2019-06-26 | Fixture | 1 |  | None | 0 | 0 | 0 | 19.2 | 0.00317 | -0.0868 | [6 empty] | DEER:Indoor_Non-CFL_Ltg | Annual
Any | SWLG011A | OfS | Ex | CZ04 | cWtd | SWLG011-01 | ExAnte2020 | IOU workpaper | 2019-06-26 | Fixture | 1 |  | None | 0 | 0 | 0 | 19.8 | 0.0032 | -0.0753 | [6 empty] | DEER:Indoor_Non-CFL_Ltg | Annual
Any | SWLG011A | OfS | Ex | CZ05 | cWtd | SWLG011-01 | ExAnte2020 | IOU workpaper | 2019-06-26 | Fixture | 1 |  | None | 0 | 0 | 0 | 19.4 | 0.00309 | -0.0751 | [6 empty] | DEER:Indoor_Non-CFL_Ltg | Annual
Any | SWLG011A | OfS | Ex | CZ06 | cWtd | SWLG011-01 | ExAnte2020 | IOU workpaper | 2019-06-26 | Fixture | 1 |  | None | 0 | 0 | 0 | 20.9 | 0.00328 | -0.0327 | [6 empty] | DEER:Indoor_Non-CFL_Ltg | Annual
Any | SWLG011A | OfS | Ex | CZ07 | cWtd | SWLG011-01 | ExAnte2020 | IOU workpaper | 2019-06-26 | Fixture | 1 |  | None | 0 | 0 | 0 | 20.7 | 0.00317 | -0.0192 | [6 empty] | DEER:Indoor_Non-CFL_Ltg | Annual
Any | SWLG011A | OfS | Ex | CZ08 | cWtd | SWLG011-01 | ExAnte2020 | IOU workpaper | 2019-06-26 | Fixture | 1 |  | None | 0 | 0 | 0 | 21.1 | 0.00328 | -0.0331 | [6 empty] | DEER:Indoor_Non-CFL_Ltg | Annual
Any | SWLG011A | OfS | Ex | CZ09 | cWtd | SWLG011-01 | ExAnte2020 | IOU workpaper | 2019-06-26 | Fixture | 1 |  | None | 0 | 0 | 0 | 20.9 | 0.00339 | -0.0409 | [6 empty] | DEER:Indoor_Non-CFL_Ltg | Annual
Any | SWLG011A | OfS | Ex | CZ10 | cWtd | SWLG011-01 | ExAnte2020 | IOU workpaper | 2019-06-26 | Fixture | 1 |  | None | 0 | 0 | 0 | 20.9 | 0.00339 | -0.0327 | [6 empty] | DEER:Indoor_Non-CFL_Ltg | Annual
Any | SWLG011A | OfS | Ex | CZ11 | cWtd | SWLG011-01 | ExAnte2020 | IOU workpaper | 2019-06-26 | Fixture | 1 |  | None | 0 | 0 | 0 | 19.8 | 0.00353 | -0.0864 | [6 empty] | DEER:Indoor_Non-CFL_Ltg | Annual
Any | SWLG011A | OfS | Ex | CZ12 | cWtd | SWLG011-01 | ExAnte2020 | IOU workpaper | 2019-06-26 | Fixture | 1 |  | None | 0 | 0 | 0 | 19.8 | 0.00339 | -0.0875 | [6 empty] | DEER:Indoor_Non-CFL_Ltg | Annual
Any | SWLG011A | OfS | Ex | CZ13 | cWtd | SWLG011-01 | ExAnte2020 | IOU workpaper | 2019-06-26 | Fixture | 1 |  | None | 0 | 0 | 0 | 20 | 0.00336 | -0.0803 | [6 empty] | DEER:Indoor_Non-CFL_Ltg | Annual
Any | SWLG011A | OfS | Ex | CZ14 | cWtd | SWLG011-01 | ExAnte2020 | IOU workpaper | 2019-06-26 | Fixture | 1 |  | None | 0 | 0 | 0 | 20.4 | 0.00342 | -0.0656 | [6 empty] | DEER:Indoor_Non-CFL_Ltg | Annual
Any | SWLG011A | OfS | Ex | CZ15 | cWtd | SWLG011-01 | ExAnte2020 | IOU workpaper | 2019-06-26 | Fixture | 1 |  | None | 0 | 0 | 0 | 22.1 | 0.00356 | -0.0125 | [6 empty] | DEER:Indoor_Non-CFL_Ltg | Annual
Any | SWLG011A | OfS | Ex | CZ16 | cWtd | SWLG011-01 | ExAnte2020 | IOU workpaper | 2019-06-26 | Fixture | 1 |  | None | 0 | 0 | 0 | 18.6 | 0.00334 | -0.158 | [6 empty] | DEER:Indoor_Non-CFL_Ltg | Annual
Any | SWLG011A | RFF | Ex | CZ01 | cWtd | SWLG011-01 | ExAnte2020 | IOU workpaper | 2019-06-26 | Fixture | 1 |  | None | 0 | 0 | 0 | 28.1 | 0.00487 | -0.569 | [6 empty] | DEER:Indoor_Non-CFL_Ltg | Annual
Any | SWLG011A | RFF | Ex | CZ02 | cWtd | SWLG011-01 | ExAnte2020 | IOU workpaper | 2019-06-26 | Fixture | 1 |  | None | 0 | 0 | 0 | 30.6 | 0.00519 | -0.362 | [6 empty] | DEER:Indoor_Non-CFL_Ltg | Annual
Any | SWLG011A | RFF | Ex | CZ03 | cWtd | SWLG011-01 | ExAnte2020 | IOU workpaper | 2019-06-26 | Fixture | 1 |  | None | 0 | 0 | 0 | 30 | 0.00523 | -0.391 | [6 empty] | DEER:Indoor_Non-CFL_Ltg | Annual
Any | SWLG011A | RFF | Ex | CZ04 | cWtd | SWLG011-01 | ExAnte2020 | IOU workpaper | 2019-06-26 | Fixture | 1 |  | None | 0 | 0 | 0 | 30.9 | 0.00523 | -0.302 | [6 empty] | DEER:Indoor_Non-CFL_Ltg | Annual
Any | SWLG011A | RFF | Ex | CZ05 | cWtd | SWLG011-01 | ExAnte2020 | IOU workpaper | 2019-06-26 | Fixture | 1 |  | None | 0 | 0 | 0 | 30 | 0.00514 | -0.391 | [6 empty] | DEER:Indoor_Non-CFL_Ltg | Annual
Any | SWLG011A | RFF | Ex | CZ06 | cWtd | SWLG011-01 | ExAnte2020 | IOU workpaper | 2019-06-26 | Fixture | 1 |  | None | 0 | 0 | 0 | 33.1 | 0.0055 | -0.252 | [6 empty] | DEER:Indoor_Non-CFL_Ltg | Annual
Any | SWLG011A | RFF | Ex | CZ07 | cWtd | SWLG011-01 | ExAnte2020 | IOU workpaper | 2019-06-26 | Fixture | 1 |  | None | 0 | 0 | 0 | 33.4 | 0.00555 | -0.206 | [6 empty] | DEER:Indoor_Non-CFL_Ltg | Annual
Any | SWLG011A | RFF | Ex | CZ08 | cWtd | SWLG011-01 | ExAnte2020 | IOU workpaper | 2019-06-26 | Fixture | 1 |  | None | 0 | 0 | 0 | 33.4 | 0.00546 | -0.211 | [6 empty] | DEER:Indoor_Non-CFL_Ltg | Annual
Any | SWLG011A | RFF | Ex | CZ09 | cWtd | SWLG011-01 | ExAnte2020 | IOU workpaper | 2019-06-26 | Fixture | 1 |  | None | 0 | 0 | 0 | 33.1 | 0.00555 | -0.25 | [6 empty] | DEER:Indoor_Non-CFL_Ltg | Annual
Any | SWLG011A | RFF | Ex | CZ10 | cWtd | SWLG011-01 | ExAnte2020 | IOU workpaper | 2019-06-26 | Fixture | 1 |  | None | 0 | 0 | 0 | 33.1 | 0.0055 | -0.252 | [6 empty] | DEER:Indoor_Non-CFL_Ltg | Annual
Any | SWLG011A | RFF | Ex | CZ11 | cWtd | SWLG011-01 | ExAnte2020 | IOU workpaper | 2019-06-26 | Fixture | 1 |  | None | 0 | 0 | 0 | 31.2 | 0.00532 | -0.304 | [6 empty] | DEER:Indoor_Non-CFL_Ltg | Annual
Any | SWLG011A | RFF | Ex | CZ12 | cWtd | SWLG011-01 | ExAnte2020 | IOU workpaper | 2019-06-26 | Fixture | 1 |  | None | 0 | 0 | 0 | 30.9 | 0.00537 | -0.311 | [6 empty] | DEER:Indoor_Non-CFL_Ltg | Annual
Any | SWLG011A | RFF | Ex | CZ13 | cWtd | SWLG011-01 | ExAnte2020 | IOU workpaper | 2019-06-26 | Fixture | 1 |  | None | 0 | 0 | 0 | 31.6 | 0.00537 | -0.285 | [6 empty] | DEER:Indoor_Non-CFL_Ltg | Annual
Any | SWLG011A | RFF | Ex | CZ14 | cWtd | SWLG011-01 | ExAnte2020 | IOU workpaper | 2019-06-26 | Fixture | 1 |  | None | 0 | 0 | 0 | 32.5 | 0.00555 | -0.35 | [6 empty] | DEER:Indoor_Non-CFL_Ltg | Annual
Any | SWLG011A | RFF | Ex | CZ15 | cWtd | SWLG011-01 | ExAnte2020 | IOU workpaper | 2019-06-26 | Fixture | 1 |  | None | 0 | 0 | 0 | 35 | 0.00564 | -0.116 | [6 empty] | DEER:Indoor_Non-CFL_Ltg | Annual
Any | SWLG011A | RFF | Ex | CZ16 | cWtd | SWLG011-01 | ExAnte2020 | IOU workpaper | 2019-06-26 | Fixture | 1 |  | None | 0 | 0 | 0 | 30.9 | 0.00537 | -0.484 | [6 empty] | DEER:Indoor_Non-CFL_Ltg | Annual
Any | SWLG011A | RSD | Ex | CZ01 | cWtd | SWLG011-01 | ExAnte2020 | IOU workpaper | 2019-06-26 | Fixture | 1 |  | None | 0 | 0 | 0 | 32.2 | 0.00701 | -0.585 | [6 empty] | DEER:Indoor_Non-CFL_Ltg | Annual
Any | SWLG011A | RSD | Ex | CZ02 | cWtd | SWLG011-01 | ExAnte2020 | IOU workpaper | 2019-06-26 | Fixture | 1 |  | None | 0 | 0 | 0 | 35.4 | 0.00707 | -0.301 | [6 empty] | DEER:Indoor_Non-CFL_Ltg | Annual
Any | SWLG011A | RSD | Ex | CZ03 | cWtd | SWLG011-01 | ExAnte2020 | IOU workpaper | 2019-06-26 | Fixture | 1 |  | None | 0 | 0 | 0 | 35.4 | 0.00707 | -0.294 | [6 empty] | DEER:Indoor_Non-CFL_Ltg | Annual
Any | SWLG011A | RSD | Ex | CZ04 | cWtd | SWLG011-01 | ExAnte2020 | IOU workpaper | 2019-06-26 | Fixture | 1 |  | None | 0 | 0 | 0 | 36.1 | 0.00707 | -0.223 | [6 empty] | DEER:Indoor_Non-CFL_Ltg | Annual
Any | SWLG011A | RSD | Ex | CZ05 | cWtd | SWLG011-01 | ExAnte2020 | IOU workpaper | 2019-06-26 | Fixture | 1 |  | None | 0 | 0 | 0 | 35.4 | 0.00701 | -0.274 | [6 empty] | DEER:Indoor_Non-CFL_Ltg | Annual
Any | SWLG011A | RSD | Ex | CZ06 | cWtd | SWLG011-01 | ExAnte2020 | IOU workpaper | 2019-06-26 | Fixture | 1 |  | None | 0 | 0 | 0 | 38.9 | 0.00744 | -0.116 | [6 empty] | DEER:Indoor_Non-CFL_Ltg | Annual
Any | SWLG011A | RSD | Ex | CZ07 | cWtd | SWLG011-01 | ExAnte2020 | IOU workpaper | 2019-06-26 | Fixture | 1 |  | None | 0 | 0 | 0 | 39.6 | 0.0075 | -0.0557 | [6 empty] | DEER:Indoor_Non-CFL_Ltg | Annual
Any | SWLG011A | RSD | Ex | CZ08 | cWtd | SWLG011-01 | ExAnte2020 | IOU workpaper | 2019-06-26 | Fixture | 1 |  | None | 0 | 0 | 0 | 38.9 | 0.00738 | -0.102 | [6 empty] | DEER:Indoor_Non-CFL_Ltg | Annual
Any | SWLG011A | RSD | Ex | CZ09 | cWtd | SWLG011-01 | ExAnte2020 | IOU workpaper | 2019-06-26 | Fixture | 1 |  | None | 0 | 0 | 0 | 38.2 | 0.00756 | -0.135 | [6 empty] | DEER:Indoor_Non-CFL_Ltg | Annual
Any | SWLG011A | RSD | Ex | CZ10 | cWtd | SWLG011-01 | ExAnte2020 | IOU workpaper | 2019-06-26 | Fixture | 1 |  | None | 0 | 0 | 0 | 38.2 | 0.0075 | -0.172 | [6 empty] | DEER:Indoor_Non-CFL_Ltg | Annual
Any | SWLG011A | RSD | Ex | CZ11 | cWtd | SWLG011-01 | ExAnte2020 | IOU workpaper | 2019-06-26 | Fixture | 1 |  | None | 0 | 0 | 0 | 35.7 | 0.00726 | -0.281 | [6 empty] | DEER:Indoor_Non-CFL_Ltg | Annual
Any | SWLG011A | RSD | Ex | CZ12 | cWtd | SWLG011-01 | ExAnte2020 | IOU workpaper | 2019-06-26 | Fixture | 1 |  | None | 0 | 0 | 0 | 35.7 | 0.00713 | -0.284 | [6 empty] | DEER:Indoor_Non-CFL_Ltg | Annual
Any | SWLG011A | RSD | Ex | CZ13 | cWtd | SWLG011-01 | ExAnte2020 | IOU workpaper | 2019-06-26 | Fixture | 1 |  | None | 0 | 0 | 0 | 36.1 | 0.00726 | -0.269 | [6 empty] | DEER:Indoor_Non-CFL_Ltg | Annual
Any | SWLG011A | RSD | Ex | CZ14 | cWtd | SWLG011-01 | ExAnte2020 | IOU workpaper | 2019-06-26 | Fixture | 1 |  | None | 0 | 0 | 0 | 37.5 | 0.0075 | -0.322 | [6 empty] | DEER:Indoor_Non-CFL_Ltg | Annual
Any | SWLG011A | RSD | Ex | CZ15 | cWtd | SWLG011-01 | ExAnte2020 | IOU workpaper | 2019-06-26 | Fixture | 1 |  | None | 0 | 0 | 0 | 39.9 | 0.00781 | -0.0515 | [6 empty] | DEER:Indoor_Non-CFL_Ltg | Annual
Any | SWLG011A | RSD | Ex | CZ16 | cWtd | SWLG011-01 | ExAnte2020 | IOU workpaper | 2019-06-26 | Fixture | 1 |  | None | 0 | 0 | 0 | 35.4 | 0.00732 | -0.522 | [6 empty] | DEER:Indoor_Non-CFL_Ltg | Annual
Any | SWLG011A | Rt3 | Ex | CZ01 | cWtd | SWLG011-01 | ExAnte2020 | IOU workpaper | 2019-06-26 | Fixture | 1 |  | None | 0 | 0 | 0 | 48.9 | 0.00906 | -0.459 | [6 empty] | DEER:Indoor_Non-CFL_Ltg | Annual
Any | SWLG011A | Rt3 | Ex | CZ02 | cWtd | SWLG011-01 | ExAnte2020 | IOU workpaper | 2019-06-26 | Fixture | 1 |  | None | 0 | 0 | 0 | 51.9 | 0.00914 | -0.257 | [6 empty] | DEER:Indoor_Non-CFL_Ltg | Annual
Any | SWLG011A | Rt3 | Ex | CZ03 | cWtd | SWLG011-01 | ExAnte2020 | IOU workpaper | 2019-06-26 | Fixture | 1 |  | None | 0 | 0 | 0 | 51.9 | 0.00906 | -0.204 | [6 empty] | DEER:Indoor_Non-CFL_Ltg | Annual
Any | SWLG011A | Rt3 | Ex | CZ04 | cWtd | SWLG011-01 | ExAnte2020 | IOU workpaper | 2019-06-26 | Fixture | 1 |  | None | 0 | 0 | 0 | 52.9 | 0.00914 | -0.162 | [6 empty] | DEER:Indoor_Non-CFL_Ltg | Annual
Any | SWLG011A | Rt3 | Ex | CZ05 | cWtd | SWLG011-01 | ExAnte2020 | IOU workpaper | 2019-06-26 | Fixture | 1 |  | None | 0 | 0 | 0 | 52.4 | 0.00891 | -0.158 | [6 empty] | DEER:Indoor_Non-CFL_Ltg | Annual
Any | SWLG011A | Rt3 | Ex | CZ06 | cWtd | SWLG011-01 | ExAnte2020 | IOU workpaper | 2019-06-26 | Fixture | 1 |  | None | 0 | 0 | 0 | 55.9 | 0.00953 | -0.0449 | [6 empty] | DEER:Indoor_Non-CFL_Ltg | Annual
Any | SWLG011A | Rt3 | Ex | CZ07 | cWtd | SWLG011-01 | ExAnte2020 | IOU workpaper | 2019-06-26 | Fixture | 1 |  | None | 0 | 0 | 0 | 56.4 | 0.00945 | -0.0128 | [6 empty] | DEER:Indoor_Non-CFL_Ltg | Annual
Any | SWLG011A | Rt3 | Ex | CZ08 | cWtd | SWLG011-01 | ExAnte2020 | IOU workpaper | 2019-06-26 | Fixture | 1 |  | None | 0 | 0 | 0 | 55.9 | 0.00945 | -0.0365 | [6 empty] | DEER:Indoor_Non-CFL_Ltg | Annual
Any | SWLG011A | Rt3 | Ex | CZ09 | cWtd | SWLG011-01 | ExAnte2020 | IOU workpaper | 2019-06-26 | Fixture | 1 |  | None | 0 | 0 | 0 | 54.9 | 0.00968 | -0.066 | [6 empty] | DEER:Indoor_Non-CFL_Ltg | Annual
Any | SWLG011A | Rt3 | Ex | CZ10 | cWtd | SWLG011-01 | ExAnte2020 | IOU workpaper | 2019-06-26 | Fixture | 1 |  | None | 0 | 0 | 0 | 55.4 | 0.00968 | -0.0695 | [6 empty] | DEER:Indoor_Non-CFL_Ltg | Annual
Any | SWLG011A | Rt3 | Ex | CZ11 | cWtd | SWLG011-01 | ExAnte2020 | IOU workpaper | 2019-06-26 | Fixture | 1 |  | None | 0 | 0 | 0 | 52.4 | 0.00945 | -0.253 | [6 empty] | DEER:Indoor_Non-CFL_Ltg | Annual
Any | SWLG011A | Rt3 | Ex | CZ12 | cWtd | SWLG011-01 | ExAnte2020 | IOU workpaper | 2019-06-26 | Fixture | 1 |  | None | 0 | 0 | 0 | 52.4 | 0.0093 | -0.259 | [6 empty] | DEER:Indoor_Non-CFL_Ltg | Annual
Any | SWLG011A | Rt3 | Ex | CZ13 | cWtd | SWLG011-01 | ExAnte2020 | IOU workpaper | 2019-06-26 | Fixture | 1 |  | None | 0 | 0 | 0 | 52.9 | 0.00937 | -0.236 | [6 empty] | DEER:Indoor_Non-CFL_Ltg | Annual
Any | SWLG011A | Rt3 | Ex | CZ14 | cWtd | SWLG011-01 | ExAnte2020 | IOU workpaper | 2019-06-26 | Fixture | 1 |  | None | 0 | 0 | 0 | 53.9 | 0.00968 | -0.232 | [6 empty] | DEER:Indoor_Non-CFL_Ltg | Annual
Any | SWLG011A | Rt3 | Ex | CZ15 | cWtd | SWLG011-01 | ExAnte2020 | IOU workpaper | 2019-06-26 | Fixture | 1 |  | None | 0 | 0 | 0 | 57.4 | 0.00999 | -0.0124 | [6 empty] | DEER:Indoor_Non-CFL_Ltg | Annual
Any | SWLG011A | Rt3 | Ex | CZ16 | cWtd | SWLG011-01 | ExAnte2020 | IOU workpaper | 2019-06-26 | Fixture | 1 |  | None | 0 | 0 | 0 | 49.9 | 0.0093 | -0.539 | [6 empty] | DEER:Indoor_Non-CFL_Ltg | Annual
Any | SWLG011A | RtL | Ex | CZ01 | cWtd | SWLG011-01 | ExAnte2020 | IOU workpaper | 2019-06-26 | Fixture | 1 |  | None | 0 | 0 | 0 | 37.3 | 0.00579 | -0.315 | [6 empty] | DEER:Indoor_Non-CFL_Ltg | Annual
Any | SWLG011A | RtL | Ex | CZ02 | cWtd | SWLG011-01 | ExAnte2020 | IOU workpaper | 2019-06-26 | Fixture | 1 |  | None | 0 | 0 | 0 | 39.2 | 0.00584 | -0.186 | [6 empty] | DEER:Indoor_Non-CFL_Ltg | Annual
Any | SWLG011A | RtL | Ex | CZ03 | cWtd | SWLG011-01 | ExAnte2020 | IOU workpaper | 2019-06-26 | Fixture | 1 |  | None | 0 | 0 | 0 | 39.6 | 0.00574 | -0.148 | [6 empty] | DEER:Indoor_Non-CFL_Ltg | Annual
Any | SWLG011A | RtL | Ex | CZ04 | cWtd | SWLG011-01 | ExAnte2020 | IOU workpaper | 2019-06-26 | Fixture | 1 |  | None | 0 | 0 | 0 | 39.9 | 0.00579 | -0.123 | [6 empty] | DEER:Indoor_Non-CFL_Ltg | Annual
Any | SWLG011A | RtL | Ex | CZ05 | cWtd | SWLG011-01 | ExAnte2020 | IOU workpaper | 2019-06-26 | Fixture | 1 |  | None | 0 | 0 | 0 | 39.6 | 0.00565 | -0.148 | [6 empty] | DEER:Indoor_Non-CFL_Ltg | Annual
Any | SWLG011A | RtL | Ex | CZ06 | cWtd | SWLG011-01 | ExAnte2020 | IOU workpaper | 2019-06-26 | Fixture | 1 |  | None | 0 | 0 | 0 | 42.2 | 0.00603 | -0.0633 | [6 empty] | DEER:Indoor_Non-CFL_Ltg | Annual
Any | SWLG011A | RtL | Ex | CZ07 | cWtd | SWLG011-01 | ExAnte2020 | IOU workpaper | 2019-06-26 | Fixture | 1 |  | None | 0 | 0 | 0 | 42.6 | 0.00603 | -0.0463 | [6 empty] | DEER:Indoor_Non-CFL_Ltg | Annual
Any | SWLG011A | RtL | Ex | CZ08 | cWtd | SWLG011-01 | ExAnte2020 | IOU workpaper | 2019-06-26 | Fixture | 1 |  | None | 0 | 0 | 0 | 42.2 | 0.00603 | -0.0543 | [6 empty] | DEER:Indoor_Non-CFL_Ltg | Annual
Any | SWLG011A | RtL | Ex | CZ09 | cWtd | SWLG011-01 | ExAnte2020 | IOU workpaper | 2019-06-26 | Fixture | 1 |  | None | 0 | 0 | 0 | 41.4 | 0.00618 | -0.075 | [6 empty] | DEER:Indoor_Non-CFL_Ltg | Annual
Any | SWLG011A | RtL | Ex | CZ10 | cWtd | SWLG011-01 | ExAnte2020 | IOU workpaper | 2019-06-26 | Fixture | 1 |  | None | 0 | 0 | 0 | 41.4 | 0.00618 | -0.0735 | [6 empty] | DEER:Indoor_Non-CFL_Ltg | Annual
Any | SWLG011A | RtL | Ex | CZ11 | cWtd | SWLG011-01 | ExAnte2020 | IOU workpaper | 2019-06-26 | Fixture | 1 |  | None | 0 | 0 | 0 | 39.6 | 0.00598 | -0.187 | [6 empty] | DEER:Indoor_Non-CFL_Ltg | Annual
Any | SWLG011A | RtL | Ex | CZ12 | cWtd | SWLG011-01 | ExAnte2020 | IOU workpaper | 2019-06-26 | Fixture | 1 |  | None | 0 | 0 | 0 | 39.2 | 0.00593 | -0.181 | [6 empty] | DEER:Indoor_Non-CFL_Ltg | Annual
Any | SWLG011A | RtL | Ex | CZ13 | cWtd | SWLG011-01 | ExAnte2020 | IOU workpaper | 2019-06-26 | Fixture | 1 |  | None | 0 | 0 | 0 | 39.6 | 0.00593 | -0.174 | [6 empty] | DEER:Indoor_Non-CFL_Ltg | Annual
Any | SWLG011A | RtL | Ex | CZ14 | cWtd | SWLG011-01 | ExAnte2020 | IOU workpaper | 2019-06-26 | Fixture | 1 |  | None | 0 | 0 | 0 | 40.3 | 0.00622 | -0.183 | [6 empty] | DEER:Indoor_Non-CFL_Ltg | Annual
Any | SWLG011A | RtL | Ex | CZ15 | cWtd | SWLG011-01 | ExAnte2020 | IOU workpaper | 2019-06-26 | Fixture | 1 |  | None | 0 | 0 | 0 | 43.3 | 0.00637 | -0.0275 | [6 empty] | DEER:Indoor_Non-CFL_Ltg | Annual
Any | SWLG011A | RtL | Ex | CZ16 | cWtd | SWLG011-01 | ExAnte2020 | IOU workpaper | 2019-06-26 | Fixture | 1 |  | None | 0 | 0 | 0 | 37.7 | 0.00593 | -0.399 | [6 empty] | DEER:Indoor_Non-CFL_Ltg | Annual
Any | SWLG011A | RtS | Ex | CZ01 | cWtd | SWLG011-01 | ExAnte2020 | IOU workpaper | 2019-06-26 | Fixture | 1 |  | None | 0 | 0 | 0 | 21.5 | 0.00395 | -0.346 | [6 empty] | DEER:Indoor_Non-CFL_Ltg | Annual
Any | SWLG011A | RtS | Ex | CZ02 | cWtd | SWLG011-01 | ExAnte2020 | IOU workpaper | 2019-06-26 | Fixture | 1 |  | None | 0 | 0 | 0 | 23.3 | 0.0041 | -0.191 | [6 empty] | DEER:Indoor_Non-CFL_Ltg | Annual
Any | SWLG011A | RtS | Ex | CZ03 | cWtd | SWLG011-01 | ExAnte2020 | IOU workpaper | 2019-06-26 | Fixture | 1 |  | None | 0 | 0 | 0 | 23.1 | 0.00409 | -0.205 | [6 empty] | DEER:Indoor_Non-CFL_Ltg | Annual
Any | SWLG011A | RtS | Ex | CZ04 | cWtd | SWLG011-01 | ExAnte2020 | IOU workpaper | 2019-06-26 | Fixture | 1 |  | None | 0 | 0 | 0 | 23.5 | 0.0041 | -0.16 | [6 empty] | DEER:Indoor_Non-CFL_Ltg | Annual
Any | SWLG011A | RtS | Ex | CZ05 | cWtd | SWLG011-01 | ExAnte2020 | IOU workpaper | 2019-06-26 | Fixture | 1 |  | None | 0 | 0 | 0 | 23.3 | 0.00403 | -0.186 | [6 empty] | DEER:Indoor_Non-CFL_Ltg | Annual
Any | SWLG011A | RtS | Ex | CZ06 | cWtd | SWLG011-01 | ExAnte2020 | IOU workpaper | 2019-06-26 | Fixture | 1 |  | None | 0 | 0 | 0 | 24.9 | 0.00423 | -0.0927 | [6 empty] | DEER:Indoor_Non-CFL_Ltg | Annual
Any | SWLG011A | RtS | Ex | CZ07 | cWtd | SWLG011-01 | ExAnte2020 | IOU workpaper | 2019-06-26 | Fixture | 1 |  | None | 0 | 0 | 0 | 25.3 | 0.00423 | -0.0687 | [6 empty] | DEER:Indoor_Non-CFL_Ltg | Annual
Any | SWLG011A | RtS | Ex | CZ08 | cWtd | SWLG011-01 | ExAnte2020 | IOU workpaper | 2019-06-26 | Fixture | 1 |  | None | 0 | 0 | 0 | 25.1 | 0.00419 | -0.0785 | [6 empty] | DEER:Indoor_Non-CFL_Ltg | Annual
Any | SWLG011A | RtS | Ex | CZ09 | cWtd | SWLG011-01 | ExAnte2020 | IOU workpaper | 2019-06-26 | Fixture | 1 |  | None | 0 | 0 | 0 | 24.9 | 0.0043 | -0.102 | [6 empty] | DEER:Indoor_Non-CFL_Ltg | Annual
Any | SWLG011A | RtS | Ex | CZ10 | cWtd | SWLG011-01 | ExAnte2020 | IOU workpaper | 2019-06-26 | Fixture | 1 |  | None | 0 | 0 | 0 | 25.1 | 0.00431 | -0.0979 | [6 empty] | DEER:Indoor_Non-CFL_Ltg | Annual
Any | SWLG011A | RtS | Ex | CZ11 | cWtd | SWLG011-01 | ExAnte2020 | IOU workpaper | 2019-06-26 | Fixture | 1 |  | None | 0 | 0 | 0 | 23.5 | 0.00417 | -0.18 | [6 empty] | DEER:Indoor_Non-CFL_Ltg | Annual
Any | SWLG011A | RtS | Ex | CZ12 | cWtd | SWLG011-01 | ExAnte2020 | IOU workpaper | 2019-06-26 | Fixture | 1 |  | None | 0 | 0 | 0 | 23.5 | 0.00417 | -0.181 | [6 empty] | DEER:Indoor_Non-CFL_Ltg | Annual
Any | SWLG011A | RtS | Ex | CZ13 | cWtd | SWLG011-01 | ExAnte2020 | IOU workpaper | 2019-06-26 | Fixture | 1 |  | None | 0 | 0 | 0 | 23.5 | 0.00416 | -0.171 | [6 empty] | DEER:Indoor_Non-CFL_Ltg | Annual
Any | SWLG011A | RtS | Ex | CZ14 | cWtd | SWLG011-01 | ExAnte2020 | IOU workpaper | 2019-06-26 | Fixture | 1 |  | None | 0 | 0 | 0 | 24.2 | 0.00434 | -0.165 | [6 empty] | DEER:Indoor_Non-CFL_Ltg | Annual
Any | SWLG011A | RtS | Ex | CZ15 | cWtd | SWLG011-01 | ExAnte2020 | IOU workpaper | 2019-06-26 | Fixture | 1 |  | None | 0 | 0 | 0 | 26.2 | 0.00438 | -0.0378 | [6 empty] | DEER:Indoor_Non-CFL_Ltg | Annual
Any | SWLG011A | RtS | Ex | CZ16 | cWtd | SWLG011-01 | ExAnte2020 | IOU workpaper | 2019-06-26 | Fixture | 1 |  | None | 0 | 0 | 0 | 22.4 | 0.00419 | -0.271 | [6 empty] | DEER:Indoor_Non-CFL_Ltg | Annual
Any | SWLG011A | SCn | Ex | CZ01 | cWtd | SWLG011-01 | ExAnte2020 | IOU workpaper | 2019-06-26 | Fixture | 1 |  | None | 0 | 0 | 0 | 16.1 | 0.00195 | -0.386 | [6 empty] | DEER:Indoor_Non-CFL_Ltg | Annual
Any | SWLG011A | SCn | Ex | CZ02 | cWtd | SWLG011-01 | ExAnte2020 | IOU workpaper | 2019-06-26 | Fixture | 1 |  | None | 0 | 0 | 0 | 18.9 | 0.00246 | -0.251 | [6 empty] | DEER:Indoor_Non-CFL_Ltg | Annual
Any | SWLG011A | SCn | Ex | CZ03 | cWtd | SWLG011-01 | ExAnte2020 | IOU workpaper | 2019-06-26 | Fixture | 1 |  | None | 0 | 0 | 0 | 17.6 | 0.00246 | -0.316 | [6 empty] | DEER:Indoor_Non-CFL_Ltg | Annual
Any | SWLG011A | SCn | Ex | CZ04 | cWtd | SWLG011-01 | ExAnte2020 | IOU workpaper | 2019-06-26 | Fixture | 1 |  | None | 0 | 0 | 0 | 19.5 | 0.00248 | -0.258 | [6 empty] | DEER:Indoor_Non-CFL_Ltg | Annual
Any | SWLG011A | SCn | Ex | CZ05 | cWtd | SWLG011-01 | ExAnte2020 | IOU workpaper | 2019-06-26 | Fixture | 1 |  | None | 0 | 0 | 0 | 18.6 | 0.0022 | -0.354 | [6 empty] | DEER:Indoor_Non-CFL_Ltg | Annual
Any | SWLG011A | SCn | Ex | CZ06 | cWtd | SWLG011-01 | ExAnte2020 | IOU workpaper | 2019-06-26 | Fixture | 1 |  | None | 0 | 0 | 0 | 20.3 | 0.00258 | -0.185 | [6 empty] | DEER:Indoor_Non-CFL_Ltg | Annual
Any | SWLG011A | SCn | Ex | CZ07 | cWtd | SWLG011-01 | ExAnte2020 | IOU workpaper | 2019-06-26 | Fixture | 1 |  | None | 0 | 0 | 0 | 20.5 | 0.00264 | -0.177 | [6 empty] | DEER:Indoor_Non-CFL_Ltg | Annual
Any | SWLG011A | SCn | Ex | CZ08 | cWtd | SWLG011-01 | ExAnte2020 | IOU workpaper | 2019-06-26 | Fixture | 1 |  | None | 0 | 0 | 0 | 21.4 | 0.00248 | -0.158 | [6 empty] | DEER:Indoor_Non-CFL_Ltg | Annual
Any | SWLG011A | SCn | Ex | CZ09 | cWtd | SWLG011-01 | ExAnte2020 | IOU workpaper | 2019-06-26 | Fixture | 1 |  | None | 0 | 0 | 0 | 21 | 0.00254 | -0.191 | [6 empty] | DEER:Indoor_Non-CFL_Ltg | Annual
Any | SWLG011A | SCn | Ex | CZ10 | cWtd | SWLG011-01 | ExAnte2020 | IOU workpaper | 2019-06-26 | Fixture | 1 |  | None | 0 | 0 | 0 | 20.5 | 0.00252 | -0.212 | [6 empty] | DEER:Indoor_Non-CFL_Ltg | Annual
Any | SWLG011A | SCn | Ex | CZ11 | cWtd | SWLG011-01 | ExAnte2020 | IOU workpaper | 2019-06-26 | Fixture | 1 |  | None | 0 | 0 | 0 | 19.7 | 0.0024 | -0.23 | [6 empty] | DEER:Indoor_Non-CFL_Ltg | Annual
Any | SWLG011A | SCn | Ex | CZ12 | cWtd | SWLG011-01 | ExAnte2020 | IOU workpaper | 2019-06-26 | Fixture | 1 |  | None | 0 | 0 | 0 | 19.9 | 0.00242 | -0.228 | [6 empty] | DEER:Indoor_Non-CFL_Ltg | Annual
Any | SWLG011A | SCn | Ex | CZ13 | cWtd | SWLG011-01 | ExAnte2020 | IOU workpaper | 2019-06-26 | Fixture | 1 |  | None | 0 | 0 | 0 | 20.3 | 0.00238 | -0.198 | [6 empty] | DEER:Indoor_Non-CFL_Ltg | Annual
Any | SWLG011A | SCn | Ex | CZ14 | cWtd | SWLG011-01 | ExAnte2020 | IOU workpaper | 2019-06-26 | Fixture | 1 |  | None | 0 | 0 | 0 | 20.7 | 0.00252 | -0.224 | [6 empty] | DEER:Indoor_Non-CFL_Ltg | Annual
Any | SWLG011A | SCn | Ex | CZ15 | cWtd | SWLG011-01 | ExAnte2020 | IOU workpaper | 2019-06-26 | Fixture | 1 |  | None | 0 | 0 | 0 | 22.4 | 0.00264 | -0.113 | [6 empty] | DEER:Indoor_Non-CFL_Ltg | Annual
Any | SWLG011A | SCn | Ex | CZ16 | cWtd | SWLG011-01 | ExAnte2020 | IOU workpaper | 2019-06-26 | Fixture | 1 |  | None | 0 | 0 | 0 | 19.3 | 0.0026 | -0.298 | [6 empty] | DEER:Indoor_Non-CFL_Ltg | Annual
Any | SWLG011A | SUn | Ex | CZ01 | cWtd | SWLG011-01 | ExAnte2020 | IOU workpaper | 2019-06-26 | Fixture | 1 |  | None | 0 | 0 | 0 | 19.8 | 0.00279 | 0 | [6 empty] | DEER:Indoor_Non-CFL_Ltg | Annual
Any | SWLG011A | SUn | Ex | CZ02 | cWtd | SWLG011-01 | ExAnte2020 | IOU workpaper | 2019-06-26 | Fixture | 1 |  | None | 0 | 0 | 0 | 19.8 | 0.00279 | 0 | [6 empty] | DEER:Indoor_Non-CFL_Ltg | Annual
Any | SWLG011A | SUn | Ex | CZ03 | cWtd | SWLG011-01 | ExAnte2020 | IOU workpaper | 2019-06-26 | Fixture | 1 |  | None | 0 | 0 | 0 | 19.8 | 0.00279 | 0 | [6 empty] | DEER:Indoor_Non-CFL_Ltg | Annual
Any | SWLG011A | SUn | Ex | CZ04 | cWtd | SWLG011-01 | ExAnte2020 | IOU workpaper | 2019-06-26 | Fixture | 1 |  | None | 0 | 0 | 0 | 19.8 | 0.00279 | 0 | [6 empty] | DEER:Indoor_Non-CFL_Ltg | Annual
Any | SWLG011A | SUn | Ex | CZ05 | cWtd | SWLG011-01 | ExAnte2020 | IOU workpaper | 2019-06-26 | Fixture | 1 |  | None | 0 | 0 | 0 | 19.8 | 0.00279 | 0 | [6 empty] | DEER:Indoor_Non-CFL_Ltg | Annual
Any | SWLG011A | SUn | Ex | CZ06 | cWtd | SWLG011-01 | ExAnte2020 | IOU workpaper | 2019-06-26 | Fixture | 1 |  | None | 0 | 0 | 0 | 19.8 | 0.00279 | 0 | [6 empty] | DEER:Indoor_Non-CFL_Ltg | Annual
Any | SWLG011A | SUn | Ex | CZ07 | cWtd | SWLG011-01 | ExAnte2020 | IOU workpaper | 2019-06-26 | Fixture | 1 |  | None | 0 | 0 | 0 | 19.8 | 0.00279 | 0 | [6 empty] | DEER:Indoor_Non-CFL_Ltg | Annual
Any | SWLG011A | SUn | Ex | CZ08 | cWtd | SWLG011-01 | ExAnte2020 | IOU workpaper | 2019-06-26 | Fixture | 1 |  | None | 0 | 0 | 0 | 19.8 | 0.00279 | 0 | [6 empty] | DEER:Indoor_Non-CFL_Ltg | Annual
Any | SWLG011A | SUn | Ex | CZ09 | cWtd | SWLG011-01 | ExAnte2020 | IOU workpaper | 2019-06-26 | Fixture | 1 |  | None | 0 | 0 | 0 | 19.8 | 0.00279 | 0 | [6 empty] | DEER:Indoor_Non-CFL_Ltg | Annual
Any | SWLG011A | SUn | Ex | CZ10 | cWtd | SWLG011-01 | ExAnte2020 | IOU workpaper | 2019-06-26 | Fixture | 1 |  | None | 0 | 0 | 0 | 19.8 | 0.00279 | 0 | [6 empty] | DEER:Indoor_Non-CFL_Ltg | Annual
Any | SWLG011A | SUn | Ex | CZ11 | cWtd | SWLG011-01 | ExAnte2020 | IOU workpaper | 2019-06-26 | Fixture | 1 |  | None | 0 | 0 | 0 | 19.8 | 0.00279 | 0 | [6 empty] | DEER:Indoor_Non-CFL_Ltg | Annual
Any | SWLG011A | SUn | Ex | CZ12 | cWtd | SWLG011-01 | ExAnte2020 | IOU workpaper | 2019-06-26 | Fixture | 1 |  | None | 0 | 0 | 0 | 19.8 | 0.00279 | 0 | [6 empty] | DEER:Indoor_Non-CFL_Ltg | Annual
Any | SWLG011A | SUn | Ex | CZ13 | cWtd | SWLG011-01 | ExAnte2020 | IOU workpaper | 2019-06-26 | Fixture | 1 |  | None | 0 | 0 | 0 | 19.8 | 0.00279 | 0 | [6 empty] | DEER:Indoor_Non-CFL_Ltg | Annual
Any | SWLG011A | SUn | Ex | CZ14 | cWtd | SWLG011-01 | ExAnte2020 | IOU workpaper | 2019-06-26 | Fixture | 1 |  | None | 0 | 0 | 0 | 19.8 | 0.00279 | 0 | [6 empty] | DEER:Indoor_Non-CFL_Ltg | Annual
Any | SWLG011A | SUn | Ex | CZ15 | cWtd | SWLG011-01 | ExAnte2020 | IOU workpaper | 2019-06-26 | Fixture | 1 |  | None | 0 | 0 | 0 | 19.8 | 0.00279 | 0 | [6 empty] | DEER:Indoor_Non-CFL_Ltg | Annual
Any | SWLG011A | SUn | Ex | CZ16 | cWtd | SWLG011-01 | ExAnte2020 | IOU workpaper | 2019-06-26 | Fixture | 1 |  | None | 0 | 0 | 0 | 19.8 | 0.00279 | 0 | [6 empty] | DEER:Indoor_Non-CFL_Ltg | Annual
Any | SWLG011A | WRf | Ex | CZ01 | cWtd | SWLG011-01 | ExAnte2020 | IOU workpaper | 2019-06-26 | Fixture | 1 |  | None | 0 | 0 | 0 | 55.8 | 0.00607 | 0 | [6 empty] | DEER:Indoor_Non-CFL_Ltg | Annual
Any | SWLG011A | WRf | Ex | CZ02 | cWtd | SWLG011-01 | ExAnte2020 | IOU workpaper | 2019-06-26 | Fixture | 1 |  | None | 0 | 0 | 0 | 56.3 | 0.00612 | 0 | [6 empty] | DEER:Indoor_Non-CFL_Ltg | Annual
Any | SWLG011A | WRf | Ex | CZ03 | cWtd | SWLG011-01 | ExAnte2020 | IOU workpaper | 2019-06-26 | Fixture | 1 |  | None | 0 | 0 | 0 | 54.9 | 0.00612 | 0 | [6 empty] | DEER:Indoor_Non-CFL_Ltg | Annual
Any | SWLG011A | WRf | Ex | CZ04 | cWtd | SWLG011-01 | ExAnte2020 | IOU workpaper | 2019-06-26 | Fixture | 1 |  | None | 0 | 0 | 0 | 55.8 | 0.00607 | 0 | [6 empty] | DEER:Indoor_Non-CFL_Ltg | Annual
Any | SWLG011A | WRf | Ex | CZ05 | cWtd | SWLG011-01 | ExAnte2020 | IOU workpaper | 2019-06-26 | Fixture | 1 |  | None | 0 | 0 | 0 | 54.5 | 0.00607 | 0 | [6 empty] | DEER:Indoor_Non-CFL_Ltg | Annual
Any | SWLG011A | WRf | Ex | CZ06 | cWtd | SWLG011-01 | ExAnte2020 | IOU workpaper | 2019-06-26 | Fixture | 1 |  | None | 0 | 0 | 0 | 56.3 | 0.00607 | 0 | [6 empty] | DEER:Indoor_Non-CFL_Ltg | Annual
Any | SWLG011A | WRf | Ex | CZ07 | cWtd | SWLG011-01 | ExAnte2020 | IOU workpaper | 2019-06-26 | Fixture | 1 |  | None | 0 | 0 | 0 | 55.8 | 0.00612 | 0 | [6 empty] | DEER:Indoor_Non-CFL_Ltg | Annual
Any | SWLG011A | WRf | Ex | CZ08 | cWtd | SWLG011-01 | ExAnte2020 | IOU workpaper | 2019-06-26 | Fixture | 1 |  | None | 0 | 0 | 0 | 55.8 | 0.00698 | 0 | [6 empty] | DEER:Indoor_Non-CFL_Ltg | Annual
Any | SWLG011A | WRf | Ex | CZ09 | cWtd | SWLG011-01 | ExAnte2020 | IOU workpaper | 2019-06-26 | Fixture | 1 |  | None | 0 | 0 | 0 | 55.8 | 0.00627 | 0 | [6 empty] | DEER:Indoor_Non-CFL_Ltg | Annual
Any | SWLG011A | WRf | Ex | CZ10 | cWtd | SWLG011-01 | ExAnte2020 | IOU workpaper | 2019-06-26 | Fixture | 1 |  | None | 0 | 0 | 0 | 54.9 | 0.00612 | 0 | [6 empty] | DEER:Indoor_Non-CFL_Ltg | Annual
Any | SWLG011A | WRf | Ex | CZ11 | cWtd | SWLG011-01 | ExAnte2020 | IOU workpaper | 2019-06-26 | Fixture | 1 |  | None | 0 | 0 | 0 | 56.3 | 0.00607 | 0 | [6 empty] | DEER:Indoor_Non-CFL_Ltg | Annual
Any | SWLG011A | WRf | Ex | CZ12 | cWtd | SWLG011-01 | ExAnte2020 | IOU workpaper | 2019-06-26 | Fixture | 1 |  | None | 0 | 0 | 0 | 55.8 | 0.00622 | 0 | [6 empty] | DEER:Indoor_Non-CFL_Ltg | Annual
Any | SWLG011A | WRf | Ex | CZ13 | cWtd | SWLG011-01 | ExAnte2020 | IOU workpaper | 2019-06-26 | Fixture | 1 |  | None | 0 | 0 | 0 | 56.7 | 0.00607 | 0 | [6 empty] | DEER:Indoor_Non-CFL_Ltg | Annual
Any | SWLG011A | WRf | Ex | CZ14 | cWtd | SWLG011-01 | ExAnte2020 | IOU workpaper | 2019-06-26 | Fixture | 1 |  | None | 0 | 0 | 0 | 55.8 | 0.00612 | 0 | [6 empty] | DEER:Indoor_Non-CFL_Ltg | Annual
Any | SWLG011A | WRf | Ex | CZ15 | cWtd | SWLG011-01 | ExAnte2020 | IOU workpaper | 2019-06-26 | Fixture | 1 |  | None | 0 | 0 | 0 | 56.3 | 0.00617 | 0 | [6 empty] | DEER:Indoor_Non-CFL_Ltg | Annual
Any | SWLG011A | WRf | Ex | CZ16 | cWtd | SWLG011-01 | ExAnte2020 | IOU workpaper | 2019-06-26 | Fixture | 1 |  | None | 0 | 0 | 0 | 56.3 | 0.00602 | 0 | [6 empty] | DEER:Indoor_Non-CFL_Ltg | Annual
Any | SWLG011B | Asm | Ex | CZ01 | cWtd | SWLG011-01 | ExAnte2020 | IOU workpaper | 2019-06-26 | Fixture | 1 |  | None | 0 | 0 | 0 | 17.4 | 0.00786 | -0.431 | [6 empty] | DEER:Indoor_Non-CFL_Ltg | Annual
Any | SWLG011B | Asm | Ex | CZ02 | cWtd | SWLG011-01 | ExAnte2020 | IOU workpaper | 2019-06-26 | Fixture | 1 |  | None | 0 | 0 | 0 | 19.1 | 0.00793 | -0.242 | [6 empty] | DEER:Indoor_Non-CFL_Ltg | Annual
Any | SWLG011B | Asm | Ex | CZ03 | cWtd | SWLG011-01 | ExAnte2020 | IOU workpaper | 2019-06-26 | Fixture | 1 |  | None | 0 | 0 | 0 | 18.9 | 0.00793 | -0.281 | [6 empty] | DEER:Indoor_Non-CFL_Ltg | Annual
Any | SWLG011B | Asm | Ex | CZ04 | cWtd | SWLG011-01 | ExAnte2020 | IOU workpaper | 2019-06-26 | Fixture | 1 |  | None | 0 | 0 | 0 | 19.5 | 0.00793 | -0.208 | [6 empty] | DEER:Indoor_Non-CFL_Ltg | Annual
Any | SWLG011B | Asm | Ex | CZ05 | cWtd | SWLG011-01 | ExAnte2020 | IOU workpaper | 2019-06-26 | Fixture | 1 |  | None | 0 | 0 | 0 | 18.9 | 0.00786 | -0.266 | [6 empty] | DEER:Indoor_Non-CFL_Ltg | Annual
Any | SWLG011B | Asm | Ex | CZ06 | cWtd | SWLG011-01 | ExAnte2020 | IOU workpaper | 2019-06-26 | Fixture | 1 |  | None | 0 | 0 | 0 | 20.6 | 0.00841 | -0.157 | [6 empty] | DEER:Indoor_Non-CFL_Ltg | Annual
Any | SWLG011B | Asm | Ex | CZ07 | cWtd | SWLG011-01 | ExAnte2020 | IOU workpaper | 2019-06-26 | Fixture | 1 |  | None | 0 | 0 | 0 | 21 | 0.00862 | -0.149 | [6 empty] | DEER:Indoor_Non-CFL_Ltg | Annual
Any | SWLG011B | Asm | Ex | CZ08 | cWtd | SWLG011-01 | ExAnte2020 | IOU workpaper | 2019-06-26 | Fixture | 1 |  | None | 0 | 0 | 0 | 21 | 0.00834 | -0.122 | [6 empty] | DEER:Indoor_Non-CFL_Ltg | Annual
Any | SWLG011B | Asm | Ex | CZ09 | cWtd | SWLG011-01 | ExAnte2020 | IOU workpaper | 2019-06-26 | Fixture | 1 |  | None | 0 | 0 | 0 | 20.6 | 0.00855 | -0.143 | [6 empty] | DEER:Indoor_Non-CFL_Ltg | Annual
Any | SWLG011B | Asm | Ex | CZ10 | cWtd | SWLG011-01 | ExAnte2020 | IOU workpaper | 2019-06-26 | Fixture | 1 |  | None | 0 | 0 | 0 | 20.8 | 0.00862 | -0.136 | [6 empty] | DEER:Indoor_Non-CFL_Ltg | Annual
Any | SWLG011B | Asm | Ex | CZ11 | cWtd | SWLG011-01 | ExAnte2020 | IOU workpaper | 2019-06-26 | Fixture | 1 |  | None | 0 | 0 | 0 | 19.5 | 0.00813 | -0.202 | [6 empty] | DEER:Indoor_Non-CFL_Ltg | Annual
Any | SWLG011B | Asm | Ex | CZ12 | cWtd | SWLG011-01 | ExAnte2020 | IOU workpaper | 2019-06-26 | Fixture | 1 |  | None | 0 | 0 | 0 | 19.5 | 0.00807 | -0.216 | [6 empty] | DEER:Indoor_Non-CFL_Ltg | Annual
Any | SWLG011B | Asm | Ex | CZ13 | cWtd | SWLG011-01 | ExAnte2020 | IOU workpaper | 2019-06-26 | Fixture | 1 |  | None | 0 | 0 | 0 | 19.5 | 0.00813 | -0.195 | [6 empty] | DEER:Indoor_Non-CFL_Ltg | Annual
Any | SWLG011B | Asm | Ex | CZ14 | cWtd | SWLG011-01 | ExAnte2020 | IOU workpaper | 2019-06-26 | Fixture | 1 |  | None | 0 | 0 | 0 | 20.1 | 0.00841 | -0.193 | [6 empty] | DEER:Indoor_Non-CFL_Ltg | Annual
Any | SWLG011B | Asm | Ex | CZ15 | cWtd | SWLG011-01 | ExAnte2020 | IOU workpaper | 2019-06-26 | Fixture | 1 |  | None | 0 | 0 | 0 | 21.6 | 0.00841 | -0.0682 | [6 empty] | DEER:Indoor_Non-CFL_Ltg | Annual
Any | SWLG011B | Asm | Ex | CZ16 | cWtd | SWLG011-01 | ExAnte2020 | IOU workpaper | 2019-06-26 | Fixture | 1 |  | None | 0 | 0 | 0 | 18.6 | 0.0082 | -0.309 | [6 empty] | DEER:Indoor_Non-CFL_Ltg | Annual
Any | SWLG011B | Com | Ex | CZ01 | cWtd | SWLG011-01 | ExAnte2020 | IOU workpaper | 2019-06-26 | Fixture | 1 |  | None | 0 | 0 | 0 | 32.3 | 0.00548 | -0.485 | [6 empty] | DEER:Indoor_Non-CFL_Ltg | Annual
Any | SWLG011B | Com | Ex | CZ02 | cWtd | SWLG011-01 | ExAnte2020 | IOU workpaper | 2019-06-26 | Fixture | 1 |  | None | 0 | 0 | 0 | 35.1 | 0.00609 | -0.312 | [6 empty] | DEER:Indoor_Non-CFL_Ltg | Annual
Any | SWLG011B | Com | Ex | CZ03 | cWtd | SWLG011-01 | ExAnte2020 | IOU workpaper | 2019-06-26 | Fixture | 1 |  | None | 0 | 0 | 0 | 35.1 | 0.00589 | -0.272 | [6 empty] | DEER:Indoor_Non-CFL_Ltg | Annual
Any | SWLG011B | Com | Ex | CZ04 | cWtd | SWLG011-01 | ExAnte2020 | IOU workpaper | 2019-06-26 | Fixture | 1 |  | None | 0 | 0 | 0 | 36.1 | 0.00604 | -0.221 | [6 empty] | DEER:Indoor_Non-CFL_Ltg | Annual
Any | SWLG011B | Com | Ex | CZ05 | cWtd | SWLG011-01 | ExAnte2020 | IOU workpaper | 2019-06-26 | Fixture | 1 |  | None | 0 | 0 | 0 | 34.8 | 0.00578 | -0.365 | [6 empty] | DEER:Indoor_Non-CFL_Ltg | Annual
Any | SWLG011B | Com | Ex | CZ06 | cWtd | SWLG011-01 | ExAnte2020 | IOU workpaper | 2019-06-26 | Fixture | 1 |  | None | 0 | 0 | 0 | 36.7 | 0.00608 | -0.163 | [6 empty] | DEER:Indoor_Non-CFL_Ltg | Annual
Any | SWLG011B | Com | Ex | CZ07 | cWtd | SWLG011-01 | ExAnte2020 | IOU workpaper | 2019-06-26 | Fixture | 1 |  | None | 0 | 0 | 0 | 39.3 | 0.00646 | -0.157 | [6 empty] | DEER:Indoor_Non-CFL_Ltg | Annual
Any | SWLG011B | Com | Ex | CZ08 | cWtd | SWLG011-01 | ExAnte2020 | IOU workpaper | 2019-06-26 | Fixture | 1 |  | None | 0 | 0 | 0 | 36.7 | 0.00598 | -0.145 | [6 empty] | DEER:Indoor_Non-CFL_Ltg | Annual
Any | SWLG011B | Com | Ex | CZ09 | cWtd | SWLG011-01 | ExAnte2020 | IOU workpaper | 2019-06-26 | Fixture | 1 |  | None | 0 | 0 | 0 | 36.7 | 0.00623 | -0.159 | [6 empty] | DEER:Indoor_Non-CFL_Ltg | Annual
Any | SWLG011B | Com | Ex | CZ10 | cWtd | SWLG011-01 | ExAnte2020 | IOU workpaper | 2019-06-26 | Fixture | 1 |  | None | 0 | 0 | 0 | 35.7 | 0.00603 | -0.17 | [6 empty] | DEER:Indoor_Non-CFL_Ltg | Annual
Any | SWLG011B | Com | Ex | CZ11 | cWtd | SWLG011-01 | ExAnte2020 | IOU workpaper | 2019-06-26 | Fixture | 1 |  | None | 0 | 0 | 0 | 35.4 | 0.00614 | -0.283 | [6 empty] | DEER:Indoor_Non-CFL_Ltg | Annual
Any | SWLG011B | Com | Ex | CZ12 | cWtd | SWLG011-01 | ExAnte2020 | IOU workpaper | 2019-06-26 | Fixture | 1 |  | None | 0 | 0 | 0 | 35.4 | 0.00624 | -0.252 | [6 empty] | DEER:Indoor_Non-CFL_Ltg | Annual
Any | SWLG011B | Com | Ex | CZ13 | cWtd | SWLG011-01 | ExAnte2020 | IOU workpaper | 2019-06-26 | Fixture | 1 |  | None | 0 | 0 | 0 | 36.1 | 0.00609 | -0.242 | [6 empty] | DEER:Indoor_Non-CFL_Ltg | Annual
Any | SWLG011B | Com | Ex | CZ14 | cWtd | SWLG011-01 | ExAnte2020 | IOU workpaper | 2019-06-26 | Fixture | 1 |  | None | 0 | 0 | 0 | 36 | 0.00623 | -0.275 | [6 empty] | DEER:Indoor_Non-CFL_Ltg | Annual
Any | SWLG011B | Com | Ex | CZ15 | cWtd | SWLG011-01 | ExAnte2020 | IOU workpaper | 2019-06-26 | Fixture | 1 |  | None | 0 | 0 | 0 | 38.7 | 0.00638 | -0.0791 | [6 empty] | DEER:Indoor_Non-CFL_Ltg | Annual
Any | SWLG011B | Com | Ex | CZ16 | cWtd | SWLG011-01 | ExAnte2020 | IOU workpaper | 2019-06-26 | Fixture | 1 |  | None | 0 | 0 | 0 | 33.6 | 0.00603 | -0.489 | [6 empty] | DEER:Indoor_Non-CFL_Ltg | Annual
Any | SWLG011B | ECC | Ex | CZ01 | cWtd | SWLG011-01 | ExAnte2020 | IOU workpaper | 2019-06-26 | Fixture | 1 |  | None | 0 | 0 | 0 | 28.9 | 0.00467 | -0.809 | [6 empty] | DEER:Indoor_Non-CFL_Ltg | Annual
Any | SWLG011B | ECC | Ex | CZ02 | cWtd | SWLG011-01 | ExAnte2020 | IOU workpaper | 2019-06-26 | Fixture | 1 |  | None | 0 | 0 | 0 | 30.7 | 0.0056 | -0.513 | [6 empty] | DEER:Indoor_Non-CFL_Ltg | Annual
Any | SWLG011B | ECC | Ex | CZ03 | cWtd | SWLG011-01 | ExAnte2020 | IOU workpaper | 2019-06-26 | Fixture | 1 |  | None | 0 | 0 | 0 | 30.1 | 0.00538 | -0.594 | [6 empty] | DEER:Indoor_Non-CFL_Ltg | Annual
Any | SWLG011B | ECC | Ex | CZ04 | cWtd | SWLG011-01 | ExAnte2020 | IOU workpaper | 2019-06-26 | Fixture | 1 |  | None | 0 | 0 | 0 | 31 | 0.0056 | -0.454 | [6 empty] | DEER:Indoor_Non-CFL_Ltg | Annual
Any | SWLG011B | ECC | Ex | CZ05 | cWtd | SWLG011-01 | ExAnte2020 | IOU workpaper | 2019-06-26 | Fixture | 1 |  | None | 0 | 0 | 0 | 30.1 | 0.0052 | -0.594 | [6 empty] | DEER:Indoor_Non-CFL_Ltg | Annual
Any | SWLG011B | ECC | Ex | CZ06 | cWtd | SWLG011-01 | ExAnte2020 | IOU workpaper | 2019-06-26 | Fixture | 1 |  | None | 0 | 0 | 0 | 31.9 | 0.00587 | -0.322 | [6 empty] | DEER:Indoor_Non-CFL_Ltg | Annual
Any | SWLG011B | ECC | Ex | CZ07 | cWtd | SWLG011-01 | ExAnte2020 | IOU workpaper | 2019-06-26 | Fixture | 1 |  | None | 0 | 0 | 0 | 31.9 | 0.0056 | -0.322 | [6 empty] | DEER:Indoor_Non-CFL_Ltg | Annual
Any | SWLG011B | ECC | Ex | CZ08 | cWtd | SWLG011-01 | ExAnte2020 | IOU workpaper | 2019-06-26 | Fixture | 1 |  | None | 0 | 0 | 0 | 32.2 | 0.00556 | -0.267 | [6 empty] | DEER:Indoor_Non-CFL_Ltg | Annual
Any | SWLG011B | ECC | Ex | CZ09 | cWtd | SWLG011-01 | ExAnte2020 | IOU workpaper | 2019-06-26 | Fixture | 1 |  | None | 0 | 0 | 0 | 31.6 | 0.00583 | -0.301 | [6 empty] | DEER:Indoor_Non-CFL_Ltg | Annual
Any | SWLG011B | ECC | Ex | CZ10 | cWtd | SWLG011-01 | ExAnte2020 | IOU workpaper | 2019-06-26 | Fixture | 1 |  | None | 0 | 0 | 0 | 31.6 | 0.00574 | -0.293 | [6 empty] | DEER:Indoor_Non-CFL_Ltg | Annual
Any | SWLG011B | ECC | Ex | CZ11 | cWtd | SWLG011-01 | ExAnte2020 | IOU workpaper | 2019-06-26 | Fixture | 1 |  | None | 0 | 0 | 0 | 31.6 | 0.00578 | -0.421 | [6 empty] | DEER:Indoor_Non-CFL_Ltg | Annual
Any | SWLG011B | ECC | Ex | CZ12 | cWtd | SWLG011-01 | ExAnte2020 | IOU workpaper | 2019-06-26 | Fixture | 1 |  | None | 0 | 0 | 0 | 31.6 | 0.00574 | -0.448 | [6 empty] | DEER:Indoor_Non-CFL_Ltg | Annual
Any | SWLG011B | ECC | Ex | CZ13 | cWtd | SWLG011-01 | ExAnte2020 | IOU workpaper | 2019-06-26 | Fixture | 1 |  | None | 0 | 0 | 0 | 31.9 | 0.00574 | -0.385 | [6 empty] | DEER:Indoor_Non-CFL_Ltg | Annual
Any | SWLG011B | ECC | Ex | CZ14 | cWtd | SWLG011-01 | ExAnte2020 | IOU workpaper | 2019-06-26 | Fixture | 1 |  | None | 0 | 0 | 0 | 31.9 | 0.00574 | -0.394 | [6 empty] | DEER:Indoor_Non-CFL_Ltg | Annual
Any | SWLG011B | ECC | Ex | CZ15 | cWtd | SWLG011-01 | ExAnte2020 | IOU workpaper | 2019-06-26 | Fixture | 1 |  | None | 0 | 0 | 0 | 33.4 | 0.00574 | -0.134 | [6 empty] | DEER:Indoor_Non-CFL_Ltg | Annual
Any | SWLG011B | ECC | Ex | CZ16 | cWtd | SWLG011-01 | ExAnte2020 | IOU workpaper | 2019-06-26 | Fixture | 1 |  | None | 0 | 0 | 0 | 30.1 | 0.00565 | -0.606 | [6 empty] | DEER:Indoor_Non-CFL_Ltg | Annual
Any | SWLG011B | EPr | Ex | CZ01 | cWtd | SWLG011-01 | ExAnte2020 | IOU workpaper | 2019-06-26 | Fixture | 1 |  | None | 0 | 0 | 0 | 24.6 | 0.00597 | -0.654 | [6 empty] | DEER:Indoor_Non-CFL_Ltg | Annual
Any | SWLG011B | EPr | Ex | CZ02 | cWtd | SWLG011-01 | ExAnte2020 | IOU workpaper | 2019-06-26 | Fixture | 1 |  | None | 0 | 0 | 0 | 25.9 | 0.00878 | -0.474 | [6 empty] | DEER:Indoor_Non-CFL_Ltg | Annual
Any | SWLG011B | EPr | Ex | CZ03 | cWtd | SWLG011-01 | ExAnte2020 | IOU workpaper | 2019-06-26 | Fixture | 1 |  | None | 0 | 0 | 0 | 25.7 | 0.00585 | -0.513 | [6 empty] | DEER:Indoor_Non-CFL_Ltg | Annual
Any | SWLG011B | EPr | Ex | CZ04 | cWtd | SWLG011-01 | ExAnte2020 | IOU workpaper | 2019-06-26 | Fixture | 1 |  | None | 0 | 0 | 0 | 26.2 | 0.00673 | -0.427 | [6 empty] | DEER:Indoor_Non-CFL_Ltg | Annual
Any | SWLG011B | EPr | Ex | CZ05 | cWtd | SWLG011-01 | ExAnte2020 | IOU workpaper | 2019-06-26 | Fixture | 1 |  | None | 0 | 0 | 0 | 25.7 | 0.0065 | -0.513 | [6 empty] | DEER:Indoor_Non-CFL_Ltg | Annual
Any | SWLG011B | EPr | Ex | CZ06 | cWtd | SWLG011-01 | ExAnte2020 | IOU workpaper | 2019-06-26 | Fixture | 1 |  | None | 0 | 0 | 0 | 27 | 0.00697 | -0.298 | [6 empty] | DEER:Indoor_Non-CFL_Ltg | Annual
Any | SWLG011B | EPr | Ex | CZ07 | cWtd | SWLG011-01 | ExAnte2020 | IOU workpaper | 2019-06-26 | Fixture | 1 |  | None | 0 | 0 | 0 | 26.7 | 0.00702 | -0.319 | [6 empty] | DEER:Indoor_Non-CFL_Ltg | Annual
Any | SWLG011B | EPr | Ex | CZ08 | cWtd | SWLG011-01 | ExAnte2020 | IOU workpaper | 2019-06-26 | Fixture | 1 |  | None | 0 | 0 | 0 | 27.2 | 0.00691 | -0.267 | [6 empty] | DEER:Indoor_Non-CFL_Ltg | Annual
Any | SWLG011B | EPr | Ex | CZ09 | cWtd | SWLG011-01 | ExAnte2020 | IOU workpaper | 2019-06-26 | Fixture | 1 |  | None | 0 | 0 | 0 | 27.2 | 0.00708 | -0.296 | [6 empty] | DEER:Indoor_Non-CFL_Ltg | Annual
Any | SWLG011B | EPr | Ex | CZ10 | cWtd | SWLG011-01 | ExAnte2020 | IOU workpaper | 2019-06-26 | Fixture | 1 |  | None | 0 | 0 | 0 | 27.8 | 0.00702 | -0.272 | [6 empty] | DEER:Indoor_Non-CFL_Ltg | Annual
Any | SWLG011B | EPr | Ex | CZ11 | cWtd | SWLG011-01 | ExAnte2020 | IOU workpaper | 2019-06-26 | Fixture | 1 |  | None | 0 | 0 | 0 | 27 | 0.00802 | -0.403 | [6 empty] | DEER:Indoor_Non-CFL_Ltg | Annual
Any | SWLG011B | EPr | Ex | CZ12 | cWtd | SWLG011-01 | ExAnte2020 | IOU workpaper | 2019-06-26 | Fixture | 1 |  | None | 0 | 0 | 0 | 26.4 | 0.00913 | -0.414 | [6 empty] | DEER:Indoor_Non-CFL_Ltg | Annual
Any | SWLG011B | EPr | Ex | CZ13 | cWtd | SWLG011-01 | ExAnte2020 | IOU workpaper | 2019-06-26 | Fixture | 1 |  | None | 0 | 0 | 0 | 27 | 0.00755 | -0.387 | [6 empty] | DEER:Indoor_Non-CFL_Ltg | Annual
Any | SWLG011B | EPr | Ex | CZ14 | cWtd | SWLG011-01 | ExAnte2020 | IOU workpaper | 2019-06-26 | Fixture | 1 |  | None | 0 | 0 | 0 | 27.2 | 0.00697 | -0.356 | [6 empty] | DEER:Indoor_Non-CFL_Ltg | Annual
Any | SWLG011B | EPr | Ex | CZ15 | cWtd | SWLG011-01 | ExAnte2020 | IOU workpaper | 2019-06-26 | Fixture | 1 |  | None | 0 | 0 | 0 | 29.6 | 0.00714 | -0.13 | [6 empty] | DEER:Indoor_Non-CFL_Ltg | Annual
Any | SWLG011B | EPr | Ex | CZ16 | cWtd | SWLG011-01 | ExAnte2020 | IOU workpaper | 2019-06-26 | Fixture | 1 |  | None | 0 | 0 | 0 | 24.9 | 0.00579 | -0.529 | [6 empty] | DEER:Indoor_Non-CFL_Ltg | Annual
Any | SWLG011B | ERC | Ex | CZ01 | cWtd | SWLG011-01 | ExAnte2020 | IOU workpaper | 2019-06-26 | Fixture | 1 |  | None | 0 | 0 | 0 | 12.1 | 0.00269 | -0.231 | [6 empty] | DEER:Indoor_Non-CFL_Ltg | Annual
Any | SWLG011B | ERC | Ex | CZ02 | cWtd | SWLG011-01 | ExAnte2020 | IOU workpaper | 2019-06-26 | Fixture | 1 |  | None | 0 | 0 | 0 | 12.8 | 0.00325 | -0.162 | [6 empty] | DEER:Indoor_Non-CFL_Ltg | Annual
Any | SWLG011B | ERC | Ex | CZ03 | cWtd | SWLG011-01 | ExAnte2020 | IOU workpaper | 2019-06-26 | Fixture | 1 |  | None | 0 | 0 | 0 | 12.8 | 0.00236 | -0.145 | [6 empty] | DEER:Indoor_Non-CFL_Ltg | Annual
Any | SWLG011B | ERC | Ex | CZ04 | cWtd | SWLG011-01 | ExAnte2020 | IOU workpaper | 2019-06-26 | Fixture | 1 |  | None | 0 | 0 | 0 | 13.1 | 0.00271 | -0.12 | [6 empty] | DEER:Indoor_Non-CFL_Ltg | Annual
Any | SWLG011B | ERC | Ex | CZ05 | cWtd | SWLG011-01 | ExAnte2020 | IOU workpaper | 2019-06-26 | Fixture | 1 |  | None | 0 | 0 | 0 | 13 | 0.00245 | -0.13 | [6 empty] | DEER:Indoor_Non-CFL_Ltg | Annual
Any | SWLG011B | ERC | Ex | CZ06 | cWtd | SWLG011-01 | ExAnte2020 | IOU workpaper | 2019-06-26 | Fixture | 1 |  | None | 0 | 0 | 0 | 13.7 | 0.00275 | -0.0926 | [6 empty] | DEER:Indoor_Non-CFL_Ltg | Annual
Any | SWLG011B | ERC | Ex | CZ07 | cWtd | SWLG011-01 | ExAnte2020 | IOU workpaper | 2019-06-26 | Fixture | 1 |  | None | 0 | 0 | 0 | 13.7 | 0.00269 | -0.0754 | [6 empty] | DEER:Indoor_Non-CFL_Ltg | Annual
Any | SWLG011B | ERC | Ex | CZ08 | cWtd | SWLG011-01 | ExAnte2020 | IOU workpaper | 2019-06-26 | Fixture | 1 |  | None | 0 | 0 | 0 | 14 | 0.00279 | -0.0694 | [6 empty] | DEER:Indoor_Non-CFL_Ltg | Annual
Any | SWLG011B | ERC | Ex | CZ09 | cWtd | SWLG011-01 | ExAnte2020 | IOU workpaper | 2019-06-26 | Fixture | 1 |  | None | 0 | 0 | 0 | 13.8 | 0.00299 | -0.088 | [6 empty] | DEER:Indoor_Non-CFL_Ltg | Annual
Any | SWLG011B | ERC | Ex | CZ10 | cWtd | SWLG011-01 | ExAnte2020 | IOU workpaper | 2019-06-26 | Fixture | 1 |  | None | 0 | 0 | 0 | 14 | 0.00304 | -0.095 | [6 empty] | DEER:Indoor_Non-CFL_Ltg | Annual
Any | SWLG011B | ERC | Ex | CZ11 | cWtd | SWLG011-01 | ExAnte2020 | IOU workpaper | 2019-06-26 | Fixture | 1 |  | None | 0 | 0 | 0 | 13.2 | 0.00319 | -0.138 | [6 empty] | DEER:Indoor_Non-CFL_Ltg | Annual
Any | SWLG011B | ERC | Ex | CZ12 | cWtd | SWLG011-01 | ExAnte2020 | IOU workpaper | 2019-06-26 | Fixture | 1 |  | None | 0 | 0 | 0 | 13.1 | 0.00317 | -0.142 | [6 empty] | DEER:Indoor_Non-CFL_Ltg | Annual
Any | SWLG011B | ERC | Ex | CZ13 | cWtd | SWLG011-01 | ExAnte2020 | IOU workpaper | 2019-06-26 | Fixture | 1 |  | None | 0 | 0 | 0 | 13.3 | 0.00306 | -0.127 | [6 empty] | DEER:Indoor_Non-CFL_Ltg | Annual
Any | SWLG011B | ERC | Ex | CZ14 | cWtd | SWLG011-01 | ExAnte2020 | IOU workpaper | 2019-06-26 | Fixture | 1 |  | None | 0 | 0 | 0 | 13.6 | 0.00308 | -0.135 | [6 empty] | DEER:Indoor_Non-CFL_Ltg | Annual
Any | SWLG011B | ERC | Ex | CZ15 | cWtd | SWLG011-01 | ExAnte2020 | IOU workpaper | 2019-06-26 | Fixture | 1 |  | None | 0 | 0 | 0 | 14.8 | 0.00319 | -0.036 | [6 empty] | DEER:Indoor_Non-CFL_Ltg | Annual
Any | SWLG011B | ERC | Ex | CZ16 | cWtd | SWLG011-01 | ExAnte2020 | IOU workpaper | 2019-06-26 | Fixture | 1 |  | None | 0 | 0 | 0 | 12.3 | 0.00284 | -0.197 | [6 empty] | DEER:Indoor_Non-CFL_Ltg | Annual
Any | SWLG011B | ESe | Ex | CZ01 | cWtd | SWLG011-01 | ExAnte2020 | IOU workpaper | 2019-06-26 | Fixture | 1 |  | None | 0 | 0 | 0 | 24.9 | 0.00598 | -0.607 | [6 empty] | DEER:Indoor_Non-CFL_Ltg | Annual
Any | SWLG011B | ESe | Ex | CZ02 | cWtd | SWLG011-01 | ExAnte2020 | IOU workpaper | 2019-06-26 | Fixture | 1 |  | None | 0 | 0 | 0 | 26.2 | 0.00836 | -0.437 | [6 empty] | DEER:Indoor_Non-CFL_Ltg | Annual
Any | SWLG011B | ESe | Ex | CZ03 | cWtd | SWLG011-01 | ExAnte2020 | IOU workpaper | 2019-06-26 | Fixture | 1 |  | None | 0 | 0 | 0 | 25.7 | 0.00621 | -0.471 | [6 empty] | DEER:Indoor_Non-CFL_Ltg | Annual
Any | SWLG011B | ESe | Ex | CZ04 | cWtd | SWLG011-01 | ExAnte2020 | IOU workpaper | 2019-06-26 | Fixture | 1 |  | None | 0 | 0 | 0 | 26.4 | 0.00656 | -0.387 | [6 empty] | DEER:Indoor_Non-CFL_Ltg | Annual
Any | SWLG011B | ESe | Ex | CZ05 | cWtd | SWLG011-01 | ExAnte2020 | IOU workpaper | 2019-06-26 | Fixture | 1 |  | None | 0 | 0 | 0 | 25.7 | 0.00627 | -0.453 | [6 empty] | DEER:Indoor_Non-CFL_Ltg | Annual
Any | SWLG011B | ESe | Ex | CZ06 | cWtd | SWLG011-01 | ExAnte2020 | IOU workpaper | 2019-06-26 | Fixture | 1 |  | None | 0 | 0 | 0 | 27 | 0.00685 | -0.293 | [6 empty] | DEER:Indoor_Non-CFL_Ltg | Annual
Any | SWLG011B | ESe | Ex | CZ07 | cWtd | SWLG011-01 | ExAnte2020 | IOU workpaper | 2019-06-26 | Fixture | 1 |  | None | 0 | 0 | 0 | 26.7 | 0.00685 | -0.285 | [6 empty] | DEER:Indoor_Non-CFL_Ltg | Annual
Any | SWLG011B | ESe | Ex | CZ08 | cWtd | SWLG011-01 | ExAnte2020 | IOU workpaper | 2019-06-26 | Fixture | 1 |  | None | 0 | 0 | 0 | 27.5 | 0.00674 | -0.245 | [6 empty] | DEER:Indoor_Non-CFL_Ltg | Annual
Any | SWLG011B | ESe | Ex | CZ09 | cWtd | SWLG011-01 | ExAnte2020 | IOU workpaper | 2019-06-26 | Fixture | 1 |  | None | 0 | 0 | 0 | 27.5 | 0.00697 | -0.275 | [6 empty] | DEER:Indoor_Non-CFL_Ltg | Annual
Any | SWLG011B | ESe | Ex | CZ10 | cWtd | SWLG011-01 | ExAnte2020 | IOU workpaper | 2019-06-26 | Fixture | 1 |  | None | 0 | 0 | 0 | 27.5 | 0.00691 | -0.285 | [6 empty] | DEER:Indoor_Non-CFL_Ltg | Annual
Any | SWLG011B | ESe | Ex | CZ11 | cWtd | SWLG011-01 | ExAnte2020 | IOU workpaper | 2019-06-26 | Fixture | 1 |  | None | 0 | 0 | 0 | 27 | 0.00761 | -0.385 | [6 empty] | DEER:Indoor_Non-CFL_Ltg | Annual
Any | SWLG011B | ESe | Ex | CZ12 | cWtd | SWLG011-01 | ExAnte2020 | IOU workpaper | 2019-06-26 | Fixture | 1 |  | None | 0 | 0 | 0 | 26.7 | 0.00854 | -0.395 | [6 empty] | DEER:Indoor_Non-CFL_Ltg | Annual
Any | SWLG011B | ESe | Ex | CZ13 | cWtd | SWLG011-01 | ExAnte2020 | IOU workpaper | 2019-06-26 | Fixture | 1 |  | None | 0 | 0 | 0 | 27.2 | 0.00732 | -0.356 | [6 empty] | DEER:Indoor_Non-CFL_Ltg | Annual
Any | SWLG011B | ESe | Ex | CZ14 | cWtd | SWLG011-01 | ExAnte2020 | IOU workpaper | 2019-06-26 | Fixture | 1 |  | None | 0 | 0 | 0 | 27.2 | 0.00679 | -0.351 | [6 empty] | DEER:Indoor_Non-CFL_Ltg | Annual
Any | SWLG011B | ESe | Ex | CZ15 | cWtd | SWLG011-01 | ExAnte2020 | IOU workpaper | 2019-06-26 | Fixture | 1 |  | None | 0 | 0 | 0 | 29.6 | 0.00778 | -0.134 | [6 empty] | DEER:Indoor_Non-CFL_Ltg | Annual
Any | SWLG011B | ESe | Ex | CZ16 | cWtd | SWLG011-01 | ExAnte2020 | IOU workpaper | 2019-06-26 | Fixture | 1 |  | None | 0 | 0 | 0 | 25.1 | 0.00819 | -0.487 | [6 empty] | DEER:Indoor_Non-CFL_Ltg | Annual
Any | SWLG011B | EUn | Ex | CZ01 | cWtd | SWLG011-01 | ExAnte2020 | IOU workpaper | 2019-06-26 | Fixture | 1 |  | None | 0 | 0 | 0 | 27.6 | 0.00784 | -0.83 | [6 empty] | DEER:Indoor_Non-CFL_Ltg | Annual
Any | SWLG011B | EUn | Ex | CZ02 | cWtd | SWLG011-01 | ExAnte2020 | IOU workpaper | 2019-06-26 | Fixture | 1 |  | None | 0 | 0 | 0 | 29.2 | 0.0087 | -0.548 | [6 empty] | DEER:Indoor_Non-CFL_Ltg | Annual
Any | SWLG011B | EUn | Ex | CZ03 | cWtd | SWLG011-01 | ExAnte2020 | IOU workpaper | 2019-06-26 | Fixture | 1 |  | None | 0 | 0 | 0 | 28.7 | 0.0087 | -0.63 | [6 empty] | DEER:Indoor_Non-CFL_Ltg | Annual
Any | SWLG011B | EUn | Ex | CZ04 | cWtd | SWLG011-01 | ExAnte2020 | IOU workpaper | 2019-06-26 | Fixture | 1 |  | None | 0 | 0 | 0 | 29.5 | 0.0087 | -0.487 | [6 empty] | DEER:Indoor_Non-CFL_Ltg | Annual
Any | SWLG011B | EUn | Ex | CZ05 | cWtd | SWLG011-01 | ExAnte2020 | IOU workpaper | 2019-06-26 | Fixture | 1 |  | None | 0 | 0 | 0 | 28.7 | 0.00834 | -0.619 | [6 empty] | DEER:Indoor_Non-CFL_Ltg | Annual
Any | SWLG011B | EUn | Ex | CZ06 | cWtd | SWLG011-01 | ExAnte2020 | IOU workpaper | 2019-06-26 | Fixture | 1 |  | None | 0 | 0 | 0 | 30.4 | 0.00884 | -0.388 | [6 empty] | DEER:Indoor_Non-CFL_Ltg | Annual
Any | SWLG011B | EUn | Ex | CZ07 | cWtd | SWLG011-01 | ExAnte2020 | IOU workpaper | 2019-06-26 | Fixture | 1 |  | None | 0 | 0 | 0 | 30.1 | 0.00899 | -0.394 | [6 empty] | DEER:Indoor_Non-CFL_Ltg | Annual
Any | SWLG011B | EUn | Ex | CZ08 | cWtd | SWLG011-01 | ExAnte2020 | IOU workpaper | 2019-06-26 | Fixture | 1 |  | None | 0 | 0 | 0 | 30.4 | 0.00884 | -0.335 | [6 empty] | DEER:Indoor_Non-CFL_Ltg | Annual
Any | SWLG011B | EUn | Ex | CZ09 | cWtd | SWLG011-01 | ExAnte2020 | IOU workpaper | 2019-06-26 | Fixture | 1 |  | None | 0 | 0 | 0 | 30.4 | 0.0092 | -0.352 | [6 empty] | DEER:Indoor_Non-CFL_Ltg | Annual
Any | SWLG011B | EUn | Ex | CZ10 | cWtd | SWLG011-01 | ExAnte2020 | IOU workpaper | 2019-06-26 | Fixture | 1 |  | None | 0 | 0 | 0 | 30.4 | 0.00899 | -0.36 | [6 empty] | DEER:Indoor_Non-CFL_Ltg | Annual
Any | SWLG011B | EUn | Ex | CZ11 | cWtd | SWLG011-01 | ExAnte2020 | IOU workpaper | 2019-06-26 | Fixture | 1 |  | None | 0 | 0 | 0 | 29.8 | 0.00884 | -0.436 | [6 empty] | DEER:Indoor_Non-CFL_Ltg | Annual
Any | SWLG011B | EUn | Ex | CZ12 | cWtd | SWLG011-01 | ExAnte2020 | IOU workpaper | 2019-06-26 | Fixture | 1 |  | None | 0 | 0 | 0 | 29.8 | 0.00884 | -0.47 | [6 empty] | DEER:Indoor_Non-CFL_Ltg | Annual
Any | SWLG011B | EUn | Ex | CZ13 | cWtd | SWLG011-01 | ExAnte2020 | IOU workpaper | 2019-06-26 | Fixture | 1 |  | None | 0 | 0 | 0 | 30.1 | 0.00892 | -0.411 | [6 empty] | DEER:Indoor_Non-CFL_Ltg | Annual
Any | SWLG011B | EUn | Ex | CZ14 | cWtd | SWLG011-01 | ExAnte2020 | IOU workpaper | 2019-06-26 | Fixture | 1 |  | None | 0 | 0 | 0 | 30.1 | 0.00978 | -0.442 | [6 empty] | DEER:Indoor_Non-CFL_Ltg | Annual
Any | SWLG011B | EUn | Ex | CZ15 | cWtd | SWLG011-01 | ExAnte2020 | IOU workpaper | 2019-06-26 | Fixture | 1 |  | None | 0 | 0 | 0 | 32.1 | 0.00913 | -0.173 | [6 empty] | DEER:Indoor_Non-CFL_Ltg | Annual
Any | SWLG011B | EUn | Ex | CZ16 | cWtd | SWLG011-01 | ExAnte2020 | IOU workpaper | 2019-06-26 | Fixture | 1 |  | None | 0 | 0 | 0 | 28.4 | 0.00856 | -0.647 | [6 empty] | DEER:Indoor_Non-CFL_Ltg | Annual
Any | SWLG011B | Gro | Ex | CZ01 | cWtd | SWLG011-01 | ExAnte2020 | IOU workpaper | 2019-06-26 | Fixture | 1 |  | None | 0 | 0 | 0 | 60.9 | 0.0101 | -1.05 | [6 empty] | DEER:Indoor_Non-CFL_Ltg | Annual
Any | SWLG011B | Gro | Ex | CZ02 | cWtd | SWLG011-01 | ExAnte2020 | IOU workpaper | 2019-06-26 | Fixture | 1 |  | None | 0 | 0 | 0 | 63.4 | 0.012 | -0.808 | [6 empty] | DEER:Indoor_Non-CFL_Ltg | Annual
Any | SWLG011B | Gro | Ex | CZ03 | cWtd | SWLG011-01 | ExAnte2020 | IOU workpaper | 2019-06-26 | Fixture | 1 |  | None | 0 | 0 | 0 | 62.2 | 0.0112 | -0.914 | [6 empty] | DEER:Indoor_Non-CFL_Ltg | Annual
Any | SWLG011B | Gro | Ex | CZ04 | cWtd | SWLG011-01 | ExAnte2020 | IOU workpaper | 2019-06-26 | Fixture | 1 |  | None | 0 | 0 | 0 | 63.4 | 0.0116 | -0.784 | [6 empty] | DEER:Indoor_Non-CFL_Ltg | Annual
Any | SWLG011B | Gro | Ex | CZ05 | cWtd | SWLG011-01 | ExAnte2020 | IOU workpaper | 2019-06-26 | Fixture | 1 |  | None | 0 | 0 | 0 | 61.6 | 0.011 | -0.933 | [6 empty] | DEER:Indoor_Non-CFL_Ltg | Annual
Any | SWLG011B | Gro | Ex | CZ06 | cWtd | SWLG011-01 | ExAnte2020 | IOU workpaper | 2019-06-26 | Fixture | 1 |  | None | 0 | 0 | 0 | 62.2 | 0.0115 | -0.84 | [6 empty] | DEER:Indoor_Non-CFL_Ltg | Annual
Any | SWLG011B | Gro | Ex | CZ07 | cWtd | SWLG011-01 | ExAnte2020 | IOU workpaper | 2019-06-26 | Fixture | 1 |  | None | 0 | 0 | 0 | 62.2 | 0.0112 | -0.846 | [6 empty] | DEER:Indoor_Non-CFL_Ltg | Annual
Any | SWLG011B | Gro | Ex | CZ08 | cWtd | SWLG011-01 | ExAnte2020 | IOU workpaper | 2019-06-26 | Fixture | 1 |  | None | 0 | 0 | 0 | 63.4 | 0.0115 | -0.753 | [6 empty] | DEER:Indoor_Non-CFL_Ltg | Annual
Any | SWLG011B | Gro | Ex | CZ09 | cWtd | SWLG011-01 | ExAnte2020 | IOU workpaper | 2019-06-26 | Fixture | 1 |  | None | 0 | 0 | 0 | 63.4 | 0.0118 | -0.746 | [6 empty] | DEER:Indoor_Non-CFL_Ltg | Annual
Any | SWLG011B | Gro | Ex | CZ10 | cWtd | SWLG011-01 | ExAnte2020 | IOU workpaper | 2019-06-26 | Fixture | 1 |  | None | 0 | 0 | 0 | 64.1 | 0.0119 | -0.753 | [6 empty] | DEER:Indoor_Non-CFL_Ltg | Annual
Any | SWLG011B | Gro | Ex | CZ11 | cWtd | SWLG011-01 | ExAnte2020 | IOU workpaper | 2019-06-26 | Fixture | 1 |  | None | 0 | 0 | 0 | 65.3 | 0.0123 | -0.665 | [6 empty] | DEER:Indoor_Non-CFL_Ltg | Annual
Any | SWLG011B | Gro | Ex | CZ12 | cWtd | SWLG011-01 | ExAnte2020 | IOU workpaper | 2019-06-26 | Fixture | 1 |  | None | 0 | 0 | 0 | 64.1 | 0.0122 | -0.721 | [6 empty] | DEER:Indoor_Non-CFL_Ltg | Annual
Any | SWLG011B | Gro | Ex | CZ13 | cWtd | SWLG011-01 | ExAnte2020 | IOU workpaper | 2019-06-26 | Fixture | 1 |  | None | 0 | 0 | 0 | 65.3 | 0.0119 | -0.628 | [6 empty] | DEER:Indoor_Non-CFL_Ltg | Annual
Any | SWLG011B | Gro | Ex | CZ14 | cWtd | SWLG011-01 | ExAnte2020 | IOU workpaper | 2019-06-26 | Fixture | 1 |  | None | 0 | 0 | 0 | 64.7 | 0.012 | -0.771 | [6 empty] | DEER:Indoor_Non-CFL_Ltg | Annual
Any | SWLG011B | Gro | Ex | CZ15 | cWtd | SWLG011-01 | ExAnte2020 | IOU workpaper | 2019-06-26 | Fixture | 1 |  | None | 0 | 0 | 0 | 68.4 | 0.0122 | -0.436 | [6 empty] | DEER:Indoor_Non-CFL_Ltg | Annual
Any | SWLG011B | Gro | Ex | CZ16 | cWtd | SWLG011-01 | ExAnte2020 | IOU workpaper | 2019-06-26 | Fixture | 1 |  | None | 0 | 0 | 0 | 60.3 | 0.0116 | -1.01 | [6 empty] | DEER:Indoor_Non-CFL_Ltg | Annual
Any | SWLG011B | Hsp | Ex | CZ01 | cWtd | SWLG011-01 | ExAnte2020 | IOU workpaper | 2019-06-26 | Fixture | 1 |  | None | 0 | 0 | 0 | 65.2 | 0.00949 | -1.88 | [6 empty] | DEER:Indoor_Non-CFL_Ltg | Annual
Any | SWLG011B | Hsp | Ex | CZ02 | cWtd | SWLG011-01 | ExAnte2020 | IOU workpaper | 2019-06-26 | Fixture | 1 |  | None | 0 | 0 | 0 | 70.2 | 0.0111 | -1.2 | [6 empty] | DEER:Indoor_Non-CFL_Ltg | Annual
Any | SWLG011B | Hsp | Ex | CZ03 | cWtd | SWLG011-01 | ExAnte2020 | IOU workpaper | 2019-06-26 | Fixture | 1 |  | None | 0 | 0 | 0 | 68.8 | 0.0107 | -1.13 | [6 empty] | DEER:Indoor_Non-CFL_Ltg | Annual
Any | SWLG011B | Hsp | Ex | CZ04 | cWtd | SWLG011-01 | ExAnte2020 | IOU workpaper | 2019-06-26 | Fixture | 1 |  | None | 0 | 0 | 0 | 71.6 | 0.0108 | -0.978 | [6 empty] | DEER:Indoor_Non-CFL_Ltg | Annual
Any | SWLG011B | Hsp | Ex | CZ05 | cWtd | SWLG011-01 | ExAnte2020 | IOU workpaper | 2019-06-26 | Fixture | 1 |  | None | 0 | 0 | 0 | 68.8 | 0.0102 | -1.2 | [6 empty] | DEER:Indoor_Non-CFL_Ltg | Annual
Any | SWLG011B | Hsp | Ex | CZ06 | cWtd | SWLG011-01 | ExAnte2020 | IOU workpaper | 2019-06-26 | Fixture | 1 |  | None | 0 | 0 | 0 | 73.7 | 0.0115 | -0.632 | [6 empty] | DEER:Indoor_Non-CFL_Ltg | Annual
Any | SWLG011B | Hsp | Ex | CZ07 | cWtd | SWLG011-01 | ExAnte2020 | IOU workpaper | 2019-06-26 | Fixture | 1 |  | None | 0 | 0 | 0 | 74.4 | 0.0109 | -0.448 | [6 empty] | DEER:Indoor_Non-CFL_Ltg | Annual
Any | SWLG011B | Hsp | Ex | CZ08 | cWtd | SWLG011-01 | ExAnte2020 | IOU workpaper | 2019-06-26 | Fixture | 1 |  | None | 0 | 0 | 0 | 74.4 | 0.011 | -0.537 | [6 empty] | DEER:Indoor_Non-CFL_Ltg | Annual
Any | SWLG011B | Hsp | Ex | CZ09 | cWtd | SWLG011-01 | ExAnte2020 | IOU workpaper | 2019-06-26 | Fixture | 1 |  | None | 0 | 0 | 0 | 74.4 | 0.0114 | -0.642 | [6 empty] | DEER:Indoor_Non-CFL_Ltg | Annual
Any | SWLG011B | Hsp | Ex | CZ10 | cWtd | SWLG011-01 | ExAnte2020 | IOU workpaper | 2019-06-26 | Fixture | 1 |  | None | 0 | 0 | 0 | 74.4 | 0.0115 | -0.685 | [6 empty] | DEER:Indoor_Non-CFL_Ltg | Annual
Any | SWLG011B | Hsp | Ex | CZ11 | cWtd | SWLG011-01 | ExAnte2020 | IOU workpaper | 2019-06-26 | Fixture | 1 |  | None | 0 | 0 | 0 | 73 | 0.011 | -1.01 | [6 empty] | DEER:Indoor_Non-CFL_Ltg | Annual
Any | SWLG011B | Hsp | Ex | CZ12 | cWtd | SWLG011-01 | ExAnte2020 | IOU workpaper | 2019-06-26 | Fixture | 1 |  | None | 0 | 0 | 0 | 72.3 | 0.011 | -1.03 | [6 empty] | DEER:Indoor_Non-CFL_Ltg | Annual
Any | SWLG011B | Hsp | Ex | CZ13 | cWtd | SWLG011-01 | ExAnte2020 | IOU workpaper | 2019-06-26 | Fixture | 1 |  | None | 0 | 0 | 0 | 73.7 | 0.011 | -0.943 | [6 empty] | DEER:Indoor_Non-CFL_Ltg | Annual
Any | SWLG011B | Hsp | Ex | CZ14 | cWtd | SWLG011-01 | ExAnte2020 | IOU workpaper | 2019-06-26 | Fixture | 1 |  | None | 0 | 0 | 0 | 73 | 0.0111 | -0.957 | [6 empty] | DEER:Indoor_Non-CFL_Ltg | Annual
Any | SWLG011B | Hsp | Ex | CZ15 | cWtd | SWLG011-01 | ExAnte2020 | IOU workpaper | 2019-06-26 | Fixture | 1 |  | None | 0 | 0 | 0 | 79.4 | 0.0113 | -0.361 | [6 empty] | DEER:Indoor_Non-CFL_Ltg | Annual
Any | SWLG011B | Hsp | Ex | CZ16 | cWtd | SWLG011-01 | ExAnte2020 | IOU workpaper | 2019-06-26 | Fixture | 1 |  | None | 0 | 0 | 0 | 68.8 | 0.0109 | -1.33 | [6 empty] | DEER:Indoor_Non-CFL_Ltg | Annual
Any | SWLG011B | Htl | Ex | CZ01 | cWtd | SWLG011-01 | ExAnte2020 | IOU workpaper | 2019-06-26 | Fixture | 1 |  | None | 0 | 0 | 0 | 50.8 | 0.00819 | -1.08 | [6 empty] | DEER:Indoor_Non-CFL_Ltg | Annual
Any | SWLG011B | Htl | Ex | CZ02 | cWtd | SWLG011-01 | ExAnte2020 | IOU workpaper | 2019-06-26 | Fixture | 1 |  | None | 0 | 0 | 0 | 57.1 | 0.00932 | -0.778 | [6 empty] | DEER:Indoor_Non-CFL_Ltg | Annual
Any | SWLG011B | Htl | Ex | CZ03 | cWtd | SWLG011-01 | ExAnte2020 | IOU workpaper | 2019-06-26 | Fixture | 1 |  | None | 0 | 0 | 0 | 56.5 | 0.00917 | -0.816 | [6 empty] | DEER:Indoor_Non-CFL_Ltg | Annual
Any | SWLG011B | Htl | Ex | CZ04 | cWtd | SWLG011-01 | ExAnte2020 | IOU workpaper | 2019-06-26 | Fixture | 1 |  | None | 0 | 0 | 0 | 58.4 | 0.0091 | -0.621 | [6 empty] | DEER:Indoor_Non-CFL_Ltg | Annual
Any | SWLG011B | Htl | Ex | CZ05 | cWtd | SWLG011-01 | ExAnte2020 | IOU workpaper | 2019-06-26 | Fixture | 1 |  | None | 0 | 0 | 0 | 55.9 | 0.00879 | -0.841 | [6 empty] | DEER:Indoor_Non-CFL_Ltg | Annual
Any | SWLG011B | Htl | Ex | CZ06 | cWtd | SWLG011-01 | ExAnte2020 | IOU workpaper | 2019-06-26 | Fixture | 1 |  | None | 0 | 0 | 0 | 63.4 | 0.00955 | -0.441 | [6 empty] | DEER:Indoor_Non-CFL_Ltg | Annual
Any | SWLG011B | Htl | Ex | CZ07 | cWtd | SWLG011-01 | ExAnte2020 | IOU workpaper | 2019-06-26 | Fixture | 1 |  | None | 0 | 0 | 0 | 64.6 | 0.00947 | -0.393 | [6 empty] | DEER:Indoor_Non-CFL_Ltg | Annual
Any | SWLG011B | Htl | Ex | CZ08 | cWtd | SWLG011-01 | ExAnte2020 | IOU workpaper | 2019-06-26 | Fixture | 1 |  | None | 0 | 0 | 0 | 65.3 | 0.0094 | -0.388 | [6 empty] | DEER:Indoor_Non-CFL_Ltg | Annual
Any | SWLG011B | Htl | Ex | CZ09 | cWtd | SWLG011-01 | ExAnte2020 | IOU workpaper | 2019-06-26 | Fixture | 1 |  | None | 0 | 0 | 0 | 64 | 0.00978 | -0.448 | [6 empty] | DEER:Indoor_Non-CFL_Ltg | Annual
Any | SWLG011B | Htl | Ex | CZ10 | cWtd | SWLG011-01 | ExAnte2020 | IOU workpaper | 2019-06-26 | Fixture | 1 |  | None | 0 | 0 | 0 | 63.4 | 0.00985 | -0.466 | [6 empty] | DEER:Indoor_Non-CFL_Ltg | Annual
Any | SWLG011B | Htl | Ex | CZ11 | cWtd | SWLG011-01 | ExAnte2020 | IOU workpaper | 2019-06-26 | Fixture | 1 |  | None | 0 | 0 | 0 | 59 | 0.00932 | -0.766 | [6 empty] | DEER:Indoor_Non-CFL_Ltg | Annual
Any | SWLG011B | Htl | Ex | CZ12 | cWtd | SWLG011-01 | ExAnte2020 | IOU workpaper | 2019-06-26 | Fixture | 1 |  | None | 0 | 0 | 0 | 58.4 | 0.00932 | -0.741 | [6 empty] | DEER:Indoor_Non-CFL_Ltg | Annual
Any | SWLG011B | Htl | Ex | CZ13 | cWtd | SWLG011-01 | ExAnte2020 | IOU workpaper | 2019-06-26 | Fixture | 1 |  | None | 0 | 0 | 0 | 59 | 0.00925 | -0.678 | [6 empty] | DEER:Indoor_Non-CFL_Ltg | Annual
Any | SWLG011B | Htl | Ex | CZ14 | cWtd | SWLG011-01 | ExAnte2020 | IOU workpaper | 2019-06-26 | Fixture | 1 |  | None | 0 | 0 | 0 | 60.3 | 0.00947 | -0.527 | [6 empty] | DEER:Indoor_Non-CFL_Ltg | Annual
Any | SWLG011B | Htl | Ex | CZ15 | cWtd | SWLG011-01 | ExAnte2020 | IOU workpaper | 2019-06-26 | Fixture | 1 |  | None | 0 | 0 | 0 | 69 | 0.00985 | -0.273 | [6 empty] | DEER:Indoor_Non-CFL_Ltg | Annual
Any | SWLG011B | Htl | Ex | CZ16 | cWtd | SWLG011-01 | ExAnte2020 | IOU workpaper | 2019-06-26 | Fixture | 1 |  | None | 0 | 0 | 0 | 54.6 | 0.00932 | -0.747 | [6 empty] | DEER:Indoor_Non-CFL_Ltg | Annual
Any | SWLG011B | MBT | Ex | CZ01 | cWtd | SWLG011-01 | ExAnte2020 | IOU workpaper | 2019-06-26 | Fixture | 1 |  | None | 0 | 0 | 0 | 30.8 | 0.00346 | -0.3 | [6 empty] | DEER:Indoor_Non-CFL_Ltg | Annual
Any | SWLG011B | MBT | Ex | CZ02 | cWtd | SWLG011-01 | ExAnte2020 | IOU workpaper | 2019-06-26 | Fixture | 1 |  | None | 0 | 0 | 0 | 32.7 | 0.00397 | -0.168 | [6 empty] | DEER:Indoor_Non-CFL_Ltg | Annual
Any | SWLG011B | MBT | Ex | CZ03 | cWtd | SWLG011-01 | ExAnte2020 | IOU workpaper | 2019-06-26 | Fixture | 1 |  | None | 0 | 0 | 0 | 32.7 | 0.00387 | -0.133 | [6 empty] | DEER:Indoor_Non-CFL_Ltg | Annual
Any | SWLG011B | MBT | Ex | CZ04 | cWtd | SWLG011-01 | ExAnte2020 | IOU workpaper | 2019-06-26 | Fixture | 1 |  | None | 0 | 0 | 0 | 33.4 | 0.00397 | -0.11 | [6 empty] | DEER:Indoor_Non-CFL_Ltg | Annual
Any | SWLG011B | MBT | Ex | CZ05 | cWtd | SWLG011-01 | ExAnte2020 | IOU workpaper | 2019-06-26 | Fixture | 1 |  | None | 0 | 0 | 0 | 32.7 | 0.00394 | -0.14 | [6 empty] | DEER:Indoor_Non-CFL_Ltg | Annual
Any | SWLG011B | MBT | Ex | CZ06 | cWtd | SWLG011-01 | ExAnte2020 | IOU workpaper | 2019-06-26 | Fixture | 1 |  | None | 0 | 0 | 0 | 34.3 | 0.00416 | -0.0763 | [6 empty] | DEER:Indoor_Non-CFL_Ltg | Annual
Any | SWLG011B | MBT | Ex | CZ07 | cWtd | SWLG011-01 | ExAnte2020 | IOU workpaper | 2019-06-26 | Fixture | 1 |  | None | 0 | 0 | 0 | 34.6 | 0.00419 | -0.0515 | [6 empty] | DEER:Indoor_Non-CFL_Ltg | Annual
Any | SWLG011B | MBT | Ex | CZ08 | cWtd | SWLG011-01 | ExAnte2020 | IOU workpaper | 2019-06-26 | Fixture | 1 |  | None | 0 | 0 | 0 | 35 | 0.00416 | -0.0636 | [6 empty] | DEER:Indoor_Non-CFL_Ltg | Annual
Any | SWLG011B | MBT | Ex | CZ09 | cWtd | SWLG011-01 | ExAnte2020 | IOU workpaper | 2019-06-26 | Fixture | 1 |  | None | 0 | 0 | 0 | 34.6 | 0.00432 | -0.0779 | [6 empty] | DEER:Indoor_Non-CFL_Ltg | Annual
Any | SWLG011B | MBT | Ex | CZ10 | cWtd | SWLG011-01 | ExAnte2020 | IOU workpaper | 2019-06-26 | Fixture | 1 |  | None | 0 | 0 | 0 | 35 | 0.00432 | -0.0626 | [6 empty] | DEER:Indoor_Non-CFL_Ltg | Annual
Any | SWLG011B | MBT | Ex | CZ11 | cWtd | SWLG011-01 | ExAnte2020 | IOU workpaper | 2019-06-26 | Fixture | 1 |  | None | 0 | 0 | 0 | 33.4 | 0.004 | -0.171 | [6 empty] | DEER:Indoor_Non-CFL_Ltg | Annual
Any | SWLG011B | MBT | Ex | CZ12 | cWtd | SWLG011-01 | ExAnte2020 | IOU workpaper | 2019-06-26 | Fixture | 1 |  | None | 0 | 0 | 0 | 33.1 | 0.00397 | -0.162 | [6 empty] | DEER:Indoor_Non-CFL_Ltg | Annual
Any | SWLG011B | MBT | Ex | CZ13 | cWtd | SWLG011-01 | ExAnte2020 | IOU workpaper | 2019-06-26 | Fixture | 1 |  | None | 0 | 0 | 0 | 33.4 | 0.00394 | -0.147 | [6 empty] | DEER:Indoor_Non-CFL_Ltg | Annual
Any | SWLG011B | MBT | Ex | CZ14 | cWtd | SWLG011-01 | ExAnte2020 | IOU workpaper | 2019-06-26 | Fixture | 1 |  | None | 0 | 0 | 0 | 34 | 0.00429 | -0.164 | [6 empty] | DEER:Indoor_Non-CFL_Ltg | Annual
Any | SWLG011B | MBT | Ex | CZ15 | cWtd | SWLG011-01 | ExAnte2020 | IOU workpaper | 2019-06-26 | Fixture | 1 |  | None | 0 | 0 | 0 | 36.5 | 0.00426 | -0.0251 | [6 empty] | DEER:Indoor_Non-CFL_Ltg | Annual
Any | SWLG011B | MBT | Ex | CZ16 | cWtd | SWLG011-01 | ExAnte2020 | IOU workpaper | 2019-06-26 | Fixture | 1 |  | None | 0 | 0 | 0 | 32.1 | 0.00407 | -0.381 | [6 empty] | DEER:Indoor_Non-CFL_Ltg | Annual
Any | SWLG011B | MLI | Ex | CZ01 | cWtd | SWLG011-01 | ExAnte2020 | IOU workpaper | 2019-06-26 | Fixture | 1 |  | None | 0 | 0 | 0 | 29.7 | 0.00378 | -0.552 | [6 empty] | DEER:Indoor_Non-CFL_Ltg | Annual
Any | SWLG011B | MLI | Ex | CZ02 | cWtd | SWLG011-01 | ExAnte2020 | IOU workpaper | 2019-06-26 | Fixture | 1 |  | None | 0 | 0 | 0 | 31.6 | 0.00414 | -0.348 | [6 empty] | DEER:Indoor_Non-CFL_Ltg | Annual
Any | SWLG011B | MLI | Ex | CZ03 | cWtd | SWLG011-01 | ExAnte2020 | IOU workpaper | 2019-06-26 | Fixture | 1 |  | None | 0 | 0 | 0 | 31.3 | 0.00414 | -0.354 | [6 empty] | DEER:Indoor_Non-CFL_Ltg | Annual
Any | SWLG011B | MLI | Ex | CZ04 | cWtd | SWLG011-01 | ExAnte2020 | IOU workpaper | 2019-06-26 | Fixture | 1 |  | None | 0 | 0 | 0 | 31.9 | 0.00414 | -0.283 | [6 empty] | DEER:Indoor_Non-CFL_Ltg | Annual
Any | SWLG011B | MLI | Ex | CZ05 | cWtd | SWLG011-01 | ExAnte2020 | IOU workpaper | 2019-06-26 | Fixture | 1 |  | None | 0 | 0 | 0 | 31.3 | 0.00399 | -0.351 | [6 empty] | DEER:Indoor_Non-CFL_Ltg | Annual
Any | SWLG011B | MLI | Ex | CZ06 | cWtd | SWLG011-01 | ExAnte2020 | IOU workpaper | 2019-06-26 | Fixture | 1 |  | None | 0 | 0 | 0 | 33.2 | 0.00424 | -0.177 | [6 empty] | DEER:Indoor_Non-CFL_Ltg | Annual
Any | SWLG011B | MLI | Ex | CZ07 | cWtd | SWLG011-01 | ExAnte2020 | IOU workpaper | 2019-06-26 | Fixture | 1 |  | None | 0 | 0 | 0 | 32.9 | 0.00428 | -0.152 | [6 empty] | DEER:Indoor_Non-CFL_Ltg | Annual
Any | SWLG011B | MLI | Ex | CZ08 | cWtd | SWLG011-01 | ExAnte2020 | IOU workpaper | 2019-06-26 | Fixture | 1 |  | None | 0 | 0 | 0 | 33.5 | 0.00424 | -0.162 | [6 empty] | DEER:Indoor_Non-CFL_Ltg | Annual
Any | SWLG011B | MLI | Ex | CZ09 | cWtd | SWLG011-01 | ExAnte2020 | IOU workpaper | 2019-06-26 | Fixture | 1 |  | None | 0 | 0 | 0 | 33.2 | 0.00432 | -0.185 | [6 empty] | DEER:Indoor_Non-CFL_Ltg | Annual
Any | SWLG011B | MLI | Ex | CZ10 | cWtd | SWLG011-01 | ExAnte2020 | IOU workpaper | 2019-06-26 | Fixture | 1 |  | None | 0 | 0 | 0 | 33.2 | 0.00435 | -0.185 | [6 empty] | DEER:Indoor_Non-CFL_Ltg | Annual
Any | SWLG011B | MLI | Ex | CZ11 | cWtd | SWLG011-01 | ExAnte2020 | IOU workpaper | 2019-06-26 | Fixture | 1 |  | None | 0 | 0 | 0 | 32.2 | 0.00428 | -0.299 | [6 empty] | DEER:Indoor_Non-CFL_Ltg | Annual
Any | SWLG011B | MLI | Ex | CZ12 | cWtd | SWLG011-01 | ExAnte2020 | IOU workpaper | 2019-06-26 | Fixture | 1 |  | None | 0 | 0 | 0 | 31.9 | 0.00417 | -0.308 | [6 empty] | DEER:Indoor_Non-CFL_Ltg | Annual
Any | SWLG011B | MLI | Ex | CZ13 | cWtd | SWLG011-01 | ExAnte2020 | IOU workpaper | 2019-06-26 | Fixture | 1 |  | None | 0 | 0 | 0 | 32.5 | 0.0041 | -0.27 | [6 empty] | DEER:Indoor_Non-CFL_Ltg | Annual
Any | SWLG011B | MLI | Ex | CZ14 | cWtd | SWLG011-01 | ExAnte2020 | IOU workpaper | 2019-06-26 | Fixture | 1 |  | None | 0 | 0 | 0 | 32.9 | 0.00435 | -0.289 | [6 empty] | DEER:Indoor_Non-CFL_Ltg | Annual
Any | SWLG011B | MLI | Ex | CZ15 | cWtd | SWLG011-01 | ExAnte2020 | IOU workpaper | 2019-06-26 | Fixture | 1 |  | None | 0 | 0 | 0 | 35.4 | 0.00446 | -0.0781 | [6 empty] | DEER:Indoor_Non-CFL_Ltg | Annual
Any | SWLG011B | MLI | Ex | CZ16 | cWtd | SWLG011-01 | ExAnte2020 | IOU workpaper | 2019-06-26 | Fixture | 1 |  | None | 0 | 0 | 0 | 30.9 | 0.00421 | -0.462 | [6 empty] | DEER:Indoor_Non-CFL_Ltg | Annual
Any | SWLG011B | Mtl | Ex | CZ01 | cWtd | SWLG011-01 | ExAnte2020 | IOU workpaper | 2019-06-26 | Fixture | 1 |  | None | 0 | 0 | 0 | 38.5 | 0.00634 | -0.671 | [6 empty] | DEER:Indoor_Non-CFL_Ltg | Annual
Any | SWLG011B | Mtl | Ex | CZ02 | cWtd | SWLG011-01 | ExAnte2020 | IOU workpaper | 2019-06-26 | Fixture | 1 |  | None | 0 | 0 | 0 | 43.3 | 0.0068 | -0.458 | [6 empty] | DEER:Indoor_Non-CFL_Ltg | Annual
Any | SWLG011B | Mtl | Ex | CZ03 | cWtd | SWLG011-01 | ExAnte2020 | IOU workpaper | 2019-06-26 | Fixture | 1 |  | None | 0 | 0 | 0 | 42.8 | 0.00675 | -0.449 | [6 empty] | DEER:Indoor_Non-CFL_Ltg | Annual
Any | SWLG011B | Mtl | Ex | CZ04 | cWtd | SWLG011-01 | ExAnte2020 | IOU workpaper | 2019-06-26 | Fixture | 1 |  | None | 0 | 0 | 0 | 45.2 | 0.00675 | -0.372 | [6 empty] | DEER:Indoor_Non-CFL_Ltg | Annual
Any | SWLG011B | Mtl | Ex | CZ05 | cWtd | SWLG011-01 | ExAnte2020 | IOU workpaper | 2019-06-26 | Fixture | 1 |  | None | 0 | 0 | 0 | 42.3 | 0.00652 | -0.499 | [6 empty] | DEER:Indoor_Non-CFL_Ltg | Annual
Any | SWLG011B | Mtl | Ex | CZ06 | cWtd | SWLG011-01 | ExAnte2020 | IOU workpaper | 2019-06-26 | Fixture | 1 |  | None | 0 | 0 | 0 | 49.9 | 0.00703 | -0.173 | [6 empty] | DEER:Indoor_Non-CFL_Ltg | Annual
Any | SWLG011B | Mtl | Ex | CZ07 | cWtd | SWLG011-01 | ExAnte2020 | IOU workpaper | 2019-06-26 | Fixture | 1 |  | None | 0 | 0 | 0 | 51.4 | 0.00697 | -0.108 | [6 empty] | DEER:Indoor_Non-CFL_Ltg | Annual
Any | SWLG011B | Mtl | Ex | CZ08 | cWtd | SWLG011-01 | ExAnte2020 | IOU workpaper | 2019-06-26 | Fixture | 1 |  | None | 0 | 0 | 0 | 51.4 | 0.00697 | -0.152 | [6 empty] | DEER:Indoor_Non-CFL_Ltg | Annual
Any | SWLG011B | Mtl | Ex | CZ09 | cWtd | SWLG011-01 | ExAnte2020 | IOU workpaper | 2019-06-26 | Fixture | 1 |  | None | 0 | 0 | 0 | 49.9 | 0.0072 | -0.172 | [6 empty] | DEER:Indoor_Non-CFL_Ltg | Annual
Any | SWLG011B | Mtl | Ex | CZ10 | cWtd | SWLG011-01 | ExAnte2020 | IOU workpaper | 2019-06-26 | Fixture | 1 |  | None | 0 | 0 | 0 | 49 | 0.00715 | -0.215 | [6 empty] | DEER:Indoor_Non-CFL_Ltg | Annual
Any | SWLG011B | Mtl | Ex | CZ11 | cWtd | SWLG011-01 | ExAnte2020 | IOU workpaper | 2019-06-26 | Fixture | 1 |  | None | 0 | 0 | 0 | 45.7 | 0.00686 | -0.355 | [6 empty] | DEER:Indoor_Non-CFL_Ltg | Annual
Any | SWLG011B | Mtl | Ex | CZ12 | cWtd | SWLG011-01 | ExAnte2020 | IOU workpaper | 2019-06-26 | Fixture | 1 |  | None | 0 | 0 | 0 | 45.2 | 0.0068 | -0.37 | [6 empty] | DEER:Indoor_Non-CFL_Ltg | Annual
Any | SWLG011B | Mtl | Ex | CZ13 | cWtd | SWLG011-01 | ExAnte2020 | IOU workpaper | 2019-06-26 | Fixture | 1 |  | None | 0 | 0 | 0 | 46.6 | 0.0068 | -0.329 | [6 empty] | DEER:Indoor_Non-CFL_Ltg | Annual
Any | SWLG011B | Mtl | Ex | CZ14 | cWtd | SWLG011-01 | ExAnte2020 | IOU workpaper | 2019-06-26 | Fixture | 1 |  | None | 0 | 0 | 0 | 46.6 | 0.00709 | -0.295 | [6 empty] | DEER:Indoor_Non-CFL_Ltg | Annual
Any | SWLG011B | Mtl | Ex | CZ15 | cWtd | SWLG011-01 | ExAnte2020 | IOU workpaper | 2019-06-26 | Fixture | 1 |  | None | 0 | 0 | 0 | 53.3 | 0.0072 | -0.087 | [6 empty] | DEER:Indoor_Non-CFL_Ltg | Annual
Any | SWLG011B | Mtl | Ex | CZ16 | cWtd | SWLG011-01 | ExAnte2020 | IOU workpaper | 2019-06-26 | Fixture | 1 |  | None | 0 | 0 | 0 | 41.4 | 0.00692 | -0.441 | [6 empty] | DEER:Indoor_Non-CFL_Ltg | Annual
Any | SWLG011B | Nrs | Ex | CZ01 | cWtd | SWLG011-01 | ExAnte2020 | IOU workpaper | 2019-06-26 | Fixture | 1 |  | None | 0 | 0 | 0 | 42.3 | 0.00849 | -0.841 | [6 empty] | DEER:Indoor_Non-CFL_Ltg | Annual
Any | SWLG011B | Nrs | Ex | CZ02 | cWtd | SWLG011-01 | ExAnte2020 | IOU workpaper | 2019-06-26 | Fixture | 1 |  | None | 0 | 0 | 0 | 45.3 | 0.00926 | -0.571 | [6 empty] | DEER:Indoor_Non-CFL_Ltg | Annual
Any | SWLG011B | Nrs | Ex | CZ03 | cWtd | SWLG011-01 | ExAnte2020 | IOU workpaper | 2019-06-26 | Fixture | 1 |  | None | 0 | 0 | 0 | 44.9 | 0.00911 | -0.544 | [6 empty] | DEER:Indoor_Non-CFL_Ltg | Annual
Any | SWLG011B | Nrs | Ex | CZ04 | cWtd | SWLG011-01 | ExAnte2020 | IOU workpaper | 2019-06-26 | Fixture | 1 |  | None | 0 | 0 | 0 | 46.2 | 0.00926 | -0.449 | [6 empty] | DEER:Indoor_Non-CFL_Ltg | Annual
Any | SWLG011B | Nrs | Ex | CZ05 | cWtd | SWLG011-01 | ExAnte2020 | IOU workpaper | 2019-06-26 | Fixture | 1 |  | None | 0 | 0 | 0 | 44.9 | 0.0088 | -0.562 | [6 empty] | DEER:Indoor_Non-CFL_Ltg | Annual
Any | SWLG011B | Nrs | Ex | CZ06 | cWtd | SWLG011-01 | ExAnte2020 | IOU workpaper | 2019-06-26 | Fixture | 1 |  | None | 0 | 0 | 0 | 48.3 | 0.00972 | -0.294 | [6 empty] | DEER:Indoor_Non-CFL_Ltg | Annual
Any | SWLG011B | Nrs | Ex | CZ07 | cWtd | SWLG011-01 | ExAnte2020 | IOU workpaper | 2019-06-26 | Fixture | 1 |  | None | 0 | 0 | 0 | 48.3 | 0.0098 | -0.253 | [6 empty] | DEER:Indoor_Non-CFL_Ltg | Annual
Any | SWLG011B | Nrs | Ex | CZ08 | cWtd | SWLG011-01 | ExAnte2020 | IOU workpaper | 2019-06-26 | Fixture | 1 |  | None | 0 | 0 | 0 | 48.8 | 0.00988 | -0.269 | [6 empty] | DEER:Indoor_Non-CFL_Ltg | Annual
Any | SWLG011B | Nrs | Ex | CZ09 | cWtd | SWLG011-01 | ExAnte2020 | IOU workpaper | 2019-06-26 | Fixture | 1 |  | None | 0 | 0 | 0 | 48.8 | 0.00995 | -0.291 | [6 empty] | DEER:Indoor_Non-CFL_Ltg | Annual
Any | SWLG011B | Nrs | Ex | CZ10 | cWtd | SWLG011-01 | ExAnte2020 | IOU workpaper | 2019-06-26 | Fixture | 1 |  | None | 0 | 0 | 0 | 49.2 | 0.0105 | -0.31 | [6 empty] | DEER:Indoor_Non-CFL_Ltg | Annual
Any | SWLG011B | Nrs | Ex | CZ11 | cWtd | SWLG011-01 | ExAnte2020 | IOU workpaper | 2019-06-26 | Fixture | 1 |  | None | 0 | 0 | 0 | 46.6 | 0.00949 | -0.466 | [6 empty] | DEER:Indoor_Non-CFL_Ltg | Annual
Any | SWLG011B | Nrs | Ex | CZ12 | cWtd | SWLG011-01 | ExAnte2020 | IOU workpaper | 2019-06-26 | Fixture | 1 |  | None | 0 | 0 | 0 | 46.2 | 0.00941 | -0.488 | [6 empty] | DEER:Indoor_Non-CFL_Ltg | Annual
Any | SWLG011B | Nrs | Ex | CZ13 | cWtd | SWLG011-01 | ExAnte2020 | IOU workpaper | 2019-06-26 | Fixture | 1 |  | None | 0 | 0 | 0 | 47 | 0.00941 | -0.44 | [6 empty] | DEER:Indoor_Non-CFL_Ltg | Annual
Any | SWLG011B | Nrs | Ex | CZ14 | cWtd | SWLG011-01 | ExAnte2020 | IOU workpaper | 2019-06-26 | Fixture | 1 |  | None | 0 | 0 | 0 | 47.9 | 0.0098 | -0.412 | [6 empty] | DEER:Indoor_Non-CFL_Ltg | Annual
Any | SWLG011B | Nrs | Ex | CZ15 | cWtd | SWLG011-01 | ExAnte2020 | IOU workpaper | 2019-06-26 | Fixture | 1 |  | None | 0 | 0 | 0 | 51.8 | 0.0102 | -0.149 | [6 empty] | DEER:Indoor_Non-CFL_Ltg | Annual
Any | SWLG011B | Nrs | Ex | CZ16 | cWtd | SWLG011-01 | ExAnte2020 | IOU workpaper | 2019-06-26 | Fixture | 1 |  | None | 0 | 0 | 0 | 44 | 0.00926 | -0.697 | [6 empty] | DEER:Indoor_Non-CFL_Ltg | Annual
Any | SWLG011B | OfL | Ex | CZ01 | cWtd | SWLG011-01 | ExAnte2020 | IOU workpaper | 2019-06-26 | Fixture | 1 |  | None | 0 | 0 | 0 | 30.5 | 0.00452 | -0.147 | [6 empty] | DEER:Indoor_Non-CFL_Ltg | Annual
Any | SWLG011B | OfL | Ex | CZ02 | cWtd | SWLG011-01 | ExAnte2020 | IOU workpaper | 2019-06-26 | Fixture | 1 |  | None | 0 | 0 | 0 | 32 | 0.00472 | -0.0844 | [6 empty] | DEER:Indoor_Non-CFL_Ltg | Annual
Any | SWLG011B | OfL | Ex | CZ03 | cWtd | SWLG011-01 | ExAnte2020 | IOU workpaper | 2019-06-26 | Fixture | 1 |  | None | 0 | 0 | 0 | 31.7 | 0.00465 | -0.074 | [6 empty] | DEER:Indoor_Non-CFL_Ltg | Annual
Any | SWLG011B | OfL | Ex | CZ04 | cWtd | SWLG011-01 | ExAnte2020 | IOU workpaper | 2019-06-26 | Fixture | 1 |  | None | 0 | 0 | 0 | 32 | 0.00484 | -0.0743 | [6 empty] | DEER:Indoor_Non-CFL_Ltg | Annual
Any | SWLG011B | OfL | Ex | CZ05 | cWtd | SWLG011-01 | ExAnte2020 | IOU workpaper | 2019-06-26 | Fixture | 1 |  | None | 0 | 0 | 0 | 32 | 0.00457 | -0.0625 | [6 empty] | DEER:Indoor_Non-CFL_Ltg | Annual
Any | SWLG011B | OfL | Ex | CZ06 | cWtd | SWLG011-01 | ExAnte2020 | IOU workpaper | 2019-06-26 | Fixture | 1 |  | None | 0 | 0 | 0 | 34 | 0.00476 | -0.0213 | [6 empty] | DEER:Indoor_Non-CFL_Ltg | Annual
Any | SWLG011B | OfL | Ex | CZ07 | cWtd | SWLG011-01 | ExAnte2020 | IOU workpaper | 2019-06-26 | Fixture | 1 |  | None | 0 | 0 | 0 | 33.7 | 0.00469 | -0.0016 | [6 empty] | DEER:Indoor_Non-CFL_Ltg | Annual
Any | SWLG011B | OfL | Ex | CZ08 | cWtd | SWLG011-01 | ExAnte2020 | IOU workpaper | 2019-06-26 | Fixture | 1 |  | None | 0 | 0 | 0 | 34 | 0.00472 | -0.016 | [6 empty] | DEER:Indoor_Non-CFL_Ltg | Annual
Any | SWLG011B | OfL | Ex | CZ09 | cWtd | SWLG011-01 | ExAnte2020 | IOU workpaper | 2019-06-26 | Fixture | 1 |  | None | 0 | 0 | 0 | 33.7 | 0.00499 | -0.0311 | [6 empty] | DEER:Indoor_Non-CFL_Ltg | Annual
Any | SWLG011B | OfL | Ex | CZ10 | cWtd | SWLG011-01 | ExAnte2020 | IOU workpaper | 2019-06-26 | Fixture | 1 |  | None | 0 | 0 | 0 | 34.3 | 0.00503 | -0.018 | [6 empty] | DEER:Indoor_Non-CFL_Ltg | Annual
Any | SWLG011B | OfL | Ex | CZ11 | cWtd | SWLG011-01 | ExAnte2020 | IOU workpaper | 2019-06-26 | Fixture | 1 |  | None | 0 | 0 | 0 | 32.3 | 0.00492 | -0.0922 | [6 empty] | DEER:Indoor_Non-CFL_Ltg | Annual
Any | SWLG011B | OfL | Ex | CZ12 | cWtd | SWLG011-01 | ExAnte2020 | IOU workpaper | 2019-06-26 | Fixture | 1 |  | None | 0 | 0 | 0 | 32.3 | 0.00522 | -0.0859 | [6 empty] | DEER:Indoor_Non-CFL_Ltg | Annual
Any | SWLG011B | OfL | Ex | CZ13 | cWtd | SWLG011-01 | ExAnte2020 | IOU workpaper | 2019-06-26 | Fixture | 1 |  | None | 0 | 0 | 0 | 32.6 | 0.00515 | -0.0801 | [6 empty] | DEER:Indoor_Non-CFL_Ltg | Annual
Any | SWLG011B | OfL | Ex | CZ14 | cWtd | SWLG011-01 | ExAnte2020 | IOU workpaper | 2019-06-26 | Fixture | 1 |  | None | 0 | 0 | 0 | 33.4 | 0.00492 | -0.0786 | [6 empty] | DEER:Indoor_Non-CFL_Ltg | Annual
Any | SWLG011B | OfL | Ex | CZ15 | cWtd | SWLG011-01 | ExAnte2020 | IOU workpaper | 2019-06-26 | Fixture | 1 |  | None | 0 | 0 | 0 | 34.9 | 0.00534 | -0.00452 | [6 empty] | DEER:Indoor_Non-CFL_Ltg | Annual
Any | SWLG011B | OfL | Ex | CZ16 | cWtd | SWLG011-01 | ExAnte2020 | IOU workpaper | 2019-06-26 | Fixture | 1 |  | None | 0 | 0 | 0 | 31.4 | 0.00476 | -0.235 | [6 empty] | DEER:Indoor_Non-CFL_Ltg | Annual
Any | SWLG011B | OfS | Ex | CZ01 | cWtd | SWLG011-01 | ExAnte2020 | IOU workpaper | 2019-06-26 | Fixture | 1 |  | None | 0 | 0 | 0 | 22.5 | 0.00377 | -0.184 | [6 empty] | DEER:Indoor_Non-CFL_Ltg | Annual
Any | SWLG011B | OfS | Ex | CZ02 | cWtd | SWLG011-01 | ExAnte2020 | IOU workpaper | 2019-06-26 | Fixture | 1 |  | None | 0 | 0 | 0 | 24.4 | 0.00412 | -0.114 | [6 empty] | DEER:Indoor_Non-CFL_Ltg | Annual
Any | SWLG011B | OfS | Ex | CZ03 | cWtd | SWLG011-01 | ExAnte2020 | IOU workpaper | 2019-06-26 | Fixture | 1 |  | None | 0 | 0 | 0 | 23.9 | 0.00394 | -0.108 | [6 empty] | DEER:Indoor_Non-CFL_Ltg | Annual
Any | SWLG011B | OfS | Ex | CZ04 | cWtd | SWLG011-01 | ExAnte2020 | IOU workpaper | 2019-06-26 | Fixture | 1 |  | None | 0 | 0 | 0 | 24.6 | 0.00398 | -0.0937 | [6 empty] | DEER:Indoor_Non-CFL_Ltg | Annual
Any | SWLG011B | OfS | Ex | CZ05 | cWtd | SWLG011-01 | ExAnte2020 | IOU workpaper | 2019-06-26 | Fixture | 1 |  | None | 0 | 0 | 0 | 24.1 | 0.00384 | -0.0935 | [6 empty] | DEER:Indoor_Non-CFL_Ltg | Annual
Any | SWLG011B | OfS | Ex | CZ06 | cWtd | SWLG011-01 | ExAnte2020 | IOU workpaper | 2019-06-26 | Fixture | 1 |  | None | 0 | 0 | 0 | 26 | 0.00408 | -0.0407 | [6 empty] | DEER:Indoor_Non-CFL_Ltg | Annual
Any | SWLG011B | OfS | Ex | CZ07 | cWtd | SWLG011-01 | ExAnte2020 | IOU workpaper | 2019-06-26 | Fixture | 1 |  | None | 0 | 0 | 0 | 25.8 | 0.00394 | -0.0239 | [6 empty] | DEER:Indoor_Non-CFL_Ltg | Annual
Any | SWLG011B | OfS | Ex | CZ08 | cWtd | SWLG011-01 | ExAnte2020 | IOU workpaper | 2019-06-26 | Fixture | 1 |  | None | 0 | 0 | 0 | 26.3 | 0.00408 | -0.0412 | [6 empty] | DEER:Indoor_Non-CFL_Ltg | Annual
Any | SWLG011B | OfS | Ex | CZ09 | cWtd | SWLG011-01 | ExAnte2020 | IOU workpaper | 2019-06-26 | Fixture | 1 |  | None | 0 | 0 | 0 | 26 | 0.00422 | -0.0509 | [6 empty] | DEER:Indoor_Non-CFL_Ltg | Annual
Any | SWLG011B | OfS | Ex | CZ10 | cWtd | SWLG011-01 | ExAnte2020 | IOU workpaper | 2019-06-26 | Fixture | 1 |  | None | 0 | 0 | 0 | 26 | 0.00422 | -0.0407 | [6 empty] | DEER:Indoor_Non-CFL_Ltg | Annual
Any | SWLG011B | OfS | Ex | CZ11 | cWtd | SWLG011-01 | ExAnte2020 | IOU workpaper | 2019-06-26 | Fixture | 1 |  | None | 0 | 0 | 0 | 24.6 | 0.00439 | -0.107 | [6 empty] | DEER:Indoor_Non-CFL_Ltg | Annual
Any | SWLG011B | OfS | Ex | CZ12 | cWtd | SWLG011-01 | ExAnte2020 | IOU workpaper | 2019-06-26 | Fixture | 1 |  | None | 0 | 0 | 0 | 24.6 | 0.00422 | -0.109 | [6 empty] | DEER:Indoor_Non-CFL_Ltg | Annual
Any | SWLG011B | OfS | Ex | CZ13 | cWtd | SWLG011-01 | ExAnte2020 | IOU workpaper | 2019-06-26 | Fixture | 1 |  | None | 0 | 0 | 0 | 24.8 | 0.00418 | -0.0999 | [6 empty] | DEER:Indoor_Non-CFL_Ltg | Annual
Any | SWLG011B | OfS | Ex | CZ14 | cWtd | SWLG011-01 | ExAnte2020 | IOU workpaper | 2019-06-26 | Fixture | 1 |  | None | 0 | 0 | 0 | 25.3 | 0.00425 | -0.0816 | [6 empty] | DEER:Indoor_Non-CFL_Ltg | Annual
Any | SWLG011B | OfS | Ex | CZ15 | cWtd | SWLG011-01 | ExAnte2020 | IOU workpaper | 2019-06-26 | Fixture | 1 |  | None | 0 | 0 | 0 | 27.5 | 0.00442 | -0.0155 | [6 empty] | DEER:Indoor_Non-CFL_Ltg | Annual
Any | SWLG011B | OfS | Ex | CZ16 | cWtd | SWLG011-01 | ExAnte2020 | IOU workpaper | 2019-06-26 | Fixture | 1 |  | None | 0 | 0 | 0 | 23.2 | 0.00415 | -0.197 | [6 empty] | DEER:Indoor_Non-CFL_Ltg | Annual
Any | SWLG011B | RFF | Ex | CZ01 | cWtd | SWLG011-01 | ExAnte2020 | IOU workpaper | 2019-06-26 | Fixture | 1 |  | None | 0 | 0 | 0 | 35 | 0.00606 | -0.707 | [6 empty] | DEER:Indoor_Non-CFL_Ltg | Annual
Any | SWLG011B | RFF | Ex | CZ02 | cWtd | SWLG011-01 | ExAnte2020 | IOU workpaper | 2019-06-26 | Fixture | 1 |  | None | 0 | 0 | 0 | 38.1 | 0.00645 | -0.451 | [6 empty] | DEER:Indoor_Non-CFL_Ltg | Annual
Any | SWLG011B | RFF | Ex | CZ03 | cWtd | SWLG011-01 | ExAnte2020 | IOU workpaper | 2019-06-26 | Fixture | 1 |  | None | 0 | 0 | 0 | 37.3 | 0.00651 | -0.486 | [6 empty] | DEER:Indoor_Non-CFL_Ltg | Annual
Any | SWLG011B | RFF | Ex | CZ04 | cWtd | SWLG011-01 | ExAnte2020 | IOU workpaper | 2019-06-26 | Fixture | 1 |  | None | 0 | 0 | 0 | 38.5 | 0.00651 | -0.376 | [6 empty] | DEER:Indoor_Non-CFL_Ltg | Annual
Any | SWLG011B | RFF | Ex | CZ05 | cWtd | SWLG011-01 | ExAnte2020 | IOU workpaper | 2019-06-26 | Fixture | 1 |  | None | 0 | 0 | 0 | 37.3 | 0.00639 | -0.486 | [6 empty] | DEER:Indoor_Non-CFL_Ltg | Annual
Any | SWLG011B | RFF | Ex | CZ06 | cWtd | SWLG011-01 | ExAnte2020 | IOU workpaper | 2019-06-26 | Fixture | 1 |  | None | 0 | 0 | 0 | 41.2 | 0.00685 | -0.314 | [6 empty] | DEER:Indoor_Non-CFL_Ltg | Annual
Any | SWLG011B | RFF | Ex | CZ07 | cWtd | SWLG011-01 | ExAnte2020 | IOU workpaper | 2019-06-26 | Fixture | 1 |  | None | 0 | 0 | 0 | 41.6 | 0.0069 | -0.257 | [6 empty] | DEER:Indoor_Non-CFL_Ltg | Annual
Any | SWLG011B | RFF | Ex | CZ08 | cWtd | SWLG011-01 | ExAnte2020 | IOU workpaper | 2019-06-26 | Fixture | 1 |  | None | 0 | 0 | 0 | 41.6 | 0.00679 | -0.262 | [6 empty] | DEER:Indoor_Non-CFL_Ltg | Annual
Any | SWLG011B | RFF | Ex | CZ09 | cWtd | SWLG011-01 | ExAnte2020 | IOU workpaper | 2019-06-26 | Fixture | 1 |  | None | 0 | 0 | 0 | 41.2 | 0.0069 | -0.311 | [6 empty] | DEER:Indoor_Non-CFL_Ltg | Annual
Any | SWLG011B | RFF | Ex | CZ10 | cWtd | SWLG011-01 | ExAnte2020 | IOU workpaper | 2019-06-26 | Fixture | 1 |  | None | 0 | 0 | 0 | 41.2 | 0.00685 | -0.313 | [6 empty] | DEER:Indoor_Non-CFL_Ltg | Annual
Any | SWLG011B | RFF | Ex | CZ11 | cWtd | SWLG011-01 | ExAnte2020 | IOU workpaper | 2019-06-26 | Fixture | 1 |  | None | 0 | 0 | 0 | 38.9 | 0.00662 | -0.378 | [6 empty] | DEER:Indoor_Non-CFL_Ltg | Annual
Any | SWLG011B | RFF | Ex | CZ12 | cWtd | SWLG011-01 | ExAnte2020 | IOU workpaper | 2019-06-26 | Fixture | 1 |  | None | 0 | 0 | 0 | 38.5 | 0.00668 | -0.386 | [6 empty] | DEER:Indoor_Non-CFL_Ltg | Annual
Any | SWLG011B | RFF | Ex | CZ13 | cWtd | SWLG011-01 | ExAnte2020 | IOU workpaper | 2019-06-26 | Fixture | 1 |  | None | 0 | 0 | 0 | 39.3 | 0.00668 | -0.354 | [6 empty] | DEER:Indoor_Non-CFL_Ltg | Annual
Any | SWLG011B | RFF | Ex | CZ14 | cWtd | SWLG011-01 | ExAnte2020 | IOU workpaper | 2019-06-26 | Fixture | 1 |  | None | 0 | 0 | 0 | 40.4 | 0.0069 | -0.435 | [6 empty] | DEER:Indoor_Non-CFL_Ltg | Annual
Any | SWLG011B | RFF | Ex | CZ15 | cWtd | SWLG011-01 | ExAnte2020 | IOU workpaper | 2019-06-26 | Fixture | 1 |  | None | 0 | 0 | 0 | 43.5 | 0.00702 | -0.144 | [6 empty] | DEER:Indoor_Non-CFL_Ltg | Annual
Any | SWLG011B | RFF | Ex | CZ16 | cWtd | SWLG011-01 | ExAnte2020 | IOU workpaper | 2019-06-26 | Fixture | 1 |  | None | 0 | 0 | 0 | 38.5 | 0.00668 | -0.602 | [6 empty] | DEER:Indoor_Non-CFL_Ltg | Annual
Any | SWLG011B | RSD | Ex | CZ01 | cWtd | SWLG011-01 | ExAnte2020 | IOU workpaper | 2019-06-26 | Fixture | 1 |  | None | 0 | 0 | 0 | 40.1 | 0.00872 | -0.727 | [6 empty] | DEER:Indoor_Non-CFL_Ltg | Annual
Any | SWLG011B | RSD | Ex | CZ02 | cWtd | SWLG011-01 | ExAnte2020 | IOU workpaper | 2019-06-26 | Fixture | 1 |  | None | 0 | 0 | 0 | 44 | 0.0088 | -0.374 | [6 empty] | DEER:Indoor_Non-CFL_Ltg | Annual
Any | SWLG011B | RSD | Ex | CZ03 | cWtd | SWLG011-01 | ExAnte2020 | IOU workpaper | 2019-06-26 | Fixture | 1 |  | None | 0 | 0 | 0 | 44 | 0.0088 | -0.366 | [6 empty] | DEER:Indoor_Non-CFL_Ltg | Annual
Any | SWLG011B | RSD | Ex | CZ04 | cWtd | SWLG011-01 | ExAnte2020 | IOU workpaper | 2019-06-26 | Fixture | 1 |  | None | 0 | 0 | 0 | 44.9 | 0.0088 | -0.277 | [6 empty] | DEER:Indoor_Non-CFL_Ltg | Annual
Any | SWLG011B | RSD | Ex | CZ05 | cWtd | SWLG011-01 | ExAnte2020 | IOU workpaper | 2019-06-26 | Fixture | 1 |  | None | 0 | 0 | 0 | 44 | 0.00872 | -0.341 | [6 empty] | DEER:Indoor_Non-CFL_Ltg | Annual
Any | SWLG011B | RSD | Ex | CZ06 | cWtd | SWLG011-01 | ExAnte2020 | IOU workpaper | 2019-06-26 | Fixture | 1 |  | None | 0 | 0 | 0 | 48.3 | 0.00925 | -0.144 | [6 empty] | DEER:Indoor_Non-CFL_Ltg | Annual
Any | SWLG011B | RSD | Ex | CZ07 | cWtd | SWLG011-01 | ExAnte2020 | IOU workpaper | 2019-06-26 | Fixture | 1 |  | None | 0 | 0 | 0 | 49.2 | 0.00933 | -0.0693 | [6 empty] | DEER:Indoor_Non-CFL_Ltg | Annual
Any | SWLG011B | RSD | Ex | CZ08 | cWtd | SWLG011-01 | ExAnte2020 | IOU workpaper | 2019-06-26 | Fixture | 1 |  | None | 0 | 0 | 0 | 48.3 | 0.00918 | -0.127 | [6 empty] | DEER:Indoor_Non-CFL_Ltg | Annual
Any | SWLG011B | RSD | Ex | CZ09 | cWtd | SWLG011-01 | ExAnte2020 | IOU workpaper | 2019-06-26 | Fixture | 1 |  | None | 0 | 0 | 0 | 47.5 | 0.00941 | -0.168 | [6 empty] | DEER:Indoor_Non-CFL_Ltg | Annual
Any | SWLG011B | RSD | Ex | CZ10 | cWtd | SWLG011-01 | ExAnte2020 | IOU workpaper | 2019-06-26 | Fixture | 1 |  | None | 0 | 0 | 0 | 47.5 | 0.00933 | -0.213 | [6 empty] | DEER:Indoor_Non-CFL_Ltg | Annual
Any | SWLG011B | RSD | Ex | CZ11 | cWtd | SWLG011-01 | ExAnte2020 | IOU workpaper | 2019-06-26 | Fixture | 1 |  | None | 0 | 0 | 0 | 44.4 | 0.00902 | -0.35 | [6 empty] | DEER:Indoor_Non-CFL_Ltg | Annual
Any | SWLG011B | RSD | Ex | CZ12 | cWtd | SWLG011-01 | ExAnte2020 | IOU workpaper | 2019-06-26 | Fixture | 1 |  | None | 0 | 0 | 0 | 44.4 | 0.00887 | -0.354 | [6 empty] | DEER:Indoor_Non-CFL_Ltg | Annual
Any | SWLG011B | RSD | Ex | CZ13 | cWtd | SWLG011-01 | ExAnte2020 | IOU workpaper | 2019-06-26 | Fixture | 1 |  | None | 0 | 0 | 0 | 44.9 | 0.00902 | -0.334 | [6 empty] | DEER:Indoor_Non-CFL_Ltg | Annual
Any | SWLG011B | RSD | Ex | CZ14 | cWtd | SWLG011-01 | ExAnte2020 | IOU workpaper | 2019-06-26 | Fixture | 1 |  | None | 0 | 0 | 0 | 46.6 | 0.00933 | -0.401 | [6 empty] | DEER:Indoor_Non-CFL_Ltg | Annual
Any | SWLG011B | RSD | Ex | CZ15 | cWtd | SWLG011-01 | ExAnte2020 | IOU workpaper | 2019-06-26 | Fixture | 1 |  | None | 0 | 0 | 0 | 49.7 | 0.00971 | -0.064 | [6 empty] | DEER:Indoor_Non-CFL_Ltg | Annual
Any | SWLG011B | RSD | Ex | CZ16 | cWtd | SWLG011-01 | ExAnte2020 | IOU workpaper | 2019-06-26 | Fixture | 1 |  | None | 0 | 0 | 0 | 44 | 0.0091 | -0.649 | [6 empty] | DEER:Indoor_Non-CFL_Ltg | Annual
Any | SWLG011B | Rt3 | Ex | CZ01 | cWtd | SWLG011-01 | ExAnte2020 | IOU workpaper | 2019-06-26 | Fixture | 1 |  | None | 0 | 0 | 0 | 60.8 | 0.0113 | -0.571 | [6 empty] | DEER:Indoor_Non-CFL_Ltg | Annual
Any | SWLG011B | Rt3 | Ex | CZ02 | cWtd | SWLG011-01 | ExAnte2020 | IOU workpaper | 2019-06-26 | Fixture | 1 |  | None | 0 | 0 | 0 | 64.5 | 0.0114 | -0.32 | [6 empty] | DEER:Indoor_Non-CFL_Ltg | Annual
Any | SWLG011B | Rt3 | Ex | CZ03 | cWtd | SWLG011-01 | ExAnte2020 | IOU workpaper | 2019-06-26 | Fixture | 1 |  | None | 0 | 0 | 0 | 64.5 | 0.0113 | -0.254 | [6 empty] | DEER:Indoor_Non-CFL_Ltg | Annual
Any | SWLG011B | Rt3 | Ex | CZ04 | cWtd | SWLG011-01 | ExAnte2020 | IOU workpaper | 2019-06-26 | Fixture | 1 |  | None | 0 | 0 | 0 | 65.8 | 0.0114 | -0.202 | [6 empty] | DEER:Indoor_Non-CFL_Ltg | Annual
Any | SWLG011B | Rt3 | Ex | CZ05 | cWtd | SWLG011-01 | ExAnte2020 | IOU workpaper | 2019-06-26 | Fixture | 1 |  | None | 0 | 0 | 0 | 65.2 | 0.0111 | -0.197 | [6 empty] | DEER:Indoor_Non-CFL_Ltg | Annual
Any | SWLG011B | Rt3 | Ex | CZ06 | cWtd | SWLG011-01 | ExAnte2020 | IOU workpaper | 2019-06-26 | Fixture | 1 |  | None | 0 | 0 | 0 | 69.5 | 0.0119 | -0.0559 | [6 empty] | DEER:Indoor_Non-CFL_Ltg | Annual
Any | SWLG011B | Rt3 | Ex | CZ07 | cWtd | SWLG011-01 | ExAnte2020 | IOU workpaper | 2019-06-26 | Fixture | 1 |  | None | 0 | 0 | 0 | 70.2 | 0.0118 | -0.0159 | [6 empty] | DEER:Indoor_Non-CFL_Ltg | Annual
Any | SWLG011B | Rt3 | Ex | CZ08 | cWtd | SWLG011-01 | ExAnte2020 | IOU workpaper | 2019-06-26 | Fixture | 1 |  | None | 0 | 0 | 0 | 69.5 | 0.0118 | -0.0454 | [6 empty] | DEER:Indoor_Non-CFL_Ltg | Annual
Any | SWLG011B | Rt3 | Ex | CZ09 | cWtd | SWLG011-01 | ExAnte2020 | IOU workpaper | 2019-06-26 | Fixture | 1 |  | None | 0 | 0 | 0 | 68.3 | 0.012 | -0.0821 | [6 empty] | DEER:Indoor_Non-CFL_Ltg | Annual
Any | SWLG011B | Rt3 | Ex | CZ10 | cWtd | SWLG011-01 | ExAnte2020 | IOU workpaper | 2019-06-26 | Fixture | 1 |  | None | 0 | 0 | 0 | 68.9 | 0.012 | -0.0865 | [6 empty] | DEER:Indoor_Non-CFL_Ltg | Annual
Any | SWLG011B | Rt3 | Ex | CZ11 | cWtd | SWLG011-01 | ExAnte2020 | IOU workpaper | 2019-06-26 | Fixture | 1 |  | None | 0 | 0 | 0 | 65.2 | 0.0118 | -0.315 | [6 empty] | DEER:Indoor_Non-CFL_Ltg | Annual
Any | SWLG011B | Rt3 | Ex | CZ12 | cWtd | SWLG011-01 | ExAnte2020 | IOU workpaper | 2019-06-26 | Fixture | 1 |  | None | 0 | 0 | 0 | 65.2 | 0.0116 | -0.323 | [6 empty] | DEER:Indoor_Non-CFL_Ltg | Annual
Any | SWLG011B | Rt3 | Ex | CZ13 | cWtd | SWLG011-01 | ExAnte2020 | IOU workpaper | 2019-06-26 | Fixture | 1 |  | None | 0 | 0 | 0 | 65.8 | 0.0117 | -0.293 | [6 empty] | DEER:Indoor_Non-CFL_Ltg | Annual
Any | SWLG011B | Rt3 | Ex | CZ14 | cWtd | SWLG011-01 | ExAnte2020 | IOU workpaper | 2019-06-26 | Fixture | 1 |  | None | 0 | 0 | 0 | 67 | 0.012 | -0.289 | [6 empty] | DEER:Indoor_Non-CFL_Ltg | Annual
Any | SWLG011B | Rt3 | Ex | CZ15 | cWtd | SWLG011-01 | ExAnte2020 | IOU workpaper | 2019-06-26 | Fixture | 1 |  | None | 0 | 0 | 0 | 71.4 | 0.0124 | -0.0154 | [6 empty] | DEER:Indoor_Non-CFL_Ltg | Annual
Any | SWLG011B | Rt3 | Ex | CZ16 | cWtd | SWLG011-01 | ExAnte2020 | IOU workpaper | 2019-06-26 | Fixture | 1 |  | None | 0 | 0 | 0 | 62 | 0.0116 | -0.67 | [6 empty] | DEER:Indoor_Non-CFL_Ltg | Annual
Any | SWLG011B | RtL | Ex | CZ01 | cWtd | SWLG011-01 | ExAnte2020 | IOU workpaper | 2019-06-26 | Fixture | 1 |  | None | 0 | 0 | 0 | 46.4 | 0.0072 | -0.391 | [6 empty] | DEER:Indoor_Non-CFL_Ltg | Annual
Any | SWLG011B | RtL | Ex | CZ02 | cWtd | SWLG011-01 | ExAnte2020 | IOU workpaper | 2019-06-26 | Fixture | 1 |  | None | 0 | 0 | 0 | 48.7 | 0.00726 | -0.232 | [6 empty] | DEER:Indoor_Non-CFL_Ltg | Annual
Any | SWLG011B | RtL | Ex | CZ03 | cWtd | SWLG011-01 | ExAnte2020 | IOU workpaper | 2019-06-26 | Fixture | 1 |  | None | 0 | 0 | 0 | 49.2 | 0.00714 | -0.185 | [6 empty] | DEER:Indoor_Non-CFL_Ltg | Annual
Any | SWLG011B | RtL | Ex | CZ04 | cWtd | SWLG011-01 | ExAnte2020 | IOU workpaper | 2019-06-26 | Fixture | 1 |  | None | 0 | 0 | 0 | 49.7 | 0.0072 | -0.153 | [6 empty] | DEER:Indoor_Non-CFL_Ltg | Annual
Any | SWLG011B | RtL | Ex | CZ05 | cWtd | SWLG011-01 | ExAnte2020 | IOU workpaper | 2019-06-26 | Fixture | 1 |  | None | 0 | 0 | 0 | 49.2 | 0.00702 | -0.185 | [6 empty] | DEER:Indoor_Non-CFL_Ltg | Annual
Any | SWLG011B | RtL | Ex | CZ06 | cWtd | SWLG011-01 | ExAnte2020 | IOU workpaper | 2019-06-26 | Fixture | 1 |  | None | 0 | 0 | 0 | 52.5 | 0.0075 | -0.0787 | [6 empty] | DEER:Indoor_Non-CFL_Ltg | Annual
Any | SWLG011B | RtL | Ex | CZ07 | cWtd | SWLG011-01 | ExAnte2020 | IOU workpaper | 2019-06-26 | Fixture | 1 |  | None | 0 | 0 | 0 | 53 | 0.0075 | -0.0577 | [6 empty] | DEER:Indoor_Non-CFL_Ltg | Annual
Any | SWLG011B | RtL | Ex | CZ08 | cWtd | SWLG011-01 | ExAnte2020 | IOU workpaper | 2019-06-26 | Fixture | 1 |  | None | 0 | 0 | 0 | 52.5 | 0.0075 | -0.0675 | [6 empty] | DEER:Indoor_Non-CFL_Ltg | Annual
Any | SWLG011B | RtL | Ex | CZ09 | cWtd | SWLG011-01 | ExAnte2020 | IOU workpaper | 2019-06-26 | Fixture | 1 |  | None | 0 | 0 | 0 | 51.6 | 0.00768 | -0.0933 | [6 empty] | DEER:Indoor_Non-CFL_Ltg | Annual
Any | SWLG011B | RtL | Ex | CZ10 | cWtd | SWLG011-01 | ExAnte2020 | IOU workpaper | 2019-06-26 | Fixture | 1 |  | None | 0 | 0 | 0 | 51.6 | 0.00768 | -0.0914 | [6 empty] | DEER:Indoor_Non-CFL_Ltg | Annual
Any | SWLG011B | RtL | Ex | CZ11 | cWtd | SWLG011-01 | ExAnte2020 | IOU workpaper | 2019-06-26 | Fixture | 1 |  | None | 0 | 0 | 0 | 49.2 | 0.00744 | -0.233 | [6 empty] | DEER:Indoor_Non-CFL_Ltg | Annual
Any | SWLG011B | RtL | Ex | CZ12 | cWtd | SWLG011-01 | ExAnte2020 | IOU workpaper | 2019-06-26 | Fixture | 1 |  | None | 0 | 0 | 0 | 48.7 | 0.00738 | -0.225 | [6 empty] | DEER:Indoor_Non-CFL_Ltg | Annual
Any | SWLG011B | RtL | Ex | CZ13 | cWtd | SWLG011-01 | ExAnte2020 | IOU workpaper | 2019-06-26 | Fixture | 1 |  | None | 0 | 0 | 0 | 49.2 | 0.00738 | -0.217 | [6 empty] | DEER:Indoor_Non-CFL_Ltg | Annual
Any | SWLG011B | RtL | Ex | CZ14 | cWtd | SWLG011-01 | ExAnte2020 | IOU workpaper | 2019-06-26 | Fixture | 1 |  | None | 0 | 0 | 0 | 50.2 | 0.00774 | -0.227 | [6 empty] | DEER:Indoor_Non-CFL_Ltg | Annual
Any | SWLG011B | RtL | Ex | CZ15 | cWtd | SWLG011-01 | ExAnte2020 | IOU workpaper | 2019-06-26 | Fixture | 1 |  | None | 0 | 0 | 0 | 53.9 | 0.00792 | -0.0342 | [6 empty] | DEER:Indoor_Non-CFL_Ltg | Annual
Any | SWLG011B | RtL | Ex | CZ16 | cWtd | SWLG011-01 | ExAnte2020 | IOU workpaper | 2019-06-26 | Fixture | 1 |  | None | 0 | 0 | 0 | 46.9 | 0.00738 | -0.497 | [6 empty] | DEER:Indoor_Non-CFL_Ltg | Annual
Any | SWLG011B | RtS | Ex | CZ01 | cWtd | SWLG011-01 | ExAnte2020 | IOU workpaper | 2019-06-26 | Fixture | 1 |  | None | 0 | 0 | 0 | 26.7 | 0.00491 | -0.43 | [6 empty] | DEER:Indoor_Non-CFL_Ltg | Annual
Any | SWLG011B | RtS | Ex | CZ02 | cWtd | SWLG011-01 | ExAnte2020 | IOU workpaper | 2019-06-26 | Fixture | 1 |  | None | 0 | 0 | 0 | 29 | 0.0051 | -0.238 | [6 empty] | DEER:Indoor_Non-CFL_Ltg | Annual
Any | SWLG011B | RtS | Ex | CZ03 | cWtd | SWLG011-01 | ExAnte2020 | IOU workpaper | 2019-06-26 | Fixture | 1 |  | None | 0 | 0 | 0 | 28.7 | 0.00508 | -0.255 | [6 empty] | DEER:Indoor_Non-CFL_Ltg | Annual
Any | SWLG011B | RtS | Ex | CZ04 | cWtd | SWLG011-01 | ExAnte2020 | IOU workpaper | 2019-06-26 | Fixture | 1 |  | None | 0 | 0 | 0 | 29.2 | 0.0051 | -0.199 | [6 empty] | DEER:Indoor_Non-CFL_Ltg | Annual
Any | SWLG011B | RtS | Ex | CZ05 | cWtd | SWLG011-01 | ExAnte2020 | IOU workpaper | 2019-06-26 | Fixture | 1 |  | None | 0 | 0 | 0 | 29 | 0.00501 | -0.231 | [6 empty] | DEER:Indoor_Non-CFL_Ltg | Annual
Any | SWLG011B | RtS | Ex | CZ06 | cWtd | SWLG011-01 | ExAnte2020 | IOU workpaper | 2019-06-26 | Fixture | 1 |  | None | 0 | 0 | 0 | 30.9 | 0.00526 | -0.115 | [6 empty] | DEER:Indoor_Non-CFL_Ltg | Annual
Any | SWLG011B | RtS | Ex | CZ07 | cWtd | SWLG011-01 | ExAnte2020 | IOU workpaper | 2019-06-26 | Fixture | 1 |  | None | 0 | 0 | 0 | 31.5 | 0.00526 | -0.0855 | [6 empty] | DEER:Indoor_Non-CFL_Ltg | Annual
Any | SWLG011B | RtS | Ex | CZ08 | cWtd | SWLG011-01 | ExAnte2020 | IOU workpaper | 2019-06-26 | Fixture | 1 |  | None | 0 | 0 | 0 | 31.2 | 0.00521 | -0.0976 | [6 empty] | DEER:Indoor_Non-CFL_Ltg | Annual
Any | SWLG011B | RtS | Ex | CZ09 | cWtd | SWLG011-01 | ExAnte2020 | IOU workpaper | 2019-06-26 | Fixture | 1 |  | None | 0 | 0 | 0 | 30.9 | 0.00534 | -0.127 | [6 empty] | DEER:Indoor_Non-CFL_Ltg | Annual
Any | SWLG011B | RtS | Ex | CZ10 | cWtd | SWLG011-01 | ExAnte2020 | IOU workpaper | 2019-06-26 | Fixture | 1 |  | None | 0 | 0 | 0 | 31.2 | 0.00536 | -0.122 | [6 empty] | DEER:Indoor_Non-CFL_Ltg | Annual
Any | SWLG011B | RtS | Ex | CZ11 | cWtd | SWLG011-01 | ExAnte2020 | IOU workpaper | 2019-06-26 | Fixture | 1 |  | None | 0 | 0 | 0 | 29.2 | 0.00518 | -0.224 | [6 empty] | DEER:Indoor_Non-CFL_Ltg | Annual
Any | SWLG011B | RtS | Ex | CZ12 | cWtd | SWLG011-01 | ExAnte2020 | IOU workpaper | 2019-06-26 | Fixture | 1 |  | None | 0 | 0 | 0 | 29.2 | 0.00518 | -0.226 | [6 empty] | DEER:Indoor_Non-CFL_Ltg | Annual
Any | SWLG011B | RtS | Ex | CZ13 | cWtd | SWLG011-01 | ExAnte2020 | IOU workpaper | 2019-06-26 | Fixture | 1 |  | None | 0 | 0 | 0 | 29.2 | 0.00517 | -0.213 | [6 empty] | DEER:Indoor_Non-CFL_Ltg | Annual
Any | SWLG011B | RtS | Ex | CZ14 | cWtd | SWLG011-01 | ExAnte2020 | IOU workpaper | 2019-06-26 | Fixture | 1 |  | None | 0 | 0 | 0 | 30.1 | 0.0054 | -0.205 | [6 empty] | DEER:Indoor_Non-CFL_Ltg | Annual
Any | SWLG011B | RtS | Ex | CZ15 | cWtd | SWLG011-01 | ExAnte2020 | IOU workpaper | 2019-06-26 | Fixture | 1 |  | None | 0 | 0 | 0 | 32.6 | 0.00544 | -0.047 | [6 empty] | DEER:Indoor_Non-CFL_Ltg | Annual
Any | SWLG011B | RtS | Ex | CZ16 | cWtd | SWLG011-01 | ExAnte2020 | IOU workpaper | 2019-06-26 | Fixture | 1 |  | None | 0 | 0 | 0 | 27.8 | 0.00521 | -0.337 | [6 empty] | DEER:Indoor_Non-CFL_Ltg | Annual
Any | SWLG011B | SCn | Ex | CZ01 | cWtd | SWLG011-01 | ExAnte2020 | IOU workpaper | 2019-06-26 | Fixture | 1 |  | None | 0 | 0 | 0 | 20.1 | 0.00242 | -0.48 | [6 empty] | DEER:Indoor_Non-CFL_Ltg | Annual
Any | SWLG011B | SCn | Ex | CZ02 | cWtd | SWLG011-01 | ExAnte2020 | IOU workpaper | 2019-06-26 | Fixture | 1 |  | None | 0 | 0 | 0 | 23.5 | 0.00306 | -0.313 | [6 empty] | DEER:Indoor_Non-CFL_Ltg | Annual
Any | SWLG011B | SCn | Ex | CZ03 | cWtd | SWLG011-01 | ExAnte2020 | IOU workpaper | 2019-06-26 | Fixture | 1 |  | None | 0 | 0 | 0 | 21.9 | 0.00306 | -0.394 | [6 empty] | DEER:Indoor_Non-CFL_Ltg | Annual
Any | SWLG011B | SCn | Ex | CZ04 | cWtd | SWLG011-01 | ExAnte2020 | IOU workpaper | 2019-06-26 | Fixture | 1 |  | None | 0 | 0 | 0 | 24.2 | 0.00308 | -0.321 | [6 empty] | DEER:Indoor_Non-CFL_Ltg | Annual
Any | SWLG011B | SCn | Ex | CZ05 | cWtd | SWLG011-01 | ExAnte2020 | IOU workpaper | 2019-06-26 | Fixture | 1 |  | None | 0 | 0 | 0 | 23.2 | 0.00274 | -0.441 | [6 empty] | DEER:Indoor_Non-CFL_Ltg | Annual
Any | SWLG011B | SCn | Ex | CZ06 | cWtd | SWLG011-01 | ExAnte2020 | IOU workpaper | 2019-06-26 | Fixture | 1 |  | None | 0 | 0 | 0 | 25.3 | 0.0032 | -0.231 | [6 empty] | DEER:Indoor_Non-CFL_Ltg | Annual
Any | SWLG011B | SCn | Ex | CZ07 | cWtd | SWLG011-01 | ExAnte2020 | IOU workpaper | 2019-06-26 | Fixture | 1 |  | None | 0 | 0 | 0 | 25.5 | 0.00328 | -0.221 | [6 empty] | DEER:Indoor_Non-CFL_Ltg | Annual
Any | SWLG011B | SCn | Ex | CZ08 | cWtd | SWLG011-01 | ExAnte2020 | IOU workpaper | 2019-06-26 | Fixture | 1 |  | None | 0 | 0 | 0 | 26.6 | 0.00308 | -0.197 | [6 empty] | DEER:Indoor_Non-CFL_Ltg | Annual
Any | SWLG011B | SCn | Ex | CZ09 | cWtd | SWLG011-01 | ExAnte2020 | IOU workpaper | 2019-06-26 | Fixture | 1 |  | None | 0 | 0 | 0 | 26.1 | 0.00316 | -0.237 | [6 empty] | DEER:Indoor_Non-CFL_Ltg | Annual
Any | SWLG011B | SCn | Ex | CZ10 | cWtd | SWLG011-01 | ExAnte2020 | IOU workpaper | 2019-06-26 | Fixture | 1 |  | None | 0 | 0 | 0 | 25.5 | 0.00313 | -0.263 | [6 empty] | DEER:Indoor_Non-CFL_Ltg | Annual
Any | SWLG011B | SCn | Ex | CZ11 | cWtd | SWLG011-01 | ExAnte2020 | IOU workpaper | 2019-06-26 | Fixture | 1 |  | None | 0 | 0 | 0 | 24.5 | 0.00298 | -0.287 | [6 empty] | DEER:Indoor_Non-CFL_Ltg | Annual
Any | SWLG011B | SCn | Ex | CZ12 | cWtd | SWLG011-01 | ExAnte2020 | IOU workpaper | 2019-06-26 | Fixture | 1 |  | None | 0 | 0 | 0 | 24.8 | 0.00301 | -0.284 | [6 empty] | DEER:Indoor_Non-CFL_Ltg | Annual
Any | SWLG011B | SCn | Ex | CZ13 | cWtd | SWLG011-01 | ExAnte2020 | IOU workpaper | 2019-06-26 | Fixture | 1 |  | None | 0 | 0 | 0 | 25.3 | 0.00296 | -0.247 | [6 empty] | DEER:Indoor_Non-CFL_Ltg | Annual
Any | SWLG011B | SCn | Ex | CZ14 | cWtd | SWLG011-01 | ExAnte2020 | IOU workpaper | 2019-06-26 | Fixture | 1 |  | None | 0 | 0 | 0 | 25.8 | 0.00313 | -0.279 | [6 empty] | DEER:Indoor_Non-CFL_Ltg | Annual
Any | SWLG011B | SCn | Ex | CZ15 | cWtd | SWLG011-01 | ExAnte2020 | IOU workpaper | 2019-06-26 | Fixture | 1 |  | None | 0 | 0 | 0 | 27.9 | 0.00328 | -0.14 | [6 empty] | DEER:Indoor_Non-CFL_Ltg | Annual
Any | SWLG011B | SCn | Ex | CZ16 | cWtd | SWLG011-01 | ExAnte2020 | IOU workpaper | 2019-06-26 | Fixture | 1 |  | None | 0 | 0 | 0 | 24 | 0.00323 | -0.37 | [6 empty] | DEER:Indoor_Non-CFL_Ltg | Annual
Any | SWLG011B | SUn | Ex | CZ01 | cWtd | SWLG011-01 | ExAnte2020 | IOU workpaper | 2019-06-26 | Fixture | 1 |  | None | 0 | 0 | 0 | 24.6 | 0.00348 | 0 | [6 empty] | DEER:Indoor_Non-CFL_Ltg | Annual
Any | SWLG011B | SUn | Ex | CZ02 | cWtd | SWLG011-01 | ExAnte2020 | IOU workpaper | 2019-06-26 | Fixture | 1 |  | None | 0 | 0 | 0 | 24.6 | 0.00348 | 0 | [6 empty] | DEER:Indoor_Non-CFL_Ltg | Annual
Any | SWLG011B | SUn | Ex | CZ03 | cWtd | SWLG011-01 | ExAnte2020 | IOU workpaper | 2019-06-26 | Fixture | 1 |  | None | 0 | 0 | 0 | 24.6 | 0.00348 | 0 | [6 empty] | DEER:Indoor_Non-CFL_Ltg | Annual
Any | SWLG011B | SUn | Ex | CZ04 | cWtd | SWLG011-01 | ExAnte2020 | IOU workpaper | 2019-06-26 | Fixture | 1 |  | None | 0 | 0 | 0 | 24.6 | 0.00348 | 0 | [6 empty] | DEER:Indoor_Non-CFL_Ltg | Annual
Any | SWLG011B | SUn | Ex | CZ05 | cWtd | SWLG011-01 | ExAnte2020 | IOU workpaper | 2019-06-26 | Fixture | 1 |  | None | 0 | 0 | 0 | 24.6 | 0.00348 | 0 | [6 empty] | DEER:Indoor_Non-CFL_Ltg | Annual
Any | SWLG011B | SUn | Ex | CZ06 | cWtd | SWLG011-01 | ExAnte2020 | IOU workpaper | 2019-06-26 | Fixture | 1 |  | None | 0 | 0 | 0 | 24.6 | 0.00348 | 0 | [6 empty] | DEER:Indoor_Non-CFL_Ltg | Annual
Any | SWLG011B | SUn | Ex | CZ07 | cWtd | SWLG011-01 | ExAnte2020 | IOU workpaper | 2019-06-26 | Fixture | 1 |  | None | 0 | 0 | 0 | 24.6 | 0.00348 | 0 | [6 empty] | DEER:Indoor_Non-CFL_Ltg | Annual
Any | SWLG011B | SUn | Ex | CZ08 | cWtd | SWLG011-01 | ExAnte2020 | IOU workpaper | 2019-06-26 | Fixture | 1 |  | None | 0 | 0 | 0 | 24.6 | 0.00348 | 0 | [6 empty] | DEER:Indoor_Non-CFL_Ltg | Annual
Any | SWLG011B | SUn | Ex | CZ09 | cWtd | SWLG011-01 | ExAnte2020 | IOU workpaper | 2019-06-26 | Fixture | 1 |  | None | 0 | 0 | 0 | 24.6 | 0.00348 | 0 | [6 empty] | DEER:Indoor_Non-CFL_Ltg | Annual
Any | SWLG011B | SUn | Ex | CZ10 | cWtd | SWLG011-01 | ExAnte2020 | IOU workpaper | 2019-06-26 | Fixture | 1 |  | None | 0 | 0 | 0 | 24.6 | 0.00348 | 0 | [6 empty] | DEER:Indoor_Non-CFL_Ltg | Annual
Any | SWLG011B | SUn | Ex | CZ11 | cWtd | SWLG011-01 | ExAnte2020 | IOU workpaper | 2019-06-26 | Fixture | 1 |  | None | 0 | 0 | 0 | 24.6 | 0.00348 | 0 | [6 empty] | DEER:Indoor_Non-CFL_Ltg | Annual
Any | SWLG011B | SUn | Ex | CZ12 | cWtd | SWLG011-01 | ExAnte2020 | IOU workpaper | 2019-06-26 | Fixture | 1 |  | None | 0 | 0 | 0 | 24.6 | 0.00348 | 0 | [6 empty] | DEER:Indoor_Non-CFL_Ltg | Annual
Any | SWLG011B | SUn | Ex | CZ13 | cWtd | SWLG011-01 | ExAnte2020 | IOU workpaper | 2019-06-26 | Fixture | 1 |  | None | 0 | 0 | 0 | 24.6 | 0.00348 | 0 | [6 empty] | DEER:Indoor_Non-CFL_Ltg | Annual
Any | SWLG011B | SUn | Ex | CZ14 | cWtd | SWLG011-01 | ExAnte2020 | IOU workpaper | 2019-06-26 | Fixture | 1 |  | None | 0 | 0 | 0 | 24.6 | 0.00348 | 0 | [6 empty] | DEER:Indoor_Non-CFL_Ltg | Annual
Any | SWLG011B | SUn | Ex | CZ15 | cWtd | SWLG011-01 | ExAnte2020 | IOU workpaper | 2019-06-26 | Fixture | 1 |  | None | 0 | 0 | 0 | 24.6 | 0.00348 | 0 | [6 empty] | DEER:Indoor_Non-CFL_Ltg | Annual
Any | SWLG011B | SUn | Ex | CZ16 | cWtd | SWLG011-01 | ExAnte2020 | IOU workpaper | 2019-06-26 | Fixture | 1 |  | None | 0 | 0 | 0 | 24.6 | 0.00348 | 0 | [6 empty] | DEER:Indoor_Non-CFL_Ltg | Annual
Any | SWLG011B | WRf | Ex | CZ01 | cWtd | SWLG011-01 | ExAnte2020 | IOU workpaper | 2019-06-26 | Fixture | 1 |  | None | 0 | 0 | 0 | 69.4 | 0.00755 | 0 | [6 empty] | DEER:Indoor_Non-CFL_Ltg | Annual
Any | SWLG011B | WRf | Ex | CZ02 | cWtd | SWLG011-01 | ExAnte2020 | IOU workpaper | 2019-06-26 | Fixture | 1 |  | None | 0 | 0 | 0 | 70 | 0.00761 | 0 | [6 empty] | DEER:Indoor_Non-CFL_Ltg | Annual
Any | SWLG011B | WRf | Ex | CZ03 | cWtd | SWLG011-01 | ExAnte2020 | IOU workpaper | 2019-06-26 | Fixture | 1 |  | None | 0 | 0 | 0 | 68.3 | 0.00761 | 0 | [6 empty] | DEER:Indoor_Non-CFL_Ltg | Annual
Any | SWLG011B | WRf | Ex | CZ04 | cWtd | SWLG011-01 | ExAnte2020 | IOU workpaper | 2019-06-26 | Fixture | 1 |  | None | 0 | 0 | 0 | 69.4 | 0.00755 | 0 | [6 empty] | DEER:Indoor_Non-CFL_Ltg | Annual
Any | SWLG011B | WRf | Ex | CZ05 | cWtd | SWLG011-01 | ExAnte2020 | IOU workpaper | 2019-06-26 | Fixture | 1 |  | None | 0 | 0 | 0 | 67.8 | 0.00755 | 0 | [6 empty] | DEER:Indoor_Non-CFL_Ltg | Annual
Any | SWLG011B | WRf | Ex | CZ06 | cWtd | SWLG011-01 | ExAnte2020 | IOU workpaper | 2019-06-26 | Fixture | 1 |  | None | 0 | 0 | 0 | 70 | 0.00755 | 0 | [6 empty] | DEER:Indoor_Non-CFL_Ltg | Annual
Any | SWLG011B | WRf | Ex | CZ07 | cWtd | SWLG011-01 | ExAnte2020 | IOU workpaper | 2019-06-26 | Fixture | 1 |  | None | 0 | 0 | 0 | 69.4 | 0.00761 | 0 | [6 empty] | DEER:Indoor_Non-CFL_Ltg | Annual
Any | SWLG011B | WRf | Ex | CZ08 | cWtd | SWLG011-01 | ExAnte2020 | IOU workpaper | 2019-06-26 | Fixture | 1 |  | None | 0 | 0 | 0 | 69.4 | 0.00868 | 0 | [6 empty] | DEER:Indoor_Non-CFL_Ltg | Annual
Any | SWLG011B | WRf | Ex | CZ09 | cWtd | SWLG011-01 | ExAnte2020 | IOU workpaper | 2019-06-26 | Fixture | 1 |  | None | 0 | 0 | 0 | 69.4 | 0.0078 | 0 | [6 empty] | DEER:Indoor_Non-CFL_Ltg | Annual
Any | SWLG011B | WRf | Ex | CZ10 | cWtd | SWLG011-01 | ExAnte2020 | IOU workpaper | 2019-06-26 | Fixture | 1 |  | None | 0 | 0 | 0 | 68.3 | 0.00761 | 0 | [6 empty] | DEER:Indoor_Non-CFL_Ltg | Annual
Any | SWLG011B | WRf | Ex | CZ11 | cWtd | SWLG011-01 | ExAnte2020 | IOU workpaper | 2019-06-26 | Fixture | 1 |  | None | 0 | 0 | 0 | 70 | 0.00755 | 0 | [6 empty] | DEER:Indoor_Non-CFL_Ltg | Annual
Any | SWLG011B | WRf | Ex | CZ12 | cWtd | SWLG011-01 | ExAnte2020 | IOU workpaper | 2019-06-26 | Fixture | 1 |  | None | 0 | 0 | 0 | 69.4 | 0.00773 | 0 | [6 empty] | DEER:Indoor_Non-CFL_Ltg | Annual
Any | SWLG011B | WRf | Ex | CZ13 | cWtd | SWLG011-01 | ExAnte2020 | IOU workpaper | 2019-06-26 | Fixture | 1 |  | None | 0 | 0 | 0 | 70.5 | 0.00755 | 0 | [6 empty] | DEER:Indoor_Non-CFL_Ltg | Annual
Any | SWLG011B | WRf | Ex | CZ14 | cWtd | SWLG011-01 | ExAnte2020 | IOU workpaper | 2019-06-26 | Fixture | 1 |  | None | 0 | 0 | 0 | 69.4 | 0.00761 | 0 | [6 empty] | DEER:Indoor_Non-CFL_Ltg | Annual
Any | SWLG011B | WRf | Ex | CZ15 | cWtd | SWLG011-01 | ExAnte2020 | IOU workpaper | 2019-06-26 | Fixture | 1 |  | None | 0 | 0 | 0 | 70 | 0.00767 | 0 | [6 empty] | DEER:Indoor_Non-CFL_Ltg | Annual
Any | SWLG011B | WRf | Ex | CZ16 | cWtd | SWLG011-01 | ExAnte2020 | IOU workpaper | 2019-06-26 | Fixture | 1 |  | None | 0 | 0 | 0 | 70 | 0.00748 | 0 | [6 empty] | DEER:Indoor_Non-CFL_Ltg | Annual
Any | SWLG011C | Asm | Ex | CZ01 | cWtd | SWLG011-01 | ExAnte2020 | IOU workpaper | 2019-06-26 | Fixture | 1 |  | None | 0 | 0 | 0 | 17.3 | 0.00779 | -0.428 | [6 empty] | DEER:Indoor_Non-CFL_Ltg | Annual
Any | SWLG011C | Asm | Ex | CZ02 | cWtd | SWLG011-01 | ExAnte2020 | IOU workpaper | 2019-06-26 | Fixture | 1 |  | None | 0 | 0 | 0 | 19 | 0.00786 | -0.24 | [6 empty] | DEER:Indoor_Non-CFL_Ltg | Annual
Any | SWLG011C | Asm | Ex | CZ03 | cWtd | SWLG011-01 | ExAnte2020 | IOU workpaper | 2019-06-26 | Fixture | 1 |  | None | 0 | 0 | 0 | 18.8 | 0.00786 | -0.279 | [6 empty] | DEER:Indoor_Non-CFL_Ltg | Annual
Any | SWLG011C | Asm | Ex | CZ04 | cWtd | SWLG011-01 | ExAnte2020 | IOU workpaper | 2019-06-26 | Fixture | 1 |  | None | 0 | 0 | 0 | 19.3 | 0.00786 | -0.206 | [6 empty] | DEER:Indoor_Non-CFL_Ltg | Annual
Any | SWLG011C | Asm | Ex | CZ05 | cWtd | SWLG011-01 | ExAnte2020 | IOU workpaper | 2019-06-26 | Fixture | 1 |  | None | 0 | 0 | 0 | 18.8 | 0.00779 | -0.264 | [6 empty] | DEER:Indoor_Non-CFL_Ltg | Annual
Any | SWLG011C | Asm | Ex | CZ06 | cWtd | SWLG011-01 | ExAnte2020 | IOU workpaper | 2019-06-26 | Fixture | 1 |  | None | 0 | 0 | 0 | 20.5 | 0.00834 | -0.156 | [6 empty] | DEER:Indoor_Non-CFL_Ltg | Annual
Any | SWLG011C | Asm | Ex | CZ07 | cWtd | SWLG011-01 | ExAnte2020 | IOU workpaper | 2019-06-26 | Fixture | 1 |  | None | 0 | 0 | 0 | 20.8 | 0.00855 | -0.147 | [6 empty] | DEER:Indoor_Non-CFL_Ltg | Annual
Any | SWLG011C | Asm | Ex | CZ08 | cWtd | SWLG011-01 | ExAnte2020 | IOU workpaper | 2019-06-26 | Fixture | 1 |  | None | 0 | 0 | 0 | 20.8 | 0.00827 | -0.121 | [6 empty] | DEER:Indoor_Non-CFL_Ltg | Annual
Any | SWLG011C | Asm | Ex | CZ09 | cWtd | SWLG011-01 | ExAnte2020 | IOU workpaper | 2019-06-26 | Fixture | 1 |  | None | 0 | 0 | 0 | 20.5 | 0.00848 | -0.142 | [6 empty] | DEER:Indoor_Non-CFL_Ltg | Annual
Any | SWLG011C | Asm | Ex | CZ10 | cWtd | SWLG011-01 | ExAnte2020 | IOU workpaper | 2019-06-26 | Fixture | 1 |  | None | 0 | 0 | 0 | 20.6 | 0.00855 | -0.134 | [6 empty] | DEER:Indoor_Non-CFL_Ltg | Annual
Any | SWLG011C | Asm | Ex | CZ11 | cWtd | SWLG011-01 | ExAnte2020 | IOU workpaper | 2019-06-26 | Fixture | 1 |  | None | 0 | 0 | 0 | 19.3 | 0.00807 | -0.201 | [6 empty] | DEER:Indoor_Non-CFL_Ltg | Annual
Any | SWLG011C | Asm | Ex | CZ12 | cWtd | SWLG011-01 | ExAnte2020 | IOU workpaper | 2019-06-26 | Fixture | 1 |  | None | 0 | 0 | 0 | 19.3 | 0.008 | -0.214 | [6 empty] | DEER:Indoor_Non-CFL_Ltg | Annual
Any | SWLG011C | Asm | Ex | CZ13 | cWtd | SWLG011-01 | ExAnte2020 | IOU workpaper | 2019-06-26 | Fixture | 1 |  | None | 0 | 0 | 0 | 19.3 | 0.00807 | -0.193 | [6 empty] | DEER:Indoor_Non-CFL_Ltg | Annual
Any | SWLG011C | Asm | Ex | CZ14 | cWtd | SWLG011-01 | ExAnte2020 | IOU workpaper | 2019-06-26 | Fixture | 1 |  | None | 0 | 0 | 0 | 19.9 | 0.00834 | -0.192 | [6 empty] | DEER:Indoor_Non-CFL_Ltg | Annual
Any | SWLG011C | Asm | Ex | CZ15 | cWtd | SWLG011-01 | ExAnte2020 | IOU workpaper | 2019-06-26 | Fixture | 1 |  | None | 0 | 0 | 0 | 21.4 | 0.00834 | -0.0677 | [6 empty] | DEER:Indoor_Non-CFL_Ltg | Annual
Any | SWLG011C | Asm | Ex | CZ16 | cWtd | SWLG011-01 | ExAnte2020 | IOU workpaper | 2019-06-26 | Fixture | 1 |  | None | 0 | 0 | 0 | 18.4 | 0.00814 | -0.307 | [6 empty] | DEER:Indoor_Non-CFL_Ltg | Annual
Any | SWLG011C | Com | Ex | CZ01 | cWtd | SWLG011-01 | ExAnte2020 | IOU workpaper | 2019-06-26 | Fixture | 1 |  | None | 0 | 0 | 0 | 32.1 | 0.00544 | -0.481 | [6 empty] | DEER:Indoor_Non-CFL_Ltg | Annual
Any | SWLG011C | Com | Ex | CZ02 | cWtd | SWLG011-01 | ExAnte2020 | IOU workpaper | 2019-06-26 | Fixture | 1 |  | None | 0 | 0 | 0 | 34.8 | 0.00604 | -0.309 | [6 empty] | DEER:Indoor_Non-CFL_Ltg | Annual
Any | SWLG011C | Com | Ex | CZ03 | cWtd | SWLG011-01 | ExAnte2020 | IOU workpaper | 2019-06-26 | Fixture | 1 |  | None | 0 | 0 | 0 | 34.8 | 0.00584 | -0.27 | [6 empty] | DEER:Indoor_Non-CFL_Ltg | Annual
Any | SWLG011C | Com | Ex | CZ04 | cWtd | SWLG011-01 | ExAnte2020 | IOU workpaper | 2019-06-26 | Fixture | 1 |  | None | 0 | 0 | 0 | 35.8 | 0.00599 | -0.219 | [6 empty] | DEER:Indoor_Non-CFL_Ltg | Annual
Any | SWLG011C | Com | Ex | CZ05 | cWtd | SWLG011-01 | ExAnte2020 | IOU workpaper | 2019-06-26 | Fixture | 1 |  | None | 0 | 0 | 0 | 34.5 | 0.00574 | -0.362 | [6 empty] | DEER:Indoor_Non-CFL_Ltg | Annual
Any | SWLG011C | Com | Ex | CZ06 | cWtd | SWLG011-01 | ExAnte2020 | IOU workpaper | 2019-06-26 | Fixture | 1 |  | None | 0 | 0 | 0 | 36.4 | 0.00603 | -0.162 | [6 empty] | DEER:Indoor_Non-CFL_Ltg | Annual
Any | SWLG011C | Com | Ex | CZ07 | cWtd | SWLG011-01 | ExAnte2020 | IOU workpaper | 2019-06-26 | Fixture | 1 |  | None | 0 | 0 | 0 | 38.9 | 0.00641 | -0.156 | [6 empty] | DEER:Indoor_Non-CFL_Ltg | Annual
Any | SWLG011C | Com | Ex | CZ08 | cWtd | SWLG011-01 | ExAnte2020 | IOU workpaper | 2019-06-26 | Fixture | 1 |  | None | 0 | 0 | 0 | 36.4 | 0.00593 | -0.144 | [6 empty] | DEER:Indoor_Non-CFL_Ltg | Annual
Any | SWLG011C | Com | Ex | CZ09 | cWtd | SWLG011-01 | ExAnte2020 | IOU workpaper | 2019-06-26 | Fixture | 1 |  | None | 0 | 0 | 0 | 36.4 | 0.00618 | -0.157 | [6 empty] | DEER:Indoor_Non-CFL_Ltg | Annual
Any | SWLG011C | Com | Ex | CZ10 | cWtd | SWLG011-01 | ExAnte2020 | IOU workpaper | 2019-06-26 | Fixture | 1 |  | None | 0 | 0 | 0 | 35.4 | 0.00598 | -0.169 | [6 empty] | DEER:Indoor_Non-CFL_Ltg | Annual
Any | SWLG011C | Com | Ex | CZ11 | cWtd | SWLG011-01 | ExAnte2020 | IOU workpaper | 2019-06-26 | Fixture | 1 |  | None | 0 | 0 | 0 | 35.2 | 0.00609 | -0.28 | [6 empty] | DEER:Indoor_Non-CFL_Ltg | Annual
Any | SWLG011C | Com | Ex | CZ12 | cWtd | SWLG011-01 | ExAnte2020 | IOU workpaper | 2019-06-26 | Fixture | 1 |  | None | 0 | 0 | 0 | 35.2 | 0.00619 | -0.25 | [6 empty] | DEER:Indoor_Non-CFL_Ltg | Annual
Any | SWLG011C | Com | Ex | CZ13 | cWtd | SWLG011-01 | ExAnte2020 | IOU workpaper | 2019-06-26 | Fixture | 1 |  | None | 0 | 0 | 0 | 35.8 | 0.00604 | -0.24 | [6 empty] | DEER:Indoor_Non-CFL_Ltg | Annual
Any | SWLG011C | Com | Ex | CZ14 | cWtd | SWLG011-01 | ExAnte2020 | IOU workpaper | 2019-06-26 | Fixture | 1 |  | None | 0 | 0 | 0 | 35.7 | 0.00618 | -0.273 | [6 empty] | DEER:Indoor_Non-CFL_Ltg | Annual
Any | SWLG011C | Com | Ex | CZ15 | cWtd | SWLG011-01 | ExAnte2020 | IOU workpaper | 2019-06-26 | Fixture | 1 |  | None | 0 | 0 | 0 | 38.4 | 0.00633 | -0.0785 | [6 empty] | DEER:Indoor_Non-CFL_Ltg | Annual
Any | SWLG011C | Com | Ex | CZ16 | cWtd | SWLG011-01 | ExAnte2020 | IOU workpaper | 2019-06-26 | Fixture | 1 |  | None | 0 | 0 | 0 | 33.3 | 0.00598 | -0.485 | [6 empty] | DEER:Indoor_Non-CFL_Ltg | Annual
Any | SWLG011C | ECC | Ex | CZ01 | cWtd | SWLG011-01 | ExAnte2020 | IOU workpaper | 2019-06-26 | Fixture | 1 |  | None | 0 | 0 | 0 | 28.7 | 0.00463 | -0.802 | [6 empty] | DEER:Indoor_Non-CFL_Ltg | Annual
Any | SWLG011C | ECC | Ex | CZ02 | cWtd | SWLG011-01 | ExAnte2020 | IOU workpaper | 2019-06-26 | Fixture | 1 |  | None | 0 | 0 | 0 | 30.5 | 0.00556 | -0.509 | [6 empty] | DEER:Indoor_Non-CFL_Ltg | Annual
Any | SWLG011C | ECC | Ex | CZ03 | cWtd | SWLG011-01 | ExAnte2020 | IOU workpaper | 2019-06-26 | Fixture | 1 |  | None | 0 | 0 | 0 | 29.9 | 0.00534 | -0.589 | [6 empty] | DEER:Indoor_Non-CFL_Ltg | Annual
Any | SWLG011C | ECC | Ex | CZ04 | cWtd | SWLG011-01 | ExAnte2020 | IOU workpaper | 2019-06-26 | Fixture | 1 |  | None | 0 | 0 | 0 | 30.8 | 0.00556 | -0.45 | [6 empty] | DEER:Indoor_Non-CFL_Ltg | Annual
Any | SWLG011C | ECC | Ex | CZ05 | cWtd | SWLG011-01 | ExAnte2020 | IOU workpaper | 2019-06-26 | Fixture | 1 |  | None | 0 | 0 | 0 | 29.9 | 0.00516 | -0.589 | [6 empty] | DEER:Indoor_Non-CFL_Ltg | Annual
Any | SWLG011C | ECC | Ex | CZ06 | cWtd | SWLG011-01 | ExAnte2020 | IOU workpaper | 2019-06-26 | Fixture | 1 |  | None | 0 | 0 | 0 | 31.7 | 0.00582 | -0.32 | [6 empty] | DEER:Indoor_Non-CFL_Ltg | Annual
Any | SWLG011C | ECC | Ex | CZ07 | cWtd | SWLG011-01 | ExAnte2020 | IOU workpaper | 2019-06-26 | Fixture | 1 |  | None | 0 | 0 | 0 | 31.7 | 0.00556 | -0.32 | [6 empty] | DEER:Indoor_Non-CFL_Ltg | Annual
Any | SWLG011C | ECC | Ex | CZ08 | cWtd | SWLG011-01 | ExAnte2020 | IOU workpaper | 2019-06-26 | Fixture | 1 |  | None | 0 | 0 | 0 | 32 | 0.00551 | -0.265 | [6 empty] | DEER:Indoor_Non-CFL_Ltg | Annual
Any | SWLG011C | ECC | Ex | CZ09 | cWtd | SWLG011-01 | ExAnte2020 | IOU workpaper | 2019-06-26 | Fixture | 1 |  | None | 0 | 0 | 0 | 31.4 | 0.00578 | -0.299 | [6 empty] | DEER:Indoor_Non-CFL_Ltg | Annual
Any | SWLG011C | ECC | Ex | CZ10 | cWtd | SWLG011-01 | ExAnte2020 | IOU workpaper | 2019-06-26 | Fixture | 1 |  | None | 0 | 0 | 0 | 31.4 | 0.00569 | -0.29 | [6 empty] | DEER:Indoor_Non-CFL_Ltg | Annual
Any | SWLG011C | ECC | Ex | CZ11 | cWtd | SWLG011-01 | ExAnte2020 | IOU workpaper | 2019-06-26 | Fixture | 1 |  | None | 0 | 0 | 0 | 31.4 | 0.00573 | -0.417 | [6 empty] | DEER:Indoor_Non-CFL_Ltg | Annual
Any | SWLG011C | ECC | Ex | CZ12 | cWtd | SWLG011-01 | ExAnte2020 | IOU workpaper | 2019-06-26 | Fixture | 1 |  | None | 0 | 0 | 0 | 31.4 | 0.00569 | -0.444 | [6 empty] | DEER:Indoor_Non-CFL_Ltg | Annual
Any | SWLG011C | ECC | Ex | CZ13 | cWtd | SWLG011-01 | ExAnte2020 | IOU workpaper | 2019-06-26 | Fixture | 1 |  | None | 0 | 0 | 0 | 31.7 | 0.00569 | -0.382 | [6 empty] | DEER:Indoor_Non-CFL_Ltg | Annual
Any | SWLG011C | ECC | Ex | CZ14 | cWtd | SWLG011-01 | ExAnte2020 | IOU workpaper | 2019-06-26 | Fixture | 1 |  | None | 0 | 0 | 0 | 31.7 | 0.00569 | -0.391 | [6 empty] | DEER:Indoor_Non-CFL_Ltg | Annual
Any | SWLG011C | ECC | Ex | CZ15 | cWtd | SWLG011-01 | ExAnte2020 | IOU workpaper | 2019-06-26 | Fixture | 1 |  | None | 0 | 0 | 0 | 33.1 | 0.00569 | -0.133 | [6 empty] | DEER:Indoor_Non-CFL_Ltg | Annual
Any | SWLG011C | ECC | Ex | CZ16 | cWtd | SWLG011-01 | ExAnte2020 | IOU workpaper | 2019-06-26 | Fixture | 1 |  | None | 0 | 0 | 0 | 29.9 | 0.0056 | -0.601 | [6 empty] | DEER:Indoor_Non-CFL_Ltg | Annual
Any | SWLG011C | EPr | Ex | CZ01 | cWtd | SWLG011-01 | ExAnte2020 | IOU workpaper | 2019-06-26 | Fixture | 1 |  | None | 0 | 0 | 0 | 24.4 | 0.00592 | -0.649 | [6 empty] | DEER:Indoor_Non-CFL_Ltg | Annual
Any | SWLG011C | EPr | Ex | CZ02 | cWtd | SWLG011-01 | ExAnte2020 | IOU workpaper | 2019-06-26 | Fixture | 1 |  | None | 0 | 0 | 0 | 25.7 | 0.00871 | -0.47 | [6 empty] | DEER:Indoor_Non-CFL_Ltg | Annual
Any | SWLG011C | EPr | Ex | CZ03 | cWtd | SWLG011-01 | ExAnte2020 | IOU workpaper | 2019-06-26 | Fixture | 1 |  | None | 0 | 0 | 0 | 25.4 | 0.00581 | -0.509 | [6 empty] | DEER:Indoor_Non-CFL_Ltg | Annual
Any | SWLG011C | EPr | Ex | CZ04 | cWtd | SWLG011-01 | ExAnte2020 | IOU workpaper | 2019-06-26 | Fixture | 1 |  | None | 0 | 0 | 0 | 26 | 0.00668 | -0.423 | [6 empty] | DEER:Indoor_Non-CFL_Ltg | Annual
Any | SWLG011C | EPr | Ex | CZ05 | cWtd | SWLG011-01 | ExAnte2020 | IOU workpaper | 2019-06-26 | Fixture | 1 |  | None | 0 | 0 | 0 | 25.4 | 0.00644 | -0.509 | [6 empty] | DEER:Indoor_Non-CFL_Ltg | Annual
Any | SWLG011C | EPr | Ex | CZ06 | cWtd | SWLG011-01 | ExAnte2020 | IOU workpaper | 2019-06-26 | Fixture | 1 |  | None | 0 | 0 | 0 | 26.7 | 0.00691 | -0.296 | [6 empty] | DEER:Indoor_Non-CFL_Ltg | Annual
Any | SWLG011C | EPr | Ex | CZ07 | cWtd | SWLG011-01 | ExAnte2020 | IOU workpaper | 2019-06-26 | Fixture | 1 |  | None | 0 | 0 | 0 | 26.5 | 0.00697 | -0.317 | [6 empty] | DEER:Indoor_Non-CFL_Ltg | Annual
Any | SWLG011C | EPr | Ex | CZ08 | cWtd | SWLG011-01 | ExAnte2020 | IOU workpaper | 2019-06-26 | Fixture | 1 |  | None | 0 | 0 | 0 | 27 | 0.00685 | -0.265 | [6 empty] | DEER:Indoor_Non-CFL_Ltg | Annual
Any | SWLG011C | EPr | Ex | CZ09 | cWtd | SWLG011-01 | ExAnte2020 | IOU workpaper | 2019-06-26 | Fixture | 1 |  | None | 0 | 0 | 0 | 27 | 0.00702 | -0.293 | [6 empty] | DEER:Indoor_Non-CFL_Ltg | Annual
Any | SWLG011C | EPr | Ex | CZ10 | cWtd | SWLG011-01 | ExAnte2020 | IOU workpaper | 2019-06-26 | Fixture | 1 |  | None | 0 | 0 | 0 | 27.5 | 0.00697 | -0.27 | [6 empty] | DEER:Indoor_Non-CFL_Ltg | Annual
Any | SWLG011C | EPr | Ex | CZ11 | cWtd | SWLG011-01 | ExAnte2020 | IOU workpaper | 2019-06-26 | Fixture | 1 |  | None | 0 | 0 | 0 | 26.7 | 0.00795 | -0.4 | [6 empty] | DEER:Indoor_Non-CFL_Ltg | Annual
Any | SWLG011C | EPr | Ex | CZ12 | cWtd | SWLG011-01 | ExAnte2020 | IOU workpaper | 2019-06-26 | Fixture | 1 |  | None | 0 | 0 | 0 | 26.2 | 0.00906 | -0.41 | [6 empty] | DEER:Indoor_Non-CFL_Ltg | Annual
Any | SWLG011C | EPr | Ex | CZ13 | cWtd | SWLG011-01 | ExAnte2020 | IOU workpaper | 2019-06-26 | Fixture | 1 |  | None | 0 | 0 | 0 | 26.7 | 0.00749 | -0.384 | [6 empty] | DEER:Indoor_Non-CFL_Ltg | Annual
Any | SWLG011C | EPr | Ex | CZ14 | cWtd | SWLG011-01 | ExAnte2020 | IOU workpaper | 2019-06-26 | Fixture | 1 |  | None | 0 | 0 | 0 | 27 | 0.00691 | -0.353 | [6 empty] | DEER:Indoor_Non-CFL_Ltg | Annual
Any | SWLG011C | EPr | Ex | CZ15 | cWtd | SWLG011-01 | ExAnte2020 | IOU workpaper | 2019-06-26 | Fixture | 1 |  | None | 0 | 0 | 0 | 29.3 | 0.00708 | -0.129 | [6 empty] | DEER:Indoor_Non-CFL_Ltg | Annual
Any | SWLG011C | EPr | Ex | CZ16 | cWtd | SWLG011-01 | ExAnte2020 | IOU workpaper | 2019-06-26 | Fixture | 1 |  | None | 0 | 0 | 0 | 24.7 | 0.00575 | -0.525 | [6 empty] | DEER:Indoor_Non-CFL_Ltg | Annual
Any | SWLG011C | ERC | Ex | CZ01 | cWtd | SWLG011-01 | ExAnte2020 | IOU workpaper | 2019-06-26 | Fixture | 1 |  | None | 0 | 0 | 0 | 12 | 0.00266 | -0.229 | [6 empty] | DEER:Indoor_Non-CFL_Ltg | Annual
Any | SWLG011C | ERC | Ex | CZ02 | cWtd | SWLG011-01 | ExAnte2020 | IOU workpaper | 2019-06-26 | Fixture | 1 |  | None | 0 | 0 | 0 | 12.7 | 0.00323 | -0.161 | [6 empty] | DEER:Indoor_Non-CFL_Ltg | Annual
Any | SWLG011C | ERC | Ex | CZ03 | cWtd | SWLG011-01 | ExAnte2020 | IOU workpaper | 2019-06-26 | Fixture | 1 |  | None | 0 | 0 | 0 | 12.7 | 0.00234 | -0.143 | [6 empty] | DEER:Indoor_Non-CFL_Ltg | Annual
Any | SWLG011C | ERC | Ex | CZ04 | cWtd | SWLG011-01 | ExAnte2020 | IOU workpaper | 2019-06-26 | Fixture | 1 |  | None | 0 | 0 | 0 | 13 | 0.00269 | -0.119 | [6 empty] | DEER:Indoor_Non-CFL_Ltg | Annual
Any | SWLG011C | ERC | Ex | CZ05 | cWtd | SWLG011-01 | ExAnte2020 | IOU workpaper | 2019-06-26 | Fixture | 1 |  | None | 0 | 0 | 0 | 12.9 | 0.00243 | -0.129 | [6 empty] | DEER:Indoor_Non-CFL_Ltg | Annual
Any | SWLG011C | ERC | Ex | CZ06 | cWtd | SWLG011-01 | ExAnte2020 | IOU workpaper | 2019-06-26 | Fixture | 1 |  | None | 0 | 0 | 0 | 13.6 | 0.00273 | -0.0918 | [6 empty] | DEER:Indoor_Non-CFL_Ltg | Annual
Any | SWLG011C | ERC | Ex | CZ07 | cWtd | SWLG011-01 | ExAnte2020 | IOU workpaper | 2019-06-26 | Fixture | 1 |  | None | 0 | 0 | 0 | 13.6 | 0.00266 | -0.0748 | [6 empty] | DEER:Indoor_Non-CFL_Ltg | Annual
Any | SWLG011C | ERC | Ex | CZ08 | cWtd | SWLG011-01 | ExAnte2020 | IOU workpaper | 2019-06-26 | Fixture | 1 |  | None | 0 | 0 | 0 | 13.8 | 0.00277 | -0.0688 | [6 empty] | DEER:Indoor_Non-CFL_Ltg | Annual
Any | SWLG011C | ERC | Ex | CZ09 | cWtd | SWLG011-01 | ExAnte2020 | IOU workpaper | 2019-06-26 | Fixture | 1 |  | None | 0 | 0 | 0 | 13.7 | 0.00297 | -0.0873 | [6 empty] | DEER:Indoor_Non-CFL_Ltg | Annual
Any | SWLG011C | ERC | Ex | CZ10 | cWtd | SWLG011-01 | ExAnte2020 | IOU workpaper | 2019-06-26 | Fixture | 1 |  | None | 0 | 0 | 0 | 13.8 | 0.00301 | -0.0942 | [6 empty] | DEER:Indoor_Non-CFL_Ltg | Annual
Any | SWLG011C | ERC | Ex | CZ11 | cWtd | SWLG011-01 | ExAnte2020 | IOU workpaper | 2019-06-26 | Fixture | 1 |  | None | 0 | 0 | 0 | 13.1 | 0.00316 | -0.137 | [6 empty] | DEER:Indoor_Non-CFL_Ltg | Annual
Any | SWLG011C | ERC | Ex | CZ12 | cWtd | SWLG011-01 | ExAnte2020 | IOU workpaper | 2019-06-26 | Fixture | 1 |  | None | 0 | 0 | 0 | 13 | 0.00314 | -0.141 | [6 empty] | DEER:Indoor_Non-CFL_Ltg | Annual
Any | SWLG011C | ERC | Ex | CZ13 | cWtd | SWLG011-01 | ExAnte2020 | IOU workpaper | 2019-06-26 | Fixture | 1 |  | None | 0 | 0 | 0 | 13.2 | 0.00303 | -0.126 | [6 empty] | DEER:Indoor_Non-CFL_Ltg | Annual
Any | SWLG011C | ERC | Ex | CZ14 | cWtd | SWLG011-01 | ExAnte2020 | IOU workpaper | 2019-06-26 | Fixture | 1 |  | None | 0 | 0 | 0 | 13.5 | 0.00305 | -0.133 | [6 empty] | DEER:Indoor_Non-CFL_Ltg | Annual
Any | SWLG011C | ERC | Ex | CZ15 | cWtd | SWLG011-01 | ExAnte2020 | IOU workpaper | 2019-06-26 | Fixture | 1 |  | None | 0 | 0 | 0 | 14.7 | 0.00316 | -0.0357 | [6 empty] | DEER:Indoor_Non-CFL_Ltg | Annual
Any | SWLG011C | ERC | Ex | CZ16 | cWtd | SWLG011-01 | ExAnte2020 | IOU workpaper | 2019-06-26 | Fixture | 1 |  | None | 0 | 0 | 0 | 12.2 | 0.00282 | -0.195 | [6 empty] | DEER:Indoor_Non-CFL_Ltg | Annual
Any | SWLG011C | ESe | Ex | CZ01 | cWtd | SWLG011-01 | ExAnte2020 | IOU workpaper | 2019-06-26 | Fixture | 1 |  | None | 0 | 0 | 0 | 24.7 | 0.00593 | -0.602 | [6 empty] | DEER:Indoor_Non-CFL_Ltg | Annual
Any | SWLG011C | ESe | Ex | CZ02 | cWtd | SWLG011-01 | ExAnte2020 | IOU workpaper | 2019-06-26 | Fixture | 1 |  | None | 0 | 0 | 0 | 26 | 0.00829 | -0.434 | [6 empty] | DEER:Indoor_Non-CFL_Ltg | Annual
Any | SWLG011C | ESe | Ex | CZ03 | cWtd | SWLG011-01 | ExAnte2020 | IOU workpaper | 2019-06-26 | Fixture | 1 |  | None | 0 | 0 | 0 | 25.4 | 0.00616 | -0.467 | [6 empty] | DEER:Indoor_Non-CFL_Ltg | Annual
Any | SWLG011C | ESe | Ex | CZ04 | cWtd | SWLG011-01 | ExAnte2020 | IOU workpaper | 2019-06-26 | Fixture | 1 |  | None | 0 | 0 | 0 | 26.2 | 0.00651 | -0.384 | [6 empty] | DEER:Indoor_Non-CFL_Ltg | Annual
Any | SWLG011C | ESe | Ex | CZ05 | cWtd | SWLG011-01 | ExAnte2020 | IOU workpaper | 2019-06-26 | Fixture | 1 |  | None | 0 | 0 | 0 | 25.4 | 0.00622 | -0.449 | [6 empty] | DEER:Indoor_Non-CFL_Ltg | Annual
Any | SWLG011C | ESe | Ex | CZ06 | cWtd | SWLG011-01 | ExAnte2020 | IOU workpaper | 2019-06-26 | Fixture | 1 |  | None | 0 | 0 | 0 | 26.7 | 0.0068 | -0.291 | [6 empty] | DEER:Indoor_Non-CFL_Ltg | Annual
Any | SWLG011C | ESe | Ex | CZ07 | cWtd | SWLG011-01 | ExAnte2020 | IOU workpaper | 2019-06-26 | Fixture | 1 |  | None | 0 | 0 | 0 | 26.5 | 0.0068 | -0.283 | [6 empty] | DEER:Indoor_Non-CFL_Ltg | Annual
Any | SWLG011C | ESe | Ex | CZ08 | cWtd | SWLG011-01 | ExAnte2020 | IOU workpaper | 2019-06-26 | Fixture | 1 |  | None | 0 | 0 | 0 | 27.3 | 0.00668 | -0.243 | [6 empty] | DEER:Indoor_Non-CFL_Ltg | Annual
Any | SWLG011C | ESe | Ex | CZ09 | cWtd | SWLG011-01 | ExAnte2020 | IOU workpaper | 2019-06-26 | Fixture | 1 |  | None | 0 | 0 | 0 | 27.3 | 0.00691 | -0.273 | [6 empty] | DEER:Indoor_Non-CFL_Ltg | Annual
Any | SWLG011C | ESe | Ex | CZ10 | cWtd | SWLG011-01 | ExAnte2020 | IOU workpaper | 2019-06-26 | Fixture | 1 |  | None | 0 | 0 | 0 | 27.3 | 0.00685 | -0.283 | [6 empty] | DEER:Indoor_Non-CFL_Ltg | Annual
Any | SWLG011C | ESe | Ex | CZ11 | cWtd | SWLG011-01 | ExAnte2020 | IOU workpaper | 2019-06-26 | Fixture | 1 |  | None | 0 | 0 | 0 | 26.7 | 0.00755 | -0.382 | [6 empty] | DEER:Indoor_Non-CFL_Ltg | Annual
Any | SWLG011C | ESe | Ex | CZ12 | cWtd | SWLG011-01 | ExAnte2020 | IOU workpaper | 2019-06-26 | Fixture | 1 |  | None | 0 | 0 | 0 | 26.5 | 0.00847 | -0.392 | [6 empty] | DEER:Indoor_Non-CFL_Ltg | Annual
Any | SWLG011C | ESe | Ex | CZ13 | cWtd | SWLG011-01 | ExAnte2020 | IOU workpaper | 2019-06-26 | Fixture | 1 |  | None | 0 | 0 | 0 | 27 | 0.00726 | -0.353 | [6 empty] | DEER:Indoor_Non-CFL_Ltg | Annual
Any | SWLG011C | ESe | Ex | CZ14 | cWtd | SWLG011-01 | ExAnte2020 | IOU workpaper | 2019-06-26 | Fixture | 1 |  | None | 0 | 0 | 0 | 27 | 0.00674 | -0.348 | [6 empty] | DEER:Indoor_Non-CFL_Ltg | Annual
Any | SWLG011C | ESe | Ex | CZ15 | cWtd | SWLG011-01 | ExAnte2020 | IOU workpaper | 2019-06-26 | Fixture | 1 |  | None | 0 | 0 | 0 | 29.3 | 0.00772 | -0.133 | [6 empty] | DEER:Indoor_Non-CFL_Ltg | Annual
Any | SWLG011C | ESe | Ex | CZ16 | cWtd | SWLG011-01 | ExAnte2020 | IOU workpaper | 2019-06-26 | Fixture | 1 |  | None | 0 | 0 | 0 | 24.9 | 0.00812 | -0.483 | [6 empty] | DEER:Indoor_Non-CFL_Ltg | Annual
Any | SWLG011C | EUn | Ex | CZ01 | cWtd | SWLG011-01 | ExAnte2020 | IOU workpaper | 2019-06-26 | Fixture | 1 |  | None | 0 | 0 | 0 | 27.3 | 0.00777 | -0.823 | [6 empty] | DEER:Indoor_Non-CFL_Ltg | Annual
Any | SWLG011C | EUn | Ex | CZ02 | cWtd | SWLG011-01 | ExAnte2020 | IOU workpaper | 2019-06-26 | Fixture | 1 |  | None | 0 | 0 | 0 | 29 | 0.00863 | -0.544 | [6 empty] | DEER:Indoor_Non-CFL_Ltg | Annual
Any | SWLG011C | EUn | Ex | CZ03 | cWtd | SWLG011-01 | ExAnte2020 | IOU workpaper | 2019-06-26 | Fixture | 1 |  | None | 0 | 0 | 0 | 28.5 | 0.00863 | -0.625 | [6 empty] | DEER:Indoor_Non-CFL_Ltg | Annual
Any | SWLG011C | EUn | Ex | CZ04 | cWtd | SWLG011-01 | ExAnte2020 | IOU workpaper | 2019-06-26 | Fixture | 1 |  | None | 0 | 0 | 0 | 29.3 | 0.00863 | -0.483 | [6 empty] | DEER:Indoor_Non-CFL_Ltg | Annual
Any | SWLG011C | EUn | Ex | CZ05 | cWtd | SWLG011-01 | ExAnte2020 | IOU workpaper | 2019-06-26 | Fixture | 1 |  | None | 0 | 0 | 0 | 28.5 | 0.00827 | -0.614 | [6 empty] | DEER:Indoor_Non-CFL_Ltg | Annual
Any | SWLG011C | EUn | Ex | CZ06 | cWtd | SWLG011-01 | ExAnte2020 | IOU workpaper | 2019-06-26 | Fixture | 1 |  | None | 0 | 0 | 0 | 30.1 | 0.00877 | -0.385 | [6 empty] | DEER:Indoor_Non-CFL_Ltg | Annual
Any | SWLG011C | EUn | Ex | CZ07 | cWtd | SWLG011-01 | ExAnte2020 | IOU workpaper | 2019-06-26 | Fixture | 1 |  | None | 0 | 0 | 0 | 29.8 | 0.00892 | -0.391 | [6 empty] | DEER:Indoor_Non-CFL_Ltg | Annual
Any | SWLG011C | EUn | Ex | CZ08 | cWtd | SWLG011-01 | ExAnte2020 | IOU workpaper | 2019-06-26 | Fixture | 1 |  | None | 0 | 0 | 0 | 30.1 | 0.00877 | -0.332 | [6 empty] | DEER:Indoor_Non-CFL_Ltg | Annual
Any | SWLG011C | EUn | Ex | CZ09 | cWtd | SWLG011-01 | ExAnte2020 | IOU workpaper | 2019-06-26 | Fixture | 1 |  | None | 0 | 0 | 0 | 30.1 | 0.00913 | -0.349 | [6 empty] | DEER:Indoor_Non-CFL_Ltg | Annual
Any | SWLG011C | EUn | Ex | CZ10 | cWtd | SWLG011-01 | ExAnte2020 | IOU workpaper | 2019-06-26 | Fixture | 1 |  | None | 0 | 0 | 0 | 30.1 | 0.00892 | -0.357 | [6 empty] | DEER:Indoor_Non-CFL_Ltg | Annual
Any | SWLG011C | EUn | Ex | CZ11 | cWtd | SWLG011-01 | ExAnte2020 | IOU workpaper | 2019-06-26 | Fixture | 1 |  | None | 0 | 0 | 0 | 29.6 | 0.00877 | -0.432 | [6 empty] | DEER:Indoor_Non-CFL_Ltg | Annual
Any | SWLG011C | EUn | Ex | CZ12 | cWtd | SWLG011-01 | ExAnte2020 | IOU workpaper | 2019-06-26 | Fixture | 1 |  | None | 0 | 0 | 0 | 29.6 | 0.00877 | -0.466 | [6 empty] | DEER:Indoor_Non-CFL_Ltg | Annual
Any | SWLG011C | EUn | Ex | CZ13 | cWtd | SWLG011-01 | ExAnte2020 | IOU workpaper | 2019-06-26 | Fixture | 1 |  | None | 0 | 0 | 0 | 29.8 | 0.00884 | -0.407 | [6 empty] | DEER:Indoor_Non-CFL_Ltg | Annual
Any | SWLG011C | EUn | Ex | CZ14 | cWtd | SWLG011-01 | ExAnte2020 | IOU workpaper | 2019-06-26 | Fixture | 1 |  | None | 0 | 0 | 0 | 29.8 | 0.0097 | -0.438 | [6 empty] | DEER:Indoor_Non-CFL_Ltg | Annual
Any | SWLG011C | EUn | Ex | CZ15 | cWtd | SWLG011-01 | ExAnte2020 | IOU workpaper | 2019-06-26 | Fixture | 1 |  | None | 0 | 0 | 0 | 31.8 | 0.00906 | -0.172 | [6 empty] | DEER:Indoor_Non-CFL_Ltg | Annual
Any | SWLG011C | EUn | Ex | CZ16 | cWtd | SWLG011-01 | ExAnte2020 | IOU workpaper | 2019-06-26 | Fixture | 1 |  | None | 0 | 0 | 0 | 28.2 | 0.00849 | -0.642 | [6 empty] | DEER:Indoor_Non-CFL_Ltg | Annual
Any | SWLG011C | Gro | Ex | CZ01 | cWtd | SWLG011-01 | ExAnte2020 | IOU workpaper | 2019-06-26 | Fixture | 1 |  | None | 0 | 0 | 0 | 60.5 | 0.0101 | -1.04 | [6 empty] | DEER:Indoor_Non-CFL_Ltg | Annual
Any | SWLG011C | Gro | Ex | CZ02 | cWtd | SWLG011-01 | ExAnte2020 | IOU workpaper | 2019-06-26 | Fixture | 1 |  | None | 0 | 0 | 0 | 62.9 | 0.0119 | -0.802 | [6 empty] | DEER:Indoor_Non-CFL_Ltg | Annual
Any | SWLG011C | Gro | Ex | CZ03 | cWtd | SWLG011-01 | ExAnte2020 | IOU workpaper | 2019-06-26 | Fixture | 1 |  | None | 0 | 0 | 0 | 61.7 | 0.0111 | -0.907 | [6 empty] | DEER:Indoor_Non-CFL_Ltg | Annual
Any | SWLG011C | Gro | Ex | CZ04 | cWtd | SWLG011-01 | ExAnte2020 | IOU workpaper | 2019-06-26 | Fixture | 1 |  | None | 0 | 0 | 0 | 62.9 | 0.0115 | -0.777 | [6 empty] | DEER:Indoor_Non-CFL_Ltg | Annual
Any | SWLG011C | Gro | Ex | CZ05 | cWtd | SWLG011-01 | ExAnte2020 | IOU workpaper | 2019-06-26 | Fixture | 1 |  | None | 0 | 0 | 0 | 61.1 | 0.0109 | -0.925 | [6 empty] | DEER:Indoor_Non-CFL_Ltg | Annual
Any | SWLG011C | Gro | Ex | CZ06 | cWtd | SWLG011-01 | ExAnte2020 | IOU workpaper | 2019-06-26 | Fixture | 1 |  | None | 0 | 0 | 0 | 61.7 | 0.0114 | -0.833 | [6 empty] | DEER:Indoor_Non-CFL_Ltg | Annual
Any | SWLG011C | Gro | Ex | CZ07 | cWtd | SWLG011-01 | ExAnte2020 | IOU workpaper | 2019-06-26 | Fixture | 1 |  | None | 0 | 0 | 0 | 61.7 | 0.0111 | -0.839 | [6 empty] | DEER:Indoor_Non-CFL_Ltg | Annual
Any | SWLG011C | Gro | Ex | CZ08 | cWtd | SWLG011-01 | ExAnte2020 | IOU workpaper | 2019-06-26 | Fixture | 1 |  | None | 0 | 0 | 0 | 62.9 | 0.0114 | -0.746 | [6 empty] | DEER:Indoor_Non-CFL_Ltg | Annual
Any | SWLG011C | Gro | Ex | CZ09 | cWtd | SWLG011-01 | ExAnte2020 | IOU workpaper | 2019-06-26 | Fixture | 1 |  | None | 0 | 0 | 0 | 62.9 | 0.0117 | -0.74 | [6 empty] | DEER:Indoor_Non-CFL_Ltg | Annual
Any | SWLG011C | Gro | Ex | CZ10 | cWtd | SWLG011-01 | ExAnte2020 | IOU workpaper | 2019-06-26 | Fixture | 1 |  | None | 0 | 0 | 0 | 63.5 | 0.0118 | -0.746 | [6 empty] | DEER:Indoor_Non-CFL_Ltg | Annual
Any | SWLG011C | Gro | Ex | CZ11 | cWtd | SWLG011-01 | ExAnte2020 | IOU workpaper | 2019-06-26 | Fixture | 1 |  | None | 0 | 0 | 0 | 64.8 | 0.0122 | -0.66 | [6 empty] | DEER:Indoor_Non-CFL_Ltg | Annual
Any | SWLG011C | Gro | Ex | CZ12 | cWtd | SWLG011-01 | ExAnte2020 | IOU workpaper | 2019-06-26 | Fixture | 1 |  | None | 0 | 0 | 0 | 63.5 | 0.0121 | -0.716 | [6 empty] | DEER:Indoor_Non-CFL_Ltg | Annual
Any | SWLG011C | Gro | Ex | CZ13 | cWtd | SWLG011-01 | ExAnte2020 | IOU workpaper | 2019-06-26 | Fixture | 1 |  | None | 0 | 0 | 0 | 64.8 | 0.0118 | -0.623 | [6 empty] | DEER:Indoor_Non-CFL_Ltg | Annual
Any | SWLG011C | Gro | Ex | CZ14 | cWtd | SWLG011-01 | ExAnte2020 | IOU workpaper | 2019-06-26 | Fixture | 1 |  | None | 0 | 0 | 0 | 64.2 | 0.0119 | -0.765 | [6 empty] | DEER:Indoor_Non-CFL_Ltg | Annual
Any | SWLG011C | Gro | Ex | CZ15 | cWtd | SWLG011-01 | ExAnte2020 | IOU workpaper | 2019-06-26 | Fixture | 1 |  | None | 0 | 0 | 0 | 67.9 | 0.0121 | -0.432 | [6 empty] | DEER:Indoor_Non-CFL_Ltg | Annual
Any | SWLG011C | Gro | Ex | CZ16 | cWtd | SWLG011-01 | ExAnte2020 | IOU workpaper | 2019-06-26 | Fixture | 1 |  | None | 0 | 0 | 0 | 59.8 | 0.0115 | -0.999 | [6 empty] | DEER:Indoor_Non-CFL_Ltg | Annual
Any | SWLG011C | Hsp | Ex | CZ01 | cWtd | SWLG011-01 | ExAnte2020 | IOU workpaper | 2019-06-26 | Fixture | 1 |  | None | 0 | 0 | 0 | 64.7 | 0.00941 | -1.86 | [6 empty] | DEER:Indoor_Non-CFL_Ltg | Annual
Any | SWLG011C | Hsp | Ex | CZ02 | cWtd | SWLG011-01 | ExAnte2020 | IOU workpaper | 2019-06-26 | Fixture | 1 |  | None | 0 | 0 | 0 | 69.6 | 0.011 | -1.19 | [6 empty] | DEER:Indoor_Non-CFL_Ltg | Annual
Any | SWLG011C | Hsp | Ex | CZ03 | cWtd | SWLG011-01 | ExAnte2020 | IOU workpaper | 2019-06-26 | Fixture | 1 |  | None | 0 | 0 | 0 | 68.2 | 0.0107 | -1.12 | [6 empty] | DEER:Indoor_Non-CFL_Ltg | Annual
Any | SWLG011C | Hsp | Ex | CZ04 | cWtd | SWLG011-01 | ExAnte2020 | IOU workpaper | 2019-06-26 | Fixture | 1 |  | None | 0 | 0 | 0 | 71 | 0.0107 | -0.97 | [6 empty] | DEER:Indoor_Non-CFL_Ltg | Annual
Any | SWLG011C | Hsp | Ex | CZ05 | cWtd | SWLG011-01 | ExAnte2020 | IOU workpaper | 2019-06-26 | Fixture | 1 |  | None | 0 | 0 | 0 | 68.2 | 0.0101 | -1.2 | [6 empty] | DEER:Indoor_Non-CFL_Ltg | Annual
Any | SWLG011C | Hsp | Ex | CZ06 | cWtd | SWLG011-01 | ExAnte2020 | IOU workpaper | 2019-06-26 | Fixture | 1 |  | None | 0 | 0 | 0 | 73.1 | 0.0115 | -0.626 | [6 empty] | DEER:Indoor_Non-CFL_Ltg | Annual
Any | SWLG011C | Hsp | Ex | CZ07 | cWtd | SWLG011-01 | ExAnte2020 | IOU workpaper | 2019-06-26 | Fixture | 1 |  | None | 0 | 0 | 0 | 73.8 | 0.0108 | -0.444 | [6 empty] | DEER:Indoor_Non-CFL_Ltg | Annual
Any | SWLG011C | Hsp | Ex | CZ08 | cWtd | SWLG011-01 | ExAnte2020 | IOU workpaper | 2019-06-26 | Fixture | 1 |  | None | 0 | 0 | 0 | 73.8 | 0.0109 | -0.533 | [6 empty] | DEER:Indoor_Non-CFL_Ltg | Annual
Any | SWLG011C | Hsp | Ex | CZ09 | cWtd | SWLG011-01 | ExAnte2020 | IOU workpaper | 2019-06-26 | Fixture | 1 |  | None | 0 | 0 | 0 | 73.8 | 0.0113 | -0.637 | [6 empty] | DEER:Indoor_Non-CFL_Ltg | Annual
Any | SWLG011C | Hsp | Ex | CZ10 | cWtd | SWLG011-01 | ExAnte2020 | IOU workpaper | 2019-06-26 | Fixture | 1 |  | None | 0 | 0 | 0 | 73.8 | 0.0115 | -0.68 | [6 empty] | DEER:Indoor_Non-CFL_Ltg | Annual
Any | SWLG011C | Hsp | Ex | CZ11 | cWtd | SWLG011-01 | ExAnte2020 | IOU workpaper | 2019-06-26 | Fixture | 1 |  | None | 0 | 0 | 0 | 72.4 | 0.0109 | -0.998 | [6 empty] | DEER:Indoor_Non-CFL_Ltg | Annual
Any | SWLG011C | Hsp | Ex | CZ12 | cWtd | SWLG011-01 | ExAnte2020 | IOU workpaper | 2019-06-26 | Fixture | 1 |  | None | 0 | 0 | 0 | 71.7 | 0.0109 | -1.02 | [6 empty] | DEER:Indoor_Non-CFL_Ltg | Annual
Any | SWLG011C | Hsp | Ex | CZ13 | cWtd | SWLG011-01 | ExAnte2020 | IOU workpaper | 2019-06-26 | Fixture | 1 |  | None | 0 | 0 | 0 | 73.1 | 0.0109 | -0.935 | [6 empty] | DEER:Indoor_Non-CFL_Ltg | Annual
Any | SWLG011C | Hsp | Ex | CZ14 | cWtd | SWLG011-01 | ExAnte2020 | IOU workpaper | 2019-06-26 | Fixture | 1 |  | None | 0 | 0 | 0 | 72.4 | 0.011 | -0.949 | [6 empty] | DEER:Indoor_Non-CFL_Ltg | Annual
Any | SWLG011C | Hsp | Ex | CZ15 | cWtd | SWLG011-01 | ExAnte2020 | IOU workpaper | 2019-06-26 | Fixture | 1 |  | None | 0 | 0 | 0 | 78.7 | 0.0112 | -0.359 | [6 empty] | DEER:Indoor_Non-CFL_Ltg | Annual
Any | SWLG011C | Hsp | Ex | CZ16 | cWtd | SWLG011-01 | ExAnte2020 | IOU workpaper | 2019-06-26 | Fixture | 1 |  | None | 0 | 0 | 0 | 68.2 | 0.0108 | -1.31 | [6 empty] | DEER:Indoor_Non-CFL_Ltg | Annual
Any | SWLG011C | Htl | Ex | CZ01 | cWtd | SWLG011-01 | ExAnte2020 | IOU workpaper | 2019-06-26 | Fixture | 1 |  | None | 0 | 0 | 0 | 50.4 | 0.00812 | -1.07 | [6 empty] | DEER:Indoor_Non-CFL_Ltg | Annual
Any | SWLG011C | Htl | Ex | CZ02 | cWtd | SWLG011-01 | ExAnte2020 | IOU workpaper | 2019-06-26 | Fixture | 1 |  | None | 0 | 0 | 0 | 56.6 | 0.00925 | -0.772 | [6 empty] | DEER:Indoor_Non-CFL_Ltg | Annual
Any | SWLG011C | Htl | Ex | CZ03 | cWtd | SWLG011-01 | ExAnte2020 | IOU workpaper | 2019-06-26 | Fixture | 1 |  | None | 0 | 0 | 0 | 56 | 0.0091 | -0.809 | [6 empty] | DEER:Indoor_Non-CFL_Ltg | Annual
Any | SWLG011C | Htl | Ex | CZ04 | cWtd | SWLG011-01 | ExAnte2020 | IOU workpaper | 2019-06-26 | Fixture | 1 |  | None | 0 | 0 | 0 | 57.9 | 0.00902 | -0.616 | [6 empty] | DEER:Indoor_Non-CFL_Ltg | Annual
Any | SWLG011C | Htl | Ex | CZ05 | cWtd | SWLG011-01 | ExAnte2020 | IOU workpaper | 2019-06-26 | Fixture | 1 |  | None | 0 | 0 | 0 | 55.4 | 0.00872 | -0.834 | [6 empty] | DEER:Indoor_Non-CFL_Ltg | Annual
Any | SWLG011C | Htl | Ex | CZ06 | cWtd | SWLG011-01 | ExAnte2020 | IOU workpaper | 2019-06-26 | Fixture | 1 |  | None | 0 | 0 | 0 | 62.9 | 0.00947 | -0.438 | [6 empty] | DEER:Indoor_Non-CFL_Ltg | Annual
Any | SWLG011C | Htl | Ex | CZ07 | cWtd | SWLG011-01 | ExAnte2020 | IOU workpaper | 2019-06-26 | Fixture | 1 |  | None | 0 | 0 | 0 | 64.1 | 0.0094 | -0.39 | [6 empty] | DEER:Indoor_Non-CFL_Ltg | Annual
Any | SWLG011C | Htl | Ex | CZ08 | cWtd | SWLG011-01 | ExAnte2020 | IOU workpaper | 2019-06-26 | Fixture | 1 |  | None | 0 | 0 | 0 | 64.7 | 0.00932 | -0.385 | [6 empty] | DEER:Indoor_Non-CFL_Ltg | Annual
Any | SWLG011C | Htl | Ex | CZ09 | cWtd | SWLG011-01 | ExAnte2020 | IOU workpaper | 2019-06-26 | Fixture | 1 |  | None | 0 | 0 | 0 | 63.5 | 0.0097 | -0.444 | [6 empty] | DEER:Indoor_Non-CFL_Ltg | Annual
Any | SWLG011C | Htl | Ex | CZ10 | cWtd | SWLG011-01 | ExAnte2020 | IOU workpaper | 2019-06-26 | Fixture | 1 |  | None | 0 | 0 | 0 | 62.9 | 0.00977 | -0.462 | [6 empty] | DEER:Indoor_Non-CFL_Ltg | Annual
Any | SWLG011C | Htl | Ex | CZ11 | cWtd | SWLG011-01 | ExAnte2020 | IOU workpaper | 2019-06-26 | Fixture | 1 |  | None | 0 | 0 | 0 | 58.5 | 0.00925 | -0.759 | [6 empty] | DEER:Indoor_Non-CFL_Ltg | Annual
Any | SWLG011C | Htl | Ex | CZ12 | cWtd | SWLG011-01 | ExAnte2020 | IOU workpaper | 2019-06-26 | Fixture | 1 |  | None | 0 | 0 | 0 | 57.9 | 0.00925 | -0.735 | [6 empty] | DEER:Indoor_Non-CFL_Ltg | Annual
Any | SWLG011C | Htl | Ex | CZ13 | cWtd | SWLG011-01 | ExAnte2020 | IOU workpaper | 2019-06-26 | Fixture | 1 |  | None | 0 | 0 | 0 | 58.5 | 0.00917 | -0.672 | [6 empty] | DEER:Indoor_Non-CFL_Ltg | Annual
Any | SWLG011C | Htl | Ex | CZ14 | cWtd | SWLG011-01 | ExAnte2020 | IOU workpaper | 2019-06-26 | Fixture | 1 |  | None | 0 | 0 | 0 | 59.8 | 0.0094 | -0.522 | [6 empty] | DEER:Indoor_Non-CFL_Ltg | Annual
Any | SWLG011C | Htl | Ex | CZ15 | cWtd | SWLG011-01 | ExAnte2020 | IOU workpaper | 2019-06-26 | Fixture | 1 |  | None | 0 | 0 | 0 | 68.5 | 0.00977 | -0.271 | [6 empty] | DEER:Indoor_Non-CFL_Ltg | Annual
Any | SWLG011C | Htl | Ex | CZ16 | cWtd | SWLG011-01 | ExAnte2020 | IOU workpaper | 2019-06-26 | Fixture | 1 |  | None | 0 | 0 | 0 | 54.2 | 0.00925 | -0.741 | [6 empty] | DEER:Indoor_Non-CFL_Ltg | Annual
Any | SWLG011C | MBT | Ex | CZ01 | cWtd | SWLG011-01 | ExAnte2020 | IOU workpaper | 2019-06-26 | Fixture | 1 |  | None | 0 | 0 | 0 | 30.6 | 0.00343 | -0.297 | [6 empty] | DEER:Indoor_Non-CFL_Ltg | Annual
Any | SWLG011C | MBT | Ex | CZ02 | cWtd | SWLG011-01 | ExAnte2020 | IOU workpaper | 2019-06-26 | Fixture | 1 |  | None | 0 | 0 | 0 | 32.5 | 0.00394 | -0.166 | [6 empty] | DEER:Indoor_Non-CFL_Ltg | Annual
Any | SWLG011C | MBT | Ex | CZ03 | cWtd | SWLG011-01 | ExAnte2020 | IOU workpaper | 2019-06-26 | Fixture | 1 |  | None | 0 | 0 | 0 | 32.5 | 0.00384 | -0.132 | [6 empty] | DEER:Indoor_Non-CFL_Ltg | Annual
Any | SWLG011C | MBT | Ex | CZ04 | cWtd | SWLG011-01 | ExAnte2020 | IOU workpaper | 2019-06-26 | Fixture | 1 |  | None | 0 | 0 | 0 | 33.1 | 0.00394 | -0.109 | [6 empty] | DEER:Indoor_Non-CFL_Ltg | Annual
Any | SWLG011C | MBT | Ex | CZ05 | cWtd | SWLG011-01 | ExAnte2020 | IOU workpaper | 2019-06-26 | Fixture | 1 |  | None | 0 | 0 | 0 | 32.5 | 0.00391 | -0.139 | [6 empty] | DEER:Indoor_Non-CFL_Ltg | Annual
Any | SWLG011C | MBT | Ex | CZ06 | cWtd | SWLG011-01 | ExAnte2020 | IOU workpaper | 2019-06-26 | Fixture | 1 |  | None | 0 | 0 | 0 | 34 | 0.00413 | -0.0757 | [6 empty] | DEER:Indoor_Non-CFL_Ltg | Annual
Any | SWLG011C | MBT | Ex | CZ07 | cWtd | SWLG011-01 | ExAnte2020 | IOU workpaper | 2019-06-26 | Fixture | 1 |  | None | 0 | 0 | 0 | 34.4 | 0.00416 | -0.0511 | [6 empty] | DEER:Indoor_Non-CFL_Ltg | Annual
Any | SWLG011C | MBT | Ex | CZ08 | cWtd | SWLG011-01 | ExAnte2020 | IOU workpaper | 2019-06-26 | Fixture | 1 |  | None | 0 | 0 | 0 | 34.7 | 0.00413 | -0.063 | [6 empty] | DEER:Indoor_Non-CFL_Ltg | Annual
Any | SWLG011C | MBT | Ex | CZ09 | cWtd | SWLG011-01 | ExAnte2020 | IOU workpaper | 2019-06-26 | Fixture | 1 |  | None | 0 | 0 | 0 | 34.4 | 0.00429 | -0.0772 | [6 empty] | DEER:Indoor_Non-CFL_Ltg | Annual
Any | SWLG011C | MBT | Ex | CZ10 | cWtd | SWLG011-01 | ExAnte2020 | IOU workpaper | 2019-06-26 | Fixture | 1 |  | None | 0 | 0 | 0 | 34.7 | 0.00429 | -0.0621 | [6 empty] | DEER:Indoor_Non-CFL_Ltg | Annual
Any | SWLG011C | MBT | Ex | CZ11 | cWtd | SWLG011-01 | ExAnte2020 | IOU workpaper | 2019-06-26 | Fixture | 1 |  | None | 0 | 0 | 0 | 33.1 | 0.00397 | -0.169 | [6 empty] | DEER:Indoor_Non-CFL_Ltg | Annual
Any | SWLG011C | MBT | Ex | CZ12 | cWtd | SWLG011-01 | ExAnte2020 | IOU workpaper | 2019-06-26 | Fixture | 1 |  | None | 0 | 0 | 0 | 32.8 | 0.00394 | -0.16 | [6 empty] | DEER:Indoor_Non-CFL_Ltg | Annual
Any | SWLG011C | MBT | Ex | CZ13 | cWtd | SWLG011-01 | ExAnte2020 | IOU workpaper | 2019-06-26 | Fixture | 1 |  | None | 0 | 0 | 0 | 33.1 | 0.00391 | -0.145 | [6 empty] | DEER:Indoor_Non-CFL_Ltg | Annual
Any | SWLG011C | MBT | Ex | CZ14 | cWtd | SWLG011-01 | ExAnte2020 | IOU workpaper | 2019-06-26 | Fixture | 1 |  | None | 0 | 0 | 0 | 33.7 | 0.00425 | -0.162 | [6 empty] | DEER:Indoor_Non-CFL_Ltg | Annual
Any | SWLG011C | MBT | Ex | CZ15 | cWtd | SWLG011-01 | ExAnte2020 | IOU workpaper | 2019-06-26 | Fixture | 1 |  | None | 0 | 0 | 0 | 36.3 | 0.00422 | -0.0249 | [6 empty] | DEER:Indoor_Non-CFL_Ltg | Annual
Any | SWLG011C | MBT | Ex | CZ16 | cWtd | SWLG011-01 | ExAnte2020 | IOU workpaper | 2019-06-26 | Fixture | 1 |  | None | 0 | 0 | 0 | 31.8 | 0.00403 | -0.378 | [6 empty] | DEER:Indoor_Non-CFL_Ltg | Annual
Any | SWLG011C | MLI | Ex | CZ01 | cWtd | SWLG011-01 | ExAnte2020 | IOU workpaper | 2019-06-26 | Fixture | 1 |  | None | 0 | 0 | 0 | 29.4 | 0.00375 | -0.547 | [6 empty] | DEER:Indoor_Non-CFL_Ltg | Annual
Any | SWLG011C | MLI | Ex | CZ02 | cWtd | SWLG011-01 | ExAnte2020 | IOU workpaper | 2019-06-26 | Fixture | 1 |  | None | 0 | 0 | 0 | 31.3 | 0.0041 | -0.345 | [6 empty] | DEER:Indoor_Non-CFL_Ltg | Annual
Any | SWLG011C | MLI | Ex | CZ03 | cWtd | SWLG011-01 | ExAnte2020 | IOU workpaper | 2019-06-26 | Fixture | 1 |  | None | 0 | 0 | 0 | 31 | 0.0041 | -0.351 | [6 empty] | DEER:Indoor_Non-CFL_Ltg | Annual
Any | SWLG011C | MLI | Ex | CZ04 | cWtd | SWLG011-01 | ExAnte2020 | IOU workpaper | 2019-06-26 | Fixture | 1 |  | None | 0 | 0 | 0 | 31.6 | 0.0041 | -0.281 | [6 empty] | DEER:Indoor_Non-CFL_Ltg | Annual
Any | SWLG011C | MLI | Ex | CZ05 | cWtd | SWLG011-01 | ExAnte2020 | IOU workpaper | 2019-06-26 | Fixture | 1 |  | None | 0 | 0 | 0 | 31 | 0.00396 | -0.348 | [6 empty] | DEER:Indoor_Non-CFL_Ltg | Annual
Any | SWLG011C | MLI | Ex | CZ06 | cWtd | SWLG011-01 | ExAnte2020 | IOU workpaper | 2019-06-26 | Fixture | 1 |  | None | 0 | 0 | 0 | 32.9 | 0.00421 | -0.176 | [6 empty] | DEER:Indoor_Non-CFL_Ltg | Annual
Any | SWLG011C | MLI | Ex | CZ07 | cWtd | SWLG011-01 | ExAnte2020 | IOU workpaper | 2019-06-26 | Fixture | 1 |  | None | 0 | 0 | 0 | 32.6 | 0.00425 | -0.151 | [6 empty] | DEER:Indoor_Non-CFL_Ltg | Annual
Any | SWLG011C | MLI | Ex | CZ08 | cWtd | SWLG011-01 | ExAnte2020 | IOU workpaper | 2019-06-26 | Fixture | 1 |  | None | 0 | 0 | 0 | 33.2 | 0.00421 | -0.161 | [6 empty] | DEER:Indoor_Non-CFL_Ltg | Annual
Any | SWLG011C | MLI | Ex | CZ09 | cWtd | SWLG011-01 | ExAnte2020 | IOU workpaper | 2019-06-26 | Fixture | 1 |  | None | 0 | 0 | 0 | 32.9 | 0.00428 | -0.183 | [6 empty] | DEER:Indoor_Non-CFL_Ltg | Annual
Any | SWLG011C | MLI | Ex | CZ10 | cWtd | SWLG011-01 | ExAnte2020 | IOU workpaper | 2019-06-26 | Fixture | 1 |  | None | 0 | 0 | 0 | 32.9 | 0.00432 | -0.184 | [6 empty] | DEER:Indoor_Non-CFL_Ltg | Annual
Any | SWLG011C | MLI | Ex | CZ11 | cWtd | SWLG011-01 | ExAnte2020 | IOU workpaper | 2019-06-26 | Fixture | 1 |  | None | 0 | 0 | 0 | 32 | 0.00425 | -0.296 | [6 empty] | DEER:Indoor_Non-CFL_Ltg | Annual
Any | SWLG011C | MLI | Ex | CZ12 | cWtd | SWLG011-01 | ExAnte2020 | IOU workpaper | 2019-06-26 | Fixture | 1 |  | None | 0 | 0 | 0 | 31.6 | 0.00414 | -0.305 | [6 empty] | DEER:Indoor_Non-CFL_Ltg | Annual
Any | SWLG011C | MLI | Ex | CZ13 | cWtd | SWLG011-01 | ExAnte2020 | IOU workpaper | 2019-06-26 | Fixture | 1 |  | None | 0 | 0 | 0 | 32.3 | 0.00407 | -0.268 | [6 empty] | DEER:Indoor_Non-CFL_Ltg | Annual
Any | SWLG011C | MLI | Ex | CZ14 | cWtd | SWLG011-01 | ExAnte2020 | IOU workpaper | 2019-06-26 | Fixture | 1 |  | None | 0 | 0 | 0 | 32.6 | 0.00432 | -0.287 | [6 empty] | DEER:Indoor_Non-CFL_Ltg | Annual
Any | SWLG011C | MLI | Ex | CZ15 | cWtd | SWLG011-01 | ExAnte2020 | IOU workpaper | 2019-06-26 | Fixture | 1 |  | None | 0 | 0 | 0 | 35.1 | 0.00442 | -0.0775 | [6 empty] | DEER:Indoor_Non-CFL_Ltg | Annual
Any | SWLG011C | MLI | Ex | CZ16 | cWtd | SWLG011-01 | ExAnte2020 | IOU workpaper | 2019-06-26 | Fixture | 1 |  | None | 0 | 0 | 0 | 30.7 | 0.00417 | -0.459 | [6 empty] | DEER:Indoor_Non-CFL_Ltg | Annual
Any | SWLG011C | Mtl | Ex | CZ01 | cWtd | SWLG011-01 | ExAnte2020 | IOU workpaper | 2019-06-26 | Fixture | 1 |  | None | 0 | 0 | 0 | 38.2 | 0.00629 | -0.665 | [6 empty] | DEER:Indoor_Non-CFL_Ltg | Annual
Any | SWLG011C | Mtl | Ex | CZ02 | cWtd | SWLG011-01 | ExAnte2020 | IOU workpaper | 2019-06-26 | Fixture | 1 |  | None | 0 | 0 | 0 | 42.9 | 0.00675 | -0.455 | [6 empty] | DEER:Indoor_Non-CFL_Ltg | Annual
Any | SWLG011C | Mtl | Ex | CZ03 | cWtd | SWLG011-01 | ExAnte2020 | IOU workpaper | 2019-06-26 | Fixture | 1 |  | None | 0 | 0 | 0 | 42.5 | 0.00669 | -0.445 | [6 empty] | DEER:Indoor_Non-CFL_Ltg | Annual
Any | SWLG011C | Mtl | Ex | CZ04 | cWtd | SWLG011-01 | ExAnte2020 | IOU workpaper | 2019-06-26 | Fixture | 1 |  | None | 0 | 0 | 0 | 44.8 | 0.00669 | -0.369 | [6 empty] | DEER:Indoor_Non-CFL_Ltg | Annual
Any | SWLG011C | Mtl | Ex | CZ05 | cWtd | SWLG011-01 | ExAnte2020 | IOU workpaper | 2019-06-26 | Fixture | 1 |  | None | 0 | 0 | 0 | 42 | 0.00646 | -0.495 | [6 empty] | DEER:Indoor_Non-CFL_Ltg | Annual
Any | SWLG011C | Mtl | Ex | CZ06 | cWtd | SWLG011-01 | ExAnte2020 | IOU workpaper | 2019-06-26 | Fixture | 1 |  | None | 0 | 0 | 0 | 49.5 | 0.00697 | -0.172 | [6 empty] | DEER:Indoor_Non-CFL_Ltg | Annual
Any | SWLG011C | Mtl | Ex | CZ07 | cWtd | SWLG011-01 | ExAnte2020 | IOU workpaper | 2019-06-26 | Fixture | 1 |  | None | 0 | 0 | 0 | 50.9 | 0.00692 | -0.107 | [6 empty] | DEER:Indoor_Non-CFL_Ltg | Annual
Any | SWLG011C | Mtl | Ex | CZ08 | cWtd | SWLG011-01 | ExAnte2020 | IOU workpaper | 2019-06-26 | Fixture | 1 |  | None | 0 | 0 | 0 | 50.9 | 0.00692 | -0.15 | [6 empty] | DEER:Indoor_Non-CFL_Ltg | Annual
Any | SWLG011C | Mtl | Ex | CZ09 | cWtd | SWLG011-01 | ExAnte2020 | IOU workpaper | 2019-06-26 | Fixture | 1 |  | None | 0 | 0 | 0 | 49.5 | 0.00714 | -0.171 | [6 empty] | DEER:Indoor_Non-CFL_Ltg | Annual
Any | SWLG011C | Mtl | Ex | CZ10 | cWtd | SWLG011-01 | ExAnte2020 | IOU workpaper | 2019-06-26 | Fixture | 1 |  | None | 0 | 0 | 0 | 48.6 | 0.00709 | -0.213 | [6 empty] | DEER:Indoor_Non-CFL_Ltg | Annual
Any | SWLG011C | Mtl | Ex | CZ11 | cWtd | SWLG011-01 | ExAnte2020 | IOU workpaper | 2019-06-26 | Fixture | 1 |  | None | 0 | 0 | 0 | 45.3 | 0.0068 | -0.352 | [6 empty] | DEER:Indoor_Non-CFL_Ltg | Annual
Any | SWLG011C | Mtl | Ex | CZ12 | cWtd | SWLG011-01 | ExAnte2020 | IOU workpaper | 2019-06-26 | Fixture | 1 |  | None | 0 | 0 | 0 | 44.8 | 0.00675 | -0.367 | [6 empty] | DEER:Indoor_Non-CFL_Ltg | Annual
Any | SWLG011C | Mtl | Ex | CZ13 | cWtd | SWLG011-01 | ExAnte2020 | IOU workpaper | 2019-06-26 | Fixture | 1 |  | None | 0 | 0 | 0 | 46.2 | 0.00675 | -0.326 | [6 empty] | DEER:Indoor_Non-CFL_Ltg | Annual
Any | SWLG011C | Mtl | Ex | CZ14 | cWtd | SWLG011-01 | ExAnte2020 | IOU workpaper | 2019-06-26 | Fixture | 1 |  | None | 0 | 0 | 0 | 46.2 | 0.00703 | -0.292 | [6 empty] | DEER:Indoor_Non-CFL_Ltg | Annual
Any | SWLG011C | Mtl | Ex | CZ15 | cWtd | SWLG011-01 | ExAnte2020 | IOU workpaper | 2019-06-26 | Fixture | 1 |  | None | 0 | 0 | 0 | 52.8 | 0.00714 | -0.0863 | [6 empty] | DEER:Indoor_Non-CFL_Ltg | Annual
Any | SWLG011C | Mtl | Ex | CZ16 | cWtd | SWLG011-01 | ExAnte2020 | IOU workpaper | 2019-06-26 | Fixture | 1 |  | None | 0 | 0 | 0 | 41 | 0.00686 | -0.437 | [6 empty] | DEER:Indoor_Non-CFL_Ltg | Annual
Any | SWLG011C | Nrs | Ex | CZ01 | cWtd | SWLG011-01 | ExAnte2020 | IOU workpaper | 2019-06-26 | Fixture | 1 |  | None | 0 | 0 | 0 | 41.9 | 0.00842 | -0.834 | [6 empty] | DEER:Indoor_Non-CFL_Ltg | Annual
Any | SWLG011C | Nrs | Ex | CZ02 | cWtd | SWLG011-01 | ExAnte2020 | IOU workpaper | 2019-06-26 | Fixture | 1 |  | None | 0 | 0 | 0 | 44.9 | 0.00918 | -0.566 | [6 empty] | DEER:Indoor_Non-CFL_Ltg | Annual
Any | SWLG011C | Nrs | Ex | CZ03 | cWtd | SWLG011-01 | ExAnte2020 | IOU workpaper | 2019-06-26 | Fixture | 1 |  | None | 0 | 0 | 0 | 44.5 | 0.00903 | -0.54 | [6 empty] | DEER:Indoor_Non-CFL_Ltg | Annual
Any | SWLG011C | Nrs | Ex | CZ04 | cWtd | SWLG011-01 | ExAnte2020 | IOU workpaper | 2019-06-26 | Fixture | 1 |  | None | 0 | 0 | 0 | 45.8 | 0.00918 | -0.445 | [6 empty] | DEER:Indoor_Non-CFL_Ltg | Annual
Any | SWLG011C | Nrs | Ex | CZ05 | cWtd | SWLG011-01 | ExAnte2020 | IOU workpaper | 2019-06-26 | Fixture | 1 |  | None | 0 | 0 | 0 | 44.5 | 0.00873 | -0.557 | [6 empty] | DEER:Indoor_Non-CFL_Ltg | Annual
Any | SWLG011C | Nrs | Ex | CZ06 | cWtd | SWLG011-01 | ExAnte2020 | IOU workpaper | 2019-06-26 | Fixture | 1 |  | None | 0 | 0 | 0 | 48 | 0.00964 | -0.292 | [6 empty] | DEER:Indoor_Non-CFL_Ltg | Annual
Any | SWLG011C | Nrs | Ex | CZ07 | cWtd | SWLG011-01 | ExAnte2020 | IOU workpaper | 2019-06-26 | Fixture | 1 |  | None | 0 | 0 | 0 | 48 | 0.00972 | -0.251 | [6 empty] | DEER:Indoor_Non-CFL_Ltg | Annual
Any | SWLG011C | Nrs | Ex | CZ08 | cWtd | SWLG011-01 | ExAnte2020 | IOU workpaper | 2019-06-26 | Fixture | 1 |  | None | 0 | 0 | 0 | 48.4 | 0.0098 | -0.267 | [6 empty] | DEER:Indoor_Non-CFL_Ltg | Annual
Any | SWLG011C | Nrs | Ex | CZ09 | cWtd | SWLG011-01 | ExAnte2020 | IOU workpaper | 2019-06-26 | Fixture | 1 |  | None | 0 | 0 | 0 | 48.4 | 0.00987 | -0.289 | [6 empty] | DEER:Indoor_Non-CFL_Ltg | Annual
Any | SWLG011C | Nrs | Ex | CZ10 | cWtd | SWLG011-01 | ExAnte2020 | IOU workpaper | 2019-06-26 | Fixture | 1 |  | None | 0 | 0 | 0 | 48.8 | 0.0104 | -0.308 | [6 empty] | DEER:Indoor_Non-CFL_Ltg | Annual
Any | SWLG011C | Nrs | Ex | CZ11 | cWtd | SWLG011-01 | ExAnte2020 | IOU workpaper | 2019-06-26 | Fixture | 1 |  | None | 0 | 0 | 0 | 46.2 | 0.00941 | -0.462 | [6 empty] | DEER:Indoor_Non-CFL_Ltg | Annual
Any | SWLG011C | Nrs | Ex | CZ12 | cWtd | SWLG011-01 | ExAnte2020 | IOU workpaper | 2019-06-26 | Fixture | 1 |  | None | 0 | 0 | 0 | 45.8 | 0.00934 | -0.484 | [6 empty] | DEER:Indoor_Non-CFL_Ltg | Annual
Any | SWLG011C | Nrs | Ex | CZ13 | cWtd | SWLG011-01 | ExAnte2020 | IOU workpaper | 2019-06-26 | Fixture | 1 |  | None | 0 | 0 | 0 | 46.7 | 0.00934 | -0.436 | [6 empty] | DEER:Indoor_Non-CFL_Ltg | Annual
Any | SWLG011C | Nrs | Ex | CZ14 | cWtd | SWLG011-01 | ExAnte2020 | IOU workpaper | 2019-06-26 | Fixture | 1 |  | None | 0 | 0 | 0 | 47.5 | 0.00972 | -0.408 | [6 empty] | DEER:Indoor_Non-CFL_Ltg | Annual
Any | SWLG011C | Nrs | Ex | CZ15 | cWtd | SWLG011-01 | ExAnte2020 | IOU workpaper | 2019-06-26 | Fixture | 1 |  | None | 0 | 0 | 0 | 51.4 | 0.0101 | -0.148 | [6 empty] | DEER:Indoor_Non-CFL_Ltg | Annual
Any | SWLG011C | Nrs | Ex | CZ16 | cWtd | SWLG011-01 | ExAnte2020 | IOU workpaper | 2019-06-26 | Fixture | 1 |  | None | 0 | 0 | 0 | 43.6 | 0.00918 | -0.691 | [6 empty] | DEER:Indoor_Non-CFL_Ltg | Annual
Any | SWLG011C | OfL | Ex | CZ01 | cWtd | SWLG011-01 | ExAnte2020 | IOU workpaper | 2019-06-26 | Fixture | 1 |  | None | 0 | 0 | 0 | 30.3 | 0.00448 | -0.146 | [6 empty] | DEER:Indoor_Non-CFL_Ltg | Annual
Any | SWLG011C | OfL | Ex | CZ02 | cWtd | SWLG011-01 | ExAnte2020 | IOU workpaper | 2019-06-26 | Fixture | 1 |  | None | 0 | 0 | 0 | 31.7 | 0.00469 | -0.0837 | [6 empty] | DEER:Indoor_Non-CFL_Ltg | Annual
Any | SWLG011C | OfL | Ex | CZ03 | cWtd | SWLG011-01 | ExAnte2020 | IOU workpaper | 2019-06-26 | Fixture | 1 |  | None | 0 | 0 | 0 | 31.4 | 0.00461 | -0.0734 | [6 empty] | DEER:Indoor_Non-CFL_Ltg | Annual
Any | SWLG011C | OfL | Ex | CZ04 | cWtd | SWLG011-01 | ExAnte2020 | IOU workpaper | 2019-06-26 | Fixture | 1 |  | None | 0 | 0 | 0 | 31.7 | 0.0048 | -0.0737 | [6 empty] | DEER:Indoor_Non-CFL_Ltg | Annual
Any | SWLG011C | OfL | Ex | CZ05 | cWtd | SWLG011-01 | ExAnte2020 | IOU workpaper | 2019-06-26 | Fixture | 1 |  | None | 0 | 0 | 0 | 31.7 | 0.00453 | -0.062 | [6 empty] | DEER:Indoor_Non-CFL_Ltg | Annual
Any | SWLG011C | OfL | Ex | CZ06 | cWtd | SWLG011-01 | ExAnte2020 | IOU workpaper | 2019-06-26 | Fixture | 1 |  | None | 0 | 0 | 0 | 33.7 | 0.00472 | -0.0211 | [6 empty] | DEER:Indoor_Non-CFL_Ltg | Annual
Any | SWLG011C | OfL | Ex | CZ07 | cWtd | SWLG011-01 | ExAnte2020 | IOU workpaper | 2019-06-26 | Fixture | 1 |  | None | 0 | 0 | 0 | 33.4 | 0.00465 | -0.00159 | [6 empty] | DEER:Indoor_Non-CFL_Ltg | Annual
Any | SWLG011C | OfL | Ex | CZ08 | cWtd | SWLG011-01 | ExAnte2020 | IOU workpaper | 2019-06-26 | Fixture | 1 |  | None | 0 | 0 | 0 | 33.7 | 0.00469 | -0.0159 | [6 empty] | DEER:Indoor_Non-CFL_Ltg | Annual
Any | SWLG011C | OfL | Ex | CZ09 | cWtd | SWLG011-01 | ExAnte2020 | IOU workpaper | 2019-06-26 | Fixture | 1 |  | None | 0 | 0 | 0 | 33.4 | 0.00495 | -0.0309 | [6 empty] | DEER:Indoor_Non-CFL_Ltg | Annual
Any | SWLG011C | OfL | Ex | CZ10 | cWtd | SWLG011-01 | ExAnte2020 | IOU workpaper | 2019-06-26 | Fixture | 1 |  | None | 0 | 0 | 0 | 34 | 0.00499 | -0.0178 | [6 empty] | DEER:Indoor_Non-CFL_Ltg | Annual
Any | SWLG011C | OfL | Ex | CZ11 | cWtd | SWLG011-01 | ExAnte2020 | IOU workpaper | 2019-06-26 | Fixture | 1 |  | None | 0 | 0 | 0 | 32 | 0.00488 | -0.0914 | [6 empty] | DEER:Indoor_Non-CFL_Ltg | Annual
Any | SWLG011C | OfL | Ex | CZ12 | cWtd | SWLG011-01 | ExAnte2020 | IOU workpaper | 2019-06-26 | Fixture | 1 |  | None | 0 | 0 | 0 | 32 | 0.00518 | -0.0852 | [6 empty] | DEER:Indoor_Non-CFL_Ltg | Annual
Any | SWLG011C | OfL | Ex | CZ13 | cWtd | SWLG011-01 | ExAnte2020 | IOU workpaper | 2019-06-26 | Fixture | 1 |  | None | 0 | 0 | 0 | 32.3 | 0.00511 | -0.0794 | [6 empty] | DEER:Indoor_Non-CFL_Ltg | Annual
Any | SWLG011C | OfL | Ex | CZ14 | cWtd | SWLG011-01 | ExAnte2020 | IOU workpaper | 2019-06-26 | Fixture | 1 |  | None | 0 | 0 | 0 | 33.1 | 0.00488 | -0.078 | [6 empty] | DEER:Indoor_Non-CFL_Ltg | Annual
Any | SWLG011C | OfL | Ex | CZ15 | cWtd | SWLG011-01 | ExAnte2020 | IOU workpaper | 2019-06-26 | Fixture | 1 |  | None | 0 | 0 | 0 | 34.6 | 0.0053 | -0.00449 | [6 empty] | DEER:Indoor_Non-CFL_Ltg | Annual
Any | SWLG011C | OfL | Ex | CZ16 | cWtd | SWLG011-01 | ExAnte2020 | IOU workpaper | 2019-06-26 | Fixture | 1 |  | None | 0 | 0 | 0 | 31.1 | 0.00472 | -0.233 | [6 empty] | DEER:Indoor_Non-CFL_Ltg | Annual
Any | SWLG011C | OfS | Ex | CZ01 | cWtd | SWLG011-01 | ExAnte2020 | IOU workpaper | 2019-06-26 | Fixture | 1 |  | None | 0 | 0 | 0 | 22.3 | 0.00374 | -0.183 | [6 empty] | DEER:Indoor_Non-CFL_Ltg | Annual
Any | SWLG011C | OfS | Ex | CZ02 | cWtd | SWLG011-01 | ExAnte2020 | IOU workpaper | 2019-06-26 | Fixture | 1 |  | None | 0 | 0 | 0 | 24.2 | 0.00408 | -0.113 | [6 empty] | DEER:Indoor_Non-CFL_Ltg | Annual
Any | SWLG011C | OfS | Ex | CZ03 | cWtd | SWLG011-01 | ExAnte2020 | IOU workpaper | 2019-06-26 | Fixture | 1 |  | None | 0 | 0 | 0 | 23.7 | 0.00391 | -0.107 | [6 empty] | DEER:Indoor_Non-CFL_Ltg | Annual
Any | SWLG011C | OfS | Ex | CZ04 | cWtd | SWLG011-01 | ExAnte2020 | IOU workpaper | 2019-06-26 | Fixture | 1 |  | None | 0 | 0 | 0 | 24.4 | 0.00395 | -0.0929 | [6 empty] | DEER:Indoor_Non-CFL_Ltg | Annual
Any | SWLG011C | OfS | Ex | CZ05 | cWtd | SWLG011-01 | ExAnte2020 | IOU workpaper | 2019-06-26 | Fixture | 1 |  | None | 0 | 0 | 0 | 23.9 | 0.00381 | -0.0927 | [6 empty] | DEER:Indoor_Non-CFL_Ltg | Annual
Any | SWLG011C | OfS | Ex | CZ06 | cWtd | SWLG011-01 | ExAnte2020 | IOU workpaper | 2019-06-26 | Fixture | 1 |  | None | 0 | 0 | 0 | 25.8 | 0.00405 | -0.0404 | [6 empty] | DEER:Indoor_Non-CFL_Ltg | Annual
Any | SWLG011C | OfS | Ex | CZ07 | cWtd | SWLG011-01 | ExAnte2020 | IOU workpaper | 2019-06-26 | Fixture | 1 |  | None | 0 | 0 | 0 | 25.6 | 0.00391 | -0.0237 | [6 empty] | DEER:Indoor_Non-CFL_Ltg | Annual
Any | SWLG011C | OfS | Ex | CZ08 | cWtd | SWLG011-01 | ExAnte2020 | IOU workpaper | 2019-06-26 | Fixture | 1 |  | None | 0 | 0 | 0 | 26.1 | 0.00405 | -0.0408 | [6 empty] | DEER:Indoor_Non-CFL_Ltg | Annual
Any | SWLG011C | OfS | Ex | CZ09 | cWtd | SWLG011-01 | ExAnte2020 | IOU workpaper | 2019-06-26 | Fixture | 1 |  | None | 0 | 0 | 0 | 25.8 | 0.00418 | -0.0505 | [6 empty] | DEER:Indoor_Non-CFL_Ltg | Annual
Any | SWLG011C | OfS | Ex | CZ10 | cWtd | SWLG011-01 | ExAnte2020 | IOU workpaper | 2019-06-26 | Fixture | 1 |  | None | 0 | 0 | 0 | 25.8 | 0.00418 | -0.0404 | [6 empty] | DEER:Indoor_Non-CFL_Ltg | Annual
Any | SWLG011C | OfS | Ex | CZ11 | cWtd | SWLG011-01 | ExAnte2020 | IOU workpaper | 2019-06-26 | Fixture | 1 |  | None | 0 | 0 | 0 | 24.4 | 0.00435 | -0.107 | [6 empty] | DEER:Indoor_Non-CFL_Ltg | Annual
Any | SWLG011C | OfS | Ex | CZ12 | cWtd | SWLG011-01 | ExAnte2020 | IOU workpaper | 2019-06-26 | Fixture | 1 |  | None | 0 | 0 | 0 | 24.4 | 0.00418 | -0.108 | [6 empty] | DEER:Indoor_Non-CFL_Ltg | Annual
Any | SWLG011C | OfS | Ex | CZ13 | cWtd | SWLG011-01 | ExAnte2020 | IOU workpaper | 2019-06-26 | Fixture | 1 |  | None | 0 | 0 | 0 | 24.6 | 0.00415 | -0.0991 | [6 empty] | DEER:Indoor_Non-CFL_Ltg | Annual
Any | SWLG011C | OfS | Ex | CZ14 | cWtd | SWLG011-01 | ExAnte2020 | IOU workpaper | 2019-06-26 | Fixture | 1 |  | None | 0 | 0 | 0 | 25.1 | 0.00422 | -0.081 | [6 empty] | DEER:Indoor_Non-CFL_Ltg | Annual
Any | SWLG011C | OfS | Ex | CZ15 | cWtd | SWLG011-01 | ExAnte2020 | IOU workpaper | 2019-06-26 | Fixture | 1 |  | None | 0 | 0 | 0 | 27.2 | 0.00439 | -0.0154 | [6 empty] | DEER:Indoor_Non-CFL_Ltg | Annual
Any | SWLG011C | OfS | Ex | CZ16 | cWtd | SWLG011-01 | ExAnte2020 | IOU workpaper | 2019-06-26 | Fixture | 1 |  | None | 0 | 0 | 0 | 23 | 0.00412 | -0.196 | [6 empty] | DEER:Indoor_Non-CFL_Ltg | Annual
Any | SWLG011C | RFF | Ex | CZ01 | cWtd | SWLG011-01 | ExAnte2020 | IOU workpaper | 2019-06-26 | Fixture | 1 |  | None | 0 | 0 | 0 | 34.7 | 0.00601 | -0.702 | [6 empty] | DEER:Indoor_Non-CFL_Ltg | Annual
Any | SWLG011C | RFF | Ex | CZ02 | cWtd | SWLG011-01 | ExAnte2020 | IOU workpaper | 2019-06-26 | Fixture | 1 |  | None | 0 | 0 | 0 | 37.8 | 0.0064 | -0.447 | [6 empty] | DEER:Indoor_Non-CFL_Ltg | Annual
Any | SWLG011C | RFF | Ex | CZ03 | cWtd | SWLG011-01 | ExAnte2020 | IOU workpaper | 2019-06-26 | Fixture | 1 |  | None | 0 | 0 | 0 | 37 | 0.00645 | -0.482 | [6 empty] | DEER:Indoor_Non-CFL_Ltg | Annual
Any | SWLG011C | RFF | Ex | CZ04 | cWtd | SWLG011-01 | ExAnte2020 | IOU workpaper | 2019-06-26 | Fixture | 1 |  | None | 0 | 0 | 0 | 38.2 | 0.00645 | -0.373 | [6 empty] | DEER:Indoor_Non-CFL_Ltg | Annual
Any | SWLG011C | RFF | Ex | CZ05 | cWtd | SWLG011-01 | ExAnte2020 | IOU workpaper | 2019-06-26 | Fixture | 1 |  | None | 0 | 0 | 0 | 37 | 0.00634 | -0.482 | [6 empty] | DEER:Indoor_Non-CFL_Ltg | Annual
Any | SWLG011C | RFF | Ex | CZ06 | cWtd | SWLG011-01 | ExAnte2020 | IOU workpaper | 2019-06-26 | Fixture | 1 |  | None | 0 | 0 | 0 | 40.9 | 0.00679 | -0.311 | [6 empty] | DEER:Indoor_Non-CFL_Ltg | Annual
Any | SWLG011C | RFF | Ex | CZ07 | cWtd | SWLG011-01 | ExAnte2020 | IOU workpaper | 2019-06-26 | Fixture | 1 |  | None | 0 | 0 | 0 | 41.3 | 0.00685 | -0.254 | [6 empty] | DEER:Indoor_Non-CFL_Ltg | Annual
Any | SWLG011C | RFF | Ex | CZ08 | cWtd | SWLG011-01 | ExAnte2020 | IOU workpaper | 2019-06-26 | Fixture | 1 |  | None | 0 | 0 | 0 | 41.3 | 0.00674 | -0.26 | [6 empty] | DEER:Indoor_Non-CFL_Ltg | Annual
Any | SWLG011C | RFF | Ex | CZ09 | cWtd | SWLG011-01 | ExAnte2020 | IOU workpaper | 2019-06-26 | Fixture | 1 |  | None | 0 | 0 | 0 | 40.9 | 0.00685 | -0.309 | [6 empty] | DEER:Indoor_Non-CFL_Ltg | Annual
Any | SWLG011C | RFF | Ex | CZ10 | cWtd | SWLG011-01 | ExAnte2020 | IOU workpaper | 2019-06-26 | Fixture | 1 |  | None | 0 | 0 | 0 | 40.9 | 0.00679 | -0.311 | [6 empty] | DEER:Indoor_Non-CFL_Ltg | Annual
Any | SWLG011C | RFF | Ex | CZ11 | cWtd | SWLG011-01 | ExAnte2020 | IOU workpaper | 2019-06-26 | Fixture | 1 |  | None | 0 | 0 | 0 | 38.6 | 0.00657 | -0.375 | [6 empty] | DEER:Indoor_Non-CFL_Ltg | Annual
Any | SWLG011C | RFF | Ex | CZ12 | cWtd | SWLG011-01 | ExAnte2020 | IOU workpaper | 2019-06-26 | Fixture | 1 |  | None | 0 | 0 | 0 | 38.2 | 0.00662 | -0.383 | [6 empty] | DEER:Indoor_Non-CFL_Ltg | Annual
Any | SWLG011C | RFF | Ex | CZ13 | cWtd | SWLG011-01 | ExAnte2020 | IOU workpaper | 2019-06-26 | Fixture | 1 |  | None | 0 | 0 | 0 | 38.9 | 0.00662 | -0.352 | [6 empty] | DEER:Indoor_Non-CFL_Ltg | Annual
Any | SWLG011C | RFF | Ex | CZ14 | cWtd | SWLG011-01 | ExAnte2020 | IOU workpaper | 2019-06-26 | Fixture | 1 |  | None | 0 | 0 | 0 | 40.1 | 0.00685 | -0.432 | [6 empty] | DEER:Indoor_Non-CFL_Ltg | Annual
Any | SWLG011C | RFF | Ex | CZ15 | cWtd | SWLG011-01 | ExAnte2020 | IOU workpaper | 2019-06-26 | Fixture | 1 |  | None | 0 | 0 | 0 | 43.2 | 0.00696 | -0.143 | [6 empty] | DEER:Indoor_Non-CFL_Ltg | Annual
Any | SWLG011C | RFF | Ex | CZ16 | cWtd | SWLG011-01 | ExAnte2020 | IOU workpaper | 2019-06-26 | Fixture | 1 |  | None | 0 | 0 | 0 | 38.2 | 0.00662 | -0.598 | [6 empty] | DEER:Indoor_Non-CFL_Ltg | Annual
Any | SWLG011C | RSD | Ex | CZ01 | cWtd | SWLG011-01 | ExAnte2020 | IOU workpaper | 2019-06-26 | Fixture | 1 |  | None | 0 | 0 | 0 | 39.7 | 0.00865 | -0.721 | [6 empty] | DEER:Indoor_Non-CFL_Ltg | Annual
Any | SWLG011C | RSD | Ex | CZ02 | cWtd | SWLG011-01 | ExAnte2020 | IOU workpaper | 2019-06-26 | Fixture | 1 |  | None | 0 | 0 | 0 | 43.6 | 0.00872 | -0.371 | [6 empty] | DEER:Indoor_Non-CFL_Ltg | Annual
Any | SWLG011C | RSD | Ex | CZ03 | cWtd | SWLG011-01 | ExAnte2020 | IOU workpaper | 2019-06-26 | Fixture | 1 |  | None | 0 | 0 | 0 | 43.6 | 0.00872 | -0.363 | [6 empty] | DEER:Indoor_Non-CFL_Ltg | Annual
Any | SWLG011C | RSD | Ex | CZ04 | cWtd | SWLG011-01 | ExAnte2020 | IOU workpaper | 2019-06-26 | Fixture | 1 |  | None | 0 | 0 | 0 | 44.5 | 0.00872 | -0.275 | [6 empty] | DEER:Indoor_Non-CFL_Ltg | Annual
Any | SWLG011C | RSD | Ex | CZ05 | cWtd | SWLG011-01 | ExAnte2020 | IOU workpaper | 2019-06-26 | Fixture | 1 |  | None | 0 | 0 | 0 | 43.6 | 0.00865 | -0.338 | [6 empty] | DEER:Indoor_Non-CFL_Ltg | Annual
Any | SWLG011C | RSD | Ex | CZ06 | cWtd | SWLG011-01 | ExAnte2020 | IOU workpaper | 2019-06-26 | Fixture | 1 |  | None | 0 | 0 | 0 | 48 | 0.00918 | -0.143 | [6 empty] | DEER:Indoor_Non-CFL_Ltg | Annual
Any | SWLG011C | RSD | Ex | CZ07 | cWtd | SWLG011-01 | ExAnte2020 | IOU workpaper | 2019-06-26 | Fixture | 1 |  | None | 0 | 0 | 0 | 48.8 | 0.00925 | -0.0687 | [6 empty] | DEER:Indoor_Non-CFL_Ltg | Annual
Any | SWLG011C | RSD | Ex | CZ08 | cWtd | SWLG011-01 | ExAnte2020 | IOU workpaper | 2019-06-26 | Fixture | 1 |  | None | 0 | 0 | 0 | 48 | 0.0091 | -0.126 | [6 empty] | DEER:Indoor_Non-CFL_Ltg | Annual
Any | SWLG011C | RSD | Ex | CZ09 | cWtd | SWLG011-01 | ExAnte2020 | IOU workpaper | 2019-06-26 | Fixture | 1 |  | None | 0 | 0 | 0 | 47.1 | 0.00933 | -0.167 | [6 empty] | DEER:Indoor_Non-CFL_Ltg | Annual
Any | SWLG011C | RSD | Ex | CZ10 | cWtd | SWLG011-01 | ExAnte2020 | IOU workpaper | 2019-06-26 | Fixture | 1 |  | None | 0 | 0 | 0 | 47.1 | 0.00925 | -0.212 | [6 empty] | DEER:Indoor_Non-CFL_Ltg | Annual
Any | SWLG011C | RSD | Ex | CZ11 | cWtd | SWLG011-01 | ExAnte2020 | IOU workpaper | 2019-06-26 | Fixture | 1 |  | None | 0 | 0 | 0 | 44.1 | 0.00895 | -0.347 | [6 empty] | DEER:Indoor_Non-CFL_Ltg | Annual
Any | SWLG011C | RSD | Ex | CZ12 | cWtd | SWLG011-01 | ExAnte2020 | IOU workpaper | 2019-06-26 | Fixture | 1 |  | None | 0 | 0 | 0 | 44.1 | 0.0088 | -0.351 | [6 empty] | DEER:Indoor_Non-CFL_Ltg | Annual
Any | SWLG011C | RSD | Ex | CZ13 | cWtd | SWLG011-01 | ExAnte2020 | IOU workpaper | 2019-06-26 | Fixture | 1 |  | None | 0 | 0 | 0 | 44.5 | 0.00895 | -0.331 | [6 empty] | DEER:Indoor_Non-CFL_Ltg | Annual
Any | SWLG011C | RSD | Ex | CZ14 | cWtd | SWLG011-01 | ExAnte2020 | IOU workpaper | 2019-06-26 | Fixture | 1 |  | None | 0 | 0 | 0 | 46.2 | 0.00925 | -0.398 | [6 empty] | DEER:Indoor_Non-CFL_Ltg | Annual
Any | SWLG011C | RSD | Ex | CZ15 | cWtd | SWLG011-01 | ExAnte2020 | IOU workpaper | 2019-06-26 | Fixture | 1 |  | None | 0 | 0 | 0 | 49.2 | 0.00963 | -0.0635 | [6 empty] | DEER:Indoor_Non-CFL_Ltg | Annual
Any | SWLG011C | RSD | Ex | CZ16 | cWtd | SWLG011-01 | ExAnte2020 | IOU workpaper | 2019-06-26 | Fixture | 1 |  | None | 0 | 0 | 0 | 43.6 | 0.00903 | -0.644 | [6 empty] | DEER:Indoor_Non-CFL_Ltg | Annual
Any | SWLG011C | Rt3 | Ex | CZ01 | cWtd | SWLG011-01 | ExAnte2020 | IOU workpaper | 2019-06-26 | Fixture | 1 |  | None | 0 | 0 | 0 | 60.3 | 0.0112 | -0.566 | [6 empty] | DEER:Indoor_Non-CFL_Ltg | Annual
Any | SWLG011C | Rt3 | Ex | CZ02 | cWtd | SWLG011-01 | ExAnte2020 | IOU workpaper | 2019-06-26 | Fixture | 1 |  | None | 0 | 0 | 0 | 64 | 0.0113 | -0.318 | [6 empty] | DEER:Indoor_Non-CFL_Ltg | Annual
Any | SWLG011C | Rt3 | Ex | CZ03 | cWtd | SWLG011-01 | ExAnte2020 | IOU workpaper | 2019-06-26 | Fixture | 1 |  | None | 0 | 0 | 0 | 64 | 0.0112 | -0.252 | [6 empty] | DEER:Indoor_Non-CFL_Ltg | Annual
Any | SWLG011C | Rt3 | Ex | CZ04 | cWtd | SWLG011-01 | ExAnte2020 | IOU workpaper | 2019-06-26 | Fixture | 1 |  | None | 0 | 0 | 0 | 65.2 | 0.0113 | -0.2 | [6 empty] | DEER:Indoor_Non-CFL_Ltg | Annual
Any | SWLG011C | Rt3 | Ex | CZ05 | cWtd | SWLG011-01 | ExAnte2020 | IOU workpaper | 2019-06-26 | Fixture | 1 |  | None | 0 | 0 | 0 | 64.6 | 0.011 | -0.195 | [6 empty] | DEER:Indoor_Non-CFL_Ltg | Annual
Any | SWLG011C | Rt3 | Ex | CZ06 | cWtd | SWLG011-01 | ExAnte2020 | IOU workpaper | 2019-06-26 | Fixture | 1 |  | None | 0 | 0 | 0 | 69 | 0.0118 | -0.0554 | [6 empty] | DEER:Indoor_Non-CFL_Ltg | Annual
Any | SWLG011C | Rt3 | Ex | CZ07 | cWtd | SWLG011-01 | ExAnte2020 | IOU workpaper | 2019-06-26 | Fixture | 1 |  | None | 0 | 0 | 0 | 69.6 | 0.0117 | -0.0158 | [6 empty] | DEER:Indoor_Non-CFL_Ltg | Annual
Any | SWLG011C | Rt3 | Ex | CZ08 | cWtd | SWLG011-01 | ExAnte2020 | IOU workpaper | 2019-06-26 | Fixture | 1 |  | None | 0 | 0 | 0 | 69 | 0.0117 | -0.045 | [6 empty] | DEER:Indoor_Non-CFL_Ltg | Annual
Any | SWLG011C | Rt3 | Ex | CZ09 | cWtd | SWLG011-01 | ExAnte2020 | IOU workpaper | 2019-06-26 | Fixture | 1 |  | None | 0 | 0 | 0 | 67.7 | 0.0119 | -0.0814 | [6 empty] | DEER:Indoor_Non-CFL_Ltg | Annual
Any | SWLG011C | Rt3 | Ex | CZ10 | cWtd | SWLG011-01 | ExAnte2020 | IOU workpaper | 2019-06-26 | Fixture | 1 |  | None | 0 | 0 | 0 | 68.4 | 0.0119 | -0.0857 | [6 empty] | DEER:Indoor_Non-CFL_Ltg | Annual
Any | SWLG011C | Rt3 | Ex | CZ11 | cWtd | SWLG011-01 | ExAnte2020 | IOU workpaper | 2019-06-26 | Fixture | 1 |  | None | 0 | 0 | 0 | 64.6 | 0.0117 | -0.313 | [6 empty] | DEER:Indoor_Non-CFL_Ltg | Annual
Any | SWLG011C | Rt3 | Ex | CZ12 | cWtd | SWLG011-01 | ExAnte2020 | IOU workpaper | 2019-06-26 | Fixture | 1 |  | None | 0 | 0 | 0 | 64.6 | 0.0115 | -0.32 | [6 empty] | DEER:Indoor_Non-CFL_Ltg | Annual
Any | SWLG011C | Rt3 | Ex | CZ13 | cWtd | SWLG011-01 | ExAnte2020 | IOU workpaper | 2019-06-26 | Fixture | 1 |  | None | 0 | 0 | 0 | 65.2 | 0.0116 | -0.291 | [6 empty] | DEER:Indoor_Non-CFL_Ltg | Annual
Any | SWLG011C | Rt3 | Ex | CZ14 | cWtd | SWLG011-01 | ExAnte2020 | IOU workpaper | 2019-06-26 | Fixture | 1 |  | None | 0 | 0 | 0 | 66.5 | 0.0119 | -0.286 | [6 empty] | DEER:Indoor_Non-CFL_Ltg | Annual
Any | SWLG011C | Rt3 | Ex | CZ15 | cWtd | SWLG011-01 | ExAnte2020 | IOU workpaper | 2019-06-26 | Fixture | 1 |  | None | 0 | 0 | 0 | 70.8 | 0.0123 | -0.0153 | [6 empty] | DEER:Indoor_Non-CFL_Ltg | Annual
Any | SWLG011C | Rt3 | Ex | CZ16 | cWtd | SWLG011-01 | ExAnte2020 | IOU workpaper | 2019-06-26 | Fixture | 1 |  | None | 0 | 0 | 0 | 61.5 | 0.0115 | -0.665 | [6 empty] | DEER:Indoor_Non-CFL_Ltg | Annual
Any | SWLG011C | RtL | Ex | CZ01 | cWtd | SWLG011-01 | ExAnte2020 | IOU workpaper | 2019-06-26 | Fixture | 1 |  | None | 0 | 0 | 0 | 46 | 0.00714 | -0.388 | [6 empty] | DEER:Indoor_Non-CFL_Ltg | Annual
Any | SWLG011C | RtL | Ex | CZ02 | cWtd | SWLG011-01 | ExAnte2020 | IOU workpaper | 2019-06-26 | Fixture | 1 |  | None | 0 | 0 | 0 | 48.3 | 0.0072 | -0.23 | [6 empty] | DEER:Indoor_Non-CFL_Ltg | Annual
Any | SWLG011C | RtL | Ex | CZ03 | cWtd | SWLG011-01 | ExAnte2020 | IOU workpaper | 2019-06-26 | Fixture | 1 |  | None | 0 | 0 | 0 | 48.8 | 0.00708 | -0.183 | [6 empty] | DEER:Indoor_Non-CFL_Ltg | Annual
Any | SWLG011C | RtL | Ex | CZ04 | cWtd | SWLG011-01 | ExAnte2020 | IOU workpaper | 2019-06-26 | Fixture | 1 |  | None | 0 | 0 | 0 | 49.3 | 0.00714 | -0.152 | [6 empty] | DEER:Indoor_Non-CFL_Ltg | Annual
Any | SWLG011C | RtL | Ex | CZ05 | cWtd | SWLG011-01 | ExAnte2020 | IOU workpaper | 2019-06-26 | Fixture | 1 |  | None | 0 | 0 | 0 | 48.8 | 0.00696 | -0.183 | [6 empty] | DEER:Indoor_Non-CFL_Ltg | Annual
Any | SWLG011C | RtL | Ex | CZ06 | cWtd | SWLG011-01 | ExAnte2020 | IOU workpaper | 2019-06-26 | Fixture | 1 |  | None | 0 | 0 | 0 | 52.1 | 0.00744 | -0.0781 | [6 empty] | DEER:Indoor_Non-CFL_Ltg | Annual
Any | SWLG011C | RtL | Ex | CZ07 | cWtd | SWLG011-01 | ExAnte2020 | IOU workpaper | 2019-06-26 | Fixture | 1 |  | None | 0 | 0 | 0 | 52.5 | 0.00744 | -0.0572 | [6 empty] | DEER:Indoor_Non-CFL_Ltg | Annual
Any | SWLG011C | RtL | Ex | CZ08 | cWtd | SWLG011-01 | ExAnte2020 | IOU workpaper | 2019-06-26 | Fixture | 1 |  | None | 0 | 0 | 0 | 52.1 | 0.00744 | -0.0669 | [6 empty] | DEER:Indoor_Non-CFL_Ltg | Annual
Any | SWLG011C | RtL | Ex | CZ09 | cWtd | SWLG011-01 | ExAnte2020 | IOU workpaper | 2019-06-26 | Fixture | 1 |  | None | 0 | 0 | 0 | 51.1 | 0.00762 | -0.0925 | [6 empty] | DEER:Indoor_Non-CFL_Ltg | Annual
Any | SWLG011C | RtL | Ex | CZ10 | cWtd | SWLG011-01 | ExAnte2020 | IOU workpaper | 2019-06-26 | Fixture | 1 |  | None | 0 | 0 | 0 | 51.1 | 0.00762 | -0.0907 | [6 empty] | DEER:Indoor_Non-CFL_Ltg | Annual
Any | SWLG011C | RtL | Ex | CZ11 | cWtd | SWLG011-01 | ExAnte2020 | IOU workpaper | 2019-06-26 | Fixture | 1 |  | None | 0 | 0 | 0 | 48.8 | 0.00738 | -0.231 | [6 empty] | DEER:Indoor_Non-CFL_Ltg | Annual
Any | SWLG011C | RtL | Ex | CZ12 | cWtd | SWLG011-01 | ExAnte2020 | IOU workpaper | 2019-06-26 | Fixture | 1 |  | None | 0 | 0 | 0 | 48.3 | 0.00732 | -0.224 | [6 empty] | DEER:Indoor_Non-CFL_Ltg | Annual
Any | SWLG011C | RtL | Ex | CZ13 | cWtd | SWLG011-01 | ExAnte2020 | IOU workpaper | 2019-06-26 | Fixture | 1 |  | None | 0 | 0 | 0 | 48.8 | 0.00732 | -0.215 | [6 empty] | DEER:Indoor_Non-CFL_Ltg | Annual
Any | SWLG011C | RtL | Ex | CZ14 | cWtd | SWLG011-01 | ExAnte2020 | IOU workpaper | 2019-06-26 | Fixture | 1 |  | None | 0 | 0 | 0 | 49.7 | 0.00768 | -0.225 | [6 empty] | DEER:Indoor_Non-CFL_Ltg | Annual
Any | SWLG011C | RtL | Ex | CZ15 | cWtd | SWLG011-01 | ExAnte2020 | IOU workpaper | 2019-06-26 | Fixture | 1 |  | None | 0 | 0 | 0 | 53.5 | 0.00786 | -0.0339 | [6 empty] | DEER:Indoor_Non-CFL_Ltg | Annual
Any | SWLG011C | RtL | Ex | CZ16 | cWtd | SWLG011-01 | ExAnte2020 | IOU workpaper | 2019-06-26 | Fixture | 1 |  | None | 0 | 0 | 0 | 46.5 | 0.00732 | -0.493 | [6 empty] | DEER:Indoor_Non-CFL_Ltg | Annual
Any | SWLG011C | RtS | Ex | CZ01 | cWtd | SWLG011-01 | ExAnte2020 | IOU workpaper | 2019-06-26 | Fixture | 1 |  | None | 0 | 0 | 0 | 26.5 | 0.00487 | -0.427 | [6 empty] | DEER:Indoor_Non-CFL_Ltg | Annual
Any | SWLG011C | RtS | Ex | CZ02 | cWtd | SWLG011-01 | ExAnte2020 | IOU workpaper | 2019-06-26 | Fixture | 1 |  | None | 0 | 0 | 0 | 28.7 | 0.00505 | -0.236 | [6 empty] | DEER:Indoor_Non-CFL_Ltg | Annual
Any | SWLG011C | RtS | Ex | CZ03 | cWtd | SWLG011-01 | ExAnte2020 | IOU workpaper | 2019-06-26 | Fixture | 1 |  | None | 0 | 0 | 0 | 28.5 | 0.00504 | -0.253 | [6 empty] | DEER:Indoor_Non-CFL_Ltg | Annual
Any | SWLG011C | RtS | Ex | CZ04 | cWtd | SWLG011-01 | ExAnte2020 | IOU workpaper | 2019-06-26 | Fixture | 1 |  | None | 0 | 0 | 0 | 29 | 0.00505 | -0.198 | [6 empty] | DEER:Indoor_Non-CFL_Ltg | Annual
Any | SWLG011C | RtS | Ex | CZ05 | cWtd | SWLG011-01 | ExAnte2020 | IOU workpaper | 2019-06-26 | Fixture | 1 |  | None | 0 | 0 | 0 | 28.7 | 0.00497 | -0.229 | [6 empty] | DEER:Indoor_Non-CFL_Ltg | Annual
Any | SWLG011C | RtS | Ex | CZ06 | cWtd | SWLG011-01 | ExAnte2020 | IOU workpaper | 2019-06-26 | Fixture | 1 |  | None | 0 | 0 | 0 | 30.7 | 0.00521 | -0.114 | [6 empty] | DEER:Indoor_Non-CFL_Ltg | Annual
Any | SWLG011C | RtS | Ex | CZ07 | cWtd | SWLG011-01 | ExAnte2020 | IOU workpaper | 2019-06-26 | Fixture | 1 |  | None | 0 | 0 | 0 | 31.2 | 0.00521 | -0.0848 | [6 empty] | DEER:Indoor_Non-CFL_Ltg | Annual
Any | SWLG011C | RtS | Ex | CZ08 | cWtd | SWLG011-01 | ExAnte2020 | IOU workpaper | 2019-06-26 | Fixture | 1 |  | None | 0 | 0 | 0 | 31 | 0.00517 | -0.0968 | [6 empty] | DEER:Indoor_Non-CFL_Ltg | Annual
Any | SWLG011C | RtS | Ex | CZ09 | cWtd | SWLG011-01 | ExAnte2020 | IOU workpaper | 2019-06-26 | Fixture | 1 |  | None | 0 | 0 | 0 | 30.7 | 0.0053 | -0.126 | [6 empty] | DEER:Indoor_Non-CFL_Ltg | Annual
Any | SWLG011C | RtS | Ex | CZ10 | cWtd | SWLG011-01 | ExAnte2020 | IOU workpaper | 2019-06-26 | Fixture | 1 |  | None | 0 | 0 | 0 | 31 | 0.00531 | -0.121 | [6 empty] | DEER:Indoor_Non-CFL_Ltg | Annual
Any | SWLG011C | RtS | Ex | CZ11 | cWtd | SWLG011-01 | ExAnte2020 | IOU workpaper | 2019-06-26 | Fixture | 1 |  | None | 0 | 0 | 0 | 29 | 0.00514 | -0.222 | [6 empty] | DEER:Indoor_Non-CFL_Ltg | Annual
Any | SWLG011C | RtS | Ex | CZ12 | cWtd | SWLG011-01 | ExAnte2020 | IOU workpaper | 2019-06-26 | Fixture | 1 |  | None | 0 | 0 | 0 | 29 | 0.00514 | -0.224 | [6 empty] | DEER:Indoor_Non-CFL_Ltg | Annual
Any | SWLG011C | RtS | Ex | CZ13 | cWtd | SWLG011-01 | ExAnte2020 | IOU workpaper | 2019-06-26 | Fixture | 1 |  | None | 0 | 0 | 0 | 29 | 0.00513 | -0.211 | [6 empty] | DEER:Indoor_Non-CFL_Ltg | Annual
Any | SWLG011C | RtS | Ex | CZ14 | cWtd | SWLG011-01 | ExAnte2020 | IOU workpaper | 2019-06-26 | Fixture | 1 |  | None | 0 | 0 | 0 | 29.8 | 0.00536 | -0.203 | [6 empty] | DEER:Indoor_Non-CFL_Ltg | Annual
Any | SWLG011C | RtS | Ex | CZ15 | cWtd | SWLG011-01 | ExAnte2020 | IOU workpaper | 2019-06-26 | Fixture | 1 |  | None | 0 | 0 | 0 | 32.4 | 0.0054 | -0.0466 | [6 empty] | DEER:Indoor_Non-CFL_Ltg | Annual
Any | SWLG011C | RtS | Ex | CZ16 | cWtd | SWLG011-01 | ExAnte2020 | IOU workpaper | 2019-06-26 | Fixture | 1 |  | None | 0 | 0 | 0 | 27.6 | 0.00517 | -0.335 | [6 empty] | DEER:Indoor_Non-CFL_Ltg | Annual
Any | SWLG011C | SCn | Ex | CZ01 | cWtd | SWLG011-01 | ExAnte2020 | IOU workpaper | 2019-06-26 | Fixture | 1 |  | None | 0 | 0 | 0 | 19.9 | 0.0024 | -0.476 | [6 empty] | DEER:Indoor_Non-CFL_Ltg | Annual
Any | SWLG011C | SCn | Ex | CZ02 | cWtd | SWLG011-01 | ExAnte2020 | IOU workpaper | 2019-06-26 | Fixture | 1 |  | None | 0 | 0 | 0 | 23.3 | 0.00303 | -0.31 | [6 empty] | DEER:Indoor_Non-CFL_Ltg | Annual
Any | SWLG011C | SCn | Ex | CZ03 | cWtd | SWLG011-01 | ExAnte2020 | IOU workpaper | 2019-06-26 | Fixture | 1 |  | None | 0 | 0 | 0 | 21.7 | 0.00303 | -0.39 | [6 empty] | DEER:Indoor_Non-CFL_Ltg | Annual
Any | SWLG011C | SCn | Ex | CZ04 | cWtd | SWLG011-01 | ExAnte2020 | IOU workpaper | 2019-06-26 | Fixture | 1 |  | None | 0 | 0 | 0 | 24 | 0.00306 | -0.318 | [6 empty] | DEER:Indoor_Non-CFL_Ltg | Annual
Any | SWLG011C | SCn | Ex | CZ05 | cWtd | SWLG011-01 | ExAnte2020 | IOU workpaper | 2019-06-26 | Fixture | 1 |  | None | 0 | 0 | 0 | 23 | 0.00272 | -0.437 | [6 empty] | DEER:Indoor_Non-CFL_Ltg | Annual
Any | SWLG011C | SCn | Ex | CZ06 | cWtd | SWLG011-01 | ExAnte2020 | IOU workpaper | 2019-06-26 | Fixture | 1 |  | None | 0 | 0 | 0 | 25.1 | 0.00318 | -0.229 | [6 empty] | DEER:Indoor_Non-CFL_Ltg | Annual
Any | SWLG011C | SCn | Ex | CZ07 | cWtd | SWLG011-01 | ExAnte2020 | IOU workpaper | 2019-06-26 | Fixture | 1 |  | None | 0 | 0 | 0 | 25.3 | 0.00325 | -0.219 | [6 empty] | DEER:Indoor_Non-CFL_Ltg | Annual
Any | SWLG011C | SCn | Ex | CZ08 | cWtd | SWLG011-01 | ExAnte2020 | IOU workpaper | 2019-06-26 | Fixture | 1 |  | None | 0 | 0 | 0 | 26.4 | 0.00306 | -0.195 | [6 empty] | DEER:Indoor_Non-CFL_Ltg | Annual
Any | SWLG011C | SCn | Ex | CZ09 | cWtd | SWLG011-01 | ExAnte2020 | IOU workpaper | 2019-06-26 | Fixture | 1 |  | None | 0 | 0 | 0 | 25.9 | 0.00313 | -0.235 | [6 empty] | DEER:Indoor_Non-CFL_Ltg | Annual
Any | SWLG011C | SCn | Ex | CZ10 | cWtd | SWLG011-01 | ExAnte2020 | IOU workpaper | 2019-06-26 | Fixture | 1 |  | None | 0 | 0 | 0 | 25.3 | 0.00311 | -0.261 | [6 empty] | DEER:Indoor_Non-CFL_Ltg | Annual
Any | SWLG011C | SCn | Ex | CZ11 | cWtd | SWLG011-01 | ExAnte2020 | IOU workpaper | 2019-06-26 | Fixture | 1 |  | None | 0 | 0 | 0 | 24.3 | 0.00296 | -0.284 | [6 empty] | DEER:Indoor_Non-CFL_Ltg | Annual
Any | SWLG011C | SCn | Ex | CZ12 | cWtd | SWLG011-01 | ExAnte2020 | IOU workpaper | 2019-06-26 | Fixture | 1 |  | None | 0 | 0 | 0 | 24.6 | 0.00298 | -0.282 | [6 empty] | DEER:Indoor_Non-CFL_Ltg | Annual
Any | SWLG011C | SCn | Ex | CZ13 | cWtd | SWLG011-01 | ExAnte2020 | IOU workpaper | 2019-06-26 | Fixture | 1 |  | None | 0 | 0 | 0 | 25.1 | 0.00294 | -0.245 | [6 empty] | DEER:Indoor_Non-CFL_Ltg | Annual
Any | SWLG011C | SCn | Ex | CZ14 | cWtd | SWLG011-01 | ExAnte2020 | IOU workpaper | 2019-06-26 | Fixture | 1 |  | None | 0 | 0 | 0 | 25.6 | 0.00311 | -0.277 | [6 empty] | DEER:Indoor_Non-CFL_Ltg | Annual
Any | SWLG011C | SCn | Ex | CZ15 | cWtd | SWLG011-01 | ExAnte2020 | IOU workpaper | 2019-06-26 | Fixture | 1 |  | None | 0 | 0 | 0 | 27.7 | 0.00325 | -0.139 | [6 empty] | DEER:Indoor_Non-CFL_Ltg | Annual
Any | SWLG011C | SCn | Ex | CZ16 | cWtd | SWLG011-01 | ExAnte2020 | IOU workpaper | 2019-06-26 | Fixture | 1 |  | None | 0 | 0 | 0 | 23.8 | 0.0032 | -0.367 | [6 empty] | DEER:Indoor_Non-CFL_Ltg | Annual
Any | SWLG011C | SUn | Ex | CZ01 | cWtd | SWLG011-01 | ExAnte2020 | IOU workpaper | 2019-06-26 | Fixture | 1 |  | None | 0 | 0 | 0 | 24.4 | 0.00345 | 0 | [6 empty] | DEER:Indoor_Non-CFL_Ltg | Annual
Any | SWLG011C | SUn | Ex | CZ02 | cWtd | SWLG011-01 | ExAnte2020 | IOU workpaper | 2019-06-26 | Fixture | 1 |  | None | 0 | 0 | 0 | 24.4 | 0.00345 | 0 | [6 empty] | DEER:Indoor_Non-CFL_Ltg | Annual
Any | SWLG011C | SUn | Ex | CZ03 | cWtd | SWLG011-01 | ExAnte2020 | IOU workpaper | 2019-06-26 | Fixture | 1 |  | None | 0 | 0 | 0 | 24.4 | 0.00345 | 0 | [6 empty] | DEER:Indoor_Non-CFL_Ltg | Annual
Any | SWLG011C | SUn | Ex | CZ04 | cWtd | SWLG011-01 | ExAnte2020 | IOU workpaper | 2019-06-26 | Fixture | 1 |  | None | 0 | 0 | 0 | 24.4 | 0.00345 | 0 | [6 empty] | DEER:Indoor_Non-CFL_Ltg | Annual
Any | SWLG011C | SUn | Ex | CZ05 | cWtd | SWLG011-01 | ExAnte2020 | IOU workpaper | 2019-06-26 | Fixture | 1 |  | None | 0 | 0 | 0 | 24.4 | 0.00345 | 0 | [6 empty] | DEER:Indoor_Non-CFL_Ltg | Annual
Any | SWLG011C | SUn | Ex | CZ06 | cWtd | SWLG011-01 | ExAnte2020 | IOU workpaper | 2019-06-26 | Fixture | 1 |  | None | 0 | 0 | 0 | 24.4 | 0.00345 | 0 | [6 empty] | DEER:Indoor_Non-CFL_Ltg | Annual
Any | SWLG011C | SUn | Ex | CZ07 | cWtd | SWLG011-01 | ExAnte2020 | IOU workpaper | 2019-06-26 | Fixture | 1 |  | None | 0 | 0 | 0 | 24.4 | 0.00345 | 0 | [6 empty] | DEER:Indoor_Non-CFL_Ltg | Annual
Any | SWLG011C | SUn | Ex | CZ08 | cWtd | SWLG011-01 | ExAnte2020 | IOU workpaper | 2019-06-26 | Fixture | 1 |  | None | 0 | 0 | 0 | 24.4 | 0.00345 | 0 | [6 empty] | DEER:Indoor_Non-CFL_Ltg | Annual
Any | SWLG011C | SUn | Ex | CZ09 | cWtd | SWLG011-01 | ExAnte2020 | IOU workpaper | 2019-06-26 | Fixture | 1 |  | None | 0 | 0 | 0 | 24.4 | 0.00345 | 0 | [6 empty] | DEER:Indoor_Non-CFL_Ltg | Annual
Any | SWLG011C | SUn | Ex | CZ10 | cWtd | SWLG011-01 | ExAnte2020 | IOU workpaper | 2019-06-26 | Fixture | 1 |  | None | 0 | 0 | 0 | 24.4 | 0.00345 | 0 | [6 empty] | DEER:Indoor_Non-CFL_Ltg | Annual
Any | SWLG011C | SUn | Ex | CZ11 | cWtd | SWLG011-01 | ExAnte2020 | IOU workpaper | 2019-06-26 | Fixture | 1 |  | None | 0 | 0 | 0 | 24.4 | 0.00345 | 0 | [6 empty] | DEER:Indoor_Non-CFL_Ltg | Annual
Any | SWLG011C | SUn | Ex | CZ12 | cWtd | SWLG011-01 | ExAnte2020 | IOU workpaper | 2019-06-26 | Fixture | 1 |  | None | 0 | 0 | 0 | 24.4 | 0.00345 | 0 | [6 empty] | DEER:Indoor_Non-CFL_Ltg | Annual
Any | SWLG011C | SUn | Ex | CZ13 | cWtd | SWLG011-01 | ExAnte2020 | IOU workpaper | 2019-06-26 | Fixture | 1 |  | None | 0 | 0 | 0 | 24.4 | 0.00345 | 0 | [6 empty] | DEER:Indoor_Non-CFL_Ltg | Annual
Any | SWLG011C | SUn | Ex | CZ14 | cWtd | SWLG011-01 | ExAnte2020 | IOU workpaper | 2019-06-26 | Fixture | 1 |  | None | 0 | 0 | 0 | 24.4 | 0.00345 | 0 | [6 empty] | DEER:Indoor_Non-CFL_Ltg | Annual
Any | SWLG011C | SUn | Ex | CZ15 | cWtd | SWLG011-01 | ExAnte2020 | IOU workpaper | 2019-06-26 | Fixture | 1 |  | None | 0 | 0 | 0 | 24.4 | 0.00345 | 0 | [6 empty] | DEER:Indoor_Non-CFL_Ltg | Annual
Any | SWLG011C | SUn | Ex | CZ16 | cWtd | SWLG011-01 | ExAnte2020 | IOU workpaper | 2019-06-26 | Fixture | 1 |  | None | 0 | 0 | 0 | 24.4 | 0.00345 | 0 | [6 empty] | DEER:Indoor_Non-CFL_Ltg | Annual
Any | SWLG011C | WRf | Ex | CZ01 | cWtd | SWLG011-01 | ExAnte2020 | IOU workpaper | 2019-06-26 | Fixture | 1 |  | None | 0 | 0 | 0 | 68.9 | 0.00748 | 0 | [6 empty] | DEER:Indoor_Non-CFL_Ltg | Annual
Any | SWLG011C | WRf | Ex | CZ02 | cWtd | SWLG011-01 | ExAnte2020 | IOU workpaper | 2019-06-26 | Fixture | 1 |  | None | 0 | 0 | 0 | 69.4 | 0.00755 | 0 | [6 empty] | DEER:Indoor_Non-CFL_Ltg | Annual
Any | SWLG011C | WRf | Ex | CZ03 | cWtd | SWLG011-01 | ExAnte2020 | IOU workpaper | 2019-06-26 | Fixture | 1 |  | None | 0 | 0 | 0 | 67.8 | 0.00755 | 0 | [6 empty] | DEER:Indoor_Non-CFL_Ltg | Annual
Any | SWLG011C | WRf | Ex | CZ04 | cWtd | SWLG011-01 | ExAnte2020 | IOU workpaper | 2019-06-26 | Fixture | 1 |  | None | 0 | 0 | 0 | 68.9 | 0.00748 | 0 | [6 empty] | DEER:Indoor_Non-CFL_Ltg | Annual
Any | SWLG011C | WRf | Ex | CZ05 | cWtd | SWLG011-01 | ExAnte2020 | IOU workpaper | 2019-06-26 | Fixture | 1 |  | None | 0 | 0 | 0 | 67.2 | 0.00748 | 0 | [6 empty] | DEER:Indoor_Non-CFL_Ltg | Annual
Any | SWLG011C | WRf | Ex | CZ06 | cWtd | SWLG011-01 | ExAnte2020 | IOU workpaper | 2019-06-26 | Fixture | 1 |  | None | 0 | 0 | 0 | 69.4 | 0.00748 | 0 | [6 empty] | DEER:Indoor_Non-CFL_Ltg | Annual
Any | SWLG011C | WRf | Ex | CZ07 | cWtd | SWLG011-01 | ExAnte2020 | IOU workpaper | 2019-06-26 | Fixture | 1 |  | None | 0 | 0 | 0 | 68.9 | 0.00755 | 0 | [6 empty] | DEER:Indoor_Non-CFL_Ltg | Annual
Any | SWLG011C | WRf | Ex | CZ08 | cWtd | SWLG011-01 | ExAnte2020 | IOU workpaper | 2019-06-26 | Fixture | 1 |  | None | 0 | 0 | 0 | 68.9 | 0.00861 | 0 | [6 empty] | DEER:Indoor_Non-CFL_Ltg | Annual
Any | SWLG011C | WRf | Ex | CZ09 | cWtd | SWLG011-01 | ExAnte2020 | IOU workpaper | 2019-06-26 | Fixture | 1 |  | None | 0 | 0 | 0 | 68.9 | 0.00773 | 0 | [6 empty] | DEER:Indoor_Non-CFL_Ltg | Annual
Any | SWLG011C | WRf | Ex | CZ10 | cWtd | SWLG011-01 | ExAnte2020 | IOU workpaper | 2019-06-26 | Fixture | 1 |  | None | 0 | 0 | 0 | 67.8 | 0.00755 | 0 | [6 empty] | DEER:Indoor_Non-CFL_Ltg | Annual
Any | SWLG011C | WRf | Ex | CZ11 | cWtd | SWLG011-01 | ExAnte2020 | IOU workpaper | 2019-06-26 | Fixture | 1 |  | None | 0 | 0 | 0 | 69.4 | 0.00748 | 0 | [6 empty] | DEER:Indoor_Non-CFL_Ltg | Annual
Any | SWLG011C | WRf | Ex | CZ12 | cWtd | SWLG011-01 | ExAnte2020 | IOU workpaper | 2019-06-26 | Fixture | 1 |  | None | 0 | 0 | 0 | 68.9 | 0.00767 | 0 | [6 empty] | DEER:Indoor_Non-CFL_Ltg | Annual
Any | SWLG011C | WRf | Ex | CZ13 | cWtd | SWLG011-01 | ExAnte2020 | IOU workpaper | 2019-06-26 | Fixture | 1 |  | None | 0 | 0 | 0 | 70 | 0.00748 | 0 | [6 empty] | DEER:Indoor_Non-CFL_Ltg | Annual
Any | SWLG011C | WRf | Ex | CZ14 | cWtd | SWLG011-01 | ExAnte2020 | IOU workpaper | 2019-06-26 | Fixture | 1 |  | None | 0 | 0 | 0 | 68.9 | 0.00755 | 0 | [6 empty] | DEER:Indoor_Non-CFL_Ltg | Annual
Any | SWLG011C | WRf | Ex | CZ15 | cWtd | SWLG011-01 | ExAnte2020 | IOU workpaper | 2019-06-26 | Fixture | 1 |  | None | 0 | 0 | 0 | 69.4 | 0.00761 | 0 | [6 empty] | DEER:Indoor_Non-CFL_Ltg | Annual
Any | SWLG011C | WRf | Ex | CZ16 | cWtd | SWLG011-01 | ExAnte2020 | IOU workpaper | 2019-06-26 | Fixture | 1 |  | None | 0 | 0 | 0 | 69.4 | 0.00742 | 0 | [6 empty] | DEER:Indoor_Non-CFL_Ltg | Annual
Any | SWLG011D | Asm | Ex | CZ01 | cWtd | SWLG011-01 | ExAnte2020 | IOU workpaper | 2019-06-26 | Fixture | 1 |  | None | 0 | 0 | 0 | 23.4 | 0.0105 | -0.579 | [6 empty] | DEER:Indoor_Non-CFL_Ltg | Annual
Any | SWLG011D | Asm | Ex | CZ02 | cWtd | SWLG011-01 | ExAnte2020 | IOU workpaper | 2019-06-26 | Fixture | 1 |  | None | 0 | 0 | 0 | 25.7 | 0.0106 | -0.325 | [6 empty] | DEER:Indoor_Non-CFL_Ltg | Annual
Any | SWLG011D | Asm | Ex | CZ03 | cWtd | SWLG011-01 | ExAnte2020 | IOU workpaper | 2019-06-26 | Fixture | 1 |  | None | 0 | 0 | 0 | 25.4 | 0.0106 | -0.377 | [6 empty] | DEER:Indoor_Non-CFL_Ltg | Annual
Any | SWLG011D | Asm | Ex | CZ04 | cWtd | SWLG011-01 | ExAnte2020 | IOU workpaper | 2019-06-26 | Fixture | 1 |  | None | 0 | 0 | 0 | 26.2 | 0.0106 | -0.279 | [6 empty] | DEER:Indoor_Non-CFL_Ltg | Annual
Any | SWLG011D | Asm | Ex | CZ05 | cWtd | SWLG011-01 | ExAnte2020 | IOU workpaper | 2019-06-26 | Fixture | 1 |  | None | 0 | 0 | 0 | 25.4 | 0.0105 | -0.357 | [6 empty] | DEER:Indoor_Non-CFL_Ltg | Annual
Any | SWLG011D | Asm | Ex | CZ06 | cWtd | SWLG011-01 | ExAnte2020 | IOU workpaper | 2019-06-26 | Fixture | 1 |  | None | 0 | 0 | 0 | 27.7 | 0.0113 | -0.211 | [6 empty] | DEER:Indoor_Non-CFL_Ltg | Annual
Any | SWLG011D | Asm | Ex | CZ07 | cWtd | SWLG011-01 | ExAnte2020 | IOU workpaper | 2019-06-26 | Fixture | 1 |  | None | 0 | 0 | 0 | 28.2 | 0.0116 | -0.2 | [6 empty] | DEER:Indoor_Non-CFL_Ltg | Annual
Any | SWLG011D | Asm | Ex | CZ08 | cWtd | SWLG011-01 | ExAnte2020 | IOU workpaper | 2019-06-26 | Fixture | 1 |  | None | 0 | 0 | 0 | 28.2 | 0.0112 | -0.164 | [6 empty] | DEER:Indoor_Non-CFL_Ltg | Annual
Any | SWLG011D | Asm | Ex | CZ09 | cWtd | SWLG011-01 | ExAnte2020 | IOU workpaper | 2019-06-26 | Fixture | 1 |  | None | 0 | 0 | 0 | 27.7 | 0.0115 | -0.192 | [6 empty] | DEER:Indoor_Non-CFL_Ltg | Annual
Any | SWLG011D | Asm | Ex | CZ10 | cWtd | SWLG011-01 | ExAnte2020 | IOU workpaper | 2019-06-26 | Fixture | 1 |  | None | 0 | 0 | 0 | 27.9 | 0.0116 | -0.182 | [6 empty] | DEER:Indoor_Non-CFL_Ltg | Annual
Any | SWLG011D | Asm | Ex | CZ11 | cWtd | SWLG011-01 | ExAnte2020 | IOU workpaper | 2019-06-26 | Fixture | 1 |  | None | 0 | 0 | 0 | 26.2 | 0.0109 | -0.272 | [6 empty] | DEER:Indoor_Non-CFL_Ltg | Annual
Any | SWLG011D | Asm | Ex | CZ12 | cWtd | SWLG011-01 | ExAnte2020 | IOU workpaper | 2019-06-26 | Fixture | 1 |  | None | 0 | 0 | 0 | 26.2 | 0.0108 | -0.289 | [6 empty] | DEER:Indoor_Non-CFL_Ltg | Annual
Any | SWLG011D | Asm | Ex | CZ13 | cWtd | SWLG011-01 | ExAnte2020 | IOU workpaper | 2019-06-26 | Fixture | 1 |  | None | 0 | 0 | 0 | 26.2 | 0.0109 | -0.262 | [6 empty] | DEER:Indoor_Non-CFL_Ltg | Annual
Any | SWLG011D | Asm | Ex | CZ14 | cWtd | SWLG011-01 | ExAnte2020 | IOU workpaper | 2019-06-26 | Fixture | 1 |  | None | 0 | 0 | 0 | 26.9 | 0.0113 | -0.259 | [6 empty] | DEER:Indoor_Non-CFL_Ltg | Annual
Any | SWLG011D | Asm | Ex | CZ15 | cWtd | SWLG011-01 | ExAnte2020 | IOU workpaper | 2019-06-26 | Fixture | 1 |  | None | 0 | 0 | 0 | 28.9 | 0.0113 | -0.0916 | [6 empty] | DEER:Indoor_Non-CFL_Ltg | Annual
Any | SWLG011D | Asm | Ex | CZ16 | cWtd | SWLG011-01 | ExAnte2020 | IOU workpaper | 2019-06-26 | Fixture | 1 |  | None | 0 | 0 | 0 | 24.9 | 0.011 | -0.415 | [6 empty] | DEER:Indoor_Non-CFL_Ltg | Annual
Any | SWLG011D | Com | Ex | CZ01 | cWtd | SWLG011-01 | ExAnte2020 | IOU workpaper | 2019-06-26 | Fixture | 1 |  | None | 0 | 0 | 0 | 43.4 | 0.00736 | -0.651 | [6 empty] | DEER:Indoor_Non-CFL_Ltg | Annual
Any | SWLG011D | Com | Ex | CZ02 | cWtd | SWLG011-01 | ExAnte2020 | IOU workpaper | 2019-06-26 | Fixture | 1 |  | None | 0 | 0 | 0 | 47.1 | 0.00817 | -0.418 | [6 empty] | DEER:Indoor_Non-CFL_Ltg | Annual
Any | SWLG011D | Com | Ex | CZ03 | cWtd | SWLG011-01 | ExAnte2020 | IOU workpaper | 2019-06-26 | Fixture | 1 |  | None | 0 | 0 | 0 | 47.1 | 0.0079 | -0.365 | [6 empty] | DEER:Indoor_Non-CFL_Ltg | Annual
Any | SWLG011D | Com | Ex | CZ04 | cWtd | SWLG011-01 | ExAnte2020 | IOU workpaper | 2019-06-26 | Fixture | 1 |  | None | 0 | 0 | 0 | 48.5 | 0.0081 | -0.297 | [6 empty] | DEER:Indoor_Non-CFL_Ltg | Annual
Any | SWLG011D | Com | Ex | CZ05 | cWtd | SWLG011-01 | ExAnte2020 | IOU workpaper | 2019-06-26 | Fixture | 1 |  | None | 0 | 0 | 0 | 46.7 | 0.00776 | -0.49 | [6 empty] | DEER:Indoor_Non-CFL_Ltg | Annual
Any | SWLG011D | Com | Ex | CZ06 | cWtd | SWLG011-01 | ExAnte2020 | IOU workpaper | 2019-06-26 | Fixture | 1 |  | None | 0 | 0 | 0 | 49.2 | 0.00816 | -0.219 | [6 empty] | DEER:Indoor_Non-CFL_Ltg | Annual
Any | SWLG011D | Com | Ex | CZ07 | cWtd | SWLG011-01 | ExAnte2020 | IOU workpaper | 2019-06-26 | Fixture | 1 |  | None | 0 | 0 | 0 | 52.7 | 0.00867 | -0.211 | [6 empty] | DEER:Indoor_Non-CFL_Ltg | Annual
Any | SWLG011D | Com | Ex | CZ08 | cWtd | SWLG011-01 | ExAnte2020 | IOU workpaper | 2019-06-26 | Fixture | 1 |  | None | 0 | 0 | 0 | 49.2 | 0.00803 | -0.195 | [6 empty] | DEER:Indoor_Non-CFL_Ltg | Annual
Any | SWLG011D | Com | Ex | CZ09 | cWtd | SWLG011-01 | ExAnte2020 | IOU workpaper | 2019-06-26 | Fixture | 1 |  | None | 0 | 0 | 0 | 49.2 | 0.00836 | -0.213 | [6 empty] | DEER:Indoor_Non-CFL_Ltg | Annual
Any | SWLG011D | Com | Ex | CZ10 | cWtd | SWLG011-01 | ExAnte2020 | IOU workpaper | 2019-06-26 | Fixture | 1 |  | None | 0 | 0 | 0 | 47.9 | 0.0081 | -0.228 | [6 empty] | DEER:Indoor_Non-CFL_Ltg | Annual
Any | SWLG011D | Com | Ex | CZ11 | cWtd | SWLG011-01 | ExAnte2020 | IOU workpaper | 2019-06-26 | Fixture | 1 |  | None | 0 | 0 | 0 | 47.6 | 0.00824 | -0.379 | [6 empty] | DEER:Indoor_Non-CFL_Ltg | Annual
Any | SWLG011D | Com | Ex | CZ12 | cWtd | SWLG011-01 | ExAnte2020 | IOU workpaper | 2019-06-26 | Fixture | 1 |  | None | 0 | 0 | 0 | 47.6 | 0.00837 | -0.339 | [6 empty] | DEER:Indoor_Non-CFL_Ltg | Annual
Any | SWLG011D | Com | Ex | CZ13 | cWtd | SWLG011-01 | ExAnte2020 | IOU workpaper | 2019-06-26 | Fixture | 1 |  | None | 0 | 0 | 0 | 48.5 | 0.00817 | -0.324 | [6 empty] | DEER:Indoor_Non-CFL_Ltg | Annual
Any | SWLG011D | Com | Ex | CZ14 | cWtd | SWLG011-01 | ExAnte2020 | IOU workpaper | 2019-06-26 | Fixture | 1 |  | None | 0 | 0 | 0 | 48.3 | 0.00836 | -0.369 | [6 empty] | DEER:Indoor_Non-CFL_Ltg | Annual
Any | SWLG011D | Com | Ex | CZ15 | cWtd | SWLG011-01 | ExAnte2020 | IOU workpaper | 2019-06-26 | Fixture | 1 |  | None | 0 | 0 | 0 | 52 | 0.00856 | -0.106 | [6 empty] | DEER:Indoor_Non-CFL_Ltg | Annual
Any | SWLG011D | Com | Ex | CZ16 | cWtd | SWLG011-01 | ExAnte2020 | IOU workpaper | 2019-06-26 | Fixture | 1 |  | None | 0 | 0 | 0 | 45.1 | 0.0081 | -0.656 | [6 empty] | DEER:Indoor_Non-CFL_Ltg | Annual
Any | SWLG011D | ECC | Ex | CZ01 | cWtd | SWLG011-01 | ExAnte2020 | IOU workpaper | 2019-06-26 | Fixture | 1 |  | None | 0 | 0 | 0 | 38.8 | 0.00627 | -1.09 | [6 empty] | DEER:Indoor_Non-CFL_Ltg | Annual
Any | SWLG011D | ECC | Ex | CZ02 | cWtd | SWLG011-01 | ExAnte2020 | IOU workpaper | 2019-06-26 | Fixture | 1 |  | None | 0 | 0 | 0 | 41.3 | 0.00752 | -0.689 | [6 empty] | DEER:Indoor_Non-CFL_Ltg | Annual
Any | SWLG011D | ECC | Ex | CZ03 | cWtd | SWLG011-01 | ExAnte2020 | IOU workpaper | 2019-06-26 | Fixture | 1 |  | None | 0 | 0 | 0 | 40.5 | 0.00722 | -0.797 | [6 empty] | DEER:Indoor_Non-CFL_Ltg | Annual
Any | SWLG011D | ECC | Ex | CZ04 | cWtd | SWLG011-01 | ExAnte2020 | IOU workpaper | 2019-06-26 | Fixture | 1 |  | None | 0 | 0 | 0 | 41.7 | 0.00752 | -0.609 | [6 empty] | DEER:Indoor_Non-CFL_Ltg | Annual
Any | SWLG011D | ECC | Ex | CZ05 | cWtd | SWLG011-01 | ExAnte2020 | IOU workpaper | 2019-06-26 | Fixture | 1 |  | None | 0 | 0 | 0 | 40.5 | 0.00698 | -0.797 | [6 empty] | DEER:Indoor_Non-CFL_Ltg | Annual
Any | SWLG011D | ECC | Ex | CZ06 | cWtd | SWLG011-01 | ExAnte2020 | IOU workpaper | 2019-06-26 | Fixture | 1 |  | None | 0 | 0 | 0 | 42.9 | 0.00788 | -0.433 | [6 empty] | DEER:Indoor_Non-CFL_Ltg | Annual
Any | SWLG011D | ECC | Ex | CZ07 | cWtd | SWLG011-01 | ExAnte2020 | IOU workpaper | 2019-06-26 | Fixture | 1 |  | None | 0 | 0 | 0 | 42.9 | 0.00752 | -0.433 | [6 empty] | DEER:Indoor_Non-CFL_Ltg | Annual
Any | SWLG011D | ECC | Ex | CZ08 | cWtd | SWLG011-01 | ExAnte2020 | IOU workpaper | 2019-06-26 | Fixture | 1 |  | None | 0 | 0 | 0 | 43.3 | 0.00746 | -0.358 | [6 empty] | DEER:Indoor_Non-CFL_Ltg | Annual
Any | SWLG011D | ECC | Ex | CZ09 | cWtd | SWLG011-01 | ExAnte2020 | IOU workpaper | 2019-06-26 | Fixture | 1 |  | None | 0 | 0 | 0 | 42.5 | 0.00782 | -0.405 | [6 empty] | DEER:Indoor_Non-CFL_Ltg | Annual
Any | SWLG011D | ECC | Ex | CZ10 | cWtd | SWLG011-01 | ExAnte2020 | IOU workpaper | 2019-06-26 | Fixture | 1 |  | None | 0 | 0 | 0 | 42.5 | 0.0077 | -0.393 | [6 empty] | DEER:Indoor_Non-CFL_Ltg | Annual
Any | SWLG011D | ECC | Ex | CZ11 | cWtd | SWLG011-01 | ExAnte2020 | IOU workpaper | 2019-06-26 | Fixture | 1 |  | None | 0 | 0 | 0 | 42.5 | 0.00776 | -0.565 | [6 empty] | DEER:Indoor_Non-CFL_Ltg | Annual
Any | SWLG011D | ECC | Ex | CZ12 | cWtd | SWLG011-01 | ExAnte2020 | IOU workpaper | 2019-06-26 | Fixture | 1 |  | None | 0 | 0 | 0 | 42.5 | 0.0077 | -0.601 | [6 empty] | DEER:Indoor_Non-CFL_Ltg | Annual
Any | SWLG011D | ECC | Ex | CZ13 | cWtd | SWLG011-01 | ExAnte2020 | IOU workpaper | 2019-06-26 | Fixture | 1 |  | None | 0 | 0 | 0 | 42.9 | 0.0077 | -0.517 | [6 empty] | DEER:Indoor_Non-CFL_Ltg | Annual
Any | SWLG011D | ECC | Ex | CZ14 | cWtd | SWLG011-01 | ExAnte2020 | IOU workpaper | 2019-06-26 | Fixture | 1 |  | None | 0 | 0 | 0 | 42.9 | 0.0077 | -0.529 | [6 empty] | DEER:Indoor_Non-CFL_Ltg | Annual
Any | SWLG011D | ECC | Ex | CZ15 | cWtd | SWLG011-01 | ExAnte2020 | IOU workpaper | 2019-06-26 | Fixture | 1 |  | None | 0 | 0 | 0 | 44.9 | 0.0077 | -0.18 | [6 empty] | DEER:Indoor_Non-CFL_Ltg | Annual
Any | SWLG011D | ECC | Ex | CZ16 | cWtd | SWLG011-01 | ExAnte2020 | IOU workpaper | 2019-06-26 | Fixture | 1 |  | None | 0 | 0 | 0 | 40.5 | 0.00758 | -0.813 | [6 empty] | DEER:Indoor_Non-CFL_Ltg | Annual
Any | SWLG011D | EPr | Ex | CZ01 | cWtd | SWLG011-01 | ExAnte2020 | IOU workpaper | 2019-06-26 | Fixture | 1 |  | None | 0 | 0 | 0 | 33 | 0.00801 | -0.878 | [6 empty] | DEER:Indoor_Non-CFL_Ltg | Annual
Any | SWLG011D | EPr | Ex | CZ02 | cWtd | SWLG011-01 | ExAnte2020 | IOU workpaper | 2019-06-26 | Fixture | 1 |  | None | 0 | 0 | 0 | 34.8 | 0.0118 | -0.636 | [6 empty] | DEER:Indoor_Non-CFL_Ltg | Annual
Any | SWLG011D | EPr | Ex | CZ03 | cWtd | SWLG011-01 | ExAnte2020 | IOU workpaper | 2019-06-26 | Fixture | 1 |  | None | 0 | 0 | 0 | 34.4 | 0.00786 | -0.689 | [6 empty] | DEER:Indoor_Non-CFL_Ltg | Annual
Any | SWLG011D | EPr | Ex | CZ04 | cWtd | SWLG011-01 | ExAnte2020 | IOU workpaper | 2019-06-26 | Fixture | 1 |  | None | 0 | 0 | 0 | 35.1 | 0.00904 | -0.573 | [6 empty] | DEER:Indoor_Non-CFL_Ltg | Annual
Any | SWLG011D | EPr | Ex | CZ05 | cWtd | SWLG011-01 | ExAnte2020 | IOU workpaper | 2019-06-26 | Fixture | 1 |  | None | 0 | 0 | 0 | 34.4 | 0.00872 | -0.689 | [6 empty] | DEER:Indoor_Non-CFL_Ltg | Annual
Any | SWLG011D | EPr | Ex | CZ06 | cWtd | SWLG011-01 | ExAnte2020 | IOU workpaper | 2019-06-26 | Fixture | 1 |  | None | 0 | 0 | 0 | 36.2 | 0.00935 | -0.401 | [6 empty] | DEER:Indoor_Non-CFL_Ltg | Annual
Any | SWLG011D | EPr | Ex | CZ07 | cWtd | SWLG011-01 | ExAnte2020 | IOU workpaper | 2019-06-26 | Fixture | 1 |  | None | 0 | 0 | 0 | 35.8 | 0.00943 | -0.429 | [6 empty] | DEER:Indoor_Non-CFL_Ltg | Annual
Any | SWLG011D | EPr | Ex | CZ08 | cWtd | SWLG011-01 | ExAnte2020 | IOU workpaper | 2019-06-26 | Fixture | 1 |  | None | 0 | 0 | 0 | 36.5 | 0.00927 | -0.358 | [6 empty] | DEER:Indoor_Non-CFL_Ltg | Annual
Any | SWLG011D | EPr | Ex | CZ09 | cWtd | SWLG011-01 | ExAnte2020 | IOU workpaper | 2019-06-26 | Fixture | 1 |  | None | 0 | 0 | 0 | 36.5 | 0.00951 | -0.397 | [6 empty] | DEER:Indoor_Non-CFL_Ltg | Annual
Any | SWLG011D | EPr | Ex | CZ10 | cWtd | SWLG011-01 | ExAnte2020 | IOU workpaper | 2019-06-26 | Fixture | 1 |  | None | 0 | 0 | 0 | 37.2 | 0.00943 | -0.365 | [6 empty] | DEER:Indoor_Non-CFL_Ltg | Annual
Any | SWLG011D | EPr | Ex | CZ11 | cWtd | SWLG011-01 | ExAnte2020 | IOU workpaper | 2019-06-26 | Fixture | 1 |  | None | 0 | 0 | 0 | 36.2 | 0.0108 | -0.541 | [6 empty] | DEER:Indoor_Non-CFL_Ltg | Annual
Any | SWLG011D | EPr | Ex | CZ12 | cWtd | SWLG011-01 | ExAnte2020 | IOU workpaper | 2019-06-26 | Fixture | 1 |  | None | 0 | 0 | 0 | 35.5 | 0.0123 | -0.555 | [6 empty] | DEER:Indoor_Non-CFL_Ltg | Annual
Any | SWLG011D | EPr | Ex | CZ13 | cWtd | SWLG011-01 | ExAnte2020 | IOU workpaper | 2019-06-26 | Fixture | 1 |  | None | 0 | 0 | 0 | 36.2 | 0.0101 | -0.52 | [6 empty] | DEER:Indoor_Non-CFL_Ltg | Annual
Any | SWLG011D | EPr | Ex | CZ14 | cWtd | SWLG011-01 | ExAnte2020 | IOU workpaper | 2019-06-26 | Fixture | 1 |  | None | 0 | 0 | 0 | 36.5 | 0.00935 | -0.478 | [6 empty] | DEER:Indoor_Non-CFL_Ltg | Annual
Any | SWLG011D | EPr | Ex | CZ15 | cWtd | SWLG011-01 | ExAnte2020 | IOU workpaper | 2019-06-26 | Fixture | 1 |  | None | 0 | 0 | 0 | 39.7 | 0.00959 | -0.174 | [6 empty] | DEER:Indoor_Non-CFL_Ltg | Annual
Any | SWLG011D | EPr | Ex | CZ16 | cWtd | SWLG011-01 | ExAnte2020 | IOU workpaper | 2019-06-26 | Fixture | 1 |  | None | 0 | 0 | 0 | 33.4 | 0.00778 | -0.71 | [6 empty] | DEER:Indoor_Non-CFL_Ltg | Annual
Any | SWLG011D | ERC | Ex | CZ01 | cWtd | SWLG011-01 | ExAnte2020 | IOU workpaper | 2019-06-26 | Fixture | 1 |  | None | 0 | 0 | 0 | 16.2 | 0.0036 | -0.309 | [6 empty] | DEER:Indoor_Non-CFL_Ltg | Annual
Any | SWLG011D | ERC | Ex | CZ02 | cWtd | SWLG011-01 | ExAnte2020 | IOU workpaper | 2019-06-26 | Fixture | 1 |  | None | 0 | 0 | 0 | 17.2 | 0.00437 | -0.217 | [6 empty] | DEER:Indoor_Non-CFL_Ltg | Annual
Any | SWLG011D | ERC | Ex | CZ03 | cWtd | SWLG011-01 | ExAnte2020 | IOU workpaper | 2019-06-26 | Fixture | 1 |  | None | 0 | 0 | 0 | 17.2 | 0.00317 | -0.194 | [6 empty] | DEER:Indoor_Non-CFL_Ltg | Annual
Any | SWLG011D | ERC | Ex | CZ04 | cWtd | SWLG011-01 | ExAnte2020 | IOU workpaper | 2019-06-26 | Fixture | 1 |  | None | 0 | 0 | 0 | 17.6 | 0.00363 | -0.161 | [6 empty] | DEER:Indoor_Non-CFL_Ltg | Annual
Any | SWLG011D | ERC | Ex | CZ05 | cWtd | SWLG011-01 | ExAnte2020 | IOU workpaper | 2019-06-26 | Fixture | 1 |  | None | 0 | 0 | 0 | 17.4 | 0.00328 | -0.174 | [6 empty] | DEER:Indoor_Non-CFL_Ltg | Annual
Any | SWLG011D | ERC | Ex | CZ06 | cWtd | SWLG011-01 | ExAnte2020 | IOU workpaper | 2019-06-26 | Fixture | 1 |  | None | 0 | 0 | 0 | 18.4 | 0.00369 | -0.124 | [6 empty] | DEER:Indoor_Non-CFL_Ltg | Annual
Any | SWLG011D | ERC | Ex | CZ07 | cWtd | SWLG011-01 | ExAnte2020 | IOU workpaper | 2019-06-26 | Fixture | 1 |  | None | 0 | 0 | 0 | 18.4 | 0.0036 | -0.101 | [6 empty] | DEER:Indoor_Non-CFL_Ltg | Annual
Any | SWLG011D | ERC | Ex | CZ08 | cWtd | SWLG011-01 | ExAnte2020 | IOU workpaper | 2019-06-26 | Fixture | 1 |  | None | 0 | 0 | 0 | 18.7 | 0.00375 | -0.0932 | [6 empty] | DEER:Indoor_Non-CFL_Ltg | Annual
Any | SWLG011D | ERC | Ex | CZ09 | cWtd | SWLG011-01 | ExAnte2020 | IOU workpaper | 2019-06-26 | Fixture | 1 |  | None | 0 | 0 | 0 | 18.6 | 0.00402 | -0.118 | [6 empty] | DEER:Indoor_Non-CFL_Ltg | Annual
Any | SWLG011D | ERC | Ex | CZ10 | cWtd | SWLG011-01 | ExAnte2020 | IOU workpaper | 2019-06-26 | Fixture | 1 |  | None | 0 | 0 | 0 | 18.7 | 0.00407 | -0.127 | [6 empty] | DEER:Indoor_Non-CFL_Ltg | Annual
Any | SWLG011D | ERC | Ex | CZ11 | cWtd | SWLG011-01 | ExAnte2020 | IOU workpaper | 2019-06-26 | Fixture | 1 |  | None | 0 | 0 | 0 | 17.7 | 0.00428 | -0.186 | [6 empty] | DEER:Indoor_Non-CFL_Ltg | Annual
Any | SWLG011D | ERC | Ex | CZ12 | cWtd | SWLG011-01 | ExAnte2020 | IOU workpaper | 2019-06-26 | Fixture | 1 |  | None | 0 | 0 | 0 | 17.6 | 0.00425 | -0.191 | [6 empty] | DEER:Indoor_Non-CFL_Ltg | Annual
Any | SWLG011D | ERC | Ex | CZ13 | cWtd | SWLG011-01 | ExAnte2020 | IOU workpaper | 2019-06-26 | Fixture | 1 |  | None | 0 | 0 | 0 | 17.9 | 0.0041 | -0.171 | [6 empty] | DEER:Indoor_Non-CFL_Ltg | Annual
Any | SWLG011D | ERC | Ex | CZ14 | cWtd | SWLG011-01 | ExAnte2020 | IOU workpaper | 2019-06-26 | Fixture | 1 |  | None | 0 | 0 | 0 | 18.2 | 0.00413 | -0.181 | [6 empty] | DEER:Indoor_Non-CFL_Ltg | Annual
Any | SWLG011D | ERC | Ex | CZ15 | cWtd | SWLG011-01 | ExAnte2020 | IOU workpaper | 2019-06-26 | Fixture | 1 |  | None | 0 | 0 | 0 | 19.9 | 0.00428 | -0.0483 | [6 empty] | DEER:Indoor_Non-CFL_Ltg | Annual
Any | SWLG011D | ERC | Ex | CZ16 | cWtd | SWLG011-01 | ExAnte2020 | IOU workpaper | 2019-06-26 | Fixture | 1 |  | None | 0 | 0 | 0 | 16.6 | 0.00381 | -0.264 | [6 empty] | DEER:Indoor_Non-CFL_Ltg | Annual
Any | SWLG011D | ESe | Ex | CZ01 | cWtd | SWLG011-01 | ExAnte2020 | IOU workpaper | 2019-06-26 | Fixture | 1 |  | None | 0 | 0 | 0 | 33.4 | 0.00803 | -0.815 | [6 empty] | DEER:Indoor_Non-CFL_Ltg | Annual
Any | SWLG011D | ESe | Ex | CZ02 | cWtd | SWLG011-01 | ExAnte2020 | IOU workpaper | 2019-06-26 | Fixture | 1 |  | None | 0 | 0 | 0 | 35.1 | 0.0112 | -0.587 | [6 empty] | DEER:Indoor_Non-CFL_Ltg | Annual
Any | SWLG011D | ESe | Ex | CZ03 | cWtd | SWLG011-01 | ExAnte2020 | IOU workpaper | 2019-06-26 | Fixture | 1 |  | None | 0 | 0 | 0 | 34.4 | 0.00834 | -0.633 | [6 empty] | DEER:Indoor_Non-CFL_Ltg | Annual
Any | SWLG011D | ESe | Ex | CZ04 | cWtd | SWLG011-01 | ExAnte2020 | IOU workpaper | 2019-06-26 | Fixture | 1 |  | None | 0 | 0 | 0 | 35.5 | 0.00881 | -0.52 | [6 empty] | DEER:Indoor_Non-CFL_Ltg | Annual
Any | SWLG011D | ESe | Ex | CZ05 | cWtd | SWLG011-01 | ExAnte2020 | IOU workpaper | 2019-06-26 | Fixture | 1 |  | None | 0 | 0 | 0 | 34.4 | 0.00842 | -0.608 | [6 empty] | DEER:Indoor_Non-CFL_Ltg | Annual
Any | SWLG011D | ESe | Ex | CZ06 | cWtd | SWLG011-01 | ExAnte2020 | IOU workpaper | 2019-06-26 | Fixture | 1 |  | None | 0 | 0 | 0 | 36.2 | 0.0092 | -0.394 | [6 empty] | DEER:Indoor_Non-CFL_Ltg | Annual
Any | SWLG011D | ESe | Ex | CZ07 | cWtd | SWLG011-01 | ExAnte2020 | IOU workpaper | 2019-06-26 | Fixture | 1 |  | None | 0 | 0 | 0 | 35.8 | 0.0092 | -0.383 | [6 empty] | DEER:Indoor_Non-CFL_Ltg | Annual
Any | SWLG011D | ESe | Ex | CZ08 | cWtd | SWLG011-01 | ExAnte2020 | IOU workpaper | 2019-06-26 | Fixture | 1 |  | None | 0 | 0 | 0 | 36.9 | 0.00904 | -0.329 | [6 empty] | DEER:Indoor_Non-CFL_Ltg | Annual
Any | SWLG011D | ESe | Ex | CZ09 | cWtd | SWLG011-01 | ExAnte2020 | IOU workpaper | 2019-06-26 | Fixture | 1 |  | None | 0 | 0 | 0 | 36.9 | 0.00935 | -0.369 | [6 empty] | DEER:Indoor_Non-CFL_Ltg | Annual
Any | SWLG011D | ESe | Ex | CZ10 | cWtd | SWLG011-01 | ExAnte2020 | IOU workpaper | 2019-06-26 | Fixture | 1 |  | None | 0 | 0 | 0 | 36.9 | 0.00928 | -0.383 | [6 empty] | DEER:Indoor_Non-CFL_Ltg | Annual
Any | SWLG011D | ESe | Ex | CZ11 | cWtd | SWLG011-01 | ExAnte2020 | IOU workpaper | 2019-06-26 | Fixture | 1 |  | None | 0 | 0 | 0 | 36.2 | 0.0102 | -0.517 | [6 empty] | DEER:Indoor_Non-CFL_Ltg | Annual
Any | SWLG011D | ESe | Ex | CZ12 | cWtd | SWLG011-01 | ExAnte2020 | IOU workpaper | 2019-06-26 | Fixture | 1 |  | None | 0 | 0 | 0 | 35.8 | 0.0115 | -0.531 | [6 empty] | DEER:Indoor_Non-CFL_Ltg | Annual
Any | SWLG011D | ESe | Ex | CZ13 | cWtd | SWLG011-01 | ExAnte2020 | IOU workpaper | 2019-06-26 | Fixture | 1 |  | None | 0 | 0 | 0 | 36.5 | 0.00982 | -0.478 | [6 empty] | DEER:Indoor_Non-CFL_Ltg | Annual
Any | SWLG011D | ESe | Ex | CZ14 | cWtd | SWLG011-01 | ExAnte2020 | IOU workpaper | 2019-06-26 | Fixture | 1 |  | None | 0 | 0 | 0 | 36.5 | 0.00912 | -0.471 | [6 empty] | DEER:Indoor_Non-CFL_Ltg | Annual
Any | SWLG011D | ESe | Ex | CZ15 | cWtd | SWLG011-01 | ExAnte2020 | IOU workpaper | 2019-06-26 | Fixture | 1 |  | None | 0 | 0 | 0 | 39.7 | 0.0104 | -0.18 | [6 empty] | DEER:Indoor_Non-CFL_Ltg | Annual
Any | SWLG011D | ESe | Ex | CZ16 | cWtd | SWLG011-01 | ExAnte2020 | IOU workpaper | 2019-06-26 | Fixture | 1 |  | None | 0 | 0 | 0 | 33.7 | 0.011 | -0.654 | [6 empty] | DEER:Indoor_Non-CFL_Ltg | Annual
Any | SWLG011D | EUn | Ex | CZ01 | cWtd | SWLG011-01 | ExAnte2020 | IOU workpaper | 2019-06-26 | Fixture | 1 |  | None | 0 | 0 | 0 | 37 | 0.0105 | -1.11 | [6 empty] | DEER:Indoor_Non-CFL_Ltg | Annual
Any | SWLG011D | EUn | Ex | CZ02 | cWtd | SWLG011-01 | ExAnte2020 | IOU workpaper | 2019-06-26 | Fixture | 1 |  | None | 0 | 0 | 0 | 39.3 | 0.0117 | -0.736 | [6 empty] | DEER:Indoor_Non-CFL_Ltg | Annual
Any | SWLG011D | EUn | Ex | CZ03 | cWtd | SWLG011-01 | ExAnte2020 | IOU workpaper | 2019-06-26 | Fixture | 1 |  | None | 0 | 0 | 0 | 38.5 | 0.0117 | -0.846 | [6 empty] | DEER:Indoor_Non-CFL_Ltg | Annual
Any | SWLG011D | EUn | Ex | CZ04 | cWtd | SWLG011-01 | ExAnte2020 | IOU workpaper | 2019-06-26 | Fixture | 1 |  | None | 0 | 0 | 0 | 39.6 | 0.0117 | -0.653 | [6 empty] | DEER:Indoor_Non-CFL_Ltg | Annual
Any | SWLG011D | EUn | Ex | CZ05 | cWtd | SWLG011-01 | ExAnte2020 | IOU workpaper | 2019-06-26 | Fixture | 1 |  | None | 0 | 0 | 0 | 38.5 | 0.0112 | -0.83 | [6 empty] | DEER:Indoor_Non-CFL_Ltg | Annual
Any | SWLG011D | EUn | Ex | CZ06 | cWtd | SWLG011-01 | ExAnte2020 | IOU workpaper | 2019-06-26 | Fixture | 1 |  | None | 0 | 0 | 0 | 40.8 | 0.0119 | -0.521 | [6 empty] | DEER:Indoor_Non-CFL_Ltg | Annual
Any | SWLG011D | EUn | Ex | CZ07 | cWtd | SWLG011-01 | ExAnte2020 | IOU workpaper | 2019-06-26 | Fixture | 1 |  | None | 0 | 0 | 0 | 40.4 | 0.0121 | -0.528 | [6 empty] | DEER:Indoor_Non-CFL_Ltg | Annual
Any | SWLG011D | EUn | Ex | CZ08 | cWtd | SWLG011-01 | ExAnte2020 | IOU workpaper | 2019-06-26 | Fixture | 1 |  | None | 0 | 0 | 0 | 40.8 | 0.0119 | -0.449 | [6 empty] | DEER:Indoor_Non-CFL_Ltg | Annual
Any | SWLG011D | EUn | Ex | CZ09 | cWtd | SWLG011-01 | ExAnte2020 | IOU workpaper | 2019-06-26 | Fixture | 1 |  | None | 0 | 0 | 0 | 40.8 | 0.0124 | -0.472 | [6 empty] | DEER:Indoor_Non-CFL_Ltg | Annual
Any | SWLG011D | EUn | Ex | CZ10 | cWtd | SWLG011-01 | ExAnte2020 | IOU workpaper | 2019-06-26 | Fixture | 1 |  | None | 0 | 0 | 0 | 40.8 | 0.0121 | -0.483 | [6 empty] | DEER:Indoor_Non-CFL_Ltg | Annual
Any | SWLG011D | EUn | Ex | CZ11 | cWtd | SWLG011-01 | ExAnte2020 | IOU workpaper | 2019-06-26 | Fixture | 1 |  | None | 0 | 0 | 0 | 40 | 0.0119 | -0.585 | [6 empty] | DEER:Indoor_Non-CFL_Ltg | Annual
Any | SWLG011D | EUn | Ex | CZ12 | cWtd | SWLG011-01 | ExAnte2020 | IOU workpaper | 2019-06-26 | Fixture | 1 |  | None | 0 | 0 | 0 | 40 | 0.0119 | -0.63 | [6 empty] | DEER:Indoor_Non-CFL_Ltg | Annual
Any | SWLG011D | EUn | Ex | CZ13 | cWtd | SWLG011-01 | ExAnte2020 | IOU workpaper | 2019-06-26 | Fixture | 1 |  | None | 0 | 0 | 0 | 40.4 | 0.012 | -0.551 | [6 empty] | DEER:Indoor_Non-CFL_Ltg | Annual
Any | SWLG011D | EUn | Ex | CZ14 | cWtd | SWLG011-01 | ExAnte2020 | IOU workpaper | 2019-06-26 | Fixture | 1 |  | None | 0 | 0 | 0 | 40.4 | 0.0131 | -0.593 | [6 empty] | DEER:Indoor_Non-CFL_Ltg | Annual
Any | SWLG011D | EUn | Ex | CZ15 | cWtd | SWLG011-01 | ExAnte2020 | IOU workpaper | 2019-06-26 | Fixture | 1 |  | None | 0 | 0 | 0 | 43 | 0.0123 | -0.232 | [6 empty] | DEER:Indoor_Non-CFL_Ltg | Annual
Any | SWLG011D | EUn | Ex | CZ16 | cWtd | SWLG011-01 | ExAnte2020 | IOU workpaper | 2019-06-26 | Fixture | 1 |  | None | 0 | 0 | 0 | 38.1 | 0.0115 | -0.868 | [6 empty] | DEER:Indoor_Non-CFL_Ltg | Annual
Any | SWLG011D | Gro | Ex | CZ01 | cWtd | SWLG011-01 | ExAnte2020 | IOU workpaper | 2019-06-26 | Fixture | 1 |  | None | 0 | 0 | 0 | 81.8 | 0.0136 | -1.41 | [6 empty] | DEER:Indoor_Non-CFL_Ltg | Annual
Any | SWLG011D | Gro | Ex | CZ02 | cWtd | SWLG011-01 | ExAnte2020 | IOU workpaper | 2019-06-26 | Fixture | 1 |  | None | 0 | 0 | 0 | 85.1 | 0.0161 | -1.09 | [6 empty] | DEER:Indoor_Non-CFL_Ltg | Annual
Any | SWLG011D | Gro | Ex | CZ03 | cWtd | SWLG011-01 | ExAnte2020 | IOU workpaper | 2019-06-26 | Fixture | 1 |  | None | 0 | 0 | 0 | 83.5 | 0.0151 | -1.23 | [6 empty] | DEER:Indoor_Non-CFL_Ltg | Annual
Any | SWLG011D | Gro | Ex | CZ04 | cWtd | SWLG011-01 | ExAnte2020 | IOU workpaper | 2019-06-26 | Fixture | 1 |  | None | 0 | 0 | 0 | 85.1 | 0.0156 | -1.05 | [6 empty] | DEER:Indoor_Non-CFL_Ltg | Annual
Any | SWLG011D | Gro | Ex | CZ05 | cWtd | SWLG011-01 | ExAnte2020 | IOU workpaper | 2019-06-26 | Fixture | 1 |  | None | 0 | 0 | 0 | 82.6 | 0.0148 | -1.25 | [6 empty] | DEER:Indoor_Non-CFL_Ltg | Annual
Any | SWLG011D | Gro | Ex | CZ06 | cWtd | SWLG011-01 | ExAnte2020 | IOU workpaper | 2019-06-26 | Fixture | 1 |  | None | 0 | 0 | 0 | 83.5 | 0.0155 | -1.13 | [6 empty] | DEER:Indoor_Non-CFL_Ltg | Annual
Any | SWLG011D | Gro | Ex | CZ07 | cWtd | SWLG011-01 | ExAnte2020 | IOU workpaper | 2019-06-26 | Fixture | 1 |  | None | 0 | 0 | 0 | 83.5 | 0.0151 | -1.14 | [6 empty] | DEER:Indoor_Non-CFL_Ltg | Annual
Any | SWLG011D | Gro | Ex | CZ08 | cWtd | SWLG011-01 | ExAnte2020 | IOU workpaper | 2019-06-26 | Fixture | 1 |  | None | 0 | 0 | 0 | 85.1 | 0.0155 | -1.01 | [6 empty] | DEER:Indoor_Non-CFL_Ltg | Annual
Any | SWLG011D | Gro | Ex | CZ09 | cWtd | SWLG011-01 | ExAnte2020 | IOU workpaper | 2019-06-26 | Fixture | 1 |  | None | 0 | 0 | 0 | 85.1 | 0.0159 | -1 | [6 empty] | DEER:Indoor_Non-CFL_Ltg | Annual
Any | SWLG011D | Gro | Ex | CZ10 | cWtd | SWLG011-01 | ExAnte2020 | IOU workpaper | 2019-06-26 | Fixture | 1 |  | None | 0 | 0 | 0 | 86 | 0.016 | -1.01 | [6 empty] | DEER:Indoor_Non-CFL_Ltg | Annual
Any | SWLG011D | Gro | Ex | CZ11 | cWtd | SWLG011-01 | ExAnte2020 | IOU workpaper | 2019-06-26 | Fixture | 1 |  | None | 0 | 0 | 0 | 87.7 | 0.0165 | -0.893 | [6 empty] | DEER:Indoor_Non-CFL_Ltg | Annual
Any | SWLG011D | Gro | Ex | CZ12 | cWtd | SWLG011-01 | ExAnte2020 | IOU workpaper | 2019-06-26 | Fixture | 1 |  | None | 0 | 0 | 0 | 86 | 0.0164 | -0.968 | [6 empty] | DEER:Indoor_Non-CFL_Ltg | Annual
Any | SWLG011D | Gro | Ex | CZ13 | cWtd | SWLG011-01 | ExAnte2020 | IOU workpaper | 2019-06-26 | Fixture | 1 |  | None | 0 | 0 | 0 | 87.7 | 0.016 | -0.843 | [6 empty] | DEER:Indoor_Non-CFL_Ltg | Annual
Any | SWLG011D | Gro | Ex | CZ14 | cWtd | SWLG011-01 | ExAnte2020 | IOU workpaper | 2019-06-26 | Fixture | 1 |  | None | 0 | 0 | 0 | 86.8 | 0.0161 | -1.04 | [6 empty] | DEER:Indoor_Non-CFL_Ltg | Annual
Any | SWLG011D | Gro | Ex | CZ15 | cWtd | SWLG011-01 | ExAnte2020 | IOU workpaper | 2019-06-26 | Fixture | 1 |  | None | 0 | 0 | 0 | 91.8 | 0.0164 | -0.585 | [6 empty] | DEER:Indoor_Non-CFL_Ltg | Annual
Any | SWLG011D | Gro | Ex | CZ16 | cWtd | SWLG011-01 | ExAnte2020 | IOU workpaper | 2019-06-26 | Fixture | 1 |  | None | 0 | 0 | 0 | 81 | 0.0156 | -1.35 | [6 empty] | DEER:Indoor_Non-CFL_Ltg | Annual
Any | SWLG011D | Hsp | Ex | CZ01 | cWtd | SWLG011-01 | ExAnte2020 | IOU workpaper | 2019-06-26 | Fixture | 1 |  | None | 0 | 0 | 0 | 87.5 | 0.0127 | -2.52 | [6 empty] | DEER:Indoor_Non-CFL_Ltg | Annual
Any | SWLG011D | Hsp | Ex | CZ02 | cWtd | SWLG011-01 | ExAnte2020 | IOU workpaper | 2019-06-26 | Fixture | 1 |  | None | 0 | 0 | 0 | 94.2 | 0.0149 | -1.61 | [6 empty] | DEER:Indoor_Non-CFL_Ltg | Annual
Any | SWLG011D | Hsp | Ex | CZ03 | cWtd | SWLG011-01 | ExAnte2020 | IOU workpaper | 2019-06-26 | Fixture | 1 |  | None | 0 | 0 | 0 | 92.3 | 0.0144 | -1.52 | [6 empty] | DEER:Indoor_Non-CFL_Ltg | Annual
Any | SWLG011D | Hsp | Ex | CZ04 | cWtd | SWLG011-01 | ExAnte2020 | IOU workpaper | 2019-06-26 | Fixture | 1 |  | None | 0 | 0 | 0 | 96.1 | 0.0145 | -1.31 | [6 empty] | DEER:Indoor_Non-CFL_Ltg | Annual
Any | SWLG011D | Hsp | Ex | CZ05 | cWtd | SWLG011-01 | ExAnte2020 | IOU workpaper | 2019-06-26 | Fixture | 1 |  | None | 0 | 0 | 0 | 92.3 | 0.0137 | -1.62 | [6 empty] | DEER:Indoor_Non-CFL_Ltg | Annual
Any | SWLG011D | Hsp | Ex | CZ06 | cWtd | SWLG011-01 | ExAnte2020 | IOU workpaper | 2019-06-26 | Fixture | 1 |  | None | 0 | 0 | 0 | 98.9 | 0.0155 | -0.848 | [6 empty] | DEER:Indoor_Non-CFL_Ltg | Annual
Any | SWLG011D | Hsp | Ex | CZ07 | cWtd | SWLG011-01 | ExAnte2020 | IOU workpaper | 2019-06-26 | Fixture | 1 |  | None | 0 | 0 | 0 | 99.9 | 0.0147 | -0.601 | [6 empty] | DEER:Indoor_Non-CFL_Ltg | Annual
Any | SWLG011D | Hsp | Ex | CZ08 | cWtd | SWLG011-01 | ExAnte2020 | IOU workpaper | 2019-06-26 | Fixture | 1 |  | None | 0 | 0 | 0 | 99.9 | 0.0148 | -0.721 | [6 empty] | DEER:Indoor_Non-CFL_Ltg | Annual
Any | SWLG011D | Hsp | Ex | CZ09 | cWtd | SWLG011-01 | ExAnte2020 | IOU workpaper | 2019-06-26 | Fixture | 1 |  | None | 0 | 0 | 0 | 99.9 | 0.0153 | -0.862 | [6 empty] | DEER:Indoor_Non-CFL_Ltg | Annual
Any | SWLG011D | Hsp | Ex | CZ10 | cWtd | SWLG011-01 | ExAnte2020 | IOU workpaper | 2019-06-26 | Fixture | 1 |  | None | 0 | 0 | 0 | 99.9 | 0.0155 | -0.92 | [6 empty] | DEER:Indoor_Non-CFL_Ltg | Annual
Any | SWLG011D | Hsp | Ex | CZ11 | cWtd | SWLG011-01 | ExAnte2020 | IOU workpaper | 2019-06-26 | Fixture | 1 |  | None | 0 | 0 | 0 | 98 | 0.0148 | -1.35 | [6 empty] | DEER:Indoor_Non-CFL_Ltg | Annual
Any | SWLG011D | Hsp | Ex | CZ12 | cWtd | SWLG011-01 | ExAnte2020 | IOU workpaper | 2019-06-26 | Fixture | 1 |  | None | 0 | 0 | 0 | 97 | 0.0148 | -1.38 | [6 empty] | DEER:Indoor_Non-CFL_Ltg | Annual
Any | SWLG011D | Hsp | Ex | CZ13 | cWtd | SWLG011-01 | ExAnte2020 | IOU workpaper | 2019-06-26 | Fixture | 1 |  | None | 0 | 0 | 0 | 98.9 | 0.0148 | -1.27 | [6 empty] | DEER:Indoor_Non-CFL_Ltg | Annual
Any | SWLG011D | Hsp | Ex | CZ14 | cWtd | SWLG011-01 | ExAnte2020 | IOU workpaper | 2019-06-26 | Fixture | 1 |  | None | 0 | 0 | 0 | 98 | 0.0149 | -1.28 | [6 empty] | DEER:Indoor_Non-CFL_Ltg | Annual
Any | SWLG011D | Hsp | Ex | CZ15 | cWtd | SWLG011-01 | ExAnte2020 | IOU workpaper | 2019-06-26 | Fixture | 1 |  | None | 0 | 0 | 0 | 107 | 0.0151 | -0.485 | [6 empty] | DEER:Indoor_Non-CFL_Ltg | Annual
Any | SWLG011D | Hsp | Ex | CZ16 | cWtd | SWLG011-01 | ExAnte2020 | IOU workpaper | 2019-06-26 | Fixture | 1 |  | None | 0 | 0 | 0 | 92.3 | 0.0147 | -1.78 | [6 empty] | DEER:Indoor_Non-CFL_Ltg | Annual
Any | SWLG011D | Htl | Ex | CZ01 | cWtd | SWLG011-01 | ExAnte2020 | IOU workpaper | 2019-06-26 | Fixture | 1 |  | None | 0 | 0 | 0 | 68.2 | 0.011 | -1.45 | [6 empty] | DEER:Indoor_Non-CFL_Ltg | Annual
Any | SWLG011D | Htl | Ex | CZ02 | cWtd | SWLG011-01 | ExAnte2020 | IOU workpaper | 2019-06-26 | Fixture | 1 |  | None | 0 | 0 | 0 | 76.7 | 0.0125 | -1.04 | [6 empty] | DEER:Indoor_Non-CFL_Ltg | Annual
Any | SWLG011D | Htl | Ex | CZ03 | cWtd | SWLG011-01 | ExAnte2020 | IOU workpaper | 2019-06-26 | Fixture | 1 |  | None | 0 | 0 | 0 | 75.8 | 0.0123 | -1.1 | [6 empty] | DEER:Indoor_Non-CFL_Ltg | Annual
Any | SWLG011D | Htl | Ex | CZ04 | cWtd | SWLG011-01 | ExAnte2020 | IOU workpaper | 2019-06-26 | Fixture | 1 |  | None | 0 | 0 | 0 | 78.3 | 0.0122 | -0.834 | [6 empty] | DEER:Indoor_Non-CFL_Ltg | Annual
Any | SWLG011D | Htl | Ex | CZ05 | cWtd | SWLG011-01 | ExAnte2020 | IOU workpaper | 2019-06-26 | Fixture | 1 |  | None | 0 | 0 | 0 | 75 | 0.0118 | -1.13 | [6 empty] | DEER:Indoor_Non-CFL_Ltg | Annual
Any | SWLG011D | Htl | Ex | CZ06 | cWtd | SWLG011-01 | ExAnte2020 | IOU workpaper | 2019-06-26 | Fixture | 1 |  | None | 0 | 0 | 0 | 85.1 | 0.0128 | -0.592 | [6 empty] | DEER:Indoor_Non-CFL_Ltg | Annual
Any | SWLG011D | Htl | Ex | CZ07 | cWtd | SWLG011-01 | ExAnte2020 | IOU workpaper | 2019-06-26 | Fixture | 1 |  | None | 0 | 0 | 0 | 86.8 | 0.0127 | -0.527 | [6 empty] | DEER:Indoor_Non-CFL_Ltg | Annual
Any | SWLG011D | Htl | Ex | CZ08 | cWtd | SWLG011-01 | ExAnte2020 | IOU workpaper | 2019-06-26 | Fixture | 1 |  | None | 0 | 0 | 0 | 87.6 | 0.0126 | -0.521 | [6 empty] | DEER:Indoor_Non-CFL_Ltg | Annual
Any | SWLG011D | Htl | Ex | CZ09 | cWtd | SWLG011-01 | ExAnte2020 | IOU workpaper | 2019-06-26 | Fixture | 1 |  | None | 0 | 0 | 0 | 85.9 | 0.0131 | -0.601 | [6 empty] | DEER:Indoor_Non-CFL_Ltg | Annual
Any | SWLG011D | Htl | Ex | CZ10 | cWtd | SWLG011-01 | ExAnte2020 | IOU workpaper | 2019-06-26 | Fixture | 1 |  | None | 0 | 0 | 0 | 85.1 | 0.0132 | -0.625 | [6 empty] | DEER:Indoor_Non-CFL_Ltg | Annual
Any | SWLG011D | Htl | Ex | CZ11 | cWtd | SWLG011-01 | ExAnte2020 | IOU workpaper | 2019-06-26 | Fixture | 1 |  | None | 0 | 0 | 0 | 79.2 | 0.0125 | -1.03 | [6 empty] | DEER:Indoor_Non-CFL_Ltg | Annual
Any | SWLG011D | Htl | Ex | CZ12 | cWtd | SWLG011-01 | ExAnte2020 | IOU workpaper | 2019-06-26 | Fixture | 1 |  | None | 0 | 0 | 0 | 78.3 | 0.0125 | -0.994 | [6 empty] | DEER:Indoor_Non-CFL_Ltg | Annual
Any | SWLG011D | Htl | Ex | CZ13 | cWtd | SWLG011-01 | ExAnte2020 | IOU workpaper | 2019-06-26 | Fixture | 1 |  | None | 0 | 0 | 0 | 79.2 | 0.0124 | -0.91 | [6 empty] | DEER:Indoor_Non-CFL_Ltg | Annual
Any | SWLG011D | Htl | Ex | CZ14 | cWtd | SWLG011-01 | ExAnte2020 | IOU workpaper | 2019-06-26 | Fixture | 1 |  | None | 0 | 0 | 0 | 80.9 | 0.0127 | -0.707 | [6 empty] | DEER:Indoor_Non-CFL_Ltg | Annual
Any | SWLG011D | Htl | Ex | CZ15 | cWtd | SWLG011-01 | ExAnte2020 | IOU workpaper | 2019-06-26 | Fixture | 1 |  | None | 0 | 0 | 0 | 92.7 | 0.0132 | -0.366 | [6 empty] | DEER:Indoor_Non-CFL_Ltg | Annual
Any | SWLG011D | Htl | Ex | CZ16 | cWtd | SWLG011-01 | ExAnte2020 | IOU workpaper | 2019-06-26 | Fixture | 1 |  | None | 0 | 0 | 0 | 73.3 | 0.0125 | -1 | [6 empty] | DEER:Indoor_Non-CFL_Ltg | Annual
Any | SWLG011D | MBT | Ex | CZ01 | cWtd | SWLG011-01 | ExAnte2020 | IOU workpaper | 2019-06-26 | Fixture | 1 |  | None | 0 | 0 | 0 | 41.4 | 0.00464 | -0.402 | [6 empty] | DEER:Indoor_Non-CFL_Ltg | Annual
Any | SWLG011D | MBT | Ex | CZ02 | cWtd | SWLG011-01 | ExAnte2020 | IOU workpaper | 2019-06-26 | Fixture | 1 |  | None | 0 | 0 | 0 | 43.9 | 0.00533 | -0.225 | [6 empty] | DEER:Indoor_Non-CFL_Ltg | Annual
Any | SWLG011D | MBT | Ex | CZ03 | cWtd | SWLG011-01 | ExAnte2020 | IOU workpaper | 2019-06-26 | Fixture | 1 |  | None | 0 | 0 | 0 | 43.9 | 0.0052 | -0.178 | [6 empty] | DEER:Indoor_Non-CFL_Ltg | Annual
Any | SWLG011D | MBT | Ex | CZ04 | cWtd | SWLG011-01 | ExAnte2020 | IOU workpaper | 2019-06-26 | Fixture | 1 |  | None | 0 | 0 | 0 | 44.8 | 0.00533 | -0.148 | [6 empty] | DEER:Indoor_Non-CFL_Ltg | Annual
Any | SWLG011D | MBT | Ex | CZ05 | cWtd | SWLG011-01 | ExAnte2020 | IOU workpaper | 2019-06-26 | Fixture | 1 |  | None | 0 | 0 | 0 | 43.9 | 0.00528 | -0.189 | [6 empty] | DEER:Indoor_Non-CFL_Ltg | Annual
Any | SWLG011D | MBT | Ex | CZ06 | cWtd | SWLG011-01 | ExAnte2020 | IOU workpaper | 2019-06-26 | Fixture | 1 |  | None | 0 | 0 | 0 | 46.1 | 0.00559 | -0.102 | [6 empty] | DEER:Indoor_Non-CFL_Ltg | Annual
Any | SWLG011D | MBT | Ex | CZ07 | cWtd | SWLG011-01 | ExAnte2020 | IOU workpaper | 2019-06-26 | Fixture | 1 |  | None | 0 | 0 | 0 | 46.5 | 0.00563 | -0.0691 | [6 empty] | DEER:Indoor_Non-CFL_Ltg | Annual
Any | SWLG011D | MBT | Ex | CZ08 | cWtd | SWLG011-01 | ExAnte2020 | IOU workpaper | 2019-06-26 | Fixture | 1 |  | None | 0 | 0 | 0 | 46.9 | 0.00559 | -0.0853 | [6 empty] | DEER:Indoor_Non-CFL_Ltg | Annual
Any | SWLG011D | MBT | Ex | CZ09 | cWtd | SWLG011-01 | ExAnte2020 | IOU workpaper | 2019-06-26 | Fixture | 1 |  | None | 0 | 0 | 0 | 46.5 | 0.0058 | -0.105 | [6 empty] | DEER:Indoor_Non-CFL_Ltg | Annual
Any | SWLG011D | MBT | Ex | CZ10 | cWtd | SWLG011-01 | ExAnte2020 | IOU workpaper | 2019-06-26 | Fixture | 1 |  | None | 0 | 0 | 0 | 46.9 | 0.0058 | -0.084 | [6 empty] | DEER:Indoor_Non-CFL_Ltg | Annual
Any | SWLG011D | MBT | Ex | CZ11 | cWtd | SWLG011-01 | ExAnte2020 | IOU workpaper | 2019-06-26 | Fixture | 1 |  | None | 0 | 0 | 0 | 44.8 | 0.00537 | -0.229 | [6 empty] | DEER:Indoor_Non-CFL_Ltg | Annual
Any | SWLG011D | MBT | Ex | CZ12 | cWtd | SWLG011-01 | ExAnte2020 | IOU workpaper | 2019-06-26 | Fixture | 1 |  | None | 0 | 0 | 0 | 44.4 | 0.00533 | -0.217 | [6 empty] | DEER:Indoor_Non-CFL_Ltg | Annual
Any | SWLG011D | MBT | Ex | CZ13 | cWtd | SWLG011-01 | ExAnte2020 | IOU workpaper | 2019-06-26 | Fixture | 1 |  | None | 0 | 0 | 0 | 44.8 | 0.00528 | -0.197 | [6 empty] | DEER:Indoor_Non-CFL_Ltg | Annual
Any | SWLG011D | MBT | Ex | CZ14 | cWtd | SWLG011-01 | ExAnte2020 | IOU workpaper | 2019-06-26 | Fixture | 1 |  | None | 0 | 0 | 0 | 45.6 | 0.00576 | -0.22 | [6 empty] | DEER:Indoor_Non-CFL_Ltg | Annual
Any | SWLG011D | MBT | Ex | CZ15 | cWtd | SWLG011-01 | ExAnte2020 | IOU workpaper | 2019-06-26 | Fixture | 1 |  | None | 0 | 0 | 0 | 49.1 | 0.00571 | -0.0337 | [6 empty] | DEER:Indoor_Non-CFL_Ltg | Annual
Any | SWLG011D | MBT | Ex | CZ16 | cWtd | SWLG011-01 | ExAnte2020 | IOU workpaper | 2019-06-26 | Fixture | 1 |  | None | 0 | 0 | 0 | 43.1 | 0.00546 | -0.512 | [6 empty] | DEER:Indoor_Non-CFL_Ltg | Annual
Any | SWLG011D | MLI | Ex | CZ01 | cWtd | SWLG011-01 | ExAnte2020 | IOU workpaper | 2019-06-26 | Fixture | 1 |  | None | 0 | 0 | 0 | 39.8 | 0.00507 | -0.741 | [6 empty] | DEER:Indoor_Non-CFL_Ltg | Annual
Any | SWLG011D | MLI | Ex | CZ02 | cWtd | SWLG011-01 | ExAnte2020 | IOU workpaper | 2019-06-26 | Fixture | 1 |  | None | 0 | 0 | 0 | 42.4 | 0.00555 | -0.467 | [6 empty] | DEER:Indoor_Non-CFL_Ltg | Annual
Any | SWLG011D | MLI | Ex | CZ03 | cWtd | SWLG011-01 | ExAnte2020 | IOU workpaper | 2019-06-26 | Fixture | 1 |  | None | 0 | 0 | 0 | 42 | 0.00555 | -0.475 | [6 empty] | DEER:Indoor_Non-CFL_Ltg | Annual
Any | SWLG011D | MLI | Ex | CZ04 | cWtd | SWLG011-01 | ExAnte2020 | IOU workpaper | 2019-06-26 | Fixture | 1 |  | None | 0 | 0 | 0 | 42.8 | 0.00555 | -0.38 | [6 empty] | DEER:Indoor_Non-CFL_Ltg | Annual
Any | SWLG011D | MLI | Ex | CZ05 | cWtd | SWLG011-01 | ExAnte2020 | IOU workpaper | 2019-06-26 | Fixture | 1 |  | None | 0 | 0 | 0 | 42 | 0.00536 | -0.471 | [6 empty] | DEER:Indoor_Non-CFL_Ltg | Annual
Any | SWLG011D | MLI | Ex | CZ06 | cWtd | SWLG011-01 | ExAnte2020 | IOU workpaper | 2019-06-26 | Fixture | 1 |  | None | 0 | 0 | 0 | 44.5 | 0.0057 | -0.238 | [6 empty] | DEER:Indoor_Non-CFL_Ltg | Annual
Any | SWLG011D | MLI | Ex | CZ07 | cWtd | SWLG011-01 | ExAnte2020 | IOU workpaper | 2019-06-26 | Fixture | 1 |  | None | 0 | 0 | 0 | 44.1 | 0.00575 | -0.204 | [6 empty] | DEER:Indoor_Non-CFL_Ltg | Annual
Any | SWLG011D | MLI | Ex | CZ08 | cWtd | SWLG011-01 | ExAnte2020 | IOU workpaper | 2019-06-26 | Fixture | 1 |  | None | 0 | 0 | 0 | 45 | 0.0057 | -0.218 | [6 empty] | DEER:Indoor_Non-CFL_Ltg | Annual
Any | SWLG011D | MLI | Ex | CZ09 | cWtd | SWLG011-01 | ExAnte2020 | IOU workpaper | 2019-06-26 | Fixture | 1 |  | None | 0 | 0 | 0 | 44.5 | 0.00579 | -0.248 | [6 empty] | DEER:Indoor_Non-CFL_Ltg | Annual
Any | SWLG011D | MLI | Ex | CZ10 | cWtd | SWLG011-01 | ExAnte2020 | IOU workpaper | 2019-06-26 | Fixture | 1 |  | None | 0 | 0 | 0 | 44.5 | 0.00584 | -0.249 | [6 empty] | DEER:Indoor_Non-CFL_Ltg | Annual
Any | SWLG011D | MLI | Ex | CZ11 | cWtd | SWLG011-01 | ExAnte2020 | IOU workpaper | 2019-06-26 | Fixture | 1 |  | None | 0 | 0 | 0 | 43.2 | 0.00575 | -0.401 | [6 empty] | DEER:Indoor_Non-CFL_Ltg | Annual
Any | SWLG011D | MLI | Ex | CZ12 | cWtd | SWLG011-01 | ExAnte2020 | IOU workpaper | 2019-06-26 | Fixture | 1 |  | None | 0 | 0 | 0 | 42.8 | 0.0056 | -0.413 | [6 empty] | DEER:Indoor_Non-CFL_Ltg | Annual
Any | SWLG011D | MLI | Ex | CZ13 | cWtd | SWLG011-01 | ExAnte2020 | IOU workpaper | 2019-06-26 | Fixture | 1 |  | None | 0 | 0 | 0 | 43.7 | 0.00551 | -0.362 | [6 empty] | DEER:Indoor_Non-CFL_Ltg | Annual
Any | SWLG011D | MLI | Ex | CZ14 | cWtd | SWLG011-01 | ExAnte2020 | IOU workpaper | 2019-06-26 | Fixture | 1 |  | None | 0 | 0 | 0 | 44.1 | 0.00584 | -0.388 | [6 empty] | DEER:Indoor_Non-CFL_Ltg | Annual
Any | SWLG011D | MLI | Ex | CZ15 | cWtd | SWLG011-01 | ExAnte2020 | IOU workpaper | 2019-06-26 | Fixture | 1 |  | None | 0 | 0 | 0 | 47.5 | 0.00598 | -0.105 | [6 empty] | DEER:Indoor_Non-CFL_Ltg | Annual
Any | SWLG011D | MLI | Ex | CZ16 | cWtd | SWLG011-01 | ExAnte2020 | IOU workpaper | 2019-06-26 | Fixture | 1 |  | None | 0 | 0 | 0 | 41.5 | 0.00565 | -0.621 | [6 empty] | DEER:Indoor_Non-CFL_Ltg | Annual
Any | SWLG011D | Mtl | Ex | CZ01 | cWtd | SWLG011-01 | ExAnte2020 | IOU workpaper | 2019-06-26 | Fixture | 1 |  | None | 0 | 0 | 0 | 51.7 | 0.00852 | -0.9 | [6 empty] | DEER:Indoor_Non-CFL_Ltg | Annual
Any | SWLG011D | Mtl | Ex | CZ02 | cWtd | SWLG011-01 | ExAnte2020 | IOU workpaper | 2019-06-26 | Fixture | 1 |  | None | 0 | 0 | 0 | 58.1 | 0.00913 | -0.615 | [6 empty] | DEER:Indoor_Non-CFL_Ltg | Annual
Any | SWLG011D | Mtl | Ex | CZ03 | cWtd | SWLG011-01 | ExAnte2020 | IOU workpaper | 2019-06-26 | Fixture | 1 |  | None | 0 | 0 | 0 | 57.5 | 0.00905 | -0.603 | [6 empty] | DEER:Indoor_Non-CFL_Ltg | Annual
Any | SWLG011D | Mtl | Ex | CZ04 | cWtd | SWLG011-01 | ExAnte2020 | IOU workpaper | 2019-06-26 | Fixture | 1 |  | None | 0 | 0 | 0 | 60.6 | 0.00905 | -0.5 | [6 empty] | DEER:Indoor_Non-CFL_Ltg | Annual
Any | SWLG011D | Mtl | Ex | CZ05 | cWtd | SWLG011-01 | ExAnte2020 | IOU workpaper | 2019-06-26 | Fixture | 1 |  | None | 0 | 0 | 0 | 56.8 | 0.00875 | -0.67 | [6 empty] | DEER:Indoor_Non-CFL_Ltg | Annual
Any | SWLG011D | Mtl | Ex | CZ06 | cWtd | SWLG011-01 | ExAnte2020 | IOU workpaper | 2019-06-26 | Fixture | 1 |  | None | 0 | 0 | 0 | 67 | 0.00944 | -0.232 | [6 empty] | DEER:Indoor_Non-CFL_Ltg | Annual
Any | SWLG011D | Mtl | Ex | CZ07 | cWtd | SWLG011-01 | ExAnte2020 | IOU workpaper | 2019-06-26 | Fixture | 1 |  | None | 0 | 0 | 0 | 68.9 | 0.00936 | -0.145 | [6 empty] | DEER:Indoor_Non-CFL_Ltg | Annual
Any | SWLG011D | Mtl | Ex | CZ08 | cWtd | SWLG011-01 | ExAnte2020 | IOU workpaper | 2019-06-26 | Fixture | 1 |  | None | 0 | 0 | 0 | 68.9 | 0.00936 | -0.204 | [6 empty] | DEER:Indoor_Non-CFL_Ltg | Annual
Any | SWLG011D | Mtl | Ex | CZ09 | cWtd | SWLG011-01 | ExAnte2020 | IOU workpaper | 2019-06-26 | Fixture | 1 |  | None | 0 | 0 | 0 | 67 | 0.00967 | -0.231 | [6 empty] | DEER:Indoor_Non-CFL_Ltg | Annual
Any | SWLG011D | Mtl | Ex | CZ10 | cWtd | SWLG011-01 | ExAnte2020 | IOU workpaper | 2019-06-26 | Fixture | 1 |  | None | 0 | 0 | 0 | 65.7 | 0.00959 | -0.289 | [6 empty] | DEER:Indoor_Non-CFL_Ltg | Annual
Any | SWLG011D | Mtl | Ex | CZ11 | cWtd | SWLG011-01 | ExAnte2020 | IOU workpaper | 2019-06-26 | Fixture | 1 |  | None | 0 | 0 | 0 | 61.3 | 0.00921 | -0.477 | [6 empty] | DEER:Indoor_Non-CFL_Ltg | Annual
Any | SWLG011D | Mtl | Ex | CZ12 | cWtd | SWLG011-01 | ExAnte2020 | IOU workpaper | 2019-06-26 | Fixture | 1 |  | None | 0 | 0 | 0 | 60.6 | 0.00913 | -0.496 | [6 empty] | DEER:Indoor_Non-CFL_Ltg | Annual
Any | SWLG011D | Mtl | Ex | CZ13 | cWtd | SWLG011-01 | ExAnte2020 | IOU workpaper | 2019-06-26 | Fixture | 1 |  | None | 0 | 0 | 0 | 62.6 | 0.00913 | -0.441 | [6 empty] | DEER:Indoor_Non-CFL_Ltg | Annual
Any | SWLG011D | Mtl | Ex | CZ14 | cWtd | SWLG011-01 | ExAnte2020 | IOU workpaper | 2019-06-26 | Fixture | 1 |  | None | 0 | 0 | 0 | 62.6 | 0.00951 | -0.396 | [6 empty] | DEER:Indoor_Non-CFL_Ltg | Annual
Any | SWLG011D | Mtl | Ex | CZ15 | cWtd | SWLG011-01 | ExAnte2020 | IOU workpaper | 2019-06-26 | Fixture | 1 |  | None | 0 | 0 | 0 | 71.5 | 0.00967 | -0.117 | [6 empty] | DEER:Indoor_Non-CFL_Ltg | Annual
Any | SWLG011D | Mtl | Ex | CZ16 | cWtd | SWLG011-01 | ExAnte2020 | IOU workpaper | 2019-06-26 | Fixture | 1 |  | None | 0 | 0 | 0 | 55.5 | 0.00928 | -0.592 | [6 empty] | DEER:Indoor_Non-CFL_Ltg | Annual
Any | SWLG011D | Nrs | Ex | CZ01 | cWtd | SWLG011-01 | ExAnte2020 | IOU workpaper | 2019-06-26 | Fixture | 1 |  | None | 0 | 0 | 0 | 56.7 | 0.0114 | -1.13 | [6 empty] | DEER:Indoor_Non-CFL_Ltg | Annual
Any | SWLG011D | Nrs | Ex | CZ02 | cWtd | SWLG011-01 | ExAnte2020 | IOU workpaper | 2019-06-26 | Fixture | 1 |  | None | 0 | 0 | 0 | 60.8 | 0.0124 | -0.766 | [6 empty] | DEER:Indoor_Non-CFL_Ltg | Annual
Any | SWLG011D | Nrs | Ex | CZ03 | cWtd | SWLG011-01 | ExAnte2020 | IOU workpaper | 2019-06-26 | Fixture | 1 |  | None | 0 | 0 | 0 | 60.2 | 0.0122 | -0.731 | [6 empty] | DEER:Indoor_Non-CFL_Ltg | Annual
Any | SWLG011D | Nrs | Ex | CZ04 | cWtd | SWLG011-01 | ExAnte2020 | IOU workpaper | 2019-06-26 | Fixture | 1 |  | None | 0 | 0 | 0 | 62 | 0.0124 | -0.602 | [6 empty] | DEER:Indoor_Non-CFL_Ltg | Annual
Any | SWLG011D | Nrs | Ex | CZ05 | cWtd | SWLG011-01 | ExAnte2020 | IOU workpaper | 2019-06-26 | Fixture | 1 |  | None | 0 | 0 | 0 | 60.2 | 0.0118 | -0.754 | [6 empty] | DEER:Indoor_Non-CFL_Ltg | Annual
Any | SWLG011D | Nrs | Ex | CZ06 | cWtd | SWLG011-01 | ExAnte2020 | IOU workpaper | 2019-06-26 | Fixture | 1 |  | None | 0 | 0 | 0 | 64.9 | 0.0131 | -0.395 | [6 empty] | DEER:Indoor_Non-CFL_Ltg | Annual
Any | SWLG011D | Nrs | Ex | CZ07 | cWtd | SWLG011-01 | ExAnte2020 | IOU workpaper | 2019-06-26 | Fixture | 1 |  | None | 0 | 0 | 0 | 64.9 | 0.0132 | -0.339 | [6 empty] | DEER:Indoor_Non-CFL_Ltg | Annual
Any | SWLG011D | Nrs | Ex | CZ08 | cWtd | SWLG011-01 | ExAnte2020 | IOU workpaper | 2019-06-26 | Fixture | 1 |  | None | 0 | 0 | 0 | 65.5 | 0.0133 | -0.361 | [6 empty] | DEER:Indoor_Non-CFL_Ltg | Annual
Any | SWLG011D | Nrs | Ex | CZ09 | cWtd | SWLG011-01 | ExAnte2020 | IOU workpaper | 2019-06-26 | Fixture | 1 |  | None | 0 | 0 | 0 | 65.5 | 0.0134 | -0.391 | [6 empty] | DEER:Indoor_Non-CFL_Ltg | Annual
Any | SWLG011D | Nrs | Ex | CZ10 | cWtd | SWLG011-01 | ExAnte2020 | IOU workpaper | 2019-06-26 | Fixture | 1 |  | None | 0 | 0 | 0 | 66.1 | 0.0141 | -0.416 | [6 empty] | DEER:Indoor_Non-CFL_Ltg | Annual
Any | SWLG011D | Nrs | Ex | CZ11 | cWtd | SWLG011-01 | ExAnte2020 | IOU workpaper | 2019-06-26 | Fixture | 1 |  | None | 0 | 0 | 0 | 62.6 | 0.0127 | -0.626 | [6 empty] | DEER:Indoor_Non-CFL_Ltg | Annual
Any | SWLG011D | Nrs | Ex | CZ12 | cWtd | SWLG011-01 | ExAnte2020 | IOU workpaper | 2019-06-26 | Fixture | 1 |  | None | 0 | 0 | 0 | 62 | 0.0126 | -0.655 | [6 empty] | DEER:Indoor_Non-CFL_Ltg | Annual
Any | SWLG011D | Nrs | Ex | CZ13 | cWtd | SWLG011-01 | ExAnte2020 | IOU workpaper | 2019-06-26 | Fixture | 1 |  | None | 0 | 0 | 0 | 63.1 | 0.0126 | -0.59 | [6 empty] | DEER:Indoor_Non-CFL_Ltg | Annual
Any | SWLG011D | Nrs | Ex | CZ14 | cWtd | SWLG011-01 | ExAnte2020 | IOU workpaper | 2019-06-26 | Fixture | 1 |  | None | 0 | 0 | 0 | 64.3 | 0.0132 | -0.552 | [6 empty] | DEER:Indoor_Non-CFL_Ltg | Annual
Any | SWLG011D | Nrs | Ex | CZ15 | cWtd | SWLG011-01 | ExAnte2020 | IOU workpaper | 2019-06-26 | Fixture | 1 |  | None | 0 | 0 | 0 | 69.6 | 0.0137 | -0.2 | [6 empty] | DEER:Indoor_Non-CFL_Ltg | Annual
Any | SWLG011D | Nrs | Ex | CZ16 | cWtd | SWLG011-01 | ExAnte2020 | IOU workpaper | 2019-06-26 | Fixture | 1 |  | None | 0 | 0 | 0 | 59 | 0.0124 | -0.935 | [6 empty] | DEER:Indoor_Non-CFL_Ltg | Annual
Any | SWLG011D | OfL | Ex | CZ01 | cWtd | SWLG011-01 | ExAnte2020 | IOU workpaper | 2019-06-26 | Fixture | 1 |  | None | 0 | 0 | 0 | 41 | 0.00607 | -0.198 | [6 empty] | DEER:Indoor_Non-CFL_Ltg | Annual
Any | SWLG011D | OfL | Ex | CZ02 | cWtd | SWLG011-01 | ExAnte2020 | IOU workpaper | 2019-06-26 | Fixture | 1 |  | None | 0 | 0 | 0 | 42.9 | 0.00634 | -0.113 | [6 empty] | DEER:Indoor_Non-CFL_Ltg | Annual
Any | SWLG011D | OfL | Ex | CZ03 | cWtd | SWLG011-01 | ExAnte2020 | IOU workpaper | 2019-06-26 | Fixture | 1 |  | None | 0 | 0 | 0 | 42.5 | 0.00624 | -0.0994 | [6 empty] | DEER:Indoor_Non-CFL_Ltg | Annual
Any | SWLG011D | OfL | Ex | CZ04 | cWtd | SWLG011-01 | ExAnte2020 | IOU workpaper | 2019-06-26 | Fixture | 1 |  | None | 0 | 0 | 0 | 42.9 | 0.0065 | -0.0998 | [6 empty] | DEER:Indoor_Non-CFL_Ltg | Annual
Any | SWLG011D | OfL | Ex | CZ05 | cWtd | SWLG011-01 | ExAnte2020 | IOU workpaper | 2019-06-26 | Fixture | 1 |  | None | 0 | 0 | 0 | 42.9 | 0.00614 | -0.0839 | [6 empty] | DEER:Indoor_Non-CFL_Ltg | Annual
Any | SWLG011D | OfL | Ex | CZ06 | cWtd | SWLG011-01 | ExAnte2020 | IOU workpaper | 2019-06-26 | Fixture | 1 |  | None | 0 | 0 | 0 | 45.6 | 0.00639 | -0.0286 | [6 empty] | DEER:Indoor_Non-CFL_Ltg | Annual
Any | SWLG011D | OfL | Ex | CZ07 | cWtd | SWLG011-01 | ExAnte2020 | IOU workpaper | 2019-06-26 | Fixture | 1 |  | None | 0 | 0 | 0 | 45.2 | 0.00629 | -0.00215 | [6 empty] | DEER:Indoor_Non-CFL_Ltg | Annual
Any | SWLG011D | OfL | Ex | CZ08 | cWtd | SWLG011-01 | ExAnte2020 | IOU workpaper | 2019-06-26 | Fixture | 1 |  | None | 0 | 0 | 0 | 45.6 | 0.00634 | -0.0215 | [6 empty] | DEER:Indoor_Non-CFL_Ltg | Annual
Any | SWLG011D | OfL | Ex | CZ09 | cWtd | SWLG011-01 | ExAnte2020 | IOU workpaper | 2019-06-26 | Fixture | 1 |  | None | 0 | 0 | 0 | 45.2 | 0.0067 | -0.0418 | [6 empty] | DEER:Indoor_Non-CFL_Ltg | Annual
Any | SWLG011D | OfL | Ex | CZ10 | cWtd | SWLG011-01 | ExAnte2020 | IOU workpaper | 2019-06-26 | Fixture | 1 |  | None | 0 | 0 | 0 | 46 | 0.00675 | -0.0241 | [6 empty] | DEER:Indoor_Non-CFL_Ltg | Annual
Any | SWLG011D | OfL | Ex | CZ11 | cWtd | SWLG011-01 | ExAnte2020 | IOU workpaper | 2019-06-26 | Fixture | 1 |  | None | 0 | 0 | 0 | 43.3 | 0.0066 | -0.124 | [6 empty] | DEER:Indoor_Non-CFL_Ltg | Annual
Any | SWLG011D | OfL | Ex | CZ12 | cWtd | SWLG011-01 | ExAnte2020 | IOU workpaper | 2019-06-26 | Fixture | 1 |  | None | 0 | 0 | 0 | 43.3 | 0.00701 | -0.115 | [6 empty] | DEER:Indoor_Non-CFL_Ltg | Annual
Any | SWLG011D | OfL | Ex | CZ13 | cWtd | SWLG011-01 | ExAnte2020 | IOU workpaper | 2019-06-26 | Fixture | 1 |  | None | 0 | 0 | 0 | 43.7 | 0.00691 | -0.108 | [6 empty] | DEER:Indoor_Non-CFL_Ltg | Annual
Any | SWLG011D | OfL | Ex | CZ14 | cWtd | SWLG011-01 | ExAnte2020 | IOU workpaper | 2019-06-26 | Fixture | 1 |  | None | 0 | 0 | 0 | 44.9 | 0.0066 | -0.106 | [6 empty] | DEER:Indoor_Non-CFL_Ltg | Annual
Any | SWLG011D | OfL | Ex | CZ15 | cWtd | SWLG011-01 | ExAnte2020 | IOU workpaper | 2019-06-26 | Fixture | 1 |  | None | 0 | 0 | 0 | 46.8 | 0.00717 | -0.00607 | [6 empty] | DEER:Indoor_Non-CFL_Ltg | Annual
Any | SWLG011D | OfL | Ex | CZ16 | cWtd | SWLG011-01 | ExAnte2020 | IOU workpaper | 2019-06-26 | Fixture | 1 |  | None | 0 | 0 | 0 | 42.1 | 0.00639 | -0.316 | [6 empty] | DEER:Indoor_Non-CFL_Ltg | Annual
Any | SWLG011D | OfS | Ex | CZ01 | cWtd | SWLG011-01 | ExAnte2020 | IOU workpaper | 2019-06-26 | Fixture | 1 |  | None | 0 | 0 | 0 | 30.2 | 0.00506 | -0.247 | [6 empty] | DEER:Indoor_Non-CFL_Ltg | Annual
Any | SWLG011D | OfS | Ex | CZ02 | cWtd | SWLG011-01 | ExAnte2020 | IOU workpaper | 2019-06-26 | Fixture | 1 |  | None | 0 | 0 | 0 | 32.7 | 0.00552 | -0.153 | [6 empty] | DEER:Indoor_Non-CFL_Ltg | Annual
Any | SWLG011D | OfS | Ex | CZ03 | cWtd | SWLG011-01 | ExAnte2020 | IOU workpaper | 2019-06-26 | Fixture | 1 |  | None | 0 | 0 | 0 | 32.1 | 0.00529 | -0.145 | [6 empty] | DEER:Indoor_Non-CFL_Ltg | Annual
Any | SWLG011D | OfS | Ex | CZ04 | cWtd | SWLG011-01 | ExAnte2020 | IOU workpaper | 2019-06-26 | Fixture | 1 |  | None | 0 | 0 | 0 | 33 | 0.00534 | -0.126 | [6 empty] | DEER:Indoor_Non-CFL_Ltg | Annual
Any | SWLG011D | OfS | Ex | CZ05 | cWtd | SWLG011-01 | ExAnte2020 | IOU workpaper | 2019-06-26 | Fixture | 1 |  | None | 0 | 0 | 0 | 32.4 | 0.00516 | -0.125 | [6 empty] | DEER:Indoor_Non-CFL_Ltg | Annual
Any | SWLG011D | OfS | Ex | CZ06 | cWtd | SWLG011-01 | ExAnte2020 | IOU workpaper | 2019-06-26 | Fixture | 1 |  | None | 0 | 0 | 0 | 34.9 | 0.00548 | -0.0546 | [6 empty] | DEER:Indoor_Non-CFL_Ltg | Annual
Any | SWLG011D | OfS | Ex | CZ07 | cWtd | SWLG011-01 | ExAnte2020 | IOU workpaper | 2019-06-26 | Fixture | 1 |  | None | 0 | 0 | 0 | 34.6 | 0.00529 | -0.0321 | [6 empty] | DEER:Indoor_Non-CFL_Ltg | Annual
Any | SWLG011D | OfS | Ex | CZ08 | cWtd | SWLG011-01 | ExAnte2020 | IOU workpaper | 2019-06-26 | Fixture | 1 |  | None | 0 | 0 | 0 | 35.3 | 0.00548 | -0.0553 | [6 empty] | DEER:Indoor_Non-CFL_Ltg | Annual
Any | SWLG011D | OfS | Ex | CZ09 | cWtd | SWLG011-01 | ExAnte2020 | IOU workpaper | 2019-06-26 | Fixture | 1 |  | None | 0 | 0 | 0 | 34.9 | 0.00566 | -0.0683 | [6 empty] | DEER:Indoor_Non-CFL_Ltg | Annual
Any | SWLG011D | OfS | Ex | CZ10 | cWtd | SWLG011-01 | ExAnte2020 | IOU workpaper | 2019-06-26 | Fixture | 1 |  | None | 0 | 0 | 0 | 34.9 | 0.00566 | -0.0546 | [6 empty] | DEER:Indoor_Non-CFL_Ltg | Annual
Any | SWLG011D | OfS | Ex | CZ11 | cWtd | SWLG011-01 | ExAnte2020 | IOU workpaper | 2019-06-26 | Fixture | 1 |  | None | 0 | 0 | 0 | 33 | 0.00589 | -0.144 | [6 empty] | DEER:Indoor_Non-CFL_Ltg | Annual
Any | SWLG011D | OfS | Ex | CZ12 | cWtd | SWLG011-01 | ExAnte2020 | IOU workpaper | 2019-06-26 | Fixture | 1 |  | None | 0 | 0 | 0 | 33 | 0.00566 | -0.146 | [6 empty] | DEER:Indoor_Non-CFL_Ltg | Annual
Any | SWLG011D | OfS | Ex | CZ13 | cWtd | SWLG011-01 | ExAnte2020 | IOU workpaper | 2019-06-26 | Fixture | 1 |  | None | 0 | 0 | 0 | 33.4 | 0.00562 | -0.134 | [6 empty] | DEER:Indoor_Non-CFL_Ltg | Annual
Any | SWLG011D | OfS | Ex | CZ14 | cWtd | SWLG011-01 | ExAnte2020 | IOU workpaper | 2019-06-26 | Fixture | 1 |  | None | 0 | 0 | 0 | 34 | 0.00571 | -0.11 | [6 empty] | DEER:Indoor_Non-CFL_Ltg | Annual
Any | SWLG011D | OfS | Ex | CZ15 | cWtd | SWLG011-01 | ExAnte2020 | IOU workpaper | 2019-06-26 | Fixture | 1 |  | None | 0 | 0 | 0 | 36.8 | 0.00594 | -0.0208 | [6 empty] | DEER:Indoor_Non-CFL_Ltg | Annual
Any | SWLG011D | OfS | Ex | CZ16 | cWtd | SWLG011-01 | ExAnte2020 | IOU workpaper | 2019-06-26 | Fixture | 1 |  | None | 0 | 0 | 0 | 31.1 | 0.00557 | -0.265 | [6 empty] | DEER:Indoor_Non-CFL_Ltg | Annual
Any | SWLG011D | RFF | Ex | CZ01 | cWtd | SWLG011-01 | ExAnte2020 | IOU workpaper | 2019-06-26 | Fixture | 1 |  | None | 0 | 0 | 0 | 47 | 0.00813 | -0.95 | [6 empty] | DEER:Indoor_Non-CFL_Ltg | Annual
Any | SWLG011D | RFF | Ex | CZ02 | cWtd | SWLG011-01 | ExAnte2020 | IOU workpaper | 2019-06-26 | Fixture | 1 |  | None | 0 | 0 | 0 | 51.1 | 0.00866 | -0.605 | [6 empty] | DEER:Indoor_Non-CFL_Ltg | Annual
Any | SWLG011D | RFF | Ex | CZ03 | cWtd | SWLG011-01 | ExAnte2020 | IOU workpaper | 2019-06-26 | Fixture | 1 |  | None | 0 | 0 | 0 | 50.1 | 0.00874 | -0.652 | [6 empty] | DEER:Indoor_Non-CFL_Ltg | Annual
Any | SWLG011D | RFF | Ex | CZ04 | cWtd | SWLG011-01 | ExAnte2020 | IOU workpaper | 2019-06-26 | Fixture | 1 |  | None | 0 | 0 | 0 | 51.7 | 0.00874 | -0.505 | [6 empty] | DEER:Indoor_Non-CFL_Ltg | Annual
Any | SWLG011D | RFF | Ex | CZ05 | cWtd | SWLG011-01 | ExAnte2020 | IOU workpaper | 2019-06-26 | Fixture | 1 |  | None | 0 | 0 | 0 | 50.1 | 0.00858 | -0.652 | [6 empty] | DEER:Indoor_Non-CFL_Ltg | Annual
Any | SWLG011D | RFF | Ex | CZ06 | cWtd | SWLG011-01 | ExAnte2020 | IOU workpaper | 2019-06-26 | Fixture | 1 |  | None | 0 | 0 | 0 | 55.3 | 0.00919 | -0.421 | [6 empty] | DEER:Indoor_Non-CFL_Ltg | Annual
Any | SWLG011D | RFF | Ex | CZ07 | cWtd | SWLG011-01 | ExAnte2020 | IOU workpaper | 2019-06-26 | Fixture | 1 |  | None | 0 | 0 | 0 | 55.8 | 0.00927 | -0.344 | [6 empty] | DEER:Indoor_Non-CFL_Ltg | Annual
Any | SWLG011D | RFF | Ex | CZ08 | cWtd | SWLG011-01 | ExAnte2020 | IOU workpaper | 2019-06-26 | Fixture | 1 |  | None | 0 | 0 | 0 | 55.8 | 0.00911 | -0.352 | [6 empty] | DEER:Indoor_Non-CFL_Ltg | Annual
Any | SWLG011D | RFF | Ex | CZ09 | cWtd | SWLG011-01 | ExAnte2020 | IOU workpaper | 2019-06-26 | Fixture | 1 |  | None | 0 | 0 | 0 | 55.3 | 0.00927 | -0.418 | [6 empty] | DEER:Indoor_Non-CFL_Ltg | Annual
Any | SWLG011D | RFF | Ex | CZ10 | cWtd | SWLG011-01 | ExAnte2020 | IOU workpaper | 2019-06-26 | Fixture | 1 |  | None | 0 | 0 | 0 | 55.3 | 0.00919 | -0.421 | [6 empty] | DEER:Indoor_Non-CFL_Ltg | Annual
Any | SWLG011D | RFF | Ex | CZ11 | cWtd | SWLG011-01 | ExAnte2020 | IOU workpaper | 2019-06-26 | Fixture | 1 |  | None | 0 | 0 | 0 | 52.2 | 0.00889 | -0.508 | [6 empty] | DEER:Indoor_Non-CFL_Ltg | Annual
Any | SWLG011D | RFF | Ex | CZ12 | cWtd | SWLG011-01 | ExAnte2020 | IOU workpaper | 2019-06-26 | Fixture | 1 |  | None | 0 | 0 | 0 | 51.7 | 0.00896 | -0.519 | [6 empty] | DEER:Indoor_Non-CFL_Ltg | Annual
Any | SWLG011D | RFF | Ex | CZ13 | cWtd | SWLG011-01 | ExAnte2020 | IOU workpaper | 2019-06-26 | Fixture | 1 |  | None | 0 | 0 | 0 | 52.7 | 0.00896 | -0.476 | [6 empty] | DEER:Indoor_Non-CFL_Ltg | Annual
Any | SWLG011D | RFF | Ex | CZ14 | cWtd | SWLG011-01 | ExAnte2020 | IOU workpaper | 2019-06-26 | Fixture | 1 |  | None | 0 | 0 | 0 | 54.3 | 0.00927 | -0.584 | [6 empty] | DEER:Indoor_Non-CFL_Ltg | Annual
Any | SWLG011D | RFF | Ex | CZ15 | cWtd | SWLG011-01 | ExAnte2020 | IOU workpaper | 2019-06-26 | Fixture | 1 |  | None | 0 | 0 | 0 | 58.4 | 0.00942 | -0.194 | [6 empty] | DEER:Indoor_Non-CFL_Ltg | Annual
Any | SWLG011D | RFF | Ex | CZ16 | cWtd | SWLG011-01 | ExAnte2020 | IOU workpaper | 2019-06-26 | Fixture | 1 |  | None | 0 | 0 | 0 | 51.7 | 0.00896 | -0.809 | [6 empty] | DEER:Indoor_Non-CFL_Ltg | Annual
Any | SWLG011D | RSD | Ex | CZ01 | cWtd | SWLG011-01 | ExAnte2020 | IOU workpaper | 2019-06-26 | Fixture | 1 |  | None | 0 | 0 | 0 | 53.8 | 0.0117 | -0.976 | [6 empty] | DEER:Indoor_Non-CFL_Ltg | Annual
Any | SWLG011D | RSD | Ex | CZ02 | cWtd | SWLG011-01 | ExAnte2020 | IOU workpaper | 2019-06-26 | Fixture | 1 |  | None | 0 | 0 | 0 | 59 | 0.0118 | -0.502 | [6 empty] | DEER:Indoor_Non-CFL_Ltg | Annual
Any | SWLG011D | RSD | Ex | CZ03 | cWtd | SWLG011-01 | ExAnte2020 | IOU workpaper | 2019-06-26 | Fixture | 1 |  | None | 0 | 0 | 0 | 59 | 0.0118 | -0.491 | [6 empty] | DEER:Indoor_Non-CFL_Ltg | Annual
Any | SWLG011D | RSD | Ex | CZ04 | cWtd | SWLG011-01 | ExAnte2020 | IOU workpaper | 2019-06-26 | Fixture | 1 |  | None | 0 | 0 | 0 | 60.2 | 0.0118 | -0.372 | [6 empty] | DEER:Indoor_Non-CFL_Ltg | Annual
Any | SWLG011D | RSD | Ex | CZ05 | cWtd | SWLG011-01 | ExAnte2020 | IOU workpaper | 2019-06-26 | Fixture | 1 |  | None | 0 | 0 | 0 | 59 | 0.0117 | -0.458 | [6 empty] | DEER:Indoor_Non-CFL_Ltg | Annual
Any | SWLG011D | RSD | Ex | CZ06 | cWtd | SWLG011-01 | ExAnte2020 | IOU workpaper | 2019-06-26 | Fixture | 1 |  | None | 0 | 0 | 0 | 64.9 | 0.0124 | -0.194 | [6 empty] | DEER:Indoor_Non-CFL_Ltg | Annual
Any | SWLG011D | RSD | Ex | CZ07 | cWtd | SWLG011-01 | ExAnte2020 | IOU workpaper | 2019-06-26 | Fixture | 1 |  | None | 0 | 0 | 0 | 66.1 | 0.0125 | -0.093 | [6 empty] | DEER:Indoor_Non-CFL_Ltg | Annual
Any | SWLG011D | RSD | Ex | CZ08 | cWtd | SWLG011-01 | ExAnte2020 | IOU workpaper | 2019-06-26 | Fixture | 1 |  | None | 0 | 0 | 0 | 64.9 | 0.0123 | -0.17 | [6 empty] | DEER:Indoor_Non-CFL_Ltg | Annual
Any | SWLG011D | RSD | Ex | CZ09 | cWtd | SWLG011-01 | ExAnte2020 | IOU workpaper | 2019-06-26 | Fixture | 1 |  | None | 0 | 0 | 0 | 63.7 | 0.0126 | -0.226 | [6 empty] | DEER:Indoor_Non-CFL_Ltg | Annual
Any | SWLG011D | RSD | Ex | CZ10 | cWtd | SWLG011-01 | ExAnte2020 | IOU workpaper | 2019-06-26 | Fixture | 1 |  | None | 0 | 0 | 0 | 63.7 | 0.0125 | -0.286 | [6 empty] | DEER:Indoor_Non-CFL_Ltg | Annual
Any | SWLG011D | RSD | Ex | CZ11 | cWtd | SWLG011-01 | ExAnte2020 | IOU workpaper | 2019-06-26 | Fixture | 1 |  | None | 0 | 0 | 0 | 59.6 | 0.0121 | -0.469 | [6 empty] | DEER:Indoor_Non-CFL_Ltg | Annual
Any | SWLG011D | RSD | Ex | CZ12 | cWtd | SWLG011-01 | ExAnte2020 | IOU workpaper | 2019-06-26 | Fixture | 1 |  | None | 0 | 0 | 0 | 59.6 | 0.0119 | -0.475 | [6 empty] | DEER:Indoor_Non-CFL_Ltg | Annual
Any | SWLG011D | RSD | Ex | CZ13 | cWtd | SWLG011-01 | ExAnte2020 | IOU workpaper | 2019-06-26 | Fixture | 1 |  | None | 0 | 0 | 0 | 60.2 | 0.0121 | -0.448 | [6 empty] | DEER:Indoor_Non-CFL_Ltg | Annual
Any | SWLG011D | RSD | Ex | CZ14 | cWtd | SWLG011-01 | ExAnte2020 | IOU workpaper | 2019-06-26 | Fixture | 1 |  | None | 0 | 0 | 0 | 62.6 | 0.0125 | -0.538 | [6 empty] | DEER:Indoor_Non-CFL_Ltg | Annual
Any | SWLG011D | RSD | Ex | CZ15 | cWtd | SWLG011-01 | ExAnte2020 | IOU workpaper | 2019-06-26 | Fixture | 1 |  | None | 0 | 0 | 0 | 66.6 | 0.013 | -0.0859 | [6 empty] | DEER:Indoor_Non-CFL_Ltg | Annual
Any | SWLG011D | RSD | Ex | CZ16 | cWtd | SWLG011-01 | ExAnte2020 | IOU workpaper | 2019-06-26 | Fixture | 1 |  | None | 0 | 0 | 0 | 59 | 0.0122 | -0.871 | [6 empty] | DEER:Indoor_Non-CFL_Ltg | Annual
Any | SWLG011D | Rt3 | Ex | CZ01 | cWtd | SWLG011-01 | ExAnte2020 | IOU workpaper | 2019-06-26 | Fixture | 1 |  | None | 0 | 0 | 0 | 81.6 | 0.0151 | -0.766 | [6 empty] | DEER:Indoor_Non-CFL_Ltg | Annual
Any | SWLG011D | Rt3 | Ex | CZ02 | cWtd | SWLG011-01 | ExAnte2020 | IOU workpaper | 2019-06-26 | Fixture | 1 |  | None | 0 | 0 | 0 | 86.6 | 0.0153 | -0.43 | [6 empty] | DEER:Indoor_Non-CFL_Ltg | Annual
Any | SWLG011D | Rt3 | Ex | CZ03 | cWtd | SWLG011-01 | ExAnte2020 | IOU workpaper | 2019-06-26 | Fixture | 1 |  | None | 0 | 0 | 0 | 86.6 | 0.0151 | -0.341 | [6 empty] | DEER:Indoor_Non-CFL_Ltg | Annual
Any | SWLG011D | Rt3 | Ex | CZ04 | cWtd | SWLG011-01 | ExAnte2020 | IOU workpaper | 2019-06-26 | Fixture | 1 |  | None | 0 | 0 | 0 | 88.3 | 0.0153 | -0.271 | [6 empty] | DEER:Indoor_Non-CFL_Ltg | Annual
Any | SWLG011D | Rt3 | Ex | CZ05 | cWtd | SWLG011-01 | ExAnte2020 | IOU workpaper | 2019-06-26 | Fixture | 1 |  | None | 0 | 0 | 0 | 87.5 | 0.0149 | -0.264 | [6 empty] | DEER:Indoor_Non-CFL_Ltg | Annual
Any | SWLG011D | Rt3 | Ex | CZ06 | cWtd | SWLG011-01 | ExAnte2020 | IOU workpaper | 2019-06-26 | Fixture | 1 |  | None | 0 | 0 | 0 | 93.3 | 0.0159 | -0.075 | [6 empty] | DEER:Indoor_Non-CFL_Ltg | Annual
Any | SWLG011D | Rt3 | Ex | CZ07 | cWtd | SWLG011-01 | ExAnte2020 | IOU workpaper | 2019-06-26 | Fixture | 1 |  | None | 0 | 0 | 0 | 94.2 | 0.0158 | -0.0214 | [6 empty] | DEER:Indoor_Non-CFL_Ltg | Annual
Any | SWLG011D | Rt3 | Ex | CZ08 | cWtd | SWLG011-01 | ExAnte2020 | IOU workpaper | 2019-06-26 | Fixture | 1 |  | None | 0 | 0 | 0 | 93.3 | 0.0158 | -0.0609 | [6 empty] | DEER:Indoor_Non-CFL_Ltg | Annual
Any | SWLG011D | Rt3 | Ex | CZ09 | cWtd | SWLG011-01 | ExAnte2020 | IOU workpaper | 2019-06-26 | Fixture | 1 |  | None | 0 | 0 | 0 | 91.7 | 0.0162 | -0.11 | [6 empty] | DEER:Indoor_Non-CFL_Ltg | Annual
Any | SWLG011D | Rt3 | Ex | CZ10 | cWtd | SWLG011-01 | ExAnte2020 | IOU workpaper | 2019-06-26 | Fixture | 1 |  | None | 0 | 0 | 0 | 92.5 | 0.0162 | -0.116 | [6 empty] | DEER:Indoor_Non-CFL_Ltg | Annual
Any | SWLG011D | Rt3 | Ex | CZ11 | cWtd | SWLG011-01 | ExAnte2020 | IOU workpaper | 2019-06-26 | Fixture | 1 |  | None | 0 | 0 | 0 | 87.5 | 0.0158 | -0.423 | [6 empty] | DEER:Indoor_Non-CFL_Ltg | Annual
Any | SWLG011D | Rt3 | Ex | CZ12 | cWtd | SWLG011-01 | ExAnte2020 | IOU workpaper | 2019-06-26 | Fixture | 1 |  | None | 0 | 0 | 0 | 87.5 | 0.0155 | -0.433 | [6 empty] | DEER:Indoor_Non-CFL_Ltg | Annual
Any | SWLG011D | Rt3 | Ex | CZ13 | cWtd | SWLG011-01 | ExAnte2020 | IOU workpaper | 2019-06-26 | Fixture | 1 |  | None | 0 | 0 | 0 | 88.3 | 0.0157 | -0.394 | [6 empty] | DEER:Indoor_Non-CFL_Ltg | Annual
Any | SWLG011D | Rt3 | Ex | CZ14 | cWtd | SWLG011-01 | ExAnte2020 | IOU workpaper | 2019-06-26 | Fixture | 1 |  | None | 0 | 0 | 0 | 90 | 0.0162 | -0.388 | [6 empty] | DEER:Indoor_Non-CFL_Ltg | Annual
Any | SWLG011D | Rt3 | Ex | CZ15 | cWtd | SWLG011-01 | ExAnte2020 | IOU workpaper | 2019-06-26 | Fixture | 1 |  | None | 0 | 0 | 0 | 95.9 | 0.0167 | -0.0207 | [6 empty] | DEER:Indoor_Non-CFL_Ltg | Annual
Any | SWLG011D | Rt3 | Ex | CZ16 | cWtd | SWLG011-01 | ExAnte2020 | IOU workpaper | 2019-06-26 | Fixture | 1 |  | None | 0 | 0 | 0 | 83.2 | 0.0155 | -0.9 | [6 empty] | DEER:Indoor_Non-CFL_Ltg | Annual
Any | SWLG011D | RtL | Ex | CZ01 | cWtd | SWLG011-01 | ExAnte2020 | IOU workpaper | 2019-06-26 | Fixture | 1 |  | None | 0 | 0 | 0 | 62.3 | 0.00967 | -0.525 | [6 empty] | DEER:Indoor_Non-CFL_Ltg | Annual
Any | SWLG011D | RtL | Ex | CZ02 | cWtd | SWLG011-01 | ExAnte2020 | IOU workpaper | 2019-06-26 | Fixture | 1 |  | None | 0 | 0 | 0 | 65.4 | 0.00975 | -0.311 | [6 empty] | DEER:Indoor_Non-CFL_Ltg | Annual
Any | SWLG011D | RtL | Ex | CZ03 | cWtd | SWLG011-01 | ExAnte2020 | IOU workpaper | 2019-06-26 | Fixture | 1 |  | None | 0 | 0 | 0 | 66.1 | 0.00959 | -0.248 | [6 empty] | DEER:Indoor_Non-CFL_Ltg | Annual
Any | SWLG011D | RtL | Ex | CZ04 | cWtd | SWLG011-01 | ExAnte2020 | IOU workpaper | 2019-06-26 | Fixture | 1 |  | None | 0 | 0 | 0 | 66.7 | 0.00967 | -0.205 | [6 empty] | DEER:Indoor_Non-CFL_Ltg | Annual
Any | SWLG011D | RtL | Ex | CZ05 | cWtd | SWLG011-01 | ExAnte2020 | IOU workpaper | 2019-06-26 | Fixture | 1 |  | None | 0 | 0 | 0 | 66.1 | 0.00943 | -0.248 | [6 empty] | DEER:Indoor_Non-CFL_Ltg | Annual
Any | SWLG011D | RtL | Ex | CZ06 | cWtd | SWLG011-01 | ExAnte2020 | IOU workpaper | 2019-06-26 | Fixture | 1 |  | None | 0 | 0 | 0 | 70.5 | 0.0101 | -0.106 | [6 empty] | DEER:Indoor_Non-CFL_Ltg | Annual
Any | SWLG011D | RtL | Ex | CZ07 | cWtd | SWLG011-01 | ExAnte2020 | IOU workpaper | 2019-06-26 | Fixture | 1 |  | None | 0 | 0 | 0 | 71.1 | 0.0101 | -0.0774 | [6 empty] | DEER:Indoor_Non-CFL_Ltg | Annual
Any | SWLG011D | RtL | Ex | CZ08 | cWtd | SWLG011-01 | ExAnte2020 | IOU workpaper | 2019-06-26 | Fixture | 1 |  | None | 0 | 0 | 0 | 70.5 | 0.0101 | -0.0906 | [6 empty] | DEER:Indoor_Non-CFL_Ltg | Annual
Any | SWLG011D | RtL | Ex | CZ09 | cWtd | SWLG011-01 | ExAnte2020 | IOU workpaper | 2019-06-26 | Fixture | 1 |  | None | 0 | 0 | 0 | 69.2 | 0.0103 | -0.125 | [6 empty] | DEER:Indoor_Non-CFL_Ltg | Annual
Any | SWLG011D | RtL | Ex | CZ10 | cWtd | SWLG011-01 | ExAnte2020 | IOU workpaper | 2019-06-26 | Fixture | 1 |  | None | 0 | 0 | 0 | 69.2 | 0.0103 | -0.123 | [6 empty] | DEER:Indoor_Non-CFL_Ltg | Annual
Any | SWLG011D | RtL | Ex | CZ11 | cWtd | SWLG011-01 | ExAnte2020 | IOU workpaper | 2019-06-26 | Fixture | 1 |  | None | 0 | 0 | 0 | 66.1 | 0.00999 | -0.313 | [6 empty] | DEER:Indoor_Non-CFL_Ltg | Annual
Any | SWLG011D | RtL | Ex | CZ12 | cWtd | SWLG011-01 | ExAnte2020 | IOU workpaper | 2019-06-26 | Fixture | 1 |  | None | 0 | 0 | 0 | 65.4 | 0.00991 | -0.303 | [6 empty] | DEER:Indoor_Non-CFL_Ltg | Annual
Any | SWLG011D | RtL | Ex | CZ13 | cWtd | SWLG011-01 | ExAnte2020 | IOU workpaper | 2019-06-26 | Fixture | 1 |  | None | 0 | 0 | 0 | 66.1 | 0.00991 | -0.291 | [6 empty] | DEER:Indoor_Non-CFL_Ltg | Annual
Any | SWLG011D | RtL | Ex | CZ14 | cWtd | SWLG011-01 | ExAnte2020 | IOU workpaper | 2019-06-26 | Fixture | 1 |  | None | 0 | 0 | 0 | 67.3 | 0.0104 | -0.305 | [6 empty] | DEER:Indoor_Non-CFL_Ltg | Annual
Any | SWLG011D | RtL | Ex | CZ15 | cWtd | SWLG011-01 | ExAnte2020 | IOU workpaper | 2019-06-26 | Fixture | 1 |  | None | 0 | 0 | 0 | 72.4 | 0.0106 | -0.0459 | [6 empty] | DEER:Indoor_Non-CFL_Ltg | Annual
Any | SWLG011D | RtL | Ex | CZ16 | cWtd | SWLG011-01 | ExAnte2020 | IOU workpaper | 2019-06-26 | Fixture | 1 |  | None | 0 | 0 | 0 | 62.9 | 0.00991 | -0.667 | [6 empty] | DEER:Indoor_Non-CFL_Ltg | Annual
Any | SWLG011D | RtS | Ex | CZ01 | cWtd | SWLG011-01 | ExAnte2020 | IOU workpaper | 2019-06-26 | Fixture | 1 |  | None | 0 | 0 | 0 | 35.9 | 0.00659 | -0.578 | [6 empty] | DEER:Indoor_Non-CFL_Ltg | Annual
Any | SWLG011D | RtS | Ex | CZ02 | cWtd | SWLG011-01 | ExAnte2020 | IOU workpaper | 2019-06-26 | Fixture | 1 |  | None | 0 | 0 | 0 | 38.9 | 0.00684 | -0.319 | [6 empty] | DEER:Indoor_Non-CFL_Ltg | Annual
Any | SWLG011D | RtS | Ex | CZ03 | cWtd | SWLG011-01 | ExAnte2020 | IOU workpaper | 2019-06-26 | Fixture | 1 |  | None | 0 | 0 | 0 | 38.5 | 0.00682 | -0.342 | [6 empty] | DEER:Indoor_Non-CFL_Ltg | Annual
Any | SWLG011D | RtS | Ex | CZ04 | cWtd | SWLG011-01 | ExAnte2020 | IOU workpaper | 2019-06-26 | Fixture | 1 |  | None | 0 | 0 | 0 | 39.3 | 0.00684 | -0.268 | [6 empty] | DEER:Indoor_Non-CFL_Ltg | Annual
Any | SWLG011D | RtS | Ex | CZ05 | cWtd | SWLG011-01 | ExAnte2020 | IOU workpaper | 2019-06-26 | Fixture | 1 |  | None | 0 | 0 | 0 | 38.9 | 0.00672 | -0.31 | [6 empty] | DEER:Indoor_Non-CFL_Ltg | Annual
Any | SWLG011D | RtS | Ex | CZ06 | cWtd | SWLG011-01 | ExAnte2020 | IOU workpaper | 2019-06-26 | Fixture | 1 |  | None | 0 | 0 | 0 | 41.5 | 0.00706 | -0.155 | [6 empty] | DEER:Indoor_Non-CFL_Ltg | Annual
Any | SWLG011D | RtS | Ex | CZ07 | cWtd | SWLG011-01 | ExAnte2020 | IOU workpaper | 2019-06-26 | Fixture | 1 |  | None | 0 | 0 | 0 | 42.3 | 0.00706 | -0.115 | [6 empty] | DEER:Indoor_Non-CFL_Ltg | Annual
Any | SWLG011D | RtS | Ex | CZ08 | cWtd | SWLG011-01 | ExAnte2020 | IOU workpaper | 2019-06-26 | Fixture | 1 |  | None | 0 | 0 | 0 | 41.9 | 0.007 | -0.131 | [6 empty] | DEER:Indoor_Non-CFL_Ltg | Annual
Any | SWLG011D | RtS | Ex | CZ09 | cWtd | SWLG011-01 | ExAnte2020 | IOU workpaper | 2019-06-26 | Fixture | 1 |  | None | 0 | 0 | 0 | 41.5 | 0.00717 | -0.171 | [6 empty] | DEER:Indoor_Non-CFL_Ltg | Annual
Any | SWLG011D | RtS | Ex | CZ10 | cWtd | SWLG011-01 | ExAnte2020 | IOU workpaper | 2019-06-26 | Fixture | 1 |  | None | 0 | 0 | 0 | 41.9 | 0.00719 | -0.163 | [6 empty] | DEER:Indoor_Non-CFL_Ltg | Annual
Any | SWLG011D | RtS | Ex | CZ11 | cWtd | SWLG011-01 | ExAnte2020 | IOU workpaper | 2019-06-26 | Fixture | 1 |  | None | 0 | 0 | 0 | 39.3 | 0.00696 | -0.3 | [6 empty] | DEER:Indoor_Non-CFL_Ltg | Annual
Any | SWLG011D | RtS | Ex | CZ12 | cWtd | SWLG011-01 | ExAnte2020 | IOU workpaper | 2019-06-26 | Fixture | 1 |  | None | 0 | 0 | 0 | 39.3 | 0.00696 | -0.303 | [6 empty] | DEER:Indoor_Non-CFL_Ltg | Annual
Any | SWLG011D | RtS | Ex | CZ13 | cWtd | SWLG011-01 | ExAnte2020 | IOU workpaper | 2019-06-26 | Fixture | 1 |  | None | 0 | 0 | 0 | 39.3 | 0.00694 | -0.286 | [6 empty] | DEER:Indoor_Non-CFL_Ltg | Annual
Any | SWLG011D | RtS | Ex | CZ14 | cWtd | SWLG011-01 | ExAnte2020 | IOU workpaper | 2019-06-26 | Fixture | 1 |  | None | 0 | 0 | 0 | 40.4 | 0.00725 | -0.275 | [6 empty] | DEER:Indoor_Non-CFL_Ltg | Annual
Any | SWLG011D | RtS | Ex | CZ15 | cWtd | SWLG011-01 | ExAnte2020 | IOU workpaper | 2019-06-26 | Fixture | 1 |  | None | 0 | 0 | 0 | 43.8 | 0.00731 | -0.063 | [6 empty] | DEER:Indoor_Non-CFL_Ltg | Annual
Any | SWLG011D | RtS | Ex | CZ16 | cWtd | SWLG011-01 | ExAnte2020 | IOU workpaper | 2019-06-26 | Fixture | 1 |  | None | 0 | 0 | 0 | 37.4 | 0.007 | -0.453 | [6 empty] | DEER:Indoor_Non-CFL_Ltg | Annual
Any | SWLG011D | SCn | Ex | CZ01 | cWtd | SWLG011-01 | ExAnte2020 | IOU workpaper | 2019-06-26 | Fixture | 1 |  | None | 0 | 0 | 0 | 26.9 | 0.00325 | -0.644 | [6 empty] | DEER:Indoor_Non-CFL_Ltg | Annual
Any | SWLG011D | SCn | Ex | CZ02 | cWtd | SWLG011-01 | ExAnte2020 | IOU workpaper | 2019-06-26 | Fixture | 1 |  | None | 0 | 0 | 0 | 31.5 | 0.0041 | -0.42 | [6 empty] | DEER:Indoor_Non-CFL_Ltg | Annual
Any | SWLG011D | SCn | Ex | CZ03 | cWtd | SWLG011-01 | ExAnte2020 | IOU workpaper | 2019-06-26 | Fixture | 1 |  | None | 0 | 0 | 0 | 29.4 | 0.0041 | -0.528 | [6 empty] | DEER:Indoor_Non-CFL_Ltg | Annual
Any | SWLG011D | SCn | Ex | CZ04 | cWtd | SWLG011-01 | ExAnte2020 | IOU workpaper | 2019-06-26 | Fixture | 1 |  | None | 0 | 0 | 0 | 32.5 | 0.00414 | -0.43 | [6 empty] | DEER:Indoor_Non-CFL_Ltg | Annual
Any | SWLG011D | SCn | Ex | CZ05 | cWtd | SWLG011-01 | ExAnte2020 | IOU workpaper | 2019-06-26 | Fixture | 1 |  | None | 0 | 0 | 0 | 31.1 | 0.00368 | -0.591 | [6 empty] | DEER:Indoor_Non-CFL_Ltg | Annual
Any | SWLG011D | SCn | Ex | CZ06 | cWtd | SWLG011-01 | ExAnte2020 | IOU workpaper | 2019-06-26 | Fixture | 1 |  | None | 0 | 0 | 0 | 33.9 | 0.0043 | -0.31 | [6 empty] | DEER:Indoor_Non-CFL_Ltg | Annual
Any | SWLG011D | SCn | Ex | CZ07 | cWtd | SWLG011-01 | ExAnte2020 | IOU workpaper | 2019-06-26 | Fixture | 1 |  | None | 0 | 0 | 0 | 34.3 | 0.0044 | -0.296 | [6 empty] | DEER:Indoor_Non-CFL_Ltg | Annual
Any | SWLG011D | SCn | Ex | CZ08 | cWtd | SWLG011-01 | ExAnte2020 | IOU workpaper | 2019-06-26 | Fixture | 1 |  | None | 0 | 0 | 0 | 35.7 | 0.00414 | -0.264 | [6 empty] | DEER:Indoor_Non-CFL_Ltg | Annual
Any | SWLG011D | SCn | Ex | CZ09 | cWtd | SWLG011-01 | ExAnte2020 | IOU workpaper | 2019-06-26 | Fixture | 1 |  | None | 0 | 0 | 0 | 35 | 0.00424 | -0.318 | [6 empty] | DEER:Indoor_Non-CFL_Ltg | Annual
Any | SWLG011D | SCn | Ex | CZ10 | cWtd | SWLG011-01 | ExAnte2020 | IOU workpaper | 2019-06-26 | Fixture | 1 |  | None | 0 | 0 | 0 | 34.3 | 0.0042 | -0.353 | [6 empty] | DEER:Indoor_Non-CFL_Ltg | Annual
Any | SWLG011D | SCn | Ex | CZ11 | cWtd | SWLG011-01 | ExAnte2020 | IOU workpaper | 2019-06-26 | Fixture | 1 |  | None | 0 | 0 | 0 | 32.9 | 0.00401 | -0.385 | [6 empty] | DEER:Indoor_Non-CFL_Ltg | Annual
Any | SWLG011D | SCn | Ex | CZ12 | cWtd | SWLG011-01 | ExAnte2020 | IOU workpaper | 2019-06-26 | Fixture | 1 |  | None | 0 | 0 | 0 | 33.2 | 0.00404 | -0.381 | [6 empty] | DEER:Indoor_Non-CFL_Ltg | Annual
Any | SWLG011D | SCn | Ex | CZ13 | cWtd | SWLG011-01 | ExAnte2020 | IOU workpaper | 2019-06-26 | Fixture | 1 |  | None | 0 | 0 | 0 | 33.9 | 0.00397 | -0.331 | [6 empty] | DEER:Indoor_Non-CFL_Ltg | Annual
Any | SWLG011D | SCn | Ex | CZ14 | cWtd | SWLG011-01 | ExAnte2020 | IOU workpaper | 2019-06-26 | Fixture | 1 |  | None | 0 | 0 | 0 | 34.6 | 0.0042 | -0.374 | [6 empty] | DEER:Indoor_Non-CFL_Ltg | Annual
Any | SWLG011D | SCn | Ex | CZ15 | cWtd | SWLG011-01 | ExAnte2020 | IOU workpaper | 2019-06-26 | Fixture | 1 |  | None | 0 | 0 | 0 | 37.4 | 0.0044 | -0.188 | [6 empty] | DEER:Indoor_Non-CFL_Ltg | Annual
Any | SWLG011D | SCn | Ex | CZ16 | cWtd | SWLG011-01 | ExAnte2020 | IOU workpaper | 2019-06-26 | Fixture | 1 |  | None | 0 | 0 | 0 | 32.2 | 0.00433 | -0.497 | [6 empty] | DEER:Indoor_Non-CFL_Ltg | Annual
Any | SWLG011D | SUn | Ex | CZ01 | cWtd | SWLG011-01 | ExAnte2020 | IOU workpaper | 2019-06-26 | Fixture | 1 |  | None | 0 | 0 | 0 | 33 | 0.00466 | 0 | [6 empty] | DEER:Indoor_Non-CFL_Ltg | Annual
Any | SWLG011D | SUn | Ex | CZ02 | cWtd | SWLG011-01 | ExAnte2020 | IOU workpaper | 2019-06-26 | Fixture | 1 |  | None | 0 | 0 | 0 | 33 | 0.00466 | 0 | [6 empty] | DEER:Indoor_Non-CFL_Ltg | Annual
Any | SWLG011D | SUn | Ex | CZ03 | cWtd | SWLG011-01 | ExAnte2020 | IOU workpaper | 2019-06-26 | Fixture | 1 |  | None | 0 | 0 | 0 | 33 | 0.00466 | 0 | [6 empty] | DEER:Indoor_Non-CFL_Ltg | Annual
Any | SWLG011D | SUn | Ex | CZ04 | cWtd | SWLG011-01 | ExAnte2020 | IOU workpaper | 2019-06-26 | Fixture | 1 |  | None | 0 | 0 | 0 | 33 | 0.00466 | 0 | [6 empty] | DEER:Indoor_Non-CFL_Ltg | Annual
Any | SWLG011D | SUn | Ex | CZ05 | cWtd | SWLG011-01 | ExAnte2020 | IOU workpaper | 2019-06-26 | Fixture | 1 |  | None | 0 | 0 | 0 | 33 | 0.00466 | 0 | [6 empty] | DEER:Indoor_Non-CFL_Ltg | Annual
Any | SWLG011D | SUn | Ex | CZ06 | cWtd | SWLG011-01 | ExAnte2020 | IOU workpaper | 2019-06-26 | Fixture | 1 |  | None | 0 | 0 | 0 | 33 | 0.00466 | 0 | [6 empty] | DEER:Indoor_Non-CFL_Ltg | Annual
Any | SWLG011D | SUn | Ex | CZ07 | cWtd | SWLG011-01 | ExAnte2020 | IOU workpaper | 2019-06-26 | Fixture | 1 |  | None | 0 | 0 | 0 | 33 | 0.00466 | 0 | [6 empty] | DEER:Indoor_Non-CFL_Ltg | Annual
Any | SWLG011D | SUn | Ex | CZ08 | cWtd | SWLG011-01 | ExAnte2020 | IOU workpaper | 2019-06-26 | Fixture | 1 |  | None | 0 | 0 | 0 | 33 | 0.00466 | 0 | [6 empty] | DEER:Indoor_Non-CFL_Ltg | Annual
Any | SWLG011D | SUn | Ex | CZ09 | cWtd | SWLG011-01 | ExAnte2020 | IOU workpaper | 2019-06-26 | Fixture | 1 |  | None | 0 | 0 | 0 | 33 | 0.00466 | 0 | [6 empty] | DEER:Indoor_Non-CFL_Ltg | Annual
Any | SWLG011D | SUn | Ex | CZ10 | cWtd | SWLG011-01 | ExAnte2020 | IOU workpaper | 2019-06-26 | Fixture | 1 |  | None | 0 | 0 | 0 | 33 | 0.00466 | 0 | [6 empty] | DEER:Indoor_Non-CFL_Ltg | Annual
Any | SWLG011D | SUn | Ex | CZ11 | cWtd | SWLG011-01 | ExAnte2020 | IOU workpaper | 2019-06-26 | Fixture | 1 |  | None | 0 | 0 | 0 | 33 | 0.00466 | 0 | [6 empty] | DEER:Indoor_Non-CFL_Ltg | Annual
Any | SWLG011D | SUn | Ex | CZ12 | cWtd | SWLG011-01 | ExAnte2020 | IOU workpaper | 2019-06-26 | Fixture | 1 |  | None | 0 | 0 | 0 | 33 | 0.00466 | 0 | [6 empty] | DEER:Indoor_Non-CFL_Ltg | Annual
Any | SWLG011D | SUn | Ex | CZ13 | cWtd | SWLG011-01 | ExAnte2020 | IOU workpaper | 2019-06-26 | Fixture | 1 |  | None | 0 | 0 | 0 | 33 | 0.00466 | 0 | [6 empty] | DEER:Indoor_Non-CFL_Ltg | Annual
Any | SWLG011D | SUn | Ex | CZ14 | cWtd | SWLG011-01 | ExAnte2020 | IOU workpaper | 2019-06-26 | Fixture | 1 |  | None | 0 | 0 | 0 | 33 | 0.00466 | 0 | [6 empty] | DEER:Indoor_Non-CFL_Ltg | Annual
Any | SWLG011D | SUn | Ex | CZ15 | cWtd | SWLG011-01 | ExAnte2020 | IOU workpaper | 2019-06-26 | Fixture | 1 |  | None | 0 | 0 | 0 | 33 | 0.00466 | 0 | [6 empty] | DEER:Indoor_Non-CFL_Ltg | Annual
Any | SWLG011D | SUn | Ex | CZ16 | cWtd | SWLG011-01 | ExAnte2020 | IOU workpaper | 2019-06-26 | Fixture | 1 |  | None | 0 | 0 | 0 | 33 | 0.00466 | 0 | [6 empty] | DEER:Indoor_Non-CFL_Ltg | Annual
Any | SWLG011D | WRf | Ex | CZ01 | cWtd | SWLG011-01 | ExAnte2020 | IOU workpaper | 2019-06-26 | Fixture | 1 |  | None | 0 | 0 | 0 | 93.2 | 0.0101 | 0 | [6 empty] | DEER:Indoor_Non-CFL_Ltg | Annual
Any | SWLG011D | WRf | Ex | CZ02 | cWtd | SWLG011-01 | ExAnte2020 | IOU workpaper | 2019-06-26 | Fixture | 1 |  | None | 0 | 0 | 0 | 93.9 | 0.0102 | 0 | [6 empty] | DEER:Indoor_Non-CFL_Ltg | Annual
Any | SWLG011D | WRf | Ex | CZ03 | cWtd | SWLG011-01 | ExAnte2020 | IOU workpaper | 2019-06-26 | Fixture | 1 |  | None | 0 | 0 | 0 | 91.7 | 0.0102 | 0 | [6 empty] | DEER:Indoor_Non-CFL_Ltg | Annual
Any | SWLG011D | WRf | Ex | CZ04 | cWtd | SWLG011-01 | ExAnte2020 | IOU workpaper | 2019-06-26 | Fixture | 1 |  | None | 0 | 0 | 0 | 93.2 | 0.0101 | 0 | [6 empty] | DEER:Indoor_Non-CFL_Ltg | Annual
Any | SWLG011D | WRf | Ex | CZ05 | cWtd | SWLG011-01 | ExAnte2020 | IOU workpaper | 2019-06-26 | Fixture | 1 |  | None | 0 | 0 | 0 | 91 | 0.0101 | 0 | [6 empty] | DEER:Indoor_Non-CFL_Ltg | Annual
Any | SWLG011D | WRf | Ex | CZ06 | cWtd | SWLG011-01 | ExAnte2020 | IOU workpaper | 2019-06-26 | Fixture | 1 |  | None | 0 | 0 | 0 | 93.9 | 0.0101 | 0 | [6 empty] | DEER:Indoor_Non-CFL_Ltg | Annual
Any | SWLG011D | WRf | Ex | CZ07 | cWtd | SWLG011-01 | ExAnte2020 | IOU workpaper | 2019-06-26 | Fixture | 1 |  | None | 0 | 0 | 0 | 93.2 | 0.0102 | 0 | [6 empty] | DEER:Indoor_Non-CFL_Ltg | Annual
Any | SWLG011D | WRf | Ex | CZ08 | cWtd | SWLG011-01 | ExAnte2020 | IOU workpaper | 2019-06-26 | Fixture | 1 |  | None | 0 | 0 | 0 | 93.2 | 0.0116 | 0 | [6 empty] | DEER:Indoor_Non-CFL_Ltg | Annual
Any | SWLG011D | WRf | Ex | CZ09 | cWtd | SWLG011-01 | ExAnte2020 | IOU workpaper | 2019-06-26 | Fixture | 1 |  | None | 0 | 0 | 0 | 93.2 | 0.0105 | 0 | [6 empty] | DEER:Indoor_Non-CFL_Ltg | Annual
Any | SWLG011D | WRf | Ex | CZ10 | cWtd | SWLG011-01 | ExAnte2020 | IOU workpaper | 2019-06-26 | Fixture | 1 |  | None | 0 | 0 | 0 | 91.7 | 0.0102 | 0 | [6 empty] | DEER:Indoor_Non-CFL_Ltg | Annual
Any | SWLG011D | WRf | Ex | CZ11 | cWtd | SWLG011-01 | ExAnte2020 | IOU workpaper | 2019-06-26 | Fixture | 1 |  | None | 0 | 0 | 0 | 93.9 | 0.0101 | 0 | [6 empty] | DEER:Indoor_Non-CFL_Ltg | Annual
Any | SWLG011D | WRf | Ex | CZ12 | cWtd | SWLG011-01 | ExAnte2020 | IOU workpaper | 2019-06-26 | Fixture | 1 |  | None | 0 | 0 | 0 | 93.2 | 0.0104 | 0 | [6 empty] | DEER:Indoor_Non-CFL_Ltg | Annual
Any | SWLG011D | WRf | Ex | CZ13 | cWtd | SWLG011-01 | ExAnte2020 | IOU workpaper | 2019-06-26 | Fixture | 1 |  | None | 0 | 0 | 0 | 94.7 | 0.0101 | 0 | [6 empty] | DEER:Indoor_Non-CFL_Ltg | Annual
Any | SWLG011D | WRf | Ex | CZ14 | cWtd | SWLG011-01 | ExAnte2020 | IOU workpaper | 2019-06-26 | Fixture | 1 |  | None | 0 | 0 | 0 | 93.2 | 0.0102 | 0 | [6 empty] | DEER:Indoor_Non-CFL_Ltg | Annual
Any | SWLG011D | WRf | Ex | CZ15 | cWtd | SWLG011-01 | ExAnte2020 | IOU workpaper | 2019-06-26 | Fixture | 1 |  | None | 0 | 0 | 0 | 93.9 | 0.0103 | 0 | [6 empty] | DEER:Indoor_Non-CFL_Ltg | Annual
Any | SWLG011D | WRf | Ex | CZ16 | cWtd | SWLG011-01 | ExAnte2020 | IOU workpaper | 2019-06-26 | Fixture | 1 |  | None | 0 | 0 | 0 | 93.9 | 0.01 | 0 | [6 empty] | DEER:Indoor_Non-CFL_Ltg | Annual
Any | SWLG011E | Asm | Ex | CZ01 | cWtd | SWLG011-01 | ExAnte2020 | IOU workpaper | 2019-06-26 | Fixture | 1 |  | None | 0 | 0 | 0 | 27 | 0.0122 | -0.667 | [6 empty] | DEER:Indoor_Non-CFL_Ltg | Annual
Any | SWLG011E | Asm | Ex | CZ02 | cWtd | SWLG011-01 | ExAnte2020 | IOU workpaper | 2019-06-26 | Fixture | 1 |  | None | 0 | 0 | 0 | 29.6 | 0.0123 | -0.374 | [6 empty] | DEER:Indoor_Non-CFL_Ltg | Annual
Any | SWLG011E | Asm | Ex | CZ03 | cWtd | SWLG011-01 | ExAnte2020 | IOU workpaper | 2019-06-26 | Fixture | 1 |  | None | 0 | 0 | 0 | 29.3 | 0.0123 | -0.435 | [6 empty] | DEER:Indoor_Non-CFL_Ltg | Annual
Any | SWLG011E | Asm | Ex | CZ04 | cWtd | SWLG011-01 | ExAnte2020 | IOU workpaper | 2019-06-26 | Fixture | 1 |  | None | 0 | 0 | 0 | 30.2 | 0.0123 | -0.322 | [6 empty] | DEER:Indoor_Non-CFL_Ltg | Annual
Any | SWLG011E | Asm | Ex | CZ05 | cWtd | SWLG011-01 | ExAnte2020 | IOU workpaper | 2019-06-26 | Fixture | 1 |  | None | 0 | 0 | 0 | 29.3 | 0.0122 | -0.412 | [6 empty] | DEER:Indoor_Non-CFL_Ltg | Annual
Any | SWLG011E | Asm | Ex | CZ06 | cWtd | SWLG011-01 | ExAnte2020 | IOU workpaper | 2019-06-26 | Fixture | 1 |  | None | 0 | 0 | 0 | 31.9 | 0.013 | -0.244 | [6 empty] | DEER:Indoor_Non-CFL_Ltg | Annual
Any | SWLG011E | Asm | Ex | CZ07 | cWtd | SWLG011-01 | ExAnte2020 | IOU workpaper | 2019-06-26 | Fixture | 1 |  | None | 0 | 0 | 0 | 32.5 | 0.0133 | -0.23 | [6 empty] | DEER:Indoor_Non-CFL_Ltg | Annual
Any | SWLG011E | Asm | Ex | CZ08 | cWtd | SWLG011-01 | ExAnte2020 | IOU workpaper | 2019-06-26 | Fixture | 1 |  | None | 0 | 0 | 0 | 32.5 | 0.0129 | -0.189 | [6 empty] | DEER:Indoor_Non-CFL_Ltg | Annual
Any | SWLG011E | Asm | Ex | CZ09 | cWtd | SWLG011-01 | ExAnte2020 | IOU workpaper | 2019-06-26 | Fixture | 1 |  | None | 0 | 0 | 0 | 31.9 | 0.0132 | -0.221 | [6 empty] | DEER:Indoor_Non-CFL_Ltg | Annual
Any | SWLG011E | Asm | Ex | CZ10 | cWtd | SWLG011-01 | ExAnte2020 | IOU workpaper | 2019-06-26 | Fixture | 1 |  | None | 0 | 0 | 0 | 32.2 | 0.0133 | -0.21 | [6 empty] | DEER:Indoor_Non-CFL_Ltg | Annual
Any | SWLG011E | Asm | Ex | CZ11 | cWtd | SWLG011-01 | ExAnte2020 | IOU workpaper | 2019-06-26 | Fixture | 1 |  | None | 0 | 0 | 0 | 30.2 | 0.0126 | -0.313 | [6 empty] | DEER:Indoor_Non-CFL_Ltg | Annual
Any | SWLG011E | Asm | Ex | CZ12 | cWtd | SWLG011-01 | ExAnte2020 | IOU workpaper | 2019-06-26 | Fixture | 1 |  | None | 0 | 0 | 0 | 30.2 | 0.0125 | -0.333 | [6 empty] | DEER:Indoor_Non-CFL_Ltg | Annual
Any | SWLG011E | Asm | Ex | CZ13 | cWtd | SWLG011-01 | ExAnte2020 | IOU workpaper | 2019-06-26 | Fixture | 1 |  | None | 0 | 0 | 0 | 30.2 | 0.0126 | -0.302 | [6 empty] | DEER:Indoor_Non-CFL_Ltg | Annual
Any | SWLG011E | Asm | Ex | CZ14 | cWtd | SWLG011-01 | ExAnte2020 | IOU workpaper | 2019-06-26 | Fixture | 1 |  | None | 0 | 0 | 0 | 31 | 0.013 | -0.299 | [6 empty] | DEER:Indoor_Non-CFL_Ltg | Annual
Any | SWLG011E | Asm | Ex | CZ15 | cWtd | SWLG011-01 | ExAnte2020 | IOU workpaper | 2019-06-26 | Fixture | 1 |  | None | 0 | 0 | 0 | 33.3 | 0.013 | -0.106 | [6 empty] | DEER:Indoor_Non-CFL_Ltg | Annual
Any | SWLG011E | Asm | Ex | CZ16 | cWtd | SWLG011-01 | ExAnte2020 | IOU workpaper | 2019-06-26 | Fixture | 1 |  | None | 0 | 0 | 0 | 28.7 | 0.0127 | -0.478 | [6 empty] | DEER:Indoor_Non-CFL_Ltg | Annual
Any | SWLG011E | Com | Ex | CZ01 | cWtd | SWLG011-01 | ExAnte2020 | IOU workpaper | 2019-06-26 | Fixture | 1 |  | None | 0 | 0 | 0 | 50 | 0.00848 | -0.75 | [6 empty] | DEER:Indoor_Non-CFL_Ltg | Annual
Any | SWLG011E | Com | Ex | CZ02 | cWtd | SWLG011-01 | ExAnte2020 | IOU workpaper | 2019-06-26 | Fixture | 1 |  | None | 0 | 0 | 0 | 54.3 | 0.00941 | -0.482 | [6 empty] | DEER:Indoor_Non-CFL_Ltg | Annual
Any | SWLG011E | Com | Ex | CZ03 | cWtd | SWLG011-01 | ExAnte2020 | IOU workpaper | 2019-06-26 | Fixture | 1 |  | None | 0 | 0 | 0 | 54.3 | 0.0091 | -0.42 | [6 empty] | DEER:Indoor_Non-CFL_Ltg | Annual
Any | SWLG011E | Com | Ex | CZ04 | cWtd | SWLG011-01 | ExAnte2020 | IOU workpaper | 2019-06-26 | Fixture | 1 |  | None | 0 | 0 | 0 | 55.9 | 0.00934 | -0.342 | [6 empty] | DEER:Indoor_Non-CFL_Ltg | Annual
Any | SWLG011E | Com | Ex | CZ05 | cWtd | SWLG011-01 | ExAnte2020 | IOU workpaper | 2019-06-26 | Fixture | 1 |  | None | 0 | 0 | 0 | 53.8 | 0.00895 | -0.564 | [6 empty] | DEER:Indoor_Non-CFL_Ltg | Annual
Any | SWLG011E | Com | Ex | CZ06 | cWtd | SWLG011-01 | ExAnte2020 | IOU workpaper | 2019-06-26 | Fixture | 1 |  | None | 0 | 0 | 0 | 56.7 | 0.00941 | -0.253 | [6 empty] | DEER:Indoor_Non-CFL_Ltg | Annual
Any | SWLG011E | Com | Ex | CZ07 | cWtd | SWLG011-01 | ExAnte2020 | IOU workpaper | 2019-06-26 | Fixture | 1 |  | None | 0 | 0 | 0 | 60.7 | 0.00999 | -0.243 | [6 empty] | DEER:Indoor_Non-CFL_Ltg | Annual
Any | SWLG011E | Com | Ex | CZ08 | cWtd | SWLG011-01 | ExAnte2020 | IOU workpaper | 2019-06-26 | Fixture | 1 |  | None | 0 | 0 | 0 | 56.7 | 0.00925 | -0.224 | [6 empty] | DEER:Indoor_Non-CFL_Ltg | Annual
Any | SWLG011E | Com | Ex | CZ09 | cWtd | SWLG011-01 | ExAnte2020 | IOU workpaper | 2019-06-26 | Fixture | 1 |  | None | 0 | 0 | 0 | 56.7 | 0.00964 | -0.245 | [6 empty] | DEER:Indoor_Non-CFL_Ltg | Annual
Any | SWLG011E | Com | Ex | CZ10 | cWtd | SWLG011-01 | ExAnte2020 | IOU workpaper | 2019-06-26 | Fixture | 1 |  | None | 0 | 0 | 0 | 55.1 | 0.00933 | -0.263 | [6 empty] | DEER:Indoor_Non-CFL_Ltg | Annual
Any | SWLG011E | Com | Ex | CZ11 | cWtd | SWLG011-01 | ExAnte2020 | IOU workpaper | 2019-06-26 | Fixture | 1 |  | None | 0 | 0 | 0 | 54.8 | 0.00949 | -0.437 | [6 empty] | DEER:Indoor_Non-CFL_Ltg | Annual
Any | SWLG011E | Com | Ex | CZ12 | cWtd | SWLG011-01 | ExAnte2020 | IOU workpaper | 2019-06-26 | Fixture | 1 |  | None | 0 | 0 | 0 | 54.8 | 0.00965 | -0.39 | [6 empty] | DEER:Indoor_Non-CFL_Ltg | Annual
Any | SWLG011E | Com | Ex | CZ13 | cWtd | SWLG011-01 | ExAnte2020 | IOU workpaper | 2019-06-26 | Fixture | 1 |  | None | 0 | 0 | 0 | 55.9 | 0.00941 | -0.374 | [6 empty] | DEER:Indoor_Non-CFL_Ltg | Annual
Any | SWLG011E | Com | Ex | CZ14 | cWtd | SWLG011-01 | ExAnte2020 | IOU workpaper | 2019-06-26 | Fixture | 1 |  | None | 0 | 0 | 0 | 55.7 | 0.00964 | -0.425 | [6 empty] | DEER:Indoor_Non-CFL_Ltg | Annual
Any | SWLG011E | Com | Ex | CZ15 | cWtd | SWLG011-01 | ExAnte2020 | IOU workpaper | 2019-06-26 | Fixture | 1 |  | None | 0 | 0 | 0 | 59.9 | 0.00987 | -0.122 | [6 empty] | DEER:Indoor_Non-CFL_Ltg | Annual
Any | SWLG011E | Com | Ex | CZ16 | cWtd | SWLG011-01 | ExAnte2020 | IOU workpaper | 2019-06-26 | Fixture | 1 |  | None | 0 | 0 | 0 | 52 | 0.00933 | -0.756 | [6 empty] | DEER:Indoor_Non-CFL_Ltg | Annual
Any | SWLG011E | ECC | Ex | CZ01 | cWtd | SWLG011-01 | ExAnte2020 | IOU workpaper | 2019-06-26 | Fixture | 1 |  | None | 0 | 0 | 0 | 44.8 | 0.00722 | -1.25 | [6 empty] | DEER:Indoor_Non-CFL_Ltg | Annual
Any | SWLG011E | ECC | Ex | CZ02 | cWtd | SWLG011-01 | ExAnte2020 | IOU workpaper | 2019-06-26 | Fixture | 1 |  | None | 0 | 0 | 0 | 47.5 | 0.00867 | -0.794 | [6 empty] | DEER:Indoor_Non-CFL_Ltg | Annual
Any | SWLG011E | ECC | Ex | CZ03 | cWtd | SWLG011-01 | ExAnte2020 | IOU workpaper | 2019-06-26 | Fixture | 1 |  | None | 0 | 0 | 0 | 46.6 | 0.00832 | -0.918 | [6 empty] | DEER:Indoor_Non-CFL_Ltg | Annual
Any | SWLG011E | ECC | Ex | CZ04 | cWtd | SWLG011-01 | ExAnte2020 | IOU workpaper | 2019-06-26 | Fixture | 1 |  | None | 0 | 0 | 0 | 48 | 0.00867 | -0.701 | [6 empty] | DEER:Indoor_Non-CFL_Ltg | Annual
Any | SWLG011E | ECC | Ex | CZ05 | cWtd | SWLG011-01 | ExAnte2020 | IOU workpaper | 2019-06-26 | Fixture | 1 |  | None | 0 | 0 | 0 | 46.6 | 0.00805 | -0.918 | [6 empty] | DEER:Indoor_Non-CFL_Ltg | Annual
Any | SWLG011E | ECC | Ex | CZ06 | cWtd | SWLG011-01 | ExAnte2020 | IOU workpaper | 2019-06-26 | Fixture | 1 |  | None | 0 | 0 | 0 | 49.4 | 0.00908 | -0.498 | [6 empty] | DEER:Indoor_Non-CFL_Ltg | Annual
Any | SWLG011E | ECC | Ex | CZ07 | cWtd | SWLG011-01 | ExAnte2020 | IOU workpaper | 2019-06-26 | Fixture | 1 |  | None | 0 | 0 | 0 | 49.4 | 0.00867 | -0.498 | [6 empty] | DEER:Indoor_Non-CFL_Ltg | Annual
Any | SWLG011E | ECC | Ex | CZ08 | cWtd | SWLG011-01 | ExAnte2020 | IOU workpaper | 2019-06-26 | Fixture | 1 |  | None | 0 | 0 | 0 | 49.8 | 0.0086 | -0.413 | [6 empty] | DEER:Indoor_Non-CFL_Ltg | Annual
Any | SWLG011E | ECC | Ex | CZ09 | cWtd | SWLG011-01 | ExAnte2020 | IOU workpaper | 2019-06-26 | Fixture | 1 |  | None | 0 | 0 | 0 | 48.9 | 0.00901 | -0.466 | [6 empty] | DEER:Indoor_Non-CFL_Ltg | Annual
Any | SWLG011E | ECC | Ex | CZ10 | cWtd | SWLG011-01 | ExAnte2020 | IOU workpaper | 2019-06-26 | Fixture | 1 |  | None | 0 | 0 | 0 | 48.9 | 0.00887 | -0.453 | [6 empty] | DEER:Indoor_Non-CFL_Ltg | Annual
Any | SWLG011E | ECC | Ex | CZ11 | cWtd | SWLG011-01 | ExAnte2020 | IOU workpaper | 2019-06-26 | Fixture | 1 |  | None | 0 | 0 | 0 | 48.9 | 0.00894 | -0.651 | [6 empty] | DEER:Indoor_Non-CFL_Ltg | Annual
Any | SWLG011E | ECC | Ex | CZ12 | cWtd | SWLG011-01 | ExAnte2020 | IOU workpaper | 2019-06-26 | Fixture | 1 |  | None | 0 | 0 | 0 | 48.9 | 0.00887 | -0.692 | [6 empty] | DEER:Indoor_Non-CFL_Ltg | Annual
Any | SWLG011E | ECC | Ex | CZ13 | cWtd | SWLG011-01 | ExAnte2020 | IOU workpaper | 2019-06-26 | Fixture | 1 |  | None | 0 | 0 | 0 | 49.4 | 0.00887 | -0.595 | [6 empty] | DEER:Indoor_Non-CFL_Ltg | Annual
Any | SWLG011E | ECC | Ex | CZ14 | cWtd | SWLG011-01 | ExAnte2020 | IOU workpaper | 2019-06-26 | Fixture | 1 |  | None | 0 | 0 | 0 | 49.4 | 0.00887 | -0.609 | [6 empty] | DEER:Indoor_Non-CFL_Ltg | Annual
Any | SWLG011E | ECC | Ex | CZ15 | cWtd | SWLG011-01 | ExAnte2020 | IOU workpaper | 2019-06-26 | Fixture | 1 |  | None | 0 | 0 | 0 | 51.7 | 0.00887 | -0.207 | [6 empty] | DEER:Indoor_Non-CFL_Ltg | Annual
Any | SWLG011E | ECC | Ex | CZ16 | cWtd | SWLG011-01 | ExAnte2020 | IOU workpaper | 2019-06-26 | Fixture | 1 |  | None | 0 | 0 | 0 | 46.6 | 0.00874 | -0.937 | [6 empty] | DEER:Indoor_Non-CFL_Ltg | Annual
Any | SWLG011E | EPr | Ex | CZ01 | cWtd | SWLG011-01 | ExAnte2020 | IOU workpaper | 2019-06-26 | Fixture | 1 |  | None | 0 | 0 | 0 | 38.1 | 0.00923 | -1.01 | [6 empty] | DEER:Indoor_Non-CFL_Ltg | Annual
Any | SWLG011E | EPr | Ex | CZ02 | cWtd | SWLG011-01 | ExAnte2020 | IOU workpaper | 2019-06-26 | Fixture | 1 |  | None | 0 | 0 | 0 | 40.1 | 0.0136 | -0.733 | [6 empty] | DEER:Indoor_Non-CFL_Ltg | Annual
Any | SWLG011E | EPr | Ex | CZ03 | cWtd | SWLG011-01 | ExAnte2020 | IOU workpaper | 2019-06-26 | Fixture | 1 |  | None | 0 | 0 | 0 | 39.7 | 0.00905 | -0.794 | [6 empty] | DEER:Indoor_Non-CFL_Ltg | Annual
Any | SWLG011E | EPr | Ex | CZ04 | cWtd | SWLG011-01 | ExAnte2020 | IOU workpaper | 2019-06-26 | Fixture | 1 |  | None | 0 | 0 | 0 | 40.5 | 0.0104 | -0.66 | [6 empty] | DEER:Indoor_Non-CFL_Ltg | Annual
Any | SWLG011E | EPr | Ex | CZ05 | cWtd | SWLG011-01 | ExAnte2020 | IOU workpaper | 2019-06-26 | Fixture | 1 |  | None | 0 | 0 | 0 | 39.7 | 0.01 | -0.794 | [6 empty] | DEER:Indoor_Non-CFL_Ltg | Annual
Any | SWLG011E | EPr | Ex | CZ06 | cWtd | SWLG011-01 | ExAnte2020 | IOU workpaper | 2019-06-26 | Fixture | 1 |  | None | 0 | 0 | 0 | 41.7 | 0.0108 | -0.462 | [6 empty] | DEER:Indoor_Non-CFL_Ltg | Annual
Any | SWLG011E | EPr | Ex | CZ07 | cWtd | SWLG011-01 | ExAnte2020 | IOU workpaper | 2019-06-26 | Fixture | 1 |  | None | 0 | 0 | 0 | 41.3 | 0.0109 | -0.494 | [6 empty] | DEER:Indoor_Non-CFL_Ltg | Annual
Any | SWLG011E | EPr | Ex | CZ08 | cWtd | SWLG011-01 | ExAnte2020 | IOU workpaper | 2019-06-26 | Fixture | 1 |  | None | 0 | 0 | 0 | 42.1 | 0.0107 | -0.413 | [6 empty] | DEER:Indoor_Non-CFL_Ltg | Annual
Any | SWLG011E | EPr | Ex | CZ09 | cWtd | SWLG011-01 | ExAnte2020 | IOU workpaper | 2019-06-26 | Fixture | 1 |  | None | 0 | 0 | 0 | 42.1 | 0.011 | -0.458 | [6 empty] | DEER:Indoor_Non-CFL_Ltg | Annual
Any | SWLG011E | EPr | Ex | CZ10 | cWtd | SWLG011-01 | ExAnte2020 | IOU workpaper | 2019-06-26 | Fixture | 1 |  | None | 0 | 0 | 0 | 42.9 | 0.0109 | -0.421 | [6 empty] | DEER:Indoor_Non-CFL_Ltg | Annual
Any | SWLG011E | EPr | Ex | CZ11 | cWtd | SWLG011-01 | ExAnte2020 | IOU workpaper | 2019-06-26 | Fixture | 1 |  | None | 0 | 0 | 0 | 41.7 | 0.0124 | -0.624 | [6 empty] | DEER:Indoor_Non-CFL_Ltg | Annual
Any | SWLG011E | EPr | Ex | CZ12 | cWtd | SWLG011-01 | ExAnte2020 | IOU workpaper | 2019-06-26 | Fixture | 1 |  | None | 0 | 0 | 0 | 40.9 | 0.0141 | -0.64 | [6 empty] | DEER:Indoor_Non-CFL_Ltg | Annual
Any | SWLG011E | EPr | Ex | CZ13 | cWtd | SWLG011-01 | ExAnte2020 | IOU workpaper | 2019-06-26 | Fixture | 1 |  | None | 0 | 0 | 0 | 41.7 | 0.0117 | -0.599 | [6 empty] | DEER:Indoor_Non-CFL_Ltg | Annual
Any | SWLG011E | EPr | Ex | CZ14 | cWtd | SWLG011-01 | ExAnte2020 | IOU workpaper | 2019-06-26 | Fixture | 1 |  | None | 0 | 0 | 0 | 42.1 | 0.0108 | -0.551 | [6 empty] | DEER:Indoor_Non-CFL_Ltg | Annual
Any | SWLG011E | EPr | Ex | CZ15 | cWtd | SWLG011-01 | ExAnte2020 | IOU workpaper | 2019-06-26 | Fixture | 1 |  | None | 0 | 0 | 0 | 45.8 | 0.011 | -0.2 | [6 empty] | DEER:Indoor_Non-CFL_Ltg | Annual
Any | SWLG011E | EPr | Ex | CZ16 | cWtd | SWLG011-01 | ExAnte2020 | IOU workpaper | 2019-06-26 | Fixture | 1 |  | None | 0 | 0 | 0 | 38.5 | 0.00896 | -0.818 | [6 empty] | DEER:Indoor_Non-CFL_Ltg | Annual
Any | SWLG011E | ERC | Ex | CZ01 | cWtd | SWLG011-01 | ExAnte2020 | IOU workpaper | 2019-06-26 | Fixture | 1 |  | None | 0 | 0 | 0 | 18.7 | 0.00415 | -0.357 | [6 empty] | DEER:Indoor_Non-CFL_Ltg | Annual
Any | SWLG011E | ERC | Ex | CZ02 | cWtd | SWLG011-01 | ExAnte2020 | IOU workpaper | 2019-06-26 | Fixture | 1 |  | None | 0 | 0 | 0 | 19.9 | 0.00503 | -0.251 | [6 empty] | DEER:Indoor_Non-CFL_Ltg | Annual
Any | SWLG011E | ERC | Ex | CZ03 | cWtd | SWLG011-01 | ExAnte2020 | IOU workpaper | 2019-06-26 | Fixture | 1 |  | None | 0 | 0 | 0 | 19.9 | 0.00365 | -0.224 | [6 empty] | DEER:Indoor_Non-CFL_Ltg | Annual
Any | SWLG011E | ERC | Ex | CZ04 | cWtd | SWLG011-01 | ExAnte2020 | IOU workpaper | 2019-06-26 | Fixture | 1 |  | None | 0 | 0 | 0 | 20.2 | 0.00419 | -0.186 | [6 empty] | DEER:Indoor_Non-CFL_Ltg | Annual
Any | SWLG011E | ERC | Ex | CZ05 | cWtd | SWLG011-01 | ExAnte2020 | IOU workpaper | 2019-06-26 | Fixture | 1 |  | None | 0 | 0 | 0 | 20 | 0.00378 | -0.2 | [6 empty] | DEER:Indoor_Non-CFL_Ltg | Annual
Any | SWLG011E | ERC | Ex | CZ06 | cWtd | SWLG011-01 | ExAnte2020 | IOU workpaper | 2019-06-26 | Fixture | 1 |  | None | 0 | 0 | 0 | 21.2 | 0.00426 | -0.143 | [6 empty] | DEER:Indoor_Non-CFL_Ltg | Annual
Any | SWLG011E | ERC | Ex | CZ07 | cWtd | SWLG011-01 | ExAnte2020 | IOU workpaper | 2019-06-26 | Fixture | 1 |  | None | 0 | 0 | 0 | 21.2 | 0.00415 | -0.117 | [6 empty] | DEER:Indoor_Non-CFL_Ltg | Annual
Any | SWLG011E | ERC | Ex | CZ08 | cWtd | SWLG011-01 | ExAnte2020 | IOU workpaper | 2019-06-26 | Fixture | 1 |  | None | 0 | 0 | 0 | 21.6 | 0.00432 | -0.107 | [6 empty] | DEER:Indoor_Non-CFL_Ltg | Annual
Any | SWLG011E | ERC | Ex | CZ09 | cWtd | SWLG011-01 | ExAnte2020 | IOU workpaper | 2019-06-26 | Fixture | 1 |  | None | 0 | 0 | 0 | 21.4 | 0.00463 | -0.136 | [6 empty] | DEER:Indoor_Non-CFL_Ltg | Annual
Any | SWLG011E | ERC | Ex | CZ10 | cWtd | SWLG011-01 | ExAnte2020 | IOU workpaper | 2019-06-26 | Fixture | 1 |  | None | 0 | 0 | 0 | 21.6 | 0.00469 | -0.147 | [6 empty] | DEER:Indoor_Non-CFL_Ltg | Annual
Any | SWLG011E | ERC | Ex | CZ11 | cWtd | SWLG011-01 | ExAnte2020 | IOU workpaper | 2019-06-26 | Fixture | 1 |  | None | 0 | 0 | 0 | 20.4 | 0.00493 | -0.214 | [6 empty] | DEER:Indoor_Non-CFL_Ltg | Annual
Any | SWLG011E | ERC | Ex | CZ12 | cWtd | SWLG011-01 | ExAnte2020 | IOU workpaper | 2019-06-26 | Fixture | 1 |  | None | 0 | 0 | 0 | 20.2 | 0.0049 | -0.22 | [6 empty] | DEER:Indoor_Non-CFL_Ltg | Annual
Any | SWLG011E | ERC | Ex | CZ13 | cWtd | SWLG011-01 | ExAnte2020 | IOU workpaper | 2019-06-26 | Fixture | 1 |  | None | 0 | 0 | 0 | 20.6 | 0.00473 | -0.197 | [6 empty] | DEER:Indoor_Non-CFL_Ltg | Annual
Any | SWLG011E | ERC | Ex | CZ14 | cWtd | SWLG011-01 | ExAnte2020 | IOU workpaper | 2019-06-26 | Fixture | 1 |  | None | 0 | 0 | 0 | 21 | 0.00476 | -0.208 | [6 empty] | DEER:Indoor_Non-CFL_Ltg | Annual
Any | SWLG011E | ERC | Ex | CZ15 | cWtd | SWLG011-01 | ExAnte2020 | IOU workpaper | 2019-06-26 | Fixture | 1 |  | None | 0 | 0 | 0 | 22.9 | 0.00493 | -0.0557 | [6 empty] | DEER:Indoor_Non-CFL_Ltg | Annual
Any | SWLG011E | ERC | Ex | CZ16 | cWtd | SWLG011-01 | ExAnte2020 | IOU workpaper | 2019-06-26 | Fixture | 1 |  | None | 0 | 0 | 0 | 19.1 | 0.00439 | -0.305 | [6 empty] | DEER:Indoor_Non-CFL_Ltg | Annual
Any | SWLG011E | ESe | Ex | CZ01 | cWtd | SWLG011-01 | ExAnte2020 | IOU workpaper | 2019-06-26 | Fixture | 1 |  | None | 0 | 0 | 0 | 38.5 | 0.00925 | -0.939 | [6 empty] | DEER:Indoor_Non-CFL_Ltg | Annual
Any | SWLG011E | ESe | Ex | CZ02 | cWtd | SWLG011-01 | ExAnte2020 | IOU workpaper | 2019-06-26 | Fixture | 1 |  | None | 0 | 0 | 0 | 40.5 | 0.0129 | -0.676 | [6 empty] | DEER:Indoor_Non-CFL_Ltg | Annual
Any | SWLG011E | ESe | Ex | CZ03 | cWtd | SWLG011-01 | ExAnte2020 | IOU workpaper | 2019-06-26 | Fixture | 1 |  | None | 0 | 0 | 0 | 39.7 | 0.00961 | -0.729 | [6 empty] | DEER:Indoor_Non-CFL_Ltg | Annual
Any | SWLG011E | ESe | Ex | CZ04 | cWtd | SWLG011-01 | ExAnte2020 | IOU workpaper | 2019-06-26 | Fixture | 1 |  | None | 0 | 0 | 0 | 40.9 | 0.0102 | -0.599 | [6 empty] | DEER:Indoor_Non-CFL_Ltg | Annual
Any | SWLG011E | ESe | Ex | CZ05 | cWtd | SWLG011-01 | ExAnte2020 | IOU workpaper | 2019-06-26 | Fixture | 1 |  | None | 0 | 0 | 0 | 39.7 | 0.0097 | -0.701 | [6 empty] | DEER:Indoor_Non-CFL_Ltg | Annual
Any | SWLG011E | ESe | Ex | CZ06 | cWtd | SWLG011-01 | ExAnte2020 | IOU workpaper | 2019-06-26 | Fixture | 1 |  | None | 0 | 0 | 0 | 41.7 | 0.0106 | -0.454 | [6 empty] | DEER:Indoor_Non-CFL_Ltg | Annual
Any | SWLG011E | ESe | Ex | CZ07 | cWtd | SWLG011-01 | ExAnte2020 | IOU workpaper | 2019-06-26 | Fixture | 1 |  | None | 0 | 0 | 0 | 41.3 | 0.0106 | -0.441 | [6 empty] | DEER:Indoor_Non-CFL_Ltg | Annual
Any | SWLG011E | ESe | Ex | CZ08 | cWtd | SWLG011-01 | ExAnte2020 | IOU workpaper | 2019-06-26 | Fixture | 1 |  | None | 0 | 0 | 0 | 42.5 | 0.0104 | -0.379 | [6 empty] | DEER:Indoor_Non-CFL_Ltg | Annual
Any | SWLG011E | ESe | Ex | CZ09 | cWtd | SWLG011-01 | ExAnte2020 | IOU workpaper | 2019-06-26 | Fixture | 1 |  | None | 0 | 0 | 0 | 42.5 | 0.0108 | -0.425 | [6 empty] | DEER:Indoor_Non-CFL_Ltg | Annual
Any | SWLG011E | ESe | Ex | CZ10 | cWtd | SWLG011-01 | ExAnte2020 | IOU workpaper | 2019-06-26 | Fixture | 1 |  | None | 0 | 0 | 0 | 42.5 | 0.0107 | -0.441 | [6 empty] | DEER:Indoor_Non-CFL_Ltg | Annual
Any | SWLG011E | ESe | Ex | CZ11 | cWtd | SWLG011-01 | ExAnte2020 | IOU workpaper | 2019-06-26 | Fixture | 1 |  | None | 0 | 0 | 0 | 41.7 | 0.0118 | -0.595 | [6 empty] | DEER:Indoor_Non-CFL_Ltg | Annual
Any | SWLG011E | ESe | Ex | CZ12 | cWtd | SWLG011-01 | ExAnte2020 | IOU workpaper | 2019-06-26 | Fixture | 1 |  | None | 0 | 0 | 0 | 41.3 | 0.0132 | -0.611 | [6 empty] | DEER:Indoor_Non-CFL_Ltg | Annual
Any | SWLG011E | ESe | Ex | CZ13 | cWtd | SWLG011-01 | ExAnte2020 | IOU workpaper | 2019-06-26 | Fixture | 1 |  | None | 0 | 0 | 0 | 42.1 | 0.0113 | -0.551 | [6 empty] | DEER:Indoor_Non-CFL_Ltg | Annual
Any | SWLG011E | ESe | Ex | CZ14 | cWtd | SWLG011-01 | ExAnte2020 | IOU workpaper | 2019-06-26 | Fixture | 1 |  | None | 0 | 0 | 0 | 42.1 | 0.0105 | -0.543 | [6 empty] | DEER:Indoor_Non-CFL_Ltg | Annual
Any | SWLG011E | ESe | Ex | CZ15 | cWtd | SWLG011-01 | ExAnte2020 | IOU workpaper | 2019-06-26 | Fixture | 1 |  | None | 0 | 0 | 0 | 45.8 | 0.012 | -0.207 | [6 empty] | DEER:Indoor_Non-CFL_Ltg | Annual
Any | SWLG011E | ESe | Ex | CZ16 | cWtd | SWLG011-01 | ExAnte2020 | IOU workpaper | 2019-06-26 | Fixture | 1 |  | None | 0 | 0 | 0 | 38.9 | 0.0127 | -0.753 | [6 empty] | DEER:Indoor_Non-CFL_Ltg | Annual
Any | SWLG011E | EUn | Ex | CZ01 | cWtd | SWLG011-01 | ExAnte2020 | IOU workpaper | 2019-06-26 | Fixture | 1 |  | None | 0 | 0 | 0 | 42.6 | 0.0121 | -1.28 | [6 empty] | DEER:Indoor_Non-CFL_Ltg | Annual
Any | SWLG011E | EUn | Ex | CZ02 | cWtd | SWLG011-01 | ExAnte2020 | IOU workpaper | 2019-06-26 | Fixture | 1 |  | None | 0 | 0 | 0 | 45.2 | 0.0135 | -0.848 | [6 empty] | DEER:Indoor_Non-CFL_Ltg | Annual
Any | SWLG011E | EUn | Ex | CZ03 | cWtd | SWLG011-01 | ExAnte2020 | IOU workpaper | 2019-06-26 | Fixture | 1 |  | None | 0 | 0 | 0 | 44.4 | 0.0135 | -0.974 | [6 empty] | DEER:Indoor_Non-CFL_Ltg | Annual
Any | SWLG011E | EUn | Ex | CZ04 | cWtd | SWLG011-01 | ExAnte2020 | IOU workpaper | 2019-06-26 | Fixture | 1 |  | None | 0 | 0 | 0 | 45.7 | 0.0135 | -0.753 | [6 empty] | DEER:Indoor_Non-CFL_Ltg | Annual
Any | SWLG011E | EUn | Ex | CZ05 | cWtd | SWLG011-01 | ExAnte2020 | IOU workpaper | 2019-06-26 | Fixture | 1 |  | None | 0 | 0 | 0 | 44.4 | 0.0129 | -0.957 | [6 empty] | DEER:Indoor_Non-CFL_Ltg | Annual
Any | SWLG011E | EUn | Ex | CZ06 | cWtd | SWLG011-01 | ExAnte2020 | IOU workpaper | 2019-06-26 | Fixture | 1 |  | None | 0 | 0 | 0 | 47 | 0.0137 | -0.6 | [6 empty] | DEER:Indoor_Non-CFL_Ltg | Annual
Any | SWLG011E | EUn | Ex | CZ07 | cWtd | SWLG011-01 | ExAnte2020 | IOU workpaper | 2019-06-26 | Fixture | 1 |  | None | 0 | 0 | 0 | 46.5 | 0.0139 | -0.609 | [6 empty] | DEER:Indoor_Non-CFL_Ltg | Annual
Any | SWLG011E | EUn | Ex | CZ08 | cWtd | SWLG011-01 | ExAnte2020 | IOU workpaper | 2019-06-26 | Fixture | 1 |  | None | 0 | 0 | 0 | 47 | 0.0137 | -0.518 | [6 empty] | DEER:Indoor_Non-CFL_Ltg | Annual
Any | SWLG011E | EUn | Ex | CZ09 | cWtd | SWLG011-01 | ExAnte2020 | IOU workpaper | 2019-06-26 | Fixture | 1 |  | None | 0 | 0 | 0 | 47 | 0.0142 | -0.544 | [6 empty] | DEER:Indoor_Non-CFL_Ltg | Annual
Any | SWLG011E | EUn | Ex | CZ10 | cWtd | SWLG011-01 | ExAnte2020 | IOU workpaper | 2019-06-26 | Fixture | 1 |  | None | 0 | 0 | 0 | 47 | 0.0139 | -0.557 | [6 empty] | DEER:Indoor_Non-CFL_Ltg | Annual
Any | SWLG011E | EUn | Ex | CZ11 | cWtd | SWLG011-01 | ExAnte2020 | IOU workpaper | 2019-06-26 | Fixture | 1 |  | None | 0 | 0 | 0 | 46.1 | 0.0137 | -0.674 | [6 empty] | DEER:Indoor_Non-CFL_Ltg | Annual
Any | SWLG011E | EUn | Ex | CZ12 | cWtd | SWLG011-01 | ExAnte2020 | IOU workpaper | 2019-06-26 | Fixture | 1 |  | None | 0 | 0 | 0 | 46.1 | 0.0137 | -0.726 | [6 empty] | DEER:Indoor_Non-CFL_Ltg | Annual
Any | SWLG011E | EUn | Ex | CZ13 | cWtd | SWLG011-01 | ExAnte2020 | IOU workpaper | 2019-06-26 | Fixture | 1 |  | None | 0 | 0 | 0 | 46.5 | 0.0138 | -0.635 | [6 empty] | DEER:Indoor_Non-CFL_Ltg | Annual
Any | SWLG011E | EUn | Ex | CZ14 | cWtd | SWLG011-01 | ExAnte2020 | IOU workpaper | 2019-06-26 | Fixture | 1 |  | None | 0 | 0 | 0 | 46.5 | 0.0151 | -0.683 | [6 empty] | DEER:Indoor_Non-CFL_Ltg | Annual
Any | SWLG011E | EUn | Ex | CZ15 | cWtd | SWLG011-01 | ExAnte2020 | IOU workpaper | 2019-06-26 | Fixture | 1 |  | None | 0 | 0 | 0 | 49.6 | 0.0141 | -0.268 | [6 empty] | DEER:Indoor_Non-CFL_Ltg | Annual
Any | SWLG011E | EUn | Ex | CZ16 | cWtd | SWLG011-01 | ExAnte2020 | IOU workpaper | 2019-06-26 | Fixture | 1 |  | None | 0 | 0 | 0 | 43.9 | 0.0132 | -1 | [6 empty] | DEER:Indoor_Non-CFL_Ltg | Annual
Any | SWLG011E | Gro | Ex | CZ01 | cWtd | SWLG011-01 | ExAnte2020 | IOU workpaper | 2019-06-26 | Fixture | 1 |  | None | 0 | 0 | 0 | 94.3 | 0.0157 | -1.63 | [6 empty] | DEER:Indoor_Non-CFL_Ltg | Annual
Any | SWLG011E | Gro | Ex | CZ02 | cWtd | SWLG011-01 | ExAnte2020 | IOU workpaper | 2019-06-26 | Fixture | 1 |  | None | 0 | 0 | 0 | 98.1 | 0.0186 | -1.25 | [6 empty] | DEER:Indoor_Non-CFL_Ltg | Annual
Any | SWLG011E | Gro | Ex | CZ03 | cWtd | SWLG011-01 | ExAnte2020 | IOU workpaper | 2019-06-26 | Fixture | 1 |  | None | 0 | 0 | 0 | 96.2 | 0.0174 | -1.41 | [6 empty] | DEER:Indoor_Non-CFL_Ltg | Annual
Any | SWLG011E | Gro | Ex | CZ04 | cWtd | SWLG011-01 | ExAnte2020 | IOU workpaper | 2019-06-26 | Fixture | 1 |  | None | 0 | 0 | 0 | 98.1 | 0.018 | -1.21 | [6 empty] | DEER:Indoor_Non-CFL_Ltg | Annual
Any | SWLG011E | Gro | Ex | CZ05 | cWtd | SWLG011-01 | ExAnte2020 | IOU workpaper | 2019-06-26 | Fixture | 1 |  | None | 0 | 0 | 0 | 95.2 | 0.0171 | -1.44 | [6 empty] | DEER:Indoor_Non-CFL_Ltg | Annual
Any | SWLG011E | Gro | Ex | CZ06 | cWtd | SWLG011-01 | ExAnte2020 | IOU workpaper | 2019-06-26 | Fixture | 1 |  | None | 0 | 0 | 0 | 96.2 | 0.0178 | -1.3 | [6 empty] | DEER:Indoor_Non-CFL_Ltg | Annual
Any | SWLG011E | Gro | Ex | CZ07 | cWtd | SWLG011-01 | ExAnte2020 | IOU workpaper | 2019-06-26 | Fixture | 1 |  | None | 0 | 0 | 0 | 96.2 | 0.0174 | -1.31 | [6 empty] | DEER:Indoor_Non-CFL_Ltg | Annual
Any | SWLG011E | Gro | Ex | CZ08 | cWtd | SWLG011-01 | ExAnte2020 | IOU workpaper | 2019-06-26 | Fixture | 1 |  | None | 0 | 0 | 0 | 98.1 | 0.0178 | -1.16 | [6 empty] | DEER:Indoor_Non-CFL_Ltg | Annual
Any | SWLG011E | Gro | Ex | CZ09 | cWtd | SWLG011-01 | ExAnte2020 | IOU workpaper | 2019-06-26 | Fixture | 1 |  | None | 0 | 0 | 0 | 98.1 | 0.0183 | -1.15 | [6 empty] | DEER:Indoor_Non-CFL_Ltg | Annual
Any | SWLG011E | Gro | Ex | CZ10 | cWtd | SWLG011-01 | ExAnte2020 | IOU workpaper | 2019-06-26 | Fixture | 1 |  | None | 0 | 0 | 0 | 99.1 | 0.0184 | -1.16 | [6 empty] | DEER:Indoor_Non-CFL_Ltg | Annual
Any | SWLG011E | Gro | Ex | CZ11 | cWtd | SWLG011-01 | ExAnte2020 | IOU workpaper | 2019-06-26 | Fixture | 1 |  | None | 0 | 0 | 0 | 101 | 0.0191 | -1.03 | [6 empty] | DEER:Indoor_Non-CFL_Ltg | Annual
Any | SWLG011E | Gro | Ex | CZ12 | cWtd | SWLG011-01 | ExAnte2020 | IOU workpaper | 2019-06-26 | Fixture | 1 |  | None | 0 | 0 | 0 | 99.1 | 0.0189 | -1.12 | [6 empty] | DEER:Indoor_Non-CFL_Ltg | Annual
Any | SWLG011E | Gro | Ex | CZ13 | cWtd | SWLG011-01 | ExAnte2020 | IOU workpaper | 2019-06-26 | Fixture | 1 |  | None | 0 | 0 | 0 | 101 | 0.0184 | -0.972 | [6 empty] | DEER:Indoor_Non-CFL_Ltg | Annual
Any | SWLG011E | Gro | Ex | CZ14 | cWtd | SWLG011-01 | ExAnte2020 | IOU workpaper | 2019-06-26 | Fixture | 1 |  | None | 0 | 0 | 0 | 100 | 0.0186 | -1.19 | [6 empty] | DEER:Indoor_Non-CFL_Ltg | Annual
Any | SWLG011E | Gro | Ex | CZ15 | cWtd | SWLG011-01 | ExAnte2020 | IOU workpaper | 2019-06-26 | Fixture | 1 |  | None | 0 | 0 | 0 | 106 | 0.0189 | -0.674 | [6 empty] | DEER:Indoor_Non-CFL_Ltg | Annual
Any | SWLG011E | Gro | Ex | CZ16 | cWtd | SWLG011-01 | ExAnte2020 | IOU workpaper | 2019-06-26 | Fixture | 1 |  | None | 0 | 0 | 0 | 93.3 | 0.018 | -1.56 | [6 empty] | DEER:Indoor_Non-CFL_Ltg | Annual
Any | SWLG011E | Hsp | Ex | CZ01 | cWtd | SWLG011-01 | ExAnte2020 | IOU workpaper | 2019-06-26 | Fixture | 1 |  | None | 0 | 0 | 0 | 101 | 0.0147 | -2.91 | [6 empty] | DEER:Indoor_Non-CFL_Ltg | Annual
Any | SWLG011E | Hsp | Ex | CZ02 | cWtd | SWLG011-01 | ExAnte2020 | IOU workpaper | 2019-06-26 | Fixture | 1 |  | None | 0 | 0 | 0 | 109 | 0.0172 | -1.85 | [6 empty] | DEER:Indoor_Non-CFL_Ltg | Annual
Any | SWLG011E | Hsp | Ex | CZ03 | cWtd | SWLG011-01 | ExAnte2020 | IOU workpaper | 2019-06-26 | Fixture | 1 |  | None | 0 | 0 | 0 | 106 | 0.0166 | -1.75 | [6 empty] | DEER:Indoor_Non-CFL_Ltg | Annual
Any | SWLG011E | Hsp | Ex | CZ04 | cWtd | SWLG011-01 | ExAnte2020 | IOU workpaper | 2019-06-26 | Fixture | 1 |  | None | 0 | 0 | 0 | 111 | 0.0168 | -1.51 | [6 empty] | DEER:Indoor_Non-CFL_Ltg | Annual
Any | SWLG011E | Hsp | Ex | CZ05 | cWtd | SWLG011-01 | ExAnte2020 | IOU workpaper | 2019-06-26 | Fixture | 1 |  | None | 0 | 0 | 0 | 106 | 0.0158 | -1.86 | [6 empty] | DEER:Indoor_Non-CFL_Ltg | Annual
Any | SWLG011E | Hsp | Ex | CZ06 | cWtd | SWLG011-01 | ExAnte2020 | IOU workpaper | 2019-06-26 | Fixture | 1 |  | None | 0 | 0 | 0 | 114 | 0.0179 | -0.977 | [6 empty] | DEER:Indoor_Non-CFL_Ltg | Annual
Any | SWLG011E | Hsp | Ex | CZ07 | cWtd | SWLG011-01 | ExAnte2020 | IOU workpaper | 2019-06-26 | Fixture | 1 |  | None | 0 | 0 | 0 | 115 | 0.0169 | -0.693 | [6 empty] | DEER:Indoor_Non-CFL_Ltg | Annual
Any | SWLG011E | Hsp | Ex | CZ08 | cWtd | SWLG011-01 | ExAnte2020 | IOU workpaper | 2019-06-26 | Fixture | 1 |  | None | 0 | 0 | 0 | 115 | 0.017 | -0.831 | [6 empty] | DEER:Indoor_Non-CFL_Ltg | Annual
Any | SWLG011E | Hsp | Ex | CZ09 | cWtd | SWLG011-01 | ExAnte2020 | IOU workpaper | 2019-06-26 | Fixture | 1 |  | None | 0 | 0 | 0 | 115 | 0.0176 | -0.993 | [6 empty] | DEER:Indoor_Non-CFL_Ltg | Annual
Any | SWLG011E | Hsp | Ex | CZ10 | cWtd | SWLG011-01 | ExAnte2020 | IOU workpaper | 2019-06-26 | Fixture | 1 |  | None | 0 | 0 | 0 | 115 | 0.0179 | -1.06 | [6 empty] | DEER:Indoor_Non-CFL_Ltg | Annual
Any | SWLG011E | Hsp | Ex | CZ11 | cWtd | SWLG011-01 | ExAnte2020 | IOU workpaper | 2019-06-26 | Fixture | 1 |  | None | 0 | 0 | 0 | 113 | 0.017 | -1.56 | [6 empty] | DEER:Indoor_Non-CFL_Ltg | Annual
Any | SWLG011E | Hsp | Ex | CZ12 | cWtd | SWLG011-01 | ExAnte2020 | IOU workpaper | 2019-06-26 | Fixture | 1 |  | None | 0 | 0 | 0 | 112 | 0.017 | -1.59 | [6 empty] | DEER:Indoor_Non-CFL_Ltg | Annual
Any | SWLG011E | Hsp | Ex | CZ13 | cWtd | SWLG011-01 | ExAnte2020 | IOU workpaper | 2019-06-26 | Fixture | 1 |  | None | 0 | 0 | 0 | 114 | 0.017 | -1.46 | [6 empty] | DEER:Indoor_Non-CFL_Ltg | Annual
Any | SWLG011E | Hsp | Ex | CZ14 | cWtd | SWLG011-01 | ExAnte2020 | IOU workpaper | 2019-06-26 | Fixture | 1 |  | None | 0 | 0 | 0 | 113 | 0.0172 | -1.48 | [6 empty] | DEER:Indoor_Non-CFL_Ltg | Annual
Any | SWLG011E | Hsp | Ex | CZ15 | cWtd | SWLG011-01 | ExAnte2020 | IOU workpaper | 2019-06-26 | Fixture | 1 |  | None | 0 | 0 | 0 | 123 | 0.0174 | -0.559 | [6 empty] | DEER:Indoor_Non-CFL_Ltg | Annual
Any | SWLG011E | Hsp | Ex | CZ16 | cWtd | SWLG011-01 | ExAnte2020 | IOU workpaper | 2019-06-26 | Fixture | 1 |  | None | 0 | 0 | 0 | 106 | 0.0169 | -2.05 | [6 empty] | DEER:Indoor_Non-CFL_Ltg | Annual
Any | SWLG011E | Htl | Ex | CZ01 | cWtd | SWLG011-01 | ExAnte2020 | IOU workpaper | 2019-06-26 | Fixture | 1 |  | None | 0 | 0 | 0 | 78.6 | 0.0127 | -1.67 | [6 empty] | DEER:Indoor_Non-CFL_Ltg | Annual
Any | SWLG011E | Htl | Ex | CZ02 | cWtd | SWLG011-01 | ExAnte2020 | IOU workpaper | 2019-06-26 | Fixture | 1 |  | None | 0 | 0 | 0 | 88.3 | 0.0144 | -1.2 | [6 empty] | DEER:Indoor_Non-CFL_Ltg | Annual
Any | SWLG011E | Htl | Ex | CZ03 | cWtd | SWLG011-01 | ExAnte2020 | IOU workpaper | 2019-06-26 | Fixture | 1 |  | None | 0 | 0 | 0 | 87.4 | 0.0142 | -1.26 | [6 empty] | DEER:Indoor_Non-CFL_Ltg | Annual
Any | SWLG011E | Htl | Ex | CZ04 | cWtd | SWLG011-01 | ExAnte2020 | IOU workpaper | 2019-06-26 | Fixture | 1 |  | None | 0 | 0 | 0 | 90.3 | 0.0141 | -0.961 | [6 empty] | DEER:Indoor_Non-CFL_Ltg | Annual
Any | SWLG011E | Htl | Ex | CZ05 | cWtd | SWLG011-01 | ExAnte2020 | IOU workpaper | 2019-06-26 | Fixture | 1 |  | None | 0 | 0 | 0 | 86.4 | 0.0136 | -1.3 | [6 empty] | DEER:Indoor_Non-CFL_Ltg | Annual
Any | SWLG011E | Htl | Ex | CZ06 | cWtd | SWLG011-01 | ExAnte2020 | IOU workpaper | 2019-06-26 | Fixture | 1 |  | None | 0 | 0 | 0 | 98 | 0.0148 | -0.682 | [6 empty] | DEER:Indoor_Non-CFL_Ltg | Annual
Any | SWLG011E | Htl | Ex | CZ07 | cWtd | SWLG011-01 | ExAnte2020 | IOU workpaper | 2019-06-26 | Fixture | 1 |  | None | 0 | 0 | 0 | 100 | 0.0147 | -0.608 | [6 empty] | DEER:Indoor_Non-CFL_Ltg | Annual
Any | SWLG011E | Htl | Ex | CZ08 | cWtd | SWLG011-01 | ExAnte2020 | IOU workpaper | 2019-06-26 | Fixture | 1 |  | None | 0 | 0 | 0 | 101 | 0.0145 | -0.6 | [6 empty] | DEER:Indoor_Non-CFL_Ltg | Annual
Any | SWLG011E | Htl | Ex | CZ09 | cWtd | SWLG011-01 | ExAnte2020 | IOU workpaper | 2019-06-26 | Fixture | 1 |  | None | 0 | 0 | 0 | 99 | 0.0151 | -0.693 | [6 empty] | DEER:Indoor_Non-CFL_Ltg | Annual
Any | SWLG011E | Htl | Ex | CZ10 | cWtd | SWLG011-01 | ExAnte2020 | IOU workpaper | 2019-06-26 | Fixture | 1 |  | None | 0 | 0 | 0 | 98 | 0.0152 | -0.72 | [6 empty] | DEER:Indoor_Non-CFL_Ltg | Annual
Any | SWLG011E | Htl | Ex | CZ11 | cWtd | SWLG011-01 | ExAnte2020 | IOU workpaper | 2019-06-26 | Fixture | 1 |  | None | 0 | 0 | 0 | 91.3 | 0.0144 | -1.18 | [6 empty] | DEER:Indoor_Non-CFL_Ltg | Annual
Any | SWLG011E | Htl | Ex | CZ12 | cWtd | SWLG011-01 | ExAnte2020 | IOU workpaper | 2019-06-26 | Fixture | 1 |  | None | 0 | 0 | 0 | 90.3 | 0.0144 | -1.15 | [6 empty] | DEER:Indoor_Non-CFL_Ltg | Annual
Any | SWLG011E | Htl | Ex | CZ13 | cWtd | SWLG011-01 | ExAnte2020 | IOU workpaper | 2019-06-26 | Fixture | 1 |  | None | 0 | 0 | 0 | 91.3 | 0.0143 | -1.05 | [6 empty] | DEER:Indoor_Non-CFL_Ltg | Annual
Any | SWLG011E | Htl | Ex | CZ14 | cWtd | SWLG011-01 | ExAnte2020 | IOU workpaper | 2019-06-26 | Fixture | 1 |  | None | 0 | 0 | 0 | 93.2 | 0.0147 | -0.814 | [6 empty] | DEER:Indoor_Non-CFL_Ltg | Annual
Any | SWLG011E | Htl | Ex | CZ15 | cWtd | SWLG011-01 | ExAnte2020 | IOU workpaper | 2019-06-26 | Fixture | 1 |  | None | 0 | 0 | 0 | 107 | 0.0152 | -0.422 | [6 empty] | DEER:Indoor_Non-CFL_Ltg | Annual
Any | SWLG011E | Htl | Ex | CZ16 | cWtd | SWLG011-01 | ExAnte2020 | IOU workpaper | 2019-06-26 | Fixture | 1 |  | None | 0 | 0 | 0 | 84.5 | 0.0144 | -1.16 | [6 empty] | DEER:Indoor_Non-CFL_Ltg | Annual
Any | SWLG011E | MBT | Ex | CZ01 | cWtd | SWLG011-01 | ExAnte2020 | IOU workpaper | 2019-06-26 | Fixture | 1 |  | None | 0 | 0 | 0 | 47.7 | 0.00535 | -0.464 | [6 empty] | DEER:Indoor_Non-CFL_Ltg | Annual
Any | SWLG011E | MBT | Ex | CZ02 | cWtd | SWLG011-01 | ExAnte2020 | IOU workpaper | 2019-06-26 | Fixture | 1 |  | None | 0 | 0 | 0 | 50.6 | 0.00614 | -0.26 | [6 empty] | DEER:Indoor_Non-CFL_Ltg | Annual
Any | SWLG011E | MBT | Ex | CZ03 | cWtd | SWLG011-01 | ExAnte2020 | IOU workpaper | 2019-06-26 | Fixture | 1 |  | None | 0 | 0 | 0 | 50.6 | 0.00599 | -0.205 | [6 empty] | DEER:Indoor_Non-CFL_Ltg | Annual
Any | SWLG011E | MBT | Ex | CZ04 | cWtd | SWLG011-01 | ExAnte2020 | IOU workpaper | 2019-06-26 | Fixture | 1 |  | None | 0 | 0 | 0 | 51.6 | 0.00614 | -0.17 | [6 empty] | DEER:Indoor_Non-CFL_Ltg | Annual
Any | SWLG011E | MBT | Ex | CZ05 | cWtd | SWLG011-01 | ExAnte2020 | IOU workpaper | 2019-06-26 | Fixture | 1 |  | None | 0 | 0 | 0 | 50.6 | 0.00609 | -0.217 | [6 empty] | DEER:Indoor_Non-CFL_Ltg | Annual
Any | SWLG011E | MBT | Ex | CZ06 | cWtd | SWLG011-01 | ExAnte2020 | IOU workpaper | 2019-06-26 | Fixture | 1 |  | None | 0 | 0 | 0 | 53.1 | 0.00644 | -0.118 | [6 empty] | DEER:Indoor_Non-CFL_Ltg | Annual
Any | SWLG011E | MBT | Ex | CZ07 | cWtd | SWLG011-01 | ExAnte2020 | IOU workpaper | 2019-06-26 | Fixture | 1 |  | None | 0 | 0 | 0 | 53.6 | 0.00649 | -0.0796 | [6 empty] | DEER:Indoor_Non-CFL_Ltg | Annual
Any | SWLG011E | MBT | Ex | CZ08 | cWtd | SWLG011-01 | ExAnte2020 | IOU workpaper | 2019-06-26 | Fixture | 1 |  | None | 0 | 0 | 0 | 54.1 | 0.00644 | -0.0983 | [6 empty] | DEER:Indoor_Non-CFL_Ltg | Annual
Any | SWLG011E | MBT | Ex | CZ09 | cWtd | SWLG011-01 | ExAnte2020 | IOU workpaper | 2019-06-26 | Fixture | 1 |  | None | 0 | 0 | 0 | 53.6 | 0.00668 | -0.12 | [6 empty] | DEER:Indoor_Non-CFL_Ltg | Annual
Any | SWLG011E | MBT | Ex | CZ10 | cWtd | SWLG011-01 | ExAnte2020 | IOU workpaper | 2019-06-26 | Fixture | 1 |  | None | 0 | 0 | 0 | 54.1 | 0.00668 | -0.0968 | [6 empty] | DEER:Indoor_Non-CFL_Ltg | Annual
Any | SWLG011E | MBT | Ex | CZ11 | cWtd | SWLG011-01 | ExAnte2020 | IOU workpaper | 2019-06-26 | Fixture | 1 |  | None | 0 | 0 | 0 | 51.6 | 0.00619 | -0.264 | [6 empty] | DEER:Indoor_Non-CFL_Ltg | Annual
Any | SWLG011E | MBT | Ex | CZ12 | cWtd | SWLG011-01 | ExAnte2020 | IOU workpaper | 2019-06-26 | Fixture | 1 |  | None | 0 | 0 | 0 | 51.1 | 0.00614 | -0.25 | [6 empty] | DEER:Indoor_Non-CFL_Ltg | Annual
Any | SWLG011E | MBT | Ex | CZ13 | cWtd | SWLG011-01 | ExAnte2020 | IOU workpaper | 2019-06-26 | Fixture | 1 |  | None | 0 | 0 | 0 | 51.6 | 0.00609 | -0.227 | [6 empty] | DEER:Indoor_Non-CFL_Ltg | Annual
Any | SWLG011E | MBT | Ex | CZ14 | cWtd | SWLG011-01 | ExAnte2020 | IOU workpaper | 2019-06-26 | Fixture | 1 |  | None | 0 | 0 | 0 | 52.6 | 0.00663 | -0.253 | [6 empty] | DEER:Indoor_Non-CFL_Ltg | Annual
Any | SWLG011E | MBT | Ex | CZ15 | cWtd | SWLG011-01 | ExAnte2020 | IOU workpaper | 2019-06-26 | Fixture | 1 |  | None | 0 | 0 | 0 | 56.5 | 0.00658 | -0.0388 | [6 empty] | DEER:Indoor_Non-CFL_Ltg | Annual
Any | SWLG011E | MBT | Ex | CZ16 | cWtd | SWLG011-01 | ExAnte2020 | IOU workpaper | 2019-06-26 | Fixture | 1 |  | None | 0 | 0 | 0 | 49.6 | 0.00629 | -0.59 | [6 empty] | DEER:Indoor_Non-CFL_Ltg | Annual
Any | SWLG011E | MLI | Ex | CZ01 | cWtd | SWLG011-01 | ExAnte2020 | IOU workpaper | 2019-06-26 | Fixture | 1 |  | None | 0 | 0 | 0 | 45.9 | 0.00585 | -0.853 | [6 empty] | DEER:Indoor_Non-CFL_Ltg | Annual
Any | SWLG011E | MLI | Ex | CZ02 | cWtd | SWLG011-01 | ExAnte2020 | IOU workpaper | 2019-06-26 | Fixture | 1 |  | None | 0 | 0 | 0 | 48.8 | 0.0064 | -0.538 | [6 empty] | DEER:Indoor_Non-CFL_Ltg | Annual
Any | SWLG011E | MLI | Ex | CZ03 | cWtd | SWLG011-01 | ExAnte2020 | IOU workpaper | 2019-06-26 | Fixture | 1 |  | None | 0 | 0 | 0 | 48.3 | 0.0064 | -0.548 | [6 empty] | DEER:Indoor_Non-CFL_Ltg | Annual
Any | SWLG011E | MLI | Ex | CZ04 | cWtd | SWLG011-01 | ExAnte2020 | IOU workpaper | 2019-06-26 | Fixture | 1 |  | None | 0 | 0 | 0 | 49.3 | 0.0064 | -0.438 | [6 empty] | DEER:Indoor_Non-CFL_Ltg | Annual
Any | SWLG011E | MLI | Ex | CZ05 | cWtd | SWLG011-01 | ExAnte2020 | IOU workpaper | 2019-06-26 | Fixture | 1 |  | None | 0 | 0 | 0 | 48.3 | 0.00618 | -0.543 | [6 empty] | DEER:Indoor_Non-CFL_Ltg | Annual
Any | SWLG011E | MLI | Ex | CZ06 | cWtd | SWLG011-01 | ExAnte2020 | IOU workpaper | 2019-06-26 | Fixture | 1 |  | None | 0 | 0 | 0 | 51.3 | 0.00657 | -0.274 | [6 empty] | DEER:Indoor_Non-CFL_Ltg | Annual
Any | SWLG011E | MLI | Ex | CZ07 | cWtd | SWLG011-01 | ExAnte2020 | IOU workpaper | 2019-06-26 | Fixture | 1 |  | None | 0 | 0 | 0 | 50.8 | 0.00662 | -0.235 | [6 empty] | DEER:Indoor_Non-CFL_Ltg | Annual
Any | SWLG011E | MLI | Ex | CZ08 | cWtd | SWLG011-01 | ExAnte2020 | IOU workpaper | 2019-06-26 | Fixture | 1 |  | None | 0 | 0 | 0 | 51.8 | 0.00657 | -0.251 | [6 empty] | DEER:Indoor_Non-CFL_Ltg | Annual
Any | SWLG011E | MLI | Ex | CZ09 | cWtd | SWLG011-01 | ExAnte2020 | IOU workpaper | 2019-06-26 | Fixture | 1 |  | None | 0 | 0 | 0 | 51.3 | 0.00668 | -0.286 | [6 empty] | DEER:Indoor_Non-CFL_Ltg | Annual
Any | SWLG011E | MLI | Ex | CZ10 | cWtd | SWLG011-01 | ExAnte2020 | IOU workpaper | 2019-06-26 | Fixture | 1 |  | None | 0 | 0 | 0 | 51.3 | 0.00673 | -0.287 | [6 empty] | DEER:Indoor_Non-CFL_Ltg | Annual
Any | SWLG011E | MLI | Ex | CZ11 | cWtd | SWLG011-01 | ExAnte2020 | IOU workpaper | 2019-06-26 | Fixture | 1 |  | None | 0 | 0 | 0 | 49.8 | 0.00662 | -0.462 | [6 empty] | DEER:Indoor_Non-CFL_Ltg | Annual
Any | SWLG011E | MLI | Ex | CZ12 | cWtd | SWLG011-01 | ExAnte2020 | IOU workpaper | 2019-06-26 | Fixture | 1 |  | None | 0 | 0 | 0 | 49.3 | 0.00645 | -0.476 | [6 empty] | DEER:Indoor_Non-CFL_Ltg | Annual
Any | SWLG011E | MLI | Ex | CZ13 | cWtd | SWLG011-01 | ExAnte2020 | IOU workpaper | 2019-06-26 | Fixture | 1 |  | None | 0 | 0 | 0 | 50.3 | 0.00634 | -0.417 | [6 empty] | DEER:Indoor_Non-CFL_Ltg | Annual
Any | SWLG011E | MLI | Ex | CZ14 | cWtd | SWLG011-01 | ExAnte2020 | IOU workpaper | 2019-06-26 | Fixture | 1 |  | None | 0 | 0 | 0 | 50.8 | 0.00673 | -0.447 | [6 empty] | DEER:Indoor_Non-CFL_Ltg | Annual
Any | SWLG011E | MLI | Ex | CZ15 | cWtd | SWLG011-01 | ExAnte2020 | IOU workpaper | 2019-06-26 | Fixture | 1 |  | None | 0 | 0 | 0 | 54.8 | 0.0069 | -0.121 | [6 empty] | DEER:Indoor_Non-CFL_Ltg | Annual
Any | SWLG011E | MLI | Ex | CZ16 | cWtd | SWLG011-01 | ExAnte2020 | IOU workpaper | 2019-06-26 | Fixture | 1 |  | None | 0 | 0 | 0 | 47.9 | 0.00651 | -0.715 | [6 empty] | DEER:Indoor_Non-CFL_Ltg | Annual
Any | SWLG011E | Mtl | Ex | CZ01 | cWtd | SWLG011-01 | ExAnte2020 | IOU workpaper | 2019-06-26 | Fixture | 1 |  | None | 0 | 0 | 0 | 59.6 | 0.00981 | -1.04 | [6 empty] | DEER:Indoor_Non-CFL_Ltg | Annual
Any | SWLG011E | Mtl | Ex | CZ02 | cWtd | SWLG011-01 | ExAnte2020 | IOU workpaper | 2019-06-26 | Fixture | 1 |  | None | 0 | 0 | 0 | 66.9 | 0.0105 | -0.709 | [6 empty] | DEER:Indoor_Non-CFL_Ltg | Annual
Any | SWLG011E | Mtl | Ex | CZ03 | cWtd | SWLG011-01 | ExAnte2020 | IOU workpaper | 2019-06-26 | Fixture | 1 |  | None | 0 | 0 | 0 | 66.2 | 0.0104 | -0.694 | [6 empty] | DEER:Indoor_Non-CFL_Ltg | Annual
Any | SWLG011E | Mtl | Ex | CZ04 | cWtd | SWLG011-01 | ExAnte2020 | IOU workpaper | 2019-06-26 | Fixture | 1 |  | None | 0 | 0 | 0 | 69.9 | 0.0104 | -0.576 | [6 empty] | DEER:Indoor_Non-CFL_Ltg | Annual
Any | SWLG011E | Mtl | Ex | CZ05 | cWtd | SWLG011-01 | ExAnte2020 | IOU workpaper | 2019-06-26 | Fixture | 1 |  | None | 0 | 0 | 0 | 65.5 | 0.0101 | -0.772 | [6 empty] | DEER:Indoor_Non-CFL_Ltg | Annual
Any | SWLG011E | Mtl | Ex | CZ06 | cWtd | SWLG011-01 | ExAnte2020 | IOU workpaper | 2019-06-26 | Fixture | 1 |  | None | 0 | 0 | 0 | 77.2 | 0.0109 | -0.268 | [6 empty] | DEER:Indoor_Non-CFL_Ltg | Annual
Any | SWLG011E | Mtl | Ex | CZ07 | cWtd | SWLG011-01 | ExAnte2020 | IOU workpaper | 2019-06-26 | Fixture | 1 |  | None | 0 | 0 | 0 | 79.4 | 0.0108 | -0.167 | [6 empty] | DEER:Indoor_Non-CFL_Ltg | Annual
Any | SWLG011E | Mtl | Ex | CZ08 | cWtd | SWLG011-01 | ExAnte2020 | IOU workpaper | 2019-06-26 | Fixture | 1 |  | None | 0 | 0 | 0 | 79.4 | 0.0108 | -0.235 | [6 empty] | DEER:Indoor_Non-CFL_Ltg | Annual
Any | SWLG011E | Mtl | Ex | CZ09 | cWtd | SWLG011-01 | ExAnte2020 | IOU workpaper | 2019-06-26 | Fixture | 1 |  | None | 0 | 0 | 0 | 77.2 | 0.0111 | -0.266 | [6 empty] | DEER:Indoor_Non-CFL_Ltg | Annual
Any | SWLG011E | Mtl | Ex | CZ10 | cWtd | SWLG011-01 | ExAnte2020 | IOU workpaper | 2019-06-26 | Fixture | 1 |  | None | 0 | 0 | 0 | 75.8 | 0.0111 | -0.332 | [6 empty] | DEER:Indoor_Non-CFL_Ltg | Annual
Any | SWLG011E | Mtl | Ex | CZ11 | cWtd | SWLG011-01 | ExAnte2020 | IOU workpaper | 2019-06-26 | Fixture | 1 |  | None | 0 | 0 | 0 | 70.6 | 0.0106 | -0.549 | [6 empty] | DEER:Indoor_Non-CFL_Ltg | Annual
Any | SWLG011E | Mtl | Ex | CZ12 | cWtd | SWLG011-01 | ExAnte2020 | IOU workpaper | 2019-06-26 | Fixture | 1 |  | None | 0 | 0 | 0 | 69.9 | 0.0105 | -0.572 | [6 empty] | DEER:Indoor_Non-CFL_Ltg | Annual
Any | SWLG011E | Mtl | Ex | CZ13 | cWtd | SWLG011-01 | ExAnte2020 | IOU workpaper | 2019-06-26 | Fixture | 1 |  | None | 0 | 0 | 0 | 72.1 | 0.0105 | -0.508 | [6 empty] | DEER:Indoor_Non-CFL_Ltg | Annual
Any | SWLG011E | Mtl | Ex | CZ14 | cWtd | SWLG011-01 | ExAnte2020 | IOU workpaper | 2019-06-26 | Fixture | 1 |  | None | 0 | 0 | 0 | 72.1 | 0.011 | -0.456 | [6 empty] | DEER:Indoor_Non-CFL_Ltg | Annual
Any | SWLG011E | Mtl | Ex | CZ15 | cWtd | SWLG011-01 | ExAnte2020 | IOU workpaper | 2019-06-26 | Fixture | 1 |  | None | 0 | 0 | 0 | 82.4 | 0.0111 | -0.135 | [6 empty] | DEER:Indoor_Non-CFL_Ltg | Annual
Any | SWLG011E | Mtl | Ex | CZ16 | cWtd | SWLG011-01 | ExAnte2020 | IOU workpaper | 2019-06-26 | Fixture | 1 |  | None | 0 | 0 | 0 | 64 | 0.0107 | -0.682 | [6 empty] | DEER:Indoor_Non-CFL_Ltg | Annual
Any | SWLG011E | Nrs | Ex | CZ01 | cWtd | SWLG011-01 | ExAnte2020 | IOU workpaper | 2019-06-26 | Fixture | 1 |  | None | 0 | 0 | 0 | 65.3 | 0.0131 | -1.3 | [6 empty] | DEER:Indoor_Non-CFL_Ltg | Annual
Any | SWLG011E | Nrs | Ex | CZ02 | cWtd | SWLG011-01 | ExAnte2020 | IOU workpaper | 2019-06-26 | Fixture | 1 |  | None | 0 | 0 | 0 | 70.1 | 0.0143 | -0.883 | [6 empty] | DEER:Indoor_Non-CFL_Ltg | Annual
Any | SWLG011E | Nrs | Ex | CZ03 | cWtd | SWLG011-01 | ExAnte2020 | IOU workpaper | 2019-06-26 | Fixture | 1 |  | None | 0 | 0 | 0 | 69.4 | 0.0141 | -0.842 | [6 empty] | DEER:Indoor_Non-CFL_Ltg | Annual
Any | SWLG011E | Nrs | Ex | CZ04 | cWtd | SWLG011-01 | ExAnte2020 | IOU workpaper | 2019-06-26 | Fixture | 1 |  | None | 0 | 0 | 0 | 71.4 | 0.0143 | -0.694 | [6 empty] | DEER:Indoor_Non-CFL_Ltg | Annual
Any | SWLG011E | Nrs | Ex | CZ05 | cWtd | SWLG011-01 | ExAnte2020 | IOU workpaper | 2019-06-26 | Fixture | 1 |  | None | 0 | 0 | 0 | 69.4 | 0.0136 | -0.869 | [6 empty] | DEER:Indoor_Non-CFL_Ltg | Annual
Any | SWLG011E | Nrs | Ex | CZ06 | cWtd | SWLG011-01 | ExAnte2020 | IOU workpaper | 2019-06-26 | Fixture | 1 |  | None | 0 | 0 | 0 | 74.8 | 0.015 | -0.455 | [6 empty] | DEER:Indoor_Non-CFL_Ltg | Annual
Any | SWLG011E | Nrs | Ex | CZ07 | cWtd | SWLG011-01 | ExAnte2020 | IOU workpaper | 2019-06-26 | Fixture | 1 |  | None | 0 | 0 | 0 | 74.8 | 0.0152 | -0.391 | [6 empty] | DEER:Indoor_Non-CFL_Ltg | Annual
Any | SWLG011E | Nrs | Ex | CZ08 | cWtd | SWLG011-01 | ExAnte2020 | IOU workpaper | 2019-06-26 | Fixture | 1 |  | None | 0 | 0 | 0 | 75.5 | 0.0153 | -0.416 | [6 empty] | DEER:Indoor_Non-CFL_Ltg | Annual
Any | SWLG011E | Nrs | Ex | CZ09 | cWtd | SWLG011-01 | ExAnte2020 | IOU workpaper | 2019-06-26 | Fixture | 1 |  | None | 0 | 0 | 0 | 75.5 | 0.0154 | -0.45 | [6 empty] | DEER:Indoor_Non-CFL_Ltg | Annual
Any | SWLG011E | Nrs | Ex | CZ10 | cWtd | SWLG011-01 | ExAnte2020 | IOU workpaper | 2019-06-26 | Fixture | 1 |  | None | 0 | 0 | 0 | 76.1 | 0.0162 | -0.48 | [6 empty] | DEER:Indoor_Non-CFL_Ltg | Annual
Any | SWLG011E | Nrs | Ex | CZ11 | cWtd | SWLG011-01 | ExAnte2020 | IOU workpaper | 2019-06-26 | Fixture | 1 |  | None | 0 | 0 | 0 | 72.1 | 0.0147 | -0.721 | [6 empty] | DEER:Indoor_Non-CFL_Ltg | Annual
Any | SWLG011E | Nrs | Ex | CZ12 | cWtd | SWLG011-01 | ExAnte2020 | IOU workpaper | 2019-06-26 | Fixture | 1 |  | None | 0 | 0 | 0 | 71.4 | 0.0146 | -0.755 | [6 empty] | DEER:Indoor_Non-CFL_Ltg | Annual
Any | SWLG011E | Nrs | Ex | CZ13 | cWtd | SWLG011-01 | ExAnte2020 | IOU workpaper | 2019-06-26 | Fixture | 1 |  | None | 0 | 0 | 0 | 72.8 | 0.0146 | -0.68 | [6 empty] | DEER:Indoor_Non-CFL_Ltg | Annual
Any | SWLG011E | Nrs | Ex | CZ14 | cWtd | SWLG011-01 | ExAnte2020 | IOU workpaper | 2019-06-26 | Fixture | 1 |  | None | 0 | 0 | 0 | 74.1 | 0.0152 | -0.637 | [6 empty] | DEER:Indoor_Non-CFL_Ltg | Annual
Any | SWLG011E | Nrs | Ex | CZ15 | cWtd | SWLG011-01 | ExAnte2020 | IOU workpaper | 2019-06-26 | Fixture | 1 |  | None | 0 | 0 | 0 | 80.2 | 0.0158 | -0.23 | [6 empty] | DEER:Indoor_Non-CFL_Ltg | Annual
Any | SWLG011E | Nrs | Ex | CZ16 | cWtd | SWLG011-01 | ExAnte2020 | IOU workpaper | 2019-06-26 | Fixture | 1 |  | None | 0 | 0 | 0 | 68 | 0.0143 | -1.08 | [6 empty] | DEER:Indoor_Non-CFL_Ltg | Annual
Any | SWLG011E | OfL | Ex | CZ01 | cWtd | SWLG011-01 | ExAnte2020 | IOU workpaper | 2019-06-26 | Fixture | 1 |  | None | 0 | 0 | 0 | 47.2 | 0.00699 | -0.228 | [6 empty] | DEER:Indoor_Non-CFL_Ltg | Annual
Any | SWLG011E | OfL | Ex | CZ02 | cWtd | SWLG011-01 | ExAnte2020 | IOU workpaper | 2019-06-26 | Fixture | 1 |  | None | 0 | 0 | 0 | 49.5 | 0.00731 | -0.131 | [6 empty] | DEER:Indoor_Non-CFL_Ltg | Annual
Any | SWLG011E | OfL | Ex | CZ03 | cWtd | SWLG011-01 | ExAnte2020 | IOU workpaper | 2019-06-26 | Fixture | 1 |  | None | 0 | 0 | 0 | 49 | 0.00719 | -0.115 | [6 empty] | DEER:Indoor_Non-CFL_Ltg | Annual
Any | SWLG011E | OfL | Ex | CZ04 | cWtd | SWLG011-01 | ExAnte2020 | IOU workpaper | 2019-06-26 | Fixture | 1 |  | None | 0 | 0 | 0 | 49.5 | 0.00749 | -0.115 | [6 empty] | DEER:Indoor_Non-CFL_Ltg | Annual
Any | SWLG011E | OfL | Ex | CZ05 | cWtd | SWLG011-01 | ExAnte2020 | IOU workpaper | 2019-06-26 | Fixture | 1 |  | None | 0 | 0 | 0 | 49.5 | 0.00707 | -0.0967 | [6 empty] | DEER:Indoor_Non-CFL_Ltg | Annual
Any | SWLG011E | OfL | Ex | CZ06 | cWtd | SWLG011-01 | ExAnte2020 | IOU workpaper | 2019-06-26 | Fixture | 1 |  | None | 0 | 0 | 0 | 52.6 | 0.00737 | -0.0329 | [6 empty] | DEER:Indoor_Non-CFL_Ltg | Annual
Any | SWLG011E | OfL | Ex | CZ07 | cWtd | SWLG011-01 | ExAnte2020 | IOU workpaper | 2019-06-26 | Fixture | 1 |  | None | 0 | 0 | 0 | 52.1 | 0.00725 | -0.00248 | [6 empty] | DEER:Indoor_Non-CFL_Ltg | Annual
Any | SWLG011E | OfL | Ex | CZ08 | cWtd | SWLG011-01 | ExAnte2020 | IOU workpaper | 2019-06-26 | Fixture | 1 |  | None | 0 | 0 | 0 | 52.6 | 0.00731 | -0.0247 | [6 empty] | DEER:Indoor_Non-CFL_Ltg | Annual
Any | SWLG011E | OfL | Ex | CZ09 | cWtd | SWLG011-01 | ExAnte2020 | IOU workpaper | 2019-06-26 | Fixture | 1 |  | None | 0 | 0 | 0 | 52.1 | 0.00772 | -0.0481 | [6 empty] | DEER:Indoor_Non-CFL_Ltg | Annual
Any | SWLG011E | OfL | Ex | CZ10 | cWtd | SWLG011-01 | ExAnte2020 | IOU workpaper | 2019-06-26 | Fixture | 1 |  | None | 0 | 0 | 0 | 53 | 0.00778 | -0.0278 | [6 empty] | DEER:Indoor_Non-CFL_Ltg | Annual
Any | SWLG011E | OfL | Ex | CZ11 | cWtd | SWLG011-01 | ExAnte2020 | IOU workpaper | 2019-06-26 | Fixture | 1 |  | None | 0 | 0 | 0 | 49.9 | 0.0076 | -0.143 | [6 empty] | DEER:Indoor_Non-CFL_Ltg | Annual
Any | SWLG011E | OfL | Ex | CZ12 | cWtd | SWLG011-01 | ExAnte2020 | IOU workpaper | 2019-06-26 | Fixture | 1 |  | None | 0 | 0 | 0 | 49.9 | 0.00808 | -0.133 | [6 empty] | DEER:Indoor_Non-CFL_Ltg | Annual
Any | SWLG011E | OfL | Ex | CZ13 | cWtd | SWLG011-01 | ExAnte2020 | IOU workpaper | 2019-06-26 | Fixture | 1 |  | None | 0 | 0 | 0 | 50.4 | 0.00796 | -0.124 | [6 empty] | DEER:Indoor_Non-CFL_Ltg | Annual
Any | SWLG011E | OfL | Ex | CZ14 | cWtd | SWLG011-01 | ExAnte2020 | IOU workpaper | 2019-06-26 | Fixture | 1 |  | None | 0 | 0 | 0 | 51.7 | 0.0076 | -0.122 | [6 empty] | DEER:Indoor_Non-CFL_Ltg | Annual
Any | SWLG011E | OfL | Ex | CZ15 | cWtd | SWLG011-01 | ExAnte2020 | IOU workpaper | 2019-06-26 | Fixture | 1 |  | None | 0 | 0 | 0 | 53.9 | 0.00826 | -0.007 | [6 empty] | DEER:Indoor_Non-CFL_Ltg | Annual
Any | SWLG011E | OfL | Ex | CZ16 | cWtd | SWLG011-01 | ExAnte2020 | IOU workpaper | 2019-06-26 | Fixture | 1 |  | None | 0 | 0 | 0 | 48.6 | 0.00737 | -0.364 | [6 empty] | DEER:Indoor_Non-CFL_Ltg | Annual
Any | SWLG011E | OfS | Ex | CZ01 | cWtd | SWLG011-01 | ExAnte2020 | IOU workpaper | 2019-06-26 | Fixture | 1 |  | None | 0 | 0 | 0 | 34.8 | 0.00584 | -0.285 | [6 empty] | DEER:Indoor_Non-CFL_Ltg | Annual
Any | SWLG011E | OfS | Ex | CZ02 | cWtd | SWLG011-01 | ExAnte2020 | IOU workpaper | 2019-06-26 | Fixture | 1 |  | None | 0 | 0 | 0 | 37.7 | 0.00637 | -0.176 | [6 empty] | DEER:Indoor_Non-CFL_Ltg | Annual
Any | SWLG011E | OfS | Ex | CZ03 | cWtd | SWLG011-01 | ExAnte2020 | IOU workpaper | 2019-06-26 | Fixture | 1 |  | None | 0 | 0 | 0 | 37 | 0.0061 | -0.167 | [6 empty] | DEER:Indoor_Non-CFL_Ltg | Annual
Any | SWLG011E | OfS | Ex | CZ04 | cWtd | SWLG011-01 | ExAnte2020 | IOU workpaper | 2019-06-26 | Fixture | 1 |  | None | 0 | 0 | 0 | 38.1 | 0.00615 | -0.145 | [6 empty] | DEER:Indoor_Non-CFL_Ltg | Annual
Any | SWLG011E | OfS | Ex | CZ05 | cWtd | SWLG011-01 | ExAnte2020 | IOU workpaper | 2019-06-26 | Fixture | 1 |  | None | 0 | 0 | 0 | 37.3 | 0.00594 | -0.145 | [6 empty] | DEER:Indoor_Non-CFL_Ltg | Annual
Any | SWLG011E | OfS | Ex | CZ06 | cWtd | SWLG011-01 | ExAnte2020 | IOU workpaper | 2019-06-26 | Fixture | 1 |  | None | 0 | 0 | 0 | 40.3 | 0.00631 | -0.063 | [6 empty] | DEER:Indoor_Non-CFL_Ltg | Annual
Any | SWLG011E | OfS | Ex | CZ07 | cWtd | SWLG011-01 | ExAnte2020 | IOU workpaper | 2019-06-26 | Fixture | 1 |  | None | 0 | 0 | 0 | 39.9 | 0.0061 | -0.037 | [6 empty] | DEER:Indoor_Non-CFL_Ltg | Annual
Any | SWLG011E | OfS | Ex | CZ08 | cWtd | SWLG011-01 | ExAnte2020 | IOU workpaper | 2019-06-26 | Fixture | 1 |  | None | 0 | 0 | 0 | 40.6 | 0.00631 | -0.0637 | [6 empty] | DEER:Indoor_Non-CFL_Ltg | Annual
Any | SWLG011E | OfS | Ex | CZ09 | cWtd | SWLG011-01 | ExAnte2020 | IOU workpaper | 2019-06-26 | Fixture | 1 |  | None | 0 | 0 | 0 | 40.3 | 0.00652 | -0.0787 | [6 empty] | DEER:Indoor_Non-CFL_Ltg | Annual
Any | SWLG011E | OfS | Ex | CZ10 | cWtd | SWLG011-01 | ExAnte2020 | IOU workpaper | 2019-06-26 | Fixture | 1 |  | None | 0 | 0 | 0 | 40.3 | 0.00652 | -0.063 | [6 empty] | DEER:Indoor_Non-CFL_Ltg | Annual
Any | SWLG011E | OfS | Ex | CZ11 | cWtd | SWLG011-01 | ExAnte2020 | IOU workpaper | 2019-06-26 | Fixture | 1 |  | None | 0 | 0 | 0 | 38.1 | 0.00679 | -0.166 | [6 empty] | DEER:Indoor_Non-CFL_Ltg | Annual
Any | SWLG011E | OfS | Ex | CZ12 | cWtd | SWLG011-01 | ExAnte2020 | IOU workpaper | 2019-06-26 | Fixture | 1 |  | None | 0 | 0 | 0 | 38.1 | 0.00652 | -0.168 | [6 empty] | DEER:Indoor_Non-CFL_Ltg | Annual
Any | SWLG011E | OfS | Ex | CZ13 | cWtd | SWLG011-01 | ExAnte2020 | IOU workpaper | 2019-06-26 | Fixture | 1 |  | None | 0 | 0 | 0 | 38.4 | 0.00647 | -0.154 | [6 empty] | DEER:Indoor_Non-CFL_Ltg | Annual
Any | SWLG011E | OfS | Ex | CZ14 | cWtd | SWLG011-01 | ExAnte2020 | IOU workpaper | 2019-06-26 | Fixture | 1 |  | None | 0 | 0 | 0 | 39.2 | 0.00658 | -0.126 | [6 empty] | DEER:Indoor_Non-CFL_Ltg | Annual
Any | SWLG011E | OfS | Ex | CZ15 | cWtd | SWLG011-01 | ExAnte2020 | IOU workpaper | 2019-06-26 | Fixture | 1 |  | None | 0 | 0 | 0 | 42.5 | 0.00684 | -0.024 | [6 empty] | DEER:Indoor_Non-CFL_Ltg | Annual
Any | SWLG011E | OfS | Ex | CZ16 | cWtd | SWLG011-01 | ExAnte2020 | IOU workpaper | 2019-06-26 | Fixture | 1 |  | None | 0 | 0 | 0 | 35.9 | 0.00642 | -0.305 | [6 empty] | DEER:Indoor_Non-CFL_Ltg | Annual
Any | SWLG011E | RFF | Ex | CZ01 | cWtd | SWLG011-01 | ExAnte2020 | IOU workpaper | 2019-06-26 | Fixture | 1 |  | None | 0 | 0 | 0 | 54.1 | 0.00937 | -1.09 | [6 empty] | DEER:Indoor_Non-CFL_Ltg | Annual
Any | SWLG011E | RFF | Ex | CZ02 | cWtd | SWLG011-01 | ExAnte2020 | IOU workpaper | 2019-06-26 | Fixture | 1 |  | None | 0 | 0 | 0 | 58.9 | 0.00998 | -0.697 | [6 empty] | DEER:Indoor_Non-CFL_Ltg | Annual
Any | SWLG011E | RFF | Ex | CZ03 | cWtd | SWLG011-01 | ExAnte2020 | IOU workpaper | 2019-06-26 | Fixture | 1 |  | None | 0 | 0 | 0 | 57.7 | 0.0101 | -0.751 | [6 empty] | DEER:Indoor_Non-CFL_Ltg | Annual
Any | SWLG011E | RFF | Ex | CZ04 | cWtd | SWLG011-01 | ExAnte2020 | IOU workpaper | 2019-06-26 | Fixture | 1 |  | None | 0 | 0 | 0 | 59.5 | 0.0101 | -0.582 | [6 empty] | DEER:Indoor_Non-CFL_Ltg | Annual
Any | SWLG011E | RFF | Ex | CZ05 | cWtd | SWLG011-01 | ExAnte2020 | IOU workpaper | 2019-06-26 | Fixture | 1 |  | None | 0 | 0 | 0 | 57.7 | 0.00989 | -0.751 | [6 empty] | DEER:Indoor_Non-CFL_Ltg | Annual
Any | SWLG011E | RFF | Ex | CZ06 | cWtd | SWLG011-01 | ExAnte2020 | IOU workpaper | 2019-06-26 | Fixture | 1 |  | None | 0 | 0 | 0 | 63.7 | 0.0106 | -0.485 | [6 empty] | DEER:Indoor_Non-CFL_Ltg | Annual
Any | SWLG011E | RFF | Ex | CZ07 | cWtd | SWLG011-01 | ExAnte2020 | IOU workpaper | 2019-06-26 | Fixture | 1 |  | None | 0 | 0 | 0 | 64.3 | 0.0107 | -0.397 | [6 empty] | DEER:Indoor_Non-CFL_Ltg | Annual
Any | SWLG011E | RFF | Ex | CZ08 | cWtd | SWLG011-01 | ExAnte2020 | IOU workpaper | 2019-06-26 | Fixture | 1 |  | None | 0 | 0 | 0 | 64.3 | 0.0105 | -0.405 | [6 empty] | DEER:Indoor_Non-CFL_Ltg | Annual
Any | SWLG011E | RFF | Ex | CZ09 | cWtd | SWLG011-01 | ExAnte2020 | IOU workpaper | 2019-06-26 | Fixture | 1 |  | None | 0 | 0 | 0 | 63.7 | 0.0107 | -0.482 | [6 empty] | DEER:Indoor_Non-CFL_Ltg | Annual
Any | SWLG011E | RFF | Ex | CZ10 | cWtd | SWLG011-01 | ExAnte2020 | IOU workpaper | 2019-06-26 | Fixture | 1 |  | None | 0 | 0 | 0 | 63.7 | 0.0106 | -0.485 | [6 empty] | DEER:Indoor_Non-CFL_Ltg | Annual
Any | SWLG011E | RFF | Ex | CZ11 | cWtd | SWLG011-01 | ExAnte2020 | IOU workpaper | 2019-06-26 | Fixture | 1 |  | None | 0 | 0 | 0 | 60.1 | 0.0102 | -0.585 | [6 empty] | DEER:Indoor_Non-CFL_Ltg | Annual
Any | SWLG011E | RFF | Ex | CZ12 | cWtd | SWLG011-01 | ExAnte2020 | IOU workpaper | 2019-06-26 | Fixture | 1 |  | None | 0 | 0 | 0 | 59.5 | 0.0103 | -0.598 | [6 empty] | DEER:Indoor_Non-CFL_Ltg | Annual
Any | SWLG011E | RFF | Ex | CZ13 | cWtd | SWLG011-01 | ExAnte2020 | IOU workpaper | 2019-06-26 | Fixture | 1 |  | None | 0 | 0 | 0 | 60.7 | 0.0103 | -0.548 | [6 empty] | DEER:Indoor_Non-CFL_Ltg | Annual
Any | SWLG011E | RFF | Ex | CZ14 | cWtd | SWLG011-01 | ExAnte2020 | IOU workpaper | 2019-06-26 | Fixture | 1 |  | None | 0 | 0 | 0 | 62.5 | 0.0107 | -0.673 | [6 empty] | DEER:Indoor_Non-CFL_Ltg | Annual
Any | SWLG011E | RFF | Ex | CZ15 | cWtd | SWLG011-01 | ExAnte2020 | IOU workpaper | 2019-06-26 | Fixture | 1 |  | None | 0 | 0 | 0 | 67.3 | 0.0109 | -0.223 | [6 empty] | DEER:Indoor_Non-CFL_Ltg | Annual
Any | SWLG011E | RFF | Ex | CZ16 | cWtd | SWLG011-01 | ExAnte2020 | IOU workpaper | 2019-06-26 | Fixture | 1 |  | None | 0 | 0 | 0 | 59.5 | 0.0103 | -0.932 | [6 empty] | DEER:Indoor_Non-CFL_Ltg | Annual
Any | SWLG011E | RSD | Ex | CZ01 | cWtd | SWLG011-01 | ExAnte2020 | IOU workpaper | 2019-06-26 | Fixture | 1 |  | None | 0 | 0 | 0 | 62 | 0.0135 | -1.13 | [6 empty] | DEER:Indoor_Non-CFL_Ltg | Annual
Any | SWLG011E | RSD | Ex | CZ02 | cWtd | SWLG011-01 | ExAnte2020 | IOU workpaper | 2019-06-26 | Fixture | 1 |  | None | 0 | 0 | 0 | 68 | 0.0136 | -0.579 | [6 empty] | DEER:Indoor_Non-CFL_Ltg | Annual
Any | SWLG011E | RSD | Ex | CZ03 | cWtd | SWLG011-01 | ExAnte2020 | IOU workpaper | 2019-06-26 | Fixture | 1 |  | None | 0 | 0 | 0 | 68 | 0.0136 | -0.566 | [6 empty] | DEER:Indoor_Non-CFL_Ltg | Annual
Any | SWLG011E | RSD | Ex | CZ04 | cWtd | SWLG011-01 | ExAnte2020 | IOU workpaper | 2019-06-26 | Fixture | 1 |  | None | 0 | 0 | 0 | 69.4 | 0.0136 | -0.429 | [6 empty] | DEER:Indoor_Non-CFL_Ltg | Annual
Any | SWLG011E | RSD | Ex | CZ05 | cWtd | SWLG011-01 | ExAnte2020 | IOU workpaper | 2019-06-26 | Fixture | 1 |  | None | 0 | 0 | 0 | 68 | 0.0135 | -0.527 | [6 empty] | DEER:Indoor_Non-CFL_Ltg | Annual
Any | SWLG011E | RSD | Ex | CZ06 | cWtd | SWLG011-01 | ExAnte2020 | IOU workpaper | 2019-06-26 | Fixture | 1 |  | None | 0 | 0 | 0 | 74.8 | 0.0143 | -0.223 | [6 empty] | DEER:Indoor_Non-CFL_Ltg | Annual
Any | SWLG011E | RSD | Ex | CZ07 | cWtd | SWLG011-01 | ExAnte2020 | IOU workpaper | 2019-06-26 | Fixture | 1 |  | None | 0 | 0 | 0 | 76.1 | 0.0144 | -0.107 | [6 empty] | DEER:Indoor_Non-CFL_Ltg | Annual
Any | SWLG011E | RSD | Ex | CZ08 | cWtd | SWLG011-01 | ExAnte2020 | IOU workpaper | 2019-06-26 | Fixture | 1 |  | None | 0 | 0 | 0 | 74.8 | 0.0142 | -0.196 | [6 empty] | DEER:Indoor_Non-CFL_Ltg | Annual
Any | SWLG011E | RSD | Ex | CZ09 | cWtd | SWLG011-01 | ExAnte2020 | IOU workpaper | 2019-06-26 | Fixture | 1 |  | None | 0 | 0 | 0 | 73.4 | 0.0146 | -0.26 | [6 empty] | DEER:Indoor_Non-CFL_Ltg | Annual
Any | SWLG011E | RSD | Ex | CZ10 | cWtd | SWLG011-01 | ExAnte2020 | IOU workpaper | 2019-06-26 | Fixture | 1 |  | None | 0 | 0 | 0 | 73.4 | 0.0144 | -0.33 | [6 empty] | DEER:Indoor_Non-CFL_Ltg | Annual
Any | SWLG011E | RSD | Ex | CZ11 | cWtd | SWLG011-01 | ExAnte2020 | IOU workpaper | 2019-06-26 | Fixture | 1 |  | None | 0 | 0 | 0 | 68.7 | 0.014 | -0.541 | [6 empty] | DEER:Indoor_Non-CFL_Ltg | Annual
Any | SWLG011E | RSD | Ex | CZ12 | cWtd | SWLG011-01 | ExAnte2020 | IOU workpaper | 2019-06-26 | Fixture | 1 |  | None | 0 | 0 | 0 | 68.7 | 0.0137 | -0.547 | [6 empty] | DEER:Indoor_Non-CFL_Ltg | Annual
Any | SWLG011E | RSD | Ex | CZ13 | cWtd | SWLG011-01 | ExAnte2020 | IOU workpaper | 2019-06-26 | Fixture | 1 |  | None | 0 | 0 | 0 | 69.4 | 0.014 | -0.517 | [6 empty] | DEER:Indoor_Non-CFL_Ltg | Annual
Any | SWLG011E | RSD | Ex | CZ14 | cWtd | SWLG011-01 | ExAnte2020 | IOU workpaper | 2019-06-26 | Fixture | 1 |  | None | 0 | 0 | 0 | 72.1 | 0.0144 | -0.62 | [6 empty] | DEER:Indoor_Non-CFL_Ltg | Annual
Any | SWLG011E | RSD | Ex | CZ15 | cWtd | SWLG011-01 | ExAnte2020 | IOU workpaper | 2019-06-26 | Fixture | 1 |  | None | 0 | 0 | 0 | 76.8 | 0.015 | -0.099 | [6 empty] | DEER:Indoor_Non-CFL_Ltg | Annual
Any | SWLG011E | RSD | Ex | CZ16 | cWtd | SWLG011-01 | ExAnte2020 | IOU workpaper | 2019-06-26 | Fixture | 1 |  | None | 0 | 0 | 0 | 68 | 0.0141 | -1 | [6 empty] | DEER:Indoor_Non-CFL_Ltg | Annual
Any | SWLG011E | Rt3 | Ex | CZ01 | cWtd | SWLG011-01 | ExAnte2020 | IOU workpaper | 2019-06-26 | Fixture | 1 |  | None | 0 | 0 | 0 | 94 | 0.0174 | -0.883 | [6 empty] | DEER:Indoor_Non-CFL_Ltg | Annual
Any | SWLG011E | Rt3 | Ex | CZ02 | cWtd | SWLG011-01 | ExAnte2020 | IOU workpaper | 2019-06-26 | Fixture | 1 |  | None | 0 | 0 | 0 | 99.8 | 0.0176 | -0.495 | [6 empty] | DEER:Indoor_Non-CFL_Ltg | Annual
Any | SWLG011E | Rt3 | Ex | CZ03 | cWtd | SWLG011-01 | ExAnte2020 | IOU workpaper | 2019-06-26 | Fixture | 1 |  | None | 0 | 0 | 0 | 99.8 | 0.0174 | -0.392 | [6 empty] | DEER:Indoor_Non-CFL_Ltg | Annual
Any | SWLG011E | Rt3 | Ex | CZ04 | cWtd | SWLG011-01 | ExAnte2020 | IOU workpaper | 2019-06-26 | Fixture | 1 |  | None | 0 | 0 | 0 | 102 | 0.0176 | -0.312 | [6 empty] | DEER:Indoor_Non-CFL_Ltg | Annual
Any | SWLG011E | Rt3 | Ex | CZ05 | cWtd | SWLG011-01 | ExAnte2020 | IOU workpaper | 2019-06-26 | Fixture | 1 |  | None | 0 | 0 | 0 | 101 | 0.0171 | -0.304 | [6 empty] | DEER:Indoor_Non-CFL_Ltg | Annual
Any | SWLG011E | Rt3 | Ex | CZ06 | cWtd | SWLG011-01 | ExAnte2020 | IOU workpaper | 2019-06-26 | Fixture | 1 |  | None | 0 | 0 | 0 | 108 | 0.0183 | -0.0864 | [6 empty] | DEER:Indoor_Non-CFL_Ltg | Annual
Any | SWLG011E | Rt3 | Ex | CZ07 | cWtd | SWLG011-01 | ExAnte2020 | IOU workpaper | 2019-06-26 | Fixture | 1 |  | None | 0 | 0 | 0 | 109 | 0.0182 | -0.0246 | [6 empty] | DEER:Indoor_Non-CFL_Ltg | Annual
Any | SWLG011E | Rt3 | Ex | CZ08 | cWtd | SWLG011-01 | ExAnte2020 | IOU workpaper | 2019-06-26 | Fixture | 1 |  | None | 0 | 0 | 0 | 108 | 0.0182 | -0.0702 | [6 empty] | DEER:Indoor_Non-CFL_Ltg | Annual
Any | SWLG011E | Rt3 | Ex | CZ09 | cWtd | SWLG011-01 | ExAnte2020 | IOU workpaper | 2019-06-26 | Fixture | 1 |  | None | 0 | 0 | 0 | 106 | 0.0186 | -0.127 | [6 empty] | DEER:Indoor_Non-CFL_Ltg | Annual
Any | SWLG011E | Rt3 | Ex | CZ10 | cWtd | SWLG011-01 | ExAnte2020 | IOU workpaper | 2019-06-26 | Fixture | 1 |  | None | 0 | 0 | 0 | 107 | 0.0186 | -0.134 | [6 empty] | DEER:Indoor_Non-CFL_Ltg | Annual
Any | SWLG011E | Rt3 | Ex | CZ11 | cWtd | SWLG011-01 | ExAnte2020 | IOU workpaper | 2019-06-26 | Fixture | 1 |  | None | 0 | 0 | 0 | 101 | 0.0182 | -0.487 | [6 empty] | DEER:Indoor_Non-CFL_Ltg | Annual
Any | SWLG011E | Rt3 | Ex | CZ12 | cWtd | SWLG011-01 | ExAnte2020 | IOU workpaper | 2019-06-26 | Fixture | 1 |  | None | 0 | 0 | 0 | 101 | 0.0179 | -0.499 | [6 empty] | DEER:Indoor_Non-CFL_Ltg | Annual
Any | SWLG011E | Rt3 | Ex | CZ13 | cWtd | SWLG011-01 | ExAnte2020 | IOU workpaper | 2019-06-26 | Fixture | 1 |  | None | 0 | 0 | 0 | 102 | 0.018 | -0.453 | [6 empty] | DEER:Indoor_Non-CFL_Ltg | Annual
Any | SWLG011E | Rt3 | Ex | CZ14 | cWtd | SWLG011-01 | ExAnte2020 | IOU workpaper | 2019-06-26 | Fixture | 1 |  | None | 0 | 0 | 0 | 104 | 0.0186 | -0.447 | [6 empty] | DEER:Indoor_Non-CFL_Ltg | Annual
Any | SWLG011E | Rt3 | Ex | CZ15 | cWtd | SWLG011-01 | ExAnte2020 | IOU workpaper | 2019-06-26 | Fixture | 1 |  | None | 0 | 0 | 0 | 110 | 0.0192 | -0.0238 | [6 empty] | DEER:Indoor_Non-CFL_Ltg | Annual
Any | SWLG011E | Rt3 | Ex | CZ16 | cWtd | SWLG011-01 | ExAnte2020 | IOU workpaper | 2019-06-26 | Fixture | 1 |  | None | 0 | 0 | 0 | 95.9 | 0.0179 | -1.04 | [6 empty] | DEER:Indoor_Non-CFL_Ltg | Annual
Any | SWLG011E | RtL | Ex | CZ01 | cWtd | SWLG011-01 | ExAnte2020 | IOU workpaper | 2019-06-26 | Fixture | 1 |  | None | 0 | 0 | 0 | 71.8 | 0.0111 | -0.605 | [6 empty] | DEER:Indoor_Non-CFL_Ltg | Annual
Any | SWLG011E | RtL | Ex | CZ02 | cWtd | SWLG011-01 | ExAnte2020 | IOU workpaper | 2019-06-26 | Fixture | 1 |  | None | 0 | 0 | 0 | 75.4 | 0.0112 | -0.358 | [6 empty] | DEER:Indoor_Non-CFL_Ltg | Annual
Any | SWLG011E | RtL | Ex | CZ03 | cWtd | SWLG011-01 | ExAnte2020 | IOU workpaper | 2019-06-26 | Fixture | 1 |  | None | 0 | 0 | 0 | 76.1 | 0.011 | -0.286 | [6 empty] | DEER:Indoor_Non-CFL_Ltg | Annual
Any | SWLG011E | RtL | Ex | CZ04 | cWtd | SWLG011-01 | ExAnte2020 | IOU workpaper | 2019-06-26 | Fixture | 1 |  | None | 0 | 0 | 0 | 76.8 | 0.0111 | -0.236 | [6 empty] | DEER:Indoor_Non-CFL_Ltg | Annual
Any | SWLG011E | RtL | Ex | CZ05 | cWtd | SWLG011-01 | ExAnte2020 | IOU workpaper | 2019-06-26 | Fixture | 1 |  | None | 0 | 0 | 0 | 76.1 | 0.0109 | -0.286 | [6 empty] | DEER:Indoor_Non-CFL_Ltg | Annual
Any | SWLG011E | RtL | Ex | CZ06 | cWtd | SWLG011-01 | ExAnte2020 | IOU workpaper | 2019-06-26 | Fixture | 1 |  | None | 0 | 0 | 0 | 81.2 | 0.0116 | -0.122 | [6 empty] | DEER:Indoor_Non-CFL_Ltg | Annual
Any | SWLG011E | RtL | Ex | CZ07 | cWtd | SWLG011-01 | ExAnte2020 | IOU workpaper | 2019-06-26 | Fixture | 1 |  | None | 0 | 0 | 0 | 81.9 | 0.0116 | -0.0892 | [6 empty] | DEER:Indoor_Non-CFL_Ltg | Annual
Any | SWLG011E | RtL | Ex | CZ08 | cWtd | SWLG011-01 | ExAnte2020 | IOU workpaper | 2019-06-26 | Fixture | 1 |  | None | 0 | 0 | 0 | 81.2 | 0.0116 | -0.104 | [6 empty] | DEER:Indoor_Non-CFL_Ltg | Annual
Any | SWLG011E | RtL | Ex | CZ09 | cWtd | SWLG011-01 | ExAnte2020 | IOU workpaper | 2019-06-26 | Fixture | 1 |  | None | 0 | 0 | 0 | 79.7 | 0.0119 | -0.144 | [6 empty] | DEER:Indoor_Non-CFL_Ltg | Annual
Any | SWLG011E | RtL | Ex | CZ10 | cWtd | SWLG011-01 | ExAnte2020 | IOU workpaper | 2019-06-26 | Fixture | 1 |  | None | 0 | 0 | 0 | 79.7 | 0.0119 | -0.141 | [6 empty] | DEER:Indoor_Non-CFL_Ltg | Annual
Any | SWLG011E | RtL | Ex | CZ11 | cWtd | SWLG011-01 | ExAnte2020 | IOU workpaper | 2019-06-26 | Fixture | 1 |  | None | 0 | 0 | 0 | 76.1 | 0.0115 | -0.36 | [6 empty] | DEER:Indoor_Non-CFL_Ltg | Annual
Any | SWLG011E | RtL | Ex | CZ12 | cWtd | SWLG011-01 | ExAnte2020 | IOU workpaper | 2019-06-26 | Fixture | 1 |  | None | 0 | 0 | 0 | 75.4 | 0.0114 | -0.349 | [6 empty] | DEER:Indoor_Non-CFL_Ltg | Annual
Any | SWLG011E | RtL | Ex | CZ13 | cWtd | SWLG011-01 | ExAnte2020 | IOU workpaper | 2019-06-26 | Fixture | 1 |  | None | 0 | 0 | 0 | 76.1 | 0.0114 | -0.335 | [6 empty] | DEER:Indoor_Non-CFL_Ltg | Annual
Any | SWLG011E | RtL | Ex | CZ14 | cWtd | SWLG011-01 | ExAnte2020 | IOU workpaper | 2019-06-26 | Fixture | 1 |  | None | 0 | 0 | 0 | 77.6 | 0.012 | -0.352 | [6 empty] | DEER:Indoor_Non-CFL_Ltg | Annual
Any | SWLG011E | RtL | Ex | CZ15 | cWtd | SWLG011-01 | ExAnte2020 | IOU workpaper | 2019-06-26 | Fixture | 1 |  | None | 0 | 0 | 0 | 83.4 | 0.0123 | -0.0529 | [6 empty] | DEER:Indoor_Non-CFL_Ltg | Annual
Any | SWLG011E | RtL | Ex | CZ16 | cWtd | SWLG011-01 | ExAnte2020 | IOU workpaper | 2019-06-26 | Fixture | 1 |  | None | 0 | 0 | 0 | 72.5 | 0.0114 | -0.768 | [6 empty] | DEER:Indoor_Non-CFL_Ltg | Annual
Any | SWLG011E | RtS | Ex | CZ01 | cWtd | SWLG011-01 | ExAnte2020 | IOU workpaper | 2019-06-26 | Fixture | 1 |  | None | 0 | 0 | 0 | 41.3 | 0.00759 | -0.666 | [6 empty] | DEER:Indoor_Non-CFL_Ltg | Annual
Any | SWLG011E | RtS | Ex | CZ02 | cWtd | SWLG011-01 | ExAnte2020 | IOU workpaper | 2019-06-26 | Fixture | 1 |  | None | 0 | 0 | 0 | 44.8 | 0.00788 | -0.368 | [6 empty] | DEER:Indoor_Non-CFL_Ltg | Annual
Any | SWLG011E | RtS | Ex | CZ03 | cWtd | SWLG011-01 | ExAnte2020 | IOU workpaper | 2019-06-26 | Fixture | 1 |  | None | 0 | 0 | 0 | 44.4 | 0.00786 | -0.395 | [6 empty] | DEER:Indoor_Non-CFL_Ltg | Annual
Any | SWLG011E | RtS | Ex | CZ04 | cWtd | SWLG011-01 | ExAnte2020 | IOU workpaper | 2019-06-26 | Fixture | 1 |  | None | 0 | 0 | 0 | 45.2 | 0.00788 | -0.308 | [6 empty] | DEER:Indoor_Non-CFL_Ltg | Annual
Any | SWLG011E | RtS | Ex | CZ05 | cWtd | SWLG011-01 | ExAnte2020 | IOU workpaper | 2019-06-26 | Fixture | 1 |  | None | 0 | 0 | 0 | 44.8 | 0.00775 | -0.358 | [6 empty] | DEER:Indoor_Non-CFL_Ltg | Annual
Any | SWLG011E | RtS | Ex | CZ06 | cWtd | SWLG011-01 | ExAnte2020 | IOU workpaper | 2019-06-26 | Fixture | 1 |  | None | 0 | 0 | 0 | 47.8 | 0.00813 | -0.178 | [6 empty] | DEER:Indoor_Non-CFL_Ltg | Annual
Any | SWLG011E | RtS | Ex | CZ07 | cWtd | SWLG011-01 | ExAnte2020 | IOU workpaper | 2019-06-26 | Fixture | 1 |  | None | 0 | 0 | 0 | 48.7 | 0.00813 | -0.132 | [6 empty] | DEER:Indoor_Non-CFL_Ltg | Annual
Any | SWLG011E | RtS | Ex | CZ08 | cWtd | SWLG011-01 | ExAnte2020 | IOU workpaper | 2019-06-26 | Fixture | 1 |  | None | 0 | 0 | 0 | 48.3 | 0.00806 | -0.151 | [6 empty] | DEER:Indoor_Non-CFL_Ltg | Annual
Any | SWLG011E | RtS | Ex | CZ09 | cWtd | SWLG011-01 | ExAnte2020 | IOU workpaper | 2019-06-26 | Fixture | 1 |  | None | 0 | 0 | 0 | 47.8 | 0.00826 | -0.197 | [6 empty] | DEER:Indoor_Non-CFL_Ltg | Annual
Any | SWLG011E | RtS | Ex | CZ10 | cWtd | SWLG011-01 | ExAnte2020 | IOU workpaper | 2019-06-26 | Fixture | 1 |  | None | 0 | 0 | 0 | 48.3 | 0.00829 | -0.188 | [6 empty] | DEER:Indoor_Non-CFL_Ltg | Annual
Any | SWLG011E | RtS | Ex | CZ11 | cWtd | SWLG011-01 | ExAnte2020 | IOU workpaper | 2019-06-26 | Fixture | 1 |  | None | 0 | 0 | 0 | 45.2 | 0.00802 | -0.346 | [6 empty] | DEER:Indoor_Non-CFL_Ltg | Annual
Any | SWLG011E | RtS | Ex | CZ12 | cWtd | SWLG011-01 | ExAnte2020 | IOU workpaper | 2019-06-26 | Fixture | 1 |  | None | 0 | 0 | 0 | 45.2 | 0.00802 | -0.349 | [6 empty] | DEER:Indoor_Non-CFL_Ltg | Annual
Any | SWLG011E | RtS | Ex | CZ13 | cWtd | SWLG011-01 | ExAnte2020 | IOU workpaper | 2019-06-26 | Fixture | 1 |  | None | 0 | 0 | 0 | 45.2 | 0.008 | -0.33 | [6 empty] | DEER:Indoor_Non-CFL_Ltg | Annual
Any | SWLG011E | RtS | Ex | CZ14 | cWtd | SWLG011-01 | ExAnte2020 | IOU workpaper | 2019-06-26 | Fixture | 1 |  | None | 0 | 0 | 0 | 46.5 | 0.00835 | -0.317 | [6 empty] | DEER:Indoor_Non-CFL_Ltg | Annual
Any | SWLG011E | RtS | Ex | CZ15 | cWtd | SWLG011-01 | ExAnte2020 | IOU workpaper | 2019-06-26 | Fixture | 1 |  | None | 0 | 0 | 0 | 50.5 | 0.00842 | -0.0726 | [6 empty] | DEER:Indoor_Non-CFL_Ltg | Annual
Any | SWLG011E | RtS | Ex | CZ16 | cWtd | SWLG011-01 | ExAnte2020 | IOU workpaper | 2019-06-26 | Fixture | 1 |  | None | 0 | 0 | 0 | 43.1 | 0.00806 | -0.522 | [6 empty] | DEER:Indoor_Non-CFL_Ltg | Annual
Any | SWLG011E | SCn | Ex | CZ01 | cWtd | SWLG011-01 | ExAnte2020 | IOU workpaper | 2019-06-26 | Fixture | 1 |  | None | 0 | 0 | 0 | 31 | 0.00375 | -0.742 | [6 empty] | DEER:Indoor_Non-CFL_Ltg | Annual
Any | SWLG011E | SCn | Ex | CZ02 | cWtd | SWLG011-01 | ExAnte2020 | IOU workpaper | 2019-06-26 | Fixture | 1 |  | None | 0 | 0 | 0 | 36.3 | 0.00473 | -0.484 | [6 empty] | DEER:Indoor_Non-CFL_Ltg | Annual
Any | SWLG011E | SCn | Ex | CZ03 | cWtd | SWLG011-01 | ExAnte2020 | IOU workpaper | 2019-06-26 | Fixture | 1 |  | None | 0 | 0 | 0 | 33.9 | 0.00473 | -0.609 | [6 empty] | DEER:Indoor_Non-CFL_Ltg | Annual
Any | SWLG011E | SCn | Ex | CZ04 | cWtd | SWLG011-01 | ExAnte2020 | IOU workpaper | 2019-06-26 | Fixture | 1 |  | None | 0 | 0 | 0 | 37.5 | 0.00477 | -0.496 | [6 empty] | DEER:Indoor_Non-CFL_Ltg | Annual
Any | SWLG011E | SCn | Ex | CZ05 | cWtd | SWLG011-01 | ExAnte2020 | IOU workpaper | 2019-06-26 | Fixture | 1 |  | None | 0 | 0 | 0 | 35.9 | 0.00424 | -0.681 | [6 empty] | DEER:Indoor_Non-CFL_Ltg | Annual
Any | SWLG011E | SCn | Ex | CZ06 | cWtd | SWLG011-01 | ExAnte2020 | IOU workpaper | 2019-06-26 | Fixture | 1 |  | None | 0 | 0 | 0 | 39.1 | 0.00496 | -0.357 | [6 empty] | DEER:Indoor_Non-CFL_Ltg | Annual
Any | SWLG011E | SCn | Ex | CZ07 | cWtd | SWLG011-01 | ExAnte2020 | IOU workpaper | 2019-06-26 | Fixture | 1 |  | None | 0 | 0 | 0 | 39.5 | 0.00507 | -0.341 | [6 empty] | DEER:Indoor_Non-CFL_Ltg | Annual
Any | SWLG011E | SCn | Ex | CZ08 | cWtd | SWLG011-01 | ExAnte2020 | IOU workpaper | 2019-06-26 | Fixture | 1 |  | None | 0 | 0 | 0 | 41.1 | 0.00477 | -0.305 | [6 empty] | DEER:Indoor_Non-CFL_Ltg | Annual
Any | SWLG011E | SCn | Ex | CZ09 | cWtd | SWLG011-01 | ExAnte2020 | IOU workpaper | 2019-06-26 | Fixture | 1 |  | None | 0 | 0 | 0 | 40.3 | 0.00488 | -0.367 | [6 empty] | DEER:Indoor_Non-CFL_Ltg | Annual
Any | SWLG011E | SCn | Ex | CZ10 | cWtd | SWLG011-01 | ExAnte2020 | IOU workpaper | 2019-06-26 | Fixture | 1 |  | None | 0 | 0 | 0 | 39.5 | 0.00484 | -0.407 | [6 empty] | DEER:Indoor_Non-CFL_Ltg | Annual
Any | SWLG011E | SCn | Ex | CZ11 | cWtd | SWLG011-01 | ExAnte2020 | IOU workpaper | 2019-06-26 | Fixture | 1 |  | None | 0 | 0 | 0 | 37.9 | 0.00462 | -0.443 | [6 empty] | DEER:Indoor_Non-CFL_Ltg | Annual
Any | SWLG011E | SCn | Ex | CZ12 | cWtd | SWLG011-01 | ExAnte2020 | IOU workpaper | 2019-06-26 | Fixture | 1 |  | None | 0 | 0 | 0 | 38.3 | 0.00465 | -0.439 | [6 empty] | DEER:Indoor_Non-CFL_Ltg | Annual
Any | SWLG011E | SCn | Ex | CZ13 | cWtd | SWLG011-01 | ExAnte2020 | IOU workpaper | 2019-06-26 | Fixture | 1 |  | None | 0 | 0 | 0 | 39.1 | 0.00458 | -0.382 | [6 empty] | DEER:Indoor_Non-CFL_Ltg | Annual
Any | SWLG011E | SCn | Ex | CZ14 | cWtd | SWLG011-01 | ExAnte2020 | IOU workpaper | 2019-06-26 | Fixture | 1 |  | None | 0 | 0 | 0 | 39.9 | 0.00484 | -0.431 | [6 empty] | DEER:Indoor_Non-CFL_Ltg | Annual
Any | SWLG011E | SCn | Ex | CZ15 | cWtd | SWLG011-01 | ExAnte2020 | IOU workpaper | 2019-06-26 | Fixture | 1 |  | None | 0 | 0 | 0 | 43.1 | 0.00507 | -0.216 | [6 empty] | DEER:Indoor_Non-CFL_Ltg | Annual
Any | SWLG011E | SCn | Ex | CZ16 | cWtd | SWLG011-01 | ExAnte2020 | IOU workpaper | 2019-06-26 | Fixture | 1 |  | None | 0 | 0 | 0 | 37.1 | 0.00499 | -0.572 | [6 empty] | DEER:Indoor_Non-CFL_Ltg | Annual
Any | SWLG011E | SUn | Ex | CZ01 | cWtd | SWLG011-01 | ExAnte2020 | IOU workpaper | 2019-06-26 | Fixture | 1 |  | None | 0 | 0 | 0 | 38 | 0.00538 | 0 | [6 empty] | DEER:Indoor_Non-CFL_Ltg | Annual
Any | SWLG011E | SUn | Ex | CZ02 | cWtd | SWLG011-01 | ExAnte2020 | IOU workpaper | 2019-06-26 | Fixture | 1 |  | None | 0 | 0 | 0 | 38 | 0.00538 | 0 | [6 empty] | DEER:Indoor_Non-CFL_Ltg | Annual
Any | SWLG011E | SUn | Ex | CZ03 | cWtd | SWLG011-01 | ExAnte2020 | IOU workpaper | 2019-06-26 | Fixture | 1 |  | None | 0 | 0 | 0 | 38 | 0.00538 | 0 | [6 empty] | DEER:Indoor_Non-CFL_Ltg | Annual
Any | SWLG011E | SUn | Ex | CZ04 | cWtd | SWLG011-01 | ExAnte2020 | IOU workpaper | 2019-06-26 | Fixture | 1 |  | None | 0 | 0 | 0 | 38 | 0.00538 | 0 | [6 empty] | DEER:Indoor_Non-CFL_Ltg | Annual
Any | SWLG011E | SUn | Ex | CZ05 | cWtd | SWLG011-01 | ExAnte2020 | IOU workpaper | 2019-06-26 | Fixture | 1 |  | None | 0 | 0 | 0 | 38 | 0.00538 | 0 | [6 empty] | DEER:Indoor_Non-CFL_Ltg | Annual
Any | SWLG011E | SUn | Ex | CZ06 | cWtd | SWLG011-01 | ExAnte2020 | IOU workpaper | 2019-06-26 | Fixture | 1 |  | None | 0 | 0 | 0 | 38 | 0.00538 | 0 | [6 empty] | DEER:Indoor_Non-CFL_Ltg | Annual
Any | SWLG011E | SUn | Ex | CZ07 | cWtd | SWLG011-01 | ExAnte2020 | IOU workpaper | 2019-06-26 | Fixture | 1 |  | None | 0 | 0 | 0 | 38 | 0.00538 | 0 | [6 empty] | DEER:Indoor_Non-CFL_Ltg | Annual
Any | SWLG011E | SUn | Ex | CZ08 | cWtd | SWLG011-01 | ExAnte2020 | IOU workpaper | 2019-06-26 | Fixture | 1 |  | None | 0 | 0 | 0 | 38 | 0.00538 | 0 | [6 empty] | DEER:Indoor_Non-CFL_Ltg | Annual
Any | SWLG011E | SUn | Ex | CZ09 | cWtd | SWLG011-01 | ExAnte2020 | IOU workpaper | 2019-06-26 | Fixture | 1 |  | None | 0 | 0 | 0 | 38 | 0.00538 | 0 | [6 empty] | DEER:Indoor_Non-CFL_Ltg | Annual
Any | SWLG011E | SUn | Ex | CZ10 | cWtd | SWLG011-01 | ExAnte2020 | IOU workpaper | 2019-06-26 | Fixture | 1 |  | None | 0 | 0 | 0 | 38 | 0.00538 | 0 | [6 empty] | DEER:Indoor_Non-CFL_Ltg | Annual
Any | SWLG011E | SUn | Ex | CZ11 | cWtd | SWLG011-01 | ExAnte2020 | IOU workpaper | 2019-06-26 | Fixture | 1 |  | None | 0 | 0 | 0 | 38 | 0.00538 | 0 | [6 empty] | DEER:Indoor_Non-CFL_Ltg | Annual
Any | SWLG011E | SUn | Ex | CZ12 | cWtd | SWLG011-01 | ExAnte2020 | IOU workpaper | 2019-06-26 | Fixture | 1 |  | None | 0 | 0 | 0 | 38 | 0.00538 | 0 | [6 empty] | DEER:Indoor_Non-CFL_Ltg | Annual
Any | SWLG011E | SUn | Ex | CZ13 | cWtd | SWLG011-01 | ExAnte2020 | IOU workpaper | 2019-06-26 | Fixture | 1 |  | None | 0 | 0 | 0 | 38 | 0.00538 | 0 | [6 empty] | DEER:Indoor_Non-CFL_Ltg | Annual
Any | SWLG011E | SUn | Ex | CZ14 | cWtd | SWLG011-01 | ExAnte2020 | IOU workpaper | 2019-06-26 | Fixture | 1 |  | None | 0 | 0 | 0 | 38 | 0.00538 | 0 | [6 empty] | DEER:Indoor_Non-CFL_Ltg | Annual
Any | SWLG011E | SUn | Ex | CZ15 | cWtd | SWLG011-01 | ExAnte2020 | IOU workpaper | 2019-06-26 | Fixture | 1 |  | None | 0 | 0 | 0 | 38 | 0.00538 | 0 | [6 empty] | DEER:Indoor_Non-CFL_Ltg | Annual
Any | SWLG011E | SUn | Ex | CZ16 | cWtd | SWLG011-01 | ExAnte2020 | IOU workpaper | 2019-06-26 | Fixture | 1 |  | None | 0 | 0 | 0 | 38 | 0.00538 | 0 | [6 empty] | DEER:Indoor_Non-CFL_Ltg | Annual
Any | SWLG011E | WRf | Ex | CZ01 | cWtd | SWLG011-01 | ExAnte2020 | IOU workpaper | 2019-06-26 | Fixture | 1 |  | None | 0 | 0 | 0 | 107 | 0.0117 | 0 | [6 empty] | DEER:Indoor_Non-CFL_Ltg | Annual
Any | SWLG011E | WRf | Ex | CZ02 | cWtd | SWLG011-01 | ExAnte2020 | IOU workpaper | 2019-06-26 | Fixture | 1 |  | None | 0 | 0 | 0 | 108 | 0.0118 | 0 | [6 empty] | DEER:Indoor_Non-CFL_Ltg | Annual
Any | SWLG011E | WRf | Ex | CZ03 | cWtd | SWLG011-01 | ExAnte2020 | IOU workpaper | 2019-06-26 | Fixture | 1 |  | None | 0 | 0 | 0 | 106 | 0.0118 | 0 | [6 empty] | DEER:Indoor_Non-CFL_Ltg | Annual
Any | SWLG011E | WRf | Ex | CZ04 | cWtd | SWLG011-01 | ExAnte2020 | IOU workpaper | 2019-06-26 | Fixture | 1 |  | None | 0 | 0 | 0 | 107 | 0.0117 | 0 | [6 empty] | DEER:Indoor_Non-CFL_Ltg | Annual
Any | SWLG011E | WRf | Ex | CZ05 | cWtd | SWLG011-01 | ExAnte2020 | IOU workpaper | 2019-06-26 | Fixture | 1 |  | None | 0 | 0 | 0 | 105 | 0.0117 | 0 | [6 empty] | DEER:Indoor_Non-CFL_Ltg | Annual
Any | SWLG011E | WRf | Ex | CZ06 | cWtd | SWLG011-01 | ExAnte2020 | IOU workpaper | 2019-06-26 | Fixture | 1 |  | None | 0 | 0 | 0 | 108 | 0.0117 | 0 | [6 empty] | DEER:Indoor_Non-CFL_Ltg | Annual
Any | SWLG011E | WRf | Ex | CZ07 | cWtd | SWLG011-01 | ExAnte2020 | IOU workpaper | 2019-06-26 | Fixture | 1 |  | None | 0 | 0 | 0 | 107 | 0.0118 | 0 | [6 empty] | DEER:Indoor_Non-CFL_Ltg | Annual
Any | SWLG011E | WRf | Ex | CZ08 | cWtd | SWLG011-01 | ExAnte2020 | IOU workpaper | 2019-06-26 | Fixture | 1 |  | None | 0 | 0 | 0 | 107 | 0.0134 | 0 | [6 empty] | DEER:Indoor_Non-CFL_Ltg | Annual
Any | SWLG011E | WRf | Ex | CZ09 | cWtd | SWLG011-01 | ExAnte2020 | IOU workpaper | 2019-06-26 | Fixture | 1 |  | None | 0 | 0 | 0 | 107 | 0.0121 | 0 | [6 empty] | DEER:Indoor_Non-CFL_Ltg | Annual
Any | SWLG011E | WRf | Ex | CZ10 | cWtd | SWLG011-01 | ExAnte2020 | IOU workpaper | 2019-06-26 | Fixture | 1 |  | None | 0 | 0 | 0 | 106 | 0.0118 | 0 | [6 empty] | DEER:Indoor_Non-CFL_Ltg | Annual
Any | SWLG011E | WRf | Ex | CZ11 | cWtd | SWLG011-01 | ExAnte2020 | IOU workpaper | 2019-06-26 | Fixture | 1 |  | None | 0 | 0 | 0 | 108 | 0.0117 | 0 | [6 empty] | DEER:Indoor_Non-CFL_Ltg | Annual
Any | SWLG011E | WRf | Ex | CZ12 | cWtd | SWLG011-01 | ExAnte2020 | IOU workpaper | 2019-06-26 | Fixture | 1 |  | None | 0 | 0 | 0 | 107 | 0.012 | 0 | [6 empty] | DEER:Indoor_Non-CFL_Ltg | Annual
Any | SWLG011E | WRf | Ex | CZ13 | cWtd | SWLG011-01 | ExAnte2020 | IOU workpaper | 2019-06-26 | Fixture | 1 |  | None | 0 | 0 | 0 | 109 | 0.0117 | 0 | [6 empty] | DEER:Indoor_Non-CFL_Ltg | Annual
Any | SWLG011E | WRf | Ex | CZ14 | cWtd | SWLG011-01 | ExAnte2020 | IOU workpaper | 2019-06-26 | Fixture | 1 |  | None | 0 | 0 | 0 | 107 | 0.0118 | 0 | [6 empty] | DEER:Indoor_Non-CFL_Ltg | Annual
Any | SWLG011E | WRf | Ex | CZ15 | cWtd | SWLG011-01 | ExAnte2020 | IOU workpaper | 2019-06-26 | Fixture | 1 |  | None | 0 | 0 | 0 | 108 | 0.0119 | 0 | [6 empty] | DEER:Indoor_Non-CFL_Ltg | Annual
Any | SWLG011E | WRf | Ex | CZ16 | cWtd | SWLG011-01 | ExAnte2020 | IOU workpaper | 2019-06-26 | Fixture | 1 |  | None | 0 | 0 | 0 | 108 | 0.0116 | 0 | [6 empty] | DEER:Indoor_Non-CFL_Ltg | Annual
Any | SWLG011F | Asm | Ex | CZ01 | cWtd | SWLG011-01 | ExAnte2020 | IOU workpaper | 2019-06-26 | Fixture | 1 |  | None | 0 | 0 | 0 | 25.1 | 0.0113 | -0.62 | [6 empty] | DEER:Indoor_Non-CFL_Ltg | Annual
Any | SWLG011F | Asm | Ex | CZ02 | cWtd | SWLG011-01 | ExAnte2020 | IOU workpaper | 2019-06-26 | Fixture | 1 |  | None | 0 | 0 | 0 | 27.5 | 0.0114 | -0.348 | [6 empty] | DEER:Indoor_Non-CFL_Ltg | Annual
Any | SWLG011F | Asm | Ex | CZ03 | cWtd | SWLG011-01 | ExAnte2020 | IOU workpaper | 2019-06-26 | Fixture | 1 |  | None | 0 | 0 | 0 | 27.2 | 0.0114 | -0.404 | [6 empty] | DEER:Indoor_Non-CFL_Ltg | Annual
Any | SWLG011F | Asm | Ex | CZ04 | cWtd | SWLG011-01 | ExAnte2020 | IOU workpaper | 2019-06-26 | Fixture | 1 |  | None | 0 | 0 | 0 | 28 | 0.0114 | -0.299 | [6 empty] | DEER:Indoor_Non-CFL_Ltg | Annual
Any | SWLG011F | Asm | Ex | CZ05 | cWtd | SWLG011-01 | ExAnte2020 | IOU workpaper | 2019-06-26 | Fixture | 1 |  | None | 0 | 0 | 0 | 27.2 | 0.0113 | -0.383 | [6 empty] | DEER:Indoor_Non-CFL_Ltg | Annual
Any | SWLG011F | Asm | Ex | CZ06 | cWtd | SWLG011-01 | ExAnte2020 | IOU workpaper | 2019-06-26 | Fixture | 1 |  | None | 0 | 0 | 0 | 29.6 | 0.0121 | -0.226 | [6 empty] | DEER:Indoor_Non-CFL_Ltg | Annual
Any | SWLG011F | Asm | Ex | CZ07 | cWtd | SWLG011-01 | ExAnte2020 | IOU workpaper | 2019-06-26 | Fixture | 1 |  | None | 0 | 0 | 0 | 30.2 | 0.0124 | -0.214 | [6 empty] | DEER:Indoor_Non-CFL_Ltg | Annual
Any | SWLG011F | Asm | Ex | CZ08 | cWtd | SWLG011-01 | ExAnte2020 | IOU workpaper | 2019-06-26 | Fixture | 1 |  | None | 0 | 0 | 0 | 30.2 | 0.012 | -0.176 | [6 empty] | DEER:Indoor_Non-CFL_Ltg | Annual
Any | SWLG011F | Asm | Ex | CZ09 | cWtd | SWLG011-01 | ExAnte2020 | IOU workpaper | 2019-06-26 | Fixture | 1 |  | None | 0 | 0 | 0 | 29.6 | 0.0123 | -0.205 | [6 empty] | DEER:Indoor_Non-CFL_Ltg | Annual
Any | SWLG011F | Asm | Ex | CZ10 | cWtd | SWLG011-01 | ExAnte2020 | IOU workpaper | 2019-06-26 | Fixture | 1 |  | None | 0 | 0 | 0 | 29.9 | 0.0124 | -0.195 | [6 empty] | DEER:Indoor_Non-CFL_Ltg | Annual
Any | SWLG011F | Asm | Ex | CZ11 | cWtd | SWLG011-01 | ExAnte2020 | IOU workpaper | 2019-06-26 | Fixture | 1 |  | None | 0 | 0 | 0 | 28 | 0.0117 | -0.291 | [6 empty] | DEER:Indoor_Non-CFL_Ltg | Annual
Any | SWLG011F | Asm | Ex | CZ12 | cWtd | SWLG011-01 | ExAnte2020 | IOU workpaper | 2019-06-26 | Fixture | 1 |  | None | 0 | 0 | 0 | 28 | 0.0116 | -0.31 | [6 empty] | DEER:Indoor_Non-CFL_Ltg | Annual
Any | SWLG011F | Asm | Ex | CZ13 | cWtd | SWLG011-01 | ExAnte2020 | IOU workpaper | 2019-06-26 | Fixture | 1 |  | None | 0 | 0 | 0 | 28 | 0.0117 | -0.28 | [6 empty] | DEER:Indoor_Non-CFL_Ltg | Annual
Any | SWLG011F | Asm | Ex | CZ14 | cWtd | SWLG011-01 | ExAnte2020 | IOU workpaper | 2019-06-26 | Fixture | 1 |  | None | 0 | 0 | 0 | 28.8 | 0.0121 | -0.278 | [6 empty] | DEER:Indoor_Non-CFL_Ltg | Annual
Any | SWLG011F | Asm | Ex | CZ15 | cWtd | SWLG011-01 | ExAnte2020 | IOU workpaper | 2019-06-26 | Fixture | 1 |  | None | 0 | 0 | 0 | 31 | 0.0121 | -0.0981 | [6 empty] | DEER:Indoor_Non-CFL_Ltg | Annual
Any | SWLG011F | Asm | Ex | CZ16 | cWtd | SWLG011-01 | ExAnte2020 | IOU workpaper | 2019-06-26 | Fixture | 1 |  | None | 0 | 0 | 0 | 26.7 | 0.0118 | -0.445 | [6 empty] | DEER:Indoor_Non-CFL_Ltg | Annual
Any | SWLG011F | Com | Ex | CZ01 | cWtd | SWLG011-01 | ExAnte2020 | IOU workpaper | 2019-06-26 | Fixture | 1 |  | None | 0 | 0 | 0 | 46.5 | 0.00788 | -0.698 | [6 empty] | DEER:Indoor_Non-CFL_Ltg | Annual
Any | SWLG011F | Com | Ex | CZ02 | cWtd | SWLG011-01 | ExAnte2020 | IOU workpaper | 2019-06-26 | Fixture | 1 |  | None | 0 | 0 | 0 | 50.5 | 0.00875 | -0.448 | [6 empty] | DEER:Indoor_Non-CFL_Ltg | Annual
Any | SWLG011F | Com | Ex | CZ03 | cWtd | SWLG011-01 | ExAnte2020 | IOU workpaper | 2019-06-26 | Fixture | 1 |  | None | 0 | 0 | 0 | 50.5 | 0.00846 | -0.391 | [6 empty] | DEER:Indoor_Non-CFL_Ltg | Annual
Any | SWLG011F | Com | Ex | CZ04 | cWtd | SWLG011-01 | ExAnte2020 | IOU workpaper | 2019-06-26 | Fixture | 1 |  | None | 0 | 0 | 0 | 51.9 | 0.00868 | -0.318 | [6 empty] | DEER:Indoor_Non-CFL_Ltg | Annual
Any | SWLG011F | Com | Ex | CZ05 | cWtd | SWLG011-01 | ExAnte2020 | IOU workpaper | 2019-06-26 | Fixture | 1 |  | None | 0 | 0 | 0 | 50 | 0.00832 | -0.524 | [6 empty] | DEER:Indoor_Non-CFL_Ltg | Annual
Any | SWLG011F | Com | Ex | CZ06 | cWtd | SWLG011-01 | ExAnte2020 | IOU workpaper | 2019-06-26 | Fixture | 1 |  | None | 0 | 0 | 0 | 52.7 | 0.00874 | -0.235 | [6 empty] | DEER:Indoor_Non-CFL_Ltg | Annual
Any | SWLG011F | Com | Ex | CZ07 | cWtd | SWLG011-01 | ExAnte2020 | IOU workpaper | 2019-06-26 | Fixture | 1 |  | None | 0 | 0 | 0 | 56.4 | 0.00929 | -0.226 | [6 empty] | DEER:Indoor_Non-CFL_Ltg | Annual
Any | SWLG011F | Com | Ex | CZ08 | cWtd | SWLG011-01 | ExAnte2020 | IOU workpaper | 2019-06-26 | Fixture | 1 |  | None | 0 | 0 | 0 | 52.7 | 0.0086 | -0.208 | [6 empty] | DEER:Indoor_Non-CFL_Ltg | Annual
Any | SWLG011F | Com | Ex | CZ09 | cWtd | SWLG011-01 | ExAnte2020 | IOU workpaper | 2019-06-26 | Fixture | 1 |  | None | 0 | 0 | 0 | 52.7 | 0.00896 | -0.228 | [6 empty] | DEER:Indoor_Non-CFL_Ltg | Annual
Any | SWLG011F | Com | Ex | CZ10 | cWtd | SWLG011-01 | ExAnte2020 | IOU workpaper | 2019-06-26 | Fixture | 1 |  | None | 0 | 0 | 0 | 51.3 | 0.00867 | -0.245 | [6 empty] | DEER:Indoor_Non-CFL_Ltg | Annual
Any | SWLG011F | Com | Ex | CZ11 | cWtd | SWLG011-01 | ExAnte2020 | IOU workpaper | 2019-06-26 | Fixture | 1 |  | None | 0 | 0 | 0 | 51 | 0.00882 | -0.406 | [6 empty] | DEER:Indoor_Non-CFL_Ltg | Annual
Any | SWLG011F | Com | Ex | CZ12 | cWtd | SWLG011-01 | ExAnte2020 | IOU workpaper | 2019-06-26 | Fixture | 1 |  | None | 0 | 0 | 0 | 51 | 0.00897 | -0.363 | [6 empty] | DEER:Indoor_Non-CFL_Ltg | Annual
Any | SWLG011F | Com | Ex | CZ13 | cWtd | SWLG011-01 | ExAnte2020 | IOU workpaper | 2019-06-26 | Fixture | 1 |  | None | 0 | 0 | 0 | 51.9 | 0.00875 | -0.347 | [6 empty] | DEER:Indoor_Non-CFL_Ltg | Annual
Any | SWLG011F | Com | Ex | CZ14 | cWtd | SWLG011-01 | ExAnte2020 | IOU workpaper | 2019-06-26 | Fixture | 1 |  | None | 0 | 0 | 0 | 51.7 | 0.00896 | -0.395 | [6 empty] | DEER:Indoor_Non-CFL_Ltg | Annual
Any | SWLG011F | Com | Ex | CZ15 | cWtd | SWLG011-01 | ExAnte2020 | IOU workpaper | 2019-06-26 | Fixture | 1 |  | None | 0 | 0 | 0 | 55.6 | 0.00917 | -0.114 | [6 empty] | DEER:Indoor_Non-CFL_Ltg | Annual
Any | SWLG011F | Com | Ex | CZ16 | cWtd | SWLG011-01 | ExAnte2020 | IOU workpaper | 2019-06-26 | Fixture | 1 |  | None | 0 | 0 | 0 | 48.3 | 0.00867 | -0.703 | [6 empty] | DEER:Indoor_Non-CFL_Ltg | Annual
Any | SWLG011F | ECC | Ex | CZ01 | cWtd | SWLG011-01 | ExAnte2020 | IOU workpaper | 2019-06-26 | Fixture | 1 |  | None | 0 | 0 | 0 | 41.6 | 0.00671 | -1.16 | [6 empty] | DEER:Indoor_Non-CFL_Ltg | Annual
Any | SWLG011F | ECC | Ex | CZ02 | cWtd | SWLG011-01 | ExAnte2020 | IOU workpaper | 2019-06-26 | Fixture | 1 |  | None | 0 | 0 | 0 | 44.2 | 0.00806 | -0.738 | [6 empty] | DEER:Indoor_Non-CFL_Ltg | Annual
Any | SWLG011F | ECC | Ex | CZ03 | cWtd | SWLG011-01 | ExAnte2020 | IOU workpaper | 2019-06-26 | Fixture | 1 |  | None | 0 | 0 | 0 | 43.3 | 0.00774 | -0.854 | [6 empty] | DEER:Indoor_Non-CFL_Ltg | Annual
Any | SWLG011F | ECC | Ex | CZ04 | cWtd | SWLG011-01 | ExAnte2020 | IOU workpaper | 2019-06-26 | Fixture | 1 |  | None | 0 | 0 | 0 | 44.6 | 0.00806 | -0.652 | [6 empty] | DEER:Indoor_Non-CFL_Ltg | Annual
Any | SWLG011F | ECC | Ex | CZ05 | cWtd | SWLG011-01 | ExAnte2020 | IOU workpaper | 2019-06-26 | Fixture | 1 |  | None | 0 | 0 | 0 | 43.3 | 0.00748 | -0.854 | [6 empty] | DEER:Indoor_Non-CFL_Ltg | Annual
Any | SWLG011F | ECC | Ex | CZ06 | cWtd | SWLG011-01 | ExAnte2020 | IOU workpaper | 2019-06-26 | Fixture | 1 |  | None | 0 | 0 | 0 | 45.9 | 0.00844 | -0.463 | [6 empty] | DEER:Indoor_Non-CFL_Ltg | Annual
Any | SWLG011F | ECC | Ex | CZ07 | cWtd | SWLG011-01 | ExAnte2020 | IOU workpaper | 2019-06-26 | Fixture | 1 |  | None | 0 | 0 | 0 | 45.9 | 0.00806 | -0.463 | [6 empty] | DEER:Indoor_Non-CFL_Ltg | Annual
Any | SWLG011F | ECC | Ex | CZ08 | cWtd | SWLG011-01 | ExAnte2020 | IOU workpaper | 2019-06-26 | Fixture | 1 |  | None | 0 | 0 | 0 | 46.3 | 0.00799 | -0.383 | [6 empty] | DEER:Indoor_Non-CFL_Ltg | Annual
Any | SWLG011F | ECC | Ex | CZ09 | cWtd | SWLG011-01 | ExAnte2020 | IOU workpaper | 2019-06-26 | Fixture | 1 |  | None | 0 | 0 | 0 | 45.5 | 0.00838 | -0.433 | [6 empty] | DEER:Indoor_Non-CFL_Ltg | Annual
Any | SWLG011F | ECC | Ex | CZ10 | cWtd | SWLG011-01 | ExAnte2020 | IOU workpaper | 2019-06-26 | Fixture | 1 |  | None | 0 | 0 | 0 | 45.5 | 0.00825 | -0.421 | [6 empty] | DEER:Indoor_Non-CFL_Ltg | Annual
Any | SWLG011F | ECC | Ex | CZ11 | cWtd | SWLG011-01 | ExAnte2020 | IOU workpaper | 2019-06-26 | Fixture | 1 |  | None | 0 | 0 | 0 | 45.5 | 0.00831 | -0.605 | [6 empty] | DEER:Indoor_Non-CFL_Ltg | Annual
Any | SWLG011F | ECC | Ex | CZ12 | cWtd | SWLG011-01 | ExAnte2020 | IOU workpaper | 2019-06-26 | Fixture | 1 |  | None | 0 | 0 | 0 | 45.5 | 0.00825 | -0.643 | [6 empty] | DEER:Indoor_Non-CFL_Ltg | Annual
Any | SWLG011F | ECC | Ex | CZ13 | cWtd | SWLG011-01 | ExAnte2020 | IOU workpaper | 2019-06-26 | Fixture | 1 |  | None | 0 | 0 | 0 | 45.9 | 0.00825 | -0.553 | [6 empty] | DEER:Indoor_Non-CFL_Ltg | Annual
Any | SWLG011F | ECC | Ex | CZ14 | cWtd | SWLG011-01 | ExAnte2020 | IOU workpaper | 2019-06-26 | Fixture | 1 |  | None | 0 | 0 | 0 | 45.9 | 0.00825 | -0.566 | [6 empty] | DEER:Indoor_Non-CFL_Ltg | Annual
Any | SWLG011F | ECC | Ex | CZ15 | cWtd | SWLG011-01 | ExAnte2020 | IOU workpaper | 2019-06-26 | Fixture | 1 |  | None | 0 | 0 | 0 | 48 | 0.00825 | -0.193 | [6 empty] | DEER:Indoor_Non-CFL_Ltg | Annual
Any | SWLG011F | ECC | Ex | CZ16 | cWtd | SWLG011-01 | ExAnte2020 | IOU workpaper | 2019-06-26 | Fixture | 1 |  | None | 0 | 0 | 0 | 43.3 | 0.00812 | -0.871 | [6 empty] | DEER:Indoor_Non-CFL_Ltg | Annual
Any | SWLG011F | EPr | Ex | CZ01 | cWtd | SWLG011-01 | ExAnte2020 | IOU workpaper | 2019-06-26 | Fixture | 1 |  | None | 0 | 0 | 0 | 35.4 | 0.00858 | -0.941 | [6 empty] | DEER:Indoor_Non-CFL_Ltg | Annual
Any | SWLG011F | EPr | Ex | CZ02 | cWtd | SWLG011-01 | ExAnte2020 | IOU workpaper | 2019-06-26 | Fixture | 1 |  | None | 0 | 0 | 0 | 37.3 | 0.0126 | -0.681 | [6 empty] | DEER:Indoor_Non-CFL_Ltg | Annual
Any | SWLG011F | EPr | Ex | CZ03 | cWtd | SWLG011-01 | ExAnte2020 | IOU workpaper | 2019-06-26 | Fixture | 1 |  | None | 0 | 0 | 0 | 36.9 | 0.00841 | -0.738 | [6 empty] | DEER:Indoor_Non-CFL_Ltg | Annual
Any | SWLG011F | EPr | Ex | CZ04 | cWtd | SWLG011-01 | ExAnte2020 | IOU workpaper | 2019-06-26 | Fixture | 1 |  | None | 0 | 0 | 0 | 37.6 | 0.00968 | -0.613 | [6 empty] | DEER:Indoor_Non-CFL_Ltg | Annual
Any | SWLG011F | EPr | Ex | CZ05 | cWtd | SWLG011-01 | ExAnte2020 | IOU workpaper | 2019-06-26 | Fixture | 1 |  | None | 0 | 0 | 0 | 36.9 | 0.00934 | -0.738 | [6 empty] | DEER:Indoor_Non-CFL_Ltg | Annual
Any | SWLG011F | EPr | Ex | CZ06 | cWtd | SWLG011-01 | ExAnte2020 | IOU workpaper | 2019-06-26 | Fixture | 1 |  | None | 0 | 0 | 0 | 38.8 | 0.01 | -0.429 | [6 empty] | DEER:Indoor_Non-CFL_Ltg | Annual
Any | SWLG011F | EPr | Ex | CZ07 | cWtd | SWLG011-01 | ExAnte2020 | IOU workpaper | 2019-06-26 | Fixture | 1 |  | None | 0 | 0 | 0 | 38.4 | 0.0101 | -0.459 | [6 empty] | DEER:Indoor_Non-CFL_Ltg | Annual
Any | SWLG011F | EPr | Ex | CZ08 | cWtd | SWLG011-01 | ExAnte2020 | IOU workpaper | 2019-06-26 | Fixture | 1 |  | None | 0 | 0 | 0 | 39.1 | 0.00993 | -0.384 | [6 empty] | DEER:Indoor_Non-CFL_Ltg | Annual
Any | SWLG011F | EPr | Ex | CZ09 | cWtd | SWLG011-01 | ExAnte2020 | IOU workpaper | 2019-06-26 | Fixture | 1 |  | None | 0 | 0 | 0 | 39.1 | 0.0102 | -0.425 | [6 empty] | DEER:Indoor_Non-CFL_Ltg | Annual
Any | SWLG011F | EPr | Ex | CZ10 | cWtd | SWLG011-01 | ExAnte2020 | IOU workpaper | 2019-06-26 | Fixture | 1 |  | None | 0 | 0 | 0 | 39.9 | 0.0101 | -0.391 | [6 empty] | DEER:Indoor_Non-CFL_Ltg | Annual
Any | SWLG011F | EPr | Ex | CZ11 | cWtd | SWLG011-01 | ExAnte2020 | IOU workpaper | 2019-06-26 | Fixture | 1 |  | None | 0 | 0 | 0 | 38.8 | 0.0115 | -0.58 | [6 empty] | DEER:Indoor_Non-CFL_Ltg | Annual
Any | SWLG011F | EPr | Ex | CZ12 | cWtd | SWLG011-01 | ExAnte2020 | IOU workpaper | 2019-06-26 | Fixture | 1 |  | None | 0 | 0 | 0 | 38 | 0.0131 | -0.595 | [6 empty] | DEER:Indoor_Non-CFL_Ltg | Annual
Any | SWLG011F | EPr | Ex | CZ13 | cWtd | SWLG011-01 | ExAnte2020 | IOU workpaper | 2019-06-26 | Fixture | 1 |  | None | 0 | 0 | 0 | 38.8 | 0.0109 | -0.557 | [6 empty] | DEER:Indoor_Non-CFL_Ltg | Annual
Any | SWLG011F | EPr | Ex | CZ14 | cWtd | SWLG011-01 | ExAnte2020 | IOU workpaper | 2019-06-26 | Fixture | 1 |  | None | 0 | 0 | 0 | 39.1 | 0.01 | -0.512 | [6 empty] | DEER:Indoor_Non-CFL_Ltg | Annual
Any | SWLG011F | EPr | Ex | CZ15 | cWtd | SWLG011-01 | ExAnte2020 | IOU workpaper | 2019-06-26 | Fixture | 1 |  | None | 0 | 0 | 0 | 42.5 | 0.0103 | -0.186 | [6 empty] | DEER:Indoor_Non-CFL_Ltg | Annual
Any | SWLG011F | EPr | Ex | CZ16 | cWtd | SWLG011-01 | ExAnte2020 | IOU workpaper | 2019-06-26 | Fixture | 1 |  | None | 0 | 0 | 0 | 35.8 | 0.00833 | -0.76 | [6 empty] | DEER:Indoor_Non-CFL_Ltg | Annual
Any | SWLG011F | ERC | Ex | CZ01 | cWtd | SWLG011-01 | ExAnte2020 | IOU workpaper | 2019-06-26 | Fixture | 1 |  | None | 0 | 0 | 0 | 17.4 | 0.00386 | -0.331 | [6 empty] | DEER:Indoor_Non-CFL_Ltg | Annual
Any | SWLG011F | ERC | Ex | CZ02 | cWtd | SWLG011-01 | ExAnte2020 | IOU workpaper | 2019-06-26 | Fixture | 1 |  | None | 0 | 0 | 0 | 18.5 | 0.00468 | -0.233 | [6 empty] | DEER:Indoor_Non-CFL_Ltg | Annual
Any | SWLG011F | ERC | Ex | CZ03 | cWtd | SWLG011-01 | ExAnte2020 | IOU workpaper | 2019-06-26 | Fixture | 1 |  | None | 0 | 0 | 0 | 18.5 | 0.00339 | -0.208 | [6 empty] | DEER:Indoor_Non-CFL_Ltg | Annual
Any | SWLG011F | ERC | Ex | CZ04 | cWtd | SWLG011-01 | ExAnte2020 | IOU workpaper | 2019-06-26 | Fixture | 1 |  | None | 0 | 0 | 0 | 18.8 | 0.00389 | -0.173 | [6 empty] | DEER:Indoor_Non-CFL_Ltg | Annual
Any | SWLG011F | ERC | Ex | CZ05 | cWtd | SWLG011-01 | ExAnte2020 | IOU workpaper | 2019-06-26 | Fixture | 1 |  | None | 0 | 0 | 0 | 18.6 | 0.00352 | -0.186 | [6 empty] | DEER:Indoor_Non-CFL_Ltg | Annual
Any | SWLG011F | ERC | Ex | CZ06 | cWtd | SWLG011-01 | ExAnte2020 | IOU workpaper | 2019-06-26 | Fixture | 1 |  | None | 0 | 0 | 0 | 19.7 | 0.00396 | -0.133 | [6 empty] | DEER:Indoor_Non-CFL_Ltg | Annual
Any | SWLG011F | ERC | Ex | CZ07 | cWtd | SWLG011-01 | ExAnte2020 | IOU workpaper | 2019-06-26 | Fixture | 1 |  | None | 0 | 0 | 0 | 19.7 | 0.00386 | -0.108 | [6 empty] | DEER:Indoor_Non-CFL_Ltg | Annual
Any | SWLG011F | ERC | Ex | CZ08 | cWtd | SWLG011-01 | ExAnte2020 | IOU workpaper | 2019-06-26 | Fixture | 1 |  | None | 0 | 0 | 0 | 20.1 | 0.00402 | -0.0998 | [6 empty] | DEER:Indoor_Non-CFL_Ltg | Annual
Any | SWLG011F | ERC | Ex | CZ09 | cWtd | SWLG011-01 | ExAnte2020 | IOU workpaper | 2019-06-26 | Fixture | 1 |  | None | 0 | 0 | 0 | 19.9 | 0.0043 | -0.126 | [6 empty] | DEER:Indoor_Non-CFL_Ltg | Annual
Any | SWLG011F | ERC | Ex | CZ10 | cWtd | SWLG011-01 | ExAnte2020 | IOU workpaper | 2019-06-26 | Fixture | 1 |  | None | 0 | 0 | 0 | 20.1 | 0.00436 | -0.137 | [6 empty] | DEER:Indoor_Non-CFL_Ltg | Annual
Any | SWLG011F | ERC | Ex | CZ11 | cWtd | SWLG011-01 | ExAnte2020 | IOU workpaper | 2019-06-26 | Fixture | 1 |  | None | 0 | 0 | 0 | 19 | 0.00458 | -0.199 | [6 empty] | DEER:Indoor_Non-CFL_Ltg | Annual
Any | SWLG011F | ERC | Ex | CZ12 | cWtd | SWLG011-01 | ExAnte2020 | IOU workpaper | 2019-06-26 | Fixture | 1 |  | None | 0 | 0 | 0 | 18.8 | 0.00455 | -0.204 | [6 empty] | DEER:Indoor_Non-CFL_Ltg | Annual
Any | SWLG011F | ERC | Ex | CZ13 | cWtd | SWLG011-01 | ExAnte2020 | IOU workpaper | 2019-06-26 | Fixture | 1 |  | None | 0 | 0 | 0 | 19.2 | 0.00439 | -0.183 | [6 empty] | DEER:Indoor_Non-CFL_Ltg | Annual
Any | SWLG011F | ERC | Ex | CZ14 | cWtd | SWLG011-01 | ExAnte2020 | IOU workpaper | 2019-06-26 | Fixture | 1 |  | None | 0 | 0 | 0 | 19.5 | 0.00443 | -0.193 | [6 empty] | DEER:Indoor_Non-CFL_Ltg | Annual
Any | SWLG011F | ERC | Ex | CZ15 | cWtd | SWLG011-01 | ExAnte2020 | IOU workpaper | 2019-06-26 | Fixture | 1 |  | None | 0 | 0 | 0 | 21.3 | 0.00458 | -0.0518 | [6 empty] | DEER:Indoor_Non-CFL_Ltg | Annual
Any | SWLG011F | ERC | Ex | CZ16 | cWtd | SWLG011-01 | ExAnte2020 | IOU workpaper | 2019-06-26 | Fixture | 1 |  | None | 0 | 0 | 0 | 17.7 | 0.00408 | -0.283 | [6 empty] | DEER:Indoor_Non-CFL_Ltg | Annual
Any | SWLG011F | ESe | Ex | CZ01 | cWtd | SWLG011-01 | ExAnte2020 | IOU workpaper | 2019-06-26 | Fixture | 1 |  | None | 0 | 0 | 0 | 35.8 | 0.0086 | -0.873 | [6 empty] | DEER:Indoor_Non-CFL_Ltg | Annual
Any | SWLG011F | ESe | Ex | CZ02 | cWtd | SWLG011-01 | ExAnte2020 | IOU workpaper | 2019-06-26 | Fixture | 1 |  | None | 0 | 0 | 0 | 37.6 | 0.012 | -0.629 | [6 empty] | DEER:Indoor_Non-CFL_Ltg | Annual
Any | SWLG011F | ESe | Ex | CZ03 | cWtd | SWLG011-01 | ExAnte2020 | IOU workpaper | 2019-06-26 | Fixture | 1 |  | None | 0 | 0 | 0 | 36.9 | 0.00893 | -0.677 | [6 empty] | DEER:Indoor_Non-CFL_Ltg | Annual
Any | SWLG011F | ESe | Ex | CZ04 | cWtd | SWLG011-01 | ExAnte2020 | IOU workpaper | 2019-06-26 | Fixture | 1 |  | None | 0 | 0 | 0 | 38 | 0.00943 | -0.557 | [6 empty] | DEER:Indoor_Non-CFL_Ltg | Annual
Any | SWLG011F | ESe | Ex | CZ05 | cWtd | SWLG011-01 | ExAnte2020 | IOU workpaper | 2019-06-26 | Fixture | 1 |  | None | 0 | 0 | 0 | 36.9 | 0.00902 | -0.651 | [6 empty] | DEER:Indoor_Non-CFL_Ltg | Annual
Any | SWLG011F | ESe | Ex | CZ06 | cWtd | SWLG011-01 | ExAnte2020 | IOU workpaper | 2019-06-26 | Fixture | 1 |  | None | 0 | 0 | 0 | 38.8 | 0.00985 | -0.422 | [6 empty] | DEER:Indoor_Non-CFL_Ltg | Annual
Any | SWLG011F | ESe | Ex | CZ07 | cWtd | SWLG011-01 | ExAnte2020 | IOU workpaper | 2019-06-26 | Fixture | 1 |  | None | 0 | 0 | 0 | 38.4 | 0.00985 | -0.41 | [6 empty] | DEER:Indoor_Non-CFL_Ltg | Annual
Any | SWLG011F | ESe | Ex | CZ08 | cWtd | SWLG011-01 | ExAnte2020 | IOU workpaper | 2019-06-26 | Fixture | 1 |  | None | 0 | 0 | 0 | 39.5 | 0.00968 | -0.352 | [6 empty] | DEER:Indoor_Non-CFL_Ltg | Annual
Any | SWLG011F | ESe | Ex | CZ09 | cWtd | SWLG011-01 | ExAnte2020 | IOU workpaper | 2019-06-26 | Fixture | 1 |  | None | 0 | 0 | 0 | 39.5 | 0.01 | -0.395 | [6 empty] | DEER:Indoor_Non-CFL_Ltg | Annual
Any | SWLG011F | ESe | Ex | CZ10 | cWtd | SWLG011-01 | ExAnte2020 | IOU workpaper | 2019-06-26 | Fixture | 1 |  | None | 0 | 0 | 0 | 39.5 | 0.00994 | -0.41 | [6 empty] | DEER:Indoor_Non-CFL_Ltg | Annual
Any | SWLG011F | ESe | Ex | CZ11 | cWtd | SWLG011-01 | ExAnte2020 | IOU workpaper | 2019-06-26 | Fixture | 1 |  | None | 0 | 0 | 0 | 38.8 | 0.0109 | -0.553 | [6 empty] | DEER:Indoor_Non-CFL_Ltg | Annual
Any | SWLG011F | ESe | Ex | CZ12 | cWtd | SWLG011-01 | ExAnte2020 | IOU workpaper | 2019-06-26 | Fixture | 1 |  | None | 0 | 0 | 0 | 38.4 | 0.0123 | -0.568 | [6 empty] | DEER:Indoor_Non-CFL_Ltg | Annual
Any | SWLG011F | ESe | Ex | CZ13 | cWtd | SWLG011-01 | ExAnte2020 | IOU workpaper | 2019-06-26 | Fixture | 1 |  | None | 0 | 0 | 0 | 39.1 | 0.0105 | -0.512 | [6 empty] | DEER:Indoor_Non-CFL_Ltg | Annual
Any | SWLG011F | ESe | Ex | CZ14 | cWtd | SWLG011-01 | ExAnte2020 | IOU workpaper | 2019-06-26 | Fixture | 1 |  | None | 0 | 0 | 0 | 39.1 | 0.00977 | -0.504 | [6 empty] | DEER:Indoor_Non-CFL_Ltg | Annual
Any | SWLG011F | ESe | Ex | CZ15 | cWtd | SWLG011-01 | ExAnte2020 | IOU workpaper | 2019-06-26 | Fixture | 1 |  | None | 0 | 0 | 0 | 42.5 | 0.0112 | -0.193 | [6 empty] | DEER:Indoor_Non-CFL_Ltg | Annual
Any | SWLG011F | ESe | Ex | CZ16 | cWtd | SWLG011-01 | ExAnte2020 | IOU workpaper | 2019-06-26 | Fixture | 1 |  | None | 0 | 0 | 0 | 36.1 | 0.0118 | -0.7 | [6 empty] | DEER:Indoor_Non-CFL_Ltg | Annual
Any | SWLG011F | EUn | Ex | CZ01 | cWtd | SWLG011-01 | ExAnte2020 | IOU workpaper | 2019-06-26 | Fixture | 1 |  | None | 0 | 0 | 0 | 39.6 | 0.0113 | -1.19 | [6 empty] | DEER:Indoor_Non-CFL_Ltg | Annual
Any | SWLG011F | EUn | Ex | CZ02 | cWtd | SWLG011-01 | ExAnte2020 | IOU workpaper | 2019-06-26 | Fixture | 1 |  | None | 0 | 0 | 0 | 42 | 0.0125 | -0.788 | [6 empty] | DEER:Indoor_Non-CFL_Ltg | Annual
Any | SWLG011F | EUn | Ex | CZ03 | cWtd | SWLG011-01 | ExAnte2020 | IOU workpaper | 2019-06-26 | Fixture | 1 |  | None | 0 | 0 | 0 | 41.2 | 0.0125 | -0.906 | [6 empty] | DEER:Indoor_Non-CFL_Ltg | Annual
Any | SWLG011F | EUn | Ex | CZ04 | cWtd | SWLG011-01 | ExAnte2020 | IOU workpaper | 2019-06-26 | Fixture | 1 |  | None | 0 | 0 | 0 | 42.5 | 0.0125 | -0.699 | [6 empty] | DEER:Indoor_Non-CFL_Ltg | Annual
Any | SWLG011F | EUn | Ex | CZ05 | cWtd | SWLG011-01 | ExAnte2020 | IOU workpaper | 2019-06-26 | Fixture | 1 |  | None | 0 | 0 | 0 | 41.2 | 0.012 | -0.889 | [6 empty] | DEER:Indoor_Non-CFL_Ltg | Annual
Any | SWLG011F | EUn | Ex | CZ06 | cWtd | SWLG011-01 | ExAnte2020 | IOU workpaper | 2019-06-26 | Fixture | 1 |  | None | 0 | 0 | 0 | 43.7 | 0.0127 | -0.558 | [6 empty] | DEER:Indoor_Non-CFL_Ltg | Annual
Any | SWLG011F | EUn | Ex | CZ07 | cWtd | SWLG011-01 | ExAnte2020 | IOU workpaper | 2019-06-26 | Fixture | 1 |  | None | 0 | 0 | 0 | 43.3 | 0.0129 | -0.566 | [6 empty] | DEER:Indoor_Non-CFL_Ltg | Annual
Any | SWLG011F | EUn | Ex | CZ08 | cWtd | SWLG011-01 | ExAnte2020 | IOU workpaper | 2019-06-26 | Fixture | 1 |  | None | 0 | 0 | 0 | 43.7 | 0.0127 | -0.481 | [6 empty] | DEER:Indoor_Non-CFL_Ltg | Annual
Any | SWLG011F | EUn | Ex | CZ09 | cWtd | SWLG011-01 | ExAnte2020 | IOU workpaper | 2019-06-26 | Fixture | 1 |  | None | 0 | 0 | 0 | 43.7 | 0.0132 | -0.505 | [6 empty] | DEER:Indoor_Non-CFL_Ltg | Annual
Any | SWLG011F | EUn | Ex | CZ10 | cWtd | SWLG011-01 | ExAnte2020 | IOU workpaper | 2019-06-26 | Fixture | 1 |  | None | 0 | 0 | 0 | 43.7 | 0.0129 | -0.517 | [6 empty] | DEER:Indoor_Non-CFL_Ltg | Annual
Any | SWLG011F | EUn | Ex | CZ11 | cWtd | SWLG011-01 | ExAnte2020 | IOU workpaper | 2019-06-26 | Fixture | 1 |  | None | 0 | 0 | 0 | 42.9 | 0.0127 | -0.627 | [6 empty] | DEER:Indoor_Non-CFL_Ltg | Annual
Any | SWLG011F | EUn | Ex | CZ12 | cWtd | SWLG011-01 | ExAnte2020 | IOU workpaper | 2019-06-26 | Fixture | 1 |  | None | 0 | 0 | 0 | 42.9 | 0.0127 | -0.675 | [6 empty] | DEER:Indoor_Non-CFL_Ltg | Annual
Any | SWLG011F | EUn | Ex | CZ13 | cWtd | SWLG011-01 | ExAnte2020 | IOU workpaper | 2019-06-26 | Fixture | 1 |  | None | 0 | 0 | 0 | 43.3 | 0.0128 | -0.59 | [6 empty] | DEER:Indoor_Non-CFL_Ltg | Annual
Any | SWLG011F | EUn | Ex | CZ14 | cWtd | SWLG011-01 | ExAnte2020 | IOU workpaper | 2019-06-26 | Fixture | 1 |  | None | 0 | 0 | 0 | 43.3 | 0.0141 | -0.635 | [6 empty] | DEER:Indoor_Non-CFL_Ltg | Annual
Any | SWLG011F | EUn | Ex | CZ15 | cWtd | SWLG011-01 | ExAnte2020 | IOU workpaper | 2019-06-26 | Fixture | 1 |  | None | 0 | 0 | 0 | 46.1 | 0.0131 | -0.249 | [6 empty] | DEER:Indoor_Non-CFL_Ltg | Annual
Any | SWLG011F | EUn | Ex | CZ16 | cWtd | SWLG011-01 | ExAnte2020 | IOU workpaper | 2019-06-26 | Fixture | 1 |  | None | 0 | 0 | 0 | 40.8 | 0.0123 | -0.93 | [6 empty] | DEER:Indoor_Non-CFL_Ltg | Annual
Any | SWLG011F | Gro | Ex | CZ01 | cWtd | SWLG011-01 | ExAnte2020 | IOU workpaper | 2019-06-26 | Fixture | 1 |  | None | 0 | 0 | 0 | 87.6 | 0.0146 | -1.51 | [6 empty] | DEER:Indoor_Non-CFL_Ltg | Annual
Any | SWLG011F | Gro | Ex | CZ02 | cWtd | SWLG011-01 | ExAnte2020 | IOU workpaper | 2019-06-26 | Fixture | 1 |  | None | 0 | 0 | 0 | 91.2 | 0.0173 | -1.16 | [6 empty] | DEER:Indoor_Non-CFL_Ltg | Annual
Any | SWLG011F | Gro | Ex | CZ03 | cWtd | SWLG011-01 | ExAnte2020 | IOU workpaper | 2019-06-26 | Fixture | 1 |  | None | 0 | 0 | 0 | 89.4 | 0.0161 | -1.31 | [6 empty] | DEER:Indoor_Non-CFL_Ltg | Annual
Any | SWLG011F | Gro | Ex | CZ04 | cWtd | SWLG011-01 | ExAnte2020 | IOU workpaper | 2019-06-26 | Fixture | 1 |  | None | 0 | 0 | 0 | 91.2 | 0.0167 | -1.13 | [6 empty] | DEER:Indoor_Non-CFL_Ltg | Annual
Any | SWLG011F | Gro | Ex | CZ05 | cWtd | SWLG011-01 | ExAnte2020 | IOU workpaper | 2019-06-26 | Fixture | 1 |  | None | 0 | 0 | 0 | 88.5 | 0.0159 | -1.34 | [6 empty] | DEER:Indoor_Non-CFL_Ltg | Annual
Any | SWLG011F | Gro | Ex | CZ06 | cWtd | SWLG011-01 | ExAnte2020 | IOU workpaper | 2019-06-26 | Fixture | 1 |  | None | 0 | 0 | 0 | 89.4 | 0.0166 | -1.21 | [6 empty] | DEER:Indoor_Non-CFL_Ltg | Annual
Any | SWLG011F | Gro | Ex | CZ07 | cWtd | SWLG011-01 | ExAnte2020 | IOU workpaper | 2019-06-26 | Fixture | 1 |  | None | 0 | 0 | 0 | 89.4 | 0.0161 | -1.22 | [6 empty] | DEER:Indoor_Non-CFL_Ltg | Annual
Any | SWLG011F | Gro | Ex | CZ08 | cWtd | SWLG011-01 | ExAnte2020 | IOU workpaper | 2019-06-26 | Fixture | 1 |  | None | 0 | 0 | 0 | 91.2 | 0.0166 | -1.08 | [6 empty] | DEER:Indoor_Non-CFL_Ltg | Annual
Any | SWLG011F | Gro | Ex | CZ09 | cWtd | SWLG011-01 | ExAnte2020 | IOU workpaper | 2019-06-26 | Fixture | 1 |  | None | 0 | 0 | 0 | 91.2 | 0.017 | -1.07 | [6 empty] | DEER:Indoor_Non-CFL_Ltg | Annual
Any | SWLG011F | Gro | Ex | CZ10 | cWtd | SWLG011-01 | ExAnte2020 | IOU workpaper | 2019-06-26 | Fixture | 1 |  | None | 0 | 0 | 0 | 92.1 | 0.0171 | -1.08 | [6 empty] | DEER:Indoor_Non-CFL_Ltg | Annual
Any | SWLG011F | Gro | Ex | CZ11 | cWtd | SWLG011-01 | ExAnte2020 | IOU workpaper | 2019-06-26 | Fixture | 1 |  | None | 0 | 0 | 0 | 93.9 | 0.0177 | -0.957 | [6 empty] | DEER:Indoor_Non-CFL_Ltg | Annual
Any | SWLG011F | Gro | Ex | CZ12 | cWtd | SWLG011-01 | ExAnte2020 | IOU workpaper | 2019-06-26 | Fixture | 1 |  | None | 0 | 0 | 0 | 92.1 | 0.0176 | -1.04 | [6 empty] | DEER:Indoor_Non-CFL_Ltg | Annual
Any | SWLG011F | Gro | Ex | CZ13 | cWtd | SWLG011-01 | ExAnte2020 | IOU workpaper | 2019-06-26 | Fixture | 1 |  | None | 0 | 0 | 0 | 93.9 | 0.0171 | -0.903 | [6 empty] | DEER:Indoor_Non-CFL_Ltg | Annual
Any | SWLG011F | Gro | Ex | CZ14 | cWtd | SWLG011-01 | ExAnte2020 | IOU workpaper | 2019-06-26 | Fixture | 1 |  | None | 0 | 0 | 0 | 93 | 0.0173 | -1.11 | [6 empty] | DEER:Indoor_Non-CFL_Ltg | Annual
Any | SWLG011F | Gro | Ex | CZ15 | cWtd | SWLG011-01 | ExAnte2020 | IOU workpaper | 2019-06-26 | Fixture | 1 |  | None | 0 | 0 | 0 | 98.3 | 0.0176 | -0.627 | [6 empty] | DEER:Indoor_Non-CFL_Ltg | Annual
Any | SWLG011F | Gro | Ex | CZ16 | cWtd | SWLG011-01 | ExAnte2020 | IOU workpaper | 2019-06-26 | Fixture | 1 |  | None | 0 | 0 | 0 | 86.7 | 0.0167 | -1.45 | [6 empty] | DEER:Indoor_Non-CFL_Ltg | Annual
Any | SWLG011F | Hsp | Ex | CZ01 | cWtd | SWLG011-01 | ExAnte2020 | IOU workpaper | 2019-06-26 | Fixture | 1 |  | None | 0 | 0 | 0 | 93.7 | 0.0136 | -2.7 | [6 empty] | DEER:Indoor_Non-CFL_Ltg | Annual
Any | SWLG011F | Hsp | Ex | CZ02 | cWtd | SWLG011-01 | ExAnte2020 | IOU workpaper | 2019-06-26 | Fixture | 1 |  | None | 0 | 0 | 0 | 101 | 0.016 | -1.72 | [6 empty] | DEER:Indoor_Non-CFL_Ltg | Annual
Any | SWLG011F | Hsp | Ex | CZ03 | cWtd | SWLG011-01 | ExAnte2020 | IOU workpaper | 2019-06-26 | Fixture | 1 |  | None | 0 | 0 | 0 | 98.8 | 0.0154 | -1.63 | [6 empty] | DEER:Indoor_Non-CFL_Ltg | Annual
Any | SWLG011F | Hsp | Ex | CZ04 | cWtd | SWLG011-01 | ExAnte2020 | IOU workpaper | 2019-06-26 | Fixture | 1 |  | None | 0 | 0 | 0 | 103 | 0.0156 | -1.41 | [6 empty] | DEER:Indoor_Non-CFL_Ltg | Annual
Any | SWLG011F | Hsp | Ex | CZ05 | cWtd | SWLG011-01 | ExAnte2020 | IOU workpaper | 2019-06-26 | Fixture | 1 |  | None | 0 | 0 | 0 | 98.8 | 0.0147 | -1.73 | [6 empty] | DEER:Indoor_Non-CFL_Ltg | Annual
Any | SWLG011F | Hsp | Ex | CZ06 | cWtd | SWLG011-01 | ExAnte2020 | IOU workpaper | 2019-06-26 | Fixture | 1 |  | None | 0 | 0 | 0 | 106 | 0.0166 | -0.908 | [6 empty] | DEER:Indoor_Non-CFL_Ltg | Annual
Any | SWLG011F | Hsp | Ex | CZ07 | cWtd | SWLG011-01 | ExAnte2020 | IOU workpaper | 2019-06-26 | Fixture | 1 |  | None | 0 | 0 | 0 | 107 | 0.0157 | -0.644 | [6 empty] | DEER:Indoor_Non-CFL_Ltg | Annual
Any | SWLG011F | Hsp | Ex | CZ08 | cWtd | SWLG011-01 | ExAnte2020 | IOU workpaper | 2019-06-26 | Fixture | 1 |  | None | 0 | 0 | 0 | 107 | 0.0158 | -0.772 | [6 empty] | DEER:Indoor_Non-CFL_Ltg | Annual
Any | SWLG011F | Hsp | Ex | CZ09 | cWtd | SWLG011-01 | ExAnte2020 | IOU workpaper | 2019-06-26 | Fixture | 1 |  | None | 0 | 0 | 0 | 107 | 0.0163 | -0.923 | [6 empty] | DEER:Indoor_Non-CFL_Ltg | Annual
Any | SWLG011F | Hsp | Ex | CZ10 | cWtd | SWLG011-01 | ExAnte2020 | IOU workpaper | 2019-06-26 | Fixture | 1 |  | None | 0 | 0 | 0 | 107 | 0.0166 | -0.985 | [6 empty] | DEER:Indoor_Non-CFL_Ltg | Annual
Any | SWLG011F | Hsp | Ex | CZ11 | cWtd | SWLG011-01 | ExAnte2020 | IOU workpaper | 2019-06-26 | Fixture | 1 |  | None | 0 | 0 | 0 | 105 | 0.0158 | -1.45 | [6 empty] | DEER:Indoor_Non-CFL_Ltg | Annual
Any | SWLG011F | Hsp | Ex | CZ12 | cWtd | SWLG011-01 | ExAnte2020 | IOU workpaper | 2019-06-26 | Fixture | 1 |  | None | 0 | 0 | 0 | 104 | 0.0158 | -1.48 | [6 empty] | DEER:Indoor_Non-CFL_Ltg | Annual
Any | SWLG011F | Hsp | Ex | CZ13 | cWtd | SWLG011-01 | ExAnte2020 | IOU workpaper | 2019-06-26 | Fixture | 1 |  | None | 0 | 0 | 0 | 106 | 0.0158 | -1.36 | [6 empty] | DEER:Indoor_Non-CFL_Ltg | Annual
Any | SWLG011F | Hsp | Ex | CZ14 | cWtd | SWLG011-01 | ExAnte2020 | IOU workpaper | 2019-06-26 | Fixture | 1 |  | None | 0 | 0 | 0 | 105 | 0.016 | -1.38 | [6 empty] | DEER:Indoor_Non-CFL_Ltg | Annual
Any | SWLG011F | Hsp | Ex | CZ15 | cWtd | SWLG011-01 | ExAnte2020 | IOU workpaper | 2019-06-26 | Fixture | 1 |  | None | 0 | 0 | 0 | 114 | 0.0162 | -0.52 | [6 empty] | DEER:Indoor_Non-CFL_Ltg | Annual
Any | SWLG011F | Hsp | Ex | CZ16 | cWtd | SWLG011-01 | ExAnte2020 | IOU workpaper | 2019-06-26 | Fixture | 1 |  | None | 0 | 0 | 0 | 98.8 | 0.0157 | -1.91 | [6 empty] | DEER:Indoor_Non-CFL_Ltg | Annual
Any | SWLG011F | Htl | Ex | CZ01 | cWtd | SWLG011-01 | ExAnte2020 | IOU workpaper | 2019-06-26 | Fixture | 1 |  | None | 0 | 0 | 0 | 73.1 | 0.0118 | -1.55 | [6 empty] | DEER:Indoor_Non-CFL_Ltg | Annual
Any | SWLG011F | Htl | Ex | CZ02 | cWtd | SWLG011-01 | ExAnte2020 | IOU workpaper | 2019-06-26 | Fixture | 1 |  | None | 0 | 0 | 0 | 82.1 | 0.0134 | -1.12 | [6 empty] | DEER:Indoor_Non-CFL_Ltg | Annual
Any | SWLG011F | Htl | Ex | CZ03 | cWtd | SWLG011-01 | ExAnte2020 | IOU workpaper | 2019-06-26 | Fixture | 1 |  | None | 0 | 0 | 0 | 81.2 | 0.0132 | -1.17 | [6 empty] | DEER:Indoor_Non-CFL_Ltg | Annual
Any | SWLG011F | Htl | Ex | CZ04 | cWtd | SWLG011-01 | ExAnte2020 | IOU workpaper | 2019-06-26 | Fixture | 1 |  | None | 0 | 0 | 0 | 83.9 | 0.0131 | -0.893 | [6 empty] | DEER:Indoor_Non-CFL_Ltg | Annual
Any | SWLG011F | Htl | Ex | CZ05 | cWtd | SWLG011-01 | ExAnte2020 | IOU workpaper | 2019-06-26 | Fixture | 1 |  | None | 0 | 0 | 0 | 80.3 | 0.0126 | -1.21 | [6 empty] | DEER:Indoor_Non-CFL_Ltg | Annual
Any | SWLG011F | Htl | Ex | CZ06 | cWtd | SWLG011-01 | ExAnte2020 | IOU workpaper | 2019-06-26 | Fixture | 1 |  | None | 0 | 0 | 0 | 91.1 | 0.0137 | -0.634 | [6 empty] | DEER:Indoor_Non-CFL_Ltg | Annual
Any | SWLG011F | Htl | Ex | CZ07 | cWtd | SWLG011-01 | ExAnte2020 | IOU workpaper | 2019-06-26 | Fixture | 1 |  | None | 0 | 0 | 0 | 92.9 | 0.0136 | -0.565 | [6 empty] | DEER:Indoor_Non-CFL_Ltg | Annual
Any | SWLG011F | Htl | Ex | CZ08 | cWtd | SWLG011-01 | ExAnte2020 | IOU workpaper | 2019-06-26 | Fixture | 1 |  | None | 0 | 0 | 0 | 93.8 | 0.0135 | -0.558 | [6 empty] | DEER:Indoor_Non-CFL_Ltg | Annual
Any | SWLG011F | Htl | Ex | CZ09 | cWtd | SWLG011-01 | ExAnte2020 | IOU workpaper | 2019-06-26 | Fixture | 1 |  | None | 0 | 0 | 0 | 92 | 0.0141 | -0.644 | [6 empty] | DEER:Indoor_Non-CFL_Ltg | Annual
Any | SWLG011F | Htl | Ex | CZ10 | cWtd | SWLG011-01 | ExAnte2020 | IOU workpaper | 2019-06-26 | Fixture | 1 |  | None | 0 | 0 | 0 | 91.1 | 0.0142 | -0.669 | [6 empty] | DEER:Indoor_Non-CFL_Ltg | Annual
Any | SWLG011F | Htl | Ex | CZ11 | cWtd | SWLG011-01 | ExAnte2020 | IOU workpaper | 2019-06-26 | Fixture | 1 |  | None | 0 | 0 | 0 | 84.8 | 0.0134 | -1.1 | [6 empty] | DEER:Indoor_Non-CFL_Ltg | Annual
Any | SWLG011F | Htl | Ex | CZ12 | cWtd | SWLG011-01 | ExAnte2020 | IOU workpaper | 2019-06-26 | Fixture | 1 |  | None | 0 | 0 | 0 | 83.9 | 0.0134 | -1.06 | [6 empty] | DEER:Indoor_Non-CFL_Ltg | Annual
Any | SWLG011F | Htl | Ex | CZ13 | cWtd | SWLG011-01 | ExAnte2020 | IOU workpaper | 2019-06-26 | Fixture | 1 |  | None | 0 | 0 | 0 | 84.8 | 0.0133 | -0.974 | [6 empty] | DEER:Indoor_Non-CFL_Ltg | Annual
Any | SWLG011F | Htl | Ex | CZ14 | cWtd | SWLG011-01 | ExAnte2020 | IOU workpaper | 2019-06-26 | Fixture | 1 |  | None | 0 | 0 | 0 | 86.6 | 0.0136 | -0.757 | [6 empty] | DEER:Indoor_Non-CFL_Ltg | Annual
Any | SWLG011F | Htl | Ex | CZ15 | cWtd | SWLG011-01 | ExAnte2020 | IOU workpaper | 2019-06-26 | Fixture | 1 |  | None | 0 | 0 | 0 | 99.2 | 0.0142 | -0.392 | [6 empty] | DEER:Indoor_Non-CFL_Ltg | Annual
Any | SWLG011F | Htl | Ex | CZ16 | cWtd | SWLG011-01 | ExAnte2020 | IOU workpaper | 2019-06-26 | Fixture | 1 |  | None | 0 | 0 | 0 | 78.5 | 0.0134 | -1.07 | [6 empty] | DEER:Indoor_Non-CFL_Ltg | Annual
Any | SWLG011F | MBT | Ex | CZ01 | cWtd | SWLG011-01 | ExAnte2020 | IOU workpaper | 2019-06-26 | Fixture | 1 |  | None | 0 | 0 | 0 | 44.3 | 0.00497 | -0.431 | [6 empty] | DEER:Indoor_Non-CFL_Ltg | Annual
Any | SWLG011F | MBT | Ex | CZ02 | cWtd | SWLG011-01 | ExAnte2020 | IOU workpaper | 2019-06-26 | Fixture | 1 |  | None | 0 | 0 | 0 | 47.1 | 0.00571 | -0.241 | [6 empty] | DEER:Indoor_Non-CFL_Ltg | Annual
Any | SWLG011F | MBT | Ex | CZ03 | cWtd | SWLG011-01 | ExAnte2020 | IOU workpaper | 2019-06-26 | Fixture | 1 |  | None | 0 | 0 | 0 | 47.1 | 0.00557 | -0.191 | [6 empty] | DEER:Indoor_Non-CFL_Ltg | Annual
Any | SWLG011F | MBT | Ex | CZ04 | cWtd | SWLG011-01 | ExAnte2020 | IOU workpaper | 2019-06-26 | Fixture | 1 |  | None | 0 | 0 | 0 | 48 | 0.00571 | -0.158 | [6 empty] | DEER:Indoor_Non-CFL_Ltg | Annual
Any | SWLG011F | MBT | Ex | CZ05 | cWtd | SWLG011-01 | ExAnte2020 | IOU workpaper | 2019-06-26 | Fixture | 1 |  | None | 0 | 0 | 0 | 47.1 | 0.00566 | -0.202 | [6 empty] | DEER:Indoor_Non-CFL_Ltg | Annual
Any | SWLG011F | MBT | Ex | CZ06 | cWtd | SWLG011-01 | ExAnte2020 | IOU workpaper | 2019-06-26 | Fixture | 1 |  | None | 0 | 0 | 0 | 49.3 | 0.00598 | -0.11 | [6 empty] | DEER:Indoor_Non-CFL_Ltg | Annual
Any | SWLG011F | MBT | Ex | CZ07 | cWtd | SWLG011-01 | ExAnte2020 | IOU workpaper | 2019-06-26 | Fixture | 1 |  | None | 0 | 0 | 0 | 49.8 | 0.00603 | -0.074 | [6 empty] | DEER:Indoor_Non-CFL_Ltg | Annual
Any | SWLG011F | MBT | Ex | CZ08 | cWtd | SWLG011-01 | ExAnte2020 | IOU workpaper | 2019-06-26 | Fixture | 1 |  | None | 0 | 0 | 0 | 50.3 | 0.00598 | -0.0914 | [6 empty] | DEER:Indoor_Non-CFL_Ltg | Annual
Any | SWLG011F | MBT | Ex | CZ09 | cWtd | SWLG011-01 | ExAnte2020 | IOU workpaper | 2019-06-26 | Fixture | 1 |  | None | 0 | 0 | 0 | 49.8 | 0.00621 | -0.112 | [6 empty] | DEER:Indoor_Non-CFL_Ltg | Annual
Any | SWLG011F | MBT | Ex | CZ10 | cWtd | SWLG011-01 | ExAnte2020 | IOU workpaper | 2019-06-26 | Fixture | 1 |  | None | 0 | 0 | 0 | 50.3 | 0.00621 | -0.09 | [6 empty] | DEER:Indoor_Non-CFL_Ltg | Annual
Any | SWLG011F | MBT | Ex | CZ11 | cWtd | SWLG011-01 | ExAnte2020 | IOU workpaper | 2019-06-26 | Fixture | 1 |  | None | 0 | 0 | 0 | 48 | 0.00575 | -0.245 | [6 empty] | DEER:Indoor_Non-CFL_Ltg | Annual
Any | SWLG011F | MBT | Ex | CZ12 | cWtd | SWLG011-01 | ExAnte2020 | IOU workpaper | 2019-06-26 | Fixture | 1 |  | None | 0 | 0 | 0 | 47.5 | 0.00571 | -0.233 | [6 empty] | DEER:Indoor_Non-CFL_Ltg | Annual
Any | SWLG011F | MBT | Ex | CZ13 | cWtd | SWLG011-01 | ExAnte2020 | IOU workpaper | 2019-06-26 | Fixture | 1 |  | None | 0 | 0 | 0 | 48 | 0.00566 | -0.211 | [6 empty] | DEER:Indoor_Non-CFL_Ltg | Annual
Any | SWLG011F | MBT | Ex | CZ14 | cWtd | SWLG011-01 | ExAnte2020 | IOU workpaper | 2019-06-26 | Fixture | 1 |  | None | 0 | 0 | 0 | 48.9 | 0.00617 | -0.235 | [6 empty] | DEER:Indoor_Non-CFL_Ltg | Annual
Any | SWLG011F | MBT | Ex | CZ15 | cWtd | SWLG011-01 | ExAnte2020 | IOU workpaper | 2019-06-26 | Fixture | 1 |  | None | 0 | 0 | 0 | 52.5 | 0.00612 | -0.0361 | [6 empty] | DEER:Indoor_Non-CFL_Ltg | Annual
Any | SWLG011F | MBT | Ex | CZ16 | cWtd | SWLG011-01 | ExAnte2020 | IOU workpaper | 2019-06-26 | Fixture | 1 |  | None | 0 | 0 | 0 | 46.1 | 0.00584 | -0.548 | [6 empty] | DEER:Indoor_Non-CFL_Ltg | Annual
Any | SWLG011F | MLI | Ex | CZ01 | cWtd | SWLG011-01 | ExAnte2020 | IOU workpaper | 2019-06-26 | Fixture | 1 |  | None | 0 | 0 | 0 | 42.6 | 0.00544 | -0.793 | [6 empty] | DEER:Indoor_Non-CFL_Ltg | Annual
Any | SWLG011F | MLI | Ex | CZ02 | cWtd | SWLG011-01 | ExAnte2020 | IOU workpaper | 2019-06-26 | Fixture | 1 |  | None | 0 | 0 | 0 | 45.4 | 0.00595 | -0.5 | [6 empty] | DEER:Indoor_Non-CFL_Ltg | Annual
Any | SWLG011F | MLI | Ex | CZ03 | cWtd | SWLG011-01 | ExAnte2020 | IOU workpaper | 2019-06-26 | Fixture | 1 |  | None | 0 | 0 | 0 | 44.9 | 0.00595 | -0.509 | [6 empty] | DEER:Indoor_Non-CFL_Ltg | Annual
Any | SWLG011F | MLI | Ex | CZ04 | cWtd | SWLG011-01 | ExAnte2020 | IOU workpaper | 2019-06-26 | Fixture | 1 |  | None | 0 | 0 | 0 | 45.9 | 0.00595 | -0.407 | [6 empty] | DEER:Indoor_Non-CFL_Ltg | Annual
Any | SWLG011F | MLI | Ex | CZ05 | cWtd | SWLG011-01 | ExAnte2020 | IOU workpaper | 2019-06-26 | Fixture | 1 |  | None | 0 | 0 | 0 | 44.9 | 0.00574 | -0.504 | [6 empty] | DEER:Indoor_Non-CFL_Ltg | Annual
Any | SWLG011F | MLI | Ex | CZ06 | cWtd | SWLG011-01 | ExAnte2020 | IOU workpaper | 2019-06-26 | Fixture | 1 |  | None | 0 | 0 | 0 | 47.7 | 0.0061 | -0.255 | [6 empty] | DEER:Indoor_Non-CFL_Ltg | Annual
Any | SWLG011F | MLI | Ex | CZ07 | cWtd | SWLG011-01 | ExAnte2020 | IOU workpaper | 2019-06-26 | Fixture | 1 |  | None | 0 | 0 | 0 | 47.2 | 0.00615 | -0.219 | [6 empty] | DEER:Indoor_Non-CFL_Ltg | Annual
Any | SWLG011F | MLI | Ex | CZ08 | cWtd | SWLG011-01 | ExAnte2020 | IOU workpaper | 2019-06-26 | Fixture | 1 |  | None | 0 | 0 | 0 | 48.1 | 0.0061 | -0.233 | [6 empty] | DEER:Indoor_Non-CFL_Ltg | Annual
Any | SWLG011F | MLI | Ex | CZ09 | cWtd | SWLG011-01 | ExAnte2020 | IOU workpaper | 2019-06-26 | Fixture | 1 |  | None | 0 | 0 | 0 | 47.7 | 0.0062 | -0.266 | [6 empty] | DEER:Indoor_Non-CFL_Ltg | Annual
Any | SWLG011F | MLI | Ex | CZ10 | cWtd | SWLG011-01 | ExAnte2020 | IOU workpaper | 2019-06-26 | Fixture | 1 |  | None | 0 | 0 | 0 | 47.7 | 0.00626 | -0.266 | [6 empty] | DEER:Indoor_Non-CFL_Ltg | Annual
Any | SWLG011F | MLI | Ex | CZ11 | cWtd | SWLG011-01 | ExAnte2020 | IOU workpaper | 2019-06-26 | Fixture | 1 |  | None | 0 | 0 | 0 | 46.3 | 0.00615 | -0.429 | [6 empty] | DEER:Indoor_Non-CFL_Ltg | Annual
Any | SWLG011F | MLI | Ex | CZ12 | cWtd | SWLG011-01 | ExAnte2020 | IOU workpaper | 2019-06-26 | Fixture | 1 |  | None | 0 | 0 | 0 | 45.9 | 0.006 | -0.442 | [6 empty] | DEER:Indoor_Non-CFL_Ltg | Annual
Any | SWLG011F | MLI | Ex | CZ13 | cWtd | SWLG011-01 | ExAnte2020 | IOU workpaper | 2019-06-26 | Fixture | 1 |  | None | 0 | 0 | 0 | 46.8 | 0.0059 | -0.388 | [6 empty] | DEER:Indoor_Non-CFL_Ltg | Annual
Any | SWLG011F | MLI | Ex | CZ14 | cWtd | SWLG011-01 | ExAnte2020 | IOU workpaper | 2019-06-26 | Fixture | 1 |  | None | 0 | 0 | 0 | 47.2 | 0.00626 | -0.415 | [6 empty] | DEER:Indoor_Non-CFL_Ltg | Annual
Any | SWLG011F | MLI | Ex | CZ15 | cWtd | SWLG011-01 | ExAnte2020 | IOU workpaper | 2019-06-26 | Fixture | 1 |  | None | 0 | 0 | 0 | 50.9 | 0.00641 | -0.112 | [6 empty] | DEER:Indoor_Non-CFL_Ltg | Annual
Any | SWLG011F | MLI | Ex | CZ16 | cWtd | SWLG011-01 | ExAnte2020 | IOU workpaper | 2019-06-26 | Fixture | 1 |  | None | 0 | 0 | 0 | 44.5 | 0.00605 | -0.665 | [6 empty] | DEER:Indoor_Non-CFL_Ltg | Annual
Any | SWLG011F | Mtl | Ex | CZ01 | cWtd | SWLG011-01 | ExAnte2020 | IOU workpaper | 2019-06-26 | Fixture | 1 |  | None | 0 | 0 | 0 | 55.4 | 0.00912 | -0.964 | [6 empty] | DEER:Indoor_Non-CFL_Ltg | Annual
Any | SWLG011F | Mtl | Ex | CZ02 | cWtd | SWLG011-01 | ExAnte2020 | IOU workpaper | 2019-06-26 | Fixture | 1 |  | None | 0 | 0 | 0 | 62.2 | 0.00978 | -0.659 | [6 empty] | DEER:Indoor_Non-CFL_Ltg | Annual
Any | SWLG011F | Mtl | Ex | CZ03 | cWtd | SWLG011-01 | ExAnte2020 | IOU workpaper | 2019-06-26 | Fixture | 1 |  | None | 0 | 0 | 0 | 61.5 | 0.0097 | -0.645 | [6 empty] | DEER:Indoor_Non-CFL_Ltg | Annual
Any | SWLG011F | Mtl | Ex | CZ04 | cWtd | SWLG011-01 | ExAnte2020 | IOU workpaper | 2019-06-26 | Fixture | 1 |  | None | 0 | 0 | 0 | 65 | 0.0097 | -0.535 | [6 empty] | DEER:Indoor_Non-CFL_Ltg | Annual
Any | SWLG011F | Mtl | Ex | CZ05 | cWtd | SWLG011-01 | ExAnte2020 | IOU workpaper | 2019-06-26 | Fixture | 1 |  | None | 0 | 0 | 0 | 60.8 | 0.00937 | -0.718 | [6 empty] | DEER:Indoor_Non-CFL_Ltg | Annual
Any | SWLG011F | Mtl | Ex | CZ06 | cWtd | SWLG011-01 | ExAnte2020 | IOU workpaper | 2019-06-26 | Fixture | 1 |  | None | 0 | 0 | 0 | 71.8 | 0.0101 | -0.249 | [6 empty] | DEER:Indoor_Non-CFL_Ltg | Annual
Any | SWLG011F | Mtl | Ex | CZ07 | cWtd | SWLG011-01 | ExAnte2020 | IOU workpaper | 2019-06-26 | Fixture | 1 |  | None | 0 | 0 | 0 | 73.8 | 0.01 | -0.155 | [6 empty] | DEER:Indoor_Non-CFL_Ltg | Annual
Any | SWLG011F | Mtl | Ex | CZ08 | cWtd | SWLG011-01 | ExAnte2020 | IOU workpaper | 2019-06-26 | Fixture | 1 |  | None | 0 | 0 | 0 | 73.8 | 0.01 | -0.218 | [6 empty] | DEER:Indoor_Non-CFL_Ltg | Annual
Any | SWLG011F | Mtl | Ex | CZ09 | cWtd | SWLG011-01 | ExAnte2020 | IOU workpaper | 2019-06-26 | Fixture | 1 |  | None | 0 | 0 | 0 | 71.8 | 0.0104 | -0.247 | [6 empty] | DEER:Indoor_Non-CFL_Ltg | Annual
Any | SWLG011F | Mtl | Ex | CZ10 | cWtd | SWLG011-01 | ExAnte2020 | IOU workpaper | 2019-06-26 | Fixture | 1 |  | None | 0 | 0 | 0 | 70.4 | 0.0103 | -0.309 | [6 empty] | DEER:Indoor_Non-CFL_Ltg | Annual
Any | SWLG011F | Mtl | Ex | CZ11 | cWtd | SWLG011-01 | ExAnte2020 | IOU workpaper | 2019-06-26 | Fixture | 1 |  | None | 0 | 0 | 0 | 65.6 | 0.00986 | -0.511 | [6 empty] | DEER:Indoor_Non-CFL_Ltg | Annual
Any | SWLG011F | Mtl | Ex | CZ12 | cWtd | SWLG011-01 | ExAnte2020 | IOU workpaper | 2019-06-26 | Fixture | 1 |  | None | 0 | 0 | 0 | 65 | 0.00978 | -0.531 | [6 empty] | DEER:Indoor_Non-CFL_Ltg | Annual
Any | SWLG011F | Mtl | Ex | CZ13 | cWtd | SWLG011-01 | ExAnte2020 | IOU workpaper | 2019-06-26 | Fixture | 1 |  | None | 0 | 0 | 0 | 67 | 0.00978 | -0.472 | [6 empty] | DEER:Indoor_Non-CFL_Ltg | Annual
Any | SWLG011F | Mtl | Ex | CZ14 | cWtd | SWLG011-01 | ExAnte2020 | IOU workpaper | 2019-06-26 | Fixture | 1 |  | None | 0 | 0 | 0 | 67 | 0.0102 | -0.424 | [6 empty] | DEER:Indoor_Non-CFL_Ltg | Annual
Any | SWLG011F | Mtl | Ex | CZ15 | cWtd | SWLG011-01 | ExAnte2020 | IOU workpaper | 2019-06-26 | Fixture | 1 |  | None | 0 | 0 | 0 | 76.6 | 0.0104 | -0.125 | [6 empty] | DEER:Indoor_Non-CFL_Ltg | Annual
Any | SWLG011F | Mtl | Ex | CZ16 | cWtd | SWLG011-01 | ExAnte2020 | IOU workpaper | 2019-06-26 | Fixture | 1 |  | None | 0 | 0 | 0 | 59.5 | 0.00994 | -0.634 | [6 empty] | DEER:Indoor_Non-CFL_Ltg | Annual
Any | SWLG011F | Nrs | Ex | CZ01 | cWtd | SWLG011-01 | ExAnte2020 | IOU workpaper | 2019-06-26 | Fixture | 1 |  | None | 0 | 0 | 0 | 60.7 | 0.0122 | -1.21 | [6 empty] | DEER:Indoor_Non-CFL_Ltg | Annual
Any | SWLG011F | Nrs | Ex | CZ02 | cWtd | SWLG011-01 | ExAnte2020 | IOU workpaper | 2019-06-26 | Fixture | 1 |  | None | 0 | 0 | 0 | 65.1 | 0.0133 | -0.82 | [6 empty] | DEER:Indoor_Non-CFL_Ltg | Annual
Any | SWLG011F | Nrs | Ex | CZ03 | cWtd | SWLG011-01 | ExAnte2020 | IOU workpaper | 2019-06-26 | Fixture | 1 |  | None | 0 | 0 | 0 | 64.5 | 0.0131 | -0.783 | [6 empty] | DEER:Indoor_Non-CFL_Ltg | Annual
Any | SWLG011F | Nrs | Ex | CZ04 | cWtd | SWLG011-01 | ExAnte2020 | IOU workpaper | 2019-06-26 | Fixture | 1 |  | None | 0 | 0 | 0 | 66.4 | 0.0133 | -0.645 | [6 empty] | DEER:Indoor_Non-CFL_Ltg | Annual
Any | SWLG011F | Nrs | Ex | CZ05 | cWtd | SWLG011-01 | ExAnte2020 | IOU workpaper | 2019-06-26 | Fixture | 1 |  | None | 0 | 0 | 0 | 64.5 | 0.0126 | -0.808 | [6 empty] | DEER:Indoor_Non-CFL_Ltg | Annual
Any | SWLG011F | Nrs | Ex | CZ06 | cWtd | SWLG011-01 | ExAnte2020 | IOU workpaper | 2019-06-26 | Fixture | 1 |  | None | 0 | 0 | 0 | 69.5 | 0.014 | -0.423 | [6 empty] | DEER:Indoor_Non-CFL_Ltg | Annual
Any | SWLG011F | Nrs | Ex | CZ07 | cWtd | SWLG011-01 | ExAnte2020 | IOU workpaper | 2019-06-26 | Fixture | 1 |  | None | 0 | 0 | 0 | 69.5 | 0.0141 | -0.363 | [6 empty] | DEER:Indoor_Non-CFL_Ltg | Annual
Any | SWLG011F | Nrs | Ex | CZ08 | cWtd | SWLG011-01 | ExAnte2020 | IOU workpaper | 2019-06-26 | Fixture | 1 |  | None | 0 | 0 | 0 | 70.1 | 0.0142 | -0.387 | [6 empty] | DEER:Indoor_Non-CFL_Ltg | Annual
Any | SWLG011F | Nrs | Ex | CZ09 | cWtd | SWLG011-01 | ExAnte2020 | IOU workpaper | 2019-06-26 | Fixture | 1 |  | None | 0 | 0 | 0 | 70.1 | 0.0143 | -0.418 | [6 empty] | DEER:Indoor_Non-CFL_Ltg | Annual
Any | SWLG011F | Nrs | Ex | CZ10 | cWtd | SWLG011-01 | ExAnte2020 | IOU workpaper | 2019-06-26 | Fixture | 1 |  | None | 0 | 0 | 0 | 70.8 | 0.0151 | -0.446 | [6 empty] | DEER:Indoor_Non-CFL_Ltg | Annual
Any | SWLG011F | Nrs | Ex | CZ11 | cWtd | SWLG011-01 | ExAnte2020 | IOU workpaper | 2019-06-26 | Fixture | 1 |  | None | 0 | 0 | 0 | 67 | 0.0136 | -0.67 | [6 empty] | DEER:Indoor_Non-CFL_Ltg | Annual
Any | SWLG011F | Nrs | Ex | CZ12 | cWtd | SWLG011-01 | ExAnte2020 | IOU workpaper | 2019-06-26 | Fixture | 1 |  | None | 0 | 0 | 0 | 66.4 | 0.0135 | -0.701 | [6 empty] | DEER:Indoor_Non-CFL_Ltg | Annual
Any | SWLG011F | Nrs | Ex | CZ13 | cWtd | SWLG011-01 | ExAnte2020 | IOU workpaper | 2019-06-26 | Fixture | 1 |  | None | 0 | 0 | 0 | 67.6 | 0.0135 | -0.632 | [6 empty] | DEER:Indoor_Non-CFL_Ltg | Annual
Any | SWLG011F | Nrs | Ex | CZ14 | cWtd | SWLG011-01 | ExAnte2020 | IOU workpaper | 2019-06-26 | Fixture | 1 |  | None | 0 | 0 | 0 | 68.9 | 0.0141 | -0.592 | [6 empty] | DEER:Indoor_Non-CFL_Ltg | Annual
Any | SWLG011F | Nrs | Ex | CZ15 | cWtd | SWLG011-01 | ExAnte2020 | IOU workpaper | 2019-06-26 | Fixture | 1 |  | None | 0 | 0 | 0 | 74.5 | 0.0146 | -0.214 | [6 empty] | DEER:Indoor_Non-CFL_Ltg | Annual
Any | SWLG011F | Nrs | Ex | CZ16 | cWtd | SWLG011-01 | ExAnte2020 | IOU workpaper | 2019-06-26 | Fixture | 1 |  | None | 0 | 0 | 0 | 63.2 | 0.0133 | -1 | [6 empty] | DEER:Indoor_Non-CFL_Ltg | Annual
Any | SWLG011F | OfL | Ex | CZ01 | cWtd | SWLG011-01 | ExAnte2020 | IOU workpaper | 2019-06-26 | Fixture | 1 |  | None | 0 | 0 | 0 | 43.9 | 0.0065 | -0.212 | [6 empty] | DEER:Indoor_Non-CFL_Ltg | Annual
Any | SWLG011F | OfL | Ex | CZ02 | cWtd | SWLG011-01 | ExAnte2020 | IOU workpaper | 2019-06-26 | Fixture | 1 |  | None | 0 | 0 | 0 | 46 | 0.00679 | -0.121 | [6 empty] | DEER:Indoor_Non-CFL_Ltg | Annual
Any | SWLG011F | OfL | Ex | CZ03 | cWtd | SWLG011-01 | ExAnte2020 | IOU workpaper | 2019-06-26 | Fixture | 1 |  | None | 0 | 0 | 0 | 45.6 | 0.00668 | -0.106 | [6 empty] | DEER:Indoor_Non-CFL_Ltg | Annual
Any | SWLG011F | OfL | Ex | CZ04 | cWtd | SWLG011-01 | ExAnte2020 | IOU workpaper | 2019-06-26 | Fixture | 1 |  | None | 0 | 0 | 0 | 46 | 0.00696 | -0.107 | [6 empty] | DEER:Indoor_Non-CFL_Ltg | Annual
Any | SWLG011F | OfL | Ex | CZ05 | cWtd | SWLG011-01 | ExAnte2020 | IOU workpaper | 2019-06-26 | Fixture | 1 |  | None | 0 | 0 | 0 | 46 | 0.00657 | -0.0899 | [6 empty] | DEER:Indoor_Non-CFL_Ltg | Annual
Any | SWLG011F | OfL | Ex | CZ06 | cWtd | SWLG011-01 | ExAnte2020 | IOU workpaper | 2019-06-26 | Fixture | 1 |  | None | 0 | 0 | 0 | 48.9 | 0.00685 | -0.0306 | [6 empty] | DEER:Indoor_Non-CFL_Ltg | Annual
Any | SWLG011F | OfL | Ex | CZ07 | cWtd | SWLG011-01 | ExAnte2020 | IOU workpaper | 2019-06-26 | Fixture | 1 |  | None | 0 | 0 | 0 | 48.5 | 0.00674 | -0.0023 | [6 empty] | DEER:Indoor_Non-CFL_Ltg | Annual
Any | SWLG011F | OfL | Ex | CZ08 | cWtd | SWLG011-01 | ExAnte2020 | IOU workpaper | 2019-06-26 | Fixture | 1 |  | None | 0 | 0 | 0 | 48.9 | 0.00679 | -0.023 | [6 empty] | DEER:Indoor_Non-CFL_Ltg | Annual
Any | SWLG011F | OfL | Ex | CZ09 | cWtd | SWLG011-01 | ExAnte2020 | IOU workpaper | 2019-06-26 | Fixture | 1 |  | None | 0 | 0 | 0 | 48.5 | 0.00718 | -0.0447 | [6 empty] | DEER:Indoor_Non-CFL_Ltg | Annual
Any | SWLG011F | OfL | Ex | CZ10 | cWtd | SWLG011-01 | ExAnte2020 | IOU workpaper | 2019-06-26 | Fixture | 1 |  | None | 0 | 0 | 0 | 49.3 | 0.00723 | -0.0258 | [6 empty] | DEER:Indoor_Non-CFL_Ltg | Annual
Any | SWLG011F | OfL | Ex | CZ11 | cWtd | SWLG011-01 | ExAnte2020 | IOU workpaper | 2019-06-26 | Fixture | 1 |  | None | 0 | 0 | 0 | 46.4 | 0.00707 | -0.133 | [6 empty] | DEER:Indoor_Non-CFL_Ltg | Annual
Any | SWLG011F | OfL | Ex | CZ12 | cWtd | SWLG011-01 | ExAnte2020 | IOU workpaper | 2019-06-26 | Fixture | 1 |  | None | 0 | 0 | 0 | 46.4 | 0.00751 | -0.123 | [6 empty] | DEER:Indoor_Non-CFL_Ltg | Annual
Any | SWLG011F | OfL | Ex | CZ13 | cWtd | SWLG011-01 | ExAnte2020 | IOU workpaper | 2019-06-26 | Fixture | 1 |  | None | 0 | 0 | 0 | 46.8 | 0.0074 | -0.115 | [6 empty] | DEER:Indoor_Non-CFL_Ltg | Annual
Any | SWLG011F | OfL | Ex | CZ14 | cWtd | SWLG011-01 | ExAnte2020 | IOU workpaper | 2019-06-26 | Fixture | 1 |  | None | 0 | 0 | 0 | 48 | 0.00707 | -0.113 | [6 empty] | DEER:Indoor_Non-CFL_Ltg | Annual
Any | SWLG011F | OfL | Ex | CZ15 | cWtd | SWLG011-01 | ExAnte2020 | IOU workpaper | 2019-06-26 | Fixture | 1 |  | None | 0 | 0 | 0 | 50.1 | 0.00768 | -0.0065 | [6 empty] | DEER:Indoor_Non-CFL_Ltg | Annual
Any | SWLG011F | OfL | Ex | CZ16 | cWtd | SWLG011-01 | ExAnte2020 | IOU workpaper | 2019-06-26 | Fixture | 1 |  | None | 0 | 0 | 0 | 45.1 | 0.00685 | -0.338 | [6 empty] | DEER:Indoor_Non-CFL_Ltg | Annual
Any | SWLG011F | OfS | Ex | CZ01 | cWtd | SWLG011-01 | ExAnte2020 | IOU workpaper | 2019-06-26 | Fixture | 1 |  | None | 0 | 0 | 0 | 32.3 | 0.00542 | -0.265 | [6 empty] | DEER:Indoor_Non-CFL_Ltg | Annual
Any | SWLG011F | OfS | Ex | CZ02 | cWtd | SWLG011-01 | ExAnte2020 | IOU workpaper | 2019-06-26 | Fixture | 1 |  | None | 0 | 0 | 0 | 35 | 0.00592 | -0.164 | [6 empty] | DEER:Indoor_Non-CFL_Ltg | Annual
Any | SWLG011F | OfS | Ex | CZ03 | cWtd | SWLG011-01 | ExAnte2020 | IOU workpaper | 2019-06-26 | Fixture | 1 |  | None | 0 | 0 | 0 | 34.4 | 0.00567 | -0.155 | [6 empty] | DEER:Indoor_Non-CFL_Ltg | Annual
Any | SWLG011F | OfS | Ex | CZ04 | cWtd | SWLG011-01 | ExAnte2020 | IOU workpaper | 2019-06-26 | Fixture | 1 |  | None | 0 | 0 | 0 | 35.4 | 0.00572 | -0.135 | [6 empty] | DEER:Indoor_Non-CFL_Ltg | Annual
Any | SWLG011F | OfS | Ex | CZ05 | cWtd | SWLG011-01 | ExAnte2020 | IOU workpaper | 2019-06-26 | Fixture | 1 |  | None | 0 | 0 | 0 | 34.7 | 0.00552 | -0.134 | [6 empty] | DEER:Indoor_Non-CFL_Ltg | Annual
Any | SWLG011F | OfS | Ex | CZ06 | cWtd | SWLG011-01 | ExAnte2020 | IOU workpaper | 2019-06-26 | Fixture | 1 |  | None | 0 | 0 | 0 | 37.4 | 0.00587 | -0.0585 | [6 empty] | DEER:Indoor_Non-CFL_Ltg | Annual
Any | SWLG011F | OfS | Ex | CZ07 | cWtd | SWLG011-01 | ExAnte2020 | IOU workpaper | 2019-06-26 | Fixture | 1 |  | None | 0 | 0 | 0 | 37.1 | 0.00567 | -0.0344 | [6 empty] | DEER:Indoor_Non-CFL_Ltg | Annual
Any | SWLG011F | OfS | Ex | CZ08 | cWtd | SWLG011-01 | ExAnte2020 | IOU workpaper | 2019-06-26 | Fixture | 1 |  | None | 0 | 0 | 0 | 37.8 | 0.00587 | -0.0592 | [6 empty] | DEER:Indoor_Non-CFL_Ltg | Annual
Any | SWLG011F | OfS | Ex | CZ09 | cWtd | SWLG011-01 | ExAnte2020 | IOU workpaper | 2019-06-26 | Fixture | 1 |  | None | 0 | 0 | 0 | 37.4 | 0.00606 | -0.0731 | [6 empty] | DEER:Indoor_Non-CFL_Ltg | Annual
Any | SWLG011F | OfS | Ex | CZ10 | cWtd | SWLG011-01 | ExAnte2020 | IOU workpaper | 2019-06-26 | Fixture | 1 |  | None | 0 | 0 | 0 | 37.4 | 0.00606 | -0.0585 | [6 empty] | DEER:Indoor_Non-CFL_Ltg | Annual
Any | SWLG011F | OfS | Ex | CZ11 | cWtd | SWLG011-01 | ExAnte2020 | IOU workpaper | 2019-06-26 | Fixture | 1 |  | None | 0 | 0 | 0 | 35.4 | 0.00631 | -0.154 | [6 empty] | DEER:Indoor_Non-CFL_Ltg | Annual
Any | SWLG011F | OfS | Ex | CZ12 | cWtd | SWLG011-01 | ExAnte2020 | IOU workpaper | 2019-06-26 | Fixture | 1 |  | None | 0 | 0 | 0 | 35.4 | 0.00606 | -0.156 | [6 empty] | DEER:Indoor_Non-CFL_Ltg | Annual
Any | SWLG011F | OfS | Ex | CZ13 | cWtd | SWLG011-01 | ExAnte2020 | IOU workpaper | 2019-06-26 | Fixture | 1 |  | None | 0 | 0 | 0 | 35.7 | 0.00602 | -0.144 | [6 empty] | DEER:Indoor_Non-CFL_Ltg | Annual
Any | SWLG011F | OfS | Ex | CZ14 | cWtd | SWLG011-01 | ExAnte2020 | IOU workpaper | 2019-06-26 | Fixture | 1 |  | None | 0 | 0 | 0 | 36.4 | 0.00611 | -0.117 | [6 empty] | DEER:Indoor_Non-CFL_Ltg | Annual
Any | SWLG011F | OfS | Ex | CZ15 | cWtd | SWLG011-01 | ExAnte2020 | IOU workpaper | 2019-06-26 | Fixture | 1 |  | None | 0 | 0 | 0 | 39.5 | 0.00636 | -0.0223 | [6 empty] | DEER:Indoor_Non-CFL_Ltg | Annual
Any | SWLG011F | OfS | Ex | CZ16 | cWtd | SWLG011-01 | ExAnte2020 | IOU workpaper | 2019-06-26 | Fixture | 1 |  | None | 0 | 0 | 0 | 33.3 | 0.00597 | -0.283 | [6 empty] | DEER:Indoor_Non-CFL_Ltg | Annual
Any | SWLG011F | RFF | Ex | CZ01 | cWtd | SWLG011-01 | ExAnte2020 | IOU workpaper | 2019-06-26 | Fixture | 1 |  | None | 0 | 0 | 0 | 50.3 | 0.0087 | -1.02 | [6 empty] | DEER:Indoor_Non-CFL_Ltg | Annual
Any | SWLG011F | RFF | Ex | CZ02 | cWtd | SWLG011-01 | ExAnte2020 | IOU workpaper | 2019-06-26 | Fixture | 1 |  | None | 0 | 0 | 0 | 54.8 | 0.00927 | -0.648 | [6 empty] | DEER:Indoor_Non-CFL_Ltg | Annual
Any | SWLG011F | RFF | Ex | CZ03 | cWtd | SWLG011-01 | ExAnte2020 | IOU workpaper | 2019-06-26 | Fixture | 1 |  | None | 0 | 0 | 0 | 53.6 | 0.00936 | -0.698 | [6 empty] | DEER:Indoor_Non-CFL_Ltg | Annual
Any | SWLG011F | RFF | Ex | CZ04 | cWtd | SWLG011-01 | ExAnte2020 | IOU workpaper | 2019-06-26 | Fixture | 1 |  | None | 0 | 0 | 0 | 55.3 | 0.00936 | -0.541 | [6 empty] | DEER:Indoor_Non-CFL_Ltg | Annual
Any | SWLG011F | RFF | Ex | CZ05 | cWtd | SWLG011-01 | ExAnte2020 | IOU workpaper | 2019-06-26 | Fixture | 1 |  | None | 0 | 0 | 0 | 53.6 | 0.00919 | -0.698 | [6 empty] | DEER:Indoor_Non-CFL_Ltg | Annual
Any | SWLG011F | RFF | Ex | CZ06 | cWtd | SWLG011-01 | ExAnte2020 | IOU workpaper | 2019-06-26 | Fixture | 1 |  | None | 0 | 0 | 0 | 59.2 | 0.00984 | -0.451 | [6 empty] | DEER:Indoor_Non-CFL_Ltg | Annual
Any | SWLG011F | RFF | Ex | CZ07 | cWtd | SWLG011-01 | ExAnte2020 | IOU workpaper | 2019-06-26 | Fixture | 1 |  | None | 0 | 0 | 0 | 59.8 | 0.00992 | -0.369 | [6 empty] | DEER:Indoor_Non-CFL_Ltg | Annual
Any | SWLG011F | RFF | Ex | CZ08 | cWtd | SWLG011-01 | ExAnte2020 | IOU workpaper | 2019-06-26 | Fixture | 1 |  | None | 0 | 0 | 0 | 59.8 | 0.00976 | -0.377 | [6 empty] | DEER:Indoor_Non-CFL_Ltg | Annual
Any | SWLG011F | RFF | Ex | CZ09 | cWtd | SWLG011-01 | ExAnte2020 | IOU workpaper | 2019-06-26 | Fixture | 1 |  | None | 0 | 0 | 0 | 59.2 | 0.00992 | -0.448 | [6 empty] | DEER:Indoor_Non-CFL_Ltg | Annual
Any | SWLG011F | RFF | Ex | CZ10 | cWtd | SWLG011-01 | ExAnte2020 | IOU workpaper | 2019-06-26 | Fixture | 1 |  | None | 0 | 0 | 0 | 59.2 | 0.00984 | -0.45 | [6 empty] | DEER:Indoor_Non-CFL_Ltg | Annual
Any | SWLG011F | RFF | Ex | CZ11 | cWtd | SWLG011-01 | ExAnte2020 | IOU workpaper | 2019-06-26 | Fixture | 1 |  | None | 0 | 0 | 0 | 55.9 | 0.00952 | -0.544 | [6 empty] | DEER:Indoor_Non-CFL_Ltg | Annual
Any | SWLG011F | RFF | Ex | CZ12 | cWtd | SWLG011-01 | ExAnte2020 | IOU workpaper | 2019-06-26 | Fixture | 1 |  | None | 0 | 0 | 0 | 55.3 | 0.0096 | -0.555 | [6 empty] | DEER:Indoor_Non-CFL_Ltg | Annual
Any | SWLG011F | RFF | Ex | CZ13 | cWtd | SWLG011-01 | ExAnte2020 | IOU workpaper | 2019-06-26 | Fixture | 1 |  | None | 0 | 0 | 0 | 56.4 | 0.0096 | -0.51 | [6 empty] | DEER:Indoor_Non-CFL_Ltg | Annual
Any | SWLG011F | RFF | Ex | CZ14 | cWtd | SWLG011-01 | ExAnte2020 | IOU workpaper | 2019-06-26 | Fixture | 1 |  | None | 0 | 0 | 0 | 58.1 | 0.00992 | -0.626 | [6 empty] | DEER:Indoor_Non-CFL_Ltg | Annual
Any | SWLG011F | RFF | Ex | CZ15 | cWtd | SWLG011-01 | ExAnte2020 | IOU workpaper | 2019-06-26 | Fixture | 1 |  | None | 0 | 0 | 0 | 62.6 | 0.0101 | -0.207 | [6 empty] | DEER:Indoor_Non-CFL_Ltg | Annual
Any | SWLG011F | RFF | Ex | CZ16 | cWtd | SWLG011-01 | ExAnte2020 | IOU workpaper | 2019-06-26 | Fixture | 1 |  | None | 0 | 0 | 0 | 55.3 | 0.0096 | -0.866 | [6 empty] | DEER:Indoor_Non-CFL_Ltg | Annual
Any | SWLG011F | RSD | Ex | CZ01 | cWtd | SWLG011-01 | ExAnte2020 | IOU workpaper | 2019-06-26 | Fixture | 1 |  | None | 0 | 0 | 0 | 57.6 | 0.0125 | -1.05 | [6 empty] | DEER:Indoor_Non-CFL_Ltg | Annual
Any | SWLG011F | RSD | Ex | CZ02 | cWtd | SWLG011-01 | ExAnte2020 | IOU workpaper | 2019-06-26 | Fixture | 1 |  | None | 0 | 0 | 0 | 63.2 | 0.0126 | -0.538 | [6 empty] | DEER:Indoor_Non-CFL_Ltg | Annual
Any | SWLG011F | RSD | Ex | CZ03 | cWtd | SWLG011-01 | ExAnte2020 | IOU workpaper | 2019-06-26 | Fixture | 1 |  | None | 0 | 0 | 0 | 63.2 | 0.0126 | -0.526 | [6 empty] | DEER:Indoor_Non-CFL_Ltg | Annual
Any | SWLG011F | RSD | Ex | CZ04 | cWtd | SWLG011-01 | ExAnte2020 | IOU workpaper | 2019-06-26 | Fixture | 1 |  | None | 0 | 0 | 0 | 64.5 | 0.0126 | -0.399 | [6 empty] | DEER:Indoor_Non-CFL_Ltg | Annual
Any | SWLG011F | RSD | Ex | CZ05 | cWtd | SWLG011-01 | ExAnte2020 | IOU workpaper | 2019-06-26 | Fixture | 1 |  | None | 0 | 0 | 0 | 63.2 | 0.0125 | -0.49 | [6 empty] | DEER:Indoor_Non-CFL_Ltg | Annual
Any | SWLG011F | RSD | Ex | CZ06 | cWtd | SWLG011-01 | ExAnte2020 | IOU workpaper | 2019-06-26 | Fixture | 1 |  | None | 0 | 0 | 0 | 69.5 | 0.0133 | -0.207 | [6 empty] | DEER:Indoor_Non-CFL_Ltg | Annual
Any | SWLG011F | RSD | Ex | CZ07 | cWtd | SWLG011-01 | ExAnte2020 | IOU workpaper | 2019-06-26 | Fixture | 1 |  | None | 0 | 0 | 0 | 70.8 | 0.0134 | -0.0996 | [6 empty] | DEER:Indoor_Non-CFL_Ltg | Annual
Any | SWLG011F | RSD | Ex | CZ08 | cWtd | SWLG011-01 | ExAnte2020 | IOU workpaper | 2019-06-26 | Fixture | 1 |  | None | 0 | 0 | 0 | 69.5 | 0.0132 | -0.182 | [6 empty] | DEER:Indoor_Non-CFL_Ltg | Annual
Any | SWLG011F | RSD | Ex | CZ09 | cWtd | SWLG011-01 | ExAnte2020 | IOU workpaper | 2019-06-26 | Fixture | 1 |  | None | 0 | 0 | 0 | 68.3 | 0.0135 | -0.242 | [6 empty] | DEER:Indoor_Non-CFL_Ltg | Annual
Any | SWLG011F | RSD | Ex | CZ10 | cWtd | SWLG011-01 | ExAnte2020 | IOU workpaper | 2019-06-26 | Fixture | 1 |  | None | 0 | 0 | 0 | 68.3 | 0.0134 | -0.307 | [6 empty] | DEER:Indoor_Non-CFL_Ltg | Annual
Any | SWLG011F | RSD | Ex | CZ11 | cWtd | SWLG011-01 | ExAnte2020 | IOU workpaper | 2019-06-26 | Fixture | 1 |  | None | 0 | 0 | 0 | 63.9 | 0.013 | -0.503 | [6 empty] | DEER:Indoor_Non-CFL_Ltg | Annual
Any | SWLG011F | RSD | Ex | CZ12 | cWtd | SWLG011-01 | ExAnte2020 | IOU workpaper | 2019-06-26 | Fixture | 1 |  | None | 0 | 0 | 0 | 63.9 | 0.0128 | -0.508 | [6 empty] | DEER:Indoor_Non-CFL_Ltg | Annual
Any | SWLG011F | RSD | Ex | CZ13 | cWtd | SWLG011-01 | ExAnte2020 | IOU workpaper | 2019-06-26 | Fixture | 1 |  | None | 0 | 0 | 0 | 64.5 | 0.013 | -0.48 | [6 empty] | DEER:Indoor_Non-CFL_Ltg | Annual
Any | SWLG011F | RSD | Ex | CZ14 | cWtd | SWLG011-01 | ExAnte2020 | IOU workpaper | 2019-06-26 | Fixture | 1 |  | None | 0 | 0 | 0 | 67 | 0.0134 | -0.577 | [6 empty] | DEER:Indoor_Non-CFL_Ltg | Annual
Any | SWLG011F | RSD | Ex | CZ15 | cWtd | SWLG011-01 | ExAnte2020 | IOU workpaper | 2019-06-26 | Fixture | 1 |  | None | 0 | 0 | 0 | 71.4 | 0.014 | -0.092 | [6 empty] | DEER:Indoor_Non-CFL_Ltg | Annual
Any | SWLG011F | RSD | Ex | CZ16 | cWtd | SWLG011-01 | ExAnte2020 | IOU workpaper | 2019-06-26 | Fixture | 1 |  | None | 0 | 0 | 0 | 63.2 | 0.0131 | -0.933 | [6 empty] | DEER:Indoor_Non-CFL_Ltg | Annual
Any | SWLG011F | Rt3 | Ex | CZ01 | cWtd | SWLG011-01 | ExAnte2020 | IOU workpaper | 2019-06-26 | Fixture | 1 |  | None | 0 | 0 | 0 | 87.4 | 0.0162 | -0.82 | [6 empty] | DEER:Indoor_Non-CFL_Ltg | Annual
Any | SWLG011F | Rt3 | Ex | CZ02 | cWtd | SWLG011-01 | ExAnte2020 | IOU workpaper | 2019-06-26 | Fixture | 1 |  | None | 0 | 0 | 0 | 92.8 | 0.0163 | -0.46 | [6 empty] | DEER:Indoor_Non-CFL_Ltg | Annual
Any | SWLG011F | Rt3 | Ex | CZ03 | cWtd | SWLG011-01 | ExAnte2020 | IOU workpaper | 2019-06-26 | Fixture | 1 |  | None | 0 | 0 | 0 | 92.8 | 0.0162 | -0.365 | [6 empty] | DEER:Indoor_Non-CFL_Ltg | Annual
Any | SWLG011F | Rt3 | Ex | CZ04 | cWtd | SWLG011-01 | ExAnte2020 | IOU workpaper | 2019-06-26 | Fixture | 1 |  | None | 0 | 0 | 0 | 94.6 | 0.0163 | -0.29 | [6 empty] | DEER:Indoor_Non-CFL_Ltg | Annual
Any | SWLG011F | Rt3 | Ex | CZ05 | cWtd | SWLG011-01 | ExAnte2020 | IOU workpaper | 2019-06-26 | Fixture | 1 |  | None | 0 | 0 | 0 | 93.7 | 0.0159 | -0.283 | [6 empty] | DEER:Indoor_Non-CFL_Ltg | Annual
Any | SWLG011F | Rt3 | Ex | CZ06 | cWtd | SWLG011-01 | ExAnte2020 | IOU workpaper | 2019-06-26 | Fixture | 1 |  | None | 0 | 0 | 0 | 100 | 0.017 | -0.0803 | [6 empty] | DEER:Indoor_Non-CFL_Ltg | Annual
Any | SWLG011F | Rt3 | Ex | CZ07 | cWtd | SWLG011-01 | ExAnte2020 | IOU workpaper | 2019-06-26 | Fixture | 1 |  | None | 0 | 0 | 0 | 101 | 0.0169 | -0.0229 | [6 empty] | DEER:Indoor_Non-CFL_Ltg | Annual
Any | SWLG011F | Rt3 | Ex | CZ08 | cWtd | SWLG011-01 | ExAnte2020 | IOU workpaper | 2019-06-26 | Fixture | 1 |  | None | 0 | 0 | 0 | 100 | 0.0169 | -0.0652 | [6 empty] | DEER:Indoor_Non-CFL_Ltg | Annual
Any | SWLG011F | Rt3 | Ex | CZ09 | cWtd | SWLG011-01 | ExAnte2020 | IOU workpaper | 2019-06-26 | Fixture | 1 |  | None | 0 | 0 | 0 | 98.2 | 0.0173 | -0.118 | [6 empty] | DEER:Indoor_Non-CFL_Ltg | Annual
Any | SWLG011F | Rt3 | Ex | CZ10 | cWtd | SWLG011-01 | ExAnte2020 | IOU workpaper | 2019-06-26 | Fixture | 1 |  | None | 0 | 0 | 0 | 99.1 | 0.0173 | -0.124 | [6 empty] | DEER:Indoor_Non-CFL_Ltg | Annual
Any | SWLG011F | Rt3 | Ex | CZ11 | cWtd | SWLG011-01 | ExAnte2020 | IOU workpaper | 2019-06-26 | Fixture | 1 |  | None | 0 | 0 | 0 | 93.7 | 0.0169 | -0.453 | [6 empty] | DEER:Indoor_Non-CFL_Ltg | Annual
Any | SWLG011F | Rt3 | Ex | CZ12 | cWtd | SWLG011-01 | ExAnte2020 | IOU workpaper | 2019-06-26 | Fixture | 1 |  | None | 0 | 0 | 0 | 93.7 | 0.0166 | -0.464 | [6 empty] | DEER:Indoor_Non-CFL_Ltg | Annual
Any | SWLG011F | Rt3 | Ex | CZ13 | cWtd | SWLG011-01 | ExAnte2020 | IOU workpaper | 2019-06-26 | Fixture | 1 |  | None | 0 | 0 | 0 | 94.6 | 0.0168 | -0.421 | [6 empty] | DEER:Indoor_Non-CFL_Ltg | Annual
Any | SWLG011F | Rt3 | Ex | CZ14 | cWtd | SWLG011-01 | ExAnte2020 | IOU workpaper | 2019-06-26 | Fixture | 1 |  | None | 0 | 0 | 0 | 96.4 | 0.0173 | -0.415 | [6 empty] | DEER:Indoor_Non-CFL_Ltg | Annual
Any | SWLG011F | Rt3 | Ex | CZ15 | cWtd | SWLG011-01 | ExAnte2020 | IOU workpaper | 2019-06-26 | Fixture | 1 |  | None | 0 | 0 | 0 | 103 | 0.0179 | -0.0222 | [6 empty] | DEER:Indoor_Non-CFL_Ltg | Annual
Any | SWLG011F | Rt3 | Ex | CZ16 | cWtd | SWLG011-01 | ExAnte2020 | IOU workpaper | 2019-06-26 | Fixture | 1 |  | None | 0 | 0 | 0 | 89.2 | 0.0166 | -0.964 | [6 empty] | DEER:Indoor_Non-CFL_Ltg | Annual
Any | SWLG011F | RtL | Ex | CZ01 | cWtd | SWLG011-01 | ExAnte2020 | IOU workpaper | 2019-06-26 | Fixture | 1 |  | None | 0 | 0 | 0 | 66.7 | 0.0104 | -0.563 | [6 empty] | DEER:Indoor_Non-CFL_Ltg | Annual
Any | SWLG011F | RtL | Ex | CZ02 | cWtd | SWLG011-01 | ExAnte2020 | IOU workpaper | 2019-06-26 | Fixture | 1 |  | None | 0 | 0 | 0 | 70.1 | 0.0104 | -0.333 | [6 empty] | DEER:Indoor_Non-CFL_Ltg | Annual
Any | SWLG011F | RtL | Ex | CZ03 | cWtd | SWLG011-01 | ExAnte2020 | IOU workpaper | 2019-06-26 | Fixture | 1 |  | None | 0 | 0 | 0 | 70.8 | 0.0103 | -0.265 | [6 empty] | DEER:Indoor_Non-CFL_Ltg | Annual
Any | SWLG011F | RtL | Ex | CZ04 | cWtd | SWLG011-01 | ExAnte2020 | IOU workpaper | 2019-06-26 | Fixture | 1 |  | None | 0 | 0 | 0 | 71.4 | 0.0104 | -0.22 | [6 empty] | DEER:Indoor_Non-CFL_Ltg | Annual
Any | SWLG011F | RtL | Ex | CZ05 | cWtd | SWLG011-01 | ExAnte2020 | IOU workpaper | 2019-06-26 | Fixture | 1 |  | None | 0 | 0 | 0 | 70.8 | 0.0101 | -0.265 | [6 empty] | DEER:Indoor_Non-CFL_Ltg | Annual
Any | SWLG011F | RtL | Ex | CZ06 | cWtd | SWLG011-01 | ExAnte2020 | IOU workpaper | 2019-06-26 | Fixture | 1 |  | None | 0 | 0 | 0 | 75.5 | 0.0108 | -0.113 | [6 empty] | DEER:Indoor_Non-CFL_Ltg | Annual
Any | SWLG011F | RtL | Ex | CZ07 | cWtd | SWLG011-01 | ExAnte2020 | IOU workpaper | 2019-06-26 | Fixture | 1 |  | None | 0 | 0 | 0 | 76.1 | 0.0108 | -0.0829 | [6 empty] | DEER:Indoor_Non-CFL_Ltg | Annual
Any | SWLG011F | RtL | Ex | CZ08 | cWtd | SWLG011-01 | ExAnte2020 | IOU workpaper | 2019-06-26 | Fixture | 1 |  | None | 0 | 0 | 0 | 75.5 | 0.0108 | -0.097 | [6 empty] | DEER:Indoor_Non-CFL_Ltg | Annual
Any | SWLG011F | RtL | Ex | CZ09 | cWtd | SWLG011-01 | ExAnte2020 | IOU workpaper | 2019-06-26 | Fixture | 1 |  | None | 0 | 0 | 0 | 74.1 | 0.011 | -0.134 | [6 empty] | DEER:Indoor_Non-CFL_Ltg | Annual
Any | SWLG011F | RtL | Ex | CZ10 | cWtd | SWLG011-01 | ExAnte2020 | IOU workpaper | 2019-06-26 | Fixture | 1 |  | None | 0 | 0 | 0 | 74.1 | 0.011 | -0.131 | [6 empty] | DEER:Indoor_Non-CFL_Ltg | Annual
Any | SWLG011F | RtL | Ex | CZ11 | cWtd | SWLG011-01 | ExAnte2020 | IOU workpaper | 2019-06-26 | Fixture | 1 |  | None | 0 | 0 | 0 | 70.8 | 0.0107 | -0.335 | [6 empty] | DEER:Indoor_Non-CFL_Ltg | Annual
Any | SWLG011F | RtL | Ex | CZ12 | cWtd | SWLG011-01 | ExAnte2020 | IOU workpaper | 2019-06-26 | Fixture | 1 |  | None | 0 | 0 | 0 | 70.1 | 0.0106 | -0.324 | [6 empty] | DEER:Indoor_Non-CFL_Ltg | Annual
Any | SWLG011F | RtL | Ex | CZ13 | cWtd | SWLG011-01 | ExAnte2020 | IOU workpaper | 2019-06-26 | Fixture | 1 |  | None | 0 | 0 | 0 | 70.8 | 0.0106 | -0.311 | [6 empty] | DEER:Indoor_Non-CFL_Ltg | Annual
Any | SWLG011F | RtL | Ex | CZ14 | cWtd | SWLG011-01 | ExAnte2020 | IOU workpaper | 2019-06-26 | Fixture | 1 |  | None | 0 | 0 | 0 | 72.1 | 0.0111 | -0.327 | [6 empty] | DEER:Indoor_Non-CFL_Ltg | Annual
Any | SWLG011F | RtL | Ex | CZ15 | cWtd | SWLG011-01 | ExAnte2020 | IOU workpaper | 2019-06-26 | Fixture | 1 |  | None | 0 | 0 | 0 | 77.5 | 0.0114 | -0.0491 | [6 empty] | DEER:Indoor_Non-CFL_Ltg | Annual
Any | SWLG011F | RtL | Ex | CZ16 | cWtd | SWLG011-01 | ExAnte2020 | IOU workpaper | 2019-06-26 | Fixture | 1 |  | None | 0 | 0 | 0 | 67.4 | 0.0106 | -0.714 | [6 empty] | DEER:Indoor_Non-CFL_Ltg | Annual
Any | SWLG011F | RtS | Ex | CZ01 | cWtd | SWLG011-01 | ExAnte2020 | IOU workpaper | 2019-06-26 | Fixture | 1 |  | None | 0 | 0 | 0 | 38.4 | 0.00706 | -0.619 | [6 empty] | DEER:Indoor_Non-CFL_Ltg | Annual
Any | SWLG011F | RtS | Ex | CZ02 | cWtd | SWLG011-01 | ExAnte2020 | IOU workpaper | 2019-06-26 | Fixture | 1 |  | None | 0 | 0 | 0 | 41.6 | 0.00733 | -0.342 | [6 empty] | DEER:Indoor_Non-CFL_Ltg | Annual
Any | SWLG011F | RtS | Ex | CZ03 | cWtd | SWLG011-01 | ExAnte2020 | IOU workpaper | 2019-06-26 | Fixture | 1 |  | None | 0 | 0 | 0 | 41.2 | 0.00731 | -0.367 | [6 empty] | DEER:Indoor_Non-CFL_Ltg | Annual
Any | SWLG011F | RtS | Ex | CZ04 | cWtd | SWLG011-01 | ExAnte2020 | IOU workpaper | 2019-06-26 | Fixture | 1 |  | None | 0 | 0 | 0 | 42 | 0.00733 | -0.287 | [6 empty] | DEER:Indoor_Non-CFL_Ltg | Annual
Any | SWLG011F | RtS | Ex | CZ05 | cWtd | SWLG011-01 | ExAnte2020 | IOU workpaper | 2019-06-26 | Fixture | 1 |  | None | 0 | 0 | 0 | 41.6 | 0.0072 | -0.332 | [6 empty] | DEER:Indoor_Non-CFL_Ltg | Annual
Any | SWLG011F | RtS | Ex | CZ06 | cWtd | SWLG011-01 | ExAnte2020 | IOU workpaper | 2019-06-26 | Fixture | 1 |  | None | 0 | 0 | 0 | 44.5 | 0.00756 | -0.166 | [6 empty] | DEER:Indoor_Non-CFL_Ltg | Annual
Any | SWLG011F | RtS | Ex | CZ07 | cWtd | SWLG011-01 | ExAnte2020 | IOU workpaper | 2019-06-26 | Fixture | 1 |  | None | 0 | 0 | 0 | 45.3 | 0.00756 | -0.123 | [6 empty] | DEER:Indoor_Non-CFL_Ltg | Annual
Any | SWLG011F | RtS | Ex | CZ08 | cWtd | SWLG011-01 | ExAnte2020 | IOU workpaper | 2019-06-26 | Fixture | 1 |  | None | 0 | 0 | 0 | 44.9 | 0.00749 | -0.14 | [6 empty] | DEER:Indoor_Non-CFL_Ltg | Annual
Any | SWLG011F | RtS | Ex | CZ09 | cWtd | SWLG011-01 | ExAnte2020 | IOU workpaper | 2019-06-26 | Fixture | 1 |  | None | 0 | 0 | 0 | 44.5 | 0.00768 | -0.183 | [6 empty] | DEER:Indoor_Non-CFL_Ltg | Annual
Any | SWLG011F | RtS | Ex | CZ10 | cWtd | SWLG011-01 | ExAnte2020 | IOU workpaper | 2019-06-26 | Fixture | 1 |  | None | 0 | 0 | 0 | 44.9 | 0.0077 | -0.175 | [6 empty] | DEER:Indoor_Non-CFL_Ltg | Annual
Any | SWLG011F | RtS | Ex | CZ11 | cWtd | SWLG011-01 | ExAnte2020 | IOU workpaper | 2019-06-26 | Fixture | 1 |  | None | 0 | 0 | 0 | 42 | 0.00745 | -0.322 | [6 empty] | DEER:Indoor_Non-CFL_Ltg | Annual
Any | SWLG011F | RtS | Ex | CZ12 | cWtd | SWLG011-01 | ExAnte2020 | IOU workpaper | 2019-06-26 | Fixture | 1 |  | None | 0 | 0 | 0 | 42 | 0.00745 | -0.324 | [6 empty] | DEER:Indoor_Non-CFL_Ltg | Annual
Any | SWLG011F | RtS | Ex | CZ13 | cWtd | SWLG011-01 | ExAnte2020 | IOU workpaper | 2019-06-26 | Fixture | 1 |  | None | 0 | 0 | 0 | 42 | 0.00743 | -0.306 | [6 empty] | DEER:Indoor_Non-CFL_Ltg | Annual
Any | SWLG011F | RtS | Ex | CZ14 | cWtd | SWLG011-01 | ExAnte2020 | IOU workpaper | 2019-06-26 | Fixture | 1 |  | None | 0 | 0 | 0 | 43.3 | 0.00776 | -0.294 | [6 empty] | DEER:Indoor_Non-CFL_Ltg | Annual
Any | SWLG011F | RtS | Ex | CZ15 | cWtd | SWLG011-01 | ExAnte2020 | IOU workpaper | 2019-06-26 | Fixture | 1 |  | None | 0 | 0 | 0 | 46.9 | 0.00783 | -0.0675 | [6 empty] | DEER:Indoor_Non-CFL_Ltg | Annual
Any | SWLG011F | RtS | Ex | CZ16 | cWtd | SWLG011-01 | ExAnte2020 | IOU workpaper | 2019-06-26 | Fixture | 1 |  | None | 0 | 0 | 0 | 40 | 0.00749 | -0.485 | [6 empty] | DEER:Indoor_Non-CFL_Ltg | Annual
Any | SWLG011F | SCn | Ex | CZ01 | cWtd | SWLG011-01 | ExAnte2020 | IOU workpaper | 2019-06-26 | Fixture | 1 |  | None | 0 | 0 | 0 | 28.9 | 0.00348 | -0.689 | [6 empty] | DEER:Indoor_Non-CFL_Ltg | Annual
Any | SWLG011F | SCn | Ex | CZ02 | cWtd | SWLG011-01 | ExAnte2020 | IOU workpaper | 2019-06-26 | Fixture | 1 |  | None | 0 | 0 | 0 | 33.7 | 0.0044 | -0.45 | [6 empty] | DEER:Indoor_Non-CFL_Ltg | Annual
Any | SWLG011F | SCn | Ex | CZ03 | cWtd | SWLG011-01 | ExAnte2020 | IOU workpaper | 2019-06-26 | Fixture | 1 |  | None | 0 | 0 | 0 | 31.5 | 0.0044 | -0.566 | [6 empty] | DEER:Indoor_Non-CFL_Ltg | Annual
Any | SWLG011F | SCn | Ex | CZ04 | cWtd | SWLG011-01 | ExAnte2020 | IOU workpaper | 2019-06-26 | Fixture | 1 |  | None | 0 | 0 | 0 | 34.8 | 0.00443 | -0.461 | [6 empty] | DEER:Indoor_Non-CFL_Ltg | Annual
Any | SWLG011F | SCn | Ex | CZ05 | cWtd | SWLG011-01 | ExAnte2020 | IOU workpaper | 2019-06-26 | Fixture | 1 |  | None | 0 | 0 | 0 | 33.3 | 0.00394 | -0.633 | [6 empty] | DEER:Indoor_Non-CFL_Ltg | Annual
Any | SWLG011F | SCn | Ex | CZ06 | cWtd | SWLG011-01 | ExAnte2020 | IOU workpaper | 2019-06-26 | Fixture | 1 |  | None | 0 | 0 | 0 | 36.3 | 0.00461 | -0.332 | [6 empty] | DEER:Indoor_Non-CFL_Ltg | Annual
Any | SWLG011F | SCn | Ex | CZ07 | cWtd | SWLG011-01 | ExAnte2020 | IOU workpaper | 2019-06-26 | Fixture | 1 |  | None | 0 | 0 | 0 | 36.7 | 0.00471 | -0.317 | [6 empty] | DEER:Indoor_Non-CFL_Ltg | Annual
Any | SWLG011F | SCn | Ex | CZ08 | cWtd | SWLG011-01 | ExAnte2020 | IOU workpaper | 2019-06-26 | Fixture | 1 |  | None | 0 | 0 | 0 | 38.2 | 0.00443 | -0.283 | [6 empty] | DEER:Indoor_Non-CFL_Ltg | Annual
Any | SWLG011F | SCn | Ex | CZ09 | cWtd | SWLG011-01 | ExAnte2020 | IOU workpaper | 2019-06-26 | Fixture | 1 |  | None | 0 | 0 | 0 | 37.5 | 0.00454 | -0.341 | [6 empty] | DEER:Indoor_Non-CFL_Ltg | Annual
Any | SWLG011F | SCn | Ex | CZ10 | cWtd | SWLG011-01 | ExAnte2020 | IOU workpaper | 2019-06-26 | Fixture | 1 |  | None | 0 | 0 | 0 | 36.7 | 0.0045 | -0.378 | [6 empty] | DEER:Indoor_Non-CFL_Ltg | Annual
Any | SWLG011F | SCn | Ex | CZ11 | cWtd | SWLG011-01 | ExAnte2020 | IOU workpaper | 2019-06-26 | Fixture | 1 |  | None | 0 | 0 | 0 | 35.2 | 0.00429 | -0.412 | [6 empty] | DEER:Indoor_Non-CFL_Ltg | Annual
Any | SWLG011F | SCn | Ex | CZ12 | cWtd | SWLG011-01 | ExAnte2020 | IOU workpaper | 2019-06-26 | Fixture | 1 |  | None | 0 | 0 | 0 | 35.6 | 0.00433 | -0.408 | [6 empty] | DEER:Indoor_Non-CFL_Ltg | Annual
Any | SWLG011F | SCn | Ex | CZ13 | cWtd | SWLG011-01 | ExAnte2020 | IOU workpaper | 2019-06-26 | Fixture | 1 |  | None | 0 | 0 | 0 | 36.3 | 0.00426 | -0.355 | [6 empty] | DEER:Indoor_Non-CFL_Ltg | Annual
Any | SWLG011F | SCn | Ex | CZ14 | cWtd | SWLG011-01 | ExAnte2020 | IOU workpaper | 2019-06-26 | Fixture | 1 |  | None | 0 | 0 | 0 | 37.1 | 0.0045 | -0.401 | [6 empty] | DEER:Indoor_Non-CFL_Ltg | Annual
Any | SWLG011F | SCn | Ex | CZ15 | cWtd | SWLG011-01 | ExAnte2020 | IOU workpaper | 2019-06-26 | Fixture | 1 |  | None | 0 | 0 | 0 | 40.1 | 0.00471 | -0.201 | [6 empty] | DEER:Indoor_Non-CFL_Ltg | Annual
Any | SWLG011F | SCn | Ex | CZ16 | cWtd | SWLG011-01 | ExAnte2020 | IOU workpaper | 2019-06-26 | Fixture | 1 |  | None | 0 | 0 | 0 | 34.5 | 0.00464 | -0.532 | [6 empty] | DEER:Indoor_Non-CFL_Ltg | Annual
Any | SWLG011F | SUn | Ex | CZ01 | cWtd | SWLG011-01 | ExAnte2020 | IOU workpaper | 2019-06-26 | Fixture | 1 |  | None | 0 | 0 | 0 | 35.3 | 0.005 | 0 | [6 empty] | DEER:Indoor_Non-CFL_Ltg | Annual
Any | SWLG011F | SUn | Ex | CZ02 | cWtd | SWLG011-01 | ExAnte2020 | IOU workpaper | 2019-06-26 | Fixture | 1 |  | None | 0 | 0 | 0 | 35.3 | 0.005 | 0 | [6 empty] | DEER:Indoor_Non-CFL_Ltg | Annual
Any | SWLG011F | SUn | Ex | CZ03 | cWtd | SWLG011-01 | ExAnte2020 | IOU workpaper | 2019-06-26 | Fixture | 1 |  | None | 0 | 0 | 0 | 35.3 | 0.005 | 0 | [6 empty] | DEER:Indoor_Non-CFL_Ltg | Annual
Any | SWLG011F | SUn | Ex | CZ04 | cWtd | SWLG011-01 | ExAnte2020 | IOU workpaper | 2019-06-26 | Fixture | 1 |  | None | 0 | 0 | 0 | 35.3 | 0.005 | 0 | [6 empty] | DEER:Indoor_Non-CFL_Ltg | Annual
Any | SWLG011F | SUn | Ex | CZ05 | cWtd | SWLG011-01 | ExAnte2020 | IOU workpaper | 2019-06-26 | Fixture | 1 |  | None | 0 | 0 | 0 | 35.3 | 0.005 | 0 | [6 empty] | DEER:Indoor_Non-CFL_Ltg | Annual
Any | SWLG011F | SUn | Ex | CZ06 | cWtd | SWLG011-01 | ExAnte2020 | IOU workpaper | 2019-06-26 | Fixture | 1 |  | None | 0 | 0 | 0 | 35.3 | 0.005 | 0 | [6 empty] | DEER:Indoor_Non-CFL_Ltg | Annual
Any | SWLG011F | SUn | Ex | CZ07 | cWtd | SWLG011-01 | ExAnte2020 | IOU workpaper | 2019-06-26 | Fixture | 1 |  | None | 0 | 0 | 0 | 35.3 | 0.005 | 0 | [6 empty] | DEER:Indoor_Non-CFL_Ltg | Annual
Any | SWLG011F | SUn | Ex | CZ08 | cWtd | SWLG011-01 | ExAnte2020 | IOU workpaper | 2019-06-26 | Fixture | 1 |  | None | 0 | 0 | 0 | 35.3 | 0.005 | 0 | [6 empty] | DEER:Indoor_Non-CFL_Ltg | Annual
Any | SWLG011F | SUn | Ex | CZ09 | cWtd | SWLG011-01 | ExAnte2020 | IOU workpaper | 2019-06-26 | Fixture | 1 |  | None | 0 | 0 | 0 | 35.3 | 0.005 | 0 | [6 empty] | DEER:Indoor_Non-CFL_Ltg | Annual
Any | SWLG011F | SUn | Ex | CZ10 | cWtd | SWLG011-01 | ExAnte2020 | IOU workpaper | 2019-06-26 | Fixture | 1 |  | None | 0 | 0 | 0 | 35.3 | 0.005 | 0 | [6 empty] | DEER:Indoor_Non-CFL_Ltg | Annual
Any | SWLG011F | SUn | Ex | CZ11 | cWtd | SWLG011-01 | ExAnte2020 | IOU workpaper | 2019-06-26 | Fixture | 1 |  | None | 0 | 0 | 0 | 35.3 | 0.005 | 0 | [6 empty] | DEER:Indoor_Non-CFL_Ltg | Annual
Any | SWLG011F | SUn | Ex | CZ12 | cWtd | SWLG011-01 | ExAnte2020 | IOU workpaper | 2019-06-26 | Fixture | 1 |  | None | 0 | 0 | 0 | 35.3 | 0.005 | 0 | [6 empty] | DEER:Indoor_Non-CFL_Ltg | Annual
Any | SWLG011F | SUn | Ex | CZ13 | cWtd | SWLG011-01 | ExAnte2020 | IOU workpaper | 2019-06-26 | Fixture | 1 |  | None | 0 | 0 | 0 | 35.3 | 0.005 | 0 | [6 empty] | DEER:Indoor_Non-CFL_Ltg | Annual
Any | SWLG011F | SUn | Ex | CZ14 | cWtd | SWLG011-01 | ExAnte2020 | IOU workpaper | 2019-06-26 | Fixture | 1 |  | None | 0 | 0 | 0 | 35.3 | 0.005 | 0 | [6 empty] | DEER:Indoor_Non-CFL_Ltg | Annual
Any | SWLG011F | SUn | Ex | CZ15 | cWtd | SWLG011-01 | ExAnte2020 | IOU workpaper | 2019-06-26 | Fixture | 1 |  | None | 0 | 0 | 0 | 35.3 | 0.005 | 0 | [6 empty] | DEER:Indoor_Non-CFL_Ltg | Annual
Any | SWLG011F | SUn | Ex | CZ16 | cWtd | SWLG011-01 | ExAnte2020 | IOU workpaper | 2019-06-26 | Fixture | 1 |  | None | 0 | 0 | 0 | 35.3 | 0.005 | 0 | [6 empty] | DEER:Indoor_Non-CFL_Ltg | Annual
Any | SWLG011F | WRf | Ex | CZ01 | cWtd | SWLG011-01 | ExAnte2020 | IOU workpaper | 2019-06-26 | Fixture | 1 |  | None | 0 | 0 | 0 | 99.8 | 0.0108 | 0 | [6 empty] | DEER:Indoor_Non-CFL_Ltg | Annual
Any | SWLG011F | WRf | Ex | CZ02 | cWtd | SWLG011-01 | ExAnte2020 | IOU workpaper | 2019-06-26 | Fixture | 1 |  | None | 0 | 0 | 0 | 101 | 0.0109 | 0 | [6 empty] | DEER:Indoor_Non-CFL_Ltg | Annual
Any | SWLG011F | WRf | Ex | CZ03 | cWtd | SWLG011-01 | ExAnte2020 | IOU workpaper | 2019-06-26 | Fixture | 1 |  | None | 0 | 0 | 0 | 98.2 | 0.0109 | 0 | [6 empty] | DEER:Indoor_Non-CFL_Ltg | Annual
Any | SWLG011F | WRf | Ex | CZ04 | cWtd | SWLG011-01 | ExAnte2020 | IOU workpaper | 2019-06-26 | Fixture | 1 |  | None | 0 | 0 | 0 | 99.8 | 0.0108 | 0 | [6 empty] | DEER:Indoor_Non-CFL_Ltg | Annual
Any | SWLG011F | WRf | Ex | CZ05 | cWtd | SWLG011-01 | ExAnte2020 | IOU workpaper | 2019-06-26 | Fixture | 1 |  | None | 0 | 0 | 0 | 97.4 | 0.0108 | 0 | [6 empty] | DEER:Indoor_Non-CFL_Ltg | Annual
Any | SWLG011F | WRf | Ex | CZ06 | cWtd | SWLG011-01 | ExAnte2020 | IOU workpaper | 2019-06-26 | Fixture | 1 |  | None | 0 | 0 | 0 | 101 | 0.0108 | 0 | [6 empty] | DEER:Indoor_Non-CFL_Ltg | Annual
Any | SWLG011F | WRf | Ex | CZ07 | cWtd | SWLG011-01 | ExAnte2020 | IOU workpaper | 2019-06-26 | Fixture | 1 |  | None | 0 | 0 | 0 | 99.8 | 0.0109 | 0 | [6 empty] | DEER:Indoor_Non-CFL_Ltg | Annual
Any | SWLG011F | WRf | Ex | CZ08 | cWtd | SWLG011-01 | ExAnte2020 | IOU workpaper | 2019-06-26 | Fixture | 1 |  | None | 0 | 0 | 0 | 99.8 | 0.0125 | 0 | [6 empty] | DEER:Indoor_Non-CFL_Ltg | Annual
Any | SWLG011F | WRf | Ex | CZ09 | cWtd | SWLG011-01 | ExAnte2020 | IOU workpaper | 2019-06-26 | Fixture | 1 |  | None | 0 | 0 | 0 | 99.8 | 0.0112 | 0 | [6 empty] | DEER:Indoor_Non-CFL_Ltg | Annual
Any | SWLG011F | WRf | Ex | CZ10 | cWtd | SWLG011-01 | ExAnte2020 | IOU workpaper | 2019-06-26 | Fixture | 1 |  | None | 0 | 0 | 0 | 98.2 | 0.0109 | 0 | [6 empty] | DEER:Indoor_Non-CFL_Ltg | Annual
Any | SWLG011F | WRf | Ex | CZ11 | cWtd | SWLG011-01 | ExAnte2020 | IOU workpaper | 2019-06-26 | Fixture | 1 |  | None | 0 | 0 | 0 | 101 | 0.0108 | 0 | [6 empty] | DEER:Indoor_Non-CFL_Ltg | Annual
Any | SWLG011F | WRf | Ex | CZ12 | cWtd | SWLG011-01 | ExAnte2020 | IOU workpaper | 2019-06-26 | Fixture | 1 |  | None | 0 | 0 | 0 | 99.8 | 0.0111 | 0 | [6 empty] | DEER:Indoor_Non-CFL_Ltg | Annual
Any | SWLG011F | WRf | Ex | CZ13 | cWtd | SWLG011-01 | ExAnte2020 | IOU workpaper | 2019-06-26 | Fixture | 1 |  | None | 0 | 0 | 0 | 101 | 0.0108 | 0 | [6 empty] | DEER:Indoor_Non-CFL_Ltg | Annual
Any | SWLG011F | WRf | Ex | CZ14 | cWtd | SWLG011-01 | ExAnte2020 | IOU workpaper | 2019-06-26 | Fixture | 1 |  | None | 0 | 0 | 0 | 99.8 | 0.0109 | 0 | [6 empty] | DEER:Indoor_Non-CFL_Ltg | Annual
Any | SWLG011F | WRf | Ex | CZ15 | cWtd | SWLG011-01 | ExAnte2020 | IOU workpaper | 2019-06-26 | Fixture | 1 |  | None | 0 | 0 | 0 | 101 | 0.011 | 0 | [6 empty] | DEER:Indoor_Non-CFL_Ltg | Annual
Any | SWLG011F | WRf | Ex | CZ16 | cWtd | SWLG011-01 | ExAnte2020 | IOU workpaper | 2019-06-26 | Fixture | 1 |  | None | 0 | 0 | 0 | 101 | 0.0108 | 0 | [6 empty] | DEER:Indoor_Non-CFL_Ltg | Annual
Any | SWLG011G | Asm | Ex | CZ01 | cWtd | SWLG011-01 | ExAnte2020 | IOU workpaper | 2019-06-26 | Fixture | 1 |  | None | 0 | 0 | 0 | 41 | 0.0185 | -1.01 | [6 empty] | DEER:Indoor_Non-CFL_Ltg | Annual
Any | SWLG011G | Asm | Ex | CZ02 | cWtd | SWLG011-01 | ExAnte2020 | IOU workpaper | 2019-06-26 | Fixture | 1 |  | None | 0 | 0 | 0 | 44.9 | 0.0186 | -0.568 | [6 empty] | DEER:Indoor_Non-CFL_Ltg | Annual
Any | SWLG011G | Asm | Ex | CZ03 | cWtd | SWLG011-01 | ExAnte2020 | IOU workpaper | 2019-06-26 | Fixture | 1 |  | None | 0 | 0 | 0 | 44.5 | 0.0186 | -0.661 | [6 empty] | DEER:Indoor_Non-CFL_Ltg | Annual
Any | SWLG011G | Asm | Ex | CZ04 | cWtd | SWLG011-01 | ExAnte2020 | IOU workpaper | 2019-06-26 | Fixture | 1 |  | None | 0 | 0 | 0 | 45.8 | 0.0186 | -0.489 | [6 empty] | DEER:Indoor_Non-CFL_Ltg | Annual
Any | SWLG011G | Asm | Ex | CZ05 | cWtd | SWLG011-01 | ExAnte2020 | IOU workpaper | 2019-06-26 | Fixture | 1 |  | None | 0 | 0 | 0 | 44.5 | 0.0185 | -0.626 | [6 empty] | DEER:Indoor_Non-CFL_Ltg | Annual
Any | SWLG011G | Asm | Ex | CZ06 | cWtd | SWLG011-01 | ExAnte2020 | IOU workpaper | 2019-06-26 | Fixture | 1 |  | None | 0 | 0 | 0 | 48.5 | 0.0198 | -0.37 | [6 empty] | DEER:Indoor_Non-CFL_Ltg | Annual
Any | SWLG011G | Asm | Ex | CZ07 | cWtd | SWLG011-01 | ExAnte2020 | IOU workpaper | 2019-06-26 | Fixture | 1 |  | None | 0 | 0 | 0 | 49.3 | 0.0202 | -0.349 | [6 empty] | DEER:Indoor_Non-CFL_Ltg | Annual
Any | SWLG011G | Asm | Ex | CZ08 | cWtd | SWLG011-01 | ExAnte2020 | IOU workpaper | 2019-06-26 | Fixture | 1 |  | None | 0 | 0 | 0 | 49.3 | 0.0196 | -0.288 | [6 empty] | DEER:Indoor_Non-CFL_Ltg | Annual
Any | SWLG011G | Asm | Ex | CZ09 | cWtd | SWLG011-01 | ExAnte2020 | IOU workpaper | 2019-06-26 | Fixture | 1 |  | None | 0 | 0 | 0 | 48.5 | 0.0201 | -0.335 | [6 empty] | DEER:Indoor_Non-CFL_Ltg | Annual
Any | SWLG011G | Asm | Ex | CZ10 | cWtd | SWLG011-01 | ExAnte2020 | IOU workpaper | 2019-06-26 | Fixture | 1 |  | None | 0 | 0 | 0 | 48.9 | 0.0202 | -0.319 | [6 empty] | DEER:Indoor_Non-CFL_Ltg | Annual
Any | SWLG011G | Asm | Ex | CZ11 | cWtd | SWLG011-01 | ExAnte2020 | IOU workpaper | 2019-06-26 | Fixture | 1 |  | None | 0 | 0 | 0 | 45.8 | 0.0191 | -0.476 | [6 empty] | DEER:Indoor_Non-CFL_Ltg | Annual
Any | SWLG011G | Asm | Ex | CZ12 | cWtd | SWLG011-01 | ExAnte2020 | IOU workpaper | 2019-06-26 | Fixture | 1 |  | None | 0 | 0 | 0 | 45.8 | 0.019 | -0.507 | [6 empty] | DEER:Indoor_Non-CFL_Ltg | Annual
Any | SWLG011G | Asm | Ex | CZ13 | cWtd | SWLG011-01 | ExAnte2020 | IOU workpaper | 2019-06-26 | Fixture | 1 |  | None | 0 | 0 | 0 | 45.8 | 0.0191 | -0.458 | [6 empty] | DEER:Indoor_Non-CFL_Ltg | Annual
Any | SWLG011G | Asm | Ex | CZ14 | cWtd | SWLG011-01 | ExAnte2020 | IOU workpaper | 2019-06-26 | Fixture | 1 |  | None | 0 | 0 | 0 | 47.1 | 0.0198 | -0.454 | [6 empty] | DEER:Indoor_Non-CFL_Ltg | Annual
Any | SWLG011G | Asm | Ex | CZ15 | cWtd | SWLG011-01 | ExAnte2020 | IOU workpaper | 2019-06-26 | Fixture | 1 |  | None | 0 | 0 | 0 | 50.7 | 0.0198 | -0.16 | [6 empty] | DEER:Indoor_Non-CFL_Ltg | Annual
Any | SWLG011G | Asm | Ex | CZ16 | cWtd | SWLG011-01 | ExAnte2020 | IOU workpaper | 2019-06-26 | Fixture | 1 |  | None | 0 | 0 | 0 | 43.6 | 0.0193 | -0.727 | [6 empty] | DEER:Indoor_Non-CFL_Ltg | Annual
Any | SWLG011G | Com | Ex | CZ01 | cWtd | SWLG011-01 | ExAnte2020 | IOU workpaper | 2019-06-26 | Fixture | 1 |  | None | 0 | 0 | 0 | 76 | 0.0129 | -1.14 | [6 empty] | DEER:Indoor_Non-CFL_Ltg | Annual
Any | SWLG011G | Com | Ex | CZ02 | cWtd | SWLG011-01 | ExAnte2020 | IOU workpaper | 2019-06-26 | Fixture | 1 |  | None | 0 | 0 | 0 | 82.5 | 0.0143 | -0.733 | [6 empty] | DEER:Indoor_Non-CFL_Ltg | Annual
Any | SWLG011G | Com | Ex | CZ03 | cWtd | SWLG011-01 | ExAnte2020 | IOU workpaper | 2019-06-26 | Fixture | 1 |  | None | 0 | 0 | 0 | 82.5 | 0.0138 | -0.639 | [6 empty] | DEER:Indoor_Non-CFL_Ltg | Annual
Any | SWLG011G | Com | Ex | CZ04 | cWtd | SWLG011-01 | ExAnte2020 | IOU workpaper | 2019-06-26 | Fixture | 1 |  | None | 0 | 0 | 0 | 84.9 | 0.0142 | -0.519 | [6 empty] | DEER:Indoor_Non-CFL_Ltg | Annual
Any | SWLG011G | Com | Ex | CZ05 | cWtd | SWLG011-01 | ExAnte2020 | IOU workpaper | 2019-06-26 | Fixture | 1 |  | None | 0 | 0 | 0 | 81.7 | 0.0136 | -0.857 | [6 empty] | DEER:Indoor_Non-CFL_Ltg | Annual
Any | SWLG011G | Com | Ex | CZ06 | cWtd | SWLG011-01 | ExAnte2020 | IOU workpaper | 2019-06-26 | Fixture | 1 |  | None | 0 | 0 | 0 | 86.2 | 0.0143 | -0.384 | [6 empty] | DEER:Indoor_Non-CFL_Ltg | Annual
Any | SWLG011G | Com | Ex | CZ07 | cWtd | SWLG011-01 | ExAnte2020 | IOU workpaper | 2019-06-26 | Fixture | 1 |  | None | 0 | 0 | 0 | 92.3 | 0.0152 | -0.37 | [6 empty] | DEER:Indoor_Non-CFL_Ltg | Annual
Any | SWLG011G | Com | Ex | CZ08 | cWtd | SWLG011-01 | ExAnte2020 | IOU workpaper | 2019-06-26 | Fixture | 1 |  | None | 0 | 0 | 0 | 86.2 | 0.0141 | -0.341 | [6 empty] | DEER:Indoor_Non-CFL_Ltg | Annual
Any | SWLG011G | Com | Ex | CZ09 | cWtd | SWLG011-01 | ExAnte2020 | IOU workpaper | 2019-06-26 | Fixture | 1 |  | None | 0 | 0 | 0 | 86.2 | 0.0146 | -0.373 | [6 empty] | DEER:Indoor_Non-CFL_Ltg | Annual
Any | SWLG011G | Com | Ex | CZ10 | cWtd | SWLG011-01 | ExAnte2020 | IOU workpaper | 2019-06-26 | Fixture | 1 |  | None | 0 | 0 | 0 | 83.8 | 0.0142 | -0.4 | [6 empty] | DEER:Indoor_Non-CFL_Ltg | Annual
Any | SWLG011G | Com | Ex | CZ11 | cWtd | SWLG011-01 | ExAnte2020 | IOU workpaper | 2019-06-26 | Fixture | 1 |  | None | 0 | 0 | 0 | 83.3 | 0.0144 | -0.664 | [6 empty] | DEER:Indoor_Non-CFL_Ltg | Annual
Any | SWLG011G | Com | Ex | CZ12 | cWtd | SWLG011-01 | ExAnte2020 | IOU workpaper | 2019-06-26 | Fixture | 1 |  | None | 0 | 0 | 0 | 83.3 | 0.0147 | -0.593 | [6 empty] | DEER:Indoor_Non-CFL_Ltg | Annual
Any | SWLG011G | Com | Ex | CZ13 | cWtd | SWLG011-01 | ExAnte2020 | IOU workpaper | 2019-06-26 | Fixture | 1 |  | None | 0 | 0 | 0 | 84.9 | 0.0143 | -0.568 | [6 empty] | DEER:Indoor_Non-CFL_Ltg | Annual
Any | SWLG011G | Com | Ex | CZ14 | cWtd | SWLG011-01 | ExAnte2020 | IOU workpaper | 2019-06-26 | Fixture | 1 |  | None | 0 | 0 | 0 | 84.6 | 0.0146 | -0.646 | [6 empty] | DEER:Indoor_Non-CFL_Ltg | Annual
Any | SWLG011G | Com | Ex | CZ15 | cWtd | SWLG011-01 | ExAnte2020 | IOU workpaper | 2019-06-26 | Fixture | 1 |  | None | 0 | 0 | 0 | 91 | 0.015 | -0.186 | [6 empty] | DEER:Indoor_Non-CFL_Ltg | Annual
Any | SWLG011G | Com | Ex | CZ16 | cWtd | SWLG011-01 | ExAnte2020 | IOU workpaper | 2019-06-26 | Fixture | 1 |  | None | 0 | 0 | 0 | 79 | 0.0142 | -1.15 | [6 empty] | DEER:Indoor_Non-CFL_Ltg | Annual
Any | SWLG011G | ECC | Ex | CZ01 | cWtd | SWLG011-01 | ExAnte2020 | IOU workpaper | 2019-06-26 | Fixture | 1 |  | None | 0 | 0 | 0 | 68 | 0.011 | -1.9 | [6 empty] | DEER:Indoor_Non-CFL_Ltg | Annual
Any | SWLG011G | ECC | Ex | CZ02 | cWtd | SWLG011-01 | ExAnte2020 | IOU workpaper | 2019-06-26 | Fixture | 1 |  | None | 0 | 0 | 0 | 72.2 | 0.0132 | -1.21 | [6 empty] | DEER:Indoor_Non-CFL_Ltg | Annual
Any | SWLG011G | ECC | Ex | CZ03 | cWtd | SWLG011-01 | ExAnte2020 | IOU workpaper | 2019-06-26 | Fixture | 1 |  | None | 0 | 0 | 0 | 70.8 | 0.0126 | -1.4 | [6 empty] | DEER:Indoor_Non-CFL_Ltg | Annual
Any | SWLG011G | ECC | Ex | CZ04 | cWtd | SWLG011-01 | ExAnte2020 | IOU workpaper | 2019-06-26 | Fixture | 1 |  | None | 0 | 0 | 0 | 72.9 | 0.0132 | -1.07 | [6 empty] | DEER:Indoor_Non-CFL_Ltg | Annual
Any | SWLG011G | ECC | Ex | CZ05 | cWtd | SWLG011-01 | ExAnte2020 | IOU workpaper | 2019-06-26 | Fixture | 1 |  | None | 0 | 0 | 0 | 70.8 | 0.0122 | -1.4 | [6 empty] | DEER:Indoor_Non-CFL_Ltg | Annual
Any | SWLG011G | ECC | Ex | CZ06 | cWtd | SWLG011-01 | ExAnte2020 | IOU workpaper | 2019-06-26 | Fixture | 1 |  | None | 0 | 0 | 0 | 75 | 0.0138 | -0.757 | [6 empty] | DEER:Indoor_Non-CFL_Ltg | Annual
Any | SWLG011G | ECC | Ex | CZ07 | cWtd | SWLG011-01 | ExAnte2020 | IOU workpaper | 2019-06-26 | Fixture | 1 |  | None | 0 | 0 | 0 | 75 | 0.0132 | -0.757 | [6 empty] | DEER:Indoor_Non-CFL_Ltg | Annual
Any | SWLG011G | ECC | Ex | CZ08 | cWtd | SWLG011-01 | ExAnte2020 | IOU workpaper | 2019-06-26 | Fixture | 1 |  | None | 0 | 0 | 0 | 75.7 | 0.0131 | -0.627 | [6 empty] | DEER:Indoor_Non-CFL_Ltg | Annual
Any | SWLG011G | ECC | Ex | CZ09 | cWtd | SWLG011-01 | ExAnte2020 | IOU workpaper | 2019-06-26 | Fixture | 1 |  | None | 0 | 0 | 0 | 74.3 | 0.0137 | -0.708 | [6 empty] | DEER:Indoor_Non-CFL_Ltg | Annual
Any | SWLG011G | ECC | Ex | CZ10 | cWtd | SWLG011-01 | ExAnte2020 | IOU workpaper | 2019-06-26 | Fixture | 1 |  | None | 0 | 0 | 0 | 74.3 | 0.0135 | -0.688 | [6 empty] | DEER:Indoor_Non-CFL_Ltg | Annual
Any | SWLG011G | ECC | Ex | CZ11 | cWtd | SWLG011-01 | ExAnte2020 | IOU workpaper | 2019-06-26 | Fixture | 1 |  | None | 0 | 0 | 0 | 74.3 | 0.0136 | -0.989 | [6 empty] | DEER:Indoor_Non-CFL_Ltg | Annual
Any | SWLG011G | ECC | Ex | CZ12 | cWtd | SWLG011-01 | ExAnte2020 | IOU workpaper | 2019-06-26 | Fixture | 1 |  | None | 0 | 0 | 0 | 74.3 | 0.0135 | -1.05 | [6 empty] | DEER:Indoor_Non-CFL_Ltg | Annual
Any | SWLG011G | ECC | Ex | CZ13 | cWtd | SWLG011-01 | ExAnte2020 | IOU workpaper | 2019-06-26 | Fixture | 1 |  | None | 0 | 0 | 0 | 75 | 0.0135 | -0.905 | [6 empty] | DEER:Indoor_Non-CFL_Ltg | Annual
Any | SWLG011G | ECC | Ex | CZ14 | cWtd | SWLG011-01 | ExAnte2020 | IOU workpaper | 2019-06-26 | Fixture | 1 |  | None | 0 | 0 | 0 | 75 | 0.0135 | -0.926 | [6 empty] | DEER:Indoor_Non-CFL_Ltg | Annual
Any | SWLG011G | ECC | Ex | CZ15 | cWtd | SWLG011-01 | ExAnte2020 | IOU workpaper | 2019-06-26 | Fixture | 1 |  | None | 0 | 0 | 0 | 78.5 | 0.0135 | -0.315 | [6 empty] | DEER:Indoor_Non-CFL_Ltg | Annual
Any | SWLG011G | ECC | Ex | CZ16 | cWtd | SWLG011-01 | ExAnte2020 | IOU workpaper | 2019-06-26 | Fixture | 1 |  | None | 0 | 0 | 0 | 70.8 | 0.0133 | -1.42 | [6 empty] | DEER:Indoor_Non-CFL_Ltg | Annual
Any | SWLG011G | EPr | Ex | CZ01 | cWtd | SWLG011-01 | ExAnte2020 | IOU workpaper | 2019-06-26 | Fixture | 1 |  | None | 0 | 0 | 0 | 57.8 | 0.014 | -1.54 | [6 empty] | DEER:Indoor_Non-CFL_Ltg | Annual
Any | SWLG011G | EPr | Ex | CZ02 | cWtd | SWLG011-01 | ExAnte2020 | IOU workpaper | 2019-06-26 | Fixture | 1 |  | None | 0 | 0 | 0 | 60.9 | 0.0206 | -1.11 | [6 empty] | DEER:Indoor_Non-CFL_Ltg | Annual
Any | SWLG011G | EPr | Ex | CZ03 | cWtd | SWLG011-01 | ExAnte2020 | IOU workpaper | 2019-06-26 | Fixture | 1 |  | None | 0 | 0 | 0 | 60.3 | 0.0138 | -1.21 | [6 empty] | DEER:Indoor_Non-CFL_Ltg | Annual
Any | SWLG011G | EPr | Ex | CZ04 | cWtd | SWLG011-01 | ExAnte2020 | IOU workpaper | 2019-06-26 | Fixture | 1 |  | None | 0 | 0 | 0 | 61.5 | 0.0158 | -1 | [6 empty] | DEER:Indoor_Non-CFL_Ltg | Annual
Any | SWLG011G | EPr | Ex | CZ05 | cWtd | SWLG011-01 | ExAnte2020 | IOU workpaper | 2019-06-26 | Fixture | 1 |  | None | 0 | 0 | 0 | 60.3 | 0.0153 | -1.21 | [6 empty] | DEER:Indoor_Non-CFL_Ltg | Annual
Any | SWLG011G | EPr | Ex | CZ06 | cWtd | SWLG011-01 | ExAnte2020 | IOU workpaper | 2019-06-26 | Fixture | 1 |  | None | 0 | 0 | 0 | 63.4 | 0.0164 | -0.701 | [6 empty] | DEER:Indoor_Non-CFL_Ltg | Annual
Any | SWLG011G | EPr | Ex | CZ07 | cWtd | SWLG011-01 | ExAnte2020 | IOU workpaper | 2019-06-26 | Fixture | 1 |  | None | 0 | 0 | 0 | 62.8 | 0.0165 | -0.751 | [6 empty] | DEER:Indoor_Non-CFL_Ltg | Annual
Any | SWLG011G | EPr | Ex | CZ08 | cWtd | SWLG011-01 | ExAnte2020 | IOU workpaper | 2019-06-26 | Fixture | 1 |  | None | 0 | 0 | 0 | 64 | 0.0162 | -0.628 | [6 empty] | DEER:Indoor_Non-CFL_Ltg | Annual
Any | SWLG011G | EPr | Ex | CZ09 | cWtd | SWLG011-01 | ExAnte2020 | IOU workpaper | 2019-06-26 | Fixture | 1 |  | None | 0 | 0 | 0 | 64 | 0.0166 | -0.695 | [6 empty] | DEER:Indoor_Non-CFL_Ltg | Annual
Any | SWLG011G | EPr | Ex | CZ10 | cWtd | SWLG011-01 | ExAnte2020 | IOU workpaper | 2019-06-26 | Fixture | 1 |  | None | 0 | 0 | 0 | 65.2 | 0.0165 | -0.64 | [6 empty] | DEER:Indoor_Non-CFL_Ltg | Annual
Any | SWLG011G | EPr | Ex | CZ11 | cWtd | SWLG011-01 | ExAnte2020 | IOU workpaper | 2019-06-26 | Fixture | 1 |  | None | 0 | 0 | 0 | 63.4 | 0.0188 | -0.947 | [6 empty] | DEER:Indoor_Non-CFL_Ltg | Annual
Any | SWLG011G | EPr | Ex | CZ12 | cWtd | SWLG011-01 | ExAnte2020 | IOU workpaper | 2019-06-26 | Fixture | 1 |  | None | 0 | 0 | 0 | 62.1 | 0.0215 | -0.972 | [6 empty] | DEER:Indoor_Non-CFL_Ltg | Annual
Any | SWLG011G | EPr | Ex | CZ13 | cWtd | SWLG011-01 | ExAnte2020 | IOU workpaper | 2019-06-26 | Fixture | 1 |  | None | 0 | 0 | 0 | 63.4 | 0.0177 | -0.911 | [6 empty] | DEER:Indoor_Non-CFL_Ltg | Annual
Any | SWLG011G | EPr | Ex | CZ14 | cWtd | SWLG011-01 | ExAnte2020 | IOU workpaper | 2019-06-26 | Fixture | 1 |  | None | 0 | 0 | 0 | 64 | 0.0164 | -0.837 | [6 empty] | DEER:Indoor_Non-CFL_Ltg | Annual
Any | SWLG011G | EPr | Ex | CZ15 | cWtd | SWLG011-01 | ExAnte2020 | IOU workpaper | 2019-06-26 | Fixture | 1 |  | None | 0 | 0 | 0 | 69.5 | 0.0168 | -0.305 | [6 empty] | DEER:Indoor_Non-CFL_Ltg | Annual
Any | SWLG011G | EPr | Ex | CZ16 | cWtd | SWLG011-01 | ExAnte2020 | IOU workpaper | 2019-06-26 | Fixture | 1 |  | None | 0 | 0 | 0 | 58.4 | 0.0136 | -1.24 | [6 empty] | DEER:Indoor_Non-CFL_Ltg | Annual
Any | SWLG011G | ERC | Ex | CZ01 | cWtd | SWLG011-01 | ExAnte2020 | IOU workpaper | 2019-06-26 | Fixture | 1 |  | None | 0 | 0 | 0 | 28.4 | 0.00631 | -0.542 | [6 empty] | DEER:Indoor_Non-CFL_Ltg | Annual
Any | SWLG011G | ERC | Ex | CZ02 | cWtd | SWLG011-01 | ExAnte2020 | IOU workpaper | 2019-06-26 | Fixture | 1 |  | None | 0 | 0 | 0 | 30.2 | 0.00765 | -0.381 | [6 empty] | DEER:Indoor_Non-CFL_Ltg | Annual
Any | SWLG011G | ERC | Ex | CZ03 | cWtd | SWLG011-01 | ExAnte2020 | IOU workpaper | 2019-06-26 | Fixture | 1 |  | None | 0 | 0 | 0 | 30.2 | 0.00554 | -0.34 | [6 empty] | DEER:Indoor_Non-CFL_Ltg | Annual
Any | SWLG011G | ERC | Ex | CZ04 | cWtd | SWLG011-01 | ExAnte2020 | IOU workpaper | 2019-06-26 | Fixture | 1 |  | None | 0 | 0 | 0 | 30.7 | 0.00636 | -0.282 | [6 empty] | DEER:Indoor_Non-CFL_Ltg | Annual
Any | SWLG011G | ERC | Ex | CZ05 | cWtd | SWLG011-01 | ExAnte2020 | IOU workpaper | 2019-06-26 | Fixture | 1 |  | None | 0 | 0 | 0 | 30.5 | 0.00575 | -0.305 | [6 empty] | DEER:Indoor_Non-CFL_Ltg | Annual
Any | SWLG011G | ERC | Ex | CZ06 | cWtd | SWLG011-01 | ExAnte2020 | IOU workpaper | 2019-06-26 | Fixture | 1 |  | None | 0 | 0 | 0 | 32.2 | 0.00647 | -0.218 | [6 empty] | DEER:Indoor_Non-CFL_Ltg | Annual
Any | SWLG011G | ERC | Ex | CZ07 | cWtd | SWLG011-01 | ExAnte2020 | IOU workpaper | 2019-06-26 | Fixture | 1 |  | None | 0 | 0 | 0 | 32.2 | 0.00631 | -0.177 | [6 empty] | DEER:Indoor_Non-CFL_Ltg | Annual
Any | SWLG011G | ERC | Ex | CZ08 | cWtd | SWLG011-01 | ExAnte2020 | IOU workpaper | 2019-06-26 | Fixture | 1 |  | None | 0 | 0 | 0 | 32.8 | 0.00657 | -0.163 | [6 empty] | DEER:Indoor_Non-CFL_Ltg | Annual
Any | SWLG011G | ERC | Ex | CZ09 | cWtd | SWLG011-01 | ExAnte2020 | IOU workpaper | 2019-06-26 | Fixture | 1 |  | None | 0 | 0 | 0 | 32.5 | 0.00703 | -0.207 | [6 empty] | DEER:Indoor_Non-CFL_Ltg | Annual
Any | SWLG011G | ERC | Ex | CZ10 | cWtd | SWLG011-01 | ExAnte2020 | IOU workpaper | 2019-06-26 | Fixture | 1 |  | None | 0 | 0 | 0 | 32.8 | 0.00713 | -0.223 | [6 empty] | DEER:Indoor_Non-CFL_Ltg | Annual
Any | SWLG011G | ERC | Ex | CZ11 | cWtd | SWLG011-01 | ExAnte2020 | IOU workpaper | 2019-06-26 | Fixture | 1 |  | None | 0 | 0 | 0 | 31 | 0.00749 | -0.325 | [6 empty] | DEER:Indoor_Non-CFL_Ltg | Annual
Any | SWLG011G | ERC | Ex | CZ12 | cWtd | SWLG011-01 | ExAnte2020 | IOU workpaper | 2019-06-26 | Fixture | 1 |  | None | 0 | 0 | 0 | 30.7 | 0.00744 | -0.334 | [6 empty] | DEER:Indoor_Non-CFL_Ltg | Annual
Any | SWLG011G | ERC | Ex | CZ13 | cWtd | SWLG011-01 | ExAnte2020 | IOU workpaper | 2019-06-26 | Fixture | 1 |  | None | 0 | 0 | 0 | 31.3 | 0.00718 | -0.299 | [6 empty] | DEER:Indoor_Non-CFL_Ltg | Annual
Any | SWLG011G | ERC | Ex | CZ14 | cWtd | SWLG011-01 | ExAnte2020 | IOU workpaper | 2019-06-26 | Fixture | 1 |  | None | 0 | 0 | 0 | 31.9 | 0.00724 | -0.316 | [6 empty] | DEER:Indoor_Non-CFL_Ltg | Annual
Any | SWLG011G | ERC | Ex | CZ15 | cWtd | SWLG011-01 | ExAnte2020 | IOU workpaper | 2019-06-26 | Fixture | 1 |  | None | 0 | 0 | 0 | 34.8 | 0.00749 | -0.0846 | [6 empty] | DEER:Indoor_Non-CFL_Ltg | Annual
Any | SWLG011G | ERC | Ex | CZ16 | cWtd | SWLG011-01 | ExAnte2020 | IOU workpaper | 2019-06-26 | Fixture | 1 |  | None | 0 | 0 | 0 | 29 | 0.00667 | -0.463 | [6 empty] | DEER:Indoor_Non-CFL_Ltg | Annual
Any | SWLG011G | ESe | Ex | CZ01 | cWtd | SWLG011-01 | ExAnte2020 | IOU workpaper | 2019-06-26 | Fixture | 1 |  | None | 0 | 0 | 0 | 58.4 | 0.0141 | -1.43 | [6 empty] | DEER:Indoor_Non-CFL_Ltg | Annual
Any | SWLG011G | ESe | Ex | CZ02 | cWtd | SWLG011-01 | ExAnte2020 | IOU workpaper | 2019-06-26 | Fixture | 1 |  | None | 0 | 0 | 0 | 61.5 | 0.0197 | -1.03 | [6 empty] | DEER:Indoor_Non-CFL_Ltg | Annual
Any | SWLG011G | ESe | Ex | CZ03 | cWtd | SWLG011-01 | ExAnte2020 | IOU workpaper | 2019-06-26 | Fixture | 1 |  | None | 0 | 0 | 0 | 60.3 | 0.0146 | -1.11 | [6 empty] | DEER:Indoor_Non-CFL_Ltg | Annual
Any | SWLG011G | ESe | Ex | CZ04 | cWtd | SWLG011-01 | ExAnte2020 | IOU workpaper | 2019-06-26 | Fixture | 1 |  | None | 0 | 0 | 0 | 62.1 | 0.0154 | -0.911 | [6 empty] | DEER:Indoor_Non-CFL_Ltg | Annual
Any | SWLG011G | ESe | Ex | CZ05 | cWtd | SWLG011-01 | ExAnte2020 | IOU workpaper | 2019-06-26 | Fixture | 1 |  | None | 0 | 0 | 0 | 60.3 | 0.0147 | -1.06 | [6 empty] | DEER:Indoor_Non-CFL_Ltg | Annual
Any | SWLG011G | ESe | Ex | CZ06 | cWtd | SWLG011-01 | ExAnte2020 | IOU workpaper | 2019-06-26 | Fixture | 1 |  | None | 0 | 0 | 0 | 63.4 | 0.0161 | -0.689 | [6 empty] | DEER:Indoor_Non-CFL_Ltg | Annual
Any | SWLG011G | ESe | Ex | CZ07 | cWtd | SWLG011-01 | ExAnte2020 | IOU workpaper | 2019-06-26 | Fixture | 1 |  | None | 0 | 0 | 0 | 62.8 | 0.0161 | -0.671 | [6 empty] | DEER:Indoor_Non-CFL_Ltg | Annual
Any | SWLG011G | ESe | Ex | CZ08 | cWtd | SWLG011-01 | ExAnte2020 | IOU workpaper | 2019-06-26 | Fixture | 1 |  | None | 0 | 0 | 0 | 64.6 | 0.0158 | -0.576 | [6 empty] | DEER:Indoor_Non-CFL_Ltg | Annual
Any | SWLG011G | ESe | Ex | CZ09 | cWtd | SWLG011-01 | ExAnte2020 | IOU workpaper | 2019-06-26 | Fixture | 1 |  | None | 0 | 0 | 0 | 64.6 | 0.0164 | -0.646 | [6 empty] | DEER:Indoor_Non-CFL_Ltg | Annual
Any | SWLG011G | ESe | Ex | CZ10 | cWtd | SWLG011-01 | ExAnte2020 | IOU workpaper | 2019-06-26 | Fixture | 1 |  | None | 0 | 0 | 0 | 64.6 | 0.0162 | -0.671 | [6 empty] | DEER:Indoor_Non-CFL_Ltg | Annual
Any | SWLG011G | ESe | Ex | CZ11 | cWtd | SWLG011-01 | ExAnte2020 | IOU workpaper | 2019-06-26 | Fixture | 1 |  | None | 0 | 0 | 0 | 63.4 | 0.0179 | -0.904 | [6 empty] | DEER:Indoor_Non-CFL_Ltg | Annual
Any | SWLG011G | ESe | Ex | CZ12 | cWtd | SWLG011-01 | ExAnte2020 | IOU workpaper | 2019-06-26 | Fixture | 1 |  | None | 0 | 0 | 0 | 62.8 | 0.0201 | -0.929 | [6 empty] | DEER:Indoor_Non-CFL_Ltg | Annual
Any | SWLG011G | ESe | Ex | CZ13 | cWtd | SWLG011-01 | ExAnte2020 | IOU workpaper | 2019-06-26 | Fixture | 1 |  | None | 0 | 0 | 0 | 64 | 0.0172 | -0.837 | [6 empty] | DEER:Indoor_Non-CFL_Ltg | Annual
Any | SWLG011G | ESe | Ex | CZ14 | cWtd | SWLG011-01 | ExAnte2020 | IOU workpaper | 2019-06-26 | Fixture | 1 |  | None | 0 | 0 | 0 | 64 | 0.016 | -0.824 | [6 empty] | DEER:Indoor_Non-CFL_Ltg | Annual
Any | SWLG011G | ESe | Ex | CZ15 | cWtd | SWLG011-01 | ExAnte2020 | IOU workpaper | 2019-06-26 | Fixture | 1 |  | None | 0 | 0 | 0 | 69.5 | 0.0183 | -0.315 | [6 empty] | DEER:Indoor_Non-CFL_Ltg | Annual
Any | SWLG011G | ESe | Ex | CZ16 | cWtd | SWLG011-01 | ExAnte2020 | IOU workpaper | 2019-06-26 | Fixture | 1 |  | None | 0 | 0 | 0 | 59.1 | 0.0192 | -1.14 | [6 empty] | DEER:Indoor_Non-CFL_Ltg | Annual
Any | SWLG011G | EUn | Ex | CZ01 | cWtd | SWLG011-01 | ExAnte2020 | IOU workpaper | 2019-06-26 | Fixture | 1 |  | None | 0 | 0 | 0 | 64.8 | 0.0184 | -1.95 | [6 empty] | DEER:Indoor_Non-CFL_Ltg | Annual
Any | SWLG011G | EUn | Ex | CZ02 | cWtd | SWLG011-01 | ExAnte2020 | IOU workpaper | 2019-06-26 | Fixture | 1 |  | None | 0 | 0 | 0 | 68.7 | 0.0204 | -1.29 | [6 empty] | DEER:Indoor_Non-CFL_Ltg | Annual
Any | SWLG011G | EUn | Ex | CZ03 | cWtd | SWLG011-01 | ExAnte2020 | IOU workpaper | 2019-06-26 | Fixture | 1 |  | None | 0 | 0 | 0 | 67.4 | 0.0204 | -1.48 | [6 empty] | DEER:Indoor_Non-CFL_Ltg | Annual
Any | SWLG011G | EUn | Ex | CZ04 | cWtd | SWLG011-01 | ExAnte2020 | IOU workpaper | 2019-06-26 | Fixture | 1 |  | None | 0 | 0 | 0 | 69.4 | 0.0204 | -1.14 | [6 empty] | DEER:Indoor_Non-CFL_Ltg | Annual
Any | SWLG011G | EUn | Ex | CZ05 | cWtd | SWLG011-01 | ExAnte2020 | IOU workpaper | 2019-06-26 | Fixture | 1 |  | None | 0 | 0 | 0 | 67.4 | 0.0196 | -1.45 | [6 empty] | DEER:Indoor_Non-CFL_Ltg | Annual
Any | SWLG011G | EUn | Ex | CZ06 | cWtd | SWLG011-01 | ExAnte2020 | IOU workpaper | 2019-06-26 | Fixture | 1 |  | None | 0 | 0 | 0 | 71.4 | 0.0208 | -0.912 | [6 empty] | DEER:Indoor_Non-CFL_Ltg | Annual
Any | SWLG011G | EUn | Ex | CZ07 | cWtd | SWLG011-01 | ExAnte2020 | IOU workpaper | 2019-06-26 | Fixture | 1 |  | None | 0 | 0 | 0 | 70.7 | 0.0211 | -0.925 | [6 empty] | DEER:Indoor_Non-CFL_Ltg | Annual
Any | SWLG011G | EUn | Ex | CZ08 | cWtd | SWLG011-01 | ExAnte2020 | IOU workpaper | 2019-06-26 | Fixture | 1 |  | None | 0 | 0 | 0 | 71.4 | 0.0208 | -0.786 | [6 empty] | DEER:Indoor_Non-CFL_Ltg | Annual
Any | SWLG011G | EUn | Ex | CZ09 | cWtd | SWLG011-01 | ExAnte2020 | IOU workpaper | 2019-06-26 | Fixture | 1 |  | None | 0 | 0 | 0 | 71.4 | 0.0216 | -0.826 | [6 empty] | DEER:Indoor_Non-CFL_Ltg | Annual
Any | SWLG011G | EUn | Ex | CZ10 | cWtd | SWLG011-01 | ExAnte2020 | IOU workpaper | 2019-06-26 | Fixture | 1 |  | None | 0 | 0 | 0 | 71.4 | 0.0211 | -0.846 | [6 empty] | DEER:Indoor_Non-CFL_Ltg | Annual
Any | SWLG011G | EUn | Ex | CZ11 | cWtd | SWLG011-01 | ExAnte2020 | IOU workpaper | 2019-06-26 | Fixture | 1 |  | None | 0 | 0 | 0 | 70.1 | 0.0208 | -1.02 | [6 empty] | DEER:Indoor_Non-CFL_Ltg | Annual
Any | SWLG011G | EUn | Ex | CZ12 | cWtd | SWLG011-01 | ExAnte2020 | IOU workpaper | 2019-06-26 | Fixture | 1 |  | None | 0 | 0 | 0 | 70.1 | 0.0208 | -1.1 | [6 empty] | DEER:Indoor_Non-CFL_Ltg | Annual
Any | SWLG011G | EUn | Ex | CZ13 | cWtd | SWLG011-01 | ExAnte2020 | IOU workpaper | 2019-06-26 | Fixture | 1 |  | None | 0 | 0 | 0 | 70.7 | 0.021 | -0.965 | [6 empty] | DEER:Indoor_Non-CFL_Ltg | Annual
Any | SWLG011G | EUn | Ex | CZ14 | cWtd | SWLG011-01 | ExAnte2020 | IOU workpaper | 2019-06-26 | Fixture | 1 |  | None | 0 | 0 | 0 | 70.7 | 0.023 | -1.04 | [6 empty] | DEER:Indoor_Non-CFL_Ltg | Annual
Any | SWLG011G | EUn | Ex | CZ15 | cWtd | SWLG011-01 | ExAnte2020 | IOU workpaper | 2019-06-26 | Fixture | 1 |  | None | 0 | 0 | 0 | 75.3 | 0.0215 | -0.406 | [6 empty] | DEER:Indoor_Non-CFL_Ltg | Annual
Any | SWLG011G | EUn | Ex | CZ16 | cWtd | SWLG011-01 | ExAnte2020 | IOU workpaper | 2019-06-26 | Fixture | 1 |  | None | 0 | 0 | 0 | 66.7 | 0.0201 | -1.52 | [6 empty] | DEER:Indoor_Non-CFL_Ltg | Annual
Any | SWLG011G | Gro | Ex | CZ01 | cWtd | SWLG011-01 | ExAnte2020 | IOU workpaper | 2019-06-26 | Fixture | 1 |  | None | 0 | 0 | 0 | 143 | 0.0238 | -2.47 | [6 empty] | DEER:Indoor_Non-CFL_Ltg | Annual
Any | SWLG011G | Gro | Ex | CZ02 | cWtd | SWLG011-01 | ExAnte2020 | IOU workpaper | 2019-06-26 | Fixture | 1 |  | None | 0 | 0 | 0 | 149 | 0.0282 | -1.9 | [6 empty] | DEER:Indoor_Non-CFL_Ltg | Annual
Any | SWLG011G | Gro | Ex | CZ03 | cWtd | SWLG011-01 | ExAnte2020 | IOU workpaper | 2019-06-26 | Fixture | 1 |  | None | 0 | 0 | 0 | 146 | 0.0264 | -2.15 | [6 empty] | DEER:Indoor_Non-CFL_Ltg | Annual
Any | SWLG011G | Gro | Ex | CZ04 | cWtd | SWLG011-01 | ExAnte2020 | IOU workpaper | 2019-06-26 | Fixture | 1 |  | None | 0 | 0 | 0 | 149 | 0.0273 | -1.84 | [6 empty] | DEER:Indoor_Non-CFL_Ltg | Annual
Any | SWLG011G | Gro | Ex | CZ05 | cWtd | SWLG011-01 | ExAnte2020 | IOU workpaper | 2019-06-26 | Fixture | 1 |  | None | 0 | 0 | 0 | 145 | 0.0259 | -2.19 | [6 empty] | DEER:Indoor_Non-CFL_Ltg | Annual
Any | SWLG011G | Gro | Ex | CZ06 | cWtd | SWLG011-01 | ExAnte2020 | IOU workpaper | 2019-06-26 | Fixture | 1 |  | None | 0 | 0 | 0 | 146 | 0.0271 | -1.97 | [6 empty] | DEER:Indoor_Non-CFL_Ltg | Annual
Any | SWLG011G | Gro | Ex | CZ07 | cWtd | SWLG011-01 | ExAnte2020 | IOU workpaper | 2019-06-26 | Fixture | 1 |  | None | 0 | 0 | 0 | 146 | 0.0264 | -1.99 | [6 empty] | DEER:Indoor_Non-CFL_Ltg | Annual
Any | SWLG011G | Gro | Ex | CZ08 | cWtd | SWLG011-01 | ExAnte2020 | IOU workpaper | 2019-06-26 | Fixture | 1 |  | None | 0 | 0 | 0 | 149 | 0.0271 | -1.77 | [6 empty] | DEER:Indoor_Non-CFL_Ltg | Annual
Any | SWLG011G | Gro | Ex | CZ09 | cWtd | SWLG011-01 | ExAnte2020 | IOU workpaper | 2019-06-26 | Fixture | 1 |  | None | 0 | 0 | 0 | 149 | 0.0278 | -1.75 | [6 empty] | DEER:Indoor_Non-CFL_Ltg | Annual
Any | SWLG011G | Gro | Ex | CZ10 | cWtd | SWLG011-01 | ExAnte2020 | IOU workpaper | 2019-06-26 | Fixture | 1 |  | None | 0 | 0 | 0 | 151 | 0.028 | -1.77 | [6 empty] | DEER:Indoor_Non-CFL_Ltg | Annual
Any | SWLG011G | Gro | Ex | CZ11 | cWtd | SWLG011-01 | ExAnte2020 | IOU workpaper | 2019-06-26 | Fixture | 1 |  | None | 0 | 0 | 0 | 153 | 0.0289 | -1.56 | [6 empty] | DEER:Indoor_Non-CFL_Ltg | Annual
Any | SWLG011G | Gro | Ex | CZ12 | cWtd | SWLG011-01 | ExAnte2020 | IOU workpaper | 2019-06-26 | Fixture | 1 |  | None | 0 | 0 | 0 | 151 | 0.0287 | -1.7 | [6 empty] | DEER:Indoor_Non-CFL_Ltg | Annual
Any | SWLG011G | Gro | Ex | CZ13 | cWtd | SWLG011-01 | ExAnte2020 | IOU workpaper | 2019-06-26 | Fixture | 1 |  | None | 0 | 0 | 0 | 153 | 0.028 | -1.48 | [6 empty] | DEER:Indoor_Non-CFL_Ltg | Annual
Any | SWLG011G | Gro | Ex | CZ14 | cWtd | SWLG011-01 | ExAnte2020 | IOU workpaper | 2019-06-26 | Fixture | 1 |  | None | 0 | 0 | 0 | 152 | 0.0282 | -1.81 | [6 empty] | DEER:Indoor_Non-CFL_Ltg | Annual
Any | SWLG011G | Gro | Ex | CZ15 | cWtd | SWLG011-01 | ExAnte2020 | IOU workpaper | 2019-06-26 | Fixture | 1 |  | None | 0 | 0 | 0 | 161 | 0.0287 | -1.02 | [6 empty] | DEER:Indoor_Non-CFL_Ltg | Annual
Any | SWLG011G | Gro | Ex | CZ16 | cWtd | SWLG011-01 | ExAnte2020 | IOU workpaper | 2019-06-26 | Fixture | 1 |  | None | 0 | 0 | 0 | 142 | 0.0273 | -2.37 | [6 empty] | DEER:Indoor_Non-CFL_Ltg | Annual
Any | SWLG011G | Hsp | Ex | CZ01 | cWtd | SWLG011-01 | ExAnte2020 | IOU workpaper | 2019-06-26 | Fixture | 1 |  | None | 0 | 0 | 0 | 153 | 0.0223 | -4.41 | [6 empty] | DEER:Indoor_Non-CFL_Ltg | Annual
Any | SWLG011G | Hsp | Ex | CZ02 | cWtd | SWLG011-01 | ExAnte2020 | IOU workpaper | 2019-06-26 | Fixture | 1 |  | None | 0 | 0 | 0 | 165 | 0.0261 | -2.81 | [6 empty] | DEER:Indoor_Non-CFL_Ltg | Annual
Any | SWLG011G | Hsp | Ex | CZ03 | cWtd | SWLG011-01 | ExAnte2020 | IOU workpaper | 2019-06-26 | Fixture | 1 |  | None | 0 | 0 | 0 | 162 | 0.0252 | -2.67 | [6 empty] | DEER:Indoor_Non-CFL_Ltg | Annual
Any | SWLG011G | Hsp | Ex | CZ04 | cWtd | SWLG011-01 | ExAnte2020 | IOU workpaper | 2019-06-26 | Fixture | 1 |  | None | 0 | 0 | 0 | 168 | 0.0255 | -2.3 | [6 empty] | DEER:Indoor_Non-CFL_Ltg | Annual
Any | SWLG011G | Hsp | Ex | CZ05 | cWtd | SWLG011-01 | ExAnte2020 | IOU workpaper | 2019-06-26 | Fixture | 1 |  | None | 0 | 0 | 0 | 162 | 0.024 | -2.83 | [6 empty] | DEER:Indoor_Non-CFL_Ltg | Annual
Any | SWLG011G | Hsp | Ex | CZ06 | cWtd | SWLG011-01 | ExAnte2020 | IOU workpaper | 2019-06-26 | Fixture | 1 |  | None | 0 | 0 | 0 | 173 | 0.0271 | -1.48 | [6 empty] | DEER:Indoor_Non-CFL_Ltg | Annual
Any | SWLG011G | Hsp | Ex | CZ07 | cWtd | SWLG011-01 | ExAnte2020 | IOU workpaper | 2019-06-26 | Fixture | 1 |  | None | 0 | 0 | 0 | 175 | 0.0257 | -1.05 | [6 empty] | DEER:Indoor_Non-CFL_Ltg | Annual
Any | SWLG011G | Hsp | Ex | CZ08 | cWtd | SWLG011-01 | ExAnte2020 | IOU workpaper | 2019-06-26 | Fixture | 1 |  | None | 0 | 0 | 0 | 175 | 0.0259 | -1.26 | [6 empty] | DEER:Indoor_Non-CFL_Ltg | Annual
Any | SWLG011G | Hsp | Ex | CZ09 | cWtd | SWLG011-01 | ExAnte2020 | IOU workpaper | 2019-06-26 | Fixture | 1 |  | None | 0 | 0 | 0 | 175 | 0.0267 | -1.51 | [6 empty] | DEER:Indoor_Non-CFL_Ltg | Annual
Any | SWLG011G | Hsp | Ex | CZ10 | cWtd | SWLG011-01 | ExAnte2020 | IOU workpaper | 2019-06-26 | Fixture | 1 |  | None | 0 | 0 | 0 | 175 | 0.0271 | -1.61 | [6 empty] | DEER:Indoor_Non-CFL_Ltg | Annual
Any | SWLG011G | Hsp | Ex | CZ11 | cWtd | SWLG011-01 | ExAnte2020 | IOU workpaper | 2019-06-26 | Fixture | 1 |  | None | 0 | 0 | 0 | 172 | 0.0259 | -2.37 | [6 empty] | DEER:Indoor_Non-CFL_Ltg | Annual
Any | SWLG011G | Hsp | Ex | CZ12 | cWtd | SWLG011-01 | ExAnte2020 | IOU workpaper | 2019-06-26 | Fixture | 1 |  | None | 0 | 0 | 0 | 170 | 0.0259 | -2.42 | [6 empty] | DEER:Indoor_Non-CFL_Ltg | Annual
Any | SWLG011G | Hsp | Ex | CZ13 | cWtd | SWLG011-01 | ExAnte2020 | IOU workpaper | 2019-06-26 | Fixture | 1 |  | None | 0 | 0 | 0 | 173 | 0.0259 | -2.22 | [6 empty] | DEER:Indoor_Non-CFL_Ltg | Annual
Any | SWLG011G | Hsp | Ex | CZ14 | cWtd | SWLG011-01 | ExAnte2020 | IOU workpaper | 2019-06-26 | Fixture | 1 |  | None | 0 | 0 | 0 | 172 | 0.0261 | -2.25 | [6 empty] | DEER:Indoor_Non-CFL_Ltg | Annual
Any | SWLG011G | Hsp | Ex | CZ15 | cWtd | SWLG011-01 | ExAnte2020 | IOU workpaper | 2019-06-26 | Fixture | 1 |  | None | 0 | 0 | 0 | 187 | 0.0265 | -0.849 | [6 empty] | DEER:Indoor_Non-CFL_Ltg | Annual
Any | SWLG011G | Hsp | Ex | CZ16 | cWtd | SWLG011-01 | ExAnte2020 | IOU workpaper | 2019-06-26 | Fixture | 1 |  | None | 0 | 0 | 0 | 162 | 0.0257 | -3.11 | [6 empty] | DEER:Indoor_Non-CFL_Ltg | Annual
Any | SWLG011G | Htl | Ex | CZ01 | cWtd | SWLG011-01 | ExAnte2020 | IOU workpaper | 2019-06-26 | Fixture | 1 |  | None | 0 | 0 | 0 | 119 | 0.0192 | -2.54 | [6 empty] | DEER:Indoor_Non-CFL_Ltg | Annual
Any | SWLG011G | Htl | Ex | CZ02 | cWtd | SWLG011-01 | ExAnte2020 | IOU workpaper | 2019-06-26 | Fixture | 1 |  | None | 0 | 0 | 0 | 134 | 0.0219 | -1.83 | [6 empty] | DEER:Indoor_Non-CFL_Ltg | Annual
Any | SWLG011G | Htl | Ex | CZ03 | cWtd | SWLG011-01 | ExAnte2020 | IOU workpaper | 2019-06-26 | Fixture | 1 |  | None | 0 | 0 | 0 | 133 | 0.0216 | -1.92 | [6 empty] | DEER:Indoor_Non-CFL_Ltg | Annual
Any | SWLG011G | Htl | Ex | CZ04 | cWtd | SWLG011-01 | ExAnte2020 | IOU workpaper | 2019-06-26 | Fixture | 1 |  | None | 0 | 0 | 0 | 137 | 0.0214 | -1.46 | [6 empty] | DEER:Indoor_Non-CFL_Ltg | Annual
Any | SWLG011G | Htl | Ex | CZ05 | cWtd | SWLG011-01 | ExAnte2020 | IOU workpaper | 2019-06-26 | Fixture | 1 |  | None | 0 | 0 | 0 | 131 | 0.0207 | -1.98 | [6 empty] | DEER:Indoor_Non-CFL_Ltg | Annual
Any | SWLG011G | Htl | Ex | CZ06 | cWtd | SWLG011-01 | ExAnte2020 | IOU workpaper | 2019-06-26 | Fixture | 1 |  | None | 0 | 0 | 0 | 149 | 0.0224 | -1.04 | [6 empty] | DEER:Indoor_Non-CFL_Ltg | Annual
Any | SWLG011G | Htl | Ex | CZ07 | cWtd | SWLG011-01 | ExAnte2020 | IOU workpaper | 2019-06-26 | Fixture | 1 |  | None | 0 | 0 | 0 | 152 | 0.0223 | -0.923 | [6 empty] | DEER:Indoor_Non-CFL_Ltg | Annual
Any | SWLG011G | Htl | Ex | CZ08 | cWtd | SWLG011-01 | ExAnte2020 | IOU workpaper | 2019-06-26 | Fixture | 1 |  | None | 0 | 0 | 0 | 153 | 0.0221 | -0.911 | [6 empty] | DEER:Indoor_Non-CFL_Ltg | Annual
Any | SWLG011G | Htl | Ex | CZ09 | cWtd | SWLG011-01 | ExAnte2020 | IOU workpaper | 2019-06-26 | Fixture | 1 |  | None | 0 | 0 | 0 | 150 | 0.023 | -1.05 | [6 empty] | DEER:Indoor_Non-CFL_Ltg | Annual
Any | SWLG011G | Htl | Ex | CZ10 | cWtd | SWLG011-01 | ExAnte2020 | IOU workpaper | 2019-06-26 | Fixture | 1 |  | None | 0 | 0 | 0 | 149 | 0.0232 | -1.09 | [6 empty] | DEER:Indoor_Non-CFL_Ltg | Annual
Any | SWLG011G | Htl | Ex | CZ11 | cWtd | SWLG011-01 | ExAnte2020 | IOU workpaper | 2019-06-26 | Fixture | 1 |  | None | 0 | 0 | 0 | 139 | 0.0219 | -1.8 | [6 empty] | DEER:Indoor_Non-CFL_Ltg | Annual
Any | SWLG011G | Htl | Ex | CZ12 | cWtd | SWLG011-01 | ExAnte2020 | IOU workpaper | 2019-06-26 | Fixture | 1 |  | None | 0 | 0 | 0 | 137 | 0.0219 | -1.74 | [6 empty] | DEER:Indoor_Non-CFL_Ltg | Annual
Any | SWLG011G | Htl | Ex | CZ13 | cWtd | SWLG011-01 | ExAnte2020 | IOU workpaper | 2019-06-26 | Fixture | 1 |  | None | 0 | 0 | 0 | 139 | 0.0217 | -1.59 | [6 empty] | DEER:Indoor_Non-CFL_Ltg | Annual
Any | SWLG011G | Htl | Ex | CZ14 | cWtd | SWLG011-01 | ExAnte2020 | IOU workpaper | 2019-06-26 | Fixture | 1 |  | None | 0 | 0 | 0 | 142 | 0.0223 | -1.24 | [6 empty] | DEER:Indoor_Non-CFL_Ltg | Annual
Any | SWLG011G | Htl | Ex | CZ15 | cWtd | SWLG011-01 | ExAnte2020 | IOU workpaper | 2019-06-26 | Fixture | 1 |  | None | 0 | 0 | 0 | 162 | 0.0232 | -0.642 | [6 empty] | DEER:Indoor_Non-CFL_Ltg | Annual
Any | SWLG011G | Htl | Ex | CZ16 | cWtd | SWLG011-01 | ExAnte2020 | IOU workpaper | 2019-06-26 | Fixture | 1 |  | None | 0 | 0 | 0 | 128 | 0.0219 | -1.76 | [6 empty] | DEER:Indoor_Non-CFL_Ltg | Annual
Any | SWLG011G | MBT | Ex | CZ01 | cWtd | SWLG011-01 | ExAnte2020 | IOU workpaper | 2019-06-26 | Fixture | 1 |  | None | 0 | 0 | 0 | 72.4 | 0.00812 | -0.704 | [6 empty] | DEER:Indoor_Non-CFL_Ltg | Annual
Any | SWLG011G | MBT | Ex | CZ02 | cWtd | SWLG011-01 | ExAnte2020 | IOU workpaper | 2019-06-26 | Fixture | 1 |  | None | 0 | 0 | 0 | 76.9 | 0.00933 | -0.394 | [6 empty] | DEER:Indoor_Non-CFL_Ltg | Annual
Any | SWLG011G | MBT | Ex | CZ03 | cWtd | SWLG011-01 | ExAnte2020 | IOU workpaper | 2019-06-26 | Fixture | 1 |  | None | 0 | 0 | 0 | 76.9 | 0.0091 | -0.312 | [6 empty] | DEER:Indoor_Non-CFL_Ltg | Annual
Any | SWLG011G | MBT | Ex | CZ04 | cWtd | SWLG011-01 | ExAnte2020 | IOU workpaper | 2019-06-26 | Fixture | 1 |  | None | 0 | 0 | 0 | 78.4 | 0.00933 | -0.258 | [6 empty] | DEER:Indoor_Non-CFL_Ltg | Annual
Any | SWLG011G | MBT | Ex | CZ05 | cWtd | SWLG011-01 | ExAnte2020 | IOU workpaper | 2019-06-26 | Fixture | 1 |  | None | 0 | 0 | 0 | 76.9 | 0.00925 | -0.33 | [6 empty] | DEER:Indoor_Non-CFL_Ltg | Annual
Any | SWLG011G | MBT | Ex | CZ06 | cWtd | SWLG011-01 | ExAnte2020 | IOU workpaper | 2019-06-26 | Fixture | 1 |  | None | 0 | 0 | 0 | 80.7 | 0.00978 | -0.179 | [6 empty] | DEER:Indoor_Non-CFL_Ltg | Annual
Any | SWLG011G | MBT | Ex | CZ07 | cWtd | SWLG011-01 | ExAnte2020 | IOU workpaper | 2019-06-26 | Fixture | 1 |  | None | 0 | 0 | 0 | 81.4 | 0.00985 | -0.121 | [6 empty] | DEER:Indoor_Non-CFL_Ltg | Annual
Any | SWLG011G | MBT | Ex | CZ08 | cWtd | SWLG011-01 | ExAnte2020 | IOU workpaper | 2019-06-26 | Fixture | 1 |  | None | 0 | 0 | 0 | 82.2 | 0.00978 | -0.149 | [6 empty] | DEER:Indoor_Non-CFL_Ltg | Annual
Any | SWLG011G | MBT | Ex | CZ09 | cWtd | SWLG011-01 | ExAnte2020 | IOU workpaper | 2019-06-26 | Fixture | 1 |  | None | 0 | 0 | 0 | 81.4 | 0.0102 | -0.183 | [6 empty] | DEER:Indoor_Non-CFL_Ltg | Annual
Any | SWLG011G | MBT | Ex | CZ10 | cWtd | SWLG011-01 | ExAnte2020 | IOU workpaper | 2019-06-26 | Fixture | 1 |  | None | 0 | 0 | 0 | 82.2 | 0.0102 | -0.147 | [6 empty] | DEER:Indoor_Non-CFL_Ltg | Annual
Any | SWLG011G | MBT | Ex | CZ11 | cWtd | SWLG011-01 | ExAnte2020 | IOU workpaper | 2019-06-26 | Fixture | 1 |  | None | 0 | 0 | 0 | 78.4 | 0.0094 | -0.401 | [6 empty] | DEER:Indoor_Non-CFL_Ltg | Annual
Any | SWLG011G | MBT | Ex | CZ12 | cWtd | SWLG011-01 | ExAnte2020 | IOU workpaper | 2019-06-26 | Fixture | 1 |  | None | 0 | 0 | 0 | 77.7 | 0.00933 | -0.38 | [6 empty] | DEER:Indoor_Non-CFL_Ltg | Annual
Any | SWLG011G | MBT | Ex | CZ13 | cWtd | SWLG011-01 | ExAnte2020 | IOU workpaper | 2019-06-26 | Fixture | 1 |  | None | 0 | 0 | 0 | 78.4 | 0.00925 | -0.344 | [6 empty] | DEER:Indoor_Non-CFL_Ltg | Annual
Any | SWLG011G | MBT | Ex | CZ14 | cWtd | SWLG011-01 | ExAnte2020 | IOU workpaper | 2019-06-26 | Fixture | 1 |  | None | 0 | 0 | 0 | 79.9 | 0.0101 | -0.385 | [6 empty] | DEER:Indoor_Non-CFL_Ltg | Annual
Any | SWLG011G | MBT | Ex | CZ15 | cWtd | SWLG011-01 | ExAnte2020 | IOU workpaper | 2019-06-26 | Fixture | 1 |  | None | 0 | 0 | 0 | 85.9 | 0.01 | -0.059 | [6 empty] | DEER:Indoor_Non-CFL_Ltg | Annual
Any | SWLG011G | MBT | Ex | CZ16 | cWtd | SWLG011-01 | ExAnte2020 | IOU workpaper | 2019-06-26 | Fixture | 1 |  | None | 0 | 0 | 0 | 75.4 | 0.00955 | -0.896 | [6 empty] | DEER:Indoor_Non-CFL_Ltg | Annual
Any | SWLG011G | MLI | Ex | CZ01 | cWtd | SWLG011-01 | ExAnte2020 | IOU workpaper | 2019-06-26 | Fixture | 1 |  | None | 0 | 0 | 0 | 69.7 | 0.00888 | -1.3 | [6 empty] | DEER:Indoor_Non-CFL_Ltg | Annual
Any | SWLG011G | MLI | Ex | CZ02 | cWtd | SWLG011-01 | ExAnte2020 | IOU workpaper | 2019-06-26 | Fixture | 1 |  | None | 0 | 0 | 0 | 74.2 | 0.00972 | -0.817 | [6 empty] | DEER:Indoor_Non-CFL_Ltg | Annual
Any | SWLG011G | MLI | Ex | CZ03 | cWtd | SWLG011-01 | ExAnte2020 | IOU workpaper | 2019-06-26 | Fixture | 1 |  | None | 0 | 0 | 0 | 73.5 | 0.00972 | -0.832 | [6 empty] | DEER:Indoor_Non-CFL_Ltg | Annual
Any | SWLG011G | MLI | Ex | CZ04 | cWtd | SWLG011-01 | ExAnte2020 | IOU workpaper | 2019-06-26 | Fixture | 1 |  | None | 0 | 0 | 0 | 75 | 0.00972 | -0.666 | [6 empty] | DEER:Indoor_Non-CFL_Ltg | Annual
Any | SWLG011G | MLI | Ex | CZ05 | cWtd | SWLG011-01 | ExAnte2020 | IOU workpaper | 2019-06-26 | Fixture | 1 |  | None | 0 | 0 | 0 | 73.5 | 0.00939 | -0.825 | [6 empty] | DEER:Indoor_Non-CFL_Ltg | Annual
Any | SWLG011G | MLI | Ex | CZ06 | cWtd | SWLG011-01 | ExAnte2020 | IOU workpaper | 2019-06-26 | Fixture | 1 |  | None | 0 | 0 | 0 | 78 | 0.00997 | -0.417 | [6 empty] | DEER:Indoor_Non-CFL_Ltg | Annual
Any | SWLG011G | MLI | Ex | CZ07 | cWtd | SWLG011-01 | ExAnte2020 | IOU workpaper | 2019-06-26 | Fixture | 1 |  | None | 0 | 0 | 0 | 77.2 | 0.0101 | -0.358 | [6 empty] | DEER:Indoor_Non-CFL_Ltg | Annual
Any | SWLG011G | MLI | Ex | CZ08 | cWtd | SWLG011-01 | ExAnte2020 | IOU workpaper | 2019-06-26 | Fixture | 1 |  | None | 0 | 0 | 0 | 78.7 | 0.00997 | -0.382 | [6 empty] | DEER:Indoor_Non-CFL_Ltg | Annual
Any | SWLG011G | MLI | Ex | CZ09 | cWtd | SWLG011-01 | ExAnte2020 | IOU workpaper | 2019-06-26 | Fixture | 1 |  | None | 0 | 0 | 0 | 78 | 0.0101 | -0.435 | [6 empty] | DEER:Indoor_Non-CFL_Ltg | Annual
Any | SWLG011G | MLI | Ex | CZ10 | cWtd | SWLG011-01 | ExAnte2020 | IOU workpaper | 2019-06-26 | Fixture | 1 |  | None | 0 | 0 | 0 | 78 | 0.0102 | -0.435 | [6 empty] | DEER:Indoor_Non-CFL_Ltg | Annual
Any | SWLG011G | MLI | Ex | CZ11 | cWtd | SWLG011-01 | ExAnte2020 | IOU workpaper | 2019-06-26 | Fixture | 1 |  | None | 0 | 0 | 0 | 75.7 | 0.0101 | -0.702 | [6 empty] | DEER:Indoor_Non-CFL_Ltg | Annual
Any | SWLG011G | MLI | Ex | CZ12 | cWtd | SWLG011-01 | ExAnte2020 | IOU workpaper | 2019-06-26 | Fixture | 1 |  | None | 0 | 0 | 0 | 75 | 0.00981 | -0.723 | [6 empty] | DEER:Indoor_Non-CFL_Ltg | Annual
Any | SWLG011G | MLI | Ex | CZ13 | cWtd | SWLG011-01 | ExAnte2020 | IOU workpaper | 2019-06-26 | Fixture | 1 |  | None | 0 | 0 | 0 | 76.5 | 0.00964 | -0.634 | [6 empty] | DEER:Indoor_Non-CFL_Ltg | Annual
Any | SWLG011G | MLI | Ex | CZ14 | cWtd | SWLG011-01 | ExAnte2020 | IOU workpaper | 2019-06-26 | Fixture | 1 |  | None | 0 | 0 | 0 | 77.2 | 0.0102 | -0.679 | [6 empty] | DEER:Indoor_Non-CFL_Ltg | Annual
Any | SWLG011G | MLI | Ex | CZ15 | cWtd | SWLG011-01 | ExAnte2020 | IOU workpaper | 2019-06-26 | Fixture | 1 |  | None | 0 | 0 | 0 | 83.2 | 0.0105 | -0.184 | [6 empty] | DEER:Indoor_Non-CFL_Ltg | Annual
Any | SWLG011G | MLI | Ex | CZ16 | cWtd | SWLG011-01 | ExAnte2020 | IOU workpaper | 2019-06-26 | Fixture | 1 |  | None | 0 | 0 | 0 | 72.7 | 0.00989 | -1.09 | [6 empty] | DEER:Indoor_Non-CFL_Ltg | Annual
Any | SWLG011G | Mtl | Ex | CZ01 | cWtd | SWLG011-01 | ExAnte2020 | IOU workpaper | 2019-06-26 | Fixture | 1 |  | None | 0 | 0 | 0 | 90.5 | 0.0149 | -1.58 | [6 empty] | DEER:Indoor_Non-CFL_Ltg | Annual
Any | SWLG011G | Mtl | Ex | CZ02 | cWtd | SWLG011-01 | ExAnte2020 | IOU workpaper | 2019-06-26 | Fixture | 1 |  | None | 0 | 0 | 0 | 102 | 0.016 | -1.08 | [6 empty] | DEER:Indoor_Non-CFL_Ltg | Annual
Any | SWLG011G | Mtl | Ex | CZ03 | cWtd | SWLG011-01 | ExAnte2020 | IOU workpaper | 2019-06-26 | Fixture | 1 |  | None | 0 | 0 | 0 | 101 | 0.0159 | -1.06 | [6 empty] | DEER:Indoor_Non-CFL_Ltg | Annual
Any | SWLG011G | Mtl | Ex | CZ04 | cWtd | SWLG011-01 | ExAnte2020 | IOU workpaper | 2019-06-26 | Fixture | 1 |  | None | 0 | 0 | 0 | 106 | 0.0159 | -0.875 | [6 empty] | DEER:Indoor_Non-CFL_Ltg | Annual
Any | SWLG011G | Mtl | Ex | CZ05 | cWtd | SWLG011-01 | ExAnte2020 | IOU workpaper | 2019-06-26 | Fixture | 1 |  | None | 0 | 0 | 0 | 99.5 | 0.0153 | -1.17 | [6 empty] | DEER:Indoor_Non-CFL_Ltg | Annual
Any | SWLG011G | Mtl | Ex | CZ06 | cWtd | SWLG011-01 | ExAnte2020 | IOU workpaper | 2019-06-26 | Fixture | 1 |  | None | 0 | 0 | 0 | 117 | 0.0165 | -0.407 | [6 empty] | DEER:Indoor_Non-CFL_Ltg | Annual
Any | SWLG011G | Mtl | Ex | CZ07 | cWtd | SWLG011-01 | ExAnte2020 | IOU workpaper | 2019-06-26 | Fixture | 1 |  | None | 0 | 0 | 0 | 121 | 0.0164 | -0.254 | [6 empty] | DEER:Indoor_Non-CFL_Ltg | Annual
Any | SWLG011G | Mtl | Ex | CZ08 | cWtd | SWLG011-01 | ExAnte2020 | IOU workpaper | 2019-06-26 | Fixture | 1 |  | None | 0 | 0 | 0 | 121 | 0.0164 | -0.357 | [6 empty] | DEER:Indoor_Non-CFL_Ltg | Annual
Any | SWLG011G | Mtl | Ex | CZ09 | cWtd | SWLG011-01 | ExAnte2020 | IOU workpaper | 2019-06-26 | Fixture | 1 |  | None | 0 | 0 | 0 | 117 | 0.0169 | -0.405 | [6 empty] | DEER:Indoor_Non-CFL_Ltg | Annual
Any | SWLG011G | Mtl | Ex | CZ10 | cWtd | SWLG011-01 | ExAnte2020 | IOU workpaper | 2019-06-26 | Fixture | 1 |  | None | 0 | 0 | 0 | 115 | 0.0168 | -0.505 | [6 empty] | DEER:Indoor_Non-CFL_Ltg | Annual
Any | SWLG011G | Mtl | Ex | CZ11 | cWtd | SWLG011-01 | ExAnte2020 | IOU workpaper | 2019-06-26 | Fixture | 1 |  | None | 0 | 0 | 0 | 107 | 0.0161 | -0.835 | [6 empty] | DEER:Indoor_Non-CFL_Ltg | Annual
Any | SWLG011G | Mtl | Ex | CZ12 | cWtd | SWLG011-01 | ExAnte2020 | IOU workpaper | 2019-06-26 | Fixture | 1 |  | None | 0 | 0 | 0 | 106 | 0.016 | -0.868 | [6 empty] | DEER:Indoor_Non-CFL_Ltg | Annual
Any | SWLG011G | Mtl | Ex | CZ13 | cWtd | SWLG011-01 | ExAnte2020 | IOU workpaper | 2019-06-26 | Fixture | 1 |  | None | 0 | 0 | 0 | 110 | 0.016 | -0.772 | [6 empty] | DEER:Indoor_Non-CFL_Ltg | Annual
Any | SWLG011G | Mtl | Ex | CZ14 | cWtd | SWLG011-01 | ExAnte2020 | IOU workpaper | 2019-06-26 | Fixture | 1 |  | None | 0 | 0 | 0 | 110 | 0.0167 | -0.693 | [6 empty] | DEER:Indoor_Non-CFL_Ltg | Annual
Any | SWLG011G | Mtl | Ex | CZ15 | cWtd | SWLG011-01 | ExAnte2020 | IOU workpaper | 2019-06-26 | Fixture | 1 |  | None | 0 | 0 | 0 | 125 | 0.0169 | -0.205 | [6 empty] | DEER:Indoor_Non-CFL_Ltg | Annual
Any | SWLG011G | Mtl | Ex | CZ16 | cWtd | SWLG011-01 | ExAnte2020 | IOU workpaper | 2019-06-26 | Fixture | 1 |  | None | 0 | 0 | 0 | 97.2 | 0.0163 | -1.04 | [6 empty] | DEER:Indoor_Non-CFL_Ltg | Annual
Any | SWLG011G | Nrs | Ex | CZ01 | cWtd | SWLG011-01 | ExAnte2020 | IOU workpaper | 2019-06-26 | Fixture | 1 |  | None | 0 | 0 | 0 | 99.3 | 0.0199 | -1.98 | [6 empty] | DEER:Indoor_Non-CFL_Ltg | Annual
Any | SWLG011G | Nrs | Ex | CZ02 | cWtd | SWLG011-01 | ExAnte2020 | IOU workpaper | 2019-06-26 | Fixture | 1 |  | None | 0 | 0 | 0 | 106 | 0.0218 | -1.34 | [6 empty] | DEER:Indoor_Non-CFL_Ltg | Annual
Any | SWLG011G | Nrs | Ex | CZ03 | cWtd | SWLG011-01 | ExAnte2020 | IOU workpaper | 2019-06-26 | Fixture | 1 |  | None | 0 | 0 | 0 | 105 | 0.0214 | -1.28 | [6 empty] | DEER:Indoor_Non-CFL_Ltg | Annual
Any | SWLG011G | Nrs | Ex | CZ04 | cWtd | SWLG011-01 | ExAnte2020 | IOU workpaper | 2019-06-26 | Fixture | 1 |  | None | 0 | 0 | 0 | 108 | 0.0218 | -1.05 | [6 empty] | DEER:Indoor_Non-CFL_Ltg | Annual
Any | SWLG011G | Nrs | Ex | CZ05 | cWtd | SWLG011-01 | ExAnte2020 | IOU workpaper | 2019-06-26 | Fixture | 1 |  | None | 0 | 0 | 0 | 105 | 0.0207 | -1.32 | [6 empty] | DEER:Indoor_Non-CFL_Ltg | Annual
Any | SWLG011G | Nrs | Ex | CZ06 | cWtd | SWLG011-01 | ExAnte2020 | IOU workpaper | 2019-06-26 | Fixture | 1 |  | None | 0 | 0 | 0 | 114 | 0.0228 | -0.692 | [6 empty] | DEER:Indoor_Non-CFL_Ltg | Annual
Any | SWLG011G | Nrs | Ex | CZ07 | cWtd | SWLG011-01 | ExAnte2020 | IOU workpaper | 2019-06-26 | Fixture | 1 |  | None | 0 | 0 | 0 | 114 | 0.023 | -0.594 | [6 empty] | DEER:Indoor_Non-CFL_Ltg | Annual
Any | SWLG011G | Nrs | Ex | CZ08 | cWtd | SWLG011-01 | ExAnte2020 | IOU workpaper | 2019-06-26 | Fixture | 1 |  | None | 0 | 0 | 0 | 115 | 0.0232 | -0.633 | [6 empty] | DEER:Indoor_Non-CFL_Ltg | Annual
Any | SWLG011G | Nrs | Ex | CZ09 | cWtd | SWLG011-01 | ExAnte2020 | IOU workpaper | 2019-06-26 | Fixture | 1 |  | None | 0 | 0 | 0 | 115 | 0.0234 | -0.684 | [6 empty] | DEER:Indoor_Non-CFL_Ltg | Annual
Any | SWLG011G | Nrs | Ex | CZ10 | cWtd | SWLG011-01 | ExAnte2020 | IOU workpaper | 2019-06-26 | Fixture | 1 |  | None | 0 | 0 | 0 | 116 | 0.0247 | -0.729 | [6 empty] | DEER:Indoor_Non-CFL_Ltg | Annual
Any | SWLG011G | Nrs | Ex | CZ11 | cWtd | SWLG011-01 | ExAnte2020 | IOU workpaper | 2019-06-26 | Fixture | 1 |  | None | 0 | 0 | 0 | 110 | 0.0223 | -1.1 | [6 empty] | DEER:Indoor_Non-CFL_Ltg | Annual
Any | SWLG011G | Nrs | Ex | CZ12 | cWtd | SWLG011-01 | ExAnte2020 | IOU workpaper | 2019-06-26 | Fixture | 1 |  | None | 0 | 0 | 0 | 108 | 0.0221 | -1.15 | [6 empty] | DEER:Indoor_Non-CFL_Ltg | Annual
Any | SWLG011G | Nrs | Ex | CZ13 | cWtd | SWLG011-01 | ExAnte2020 | IOU workpaper | 2019-06-26 | Fixture | 1 |  | None | 0 | 0 | 0 | 111 | 0.0221 | -1.03 | [6 empty] | DEER:Indoor_Non-CFL_Ltg | Annual
Any | SWLG011G | Nrs | Ex | CZ14 | cWtd | SWLG011-01 | ExAnte2020 | IOU workpaper | 2019-06-26 | Fixture | 1 |  | None | 0 | 0 | 0 | 113 | 0.023 | -0.967 | [6 empty] | DEER:Indoor_Non-CFL_Ltg | Annual
Any | SWLG011G | Nrs | Ex | CZ15 | cWtd | SWLG011-01 | ExAnte2020 | IOU workpaper | 2019-06-26 | Fixture | 1 |  | None | 0 | 0 | 0 | 122 | 0.0239 | -0.35 | [6 empty] | DEER:Indoor_Non-CFL_Ltg | Annual
Any | SWLG011G | Nrs | Ex | CZ16 | cWtd | SWLG011-01 | ExAnte2020 | IOU workpaper | 2019-06-26 | Fixture | 1 |  | None | 0 | 0 | 0 | 103 | 0.0218 | -1.64 | [6 empty] | DEER:Indoor_Non-CFL_Ltg | Annual
Any | SWLG011G | OfL | Ex | CZ01 | cWtd | SWLG011-01 | ExAnte2020 | IOU workpaper | 2019-06-26 | Fixture | 1 |  | None | 0 | 0 | 0 | 71.8 | 0.0106 | -0.346 | [6 empty] | DEER:Indoor_Non-CFL_Ltg | Annual
Any | SWLG011G | OfL | Ex | CZ02 | cWtd | SWLG011-01 | ExAnte2020 | IOU workpaper | 2019-06-26 | Fixture | 1 |  | None | 0 | 0 | 0 | 75.1 | 0.0111 | -0.198 | [6 empty] | DEER:Indoor_Non-CFL_Ltg | Annual
Any | SWLG011G | OfL | Ex | CZ03 | cWtd | SWLG011-01 | ExAnte2020 | IOU workpaper | 2019-06-26 | Fixture | 1 |  | None | 0 | 0 | 0 | 74.5 | 0.0109 | -0.174 | [6 empty] | DEER:Indoor_Non-CFL_Ltg | Annual
Any | SWLG011G | OfL | Ex | CZ04 | cWtd | SWLG011-01 | ExAnte2020 | IOU workpaper | 2019-06-26 | Fixture | 1 |  | None | 0 | 0 | 0 | 75.1 | 0.0114 | -0.175 | [6 empty] | DEER:Indoor_Non-CFL_Ltg | Annual
Any | SWLG011G | OfL | Ex | CZ05 | cWtd | SWLG011-01 | ExAnte2020 | IOU workpaper | 2019-06-26 | Fixture | 1 |  | None | 0 | 0 | 0 | 75.1 | 0.0107 | -0.147 | [6 empty] | DEER:Indoor_Non-CFL_Ltg | Annual
Any | SWLG011G | OfL | Ex | CZ06 | cWtd | SWLG011-01 | ExAnte2020 | IOU workpaper | 2019-06-26 | Fixture | 1 |  | None | 0 | 0 | 0 | 79.9 | 0.0112 | -0.05 | [6 empty] | DEER:Indoor_Non-CFL_Ltg | Annual
Any | SWLG011G | OfL | Ex | CZ07 | cWtd | SWLG011-01 | ExAnte2020 | IOU workpaper | 2019-06-26 | Fixture | 1 |  | None | 0 | 0 | 0 | 79.2 | 0.011 | -0.00376 | [6 empty] | DEER:Indoor_Non-CFL_Ltg | Annual
Any | SWLG011G | OfL | Ex | CZ08 | cWtd | SWLG011-01 | ExAnte2020 | IOU workpaper | 2019-06-26 | Fixture | 1 |  | None | 0 | 0 | 0 | 79.9 | 0.0111 | -0.0376 | [6 empty] | DEER:Indoor_Non-CFL_Ltg | Annual
Any | SWLG011G | OfL | Ex | CZ09 | cWtd | SWLG011-01 | ExAnte2020 | IOU workpaper | 2019-06-26 | Fixture | 1 |  | None | 0 | 0 | 0 | 79.2 | 0.0117 | -0.0731 | [6 empty] | DEER:Indoor_Non-CFL_Ltg | Annual
Any | SWLG011G | OfL | Ex | CZ10 | cWtd | SWLG011-01 | ExAnte2020 | IOU workpaper | 2019-06-26 | Fixture | 1 |  | None | 0 | 0 | 0 | 80.6 | 0.0118 | -0.0422 | [6 empty] | DEER:Indoor_Non-CFL_Ltg | Annual
Any | SWLG011G | OfL | Ex | CZ11 | cWtd | SWLG011-01 | ExAnte2020 | IOU workpaper | 2019-06-26 | Fixture | 1 |  | None | 0 | 0 | 0 | 75.8 | 0.0116 | -0.217 | [6 empty] | DEER:Indoor_Non-CFL_Ltg | Annual
Any | SWLG011G | OfL | Ex | CZ12 | cWtd | SWLG011-01 | ExAnte2020 | IOU workpaper | 2019-06-26 | Fixture | 1 |  | None | 0 | 0 | 0 | 75.8 | 0.0123 | -0.202 | [6 empty] | DEER:Indoor_Non-CFL_Ltg | Annual
Any | SWLG011G | OfL | Ex | CZ13 | cWtd | SWLG011-01 | ExAnte2020 | IOU workpaper | 2019-06-26 | Fixture | 1 |  | None | 0 | 0 | 0 | 76.5 | 0.0121 | -0.188 | [6 empty] | DEER:Indoor_Non-CFL_Ltg | Annual
Any | SWLG011G | OfL | Ex | CZ14 | cWtd | SWLG011-01 | ExAnte2020 | IOU workpaper | 2019-06-26 | Fixture | 1 |  | None | 0 | 0 | 0 | 78.5 | 0.0116 | -0.185 | [6 empty] | DEER:Indoor_Non-CFL_Ltg | Annual
Any | SWLG011G | OfL | Ex | CZ15 | cWtd | SWLG011-01 | ExAnte2020 | IOU workpaper | 2019-06-26 | Fixture | 1 |  | None | 0 | 0 | 0 | 81.9 | 0.0125 | -0.0106 | [6 empty] | DEER:Indoor_Non-CFL_Ltg | Annual
Any | SWLG011G | OfL | Ex | CZ16 | cWtd | SWLG011-01 | ExAnte2020 | IOU workpaper | 2019-06-26 | Fixture | 1 |  | None | 0 | 0 | 0 | 73.8 | 0.0112 | -0.552 | [6 empty] | DEER:Indoor_Non-CFL_Ltg | Annual
Any | SWLG011G | OfS | Ex | CZ01 | cWtd | SWLG011-01 | ExAnte2020 | IOU workpaper | 2019-06-26 | Fixture | 1 |  | None | 0 | 0 | 0 | 52.8 | 0.00887 | -0.433 | [6 empty] | DEER:Indoor_Non-CFL_Ltg | Annual
Any | SWLG011G | OfS | Ex | CZ02 | cWtd | SWLG011-01 | ExAnte2020 | IOU workpaper | 2019-06-26 | Fixture | 1 |  | None | 0 | 0 | 0 | 57.3 | 0.00967 | -0.267 | [6 empty] | DEER:Indoor_Non-CFL_Ltg | Annual
Any | SWLG011G | OfS | Ex | CZ03 | cWtd | SWLG011-01 | ExAnte2020 | IOU workpaper | 2019-06-26 | Fixture | 1 |  | None | 0 | 0 | 0 | 56.2 | 0.00927 | -0.254 | [6 empty] | DEER:Indoor_Non-CFL_Ltg | Annual
Any | SWLG011G | OfS | Ex | CZ04 | cWtd | SWLG011-01 | ExAnte2020 | IOU workpaper | 2019-06-26 | Fixture | 1 |  | None | 0 | 0 | 0 | 57.8 | 0.00935 | -0.22 | [6 empty] | DEER:Indoor_Non-CFL_Ltg | Annual
Any | SWLG011G | OfS | Ex | CZ05 | cWtd | SWLG011-01 | ExAnte2020 | IOU workpaper | 2019-06-26 | Fixture | 1 |  | None | 0 | 0 | 0 | 56.7 | 0.00903 | -0.22 | [6 empty] | DEER:Indoor_Non-CFL_Ltg | Annual
Any | SWLG011G | OfS | Ex | CZ06 | cWtd | SWLG011-01 | ExAnte2020 | IOU workpaper | 2019-06-26 | Fixture | 1 |  | None | 0 | 0 | 0 | 61.2 | 0.00959 | -0.0957 | [6 empty] | DEER:Indoor_Non-CFL_Ltg | Annual
Any | SWLG011G | OfS | Ex | CZ07 | cWtd | SWLG011-01 | ExAnte2020 | IOU workpaper | 2019-06-26 | Fixture | 1 |  | None | 0 | 0 | 0 | 60.6 | 0.00927 | -0.0562 | [6 empty] | DEER:Indoor_Non-CFL_Ltg | Annual
Any | SWLG011G | OfS | Ex | CZ08 | cWtd | SWLG011-01 | ExAnte2020 | IOU workpaper | 2019-06-26 | Fixture | 1 |  | None | 0 | 0 | 0 | 61.7 | 0.00959 | -0.0968 | [6 empty] | DEER:Indoor_Non-CFL_Ltg | Annual
Any | SWLG011G | OfS | Ex | CZ09 | cWtd | SWLG011-01 | ExAnte2020 | IOU workpaper | 2019-06-26 | Fixture | 1 |  | None | 0 | 0 | 0 | 61.2 | 0.00991 | -0.12 | [6 empty] | DEER:Indoor_Non-CFL_Ltg | Annual
Any | SWLG011G | OfS | Ex | CZ10 | cWtd | SWLG011-01 | ExAnte2020 | IOU workpaper | 2019-06-26 | Fixture | 1 |  | None | 0 | 0 | 0 | 61.2 | 0.00991 | -0.0957 | [6 empty] | DEER:Indoor_Non-CFL_Ltg | Annual
Any | SWLG011G | OfS | Ex | CZ11 | cWtd | SWLG011-01 | ExAnte2020 | IOU workpaper | 2019-06-26 | Fixture | 1 |  | None | 0 | 0 | 0 | 57.8 | 0.0103 | -0.252 | [6 empty] | DEER:Indoor_Non-CFL_Ltg | Annual
Any | SWLG011G | OfS | Ex | CZ12 | cWtd | SWLG011-01 | ExAnte2020 | IOU workpaper | 2019-06-26 | Fixture | 1 |  | None | 0 | 0 | 0 | 57.8 | 0.00991 | -0.256 | [6 empty] | DEER:Indoor_Non-CFL_Ltg | Annual
Any | SWLG011G | OfS | Ex | CZ13 | cWtd | SWLG011-01 | ExAnte2020 | IOU workpaper | 2019-06-26 | Fixture | 1 |  | None | 0 | 0 | 0 | 58.4 | 0.00983 | -0.235 | [6 empty] | DEER:Indoor_Non-CFL_Ltg | Annual
Any | SWLG011G | OfS | Ex | CZ14 | cWtd | SWLG011-01 | ExAnte2020 | IOU workpaper | 2019-06-26 | Fixture | 1 |  | None | 0 | 0 | 0 | 59.5 | 0.00999 | -0.192 | [6 empty] | DEER:Indoor_Non-CFL_Ltg | Annual
Any | SWLG011G | OfS | Ex | CZ15 | cWtd | SWLG011-01 | ExAnte2020 | IOU workpaper | 2019-06-26 | Fixture | 1 |  | None | 0 | 0 | 0 | 64.5 | 0.0104 | -0.0365 | [6 empty] | DEER:Indoor_Non-CFL_Ltg | Annual
Any | SWLG011G | OfS | Ex | CZ16 | cWtd | SWLG011-01 | ExAnte2020 | IOU workpaper | 2019-06-26 | Fixture | 1 |  | None | 0 | 0 | 0 | 54.5 | 0.00975 | -0.463 | [6 empty] | DEER:Indoor_Non-CFL_Ltg | Annual
Any | SWLG011G | RFF | Ex | CZ01 | cWtd | SWLG011-01 | ExAnte2020 | IOU workpaper | 2019-06-26 | Fixture | 1 |  | None | 0 | 0 | 0 | 82.2 | 0.0142 | -1.66 | [6 empty] | DEER:Indoor_Non-CFL_Ltg | Annual
Any | SWLG011G | RFF | Ex | CZ02 | cWtd | SWLG011-01 | ExAnte2020 | IOU workpaper | 2019-06-26 | Fixture | 1 |  | None | 0 | 0 | 0 | 89.5 | 0.0152 | -1.06 | [6 empty] | DEER:Indoor_Non-CFL_Ltg | Annual
Any | SWLG011G | RFF | Ex | CZ03 | cWtd | SWLG011-01 | ExAnte2020 | IOU workpaper | 2019-06-26 | Fixture | 1 |  | None | 0 | 0 | 0 | 87.7 | 0.0153 | -1.14 | [6 empty] | DEER:Indoor_Non-CFL_Ltg | Annual
Any | SWLG011G | RFF | Ex | CZ04 | cWtd | SWLG011-01 | ExAnte2020 | IOU workpaper | 2019-06-26 | Fixture | 1 |  | None | 0 | 0 | 0 | 90.4 | 0.0153 | -0.884 | [6 empty] | DEER:Indoor_Non-CFL_Ltg | Annual
Any | SWLG011G | RFF | Ex | CZ05 | cWtd | SWLG011-01 | ExAnte2020 | IOU workpaper | 2019-06-26 | Fixture | 1 |  | None | 0 | 0 | 0 | 87.7 | 0.015 | -1.14 | [6 empty] | DEER:Indoor_Non-CFL_Ltg | Annual
Any | SWLG011G | RFF | Ex | CZ06 | cWtd | SWLG011-01 | ExAnte2020 | IOU workpaper | 2019-06-26 | Fixture | 1 |  | None | 0 | 0 | 0 | 96.8 | 0.0161 | -0.737 | [6 empty] | DEER:Indoor_Non-CFL_Ltg | Annual
Any | SWLG011G | RFF | Ex | CZ07 | cWtd | SWLG011-01 | ExAnte2020 | IOU workpaper | 2019-06-26 | Fixture | 1 |  | None | 0 | 0 | 0 | 97.7 | 0.0162 | -0.603 | [6 empty] | DEER:Indoor_Non-CFL_Ltg | Annual
Any | SWLG011G | RFF | Ex | CZ08 | cWtd | SWLG011-01 | ExAnte2020 | IOU workpaper | 2019-06-26 | Fixture | 1 |  | None | 0 | 0 | 0 | 97.7 | 0.016 | -0.616 | [6 empty] | DEER:Indoor_Non-CFL_Ltg | Annual
Any | SWLG011G | RFF | Ex | CZ09 | cWtd | SWLG011-01 | ExAnte2020 | IOU workpaper | 2019-06-26 | Fixture | 1 |  | None | 0 | 0 | 0 | 96.8 | 0.0162 | -0.732 | [6 empty] | DEER:Indoor_Non-CFL_Ltg | Annual
Any | SWLG011G | RFF | Ex | CZ10 | cWtd | SWLG011-01 | ExAnte2020 | IOU workpaper | 2019-06-26 | Fixture | 1 |  | None | 0 | 0 | 0 | 96.8 | 0.0161 | -0.736 | [6 empty] | DEER:Indoor_Non-CFL_Ltg | Annual
Any | SWLG011G | RFF | Ex | CZ11 | cWtd | SWLG011-01 | ExAnte2020 | IOU workpaper | 2019-06-26 | Fixture | 1 |  | None | 0 | 0 | 0 | 91.3 | 0.0156 | -0.889 | [6 empty] | DEER:Indoor_Non-CFL_Ltg | Annual
Any | SWLG011G | RFF | Ex | CZ12 | cWtd | SWLG011-01 | ExAnte2020 | IOU workpaper | 2019-06-26 | Fixture | 1 |  | None | 0 | 0 | 0 | 90.4 | 0.0157 | -0.908 | [6 empty] | DEER:Indoor_Non-CFL_Ltg | Annual
Any | SWLG011G | RFF | Ex | CZ13 | cWtd | SWLG011-01 | ExAnte2020 | IOU workpaper | 2019-06-26 | Fixture | 1 |  | None | 0 | 0 | 0 | 92.3 | 0.0157 | -0.833 | [6 empty] | DEER:Indoor_Non-CFL_Ltg | Annual
Any | SWLG011G | RFF | Ex | CZ14 | cWtd | SWLG011-01 | ExAnte2020 | IOU workpaper | 2019-06-26 | Fixture | 1 |  | None | 0 | 0 | 0 | 95 | 0.0162 | -1.02 | [6 empty] | DEER:Indoor_Non-CFL_Ltg | Annual
Any | SWLG011G | RFF | Ex | CZ15 | cWtd | SWLG011-01 | ExAnte2020 | IOU workpaper | 2019-06-26 | Fixture | 1 |  | None | 0 | 0 | 0 | 102 | 0.0165 | -0.339 | [6 empty] | DEER:Indoor_Non-CFL_Ltg | Annual
Any | SWLG011G | RFF | Ex | CZ16 | cWtd | SWLG011-01 | ExAnte2020 | IOU workpaper | 2019-06-26 | Fixture | 1 |  | None | 0 | 0 | 0 | 90.4 | 0.0157 | -1.42 | [6 empty] | DEER:Indoor_Non-CFL_Ltg | Annual
Any | SWLG011G | RSD | Ex | CZ01 | cWtd | SWLG011-01 | ExAnte2020 | IOU workpaper | 2019-06-26 | Fixture | 1 |  | None | 0 | 0 | 0 | 94.2 | 0.0205 | -1.71 | [6 empty] | DEER:Indoor_Non-CFL_Ltg | Annual
Any | SWLG011G | RSD | Ex | CZ02 | cWtd | SWLG011-01 | ExAnte2020 | IOU workpaper | 2019-06-26 | Fixture | 1 |  | None | 0 | 0 | 0 | 103 | 0.0207 | -0.879 | [6 empty] | DEER:Indoor_Non-CFL_Ltg | Annual
Any | SWLG011G | RSD | Ex | CZ03 | cWtd | SWLG011-01 | ExAnte2020 | IOU workpaper | 2019-06-26 | Fixture | 1 |  | None | 0 | 0 | 0 | 103 | 0.0207 | -0.86 | [6 empty] | DEER:Indoor_Non-CFL_Ltg | Annual
Any | SWLG011G | RSD | Ex | CZ04 | cWtd | SWLG011-01 | ExAnte2020 | IOU workpaper | 2019-06-26 | Fixture | 1 |  | None | 0 | 0 | 0 | 105 | 0.0207 | -0.652 | [6 empty] | DEER:Indoor_Non-CFL_Ltg | Annual
Any | SWLG011G | RSD | Ex | CZ05 | cWtd | SWLG011-01 | ExAnte2020 | IOU workpaper | 2019-06-26 | Fixture | 1 |  | None | 0 | 0 | 0 | 103 | 0.0205 | -0.801 | [6 empty] | DEER:Indoor_Non-CFL_Ltg | Annual
Any | SWLG011G | RSD | Ex | CZ06 | cWtd | SWLG011-01 | ExAnte2020 | IOU workpaper | 2019-06-26 | Fixture | 1 |  | None | 0 | 0 | 0 | 114 | 0.0217 | -0.339 | [6 empty] | DEER:Indoor_Non-CFL_Ltg | Annual
Any | SWLG011G | RSD | Ex | CZ07 | cWtd | SWLG011-01 | ExAnte2020 | IOU workpaper | 2019-06-26 | Fixture | 1 |  | None | 0 | 0 | 0 | 116 | 0.0219 | -0.163 | [6 empty] | DEER:Indoor_Non-CFL_Ltg | Annual
Any | SWLG011G | RSD | Ex | CZ08 | cWtd | SWLG011-01 | ExAnte2020 | IOU workpaper | 2019-06-26 | Fixture | 1 |  | None | 0 | 0 | 0 | 114 | 0.0216 | -0.298 | [6 empty] | DEER:Indoor_Non-CFL_Ltg | Annual
Any | SWLG011G | RSD | Ex | CZ09 | cWtd | SWLG011-01 | ExAnte2020 | IOU workpaper | 2019-06-26 | Fixture | 1 |  | None | 0 | 0 | 0 | 112 | 0.0221 | -0.395 | [6 empty] | DEER:Indoor_Non-CFL_Ltg | Annual
Any | SWLG011G | RSD | Ex | CZ10 | cWtd | SWLG011-01 | ExAnte2020 | IOU workpaper | 2019-06-26 | Fixture | 1 |  | None | 0 | 0 | 0 | 112 | 0.0219 | -0.502 | [6 empty] | DEER:Indoor_Non-CFL_Ltg | Annual
Any | SWLG011G | RSD | Ex | CZ11 | cWtd | SWLG011-01 | ExAnte2020 | IOU workpaper | 2019-06-26 | Fixture | 1 |  | None | 0 | 0 | 0 | 104 | 0.0212 | -0.822 | [6 empty] | DEER:Indoor_Non-CFL_Ltg | Annual
Any | SWLG011G | RSD | Ex | CZ12 | cWtd | SWLG011-01 | ExAnte2020 | IOU workpaper | 2019-06-26 | Fixture | 1 |  | None | 0 | 0 | 0 | 104 | 0.0208 | -0.831 | [6 empty] | DEER:Indoor_Non-CFL_Ltg | Annual
Any | SWLG011G | RSD | Ex | CZ13 | cWtd | SWLG011-01 | ExAnte2020 | IOU workpaper | 2019-06-26 | Fixture | 1 |  | None | 0 | 0 | 0 | 105 | 0.0212 | -0.785 | [6 empty] | DEER:Indoor_Non-CFL_Ltg | Annual
Any | SWLG011G | RSD | Ex | CZ14 | cWtd | SWLG011-01 | ExAnte2020 | IOU workpaper | 2019-06-26 | Fixture | 1 |  | None | 0 | 0 | 0 | 110 | 0.0219 | -0.943 | [6 empty] | DEER:Indoor_Non-CFL_Ltg | Annual
Any | SWLG011G | RSD | Ex | CZ15 | cWtd | SWLG011-01 | ExAnte2020 | IOU workpaper | 2019-06-26 | Fixture | 1 |  | None | 0 | 0 | 0 | 117 | 0.0228 | -0.15 | [6 empty] | DEER:Indoor_Non-CFL_Ltg | Annual
Any | SWLG011G | RSD | Ex | CZ16 | cWtd | SWLG011-01 | ExAnte2020 | IOU workpaper | 2019-06-26 | Fixture | 1 |  | None | 0 | 0 | 0 | 103 | 0.0214 | -1.53 | [6 empty] | DEER:Indoor_Non-CFL_Ltg | Annual
Any | SWLG011G | Rt3 | Ex | CZ01 | cWtd | SWLG011-01 | ExAnte2020 | IOU workpaper | 2019-06-26 | Fixture | 1 |  | None | 0 | 0 | 0 | 143 | 0.0265 | -1.34 | [6 empty] | DEER:Indoor_Non-CFL_Ltg | Annual
Any | SWLG011G | Rt3 | Ex | CZ02 | cWtd | SWLG011-01 | ExAnte2020 | IOU workpaper | 2019-06-26 | Fixture | 1 |  | None | 0 | 0 | 0 | 152 | 0.0267 | -0.752 | [6 empty] | DEER:Indoor_Non-CFL_Ltg | Annual
Any | SWLG011G | Rt3 | Ex | CZ03 | cWtd | SWLG011-01 | ExAnte2020 | IOU workpaper | 2019-06-26 | Fixture | 1 |  | None | 0 | 0 | 0 | 152 | 0.0265 | -0.596 | [6 empty] | DEER:Indoor_Non-CFL_Ltg | Annual
Any | SWLG011G | Rt3 | Ex | CZ04 | cWtd | SWLG011-01 | ExAnte2020 | IOU workpaper | 2019-06-26 | Fixture | 1 |  | None | 0 | 0 | 0 | 155 | 0.0267 | -0.474 | [6 empty] | DEER:Indoor_Non-CFL_Ltg | Annual
Any | SWLG011G | Rt3 | Ex | CZ05 | cWtd | SWLG011-01 | ExAnte2020 | IOU workpaper | 2019-06-26 | Fixture | 1 |  | None | 0 | 0 | 0 | 153 | 0.026 | -0.462 | [6 empty] | DEER:Indoor_Non-CFL_Ltg | Annual
Any | SWLG011G | Rt3 | Ex | CZ06 | cWtd | SWLG011-01 | ExAnte2020 | IOU workpaper | 2019-06-26 | Fixture | 1 |  | None | 0 | 0 | 0 | 163 | 0.0279 | -0.131 | [6 empty] | DEER:Indoor_Non-CFL_Ltg | Annual
Any | SWLG011G | Rt3 | Ex | CZ07 | cWtd | SWLG011-01 | ExAnte2020 | IOU workpaper | 2019-06-26 | Fixture | 1 |  | None | 0 | 0 | 0 | 165 | 0.0276 | -0.0374 | [6 empty] | DEER:Indoor_Non-CFL_Ltg | Annual
Any | SWLG011G | Rt3 | Ex | CZ08 | cWtd | SWLG011-01 | ExAnte2020 | IOU workpaper | 2019-06-26 | Fixture | 1 |  | None | 0 | 0 | 0 | 163 | 0.0276 | -0.107 | [6 empty] | DEER:Indoor_Non-CFL_Ltg | Annual
Any | SWLG011G | Rt3 | Ex | CZ09 | cWtd | SWLG011-01 | ExAnte2020 | IOU workpaper | 2019-06-26 | Fixture | 1 |  | None | 0 | 0 | 0 | 160 | 0.0283 | -0.193 | [6 empty] | DEER:Indoor_Non-CFL_Ltg | Annual
Any | SWLG011G | Rt3 | Ex | CZ10 | cWtd | SWLG011-01 | ExAnte2020 | IOU workpaper | 2019-06-26 | Fixture | 1 |  | None | 0 | 0 | 0 | 162 | 0.0283 | -0.203 | [6 empty] | DEER:Indoor_Non-CFL_Ltg | Annual
Any | SWLG011G | Rt3 | Ex | CZ11 | cWtd | SWLG011-01 | ExAnte2020 | IOU workpaper | 2019-06-26 | Fixture | 1 |  | None | 0 | 0 | 0 | 153 | 0.0276 | -0.741 | [6 empty] | DEER:Indoor_Non-CFL_Ltg | Annual
Any | SWLG011G | Rt3 | Ex | CZ12 | cWtd | SWLG011-01 | ExAnte2020 | IOU workpaper | 2019-06-26 | Fixture | 1 |  | None | 0 | 0 | 0 | 153 | 0.0272 | -0.758 | [6 empty] | DEER:Indoor_Non-CFL_Ltg | Annual
Any | SWLG011G | Rt3 | Ex | CZ13 | cWtd | SWLG011-01 | ExAnte2020 | IOU workpaper | 2019-06-26 | Fixture | 1 |  | None | 0 | 0 | 0 | 155 | 0.0274 | -0.689 | [6 empty] | DEER:Indoor_Non-CFL_Ltg | Annual
Any | SWLG011G | Rt3 | Ex | CZ14 | cWtd | SWLG011-01 | ExAnte2020 | IOU workpaper | 2019-06-26 | Fixture | 1 |  | None | 0 | 0 | 0 | 158 | 0.0283 | -0.679 | [6 empty] | DEER:Indoor_Non-CFL_Ltg | Annual
Any | SWLG011G | Rt3 | Ex | CZ15 | cWtd | SWLG011-01 | ExAnte2020 | IOU workpaper | 2019-06-26 | Fixture | 1 |  | None | 0 | 0 | 0 | 168 | 0.0292 | -0.0362 | [6 empty] | DEER:Indoor_Non-CFL_Ltg | Annual
Any | SWLG011G | Rt3 | Ex | CZ16 | cWtd | SWLG011-01 | ExAnte2020 | IOU workpaper | 2019-06-26 | Fixture | 1 |  | None | 0 | 0 | 0 | 146 | 0.0272 | -1.58 | [6 empty] | DEER:Indoor_Non-CFL_Ltg | Annual
Any | SWLG011G | RtL | Ex | CZ01 | cWtd | SWLG011-01 | ExAnte2020 | IOU workpaper | 2019-06-26 | Fixture | 1 |  | None | 0 | 0 | 0 | 109 | 0.0169 | -0.92 | [6 empty] | DEER:Indoor_Non-CFL_Ltg | Annual
Any | SWLG011G | RtL | Ex | CZ02 | cWtd | SWLG011-01 | ExAnte2020 | IOU workpaper | 2019-06-26 | Fixture | 1 |  | None | 0 | 0 | 0 | 115 | 0.0171 | -0.544 | [6 empty] | DEER:Indoor_Non-CFL_Ltg | Annual
Any | SWLG011G | RtL | Ex | CZ03 | cWtd | SWLG011-01 | ExAnte2020 | IOU workpaper | 2019-06-26 | Fixture | 1 |  | None | 0 | 0 | 0 | 116 | 0.0168 | -0.434 | [6 empty] | DEER:Indoor_Non-CFL_Ltg | Annual
Any | SWLG011G | RtL | Ex | CZ04 | cWtd | SWLG011-01 | ExAnte2020 | IOU workpaper | 2019-06-26 | Fixture | 1 |  | None | 0 | 0 | 0 | 117 | 0.0169 | -0.359 | [6 empty] | DEER:Indoor_Non-CFL_Ltg | Annual
Any | SWLG011G | RtL | Ex | CZ05 | cWtd | SWLG011-01 | ExAnte2020 | IOU workpaper | 2019-06-26 | Fixture | 1 |  | None | 0 | 0 | 0 | 116 | 0.0165 | -0.434 | [6 empty] | DEER:Indoor_Non-CFL_Ltg | Annual
Any | SWLG011G | RtL | Ex | CZ06 | cWtd | SWLG011-01 | ExAnte2020 | IOU workpaper | 2019-06-26 | Fixture | 1 |  | None | 0 | 0 | 0 | 123 | 0.0176 | -0.185 | [6 empty] | DEER:Indoor_Non-CFL_Ltg | Annual
Any | SWLG011G | RtL | Ex | CZ07 | cWtd | SWLG011-01 | ExAnte2020 | IOU workpaper | 2019-06-26 | Fixture | 1 |  | None | 0 | 0 | 0 | 124 | 0.0176 | -0.135 | [6 empty] | DEER:Indoor_Non-CFL_Ltg | Annual
Any | SWLG011G | RtL | Ex | CZ08 | cWtd | SWLG011-01 | ExAnte2020 | IOU workpaper | 2019-06-26 | Fixture | 1 |  | None | 0 | 0 | 0 | 123 | 0.0176 | -0.159 | [6 empty] | DEER:Indoor_Non-CFL_Ltg | Annual
Any | SWLG011G | RtL | Ex | CZ09 | cWtd | SWLG011-01 | ExAnte2020 | IOU workpaper | 2019-06-26 | Fixture | 1 |  | None | 0 | 0 | 0 | 121 | 0.0181 | -0.219 | [6 empty] | DEER:Indoor_Non-CFL_Ltg | Annual
Any | SWLG011G | RtL | Ex | CZ10 | cWtd | SWLG011-01 | ExAnte2020 | IOU workpaper | 2019-06-26 | Fixture | 1 |  | None | 0 | 0 | 0 | 121 | 0.0181 | -0.215 | [6 empty] | DEER:Indoor_Non-CFL_Ltg | Annual
Any | SWLG011G | RtL | Ex | CZ11 | cWtd | SWLG011-01 | ExAnte2020 | IOU workpaper | 2019-06-26 | Fixture | 1 |  | None | 0 | 0 | 0 | 116 | 0.0175 | -0.547 | [6 empty] | DEER:Indoor_Non-CFL_Ltg | Annual
Any | SWLG011G | RtL | Ex | CZ12 | cWtd | SWLG011-01 | ExAnte2020 | IOU workpaper | 2019-06-26 | Fixture | 1 |  | None | 0 | 0 | 0 | 115 | 0.0173 | -0.53 | [6 empty] | DEER:Indoor_Non-CFL_Ltg | Annual
Any | SWLG011G | RtL | Ex | CZ13 | cWtd | SWLG011-01 | ExAnte2020 | IOU workpaper | 2019-06-26 | Fixture | 1 |  | None | 0 | 0 | 0 | 116 | 0.0173 | -0.509 | [6 empty] | DEER:Indoor_Non-CFL_Ltg | Annual
Any | SWLG011G | RtL | Ex | CZ14 | cWtd | SWLG011-01 | ExAnte2020 | IOU workpaper | 2019-06-26 | Fixture | 1 |  | None | 0 | 0 | 0 | 118 | 0.0182 | -0.534 | [6 empty] | DEER:Indoor_Non-CFL_Ltg | Annual
Any | SWLG011G | RtL | Ex | CZ15 | cWtd | SWLG011-01 | ExAnte2020 | IOU workpaper | 2019-06-26 | Fixture | 1 |  | None | 0 | 0 | 0 | 127 | 0.0186 | -0.0803 | [6 empty] | DEER:Indoor_Non-CFL_Ltg | Annual
Any | SWLG011G | RtL | Ex | CZ16 | cWtd | SWLG011-01 | ExAnte2020 | IOU workpaper | 2019-06-26 | Fixture | 1 |  | None | 0 | 0 | 0 | 110 | 0.0173 | -1.17 | [6 empty] | DEER:Indoor_Non-CFL_Ltg | Annual
Any | SWLG011G | RtS | Ex | CZ01 | cWtd | SWLG011-01 | ExAnte2020 | IOU workpaper | 2019-06-26 | Fixture | 1 |  | None | 0 | 0 | 0 | 62.8 | 0.0115 | -1.01 | [6 empty] | DEER:Indoor_Non-CFL_Ltg | Annual
Any | SWLG011G | RtS | Ex | CZ02 | cWtd | SWLG011-01 | ExAnte2020 | IOU workpaper | 2019-06-26 | Fixture | 1 |  | None | 0 | 0 | 0 | 68.1 | 0.012 | -0.559 | [6 empty] | DEER:Indoor_Non-CFL_Ltg | Annual
Any | SWLG011G | RtS | Ex | CZ03 | cWtd | SWLG011-01 | ExAnte2020 | IOU workpaper | 2019-06-26 | Fixture | 1 |  | None | 0 | 0 | 0 | 67.4 | 0.0119 | -0.599 | [6 empty] | DEER:Indoor_Non-CFL_Ltg | Annual
Any | SWLG011G | RtS | Ex | CZ04 | cWtd | SWLG011-01 | ExAnte2020 | IOU workpaper | 2019-06-26 | Fixture | 1 |  | None | 0 | 0 | 0 | 68.7 | 0.012 | -0.469 | [6 empty] | DEER:Indoor_Non-CFL_Ltg | Annual
Any | SWLG011G | RtS | Ex | CZ05 | cWtd | SWLG011-01 | ExAnte2020 | IOU workpaper | 2019-06-26 | Fixture | 1 |  | None | 0 | 0 | 0 | 68.1 | 0.0118 | -0.543 | [6 empty] | DEER:Indoor_Non-CFL_Ltg | Annual
Any | SWLG011G | RtS | Ex | CZ06 | cWtd | SWLG011-01 | ExAnte2020 | IOU workpaper | 2019-06-26 | Fixture | 1 |  | None | 0 | 0 | 0 | 72.7 | 0.0124 | -0.271 | [6 empty] | DEER:Indoor_Non-CFL_Ltg | Annual
Any | SWLG011G | RtS | Ex | CZ07 | cWtd | SWLG011-01 | ExAnte2020 | IOU workpaper | 2019-06-26 | Fixture | 1 |  | None | 0 | 0 | 0 | 74 | 0.0124 | -0.201 | [6 empty] | DEER:Indoor_Non-CFL_Ltg | Annual
Any | SWLG011G | RtS | Ex | CZ08 | cWtd | SWLG011-01 | ExAnte2020 | IOU workpaper | 2019-06-26 | Fixture | 1 |  | None | 0 | 0 | 0 | 73.4 | 0.0123 | -0.229 | [6 empty] | DEER:Indoor_Non-CFL_Ltg | Annual
Any | SWLG011G | RtS | Ex | CZ09 | cWtd | SWLG011-01 | ExAnte2020 | IOU workpaper | 2019-06-26 | Fixture | 1 |  | None | 0 | 0 | 0 | 72.7 | 0.0126 | -0.299 | [6 empty] | DEER:Indoor_Non-CFL_Ltg | Annual
Any | SWLG011G | RtS | Ex | CZ10 | cWtd | SWLG011-01 | ExAnte2020 | IOU workpaper | 2019-06-26 | Fixture | 1 |  | None | 0 | 0 | 0 | 73.4 | 0.0126 | -0.286 | [6 empty] | DEER:Indoor_Non-CFL_Ltg | Annual
Any | SWLG011G | RtS | Ex | CZ11 | cWtd | SWLG011-01 | ExAnte2020 | IOU workpaper | 2019-06-26 | Fixture | 1 |  | None | 0 | 0 | 0 | 68.7 | 0.0122 | -0.526 | [6 empty] | DEER:Indoor_Non-CFL_Ltg | Annual
Any | SWLG011G | RtS | Ex | CZ12 | cWtd | SWLG011-01 | ExAnte2020 | IOU workpaper | 2019-06-26 | Fixture | 1 |  | None | 0 | 0 | 0 | 68.7 | 0.0122 | -0.53 | [6 empty] | DEER:Indoor_Non-CFL_Ltg | Annual
Any | SWLG011G | RtS | Ex | CZ13 | cWtd | SWLG011-01 | ExAnte2020 | IOU workpaper | 2019-06-26 | Fixture | 1 |  | None | 0 | 0 | 0 | 68.7 | 0.0121 | -0.501 | [6 empty] | DEER:Indoor_Non-CFL_Ltg | Annual
Any | SWLG011G | RtS | Ex | CZ14 | cWtd | SWLG011-01 | ExAnte2020 | IOU workpaper | 2019-06-26 | Fixture | 1 |  | None | 0 | 0 | 0 | 70.7 | 0.0127 | -0.481 | [6 empty] | DEER:Indoor_Non-CFL_Ltg | Annual
Any | SWLG011G | RtS | Ex | CZ15 | cWtd | SWLG011-01 | ExAnte2020 | IOU workpaper | 2019-06-26 | Fixture | 1 |  | None | 0 | 0 | 0 | 76.7 | 0.0128 | -0.11 | [6 empty] | DEER:Indoor_Non-CFL_Ltg | Annual
Any | SWLG011G | RtS | Ex | CZ16 | cWtd | SWLG011-01 | ExAnte2020 | IOU workpaper | 2019-06-26 | Fixture | 1 |  | None | 0 | 0 | 0 | 65.4 | 0.0123 | -0.793 | [6 empty] | DEER:Indoor_Non-CFL_Ltg | Annual
Any | SWLG011G | SCn | Ex | CZ01 | cWtd | SWLG011-01 | ExAnte2020 | IOU workpaper | 2019-06-26 | Fixture | 1 |  | None | 0 | 0 | 0 | 47.2 | 0.00569 | -1.13 | [6 empty] | DEER:Indoor_Non-CFL_Ltg | Annual
Any | SWLG011G | SCn | Ex | CZ02 | cWtd | SWLG011-01 | ExAnte2020 | IOU workpaper | 2019-06-26 | Fixture | 1 |  | None | 0 | 0 | 0 | 55.1 | 0.00719 | -0.735 | [6 empty] | DEER:Indoor_Non-CFL_Ltg | Annual
Any | SWLG011G | SCn | Ex | CZ03 | cWtd | SWLG011-01 | ExAnte2020 | IOU workpaper | 2019-06-26 | Fixture | 1 |  | None | 0 | 0 | 0 | 51.5 | 0.00719 | -0.925 | [6 empty] | DEER:Indoor_Non-CFL_Ltg | Annual
Any | SWLG011G | SCn | Ex | CZ04 | cWtd | SWLG011-01 | ExAnte2020 | IOU workpaper | 2019-06-26 | Fixture | 1 |  | None | 0 | 0 | 0 | 57 | 0.00724 | -0.753 | [6 empty] | DEER:Indoor_Non-CFL_Ltg | Annual
Any | SWLG011G | SCn | Ex | CZ05 | cWtd | SWLG011-01 | ExAnte2020 | IOU workpaper | 2019-06-26 | Fixture | 1 |  | None | 0 | 0 | 0 | 54.5 | 0.00644 | -1.04 | [6 empty] | DEER:Indoor_Non-CFL_Ltg | Annual
Any | SWLG011G | SCn | Ex | CZ06 | cWtd | SWLG011-01 | ExAnte2020 | IOU workpaper | 2019-06-26 | Fixture | 1 |  | None | 0 | 0 | 0 | 59.4 | 0.00753 | -0.542 | [6 empty] | DEER:Indoor_Non-CFL_Ltg | Annual
Any | SWLG011G | SCn | Ex | CZ07 | cWtd | SWLG011-01 | ExAnte2020 | IOU workpaper | 2019-06-26 | Fixture | 1 |  | None | 0 | 0 | 0 | 60 | 0.0077 | -0.518 | [6 empty] | DEER:Indoor_Non-CFL_Ltg | Annual
Any | SWLG011G | SCn | Ex | CZ08 | cWtd | SWLG011-01 | ExAnte2020 | IOU workpaper | 2019-06-26 | Fixture | 1 |  | None | 0 | 0 | 0 | 62.5 | 0.00724 | -0.463 | [6 empty] | DEER:Indoor_Non-CFL_Ltg | Annual
Any | SWLG011G | SCn | Ex | CZ09 | cWtd | SWLG011-01 | ExAnte2020 | IOU workpaper | 2019-06-26 | Fixture | 1 |  | None | 0 | 0 | 0 | 61.3 | 0.00742 | -0.557 | [6 empty] | DEER:Indoor_Non-CFL_Ltg | Annual
Any | SWLG011G | SCn | Ex | CZ10 | cWtd | SWLG011-01 | ExAnte2020 | IOU workpaper | 2019-06-26 | Fixture | 1 |  | None | 0 | 0 | 0 | 60 | 0.00736 | -0.619 | [6 empty] | DEER:Indoor_Non-CFL_Ltg | Annual
Any | SWLG011G | SCn | Ex | CZ11 | cWtd | SWLG011-01 | ExAnte2020 | IOU workpaper | 2019-06-26 | Fixture | 1 |  | None | 0 | 0 | 0 | 57.6 | 0.00701 | -0.674 | [6 empty] | DEER:Indoor_Non-CFL_Ltg | Annual
Any | SWLG011G | SCn | Ex | CZ12 | cWtd | SWLG011-01 | ExAnte2020 | IOU workpaper | 2019-06-26 | Fixture | 1 |  | None | 0 | 0 | 0 | 58.2 | 0.00707 | -0.668 | [6 empty] | DEER:Indoor_Non-CFL_Ltg | Annual
Any | SWLG011G | SCn | Ex | CZ13 | cWtd | SWLG011-01 | ExAnte2020 | IOU workpaper | 2019-06-26 | Fixture | 1 |  | None | 0 | 0 | 0 | 59.4 | 0.00696 | -0.58 | [6 empty] | DEER:Indoor_Non-CFL_Ltg | Annual
Any | SWLG011G | SCn | Ex | CZ14 | cWtd | SWLG011-01 | ExAnte2020 | IOU workpaper | 2019-06-26 | Fixture | 1 |  | None | 0 | 0 | 0 | 60.6 | 0.00736 | -0.655 | [6 empty] | DEER:Indoor_Non-CFL_Ltg | Annual
Any | SWLG011G | SCn | Ex | CZ15 | cWtd | SWLG011-01 | ExAnte2020 | IOU workpaper | 2019-06-26 | Fixture | 1 |  | None | 0 | 0 | 0 | 65.5 | 0.0077 | -0.329 | [6 empty] | DEER:Indoor_Non-CFL_Ltg | Annual
Any | SWLG011G | SCn | Ex | CZ16 | cWtd | SWLG011-01 | ExAnte2020 | IOU workpaper | 2019-06-26 | Fixture | 1 |  | None | 0 | 0 | 0 | 56.4 | 0.00759 | -0.87 | [6 empty] | DEER:Indoor_Non-CFL_Ltg | Annual
Any | SWLG011G | SUn | Ex | CZ01 | cWtd | SWLG011-01 | ExAnte2020 | IOU workpaper | 2019-06-26 | Fixture | 1 |  | None | 0 | 0 | 0 | 57.8 | 0.00817 | 0 | [6 empty] | DEER:Indoor_Non-CFL_Ltg | Annual
Any | SWLG011G | SUn | Ex | CZ02 | cWtd | SWLG011-01 | ExAnte2020 | IOU workpaper | 2019-06-26 | Fixture | 1 |  | None | 0 | 0 | 0 | 57.8 | 0.00817 | 0 | [6 empty] | DEER:Indoor_Non-CFL_Ltg | Annual
Any | SWLG011G | SUn | Ex | CZ03 | cWtd | SWLG011-01 | ExAnte2020 | IOU workpaper | 2019-06-26 | Fixture | 1 |  | None | 0 | 0 | 0 | 57.8 | 0.00817 | 0 | [6 empty] | DEER:Indoor_Non-CFL_Ltg | Annual
Any | SWLG011G | SUn | Ex | CZ04 | cWtd | SWLG011-01 | ExAnte2020 | IOU workpaper | 2019-06-26 | Fixture | 1 |  | None | 0 | 0 | 0 | 57.8 | 0.00817 | 0 | [6 empty] | DEER:Indoor_Non-CFL_Ltg | Annual
Any | SWLG011G | SUn | Ex | CZ05 | cWtd | SWLG011-01 | ExAnte2020 | IOU workpaper | 2019-06-26 | Fixture | 1 |  | None | 0 | 0 | 0 | 57.8 | 0.00817 | 0 | [6 empty] | DEER:Indoor_Non-CFL_Ltg | Annual
Any | SWLG011G | SUn | Ex | CZ06 | cWtd | SWLG011-01 | ExAnte2020 | IOU workpaper | 2019-06-26 | Fixture | 1 |  | None | 0 | 0 | 0 | 57.8 | 0.00817 | 0 | [6 empty] | DEER:Indoor_Non-CFL_Ltg | Annual
Any | SWLG011G | SUn | Ex | CZ07 | cWtd | SWLG011-01 | ExAnte2020 | IOU workpaper | 2019-06-26 | Fixture | 1 |  | None | 0 | 0 | 0 | 57.8 | 0.00817 | 0 | [6 empty] | DEER:Indoor_Non-CFL_Ltg | Annual
Any | SWLG011G | SUn | Ex | CZ08 | cWtd | SWLG011-01 | ExAnte2020 | IOU workpaper | 2019-06-26 | Fixture | 1 |  | None | 0 | 0 | 0 | 57.8 | 0.00817 | 0 | [6 empty] | DEER:Indoor_Non-CFL_Ltg | Annual
Any | SWLG011G | SUn | Ex | CZ09 | cWtd | SWLG011-01 | ExAnte2020 | IOU workpaper | 2019-06-26 | Fixture | 1 |  | None | 0 | 0 | 0 | 57.8 | 0.00817 | 0 | [6 empty] | DEER:Indoor_Non-CFL_Ltg | Annual
Any | SWLG011G | SUn | Ex | CZ10 | cWtd | SWLG011-01 | ExAnte2020 | IOU workpaper | 2019-06-26 | Fixture | 1 |  | None | 0 | 0 | 0 | 57.8 | 0.00817 | 0 | [6 empty] | DEER:Indoor_Non-CFL_Ltg | Annual
Any | SWLG011G | SUn | Ex | CZ11 | cWtd | SWLG011-01 | ExAnte2020 | IOU workpaper | 2019-06-26 | Fixture | 1 |  | None | 0 | 0 | 0 | 57.8 | 0.00817 | 0 | [6 empty] | DEER:Indoor_Non-CFL_Ltg | Annual
Any | SWLG011G | SUn | Ex | CZ12 | cWtd | SWLG011-01 | ExAnte2020 | IOU workpaper | 2019-06-26 | Fixture | 1 |  | None | 0 | 0 | 0 | 57.8 | 0.00817 | 0 | [6 empty] | DEER:Indoor_Non-CFL_Ltg | Annual
Any | SWLG011G | SUn | Ex | CZ13 | cWtd | SWLG011-01 | ExAnte2020 | IOU workpaper | 2019-06-26 | Fixture | 1 |  | None | 0 | 0 | 0 | 57.8 | 0.00817 | 0 | [6 empty] | DEER:Indoor_Non-CFL_Ltg | Annual
Any | SWLG011G | SUn | Ex | CZ14 | cWtd | SWLG011-01 | ExAnte2020 | IOU workpaper | 2019-06-26 | Fixture | 1 |  | None | 0 | 0 | 0 | 57.8 | 0.00817 | 0 | [6 empty] | DEER:Indoor_Non-CFL_Ltg | Annual
Any | SWLG011G | SUn | Ex | CZ15 | cWtd | SWLG011-01 | ExAnte2020 | IOU workpaper | 2019-06-26 | Fixture | 1 |  | None | 0 | 0 | 0 | 57.8 | 0.00817 | 0 | [6 empty] | DEER:Indoor_Non-CFL_Ltg | Annual
Any | SWLG011G | SUn | Ex | CZ16 | cWtd | SWLG011-01 | ExAnte2020 | IOU workpaper | 2019-06-26 | Fixture | 1 |  | None | 0 | 0 | 0 | 57.8 | 0.00817 | 0 | [6 empty] | DEER:Indoor_Non-CFL_Ltg | Annual
Any | SWLG011G | WRf | Ex | CZ01 | cWtd | SWLG011-01 | ExAnte2020 | IOU workpaper | 2019-06-26 | Fixture | 1 |  | None | 0 | 0 | 0 | 163 | 0.0177 | 0 | [6 empty] | DEER:Indoor_Non-CFL_Ltg | Annual
Any | SWLG011G | WRf | Ex | CZ02 | cWtd | SWLG011-01 | ExAnte2020 | IOU workpaper | 2019-06-26 | Fixture | 1 |  | None | 0 | 0 | 0 | 164 | 0.0179 | 0 | [6 empty] | DEER:Indoor_Non-CFL_Ltg | Annual
Any | SWLG011G | WRf | Ex | CZ03 | cWtd | SWLG011-01 | ExAnte2020 | IOU workpaper | 2019-06-26 | Fixture | 1 |  | None | 0 | 0 | 0 | 161 | 0.0179 | 0 | [6 empty] | DEER:Indoor_Non-CFL_Ltg | Annual
Any | SWLG011G | WRf | Ex | CZ04 | cWtd | SWLG011-01 | ExAnte2020 | IOU workpaper | 2019-06-26 | Fixture | 1 |  | None | 0 | 0 | 0 | 163 | 0.0177 | 0 | [6 empty] | DEER:Indoor_Non-CFL_Ltg | Annual
Any | SWLG011G | WRf | Ex | CZ05 | cWtd | SWLG011-01 | ExAnte2020 | IOU workpaper | 2019-06-26 | Fixture | 1 |  | None | 0 | 0 | 0 | 159 | 0.0177 | 0 | [6 empty] | DEER:Indoor_Non-CFL_Ltg | Annual
Any | SWLG011G | WRf | Ex | CZ06 | cWtd | SWLG011-01 | ExAnte2020 | IOU workpaper | 2019-06-26 | Fixture | 1 |  | None | 0 | 0 | 0 | 164 | 0.0177 | 0 | [6 empty] | DEER:Indoor_Non-CFL_Ltg | Annual
Any | SWLG011G | WRf | Ex | CZ07 | cWtd | SWLG011-01 | ExAnte2020 | IOU workpaper | 2019-06-26 | Fixture | 1 |  | None | 0 | 0 | 0 | 163 | 0.0179 | 0 | [6 empty] | DEER:Indoor_Non-CFL_Ltg | Annual
Any | SWLG011G | WRf | Ex | CZ08 | cWtd | SWLG011-01 | ExAnte2020 | IOU workpaper | 2019-06-26 | Fixture | 1 |  | None | 0 | 0 | 0 | 163 | 0.0204 | 0 | [6 empty] | DEER:Indoor_Non-CFL_Ltg | Annual
Any | SWLG011G | WRf | Ex | CZ09 | cWtd | SWLG011-01 | ExAnte2020 | IOU workpaper | 2019-06-26 | Fixture | 1 |  | None | 0 | 0 | 0 | 163 | 0.0183 | 0 | [6 empty] | DEER:Indoor_Non-CFL_Ltg | Annual
Any | SWLG011G | WRf | Ex | CZ10 | cWtd | SWLG011-01 | ExAnte2020 | IOU workpaper | 2019-06-26 | Fixture | 1 |  | None | 0 | 0 | 0 | 161 | 0.0179 | 0 | [6 empty] | DEER:Indoor_Non-CFL_Ltg | Annual
Any | SWLG011G | WRf | Ex | CZ11 | cWtd | SWLG011-01 | ExAnte2020 | IOU workpaper | 2019-06-26 | Fixture | 1 |  | None | 0 | 0 | 0 | 164 | 0.0177 | 0 | [6 empty] | DEER:Indoor_Non-CFL_Ltg | Annual
Any | SWLG011G | WRf | Ex | CZ12 | cWtd | SWLG011-01 | ExAnte2020 | IOU workpaper | 2019-06-26 | Fixture | 1 |  | None | 0 | 0 | 0 | 163 | 0.0182 | 0 | [6 empty] | DEER:Indoor_Non-CFL_Ltg | Annual
Any | SWLG011G | WRf | Ex | CZ13 | cWtd | SWLG011-01 | ExAnte2020 | IOU workpaper | 2019-06-26 | Fixture | 1 |  | None | 0 | 0 | 0 | 166 | 0.0177 | 0 | [6 empty] | DEER:Indoor_Non-CFL_Ltg | Annual
Any | SWLG011G | WRf | Ex | CZ14 | cWtd | SWLG011-01 | ExAnte2020 | IOU workpaper | 2019-06-26 | Fixture | 1 |  | None | 0 | 0 | 0 | 163 | 0.0179 | 0 | [6 empty] | DEER:Indoor_Non-CFL_Ltg | Annual
Any | SWLG011G | WRf | Ex | CZ15 | cWtd | SWLG011-01 | ExAnte2020 | IOU workpaper | 2019-06-26 | Fixture | 1 |  | None | 0 | 0 | 0 | 164 | 0.018 | 0 | [6 empty] | DEER:Indoor_Non-CFL_Ltg | Annual
Any | SWLG011G | WRf | Ex | CZ16 | cWtd | SWLG011-01 | ExAnte2020 | IOU workpaper | 2019-06-26 | Fixture | 1 |  | None | 0 | 0 | 0 | 164 | 0.0176 | 0 | [6 empty] | DEER:Indoor_Non-CFL_Ltg | Annual
Any | SWLG011H | Asm | Ex | CZ01 | cWtd | SWLG011-01 | ExAnte2020 | IOU workpaper | 2019-06-26 | Fixture | 1 |  | None | 0 | 0 | 0 | 41.9 | 0.0189 | -1.04 | [6 empty] | DEER:Indoor_Non-CFL_Ltg | Annual
Any | SWLG011H | Asm | Ex | CZ02 | cWtd | SWLG011-01 | ExAnte2020 | IOU workpaper | 2019-06-26 | Fixture | 1 |  | None | 0 | 0 | 0 | 45.9 | 0.019 | -0.581 | [6 empty] | DEER:Indoor_Non-CFL_Ltg | Annual
Any | SWLG011H | Asm | Ex | CZ03 | cWtd | SWLG011-01 | ExAnte2020 | IOU workpaper | 2019-06-26 | Fixture | 1 |  | None | 0 | 0 | 0 | 45.5 | 0.019 | -0.675 | [6 empty] | DEER:Indoor_Non-CFL_Ltg | Annual
Any | SWLG011H | Asm | Ex | CZ04 | cWtd | SWLG011-01 | ExAnte2020 | IOU workpaper | 2019-06-26 | Fixture | 1 |  | None | 0 | 0 | 0 | 46.8 | 0.019 | -0.5 | [6 empty] | DEER:Indoor_Non-CFL_Ltg | Annual
Any | SWLG011H | Asm | Ex | CZ05 | cWtd | SWLG011-01 | ExAnte2020 | IOU workpaper | 2019-06-26 | Fixture | 1 |  | None | 0 | 0 | 0 | 45.5 | 0.0189 | -0.639 | [6 empty] | DEER:Indoor_Non-CFL_Ltg | Annual
Any | SWLG011H | Asm | Ex | CZ06 | cWtd | SWLG011-01 | ExAnte2020 | IOU workpaper | 2019-06-26 | Fixture | 1 |  | None | 0 | 0 | 0 | 49.5 | 0.0202 | -0.378 | [6 empty] | DEER:Indoor_Non-CFL_Ltg | Annual
Any | SWLG011H | Asm | Ex | CZ07 | cWtd | SWLG011-01 | ExAnte2020 | IOU workpaper | 2019-06-26 | Fixture | 1 |  | None | 0 | 0 | 0 | 50.4 | 0.0207 | -0.357 | [6 empty] | DEER:Indoor_Non-CFL_Ltg | Annual
Any | SWLG011H | Asm | Ex | CZ08 | cWtd | SWLG011-01 | ExAnte2020 | IOU workpaper | 2019-06-26 | Fixture | 1 |  | None | 0 | 0 | 0 | 50.4 | 0.02 | -0.294 | [6 empty] | DEER:Indoor_Non-CFL_Ltg | Annual
Any | SWLG011H | Asm | Ex | CZ09 | cWtd | SWLG011-01 | ExAnte2020 | IOU workpaper | 2019-06-26 | Fixture | 1 |  | None | 0 | 0 | 0 | 49.5 | 0.0205 | -0.342 | [6 empty] | DEER:Indoor_Non-CFL_Ltg | Annual
Any | SWLG011H | Asm | Ex | CZ10 | cWtd | SWLG011-01 | ExAnte2020 | IOU workpaper | 2019-06-26 | Fixture | 1 |  | None | 0 | 0 | 0 | 50 | 0.0207 | -0.325 | [6 empty] | DEER:Indoor_Non-CFL_Ltg | Annual
Any | SWLG011H | Asm | Ex | CZ11 | cWtd | SWLG011-01 | ExAnte2020 | IOU workpaper | 2019-06-26 | Fixture | 1 |  | None | 0 | 0 | 0 | 46.8 | 0.0195 | -0.486 | [6 empty] | DEER:Indoor_Non-CFL_Ltg | Annual
Any | SWLG011H | Asm | Ex | CZ12 | cWtd | SWLG011-01 | ExAnte2020 | IOU workpaper | 2019-06-26 | Fixture | 1 |  | None | 0 | 0 | 0 | 46.8 | 0.0194 | -0.518 | [6 empty] | DEER:Indoor_Non-CFL_Ltg | Annual
Any | SWLG011H | Asm | Ex | CZ13 | cWtd | SWLG011-01 | ExAnte2020 | IOU workpaper | 2019-06-26 | Fixture | 1 |  | None | 0 | 0 | 0 | 46.8 | 0.0195 | -0.468 | [6 empty] | DEER:Indoor_Non-CFL_Ltg | Annual
Any | SWLG011H | Asm | Ex | CZ14 | cWtd | SWLG011-01 | ExAnte2020 | IOU workpaper | 2019-06-26 | Fixture | 1 |  | None | 0 | 0 | 0 | 48.2 | 0.0202 | -0.464 | [6 empty] | DEER:Indoor_Non-CFL_Ltg | Annual
Any | SWLG011H | Asm | Ex | CZ15 | cWtd | SWLG011-01 | ExAnte2020 | IOU workpaper | 2019-06-26 | Fixture | 1 |  | None | 0 | 0 | 0 | 51.8 | 0.0202 | -0.164 | [6 empty] | DEER:Indoor_Non-CFL_Ltg | Annual
Any | SWLG011H | Asm | Ex | CZ16 | cWtd | SWLG011-01 | ExAnte2020 | IOU workpaper | 2019-06-26 | Fixture | 1 |  | None | 0 | 0 | 0 | 44.6 | 0.0197 | -0.743 | [6 empty] | DEER:Indoor_Non-CFL_Ltg | Annual
Any | SWLG011H | Com | Ex | CZ01 | cWtd | SWLG011-01 | ExAnte2020 | IOU workpaper | 2019-06-26 | Fixture | 1 |  | None | 0 | 0 | 0 | 77.6 | 0.0132 | -1.16 | [6 empty] | DEER:Indoor_Non-CFL_Ltg | Annual
Any | SWLG011H | Com | Ex | CZ02 | cWtd | SWLG011-01 | ExAnte2020 | IOU workpaper | 2019-06-26 | Fixture | 1 |  | None | 0 | 0 | 0 | 84.3 | 0.0146 | -0.748 | [6 empty] | DEER:Indoor_Non-CFL_Ltg | Annual
Any | SWLG011H | Com | Ex | CZ03 | cWtd | SWLG011-01 | ExAnte2020 | IOU workpaper | 2019-06-26 | Fixture | 1 |  | None | 0 | 0 | 0 | 84.3 | 0.0141 | -0.653 | [6 empty] | DEER:Indoor_Non-CFL_Ltg | Annual
Any | SWLG011H | Com | Ex | CZ04 | cWtd | SWLG011-01 | ExAnte2020 | IOU workpaper | 2019-06-26 | Fixture | 1 |  | None | 0 | 0 | 0 | 86.7 | 0.0145 | -0.53 | [6 empty] | DEER:Indoor_Non-CFL_Ltg | Annual
Any | SWLG011H | Com | Ex | CZ05 | cWtd | SWLG011-01 | ExAnte2020 | IOU workpaper | 2019-06-26 | Fixture | 1 |  | None | 0 | 0 | 0 | 83.4 | 0.0139 | -0.876 | [6 empty] | DEER:Indoor_Non-CFL_Ltg | Annual
Any | SWLG011H | Com | Ex | CZ06 | cWtd | SWLG011-01 | ExAnte2020 | IOU workpaper | 2019-06-26 | Fixture | 1 |  | None | 0 | 0 | 0 | 88 | 0.0146 | -0.392 | [6 empty] | DEER:Indoor_Non-CFL_Ltg | Annual
Any | SWLG011H | Com | Ex | CZ07 | cWtd | SWLG011-01 | ExAnte2020 | IOU workpaper | 2019-06-26 | Fixture | 1 |  | None | 0 | 0 | 0 | 94.2 | 0.0155 | -0.378 | [6 empty] | DEER:Indoor_Non-CFL_Ltg | Annual
Any | SWLG011H | Com | Ex | CZ08 | cWtd | SWLG011-01 | ExAnte2020 | IOU workpaper | 2019-06-26 | Fixture | 1 |  | None | 0 | 0 | 0 | 88 | 0.0144 | -0.348 | [6 empty] | DEER:Indoor_Non-CFL_Ltg | Annual
Any | SWLG011H | Com | Ex | CZ09 | cWtd | SWLG011-01 | ExAnte2020 | IOU workpaper | 2019-06-26 | Fixture | 1 |  | None | 0 | 0 | 0 | 88 | 0.015 | -0.381 | [6 empty] | DEER:Indoor_Non-CFL_Ltg | Annual
Any | SWLG011H | Com | Ex | CZ10 | cWtd | SWLG011-01 | ExAnte2020 | IOU workpaper | 2019-06-26 | Fixture | 1 |  | None | 0 | 0 | 0 | 85.6 | 0.0145 | -0.408 | [6 empty] | DEER:Indoor_Non-CFL_Ltg | Annual
Any | SWLG011H | Com | Ex | CZ11 | cWtd | SWLG011-01 | ExAnte2020 | IOU workpaper | 2019-06-26 | Fixture | 1 |  | None | 0 | 0 | 0 | 85.1 | 0.0147 | -0.678 | [6 empty] | DEER:Indoor_Non-CFL_Ltg | Annual
Any | SWLG011H | Com | Ex | CZ12 | cWtd | SWLG011-01 | ExAnte2020 | IOU workpaper | 2019-06-26 | Fixture | 1 |  | None | 0 | 0 | 0 | 85.1 | 0.015 | -0.605 | [6 empty] | DEER:Indoor_Non-CFL_Ltg | Annual
Any | SWLG011H | Com | Ex | CZ13 | cWtd | SWLG011-01 | ExAnte2020 | IOU workpaper | 2019-06-26 | Fixture | 1 |  | None | 0 | 0 | 0 | 86.7 | 0.0146 | -0.58 | [6 empty] | DEER:Indoor_Non-CFL_Ltg | Annual
Any | SWLG011H | Com | Ex | CZ14 | cWtd | SWLG011-01 | ExAnte2020 | IOU workpaper | 2019-06-26 | Fixture | 1 |  | None | 0 | 0 | 0 | 86.4 | 0.015 | -0.66 | [6 empty] | DEER:Indoor_Non-CFL_Ltg | Annual
Any | SWLG011H | Com | Ex | CZ15 | cWtd | SWLG011-01 | ExAnte2020 | IOU workpaper | 2019-06-26 | Fixture | 1 |  | None | 0 | 0 | 0 | 92.9 | 0.0153 | -0.19 | [6 empty] | DEER:Indoor_Non-CFL_Ltg | Annual
Any | SWLG011H | Com | Ex | CZ16 | cWtd | SWLG011-01 | ExAnte2020 | IOU workpaper | 2019-06-26 | Fixture | 1 |  | None | 0 | 0 | 0 | 80.7 | 0.0145 | -1.17 | [6 empty] | DEER:Indoor_Non-CFL_Ltg | Annual
Any | SWLG011H | ECC | Ex | CZ01 | cWtd | SWLG011-01 | ExAnte2020 | IOU workpaper | 2019-06-26 | Fixture | 1 |  | None | 0 | 0 | 0 | 69.5 | 0.0112 | -1.94 | [6 empty] | DEER:Indoor_Non-CFL_Ltg | Annual
Any | SWLG011H | ECC | Ex | CZ02 | cWtd | SWLG011-01 | ExAnte2020 | IOU workpaper | 2019-06-26 | Fixture | 1 |  | None | 0 | 0 | 0 | 73.8 | 0.0135 | -1.23 | [6 empty] | DEER:Indoor_Non-CFL_Ltg | Annual
Any | SWLG011H | ECC | Ex | CZ03 | cWtd | SWLG011-01 | ExAnte2020 | IOU workpaper | 2019-06-26 | Fixture | 1 |  | None | 0 | 0 | 0 | 72.3 | 0.0129 | -1.43 | [6 empty] | DEER:Indoor_Non-CFL_Ltg | Annual
Any | SWLG011H | ECC | Ex | CZ04 | cWtd | SWLG011-01 | ExAnte2020 | IOU workpaper | 2019-06-26 | Fixture | 1 |  | None | 0 | 0 | 0 | 74.5 | 0.0135 | -1.09 | [6 empty] | DEER:Indoor_Non-CFL_Ltg | Annual
Any | SWLG011H | ECC | Ex | CZ05 | cWtd | SWLG011-01 | ExAnte2020 | IOU workpaper | 2019-06-26 | Fixture | 1 |  | None | 0 | 0 | 0 | 72.3 | 0.0125 | -1.43 | [6 empty] | DEER:Indoor_Non-CFL_Ltg | Annual
Any | SWLG011H | ECC | Ex | CZ06 | cWtd | SWLG011-01 | ExAnte2020 | IOU workpaper | 2019-06-26 | Fixture | 1 |  | None | 0 | 0 | 0 | 76.6 | 0.0141 | -0.774 | [6 empty] | DEER:Indoor_Non-CFL_Ltg | Annual
Any | SWLG011H | ECC | Ex | CZ07 | cWtd | SWLG011-01 | ExAnte2020 | IOU workpaper | 2019-06-26 | Fixture | 1 |  | None | 0 | 0 | 0 | 76.6 | 0.0135 | -0.774 | [6 empty] | DEER:Indoor_Non-CFL_Ltg | Annual
Any | SWLG011H | ECC | Ex | CZ08 | cWtd | SWLG011-01 | ExAnte2020 | IOU workpaper | 2019-06-26 | Fixture | 1 |  | None | 0 | 0 | 0 | 77.4 | 0.0133 | -0.64 | [6 empty] | DEER:Indoor_Non-CFL_Ltg | Annual
Any | SWLG011H | ECC | Ex | CZ09 | cWtd | SWLG011-01 | ExAnte2020 | IOU workpaper | 2019-06-26 | Fixture | 1 |  | None | 0 | 0 | 0 | 75.9 | 0.014 | -0.723 | [6 empty] | DEER:Indoor_Non-CFL_Ltg | Annual
Any | SWLG011H | ECC | Ex | CZ10 | cWtd | SWLG011-01 | ExAnte2020 | IOU workpaper | 2019-06-26 | Fixture | 1 |  | None | 0 | 0 | 0 | 75.9 | 0.0138 | -0.703 | [6 empty] | DEER:Indoor_Non-CFL_Ltg | Annual
Any | SWLG011H | ECC | Ex | CZ11 | cWtd | SWLG011-01 | ExAnte2020 | IOU workpaper | 2019-06-26 | Fixture | 1 |  | None | 0 | 0 | 0 | 75.9 | 0.0139 | -1.01 | [6 empty] | DEER:Indoor_Non-CFL_Ltg | Annual
Any | SWLG011H | ECC | Ex | CZ12 | cWtd | SWLG011-01 | ExAnte2020 | IOU workpaper | 2019-06-26 | Fixture | 1 |  | None | 0 | 0 | 0 | 75.9 | 0.0138 | -1.07 | [6 empty] | DEER:Indoor_Non-CFL_Ltg | Annual
Any | SWLG011H | ECC | Ex | CZ13 | cWtd | SWLG011-01 | ExAnte2020 | IOU workpaper | 2019-06-26 | Fixture | 1 |  | None | 0 | 0 | 0 | 76.6 | 0.0138 | -0.924 | [6 empty] | DEER:Indoor_Non-CFL_Ltg | Annual
Any | SWLG011H | ECC | Ex | CZ14 | cWtd | SWLG011-01 | ExAnte2020 | IOU workpaper | 2019-06-26 | Fixture | 1 |  | None | 0 | 0 | 0 | 76.6 | 0.0138 | -0.945 | [6 empty] | DEER:Indoor_Non-CFL_Ltg | Annual
Any | SWLG011H | ECC | Ex | CZ15 | cWtd | SWLG011-01 | ExAnte2020 | IOU workpaper | 2019-06-26 | Fixture | 1 |  | None | 0 | 0 | 0 | 80.2 | 0.0138 | -0.322 | [6 empty] | DEER:Indoor_Non-CFL_Ltg | Annual
Any | SWLG011H | ECC | Ex | CZ16 | cWtd | SWLG011-01 | ExAnte2020 | IOU workpaper | 2019-06-26 | Fixture | 1 |  | None | 0 | 0 | 0 | 72.3 | 0.0136 | -1.45 | [6 empty] | DEER:Indoor_Non-CFL_Ltg | Annual
Any | SWLG011H | EPr | Ex | CZ01 | cWtd | SWLG011-01 | ExAnte2020 | IOU workpaper | 2019-06-26 | Fixture | 1 |  | None | 0 | 0 | 0 | 59.1 | 0.0143 | -1.57 | [6 empty] | DEER:Indoor_Non-CFL_Ltg | Annual
Any | SWLG011H | EPr | Ex | CZ02 | cWtd | SWLG011-01 | ExAnte2020 | IOU workpaper | 2019-06-26 | Fixture | 1 |  | None | 0 | 0 | 0 | 62.2 | 0.0211 | -1.14 | [6 empty] | DEER:Indoor_Non-CFL_Ltg | Annual
Any | SWLG011H | EPr | Ex | CZ03 | cWtd | SWLG011-01 | ExAnte2020 | IOU workpaper | 2019-06-26 | Fixture | 1 |  | None | 0 | 0 | 0 | 61.6 | 0.0141 | -1.23 | [6 empty] | DEER:Indoor_Non-CFL_Ltg | Annual
Any | SWLG011H | EPr | Ex | CZ04 | cWtd | SWLG011-01 | ExAnte2020 | IOU workpaper | 2019-06-26 | Fixture | 1 |  | None | 0 | 0 | 0 | 62.8 | 0.0162 | -1.02 | [6 empty] | DEER:Indoor_Non-CFL_Ltg | Annual
Any | SWLG011H | EPr | Ex | CZ05 | cWtd | SWLG011-01 | ExAnte2020 | IOU workpaper | 2019-06-26 | Fixture | 1 |  | None | 0 | 0 | 0 | 61.6 | 0.0156 | -1.23 | [6 empty] | DEER:Indoor_Non-CFL_Ltg | Annual
Any | SWLG011H | EPr | Ex | CZ06 | cWtd | SWLG011-01 | ExAnte2020 | IOU workpaper | 2019-06-26 | Fixture | 1 |  | None | 0 | 0 | 0 | 64.7 | 0.0167 | -0.716 | [6 empty] | DEER:Indoor_Non-CFL_Ltg | Annual
Any | SWLG011H | EPr | Ex | CZ07 | cWtd | SWLG011-01 | ExAnte2020 | IOU workpaper | 2019-06-26 | Fixture | 1 |  | None | 0 | 0 | 0 | 64.1 | 0.0169 | -0.767 | [6 empty] | DEER:Indoor_Non-CFL_Ltg | Annual
Any | SWLG011H | EPr | Ex | CZ08 | cWtd | SWLG011-01 | ExAnte2020 | IOU workpaper | 2019-06-26 | Fixture | 1 |  | None | 0 | 0 | 0 | 65.4 | 0.0166 | -0.641 | [6 empty] | DEER:Indoor_Non-CFL_Ltg | Annual
Any | SWLG011H | EPr | Ex | CZ09 | cWtd | SWLG011-01 | ExAnte2020 | IOU workpaper | 2019-06-26 | Fixture | 1 |  | None | 0 | 0 | 0 | 65.4 | 0.017 | -0.71 | [6 empty] | DEER:Indoor_Non-CFL_Ltg | Annual
Any | SWLG011H | EPr | Ex | CZ10 | cWtd | SWLG011-01 | ExAnte2020 | IOU workpaper | 2019-06-26 | Fixture | 1 |  | None | 0 | 0 | 0 | 66.6 | 0.0169 | -0.654 | [6 empty] | DEER:Indoor_Non-CFL_Ltg | Annual
Any | SWLG011H | EPr | Ex | CZ11 | cWtd | SWLG011-01 | ExAnte2020 | IOU workpaper | 2019-06-26 | Fixture | 1 |  | None | 0 | 0 | 0 | 64.7 | 0.0192 | -0.968 | [6 empty] | DEER:Indoor_Non-CFL_Ltg | Annual
Any | SWLG011H | EPr | Ex | CZ12 | cWtd | SWLG011-01 | ExAnte2020 | IOU workpaper | 2019-06-26 | Fixture | 1 |  | None | 0 | 0 | 0 | 63.5 | 0.0219 | -0.993 | [6 empty] | DEER:Indoor_Non-CFL_Ltg | Annual
Any | SWLG011H | EPr | Ex | CZ13 | cWtd | SWLG011-01 | ExAnte2020 | IOU workpaper | 2019-06-26 | Fixture | 1 |  | None | 0 | 0 | 0 | 64.7 | 0.0181 | -0.93 | [6 empty] | DEER:Indoor_Non-CFL_Ltg | Annual
Any | SWLG011H | EPr | Ex | CZ14 | cWtd | SWLG011-01 | ExAnte2020 | IOU workpaper | 2019-06-26 | Fixture | 1 |  | None | 0 | 0 | 0 | 65.4 | 0.0167 | -0.855 | [6 empty] | DEER:Indoor_Non-CFL_Ltg | Annual
Any | SWLG011H | EPr | Ex | CZ15 | cWtd | SWLG011-01 | ExAnte2020 | IOU workpaper | 2019-06-26 | Fixture | 1 |  | None | 0 | 0 | 0 | 71 | 0.0171 | -0.311 | [6 empty] | DEER:Indoor_Non-CFL_Ltg | Annual
Any | SWLG011H | EPr | Ex | CZ16 | cWtd | SWLG011-01 | ExAnte2020 | IOU workpaper | 2019-06-26 | Fixture | 1 |  | None | 0 | 0 | 0 | 59.7 | 0.0139 | -1.27 | [6 empty] | DEER:Indoor_Non-CFL_Ltg | Annual
Any | SWLG011H | ERC | Ex | CZ01 | cWtd | SWLG011-01 | ExAnte2020 | IOU workpaper | 2019-06-26 | Fixture | 1 |  | None | 0 | 0 | 0 | 29 | 0.00645 | -0.553 | [6 empty] | DEER:Indoor_Non-CFL_Ltg | Annual
Any | SWLG011H | ERC | Ex | CZ02 | cWtd | SWLG011-01 | ExAnte2020 | IOU workpaper | 2019-06-26 | Fixture | 1 |  | None | 0 | 0 | 0 | 30.8 | 0.00781 | -0.389 | [6 empty] | DEER:Indoor_Non-CFL_Ltg | Annual
Any | SWLG011H | ERC | Ex | CZ03 | cWtd | SWLG011-01 | ExAnte2020 | IOU workpaper | 2019-06-26 | Fixture | 1 |  | None | 0 | 0 | 0 | 30.8 | 0.00566 | -0.347 | [6 empty] | DEER:Indoor_Non-CFL_Ltg | Annual
Any | SWLG011H | ERC | Ex | CZ04 | cWtd | SWLG011-01 | ExAnte2020 | IOU workpaper | 2019-06-26 | Fixture | 1 |  | None | 0 | 0 | 0 | 31.4 | 0.0065 | -0.288 | [6 empty] | DEER:Indoor_Non-CFL_Ltg | Annual
Any | SWLG011H | ERC | Ex | CZ05 | cWtd | SWLG011-01 | ExAnte2020 | IOU workpaper | 2019-06-26 | Fixture | 1 |  | None | 0 | 0 | 0 | 31.1 | 0.00587 | -0.311 | [6 empty] | DEER:Indoor_Non-CFL_Ltg | Annual
Any | SWLG011H | ERC | Ex | CZ06 | cWtd | SWLG011-01 | ExAnte2020 | IOU workpaper | 2019-06-26 | Fixture | 1 |  | None | 0 | 0 | 0 | 32.9 | 0.0066 | -0.222 | [6 empty] | DEER:Indoor_Non-CFL_Ltg | Annual
Any | SWLG011H | ERC | Ex | CZ07 | cWtd | SWLG011-01 | ExAnte2020 | IOU workpaper | 2019-06-26 | Fixture | 1 |  | None | 0 | 0 | 0 | 32.9 | 0.00645 | -0.181 | [6 empty] | DEER:Indoor_Non-CFL_Ltg | Annual
Any | SWLG011H | ERC | Ex | CZ08 | cWtd | SWLG011-01 | ExAnte2020 | IOU workpaper | 2019-06-26 | Fixture | 1 |  | None | 0 | 0 | 0 | 33.5 | 0.00671 | -0.167 | [6 empty] | DEER:Indoor_Non-CFL_Ltg | Annual
Any | SWLG011H | ERC | Ex | CZ09 | cWtd | SWLG011-01 | ExAnte2020 | IOU workpaper | 2019-06-26 | Fixture | 1 |  | None | 0 | 0 | 0 | 33.2 | 0.00718 | -0.211 | [6 empty] | DEER:Indoor_Non-CFL_Ltg | Annual
Any | SWLG011H | ERC | Ex | CZ10 | cWtd | SWLG011-01 | ExAnte2020 | IOU workpaper | 2019-06-26 | Fixture | 1 |  | None | 0 | 0 | 0 | 33.5 | 0.00729 | -0.228 | [6 empty] | DEER:Indoor_Non-CFL_Ltg | Annual
Any | SWLG011H | ERC | Ex | CZ11 | cWtd | SWLG011-01 | ExAnte2020 | IOU workpaper | 2019-06-26 | Fixture | 1 |  | None | 0 | 0 | 0 | 31.7 | 0.00765 | -0.332 | [6 empty] | DEER:Indoor_Non-CFL_Ltg | Annual
Any | SWLG011H | ERC | Ex | CZ12 | cWtd | SWLG011-01 | ExAnte2020 | IOU workpaper | 2019-06-26 | Fixture | 1 |  | None | 0 | 0 | 0 | 31.4 | 0.0076 | -0.341 | [6 empty] | DEER:Indoor_Non-CFL_Ltg | Annual
Any | SWLG011H | ERC | Ex | CZ13 | cWtd | SWLG011-01 | ExAnte2020 | IOU workpaper | 2019-06-26 | Fixture | 1 |  | None | 0 | 0 | 0 | 32 | 0.00734 | -0.305 | [6 empty] | DEER:Indoor_Non-CFL_Ltg | Annual
Any | SWLG011H | ERC | Ex | CZ14 | cWtd | SWLG011-01 | ExAnte2020 | IOU workpaper | 2019-06-26 | Fixture | 1 |  | None | 0 | 0 | 0 | 32.6 | 0.00739 | -0.323 | [6 empty] | DEER:Indoor_Non-CFL_Ltg | Annual
Any | SWLG011H | ERC | Ex | CZ15 | cWtd | SWLG011-01 | ExAnte2020 | IOU workpaper | 2019-06-26 | Fixture | 1 |  | None | 0 | 0 | 0 | 35.6 | 0.00765 | -0.0864 | [6 empty] | DEER:Indoor_Non-CFL_Ltg | Annual
Any | SWLG011H | ERC | Ex | CZ16 | cWtd | SWLG011-01 | ExAnte2020 | IOU workpaper | 2019-06-26 | Fixture | 1 |  | None | 0 | 0 | 0 | 29.6 | 0.00681 | -0.473 | [6 empty] | DEER:Indoor_Non-CFL_Ltg | Annual
Any | SWLG011H | ESe | Ex | CZ01 | cWtd | SWLG011-01 | ExAnte2020 | IOU workpaper | 2019-06-26 | Fixture | 1 |  | None | 0 | 0 | 0 | 59.7 | 0.0144 | -1.46 | [6 empty] | DEER:Indoor_Non-CFL_Ltg | Annual
Any | SWLG011H | ESe | Ex | CZ02 | cWtd | SWLG011-01 | ExAnte2020 | IOU workpaper | 2019-06-26 | Fixture | 1 |  | None | 0 | 0 | 0 | 62.8 | 0.0201 | -1.05 | [6 empty] | DEER:Indoor_Non-CFL_Ltg | Annual
Any | SWLG011H | ESe | Ex | CZ03 | cWtd | SWLG011-01 | ExAnte2020 | IOU workpaper | 2019-06-26 | Fixture | 1 |  | None | 0 | 0 | 0 | 61.6 | 0.0149 | -1.13 | [6 empty] | DEER:Indoor_Non-CFL_Ltg | Annual
Any | SWLG011H | ESe | Ex | CZ04 | cWtd | SWLG011-01 | ExAnte2020 | IOU workpaper | 2019-06-26 | Fixture | 1 |  | None | 0 | 0 | 0 | 63.5 | 0.0158 | -0.93 | [6 empty] | DEER:Indoor_Non-CFL_Ltg | Annual
Any | SWLG011H | ESe | Ex | CZ05 | cWtd | SWLG011-01 | ExAnte2020 | IOU workpaper | 2019-06-26 | Fixture | 1 |  | None | 0 | 0 | 0 | 61.6 | 0.0151 | -1.09 | [6 empty] | DEER:Indoor_Non-CFL_Ltg | Annual
Any | SWLG011H | ESe | Ex | CZ06 | cWtd | SWLG011-01 | ExAnte2020 | IOU workpaper | 2019-06-26 | Fixture | 1 |  | None | 0 | 0 | 0 | 64.7 | 0.0164 | -0.704 | [6 empty] | DEER:Indoor_Non-CFL_Ltg | Annual
Any | SWLG011H | ESe | Ex | CZ07 | cWtd | SWLG011-01 | ExAnte2020 | IOU workpaper | 2019-06-26 | Fixture | 1 |  | None | 0 | 0 | 0 | 64.1 | 0.0164 | -0.685 | [6 empty] | DEER:Indoor_Non-CFL_Ltg | Annual
Any | SWLG011H | ESe | Ex | CZ08 | cWtd | SWLG011-01 | ExAnte2020 | IOU workpaper | 2019-06-26 | Fixture | 1 |  | None | 0 | 0 | 0 | 66 | 0.0162 | -0.588 | [6 empty] | DEER:Indoor_Non-CFL_Ltg | Annual
Any | SWLG011H | ESe | Ex | CZ09 | cWtd | SWLG011-01 | ExAnte2020 | IOU workpaper | 2019-06-26 | Fixture | 1 |  | None | 0 | 0 | 0 | 66 | 0.0167 | -0.66 | [6 empty] | DEER:Indoor_Non-CFL_Ltg | Annual
Any | SWLG011H | ESe | Ex | CZ10 | cWtd | SWLG011-01 | ExAnte2020 | IOU workpaper | 2019-06-26 | Fixture | 1 |  | None | 0 | 0 | 0 | 66 | 0.0166 | -0.685 | [6 empty] | DEER:Indoor_Non-CFL_Ltg | Annual
Any | SWLG011H | ESe | Ex | CZ11 | cWtd | SWLG011-01 | ExAnte2020 | IOU workpaper | 2019-06-26 | Fixture | 1 |  | None | 0 | 0 | 0 | 64.7 | 0.0183 | -0.924 | [6 empty] | DEER:Indoor_Non-CFL_Ltg | Annual
Any | SWLG011H | ESe | Ex | CZ12 | cWtd | SWLG011-01 | ExAnte2020 | IOU workpaper | 2019-06-26 | Fixture | 1 |  | None | 0 | 0 | 0 | 64.1 | 0.0205 | -0.949 | [6 empty] | DEER:Indoor_Non-CFL_Ltg | Annual
Any | SWLG011H | ESe | Ex | CZ13 | cWtd | SWLG011-01 | ExAnte2020 | IOU workpaper | 2019-06-26 | Fixture | 1 |  | None | 0 | 0 | 0 | 65.4 | 0.0176 | -0.855 | [6 empty] | DEER:Indoor_Non-CFL_Ltg | Annual
Any | SWLG011H | ESe | Ex | CZ14 | cWtd | SWLG011-01 | ExAnte2020 | IOU workpaper | 2019-06-26 | Fixture | 1 |  | None | 0 | 0 | 0 | 65.4 | 0.0163 | -0.842 | [6 empty] | DEER:Indoor_Non-CFL_Ltg | Annual
Any | SWLG011H | ESe | Ex | CZ15 | cWtd | SWLG011-01 | ExAnte2020 | IOU workpaper | 2019-06-26 | Fixture | 1 |  | None | 0 | 0 | 0 | 71 | 0.0187 | -0.322 | [6 empty] | DEER:Indoor_Non-CFL_Ltg | Annual
Any | SWLG011H | ESe | Ex | CZ16 | cWtd | SWLG011-01 | ExAnte2020 | IOU workpaper | 2019-06-26 | Fixture | 1 |  | None | 0 | 0 | 0 | 60.3 | 0.0197 | -1.17 | [6 empty] | DEER:Indoor_Non-CFL_Ltg | Annual
Any | SWLG011H | EUn | Ex | CZ01 | cWtd | SWLG011-01 | ExAnte2020 | IOU workpaper | 2019-06-26 | Fixture | 1 |  | None | 0 | 0 | 0 | 66.2 | 0.0188 | -1.99 | [6 empty] | DEER:Indoor_Non-CFL_Ltg | Annual
Any | SWLG011H | EUn | Ex | CZ02 | cWtd | SWLG011-01 | ExAnte2020 | IOU workpaper | 2019-06-26 | Fixture | 1 |  | None | 0 | 0 | 0 | 70.2 | 0.0209 | -1.32 | [6 empty] | DEER:Indoor_Non-CFL_Ltg | Annual
Any | SWLG011H | EUn | Ex | CZ03 | cWtd | SWLG011-01 | ExAnte2020 | IOU workpaper | 2019-06-26 | Fixture | 1 |  | None | 0 | 0 | 0 | 68.9 | 0.0209 | -1.51 | [6 empty] | DEER:Indoor_Non-CFL_Ltg | Annual
Any | SWLG011H | EUn | Ex | CZ04 | cWtd | SWLG011-01 | ExAnte2020 | IOU workpaper | 2019-06-26 | Fixture | 1 |  | None | 0 | 0 | 0 | 70.9 | 0.0209 | -1.17 | [6 empty] | DEER:Indoor_Non-CFL_Ltg | Annual
Any | SWLG011H | EUn | Ex | CZ05 | cWtd | SWLG011-01 | ExAnte2020 | IOU workpaper | 2019-06-26 | Fixture | 1 |  | None | 0 | 0 | 0 | 68.9 | 0.02 | -1.49 | [6 empty] | DEER:Indoor_Non-CFL_Ltg | Annual
Any | SWLG011H | EUn | Ex | CZ06 | cWtd | SWLG011-01 | ExAnte2020 | IOU workpaper | 2019-06-26 | Fixture | 1 |  | None | 0 | 0 | 0 | 72.9 | 0.0212 | -0.932 | [6 empty] | DEER:Indoor_Non-CFL_Ltg | Annual
Any | SWLG011H | EUn | Ex | CZ07 | cWtd | SWLG011-01 | ExAnte2020 | IOU workpaper | 2019-06-26 | Fixture | 1 |  | None | 0 | 0 | 0 | 72.2 | 0.0216 | -0.945 | [6 empty] | DEER:Indoor_Non-CFL_Ltg | Annual
Any | SWLG011H | EUn | Ex | CZ08 | cWtd | SWLG011-01 | ExAnte2020 | IOU workpaper | 2019-06-26 | Fixture | 1 |  | None | 0 | 0 | 0 | 72.9 | 0.0212 | -0.803 | [6 empty] | DEER:Indoor_Non-CFL_Ltg | Annual
Any | SWLG011H | EUn | Ex | CZ09 | cWtd | SWLG011-01 | ExAnte2020 | IOU workpaper | 2019-06-26 | Fixture | 1 |  | None | 0 | 0 | 0 | 72.9 | 0.0221 | -0.844 | [6 empty] | DEER:Indoor_Non-CFL_Ltg | Annual
Any | SWLG011H | EUn | Ex | CZ10 | cWtd | SWLG011-01 | ExAnte2020 | IOU workpaper | 2019-06-26 | Fixture | 1 |  | None | 0 | 0 | 0 | 72.9 | 0.0216 | -0.864 | [6 empty] | DEER:Indoor_Non-CFL_Ltg | Annual
Any | SWLG011H | EUn | Ex | CZ11 | cWtd | SWLG011-01 | ExAnte2020 | IOU workpaper | 2019-06-26 | Fixture | 1 |  | None | 0 | 0 | 0 | 71.6 | 0.0212 | -1.05 | [6 empty] | DEER:Indoor_Non-CFL_Ltg | Annual
Any | SWLG011H | EUn | Ex | CZ12 | cWtd | SWLG011-01 | ExAnte2020 | IOU workpaper | 2019-06-26 | Fixture | 1 |  | None | 0 | 0 | 0 | 71.6 | 0.0212 | -1.13 | [6 empty] | DEER:Indoor_Non-CFL_Ltg | Annual
Any | SWLG011H | EUn | Ex | CZ13 | cWtd | SWLG011-01 | ExAnte2020 | IOU workpaper | 2019-06-26 | Fixture | 1 |  | None | 0 | 0 | 0 | 72.2 | 0.0214 | -0.986 | [6 empty] | DEER:Indoor_Non-CFL_Ltg | Annual
Any | SWLG011H | EUn | Ex | CZ14 | cWtd | SWLG011-01 | ExAnte2020 | IOU workpaper | 2019-06-26 | Fixture | 1 |  | None | 0 | 0 | 0 | 72.2 | 0.0235 | -1.06 | [6 empty] | DEER:Indoor_Non-CFL_Ltg | Annual
Any | SWLG011H | EUn | Ex | CZ15 | cWtd | SWLG011-01 | ExAnte2020 | IOU workpaper | 2019-06-26 | Fixture | 1 |  | None | 0 | 0 | 0 | 77 | 0.0219 | -0.415 | [6 empty] | DEER:Indoor_Non-CFL_Ltg | Annual
Any | SWLG011H | EUn | Ex | CZ16 | cWtd | SWLG011-01 | ExAnte2020 | IOU workpaper | 2019-06-26 | Fixture | 1 |  | None | 0 | 0 | 0 | 68.2 | 0.0205 | -1.55 | [6 empty] | DEER:Indoor_Non-CFL_Ltg | Annual
Any | SWLG011H | Gro | Ex | CZ01 | cWtd | SWLG011-01 | ExAnte2020 | IOU workpaper | 2019-06-26 | Fixture | 1 |  | None | 0 | 0 | 0 | 146 | 0.0243 | -2.52 | [6 empty] | DEER:Indoor_Non-CFL_Ltg | Annual
Any | SWLG011H | Gro | Ex | CZ02 | cWtd | SWLG011-01 | ExAnte2020 | IOU workpaper | 2019-06-26 | Fixture | 1 |  | None | 0 | 0 | 0 | 152 | 0.0289 | -1.94 | [6 empty] | DEER:Indoor_Non-CFL_Ltg | Annual
Any | SWLG011H | Gro | Ex | CZ03 | cWtd | SWLG011-01 | ExAnte2020 | IOU workpaper | 2019-06-26 | Fixture | 1 |  | None | 0 | 0 | 0 | 149 | 0.0269 | -2.19 | [6 empty] | DEER:Indoor_Non-CFL_Ltg | Annual
Any | SWLG011H | Gro | Ex | CZ04 | cWtd | SWLG011-01 | ExAnte2020 | IOU workpaper | 2019-06-26 | Fixture | 1 |  | None | 0 | 0 | 0 | 152 | 0.0279 | -1.88 | [6 empty] | DEER:Indoor_Non-CFL_Ltg | Annual
Any | SWLG011H | Gro | Ex | CZ05 | cWtd | SWLG011-01 | ExAnte2020 | IOU workpaper | 2019-06-26 | Fixture | 1 |  | None | 0 | 0 | 0 | 148 | 0.0265 | -2.24 | [6 empty] | DEER:Indoor_Non-CFL_Ltg | Annual
Any | SWLG011H | Gro | Ex | CZ06 | cWtd | SWLG011-01 | ExAnte2020 | IOU workpaper | 2019-06-26 | Fixture | 1 |  | None | 0 | 0 | 0 | 149 | 0.0277 | -2.02 | [6 empty] | DEER:Indoor_Non-CFL_Ltg | Annual
Any | SWLG011H | Gro | Ex | CZ07 | cWtd | SWLG011-01 | ExAnte2020 | IOU workpaper | 2019-06-26 | Fixture | 1 |  | None | 0 | 0 | 0 | 149 | 0.0269 | -2.03 | [6 empty] | DEER:Indoor_Non-CFL_Ltg | Annual
Any | SWLG011H | Gro | Ex | CZ08 | cWtd | SWLG011-01 | ExAnte2020 | IOU workpaper | 2019-06-26 | Fixture | 1 |  | None | 0 | 0 | 0 | 152 | 0.0277 | -1.81 | [6 empty] | DEER:Indoor_Non-CFL_Ltg | Annual
Any | SWLG011H | Gro | Ex | CZ09 | cWtd | SWLG011-01 | ExAnte2020 | IOU workpaper | 2019-06-26 | Fixture | 1 |  | None | 0 | 0 | 0 | 152 | 0.0284 | -1.79 | [6 empty] | DEER:Indoor_Non-CFL_Ltg | Annual
Any | SWLG011H | Gro | Ex | CZ10 | cWtd | SWLG011-01 | ExAnte2020 | IOU workpaper | 2019-06-26 | Fixture | 1 |  | None | 0 | 0 | 0 | 154 | 0.0286 | -1.81 | [6 empty] | DEER:Indoor_Non-CFL_Ltg | Annual
Any | SWLG011H | Gro | Ex | CZ11 | cWtd | SWLG011-01 | ExAnte2020 | IOU workpaper | 2019-06-26 | Fixture | 1 |  | None | 0 | 0 | 0 | 157 | 0.0296 | -1.6 | [6 empty] | DEER:Indoor_Non-CFL_Ltg | Annual
Any | SWLG011H | Gro | Ex | CZ12 | cWtd | SWLG011-01 | ExAnte2020 | IOU workpaper | 2019-06-26 | Fixture | 1 |  | None | 0 | 0 | 0 | 154 | 0.0293 | -1.73 | [6 empty] | DEER:Indoor_Non-CFL_Ltg | Annual
Any | SWLG011H | Gro | Ex | CZ13 | cWtd | SWLG011-01 | ExAnte2020 | IOU workpaper | 2019-06-26 | Fixture | 1 |  | None | 0 | 0 | 0 | 157 | 0.0286 | -1.51 | [6 empty] | DEER:Indoor_Non-CFL_Ltg | Annual
Any | SWLG011H | Gro | Ex | CZ14 | cWtd | SWLG011-01 | ExAnte2020 | IOU workpaper | 2019-06-26 | Fixture | 1 |  | None | 0 | 0 | 0 | 155 | 0.0289 | -1.85 | [6 empty] | DEER:Indoor_Non-CFL_Ltg | Annual
Any | SWLG011H | Gro | Ex | CZ15 | cWtd | SWLG011-01 | ExAnte2020 | IOU workpaper | 2019-06-26 | Fixture | 1 |  | None | 0 | 0 | 0 | 164 | 0.0293 | -1.05 | [6 empty] | DEER:Indoor_Non-CFL_Ltg | Annual
Any | SWLG011H | Gro | Ex | CZ16 | cWtd | SWLG011-01 | ExAnte2020 | IOU workpaper | 2019-06-26 | Fixture | 1 |  | None | 0 | 0 | 0 | 145 | 0.0279 | -2.42 | [6 empty] | DEER:Indoor_Non-CFL_Ltg | Annual
Any | SWLG011H | Hsp | Ex | CZ01 | cWtd | SWLG011-01 | ExAnte2020 | IOU workpaper | 2019-06-26 | Fixture | 1 |  | None | 0 | 0 | 0 | 157 | 0.0228 | -4.51 | [6 empty] | DEER:Indoor_Non-CFL_Ltg | Annual
Any | SWLG011H | Hsp | Ex | CZ02 | cWtd | SWLG011-01 | ExAnte2020 | IOU workpaper | 2019-06-26 | Fixture | 1 |  | None | 0 | 0 | 0 | 168 | 0.0266 | -2.88 | [6 empty] | DEER:Indoor_Non-CFL_Ltg | Annual
Any | SWLG011H | Hsp | Ex | CZ03 | cWtd | SWLG011-01 | ExAnte2020 | IOU workpaper | 2019-06-26 | Fixture | 1 |  | None | 0 | 0 | 0 | 165 | 0.0258 | -2.72 | [6 empty] | DEER:Indoor_Non-CFL_Ltg | Annual
Any | SWLG011H | Hsp | Ex | CZ04 | cWtd | SWLG011-01 | ExAnte2020 | IOU workpaper | 2019-06-26 | Fixture | 1 |  | None | 0 | 0 | 0 | 172 | 0.026 | -2.35 | [6 empty] | DEER:Indoor_Non-CFL_Ltg | Annual
Any | SWLG011H | Hsp | Ex | CZ05 | cWtd | SWLG011-01 | ExAnte2020 | IOU workpaper | 2019-06-26 | Fixture | 1 |  | None | 0 | 0 | 0 | 165 | 0.0245 | -2.89 | [6 empty] | DEER:Indoor_Non-CFL_Ltg | Annual
Any | SWLG011H | Hsp | Ex | CZ06 | cWtd | SWLG011-01 | ExAnte2020 | IOU workpaper | 2019-06-26 | Fixture | 1 |  | None | 0 | 0 | 0 | 177 | 0.0277 | -1.52 | [6 empty] | DEER:Indoor_Non-CFL_Ltg | Annual
Any | SWLG011H | Hsp | Ex | CZ07 | cWtd | SWLG011-01 | ExAnte2020 | IOU workpaper | 2019-06-26 | Fixture | 1 |  | None | 0 | 0 | 0 | 179 | 0.0262 | -1.08 | [6 empty] | DEER:Indoor_Non-CFL_Ltg | Annual
Any | SWLG011H | Hsp | Ex | CZ08 | cWtd | SWLG011-01 | ExAnte2020 | IOU workpaper | 2019-06-26 | Fixture | 1 |  | None | 0 | 0 | 0 | 179 | 0.0264 | -1.29 | [6 empty] | DEER:Indoor_Non-CFL_Ltg | Annual
Any | SWLG011H | Hsp | Ex | CZ09 | cWtd | SWLG011-01 | ExAnte2020 | IOU workpaper | 2019-06-26 | Fixture | 1 |  | None | 0 | 0 | 0 | 179 | 0.0273 | -1.54 | [6 empty] | DEER:Indoor_Non-CFL_Ltg | Annual
Any | SWLG011H | Hsp | Ex | CZ10 | cWtd | SWLG011-01 | ExAnte2020 | IOU workpaper | 2019-06-26 | Fixture | 1 |  | None | 0 | 0 | 0 | 179 | 0.0277 | -1.65 | [6 empty] | DEER:Indoor_Non-CFL_Ltg | Annual
Any | SWLG011H | Hsp | Ex | CZ11 | cWtd | SWLG011-01 | ExAnte2020 | IOU workpaper | 2019-06-26 | Fixture | 1 |  | None | 0 | 0 | 0 | 175 | 0.0264 | -2.42 | [6 empty] | DEER:Indoor_Non-CFL_Ltg | Annual
Any | SWLG011H | Hsp | Ex | CZ12 | cWtd | SWLG011-01 | ExAnte2020 | IOU workpaper | 2019-06-26 | Fixture | 1 |  | None | 0 | 0 | 0 | 174 | 0.0264 | -2.47 | [6 empty] | DEER:Indoor_Non-CFL_Ltg | Annual
Any | SWLG011H | Hsp | Ex | CZ13 | cWtd | SWLG011-01 | ExAnte2020 | IOU workpaper | 2019-06-26 | Fixture | 1 |  | None | 0 | 0 | 0 | 177 | 0.0264 | -2.26 | [6 empty] | DEER:Indoor_Non-CFL_Ltg | Annual
Any | SWLG011H | Hsp | Ex | CZ14 | cWtd | SWLG011-01 | ExAnte2020 | IOU workpaper | 2019-06-26 | Fixture | 1 |  | None | 0 | 0 | 0 | 175 | 0.0266 | -2.3 | [6 empty] | DEER:Indoor_Non-CFL_Ltg | Annual
Any | SWLG011H | Hsp | Ex | CZ15 | cWtd | SWLG011-01 | ExAnte2020 | IOU workpaper | 2019-06-26 | Fixture | 1 |  | None | 0 | 0 | 0 | 191 | 0.0271 | -0.868 | [6 empty] | DEER:Indoor_Non-CFL_Ltg | Annual
Any | SWLG011H | Hsp | Ex | CZ16 | cWtd | SWLG011-01 | ExAnte2020 | IOU workpaper | 2019-06-26 | Fixture | 1 |  | None | 0 | 0 | 0 | 165 | 0.0262 | -3.18 | [6 empty] | DEER:Indoor_Non-CFL_Ltg | Annual
Any | SWLG011H | Htl | Ex | CZ01 | cWtd | SWLG011-01 | ExAnte2020 | IOU workpaper | 2019-06-26 | Fixture | 1 |  | None | 0 | 0 | 0 | 122 | 0.0196 | -2.59 | [6 empty] | DEER:Indoor_Non-CFL_Ltg | Annual
Any | SWLG011H | Htl | Ex | CZ02 | cWtd | SWLG011-01 | ExAnte2020 | IOU workpaper | 2019-06-26 | Fixture | 1 |  | None | 0 | 0 | 0 | 137 | 0.0224 | -1.87 | [6 empty] | DEER:Indoor_Non-CFL_Ltg | Annual
Any | SWLG011H | Htl | Ex | CZ03 | cWtd | SWLG011-01 | ExAnte2020 | IOU workpaper | 2019-06-26 | Fixture | 1 |  | None | 0 | 0 | 0 | 136 | 0.022 | -1.96 | [6 empty] | DEER:Indoor_Non-CFL_Ltg | Annual
Any | SWLG011H | Htl | Ex | CZ04 | cWtd | SWLG011-01 | ExAnte2020 | IOU workpaper | 2019-06-26 | Fixture | 1 |  | None | 0 | 0 | 0 | 140 | 0.0218 | -1.49 | [6 empty] | DEER:Indoor_Non-CFL_Ltg | Annual
Any | SWLG011H | Htl | Ex | CZ05 | cWtd | SWLG011-01 | ExAnte2020 | IOU workpaper | 2019-06-26 | Fixture | 1 |  | None | 0 | 0 | 0 | 134 | 0.0211 | -2.02 | [6 empty] | DEER:Indoor_Non-CFL_Ltg | Annual
Any | SWLG011H | Htl | Ex | CZ06 | cWtd | SWLG011-01 | ExAnte2020 | IOU workpaper | 2019-06-26 | Fixture | 1 |  | None | 0 | 0 | 0 | 152 | 0.0229 | -1.06 | [6 empty] | DEER:Indoor_Non-CFL_Ltg | Annual
Any | SWLG011H | Htl | Ex | CZ07 | cWtd | SWLG011-01 | ExAnte2020 | IOU workpaper | 2019-06-26 | Fixture | 1 |  | None | 0 | 0 | 0 | 155 | 0.0227 | -0.943 | [6 empty] | DEER:Indoor_Non-CFL_Ltg | Annual
Any | SWLG011H | Htl | Ex | CZ08 | cWtd | SWLG011-01 | ExAnte2020 | IOU workpaper | 2019-06-26 | Fixture | 1 |  | None | 0 | 0 | 0 | 157 | 0.0226 | -0.931 | [6 empty] | DEER:Indoor_Non-CFL_Ltg | Annual
Any | SWLG011H | Htl | Ex | CZ09 | cWtd | SWLG011-01 | ExAnte2020 | IOU workpaper | 2019-06-26 | Fixture | 1 |  | None | 0 | 0 | 0 | 154 | 0.0235 | -1.08 | [6 empty] | DEER:Indoor_Non-CFL_Ltg | Annual
Any | SWLG011H | Htl | Ex | CZ10 | cWtd | SWLG011-01 | ExAnte2020 | IOU workpaper | 2019-06-26 | Fixture | 1 |  | None | 0 | 0 | 0 | 152 | 0.0237 | -1.12 | [6 empty] | DEER:Indoor_Non-CFL_Ltg | Annual
Any | SWLG011H | Htl | Ex | CZ11 | cWtd | SWLG011-01 | ExAnte2020 | IOU workpaper | 2019-06-26 | Fixture | 1 |  | None | 0 | 0 | 0 | 142 | 0.0224 | -1.84 | [6 empty] | DEER:Indoor_Non-CFL_Ltg | Annual
Any | SWLG011H | Htl | Ex | CZ12 | cWtd | SWLG011-01 | ExAnte2020 | IOU workpaper | 2019-06-26 | Fixture | 1 |  | None | 0 | 0 | 0 | 140 | 0.0224 | -1.78 | [6 empty] | DEER:Indoor_Non-CFL_Ltg | Annual
Any | SWLG011H | Htl | Ex | CZ13 | cWtd | SWLG011-01 | ExAnte2020 | IOU workpaper | 2019-06-26 | Fixture | 1 |  | None | 0 | 0 | 0 | 142 | 0.0222 | -1.63 | [6 empty] | DEER:Indoor_Non-CFL_Ltg | Annual
Any | SWLG011H | Htl | Ex | CZ14 | cWtd | SWLG011-01 | ExAnte2020 | IOU workpaper | 2019-06-26 | Fixture | 1 |  | None | 0 | 0 | 0 | 145 | 0.0227 | -1.26 | [6 empty] | DEER:Indoor_Non-CFL_Ltg | Annual
Any | SWLG011H | Htl | Ex | CZ15 | cWtd | SWLG011-01 | ExAnte2020 | IOU workpaper | 2019-06-26 | Fixture | 1 |  | None | 0 | 0 | 0 | 166 | 0.0237 | -0.655 | [6 empty] | DEER:Indoor_Non-CFL_Ltg | Annual
Any | SWLG011H | Htl | Ex | CZ16 | cWtd | SWLG011-01 | ExAnte2020 | IOU workpaper | 2019-06-26 | Fixture | 1 |  | None | 0 | 0 | 0 | 131 | 0.0224 | -1.79 | [6 empty] | DEER:Indoor_Non-CFL_Ltg | Annual
Any | SWLG011H | MBT | Ex | CZ01 | cWtd | SWLG011-01 | ExAnte2020 | IOU workpaper | 2019-06-26 | Fixture | 1 |  | None | 0 | 0 | 0 | 74 | 0.0083 | -0.719 | [6 empty] | DEER:Indoor_Non-CFL_Ltg | Annual
Any | SWLG011H | MBT | Ex | CZ02 | cWtd | SWLG011-01 | ExAnte2020 | IOU workpaper | 2019-06-26 | Fixture | 1 |  | None | 0 | 0 | 0 | 78.6 | 0.00953 | -0.403 | [6 empty] | DEER:Indoor_Non-CFL_Ltg | Annual
Any | SWLG011H | MBT | Ex | CZ03 | cWtd | SWLG011-01 | ExAnte2020 | IOU workpaper | 2019-06-26 | Fixture | 1 |  | None | 0 | 0 | 0 | 78.6 | 0.0093 | -0.319 | [6 empty] | DEER:Indoor_Non-CFL_Ltg | Annual
Any | SWLG011H | MBT | Ex | CZ04 | cWtd | SWLG011-01 | ExAnte2020 | IOU workpaper | 2019-06-26 | Fixture | 1 |  | None | 0 | 0 | 0 | 80.1 | 0.00953 | -0.264 | [6 empty] | DEER:Indoor_Non-CFL_Ltg | Annual
Any | SWLG011H | MBT | Ex | CZ05 | cWtd | SWLG011-01 | ExAnte2020 | IOU workpaper | 2019-06-26 | Fixture | 1 |  | None | 0 | 0 | 0 | 78.6 | 0.00945 | -0.337 | [6 empty] | DEER:Indoor_Non-CFL_Ltg | Annual
Any | SWLG011H | MBT | Ex | CZ06 | cWtd | SWLG011-01 | ExAnte2020 | IOU workpaper | 2019-06-26 | Fixture | 1 |  | None | 0 | 0 | 0 | 82.4 | 0.00999 | -0.183 | [6 empty] | DEER:Indoor_Non-CFL_Ltg | Annual
Any | SWLG011H | MBT | Ex | CZ07 | cWtd | SWLG011-01 | ExAnte2020 | IOU workpaper | 2019-06-26 | Fixture | 1 |  | None | 0 | 0 | 0 | 83.2 | 0.0101 | -0.124 | [6 empty] | DEER:Indoor_Non-CFL_Ltg | Annual
Any | SWLG011H | MBT | Ex | CZ08 | cWtd | SWLG011-01 | ExAnte2020 | IOU workpaper | 2019-06-26 | Fixture | 1 |  | None | 0 | 0 | 0 | 83.9 | 0.00999 | -0.153 | [6 empty] | DEER:Indoor_Non-CFL_Ltg | Annual
Any | SWLG011H | MBT | Ex | CZ09 | cWtd | SWLG011-01 | ExAnte2020 | IOU workpaper | 2019-06-26 | Fixture | 1 |  | None | 0 | 0 | 0 | 83.2 | 0.0104 | -0.187 | [6 empty] | DEER:Indoor_Non-CFL_Ltg | Annual
Any | SWLG011H | MBT | Ex | CZ10 | cWtd | SWLG011-01 | ExAnte2020 | IOU workpaper | 2019-06-26 | Fixture | 1 |  | None | 0 | 0 | 0 | 83.9 | 0.0104 | -0.15 | [6 empty] | DEER:Indoor_Non-CFL_Ltg | Annual
Any | SWLG011H | MBT | Ex | CZ11 | cWtd | SWLG011-01 | ExAnte2020 | IOU workpaper | 2019-06-26 | Fixture | 1 |  | None | 0 | 0 | 0 | 80.1 | 0.0096 | -0.41 | [6 empty] | DEER:Indoor_Non-CFL_Ltg | Annual
Any | SWLG011H | MBT | Ex | CZ12 | cWtd | SWLG011-01 | ExAnte2020 | IOU workpaper | 2019-06-26 | Fixture | 1 |  | None | 0 | 0 | 0 | 79.3 | 0.00953 | -0.388 | [6 empty] | DEER:Indoor_Non-CFL_Ltg | Annual
Any | SWLG011H | MBT | Ex | CZ13 | cWtd | SWLG011-01 | ExAnte2020 | IOU workpaper | 2019-06-26 | Fixture | 1 |  | None | 0 | 0 | 0 | 80.1 | 0.00945 | -0.352 | [6 empty] | DEER:Indoor_Non-CFL_Ltg | Annual
Any | SWLG011H | MBT | Ex | CZ14 | cWtd | SWLG011-01 | ExAnte2020 | IOU workpaper | 2019-06-26 | Fixture | 1 |  | None | 0 | 0 | 0 | 81.6 | 0.0103 | -0.393 | [6 empty] | DEER:Indoor_Non-CFL_Ltg | Annual
Any | SWLG011H | MBT | Ex | CZ15 | cWtd | SWLG011-01 | ExAnte2020 | IOU workpaper | 2019-06-26 | Fixture | 1 |  | None | 0 | 0 | 0 | 87.7 | 0.0102 | -0.0603 | [6 empty] | DEER:Indoor_Non-CFL_Ltg | Annual
Any | SWLG011H | MBT | Ex | CZ16 | cWtd | SWLG011-01 | ExAnte2020 | IOU workpaper | 2019-06-26 | Fixture | 1 |  | None | 0 | 0 | 0 | 77.1 | 0.00976 | -0.915 | [6 empty] | DEER:Indoor_Non-CFL_Ltg | Annual
Any | SWLG011H | MLI | Ex | CZ01 | cWtd | SWLG011-01 | ExAnte2020 | IOU workpaper | 2019-06-26 | Fixture | 1 |  | None | 0 | 0 | 0 | 71.2 | 0.00908 | -1.32 | [6 empty] | DEER:Indoor_Non-CFL_Ltg | Annual
Any | SWLG011H | MLI | Ex | CZ02 | cWtd | SWLG011-01 | ExAnte2020 | IOU workpaper | 2019-06-26 | Fixture | 1 |  | None | 0 | 0 | 0 | 75.8 | 0.00993 | -0.835 | [6 empty] | DEER:Indoor_Non-CFL_Ltg | Annual
Any | SWLG011H | MLI | Ex | CZ03 | cWtd | SWLG011-01 | ExAnte2020 | IOU workpaper | 2019-06-26 | Fixture | 1 |  | None | 0 | 0 | 0 | 75 | 0.00993 | -0.85 | [6 empty] | DEER:Indoor_Non-CFL_Ltg | Annual
Any | SWLG011H | MLI | Ex | CZ04 | cWtd | SWLG011-01 | ExAnte2020 | IOU workpaper | 2019-06-26 | Fixture | 1 |  | None | 0 | 0 | 0 | 76.6 | 0.00993 | -0.68 | [6 empty] | DEER:Indoor_Non-CFL_Ltg | Annual
Any | SWLG011H | MLI | Ex | CZ05 | cWtd | SWLG011-01 | ExAnte2020 | IOU workpaper | 2019-06-26 | Fixture | 1 |  | None | 0 | 0 | 0 | 75 | 0.00959 | -0.842 | [6 empty] | DEER:Indoor_Non-CFL_Ltg | Annual
Any | SWLG011H | MLI | Ex | CZ06 | cWtd | SWLG011-01 | ExAnte2020 | IOU workpaper | 2019-06-26 | Fixture | 1 |  | None | 0 | 0 | 0 | 79.6 | 0.0102 | -0.426 | [6 empty] | DEER:Indoor_Non-CFL_Ltg | Annual
Any | SWLG011H | MLI | Ex | CZ07 | cWtd | SWLG011-01 | ExAnte2020 | IOU workpaper | 2019-06-26 | Fixture | 1 |  | None | 0 | 0 | 0 | 78.9 | 0.0103 | -0.365 | [6 empty] | DEER:Indoor_Non-CFL_Ltg | Annual
Any | SWLG011H | MLI | Ex | CZ08 | cWtd | SWLG011-01 | ExAnte2020 | IOU workpaper | 2019-06-26 | Fixture | 1 |  | None | 0 | 0 | 0 | 80.4 | 0.0102 | -0.39 | [6 empty] | DEER:Indoor_Non-CFL_Ltg | Annual
Any | SWLG011H | MLI | Ex | CZ09 | cWtd | SWLG011-01 | ExAnte2020 | IOU workpaper | 2019-06-26 | Fixture | 1 |  | None | 0 | 0 | 0 | 79.6 | 0.0104 | -0.444 | [6 empty] | DEER:Indoor_Non-CFL_Ltg | Annual
Any | SWLG011H | MLI | Ex | CZ10 | cWtd | SWLG011-01 | ExAnte2020 | IOU workpaper | 2019-06-26 | Fixture | 1 |  | None | 0 | 0 | 0 | 79.6 | 0.0104 | -0.445 | [6 empty] | DEER:Indoor_Non-CFL_Ltg | Annual
Any | SWLG011H | MLI | Ex | CZ11 | cWtd | SWLG011-01 | ExAnte2020 | IOU workpaper | 2019-06-26 | Fixture | 1 |  | None | 0 | 0 | 0 | 77.3 | 0.0103 | -0.717 | [6 empty] | DEER:Indoor_Non-CFL_Ltg | Annual
Any | SWLG011H | MLI | Ex | CZ12 | cWtd | SWLG011-01 | ExAnte2020 | IOU workpaper | 2019-06-26 | Fixture | 1 |  | None | 0 | 0 | 0 | 76.6 | 0.01 | -0.739 | [6 empty] | DEER:Indoor_Non-CFL_Ltg | Annual
Any | SWLG011H | MLI | Ex | CZ13 | cWtd | SWLG011-01 | ExAnte2020 | IOU workpaper | 2019-06-26 | Fixture | 1 |  | None | 0 | 0 | 0 | 78.1 | 0.00985 | -0.648 | [6 empty] | DEER:Indoor_Non-CFL_Ltg | Annual
Any | SWLG011H | MLI | Ex | CZ14 | cWtd | SWLG011-01 | ExAnte2020 | IOU workpaper | 2019-06-26 | Fixture | 1 |  | None | 0 | 0 | 0 | 78.9 | 0.0104 | -0.694 | [6 empty] | DEER:Indoor_Non-CFL_Ltg | Annual
Any | SWLG011H | MLI | Ex | CZ15 | cWtd | SWLG011-01 | ExAnte2020 | IOU workpaper | 2019-06-26 | Fixture | 1 |  | None | 0 | 0 | 0 | 85 | 0.0107 | -0.188 | [6 empty] | DEER:Indoor_Non-CFL_Ltg | Annual
Any | SWLG011H | MLI | Ex | CZ16 | cWtd | SWLG011-01 | ExAnte2020 | IOU workpaper | 2019-06-26 | Fixture | 1 |  | None | 0 | 0 | 0 | 74.3 | 0.0101 | -1.11 | [6 empty] | DEER:Indoor_Non-CFL_Ltg | Annual
Any | SWLG011H | Mtl | Ex | CZ01 | cWtd | SWLG011-01 | ExAnte2020 | IOU workpaper | 2019-06-26 | Fixture | 1 |  | None | 0 | 0 | 0 | 92.5 | 0.0152 | -1.61 | [6 empty] | DEER:Indoor_Non-CFL_Ltg | Annual
Any | SWLG011H | Mtl | Ex | CZ02 | cWtd | SWLG011-01 | ExAnte2020 | IOU workpaper | 2019-06-26 | Fixture | 1 |  | None | 0 | 0 | 0 | 104 | 0.0163 | -1.1 | [6 empty] | DEER:Indoor_Non-CFL_Ltg | Annual
Any | SWLG011H | Mtl | Ex | CZ03 | cWtd | SWLG011-01 | ExAnte2020 | IOU workpaper | 2019-06-26 | Fixture | 1 |  | None | 0 | 0 | 0 | 103 | 0.0162 | -1.08 | [6 empty] | DEER:Indoor_Non-CFL_Ltg | Annual
Any | SWLG011H | Mtl | Ex | CZ04 | cWtd | SWLG011-01 | ExAnte2020 | IOU workpaper | 2019-06-26 | Fixture | 1 |  | None | 0 | 0 | 0 | 108 | 0.0162 | -0.894 | [6 empty] | DEER:Indoor_Non-CFL_Ltg | Annual
Any | SWLG011H | Mtl | Ex | CZ05 | cWtd | SWLG011-01 | ExAnte2020 | IOU workpaper | 2019-06-26 | Fixture | 1 |  | None | 0 | 0 | 0 | 102 | 0.0156 | -1.2 | [6 empty] | DEER:Indoor_Non-CFL_Ltg | Annual
Any | SWLG011H | Mtl | Ex | CZ06 | cWtd | SWLG011-01 | ExAnte2020 | IOU workpaper | 2019-06-26 | Fixture | 1 |  | None | 0 | 0 | 0 | 120 | 0.0169 | -0.416 | [6 empty] | DEER:Indoor_Non-CFL_Ltg | Annual
Any | SWLG011H | Mtl | Ex | CZ07 | cWtd | SWLG011-01 | ExAnte2020 | IOU workpaper | 2019-06-26 | Fixture | 1 |  | None | 0 | 0 | 0 | 123 | 0.0167 | -0.259 | [6 empty] | DEER:Indoor_Non-CFL_Ltg | Annual
Any | SWLG011H | Mtl | Ex | CZ08 | cWtd | SWLG011-01 | ExAnte2020 | IOU workpaper | 2019-06-26 | Fixture | 1 |  | None | 0 | 0 | 0 | 123 | 0.0167 | -0.364 | [6 empty] | DEER:Indoor_Non-CFL_Ltg | Annual
Any | SWLG011H | Mtl | Ex | CZ09 | cWtd | SWLG011-01 | ExAnte2020 | IOU workpaper | 2019-06-26 | Fixture | 1 |  | None | 0 | 0 | 0 | 120 | 0.0173 | -0.413 | [6 empty] | DEER:Indoor_Non-CFL_Ltg | Annual
Any | SWLG011H | Mtl | Ex | CZ10 | cWtd | SWLG011-01 | ExAnte2020 | IOU workpaper | 2019-06-26 | Fixture | 1 |  | None | 0 | 0 | 0 | 118 | 0.0172 | -0.516 | [6 empty] | DEER:Indoor_Non-CFL_Ltg | Annual
Any | SWLG011H | Mtl | Ex | CZ11 | cWtd | SWLG011-01 | ExAnte2020 | IOU workpaper | 2019-06-26 | Fixture | 1 |  | None | 0 | 0 | 0 | 110 | 0.0165 | -0.853 | [6 empty] | DEER:Indoor_Non-CFL_Ltg | Annual
Any | SWLG011H | Mtl | Ex | CZ12 | cWtd | SWLG011-01 | ExAnte2020 | IOU workpaper | 2019-06-26 | Fixture | 1 |  | None | 0 | 0 | 0 | 108 | 0.0163 | -0.887 | [6 empty] | DEER:Indoor_Non-CFL_Ltg | Annual
Any | SWLG011H | Mtl | Ex | CZ13 | cWtd | SWLG011-01 | ExAnte2020 | IOU workpaper | 2019-06-26 | Fixture | 1 |  | None | 0 | 0 | 0 | 112 | 0.0163 | -0.789 | [6 empty] | DEER:Indoor_Non-CFL_Ltg | Annual
Any | SWLG011H | Mtl | Ex | CZ14 | cWtd | SWLG011-01 | ExAnte2020 | IOU workpaper | 2019-06-26 | Fixture | 1 |  | None | 0 | 0 | 0 | 112 | 0.017 | -0.708 | [6 empty] | DEER:Indoor_Non-CFL_Ltg | Annual
Any | SWLG011H | Mtl | Ex | CZ15 | cWtd | SWLG011-01 | ExAnte2020 | IOU workpaper | 2019-06-26 | Fixture | 1 |  | None | 0 | 0 | 0 | 128 | 0.0173 | -0.209 | [6 empty] | DEER:Indoor_Non-CFL_Ltg | Annual
Any | SWLG011H | Mtl | Ex | CZ16 | cWtd | SWLG011-01 | ExAnte2020 | IOU workpaper | 2019-06-26 | Fixture | 1 |  | None | 0 | 0 | 0 | 99.3 | 0.0166 | -1.06 | [6 empty] | DEER:Indoor_Non-CFL_Ltg | Annual
Any | SWLG011H | Nrs | Ex | CZ01 | cWtd | SWLG011-01 | ExAnte2020 | IOU workpaper | 2019-06-26 | Fixture | 1 |  | None | 0 | 0 | 0 | 101 | 0.0204 | -2.02 | [6 empty] | DEER:Indoor_Non-CFL_Ltg | Annual
Any | SWLG011H | Nrs | Ex | CZ02 | cWtd | SWLG011-01 | ExAnte2020 | IOU workpaper | 2019-06-26 | Fixture | 1 |  | None | 0 | 0 | 0 | 109 | 0.0222 | -1.37 | [6 empty] | DEER:Indoor_Non-CFL_Ltg | Annual
Any | SWLG011H | Nrs | Ex | CZ03 | cWtd | SWLG011-01 | ExAnte2020 | IOU workpaper | 2019-06-26 | Fixture | 1 |  | None | 0 | 0 | 0 | 108 | 0.0219 | -1.31 | [6 empty] | DEER:Indoor_Non-CFL_Ltg | Annual
Any | SWLG011H | Nrs | Ex | CZ04 | cWtd | SWLG011-01 | ExAnte2020 | IOU workpaper | 2019-06-26 | Fixture | 1 |  | None | 0 | 0 | 0 | 111 | 0.0222 | -1.08 | [6 empty] | DEER:Indoor_Non-CFL_Ltg | Annual
Any | SWLG011H | Nrs | Ex | CZ05 | cWtd | SWLG011-01 | ExAnte2020 | IOU workpaper | 2019-06-26 | Fixture | 1 |  | None | 0 | 0 | 0 | 108 | 0.0211 | -1.35 | [6 empty] | DEER:Indoor_Non-CFL_Ltg | Annual
Any | SWLG011H | Nrs | Ex | CZ06 | cWtd | SWLG011-01 | ExAnte2020 | IOU workpaper | 2019-06-26 | Fixture | 1 |  | None | 0 | 0 | 0 | 116 | 0.0233 | -0.707 | [6 empty] | DEER:Indoor_Non-CFL_Ltg | Annual
Any | SWLG011H | Nrs | Ex | CZ07 | cWtd | SWLG011-01 | ExAnte2020 | IOU workpaper | 2019-06-26 | Fixture | 1 |  | None | 0 | 0 | 0 | 116 | 0.0235 | -0.606 | [6 empty] | DEER:Indoor_Non-CFL_Ltg | Annual
Any | SWLG011H | Nrs | Ex | CZ08 | cWtd | SWLG011-01 | ExAnte2020 | IOU workpaper | 2019-06-26 | Fixture | 1 |  | None | 0 | 0 | 0 | 117 | 0.0237 | -0.646 | [6 empty] | DEER:Indoor_Non-CFL_Ltg | Annual
Any | SWLG011H | Nrs | Ex | CZ09 | cWtd | SWLG011-01 | ExAnte2020 | IOU workpaper | 2019-06-26 | Fixture | 1 |  | None | 0 | 0 | 0 | 117 | 0.0239 | -0.698 | [6 empty] | DEER:Indoor_Non-CFL_Ltg | Annual
Any | SWLG011H | Nrs | Ex | CZ10 | cWtd | SWLG011-01 | ExAnte2020 | IOU workpaper | 2019-06-26 | Fixture | 1 |  | None | 0 | 0 | 0 | 118 | 0.0252 | -0.744 | [6 empty] | DEER:Indoor_Non-CFL_Ltg | Annual
Any | SWLG011H | Nrs | Ex | CZ11 | cWtd | SWLG011-01 | ExAnte2020 | IOU workpaper | 2019-06-26 | Fixture | 1 |  | None | 0 | 0 | 0 | 112 | 0.0228 | -1.12 | [6 empty] | DEER:Indoor_Non-CFL_Ltg | Annual
Any | SWLG011H | Nrs | Ex | CZ12 | cWtd | SWLG011-01 | ExAnte2020 | IOU workpaper | 2019-06-26 | Fixture | 1 |  | None | 0 | 0 | 0 | 111 | 0.0226 | -1.17 | [6 empty] | DEER:Indoor_Non-CFL_Ltg | Annual
Any | SWLG011H | Nrs | Ex | CZ13 | cWtd | SWLG011-01 | ExAnte2020 | IOU workpaper | 2019-06-26 | Fixture | 1 |  | None | 0 | 0 | 0 | 113 | 0.0226 | -1.06 | [6 empty] | DEER:Indoor_Non-CFL_Ltg | Annual
Any | SWLG011H | Nrs | Ex | CZ14 | cWtd | SWLG011-01 | ExAnte2020 | IOU workpaper | 2019-06-26 | Fixture | 1 |  | None | 0 | 0 | 0 | 115 | 0.0235 | -0.988 | [6 empty] | DEER:Indoor_Non-CFL_Ltg | Annual
Any | SWLG011H | Nrs | Ex | CZ15 | cWtd | SWLG011-01 | ExAnte2020 | IOU workpaper | 2019-06-26 | Fixture | 1 |  | None | 0 | 0 | 0 | 124 | 0.0245 | -0.358 | [6 empty] | DEER:Indoor_Non-CFL_Ltg | Annual
Any | SWLG011H | Nrs | Ex | CZ16 | cWtd | SWLG011-01 | ExAnte2020 | IOU workpaper | 2019-06-26 | Fixture | 1 |  | None | 0 | 0 | 0 | 106 | 0.0222 | -1.67 | [6 empty] | DEER:Indoor_Non-CFL_Ltg | Annual
Any | SWLG011H | OfL | Ex | CZ01 | cWtd | SWLG011-01 | ExAnte2020 | IOU workpaper | 2019-06-26 | Fixture | 1 |  | None | 0 | 0 | 0 | 73.3 | 0.0108 | -0.353 | [6 empty] | DEER:Indoor_Non-CFL_Ltg | Annual
Any | SWLG011H | OfL | Ex | CZ02 | cWtd | SWLG011-01 | ExAnte2020 | IOU workpaper | 2019-06-26 | Fixture | 1 |  | None | 0 | 0 | 0 | 76.8 | 0.0113 | -0.203 | [6 empty] | DEER:Indoor_Non-CFL_Ltg | Annual
Any | SWLG011H | OfL | Ex | CZ03 | cWtd | SWLG011-01 | ExAnte2020 | IOU workpaper | 2019-06-26 | Fixture | 1 |  | None | 0 | 0 | 0 | 76.1 | 0.0112 | -0.178 | [6 empty] | DEER:Indoor_Non-CFL_Ltg | Annual
Any | SWLG011H | OfL | Ex | CZ04 | cWtd | SWLG011-01 | ExAnte2020 | IOU workpaper | 2019-06-26 | Fixture | 1 |  | None | 0 | 0 | 0 | 76.8 | 0.0116 | -0.178 | [6 empty] | DEER:Indoor_Non-CFL_Ltg | Annual
Any | SWLG011H | OfL | Ex | CZ05 | cWtd | SWLG011-01 | ExAnte2020 | IOU workpaper | 2019-06-26 | Fixture | 1 |  | None | 0 | 0 | 0 | 76.8 | 0.011 | -0.15 | [6 empty] | DEER:Indoor_Non-CFL_Ltg | Annual
Any | SWLG011H | OfL | Ex | CZ06 | cWtd | SWLG011-01 | ExAnte2020 | IOU workpaper | 2019-06-26 | Fixture | 1 |  | None | 0 | 0 | 0 | 81.6 | 0.0114 | -0.0511 | [6 empty] | DEER:Indoor_Non-CFL_Ltg | Annual
Any | SWLG011H | OfL | Ex | CZ07 | cWtd | SWLG011-01 | ExAnte2020 | IOU workpaper | 2019-06-26 | Fixture | 1 |  | None | 0 | 0 | 0 | 80.9 | 0.0112 | -0.00384 | [6 empty] | DEER:Indoor_Non-CFL_Ltg | Annual
Any | SWLG011H | OfL | Ex | CZ08 | cWtd | SWLG011-01 | ExAnte2020 | IOU workpaper | 2019-06-26 | Fixture | 1 |  | None | 0 | 0 | 0 | 81.6 | 0.0113 | -0.0384 | [6 empty] | DEER:Indoor_Non-CFL_Ltg | Annual
Any | SWLG011H | OfL | Ex | CZ09 | cWtd | SWLG011-01 | ExAnte2020 | IOU workpaper | 2019-06-26 | Fixture | 1 |  | None | 0 | 0 | 0 | 80.9 | 0.012 | -0.0747 | [6 empty] | DEER:Indoor_Non-CFL_Ltg | Annual
Any | SWLG011H | OfL | Ex | CZ10 | cWtd | SWLG011-01 | ExAnte2020 | IOU workpaper | 2019-06-26 | Fixture | 1 |  | None | 0 | 0 | 0 | 82.3 | 0.0121 | -0.0432 | [6 empty] | DEER:Indoor_Non-CFL_Ltg | Annual
Any | SWLG011H | OfL | Ex | CZ11 | cWtd | SWLG011-01 | ExAnte2020 | IOU workpaper | 2019-06-26 | Fixture | 1 |  | None | 0 | 0 | 0 | 77.5 | 0.0118 | -0.221 | [6 empty] | DEER:Indoor_Non-CFL_Ltg | Annual
Any | SWLG011H | OfL | Ex | CZ12 | cWtd | SWLG011-01 | ExAnte2020 | IOU workpaper | 2019-06-26 | Fixture | 1 |  | None | 0 | 0 | 0 | 77.5 | 0.0125 | -0.206 | [6 empty] | DEER:Indoor_Non-CFL_Ltg | Annual
Any | SWLG011H | OfL | Ex | CZ13 | cWtd | SWLG011-01 | ExAnte2020 | IOU workpaper | 2019-06-26 | Fixture | 1 |  | None | 0 | 0 | 0 | 78.1 | 0.0124 | -0.192 | [6 empty] | DEER:Indoor_Non-CFL_Ltg | Annual
Any | SWLG011H | OfL | Ex | CZ14 | cWtd | SWLG011-01 | ExAnte2020 | IOU workpaper | 2019-06-26 | Fixture | 1 |  | None | 0 | 0 | 0 | 80.2 | 0.0118 | -0.189 | [6 empty] | DEER:Indoor_Non-CFL_Ltg | Annual
Any | SWLG011H | OfL | Ex | CZ15 | cWtd | SWLG011-01 | ExAnte2020 | IOU workpaper | 2019-06-26 | Fixture | 1 |  | None | 0 | 0 | 0 | 83.7 | 0.0128 | -0.0109 | [6 empty] | DEER:Indoor_Non-CFL_Ltg | Annual
Any | SWLG011H | OfL | Ex | CZ16 | cWtd | SWLG011-01 | ExAnte2020 | IOU workpaper | 2019-06-26 | Fixture | 1 |  | None | 0 | 0 | 0 | 75.4 | 0.0114 | -0.564 | [6 empty] | DEER:Indoor_Non-CFL_Ltg | Annual
Any | SWLG011H | OfS | Ex | CZ01 | cWtd | SWLG011-01 | ExAnte2020 | IOU workpaper | 2019-06-26 | Fixture | 1 |  | None | 0 | 0 | 0 | 54 | 0.00906 | -0.443 | [6 empty] | DEER:Indoor_Non-CFL_Ltg | Annual
Any | SWLG011H | OfS | Ex | CZ02 | cWtd | SWLG011-01 | ExAnte2020 | IOU workpaper | 2019-06-26 | Fixture | 1 |  | None | 0 | 0 | 0 | 58.5 | 0.00988 | -0.273 | [6 empty] | DEER:Indoor_Non-CFL_Ltg | Annual
Any | SWLG011H | OfS | Ex | CZ03 | cWtd | SWLG011-01 | ExAnte2020 | IOU workpaper | 2019-06-26 | Fixture | 1 |  | None | 0 | 0 | 0 | 57.4 | 0.00947 | -0.259 | [6 empty] | DEER:Indoor_Non-CFL_Ltg | Annual
Any | SWLG011H | OfS | Ex | CZ04 | cWtd | SWLG011-01 | ExAnte2020 | IOU workpaper | 2019-06-26 | Fixture | 1 |  | None | 0 | 0 | 0 | 59.1 | 0.00955 | -0.225 | [6 empty] | DEER:Indoor_Non-CFL_Ltg | Annual
Any | SWLG011H | OfS | Ex | CZ05 | cWtd | SWLG011-01 | ExAnte2020 | IOU workpaper | 2019-06-26 | Fixture | 1 |  | None | 0 | 0 | 0 | 57.9 | 0.00922 | -0.224 | [6 empty] | DEER:Indoor_Non-CFL_Ltg | Annual
Any | SWLG011H | OfS | Ex | CZ06 | cWtd | SWLG011-01 | ExAnte2020 | IOU workpaper | 2019-06-26 | Fixture | 1 |  | None | 0 | 0 | 0 | 62.5 | 0.0098 | -0.0977 | [6 empty] | DEER:Indoor_Non-CFL_Ltg | Annual
Any | SWLG011H | OfS | Ex | CZ07 | cWtd | SWLG011-01 | ExAnte2020 | IOU workpaper | 2019-06-26 | Fixture | 1 |  | None | 0 | 0 | 0 | 61.9 | 0.00947 | -0.0574 | [6 empty] | DEER:Indoor_Non-CFL_Ltg | Annual
Any | SWLG011H | OfS | Ex | CZ08 | cWtd | SWLG011-01 | ExAnte2020 | IOU workpaper | 2019-06-26 | Fixture | 1 |  | None | 0 | 0 | 0 | 63.1 | 0.0098 | -0.0988 | [6 empty] | DEER:Indoor_Non-CFL_Ltg | Annual
Any | SWLG011H | OfS | Ex | CZ09 | cWtd | SWLG011-01 | ExAnte2020 | IOU workpaper | 2019-06-26 | Fixture | 1 |  | None | 0 | 0 | 0 | 62.5 | 0.0101 | -0.122 | [6 empty] | DEER:Indoor_Non-CFL_Ltg | Annual
Any | SWLG011H | OfS | Ex | CZ10 | cWtd | SWLG011-01 | ExAnte2020 | IOU workpaper | 2019-06-26 | Fixture | 1 |  | None | 0 | 0 | 0 | 62.5 | 0.0101 | -0.0977 | [6 empty] | DEER:Indoor_Non-CFL_Ltg | Annual
Any | SWLG011H | OfS | Ex | CZ11 | cWtd | SWLG011-01 | ExAnte2020 | IOU workpaper | 2019-06-26 | Fixture | 1 |  | None | 0 | 0 | 0 | 59.1 | 0.0105 | -0.258 | [6 empty] | DEER:Indoor_Non-CFL_Ltg | Annual
Any | SWLG011H | OfS | Ex | CZ12 | cWtd | SWLG011-01 | ExAnte2020 | IOU workpaper | 2019-06-26 | Fixture | 1 |  | None | 0 | 0 | 0 | 59.1 | 0.0101 | -0.261 | [6 empty] | DEER:Indoor_Non-CFL_Ltg | Annual
Any | SWLG011H | OfS | Ex | CZ13 | cWtd | SWLG011-01 | ExAnte2020 | IOU workpaper | 2019-06-26 | Fixture | 1 |  | None | 0 | 0 | 0 | 59.6 | 0.01 | -0.24 | [6 empty] | DEER:Indoor_Non-CFL_Ltg | Annual
Any | SWLG011H | OfS | Ex | CZ14 | cWtd | SWLG011-01 | ExAnte2020 | IOU workpaper | 2019-06-26 | Fixture | 1 |  | None | 0 | 0 | 0 | 60.8 | 0.0102 | -0.196 | [6 empty] | DEER:Indoor_Non-CFL_Ltg | Annual
Any | SWLG011H | OfS | Ex | CZ15 | cWtd | SWLG011-01 | ExAnte2020 | IOU workpaper | 2019-06-26 | Fixture | 1 |  | None | 0 | 0 | 0 | 65.9 | 0.0106 | -0.0373 | [6 empty] | DEER:Indoor_Non-CFL_Ltg | Annual
Any | SWLG011H | OfS | Ex | CZ16 | cWtd | SWLG011-01 | ExAnte2020 | IOU workpaper | 2019-06-26 | Fixture | 1 |  | None | 0 | 0 | 0 | 55.7 | 0.00996 | -0.473 | [6 empty] | DEER:Indoor_Non-CFL_Ltg | Annual
Any | SWLG011H | RFF | Ex | CZ01 | cWtd | SWLG011-01 | ExAnte2020 | IOU workpaper | 2019-06-26 | Fixture | 1 |  | None | 0 | 0 | 0 | 84 | 0.0145 | -1.7 | [6 empty] | DEER:Indoor_Non-CFL_Ltg | Annual
Any | SWLG011H | RFF | Ex | CZ02 | cWtd | SWLG011-01 | ExAnte2020 | IOU workpaper | 2019-06-26 | Fixture | 1 |  | None | 0 | 0 | 0 | 91.4 | 0.0155 | -1.08 | [6 empty] | DEER:Indoor_Non-CFL_Ltg | Annual
Any | SWLG011H | RFF | Ex | CZ03 | cWtd | SWLG011-01 | ExAnte2020 | IOU workpaper | 2019-06-26 | Fixture | 1 |  | None | 0 | 0 | 0 | 89.6 | 0.0156 | -1.17 | [6 empty] | DEER:Indoor_Non-CFL_Ltg | Annual
Any | SWLG011H | RFF | Ex | CZ04 | cWtd | SWLG011-01 | ExAnte2020 | IOU workpaper | 2019-06-26 | Fixture | 1 |  | None | 0 | 0 | 0 | 92.4 | 0.0156 | -0.903 | [6 empty] | DEER:Indoor_Non-CFL_Ltg | Annual
Any | SWLG011H | RFF | Ex | CZ05 | cWtd | SWLG011-01 | ExAnte2020 | IOU workpaper | 2019-06-26 | Fixture | 1 |  | None | 0 | 0 | 0 | 89.6 | 0.0153 | -1.17 | [6 empty] | DEER:Indoor_Non-CFL_Ltg | Annual
Any | SWLG011H | RFF | Ex | CZ06 | cWtd | SWLG011-01 | ExAnte2020 | IOU workpaper | 2019-06-26 | Fixture | 1 |  | None | 0 | 0 | 0 | 98.9 | 0.0164 | -0.753 | [6 empty] | DEER:Indoor_Non-CFL_Ltg | Annual
Any | SWLG011H | RFF | Ex | CZ07 | cWtd | SWLG011-01 | ExAnte2020 | IOU workpaper | 2019-06-26 | Fixture | 1 |  | None | 0 | 0 | 0 | 99.8 | 0.0166 | -0.616 | [6 empty] | DEER:Indoor_Non-CFL_Ltg | Annual
Any | SWLG011H | RFF | Ex | CZ08 | cWtd | SWLG011-01 | ExAnte2020 | IOU workpaper | 2019-06-26 | Fixture | 1 |  | None | 0 | 0 | 0 | 99.8 | 0.0163 | -0.629 | [6 empty] | DEER:Indoor_Non-CFL_Ltg | Annual
Any | SWLG011H | RFF | Ex | CZ09 | cWtd | SWLG011-01 | ExAnte2020 | IOU workpaper | 2019-06-26 | Fixture | 1 |  | None | 0 | 0 | 0 | 98.9 | 0.0166 | -0.747 | [6 empty] | DEER:Indoor_Non-CFL_Ltg | Annual
Any | SWLG011H | RFF | Ex | CZ10 | cWtd | SWLG011-01 | ExAnte2020 | IOU workpaper | 2019-06-26 | Fixture | 1 |  | None | 0 | 0 | 0 | 98.9 | 0.0164 | -0.752 | [6 empty] | DEER:Indoor_Non-CFL_Ltg | Annual
Any | SWLG011H | RFF | Ex | CZ11 | cWtd | SWLG011-01 | ExAnte2020 | IOU workpaper | 2019-06-26 | Fixture | 1 |  | None | 0 | 0 | 0 | 93.3 | 0.0159 | -0.908 | [6 empty] | DEER:Indoor_Non-CFL_Ltg | Annual
Any | SWLG011H | RFF | Ex | CZ12 | cWtd | SWLG011-01 | ExAnte2020 | IOU workpaper | 2019-06-26 | Fixture | 1 |  | None | 0 | 0 | 0 | 92.4 | 0.016 | -0.927 | [6 empty] | DEER:Indoor_Non-CFL_Ltg | Annual
Any | SWLG011H | RFF | Ex | CZ13 | cWtd | SWLG011-01 | ExAnte2020 | IOU workpaper | 2019-06-26 | Fixture | 1 |  | None | 0 | 0 | 0 | 94.2 | 0.016 | -0.851 | [6 empty] | DEER:Indoor_Non-CFL_Ltg | Annual
Any | SWLG011H | RFF | Ex | CZ14 | cWtd | SWLG011-01 | ExAnte2020 | IOU workpaper | 2019-06-26 | Fixture | 1 |  | None | 0 | 0 | 0 | 97 | 0.0166 | -1.04 | [6 empty] | DEER:Indoor_Non-CFL_Ltg | Annual
Any | SWLG011H | RFF | Ex | CZ15 | cWtd | SWLG011-01 | ExAnte2020 | IOU workpaper | 2019-06-26 | Fixture | 1 |  | None | 0 | 0 | 0 | 104 | 0.0168 | -0.346 | [6 empty] | DEER:Indoor_Non-CFL_Ltg | Annual
Any | SWLG011H | RFF | Ex | CZ16 | cWtd | SWLG011-01 | ExAnte2020 | IOU workpaper | 2019-06-26 | Fixture | 1 |  | None | 0 | 0 | 0 | 92.4 | 0.016 | -1.45 | [6 empty] | DEER:Indoor_Non-CFL_Ltg | Annual
Any | SWLG011H | RSD | Ex | CZ01 | cWtd | SWLG011-01 | ExAnte2020 | IOU workpaper | 2019-06-26 | Fixture | 1 |  | None | 0 | 0 | 0 | 96.2 | 0.0209 | -1.75 | [6 empty] | DEER:Indoor_Non-CFL_Ltg | Annual
Any | SWLG011H | RSD | Ex | CZ02 | cWtd | SWLG011-01 | ExAnte2020 | IOU workpaper | 2019-06-26 | Fixture | 1 |  | None | 0 | 0 | 0 | 106 | 0.0211 | -0.898 | [6 empty] | DEER:Indoor_Non-CFL_Ltg | Annual
Any | SWLG011H | RSD | Ex | CZ03 | cWtd | SWLG011-01 | ExAnte2020 | IOU workpaper | 2019-06-26 | Fixture | 1 |  | None | 0 | 0 | 0 | 106 | 0.0211 | -0.878 | [6 empty] | DEER:Indoor_Non-CFL_Ltg | Annual
Any | SWLG011H | RSD | Ex | CZ04 | cWtd | SWLG011-01 | ExAnte2020 | IOU workpaper | 2019-06-26 | Fixture | 1 |  | None | 0 | 0 | 0 | 108 | 0.0211 | -0.666 | [6 empty] | DEER:Indoor_Non-CFL_Ltg | Annual
Any | SWLG011H | RSD | Ex | CZ05 | cWtd | SWLG011-01 | ExAnte2020 | IOU workpaper | 2019-06-26 | Fixture | 1 |  | None | 0 | 0 | 0 | 106 | 0.0209 | -0.819 | [6 empty] | DEER:Indoor_Non-CFL_Ltg | Annual
Any | SWLG011H | RSD | Ex | CZ06 | cWtd | SWLG011-01 | ExAnte2020 | IOU workpaper | 2019-06-26 | Fixture | 1 |  | None | 0 | 0 | 0 | 116 | 0.0222 | -0.346 | [6 empty] | DEER:Indoor_Non-CFL_Ltg | Annual
Any | SWLG011H | RSD | Ex | CZ07 | cWtd | SWLG011-01 | ExAnte2020 | IOU workpaper | 2019-06-26 | Fixture | 1 |  | None | 0 | 0 | 0 | 118 | 0.0224 | -0.166 | [6 empty] | DEER:Indoor_Non-CFL_Ltg | Annual
Any | SWLG011H | RSD | Ex | CZ08 | cWtd | SWLG011-01 | ExAnte2020 | IOU workpaper | 2019-06-26 | Fixture | 1 |  | None | 0 | 0 | 0 | 116 | 0.022 | -0.304 | [6 empty] | DEER:Indoor_Non-CFL_Ltg | Annual
Any | SWLG011H | RSD | Ex | CZ09 | cWtd | SWLG011-01 | ExAnte2020 | IOU workpaper | 2019-06-26 | Fixture | 1 |  | None | 0 | 0 | 0 | 114 | 0.0226 | -0.404 | [6 empty] | DEER:Indoor_Non-CFL_Ltg | Annual
Any | SWLG011H | RSD | Ex | CZ10 | cWtd | SWLG011-01 | ExAnte2020 | IOU workpaper | 2019-06-26 | Fixture | 1 |  | None | 0 | 0 | 0 | 114 | 0.0224 | -0.512 | [6 empty] | DEER:Indoor_Non-CFL_Ltg | Annual
Any | SWLG011H | RSD | Ex | CZ11 | cWtd | SWLG011-01 | ExAnte2020 | IOU workpaper | 2019-06-26 | Fixture | 1 |  | None | 0 | 0 | 0 | 107 | 0.0217 | -0.84 | [6 empty] | DEER:Indoor_Non-CFL_Ltg | Annual
Any | SWLG011H | RSD | Ex | CZ12 | cWtd | SWLG011-01 | ExAnte2020 | IOU workpaper | 2019-06-26 | Fixture | 1 |  | None | 0 | 0 | 0 | 107 | 0.0213 | -0.849 | [6 empty] | DEER:Indoor_Non-CFL_Ltg | Annual
Any | SWLG011H | RSD | Ex | CZ13 | cWtd | SWLG011-01 | ExAnte2020 | IOU workpaper | 2019-06-26 | Fixture | 1 |  | None | 0 | 0 | 0 | 108 | 0.0217 | -0.802 | [6 empty] | DEER:Indoor_Non-CFL_Ltg | Annual
Any | SWLG011H | RSD | Ex | CZ14 | cWtd | SWLG011-01 | ExAnte2020 | IOU workpaper | 2019-06-26 | Fixture | 1 |  | None | 0 | 0 | 0 | 112 | 0.0224 | -0.963 | [6 empty] | DEER:Indoor_Non-CFL_Ltg | Annual
Any | SWLG011H | RSD | Ex | CZ15 | cWtd | SWLG011-01 | ExAnte2020 | IOU workpaper | 2019-06-26 | Fixture | 1 |  | None | 0 | 0 | 0 | 119 | 0.0233 | -0.154 | [6 empty] | DEER:Indoor_Non-CFL_Ltg | Annual
Any | SWLG011H | RSD | Ex | CZ16 | cWtd | SWLG011-01 | ExAnte2020 | IOU workpaper | 2019-06-26 | Fixture | 1 |  | None | 0 | 0 | 0 | 106 | 0.0218 | -1.56 | [6 empty] | DEER:Indoor_Non-CFL_Ltg | Annual
Any | SWLG011H | Rt3 | Ex | CZ01 | cWtd | SWLG011-01 | ExAnte2020 | IOU workpaper | 2019-06-26 | Fixture | 1 |  | None | 0 | 0 | 0 | 146 | 0.0271 | -1.37 | [6 empty] | DEER:Indoor_Non-CFL_Ltg | Annual
Any | SWLG011H | Rt3 | Ex | CZ02 | cWtd | SWLG011-01 | ExAnte2020 | IOU workpaper | 2019-06-26 | Fixture | 1 |  | None | 0 | 0 | 0 | 155 | 0.0273 | -0.768 | [6 empty] | DEER:Indoor_Non-CFL_Ltg | Annual
Any | SWLG011H | Rt3 | Ex | CZ03 | cWtd | SWLG011-01 | ExAnte2020 | IOU workpaper | 2019-06-26 | Fixture | 1 |  | None | 0 | 0 | 0 | 155 | 0.0271 | -0.609 | [6 empty] | DEER:Indoor_Non-CFL_Ltg | Annual
Any | SWLG011H | Rt3 | Ex | CZ04 | cWtd | SWLG011-01 | ExAnte2020 | IOU workpaper | 2019-06-26 | Fixture | 1 |  | None | 0 | 0 | 0 | 158 | 0.0273 | -0.484 | [6 empty] | DEER:Indoor_Non-CFL_Ltg | Annual
Any | SWLG011H | Rt3 | Ex | CZ05 | cWtd | SWLG011-01 | ExAnte2020 | IOU workpaper | 2019-06-26 | Fixture | 1 |  | None | 0 | 0 | 0 | 156 | 0.0266 | -0.472 | [6 empty] | DEER:Indoor_Non-CFL_Ltg | Annual
Any | SWLG011H | Rt3 | Ex | CZ06 | cWtd | SWLG011-01 | ExAnte2020 | IOU workpaper | 2019-06-26 | Fixture | 1 |  | None | 0 | 0 | 0 | 167 | 0.0285 | -0.134 | [6 empty] | DEER:Indoor_Non-CFL_Ltg | Annual
Any | SWLG011H | Rt3 | Ex | CZ07 | cWtd | SWLG011-01 | ExAnte2020 | IOU workpaper | 2019-06-26 | Fixture | 1 |  | None | 0 | 0 | 0 | 168 | 0.0282 | -0.0382 | [6 empty] | DEER:Indoor_Non-CFL_Ltg | Annual
Any | SWLG011H | Rt3 | Ex | CZ08 | cWtd | SWLG011-01 | ExAnte2020 | IOU workpaper | 2019-06-26 | Fixture | 1 |  | None | 0 | 0 | 0 | 167 | 0.0282 | -0.109 | [6 empty] | DEER:Indoor_Non-CFL_Ltg | Annual
Any | SWLG011H | Rt3 | Ex | CZ09 | cWtd | SWLG011-01 | ExAnte2020 | IOU workpaper | 2019-06-26 | Fixture | 1 |  | None | 0 | 0 | 0 | 164 | 0.0289 | -0.197 | [6 empty] | DEER:Indoor_Non-CFL_Ltg | Annual
Any | SWLG011H | Rt3 | Ex | CZ10 | cWtd | SWLG011-01 | ExAnte2020 | IOU workpaper | 2019-06-26 | Fixture | 1 |  | None | 0 | 0 | 0 | 165 | 0.0289 | -0.208 | [6 empty] | DEER:Indoor_Non-CFL_Ltg | Annual
Any | SWLG011H | Rt3 | Ex | CZ11 | cWtd | SWLG011-01 | ExAnte2020 | IOU workpaper | 2019-06-26 | Fixture | 1 |  | None | 0 | 0 | 0 | 156 | 0.0282 | -0.756 | [6 empty] | DEER:Indoor_Non-CFL_Ltg | Annual
Any | SWLG011H | Rt3 | Ex | CZ12 | cWtd | SWLG011-01 | ExAnte2020 | IOU workpaper | 2019-06-26 | Fixture | 1 |  | None | 0 | 0 | 0 | 156 | 0.0278 | -0.774 | [6 empty] | DEER:Indoor_Non-CFL_Ltg | Annual
Any | SWLG011H | Rt3 | Ex | CZ13 | cWtd | SWLG011-01 | ExAnte2020 | IOU workpaper | 2019-06-26 | Fixture | 1 |  | None | 0 | 0 | 0 | 158 | 0.028 | -0.704 | [6 empty] | DEER:Indoor_Non-CFL_Ltg | Annual
Any | SWLG011H | Rt3 | Ex | CZ14 | cWtd | SWLG011-01 | ExAnte2020 | IOU workpaper | 2019-06-26 | Fixture | 1 |  | None | 0 | 0 | 0 | 161 | 0.0289 | -0.693 | [6 empty] | DEER:Indoor_Non-CFL_Ltg | Annual
Any | SWLG011H | Rt3 | Ex | CZ15 | cWtd | SWLG011-01 | ExAnte2020 | IOU workpaper | 2019-06-26 | Fixture | 1 |  | None | 0 | 0 | 0 | 171 | 0.0298 | -0.037 | [6 empty] | DEER:Indoor_Non-CFL_Ltg | Annual
Any | SWLG011H | Rt3 | Ex | CZ16 | cWtd | SWLG011-01 | ExAnte2020 | IOU workpaper | 2019-06-26 | Fixture | 1 |  | None | 0 | 0 | 0 | 149 | 0.0278 | -1.61 | [6 empty] | DEER:Indoor_Non-CFL_Ltg | Annual
Any | SWLG011H | RtL | Ex | CZ01 | cWtd | SWLG011-01 | ExAnte2020 | IOU workpaper | 2019-06-26 | Fixture | 1 |  | None | 0 | 0 | 0 | 111 | 0.0173 | -0.939 | [6 empty] | DEER:Indoor_Non-CFL_Ltg | Annual
Any | SWLG011H | RtL | Ex | CZ02 | cWtd | SWLG011-01 | ExAnte2020 | IOU workpaper | 2019-06-26 | Fixture | 1 |  | None | 0 | 0 | 0 | 117 | 0.0174 | -0.556 | [6 empty] | DEER:Indoor_Non-CFL_Ltg | Annual
Any | SWLG011H | RtL | Ex | CZ03 | cWtd | SWLG011-01 | ExAnte2020 | IOU workpaper | 2019-06-26 | Fixture | 1 |  | None | 0 | 0 | 0 | 118 | 0.0171 | -0.443 | [6 empty] | DEER:Indoor_Non-CFL_Ltg | Annual
Any | SWLG011H | RtL | Ex | CZ04 | cWtd | SWLG011-01 | ExAnte2020 | IOU workpaper | 2019-06-26 | Fixture | 1 |  | None | 0 | 0 | 0 | 119 | 0.0173 | -0.367 | [6 empty] | DEER:Indoor_Non-CFL_Ltg | Annual
Any | SWLG011H | RtL | Ex | CZ05 | cWtd | SWLG011-01 | ExAnte2020 | IOU workpaper | 2019-06-26 | Fixture | 1 |  | None | 0 | 0 | 0 | 118 | 0.0169 | -0.443 | [6 empty] | DEER:Indoor_Non-CFL_Ltg | Annual
Any | SWLG011H | RtL | Ex | CZ06 | cWtd | SWLG011-01 | ExAnte2020 | IOU workpaper | 2019-06-26 | Fixture | 1 |  | None | 0 | 0 | 0 | 126 | 0.018 | -0.189 | [6 empty] | DEER:Indoor_Non-CFL_Ltg | Annual
Any | SWLG011H | RtL | Ex | CZ07 | cWtd | SWLG011-01 | ExAnte2020 | IOU workpaper | 2019-06-26 | Fixture | 1 |  | None | 0 | 0 | 0 | 127 | 0.018 | -0.138 | [6 empty] | DEER:Indoor_Non-CFL_Ltg | Annual
Any | SWLG011H | RtL | Ex | CZ08 | cWtd | SWLG011-01 | ExAnte2020 | IOU workpaper | 2019-06-26 | Fixture | 1 |  | None | 0 | 0 | 0 | 126 | 0.018 | -0.162 | [6 empty] | DEER:Indoor_Non-CFL_Ltg | Annual
Any | SWLG011H | RtL | Ex | CZ09 | cWtd | SWLG011-01 | ExAnte2020 | IOU workpaper | 2019-06-26 | Fixture | 1 |  | None | 0 | 0 | 0 | 124 | 0.0184 | -0.224 | [6 empty] | DEER:Indoor_Non-CFL_Ltg | Annual
Any | SWLG011H | RtL | Ex | CZ10 | cWtd | SWLG011-01 | ExAnte2020 | IOU workpaper | 2019-06-26 | Fixture | 1 |  | None | 0 | 0 | 0 | 124 | 0.0184 | -0.219 | [6 empty] | DEER:Indoor_Non-CFL_Ltg | Annual
Any | SWLG011H | RtL | Ex | CZ11 | cWtd | SWLG011-01 | ExAnte2020 | IOU workpaper | 2019-06-26 | Fixture | 1 |  | None | 0 | 0 | 0 | 118 | 0.0179 | -0.559 | [6 empty] | DEER:Indoor_Non-CFL_Ltg | Annual
Any | SWLG011H | RtL | Ex | CZ12 | cWtd | SWLG011-01 | ExAnte2020 | IOU workpaper | 2019-06-26 | Fixture | 1 |  | None | 0 | 0 | 0 | 117 | 0.0177 | -0.541 | [6 empty] | DEER:Indoor_Non-CFL_Ltg | Annual
Any | SWLG011H | RtL | Ex | CZ13 | cWtd | SWLG011-01 | ExAnte2020 | IOU workpaper | 2019-06-26 | Fixture | 1 |  | None | 0 | 0 | 0 | 118 | 0.0177 | -0.52 | [6 empty] | DEER:Indoor_Non-CFL_Ltg | Annual
Any | SWLG011H | RtL | Ex | CZ14 | cWtd | SWLG011-01 | ExAnte2020 | IOU workpaper | 2019-06-26 | Fixture | 1 |  | None | 0 | 0 | 0 | 120 | 0.0186 | -0.546 | [6 empty] | DEER:Indoor_Non-CFL_Ltg | Annual
Any | SWLG011H | RtL | Ex | CZ15 | cWtd | SWLG011-01 | ExAnte2020 | IOU workpaper | 2019-06-26 | Fixture | 1 |  | None | 0 | 0 | 0 | 129 | 0.019 | -0.082 | [6 empty] | DEER:Indoor_Non-CFL_Ltg | Annual
Any | SWLG011H | RtL | Ex | CZ16 | cWtd | SWLG011-01 | ExAnte2020 | IOU workpaper | 2019-06-26 | Fixture | 1 |  | None | 0 | 0 | 0 | 113 | 0.0177 | -1.19 | [6 empty] | DEER:Indoor_Non-CFL_Ltg | Annual
Any | SWLG011H | RtS | Ex | CZ01 | cWtd | SWLG011-01 | ExAnte2020 | IOU workpaper | 2019-06-26 | Fixture | 1 |  | None | 0 | 0 | 0 | 64.1 | 0.0118 | -1.03 | [6 empty] | DEER:Indoor_Non-CFL_Ltg | Annual
Any | SWLG011H | RtS | Ex | CZ02 | cWtd | SWLG011-01 | ExAnte2020 | IOU workpaper | 2019-06-26 | Fixture | 1 |  | None | 0 | 0 | 0 | 69.5 | 0.0122 | -0.571 | [6 empty] | DEER:Indoor_Non-CFL_Ltg | Annual
Any | SWLG011H | RtS | Ex | CZ03 | cWtd | SWLG011-01 | ExAnte2020 | IOU workpaper | 2019-06-26 | Fixture | 1 |  | None | 0 | 0 | 0 | 68.9 | 0.0122 | -0.612 | [6 empty] | DEER:Indoor_Non-CFL_Ltg | Annual
Any | SWLG011H | RtS | Ex | CZ04 | cWtd | SWLG011-01 | ExAnte2020 | IOU workpaper | 2019-06-26 | Fixture | 1 |  | None | 0 | 0 | 0 | 70.2 | 0.0122 | -0.479 | [6 empty] | DEER:Indoor_Non-CFL_Ltg | Annual
Any | SWLG011H | RtS | Ex | CZ05 | cWtd | SWLG011-01 | ExAnte2020 | IOU workpaper | 2019-06-26 | Fixture | 1 |  | None | 0 | 0 | 0 | 69.5 | 0.012 | -0.555 | [6 empty] | DEER:Indoor_Non-CFL_Ltg | Annual
Any | SWLG011H | RtS | Ex | CZ06 | cWtd | SWLG011-01 | ExAnte2020 | IOU workpaper | 2019-06-26 | Fixture | 1 |  | None | 0 | 0 | 0 | 74.3 | 0.0126 | -0.277 | [6 empty] | DEER:Indoor_Non-CFL_Ltg | Annual
Any | SWLG011H | RtS | Ex | CZ07 | cWtd | SWLG011-01 | ExAnte2020 | IOU workpaper | 2019-06-26 | Fixture | 1 |  | None | 0 | 0 | 0 | 75.6 | 0.0126 | -0.205 | [6 empty] | DEER:Indoor_Non-CFL_Ltg | Annual
Any | SWLG011H | RtS | Ex | CZ08 | cWtd | SWLG011-01 | ExAnte2020 | IOU workpaper | 2019-06-26 | Fixture | 1 |  | None | 0 | 0 | 0 | 74.9 | 0.0125 | -0.234 | [6 empty] | DEER:Indoor_Non-CFL_Ltg | Annual
Any | SWLG011H | RtS | Ex | CZ09 | cWtd | SWLG011-01 | ExAnte2020 | IOU workpaper | 2019-06-26 | Fixture | 1 |  | None | 0 | 0 | 0 | 74.3 | 0.0128 | -0.306 | [6 empty] | DEER:Indoor_Non-CFL_Ltg | Annual
Any | SWLG011H | RtS | Ex | CZ10 | cWtd | SWLG011-01 | ExAnte2020 | IOU workpaper | 2019-06-26 | Fixture | 1 |  | None | 0 | 0 | 0 | 74.9 | 0.0129 | -0.292 | [6 empty] | DEER:Indoor_Non-CFL_Ltg | Annual
Any | SWLG011H | RtS | Ex | CZ11 | cWtd | SWLG011-01 | ExAnte2020 | IOU workpaper | 2019-06-26 | Fixture | 1 |  | None | 0 | 0 | 0 | 70.2 | 0.0124 | -0.537 | [6 empty] | DEER:Indoor_Non-CFL_Ltg | Annual
Any | SWLG011H | RtS | Ex | CZ12 | cWtd | SWLG011-01 | ExAnte2020 | IOU workpaper | 2019-06-26 | Fixture | 1 |  | None | 0 | 0 | 0 | 70.2 | 0.0124 | -0.541 | [6 empty] | DEER:Indoor_Non-CFL_Ltg | Annual
Any | SWLG011H | RtS | Ex | CZ13 | cWtd | SWLG011-01 | ExAnte2020 | IOU workpaper | 2019-06-26 | Fixture | 1 |  | None | 0 | 0 | 0 | 70.2 | 0.0124 | -0.512 | [6 empty] | DEER:Indoor_Non-CFL_Ltg | Annual
Any | SWLG011H | RtS | Ex | CZ14 | cWtd | SWLG011-01 | ExAnte2020 | IOU workpaper | 2019-06-26 | Fixture | 1 |  | None | 0 | 0 | 0 | 72.2 | 0.013 | -0.491 | [6 empty] | DEER:Indoor_Non-CFL_Ltg | Annual
Any | SWLG011H | RtS | Ex | CZ15 | cWtd | SWLG011-01 | ExAnte2020 | IOU workpaper | 2019-06-26 | Fixture | 1 |  | None | 0 | 0 | 0 | 78.3 | 0.0131 | -0.113 | [6 empty] | DEER:Indoor_Non-CFL_Ltg | Annual
Any | SWLG011H | RtS | Ex | CZ16 | cWtd | SWLG011-01 | ExAnte2020 | IOU workpaper | 2019-06-26 | Fixture | 1 |  | None | 0 | 0 | 0 | 66.8 | 0.0125 | -0.81 | [6 empty] | DEER:Indoor_Non-CFL_Ltg | Annual
Any | SWLG011H | SCn | Ex | CZ01 | cWtd | SWLG011-01 | ExAnte2020 | IOU workpaper | 2019-06-26 | Fixture | 1 |  | None | 0 | 0 | 0 | 48.2 | 0.00581 | -1.15 | [6 empty] | DEER:Indoor_Non-CFL_Ltg | Annual
Any | SWLG011H | SCn | Ex | CZ02 | cWtd | SWLG011-01 | ExAnte2020 | IOU workpaper | 2019-06-26 | Fixture | 1 |  | None | 0 | 0 | 0 | 56.3 | 0.00734 | -0.751 | [6 empty] | DEER:Indoor_Non-CFL_Ltg | Annual
Any | SWLG011H | SCn | Ex | CZ03 | cWtd | SWLG011-01 | ExAnte2020 | IOU workpaper | 2019-06-26 | Fixture | 1 |  | None | 0 | 0 | 0 | 52.6 | 0.00734 | -0.945 | [6 empty] | DEER:Indoor_Non-CFL_Ltg | Annual
Any | SWLG011H | SCn | Ex | CZ04 | cWtd | SWLG011-01 | ExAnte2020 | IOU workpaper | 2019-06-26 | Fixture | 1 |  | None | 0 | 0 | 0 | 58.2 | 0.0074 | -0.77 | [6 empty] | DEER:Indoor_Non-CFL_Ltg | Annual
Any | SWLG011H | SCn | Ex | CZ05 | cWtd | SWLG011-01 | ExAnte2020 | IOU workpaper | 2019-06-26 | Fixture | 1 |  | None | 0 | 0 | 0 | 55.7 | 0.00658 | -1.06 | [6 empty] | DEER:Indoor_Non-CFL_Ltg | Annual
Any | SWLG011H | SCn | Ex | CZ06 | cWtd | SWLG011-01 | ExAnte2020 | IOU workpaper | 2019-06-26 | Fixture | 1 |  | None | 0 | 0 | 0 | 60.7 | 0.00769 | -0.554 | [6 empty] | DEER:Indoor_Non-CFL_Ltg | Annual
Any | SWLG011H | SCn | Ex | CZ07 | cWtd | SWLG011-01 | ExAnte2020 | IOU workpaper | 2019-06-26 | Fixture | 1 |  | None | 0 | 0 | 0 | 61.3 | 0.00787 | -0.529 | [6 empty] | DEER:Indoor_Non-CFL_Ltg | Annual
Any | SWLG011H | SCn | Ex | CZ08 | cWtd | SWLG011-01 | ExAnte2020 | IOU workpaper | 2019-06-26 | Fixture | 1 |  | None | 0 | 0 | 0 | 63.8 | 0.0074 | -0.473 | [6 empty] | DEER:Indoor_Non-CFL_Ltg | Annual
Any | SWLG011H | SCn | Ex | CZ09 | cWtd | SWLG011-01 | ExAnte2020 | IOU workpaper | 2019-06-26 | Fixture | 1 |  | None | 0 | 0 | 0 | 62.6 | 0.00758 | -0.569 | [6 empty] | DEER:Indoor_Non-CFL_Ltg | Annual
Any | SWLG011H | SCn | Ex | CZ10 | cWtd | SWLG011-01 | ExAnte2020 | IOU workpaper | 2019-06-26 | Fixture | 1 |  | None | 0 | 0 | 0 | 61.3 | 0.00752 | -0.632 | [6 empty] | DEER:Indoor_Non-CFL_Ltg | Annual
Any | SWLG011H | SCn | Ex | CZ11 | cWtd | SWLG011-01 | ExAnte2020 | IOU workpaper | 2019-06-26 | Fixture | 1 |  | None | 0 | 0 | 0 | 58.8 | 0.00716 | -0.688 | [6 empty] | DEER:Indoor_Non-CFL_Ltg | Annual
Any | SWLG011H | SCn | Ex | CZ12 | cWtd | SWLG011-01 | ExAnte2020 | IOU workpaper | 2019-06-26 | Fixture | 1 |  | None | 0 | 0 | 0 | 59.4 | 0.00722 | -0.682 | [6 empty] | DEER:Indoor_Non-CFL_Ltg | Annual
Any | SWLG011H | SCn | Ex | CZ13 | cWtd | SWLG011-01 | ExAnte2020 | IOU workpaper | 2019-06-26 | Fixture | 1 |  | None | 0 | 0 | 0 | 60.7 | 0.00711 | -0.593 | [6 empty] | DEER:Indoor_Non-CFL_Ltg | Annual
Any | SWLG011H | SCn | Ex | CZ14 | cWtd | SWLG011-01 | ExAnte2020 | IOU workpaper | 2019-06-26 | Fixture | 1 |  | None | 0 | 0 | 0 | 61.9 | 0.00752 | -0.669 | [6 empty] | DEER:Indoor_Non-CFL_Ltg | Annual
Any | SWLG011H | SCn | Ex | CZ15 | cWtd | SWLG011-01 | ExAnte2020 | IOU workpaper | 2019-06-26 | Fixture | 1 |  | None | 0 | 0 | 0 | 66.9 | 0.00787 | -0.336 | [6 empty] | DEER:Indoor_Non-CFL_Ltg | Annual
Any | SWLG011H | SCn | Ex | CZ16 | cWtd | SWLG011-01 | ExAnte2020 | IOU workpaper | 2019-06-26 | Fixture | 1 |  | None | 0 | 0 | 0 | 57.6 | 0.00775 | -0.888 | [6 empty] | DEER:Indoor_Non-CFL_Ltg | Annual
Any | SWLG011H | SUn | Ex | CZ01 | cWtd | SWLG011-01 | ExAnte2020 | IOU workpaper | 2019-06-26 | Fixture | 1 |  | None | 0 | 0 | 0 | 59 | 0.00834 | 0 | [6 empty] | DEER:Indoor_Non-CFL_Ltg | Annual
Any | SWLG011H | SUn | Ex | CZ02 | cWtd | SWLG011-01 | ExAnte2020 | IOU workpaper | 2019-06-26 | Fixture | 1 |  | None | 0 | 0 | 0 | 59 | 0.00834 | 0 | [6 empty] | DEER:Indoor_Non-CFL_Ltg | Annual
Any | SWLG011H | SUn | Ex | CZ03 | cWtd | SWLG011-01 | ExAnte2020 | IOU workpaper | 2019-06-26 | Fixture | 1 |  | None | 0 | 0 | 0 | 59 | 0.00834 | 0 | [6 empty] | DEER:Indoor_Non-CFL_Ltg | Annual
Any | SWLG011H | SUn | Ex | CZ04 | cWtd | SWLG011-01 | ExAnte2020 | IOU workpaper | 2019-06-26 | Fixture | 1 |  | None | 0 | 0 | 0 | 59 | 0.00834 | 0 | [6 empty] | DEER:Indoor_Non-CFL_Ltg | Annual
Any | SWLG011H | SUn | Ex | CZ05 | cWtd | SWLG011-01 | ExAnte2020 | IOU workpaper | 2019-06-26 | Fixture | 1 |  | None | 0 | 0 | 0 | 59 | 0.00834 | 0 | [6 empty] | DEER:Indoor_Non-CFL_Ltg | Annual
Any | SWLG011H | SUn | Ex | CZ06 | cWtd | SWLG011-01 | ExAnte2020 | IOU workpaper | 2019-06-26 | Fixture | 1 |  | None | 0 | 0 | 0 | 59 | 0.00834 | 0 | [6 empty] | DEER:Indoor_Non-CFL_Ltg | Annual
Any | SWLG011H | SUn | Ex | CZ07 | cWtd | SWLG011-01 | ExAnte2020 | IOU workpaper | 2019-06-26 | Fixture | 1 |  | None | 0 | 0 | 0 | 59 | 0.00834 | 0 | [6 empty] | DEER:Indoor_Non-CFL_Ltg | Annual
Any | SWLG011H | SUn | Ex | CZ08 | cWtd | SWLG011-01 | ExAnte2020 | IOU workpaper | 2019-06-26 | Fixture | 1 |  | None | 0 | 0 | 0 | 59 | 0.00834 | 0 | [6 empty] | DEER:Indoor_Non-CFL_Ltg | Annual
Any | SWLG011H | SUn | Ex | CZ09 | cWtd | SWLG011-01 | ExAnte2020 | IOU workpaper | 2019-06-26 | Fixture | 1 |  | None | 0 | 0 | 0 | 59 | 0.00834 | 0 | [6 empty] | DEER:Indoor_Non-CFL_Ltg | Annual
Any | SWLG011H | SUn | Ex | CZ10 | cWtd | SWLG011-01 | ExAnte2020 | IOU workpaper | 2019-06-26 | Fixture | 1 |  | None | 0 | 0 | 0 | 59 | 0.00834 | 0 | [6 empty] | DEER:Indoor_Non-CFL_Ltg | Annual
Any | SWLG011H | SUn | Ex | CZ11 | cWtd | SWLG011-01 | ExAnte2020 | IOU workpaper | 2019-06-26 | Fixture | 1 |  | None | 0 | 0 | 0 | 59 | 0.00834 | 0 | [6 empty] | DEER:Indoor_Non-CFL_Ltg | Annual
Any | SWLG011H | SUn | Ex | CZ12 | cWtd | SWLG011-01 | ExAnte2020 | IOU workpaper | 2019-06-26 | Fixture | 1 |  | None | 0 | 0 | 0 | 59 | 0.00834 | 0 | [6 empty] | DEER:Indoor_Non-CFL_Ltg | Annual
Any | SWLG011H | SUn | Ex | CZ13 | cWtd | SWLG011-01 | ExAnte2020 | IOU workpaper | 2019-06-26 | Fixture | 1 |  | None | 0 | 0 | 0 | 59 | 0.00834 | 0 | [6 empty] | DEER:Indoor_Non-CFL_Ltg | Annual
Any | SWLG011H | SUn | Ex | CZ14 | cWtd | SWLG011-01 | ExAnte2020 | IOU workpaper | 2019-06-26 | Fixture | 1 |  | None | 0 | 0 | 0 | 59 | 0.00834 | 0 | [6 empty] | DEER:Indoor_Non-CFL_Ltg | Annual
Any | SWLG011H | SUn | Ex | CZ15 | cWtd | SWLG011-01 | ExAnte2020 | IOU workpaper | 2019-06-26 | Fixture | 1 |  | None | 0 | 0 | 0 | 59 | 0.00834 | 0 | [6 empty] | DEER:Indoor_Non-CFL_Ltg | Annual
Any | SWLG011H | SUn | Ex | CZ16 | cWtd | SWLG011-01 | ExAnte2020 | IOU workpaper | 2019-06-26 | Fixture | 1 |  | None | 0 | 0 | 0 | 59 | 0.00834 | 0 | [6 empty] | DEER:Indoor_Non-CFL_Ltg | Annual
Any | SWLG011H | WRf | Ex | CZ01 | cWtd | SWLG011-01 | ExAnte2020 | IOU workpaper | 2019-06-26 | Fixture | 1 |  | None | 0 | 0 | 0 | 167 | 0.0181 | 0 | [6 empty] | DEER:Indoor_Non-CFL_Ltg | Annual
Any | SWLG011H | WRf | Ex | CZ02 | cWtd | SWLG011-01 | ExAnte2020 | IOU workpaper | 2019-06-26 | Fixture | 1 |  | None | 0 | 0 | 0 | 168 | 0.0183 | 0 | [6 empty] | DEER:Indoor_Non-CFL_Ltg | Annual
Any | SWLG011H | WRf | Ex | CZ03 | cWtd | SWLG011-01 | ExAnte2020 | IOU workpaper | 2019-06-26 | Fixture | 1 |  | None | 0 | 0 | 0 | 164 | 0.0183 | 0 | [6 empty] | DEER:Indoor_Non-CFL_Ltg | Annual
Any | SWLG011H | WRf | Ex | CZ04 | cWtd | SWLG011-01 | ExAnte2020 | IOU workpaper | 2019-06-26 | Fixture | 1 |  | None | 0 | 0 | 0 | 167 | 0.0181 | 0 | [6 empty] | DEER:Indoor_Non-CFL_Ltg | Annual
Any | SWLG011H | WRf | Ex | CZ05 | cWtd | SWLG011-01 | ExAnte2020 | IOU workpaper | 2019-06-26 | Fixture | 1 |  | None | 0 | 0 | 0 | 163 | 0.0181 | 0 | [6 empty] | DEER:Indoor_Non-CFL_Ltg | Annual
Any | SWLG011H | WRf | Ex | CZ06 | cWtd | SWLG011-01 | ExAnte2020 | IOU workpaper | 2019-06-26 | Fixture | 1 |  | None | 0 | 0 | 0 | 168 | 0.0181 | 0 | [6 empty] | DEER:Indoor_Non-CFL_Ltg | Annual
Any | SWLG011H | WRf | Ex | CZ07 | cWtd | SWLG011-01 | ExAnte2020 | IOU workpaper | 2019-06-26 | Fixture | 1 |  | None | 0 | 0 | 0 | 167 | 0.0183 | 0 | [6 empty] | DEER:Indoor_Non-CFL_Ltg | Annual
Any | SWLG011H | WRf | Ex | CZ08 | cWtd | SWLG011-01 | ExAnte2020 | IOU workpaper | 2019-06-26 | Fixture | 1 |  | None | 0 | 0 | 0 | 167 | 0.0208 | 0 | [6 empty] | DEER:Indoor_Non-CFL_Ltg | Annual
Any | SWLG011H | WRf | Ex | CZ09 | cWtd | SWLG011-01 | ExAnte2020 | IOU workpaper | 2019-06-26 | Fixture | 1 |  | None | 0 | 0 | 0 | 167 | 0.0187 | 0 | [6 empty] | DEER:Indoor_Non-CFL_Ltg | Annual
Any | SWLG011H | WRf | Ex | CZ10 | cWtd | SWLG011-01 | ExAnte2020 | IOU workpaper | 2019-06-26 | Fixture | 1 |  | None | 0 | 0 | 0 | 164 | 0.0183 | 0 | [6 empty] | DEER:Indoor_Non-CFL_Ltg | Annual
Any | SWLG011H | WRf | Ex | CZ11 | cWtd | SWLG011-01 | ExAnte2020 | IOU workpaper | 2019-06-26 | Fixture | 1 |  | None | 0 | 0 | 0 | 168 | 0.0181 | 0 | [6 empty] | DEER:Indoor_Non-CFL_Ltg | Annual
Any | SWLG011H | WRf | Ex | CZ12 | cWtd | SWLG011-01 | ExAnte2020 | IOU workpaper | 2019-06-26 | Fixture | 1 |  | None | 0 | 0 | 0 | 167 | 0.0186 | 0 | [6 empty] | DEER:Indoor_Non-CFL_Ltg | Annual
Any | SWLG011H | WRf | Ex | CZ13 | cWtd | SWLG011-01 | ExAnte2020 | IOU workpaper | 2019-06-26 | Fixture | 1 |  | None | 0 | 0 | 0 | 169 | 0.0181 | 0 | [6 empty] | DEER:Indoor_Non-CFL_Ltg | Annual
Any | SWLG011H | WRf | Ex | CZ14 | cWtd | SWLG011-01 | ExAnte2020 | IOU workpaper | 2019-06-26 | Fixture | 1 |  | None | 0 | 0 | 0 | 167 | 0.0183 | 0 | [6 empty] | DEER:Indoor_Non-CFL_Ltg | Annual
Any | SWLG011H | WRf | Ex | CZ15 | cWtd | SWLG011-01 | ExAnte2020 | IOU workpaper | 2019-06-26 | Fixture | 1 |  | None | 0 | 0 | 0 | 168 | 0.0184 | 0 | [6 empty] | DEER:Indoor_Non-CFL_Ltg | Annual
Any | SWLG011H | WRf | Ex | CZ16 | cWtd | SWLG011-01 | ExAnte2020 | IOU workpaper | 2019-06-26 | Fixture | 1 |  | None | 0 | 0 | 0 | 168 | 0.018 | 0 | [6 empty] | DEER:Indoor_Non-CFL_Ltg | Annual
Any | SWLG011I | Asm | Ex | CZ01 | cWtd | SWLG011-01 | ExAnte2020 | IOU workpaper | 2019-06-26 | Fixture | 1 |  | None | 0 | 0 | 0 | 50.8 | 0.0229 | -1.26 | [6 empty] | DEER:Indoor_Non-CFL_Ltg | Annual
Any | SWLG011I | Asm | Ex | CZ02 | cWtd | SWLG011-01 | ExAnte2020 | IOU workpaper | 2019-06-26 | Fixture | 1 |  | None | 0 | 0 | 0 | 55.7 | 0.0231 | -0.704 | [6 empty] | DEER:Indoor_Non-CFL_Ltg | Annual
Any | SWLG011I | Asm | Ex | CZ03 | cWtd | SWLG011-01 | ExAnte2020 | IOU workpaper | 2019-06-26 | Fixture | 1 |  | None | 0 | 0 | 0 | 55.1 | 0.0231 | -0.819 | [6 empty] | DEER:Indoor_Non-CFL_Ltg | Annual
Any | SWLG011I | Asm | Ex | CZ04 | cWtd | SWLG011-01 | ExAnte2020 | IOU workpaper | 2019-06-26 | Fixture | 1 |  | None | 0 | 0 | 0 | 56.8 | 0.0231 | -0.606 | [6 empty] | DEER:Indoor_Non-CFL_Ltg | Annual
Any | SWLG011I | Asm | Ex | CZ05 | cWtd | SWLG011-01 | ExAnte2020 | IOU workpaper | 2019-06-26 | Fixture | 1 |  | None | 0 | 0 | 0 | 55.1 | 0.0229 | -0.775 | [6 empty] | DEER:Indoor_Non-CFL_Ltg | Annual
Any | SWLG011I | Asm | Ex | CZ06 | cWtd | SWLG011-01 | ExAnte2020 | IOU workpaper | 2019-06-26 | Fixture | 1 |  | None | 0 | 0 | 0 | 60 | 0.0245 | -0.459 | [6 empty] | DEER:Indoor_Non-CFL_Ltg | Annual
Any | SWLG011I | Asm | Ex | CZ07 | cWtd | SWLG011-01 | ExAnte2020 | IOU workpaper | 2019-06-26 | Fixture | 1 |  | None | 0 | 0 | 0 | 61.1 | 0.0251 | -0.433 | [6 empty] | DEER:Indoor_Non-CFL_Ltg | Annual
Any | SWLG011I | Asm | Ex | CZ08 | cWtd | SWLG011-01 | ExAnte2020 | IOU workpaper | 2019-06-26 | Fixture | 1 |  | None | 0 | 0 | 0 | 61.1 | 0.0243 | -0.356 | [6 empty] | DEER:Indoor_Non-CFL_Ltg | Annual
Any | SWLG011I | Asm | Ex | CZ09 | cWtd | SWLG011-01 | ExAnte2020 | IOU workpaper | 2019-06-26 | Fixture | 1 |  | None | 0 | 0 | 0 | 60 | 0.0249 | -0.415 | [6 empty] | DEER:Indoor_Non-CFL_Ltg | Annual
Any | SWLG011I | Asm | Ex | CZ10 | cWtd | SWLG011-01 | ExAnte2020 | IOU workpaper | 2019-06-26 | Fixture | 1 |  | None | 0 | 0 | 0 | 60.6 | 0.0251 | -0.395 | [6 empty] | DEER:Indoor_Non-CFL_Ltg | Annual
Any | SWLG011I | Asm | Ex | CZ11 | cWtd | SWLG011-01 | ExAnte2020 | IOU workpaper | 2019-06-26 | Fixture | 1 |  | None | 0 | 0 | 0 | 56.8 | 0.0237 | -0.59 | [6 empty] | DEER:Indoor_Non-CFL_Ltg | Annual
Any | SWLG011I | Asm | Ex | CZ12 | cWtd | SWLG011-01 | ExAnte2020 | IOU workpaper | 2019-06-26 | Fixture | 1 |  | None | 0 | 0 | 0 | 56.8 | 0.0235 | -0.628 | [6 empty] | DEER:Indoor_Non-CFL_Ltg | Annual
Any | SWLG011I | Asm | Ex | CZ13 | cWtd | SWLG011-01 | ExAnte2020 | IOU workpaper | 2019-06-26 | Fixture | 1 |  | None | 0 | 0 | 0 | 56.8 | 0.0237 | -0.568 | [6 empty] | DEER:Indoor_Non-CFL_Ltg | Annual
Any | SWLG011I | Asm | Ex | CZ14 | cWtd | SWLG011-01 | ExAnte2020 | IOU workpaper | 2019-06-26 | Fixture | 1 |  | None | 0 | 0 | 0 | 58.4 | 0.0245 | -0.562 | [6 empty] | DEER:Indoor_Non-CFL_Ltg | Annual
Any | SWLG011I | Asm | Ex | CZ15 | cWtd | SWLG011-01 | ExAnte2020 | IOU workpaper | 2019-06-26 | Fixture | 1 |  | None | 0 | 0 | 0 | 62.8 | 0.0245 | -0.199 | [6 empty] | DEER:Indoor_Non-CFL_Ltg | Annual
Any | SWLG011I | Asm | Ex | CZ16 | cWtd | SWLG011-01 | ExAnte2020 | IOU workpaper | 2019-06-26 | Fixture | 1 |  | None | 0 | 0 | 0 | 54 | 0.0239 | -0.901 | [6 empty] | DEER:Indoor_Non-CFL_Ltg | Annual
Any | SWLG011I | Com | Ex | CZ01 | cWtd | SWLG011-01 | ExAnte2020 | IOU workpaper | 2019-06-26 | Fixture | 1 |  | None | 0 | 0 | 0 | 94.2 | 0.016 | -1.41 | [6 empty] | DEER:Indoor_Non-CFL_Ltg | Annual
Any | SWLG011I | Com | Ex | CZ02 | cWtd | SWLG011-01 | ExAnte2020 | IOU workpaper | 2019-06-26 | Fixture | 1 |  | None | 0 | 0 | 0 | 102 | 0.0177 | -0.908 | [6 empty] | DEER:Indoor_Non-CFL_Ltg | Annual
Any | SWLG011I | Com | Ex | CZ03 | cWtd | SWLG011-01 | ExAnte2020 | IOU workpaper | 2019-06-26 | Fixture | 1 |  | None | 0 | 0 | 0 | 102 | 0.0171 | -0.791 | [6 empty] | DEER:Indoor_Non-CFL_Ltg | Annual
Any | SWLG011I | Com | Ex | CZ04 | cWtd | SWLG011-01 | ExAnte2020 | IOU workpaper | 2019-06-26 | Fixture | 1 |  | None | 0 | 0 | 0 | 105 | 0.0176 | -0.643 | [6 empty] | DEER:Indoor_Non-CFL_Ltg | Annual
Any | SWLG011I | Com | Ex | CZ05 | cWtd | SWLG011-01 | ExAnte2020 | IOU workpaper | 2019-06-26 | Fixture | 1 |  | None | 0 | 0 | 0 | 101 | 0.0168 | -1.06 | [6 empty] | DEER:Indoor_Non-CFL_Ltg | Annual
Any | SWLG011I | Com | Ex | CZ06 | cWtd | SWLG011-01 | ExAnte2020 | IOU workpaper | 2019-06-26 | Fixture | 1 |  | None | 0 | 0 | 0 | 107 | 0.0177 | -0.475 | [6 empty] | DEER:Indoor_Non-CFL_Ltg | Annual
Any | SWLG011I | Com | Ex | CZ07 | cWtd | SWLG011-01 | ExAnte2020 | IOU workpaper | 2019-06-26 | Fixture | 1 |  | None | 0 | 0 | 0 | 114 | 0.0188 | -0.458 | [6 empty] | DEER:Indoor_Non-CFL_Ltg | Annual
Any | SWLG011I | Com | Ex | CZ08 | cWtd | SWLG011-01 | ExAnte2020 | IOU workpaper | 2019-06-26 | Fixture | 1 |  | None | 0 | 0 | 0 | 107 | 0.0174 | -0.422 | [6 empty] | DEER:Indoor_Non-CFL_Ltg | Annual
Any | SWLG011I | Com | Ex | CZ09 | cWtd | SWLG011-01 | ExAnte2020 | IOU workpaper | 2019-06-26 | Fixture | 1 |  | None | 0 | 0 | 0 | 107 | 0.0181 | -0.462 | [6 empty] | DEER:Indoor_Non-CFL_Ltg | Annual
Any | SWLG011I | Com | Ex | CZ10 | cWtd | SWLG011-01 | ExAnte2020 | IOU workpaper | 2019-06-26 | Fixture | 1 |  | None | 0 | 0 | 0 | 104 | 0.0176 | -0.495 | [6 empty] | DEER:Indoor_Non-CFL_Ltg | Annual
Any | SWLG011I | Com | Ex | CZ11 | cWtd | SWLG011-01 | ExAnte2020 | IOU workpaper | 2019-06-26 | Fixture | 1 |  | None | 0 | 0 | 0 | 103 | 0.0179 | -0.823 | [6 empty] | DEER:Indoor_Non-CFL_Ltg | Annual
Any | SWLG011I | Com | Ex | CZ12 | cWtd | SWLG011-01 | ExAnte2020 | IOU workpaper | 2019-06-26 | Fixture | 1 |  | None | 0 | 0 | 0 | 103 | 0.0182 | -0.734 | [6 empty] | DEER:Indoor_Non-CFL_Ltg | Annual
Any | SWLG011I | Com | Ex | CZ13 | cWtd | SWLG011-01 | ExAnte2020 | IOU workpaper | 2019-06-26 | Fixture | 1 |  | None | 0 | 0 | 0 | 105 | 0.0177 | -0.703 | [6 empty] | DEER:Indoor_Non-CFL_Ltg | Annual
Any | SWLG011I | Com | Ex | CZ14 | cWtd | SWLG011-01 | ExAnte2020 | IOU workpaper | 2019-06-26 | Fixture | 1 |  | None | 0 | 0 | 0 | 105 | 0.0181 | -0.801 | [6 empty] | DEER:Indoor_Non-CFL_Ltg | Annual
Any | SWLG011I | Com | Ex | CZ15 | cWtd | SWLG011-01 | ExAnte2020 | IOU workpaper | 2019-06-26 | Fixture | 1 |  | None | 0 | 0 | 0 | 113 | 0.0186 | -0.23 | [6 empty] | DEER:Indoor_Non-CFL_Ltg | Annual
Any | SWLG011I | Com | Ex | CZ16 | cWtd | SWLG011-01 | ExAnte2020 | IOU workpaper | 2019-06-26 | Fixture | 1 |  | None | 0 | 0 | 0 | 97.9 | 0.0176 | -1.42 | [6 empty] | DEER:Indoor_Non-CFL_Ltg | Annual
Any | SWLG011I | ECC | Ex | CZ01 | cWtd | SWLG011-01 | ExAnte2020 | IOU workpaper | 2019-06-26 | Fixture | 1 |  | None | 0 | 0 | 0 | 84.3 | 0.0136 | -2.35 | [6 empty] | DEER:Indoor_Non-CFL_Ltg | Annual
Any | SWLG011I | ECC | Ex | CZ02 | cWtd | SWLG011-01 | ExAnte2020 | IOU workpaper | 2019-06-26 | Fixture | 1 |  | None | 0 | 0 | 0 | 89.5 | 0.0163 | -1.49 | [6 empty] | DEER:Indoor_Non-CFL_Ltg | Annual
Any | SWLG011I | ECC | Ex | CZ03 | cWtd | SWLG011-01 | ExAnte2020 | IOU workpaper | 2019-06-26 | Fixture | 1 |  | None | 0 | 0 | 0 | 87.7 | 0.0157 | -1.73 | [6 empty] | DEER:Indoor_Non-CFL_Ltg | Annual
Any | SWLG011I | ECC | Ex | CZ04 | cWtd | SWLG011-01 | ExAnte2020 | IOU workpaper | 2019-06-26 | Fixture | 1 |  | None | 0 | 0 | 0 | 90.3 | 0.0163 | -1.32 | [6 empty] | DEER:Indoor_Non-CFL_Ltg | Annual
Any | SWLG011I | ECC | Ex | CZ05 | cWtd | SWLG011-01 | ExAnte2020 | IOU workpaper | 2019-06-26 | Fixture | 1 |  | None | 0 | 0 | 0 | 87.7 | 0.0151 | -1.73 | [6 empty] | DEER:Indoor_Non-CFL_Ltg | Annual
Any | SWLG011I | ECC | Ex | CZ06 | cWtd | SWLG011-01 | ExAnte2020 | IOU workpaper | 2019-06-26 | Fixture | 1 |  | None | 0 | 0 | 0 | 93 | 0.0171 | -0.938 | [6 empty] | DEER:Indoor_Non-CFL_Ltg | Annual
Any | SWLG011I | ECC | Ex | CZ07 | cWtd | SWLG011-01 | ExAnte2020 | IOU workpaper | 2019-06-26 | Fixture | 1 |  | None | 0 | 0 | 0 | 93 | 0.0163 | -0.938 | [6 empty] | DEER:Indoor_Non-CFL_Ltg | Annual
Any | SWLG011I | ECC | Ex | CZ08 | cWtd | SWLG011-01 | ExAnte2020 | IOU workpaper | 2019-06-26 | Fixture | 1 |  | None | 0 | 0 | 0 | 93.8 | 0.0162 | -0.777 | [6 empty] | DEER:Indoor_Non-CFL_Ltg | Annual
Any | SWLG011I | ECC | Ex | CZ09 | cWtd | SWLG011-01 | ExAnte2020 | IOU workpaper | 2019-06-26 | Fixture | 1 |  | None | 0 | 0 | 0 | 92.1 | 0.017 | -0.877 | [6 empty] | DEER:Indoor_Non-CFL_Ltg | Annual
Any | SWLG011I | ECC | Ex | CZ10 | cWtd | SWLG011-01 | ExAnte2020 | IOU workpaper | 2019-06-26 | Fixture | 1 |  | None | 0 | 0 | 0 | 92.1 | 0.0167 | -0.852 | [6 empty] | DEER:Indoor_Non-CFL_Ltg | Annual
Any | SWLG011I | ECC | Ex | CZ11 | cWtd | SWLG011-01 | ExAnte2020 | IOU workpaper | 2019-06-26 | Fixture | 1 |  | None | 0 | 0 | 0 | 92.1 | 0.0168 | -1.22 | [6 empty] | DEER:Indoor_Non-CFL_Ltg | Annual
Any | SWLG011I | ECC | Ex | CZ12 | cWtd | SWLG011-01 | ExAnte2020 | IOU workpaper | 2019-06-26 | Fixture | 1 |  | None | 0 | 0 | 0 | 92.1 | 0.0167 | -1.3 | [6 empty] | DEER:Indoor_Non-CFL_Ltg | Annual
Any | SWLG011I | ECC | Ex | CZ13 | cWtd | SWLG011-01 | ExAnte2020 | IOU workpaper | 2019-06-26 | Fixture | 1 |  | None | 0 | 0 | 0 | 93 | 0.0167 | -1.12 | [6 empty] | DEER:Indoor_Non-CFL_Ltg | Annual
Any | SWLG011I | ECC | Ex | CZ14 | cWtd | SWLG011-01 | ExAnte2020 | IOU workpaper | 2019-06-26 | Fixture | 1 |  | None | 0 | 0 | 0 | 93 | 0.0167 | -1.15 | [6 empty] | DEER:Indoor_Non-CFL_Ltg | Annual
Any | SWLG011I | ECC | Ex | CZ15 | cWtd | SWLG011-01 | ExAnte2020 | IOU workpaper | 2019-06-26 | Fixture | 1 |  | None | 0 | 0 | 0 | 97.3 | 0.0167 | -0.39 | [6 empty] | DEER:Indoor_Non-CFL_Ltg | Annual
Any | SWLG011I | ECC | Ex | CZ16 | cWtd | SWLG011-01 | ExAnte2020 | IOU workpaper | 2019-06-26 | Fixture | 1 |  | None | 0 | 0 | 0 | 87.7 | 0.0164 | -1.76 | [6 empty] | DEER:Indoor_Non-CFL_Ltg | Annual
Any | SWLG011I | EPr | Ex | CZ01 | cWtd | SWLG011-01 | ExAnte2020 | IOU workpaper | 2019-06-26 | Fixture | 1 |  | None | 0 | 0 | 0 | 71.6 | 0.0174 | -1.91 | [6 empty] | DEER:Indoor_Non-CFL_Ltg | Annual
Any | SWLG011I | EPr | Ex | CZ02 | cWtd | SWLG011-01 | ExAnte2020 | IOU workpaper | 2019-06-26 | Fixture | 1 |  | None | 0 | 0 | 0 | 75.5 | 0.0256 | -1.38 | [6 empty] | DEER:Indoor_Non-CFL_Ltg | Annual
Any | SWLG011I | EPr | Ex | CZ03 | cWtd | SWLG011-01 | ExAnte2020 | IOU workpaper | 2019-06-26 | Fixture | 1 |  | None | 0 | 0 | 0 | 74.7 | 0.017 | -1.49 | [6 empty] | DEER:Indoor_Non-CFL_Ltg | Annual
Any | SWLG011I | EPr | Ex | CZ04 | cWtd | SWLG011-01 | ExAnte2020 | IOU workpaper | 2019-06-26 | Fixture | 1 |  | None | 0 | 0 | 0 | 76.2 | 0.0196 | -1.24 | [6 empty] | DEER:Indoor_Non-CFL_Ltg | Annual
Any | SWLG011I | EPr | Ex | CZ05 | cWtd | SWLG011-01 | ExAnte2020 | IOU workpaper | 2019-06-26 | Fixture | 1 |  | None | 0 | 0 | 0 | 74.7 | 0.0189 | -1.49 | [6 empty] | DEER:Indoor_Non-CFL_Ltg | Annual
Any | SWLG011I | EPr | Ex | CZ06 | cWtd | SWLG011-01 | ExAnte2020 | IOU workpaper | 2019-06-26 | Fixture | 1 |  | None | 0 | 0 | 0 | 78.5 | 0.0203 | -0.869 | [6 empty] | DEER:Indoor_Non-CFL_Ltg | Annual
Any | SWLG011I | EPr | Ex | CZ07 | cWtd | SWLG011-01 | ExAnte2020 | IOU workpaper | 2019-06-26 | Fixture | 1 |  | None | 0 | 0 | 0 | 77.7 | 0.0204 | -0.93 | [6 empty] | DEER:Indoor_Non-CFL_Ltg | Annual
Any | SWLG011I | EPr | Ex | CZ08 | cWtd | SWLG011-01 | ExAnte2020 | IOU workpaper | 2019-06-26 | Fixture | 1 |  | None | 0 | 0 | 0 | 79.3 | 0.0201 | -0.777 | [6 empty] | DEER:Indoor_Non-CFL_Ltg | Annual
Any | SWLG011I | EPr | Ex | CZ09 | cWtd | SWLG011-01 | ExAnte2020 | IOU workpaper | 2019-06-26 | Fixture | 1 |  | None | 0 | 0 | 0 | 79.3 | 0.0206 | -0.861 | [6 empty] | DEER:Indoor_Non-CFL_Ltg | Annual
Any | SWLG011I | EPr | Ex | CZ10 | cWtd | SWLG011-01 | ExAnte2020 | IOU workpaper | 2019-06-26 | Fixture | 1 |  | None | 0 | 0 | 0 | 80.8 | 0.0204 | -0.793 | [6 empty] | DEER:Indoor_Non-CFL_Ltg | Annual
Any | SWLG011I | EPr | Ex | CZ11 | cWtd | SWLG011-01 | ExAnte2020 | IOU workpaper | 2019-06-26 | Fixture | 1 |  | None | 0 | 0 | 0 | 78.5 | 0.0233 | -1.17 | [6 empty] | DEER:Indoor_Non-CFL_Ltg | Annual
Any | SWLG011I | EPr | Ex | CZ12 | cWtd | SWLG011-01 | ExAnte2020 | IOU workpaper | 2019-06-26 | Fixture | 1 |  | None | 0 | 0 | 0 | 77 | 0.0266 | -1.2 | [6 empty] | DEER:Indoor_Non-CFL_Ltg | Annual
Any | SWLG011I | EPr | Ex | CZ13 | cWtd | SWLG011-01 | ExAnte2020 | IOU workpaper | 2019-06-26 | Fixture | 1 |  | None | 0 | 0 | 0 | 78.5 | 0.022 | -1.13 | [6 empty] | DEER:Indoor_Non-CFL_Ltg | Annual
Any | SWLG011I | EPr | Ex | CZ14 | cWtd | SWLG011-01 | ExAnte2020 | IOU workpaper | 2019-06-26 | Fixture | 1 |  | None | 0 | 0 | 0 | 79.3 | 0.0203 | -1.04 | [6 empty] | DEER:Indoor_Non-CFL_Ltg | Annual
Any | SWLG011I | EPr | Ex | CZ15 | cWtd | SWLG011-01 | ExAnte2020 | IOU workpaper | 2019-06-26 | Fixture | 1 |  | None | 0 | 0 | 0 | 86.1 | 0.0208 | -0.377 | [6 empty] | DEER:Indoor_Non-CFL_Ltg | Annual
Any | SWLG011I | EPr | Ex | CZ16 | cWtd | SWLG011-01 | ExAnte2020 | IOU workpaper | 2019-06-26 | Fixture | 1 |  | None | 0 | 0 | 0 | 72.4 | 0.0169 | -1.54 | [6 empty] | DEER:Indoor_Non-CFL_Ltg | Annual
Any | SWLG011I | ERC | Ex | CZ01 | cWtd | SWLG011-01 | ExAnte2020 | IOU workpaper | 2019-06-26 | Fixture | 1 |  | None | 0 | 0 | 0 | 35.2 | 0.00782 | -0.671 | [6 empty] | DEER:Indoor_Non-CFL_Ltg | Annual
Any | SWLG011I | ERC | Ex | CZ02 | cWtd | SWLG011-01 | ExAnte2020 | IOU workpaper | 2019-06-26 | Fixture | 1 |  | None | 0 | 0 | 0 | 37.4 | 0.00947 | -0.472 | [6 empty] | DEER:Indoor_Non-CFL_Ltg | Annual
Any | SWLG011I | ERC | Ex | CZ03 | cWtd | SWLG011-01 | ExAnte2020 | IOU workpaper | 2019-06-26 | Fixture | 1 |  | None | 0 | 0 | 0 | 37.4 | 0.00687 | -0.421 | [6 empty] | DEER:Indoor_Non-CFL_Ltg | Annual
Any | SWLG011I | ERC | Ex | CZ04 | cWtd | SWLG011-01 | ExAnte2020 | IOU workpaper | 2019-06-26 | Fixture | 1 |  | None | 0 | 0 | 0 | 38.1 | 0.00788 | -0.35 | [6 empty] | DEER:Indoor_Non-CFL_Ltg | Annual
Any | SWLG011I | ERC | Ex | CZ05 | cWtd | SWLG011-01 | ExAnte2020 | IOU workpaper | 2019-06-26 | Fixture | 1 |  | None | 0 | 0 | 0 | 37.7 | 0.00712 | -0.377 | [6 empty] | DEER:Indoor_Non-CFL_Ltg | Annual
Any | SWLG011I | ERC | Ex | CZ06 | cWtd | SWLG011-01 | ExAnte2020 | IOU workpaper | 2019-06-26 | Fixture | 1 |  | None | 0 | 0 | 0 | 39.9 | 0.00801 | -0.27 | [6 empty] | DEER:Indoor_Non-CFL_Ltg | Annual
Any | SWLG011I | ERC | Ex | CZ07 | cWtd | SWLG011-01 | ExAnte2020 | IOU workpaper | 2019-06-26 | Fixture | 1 |  | None | 0 | 0 | 0 | 39.9 | 0.00782 | -0.219 | [6 empty] | DEER:Indoor_Non-CFL_Ltg | Annual
Any | SWLG011I | ERC | Ex | CZ08 | cWtd | SWLG011-01 | ExAnte2020 | IOU workpaper | 2019-06-26 | Fixture | 1 |  | None | 0 | 0 | 0 | 40.6 | 0.00814 | -0.202 | [6 empty] | DEER:Indoor_Non-CFL_Ltg | Annual
Any | SWLG011I | ERC | Ex | CZ09 | cWtd | SWLG011-01 | ExAnte2020 | IOU workpaper | 2019-06-26 | Fixture | 1 |  | None | 0 | 0 | 0 | 40.3 | 0.00871 | -0.256 | [6 empty] | DEER:Indoor_Non-CFL_Ltg | Annual
Any | SWLG011I | ERC | Ex | CZ10 | cWtd | SWLG011-01 | ExAnte2020 | IOU workpaper | 2019-06-26 | Fixture | 1 |  | None | 0 | 0 | 0 | 40.6 | 0.00884 | -0.276 | [6 empty] | DEER:Indoor_Non-CFL_Ltg | Annual
Any | SWLG011I | ERC | Ex | CZ11 | cWtd | SWLG011-01 | ExAnte2020 | IOU workpaper | 2019-06-26 | Fixture | 1 |  | None | 0 | 0 | 0 | 38.5 | 0.00928 | -0.403 | [6 empty] | DEER:Indoor_Non-CFL_Ltg | Annual
Any | SWLG011I | ERC | Ex | CZ12 | cWtd | SWLG011-01 | ExAnte2020 | IOU workpaper | 2019-06-26 | Fixture | 1 |  | None | 0 | 0 | 0 | 38.1 | 0.00922 | -0.414 | [6 empty] | DEER:Indoor_Non-CFL_Ltg | Annual
Any | SWLG011I | ERC | Ex | CZ13 | cWtd | SWLG011-01 | ExAnte2020 | IOU workpaper | 2019-06-26 | Fixture | 1 |  | None | 0 | 0 | 0 | 38.8 | 0.0089 | -0.37 | [6 empty] | DEER:Indoor_Non-CFL_Ltg | Annual
Any | SWLG011I | ERC | Ex | CZ14 | cWtd | SWLG011-01 | ExAnte2020 | IOU workpaper | 2019-06-26 | Fixture | 1 |  | None | 0 | 0 | 0 | 39.5 | 0.00896 | -0.392 | [6 empty] | DEER:Indoor_Non-CFL_Ltg | Annual
Any | SWLG011I | ERC | Ex | CZ15 | cWtd | SWLG011-01 | ExAnte2020 | IOU workpaper | 2019-06-26 | Fixture | 1 |  | None | 0 | 0 | 0 | 43.2 | 0.00928 | -0.105 | [6 empty] | DEER:Indoor_Non-CFL_Ltg | Annual
Any | SWLG011I | ERC | Ex | CZ16 | cWtd | SWLG011-01 | ExAnte2020 | IOU workpaper | 2019-06-26 | Fixture | 1 |  | None | 0 | 0 | 0 | 35.9 | 0.00826 | -0.573 | [6 empty] | DEER:Indoor_Non-CFL_Ltg | Annual
Any | SWLG011I | ESe | Ex | CZ01 | cWtd | SWLG011-01 | ExAnte2020 | IOU workpaper | 2019-06-26 | Fixture | 1 |  | None | 0 | 0 | 0 | 72.4 | 0.0174 | -1.77 | [6 empty] | DEER:Indoor_Non-CFL_Ltg | Annual
Any | SWLG011I | ESe | Ex | CZ02 | cWtd | SWLG011-01 | ExAnte2020 | IOU workpaper | 2019-06-26 | Fixture | 1 |  | None | 0 | 0 | 0 | 76.2 | 0.0243 | -1.27 | [6 empty] | DEER:Indoor_Non-CFL_Ltg | Annual
Any | SWLG011I | ESe | Ex | CZ03 | cWtd | SWLG011-01 | ExAnte2020 | IOU workpaper | 2019-06-26 | Fixture | 1 |  | None | 0 | 0 | 0 | 74.7 | 0.0181 | -1.37 | [6 empty] | DEER:Indoor_Non-CFL_Ltg | Annual
Any | SWLG011I | ESe | Ex | CZ04 | cWtd | SWLG011-01 | ExAnte2020 | IOU workpaper | 2019-06-26 | Fixture | 1 |  | None | 0 | 0 | 0 | 77 | 0.0191 | -1.13 | [6 empty] | DEER:Indoor_Non-CFL_Ltg | Annual
Any | SWLG011I | ESe | Ex | CZ05 | cWtd | SWLG011-01 | ExAnte2020 | IOU workpaper | 2019-06-26 | Fixture | 1 |  | None | 0 | 0 | 0 | 74.7 | 0.0183 | -1.32 | [6 empty] | DEER:Indoor_Non-CFL_Ltg | Annual
Any | SWLG011I | ESe | Ex | CZ06 | cWtd | SWLG011-01 | ExAnte2020 | IOU workpaper | 2019-06-26 | Fixture | 1 |  | None | 0 | 0 | 0 | 78.5 | 0.02 | -0.854 | [6 empty] | DEER:Indoor_Non-CFL_Ltg | Annual
Any | SWLG011I | ESe | Ex | CZ07 | cWtd | SWLG011-01 | ExAnte2020 | IOU workpaper | 2019-06-26 | Fixture | 1 |  | None | 0 | 0 | 0 | 77.7 | 0.02 | -0.831 | [6 empty] | DEER:Indoor_Non-CFL_Ltg | Annual
Any | SWLG011I | ESe | Ex | CZ08 | cWtd | SWLG011-01 | ExAnte2020 | IOU workpaper | 2019-06-26 | Fixture | 1 |  | None | 0 | 0 | 0 | 80 | 0.0196 | -0.713 | [6 empty] | DEER:Indoor_Non-CFL_Ltg | Annual
Any | SWLG011I | ESe | Ex | CZ09 | cWtd | SWLG011-01 | ExAnte2020 | IOU workpaper | 2019-06-26 | Fixture | 1 |  | None | 0 | 0 | 0 | 80 | 0.0203 | -0.8 | [6 empty] | DEER:Indoor_Non-CFL_Ltg | Annual
Any | SWLG011I | ESe | Ex | CZ10 | cWtd | SWLG011-01 | ExAnte2020 | IOU workpaper | 2019-06-26 | Fixture | 1 |  | None | 0 | 0 | 0 | 80 | 0.0201 | -0.831 | [6 empty] | DEER:Indoor_Non-CFL_Ltg | Annual
Any | SWLG011I | ESe | Ex | CZ11 | cWtd | SWLG011-01 | ExAnte2020 | IOU workpaper | 2019-06-26 | Fixture | 1 |  | None | 0 | 0 | 0 | 78.5 | 0.0221 | -1.12 | [6 empty] | DEER:Indoor_Non-CFL_Ltg | Annual
Any | SWLG011I | ESe | Ex | CZ12 | cWtd | SWLG011-01 | ExAnte2020 | IOU workpaper | 2019-06-26 | Fixture | 1 |  | None | 0 | 0 | 0 | 77.7 | 0.0249 | -1.15 | [6 empty] | DEER:Indoor_Non-CFL_Ltg | Annual
Any | SWLG011I | ESe | Ex | CZ13 | cWtd | SWLG011-01 | ExAnte2020 | IOU workpaper | 2019-06-26 | Fixture | 1 |  | None | 0 | 0 | 0 | 79.3 | 0.0213 | -1.04 | [6 empty] | DEER:Indoor_Non-CFL_Ltg | Annual
Any | SWLG011I | ESe | Ex | CZ14 | cWtd | SWLG011-01 | ExAnte2020 | IOU workpaper | 2019-06-26 | Fixture | 1 |  | None | 0 | 0 | 0 | 79.3 | 0.0198 | -1.02 | [6 empty] | DEER:Indoor_Non-CFL_Ltg | Annual
Any | SWLG011I | ESe | Ex | CZ15 | cWtd | SWLG011-01 | ExAnte2020 | IOU workpaper | 2019-06-26 | Fixture | 1 |  | None | 0 | 0 | 0 | 86.1 | 0.0227 | -0.39 | [6 empty] | DEER:Indoor_Non-CFL_Ltg | Annual
Any | SWLG011I | ESe | Ex | CZ16 | cWtd | SWLG011-01 | ExAnte2020 | IOU workpaper | 2019-06-26 | Fixture | 1 |  | None | 0 | 0 | 0 | 73.2 | 0.0238 | -1.42 | [6 empty] | DEER:Indoor_Non-CFL_Ltg | Annual
Any | SWLG011I | EUn | Ex | CZ01 | cWtd | SWLG011-01 | ExAnte2020 | IOU workpaper | 2019-06-26 | Fixture | 1 |  | None | 0 | 0 | 0 | 80.2 | 0.0228 | -2.42 | [6 empty] | DEER:Indoor_Non-CFL_Ltg | Annual
Any | SWLG011I | EUn | Ex | CZ02 | cWtd | SWLG011-01 | ExAnte2020 | IOU workpaper | 2019-06-26 | Fixture | 1 |  | None | 0 | 0 | 0 | 85.2 | 0.0253 | -1.6 | [6 empty] | DEER:Indoor_Non-CFL_Ltg | Annual
Any | SWLG011I | EUn | Ex | CZ03 | cWtd | SWLG011-01 | ExAnte2020 | IOU workpaper | 2019-06-26 | Fixture | 1 |  | None | 0 | 0 | 0 | 83.5 | 0.0253 | -1.83 | [6 empty] | DEER:Indoor_Non-CFL_Ltg | Annual
Any | SWLG011I | EUn | Ex | CZ04 | cWtd | SWLG011-01 | ExAnte2020 | IOU workpaper | 2019-06-26 | Fixture | 1 |  | None | 0 | 0 | 0 | 86 | 0.0253 | -1.42 | [6 empty] | DEER:Indoor_Non-CFL_Ltg | Annual
Any | SWLG011I | EUn | Ex | CZ05 | cWtd | SWLG011-01 | ExAnte2020 | IOU workpaper | 2019-06-26 | Fixture | 1 |  | None | 0 | 0 | 0 | 83.5 | 0.0243 | -1.8 | [6 empty] | DEER:Indoor_Non-CFL_Ltg | Annual
Any | SWLG011I | EUn | Ex | CZ06 | cWtd | SWLG011-01 | ExAnte2020 | IOU workpaper | 2019-06-26 | Fixture | 1 |  | None | 0 | 0 | 0 | 88.4 | 0.0258 | -1.13 | [6 empty] | DEER:Indoor_Non-CFL_Ltg | Annual
Any | SWLG011I | EUn | Ex | CZ07 | cWtd | SWLG011-01 | ExAnte2020 | IOU workpaper | 2019-06-26 | Fixture | 1 |  | None | 0 | 0 | 0 | 87.6 | 0.0262 | -1.15 | [6 empty] | DEER:Indoor_Non-CFL_Ltg | Annual
Any | SWLG011I | EUn | Ex | CZ08 | cWtd | SWLG011-01 | ExAnte2020 | IOU workpaper | 2019-06-26 | Fixture | 1 |  | None | 0 | 0 | 0 | 88.4 | 0.0258 | -0.974 | [6 empty] | DEER:Indoor_Non-CFL_Ltg | Annual
Any | SWLG011I | EUn | Ex | CZ09 | cWtd | SWLG011-01 | ExAnte2020 | IOU workpaper | 2019-06-26 | Fixture | 1 |  | None | 0 | 0 | 0 | 88.4 | 0.0268 | -1.02 | [6 empty] | DEER:Indoor_Non-CFL_Ltg | Annual
Any | SWLG011I | EUn | Ex | CZ10 | cWtd | SWLG011-01 | ExAnte2020 | IOU workpaper | 2019-06-26 | Fixture | 1 |  | None | 0 | 0 | 0 | 88.4 | 0.0262 | -1.05 | [6 empty] | DEER:Indoor_Non-CFL_Ltg | Annual
Any | SWLG011I | EUn | Ex | CZ11 | cWtd | SWLG011-01 | ExAnte2020 | IOU workpaper | 2019-06-26 | Fixture | 1 |  | None | 0 | 0 | 0 | 86.8 | 0.0258 | -1.27 | [6 empty] | DEER:Indoor_Non-CFL_Ltg | Annual
Any | SWLG011I | EUn | Ex | CZ12 | cWtd | SWLG011-01 | ExAnte2020 | IOU workpaper | 2019-06-26 | Fixture | 1 |  | None | 0 | 0 | 0 | 86.8 | 0.0258 | -1.37 | [6 empty] | DEER:Indoor_Non-CFL_Ltg | Annual
Any | SWLG011I | EUn | Ex | CZ13 | cWtd | SWLG011-01 | ExAnte2020 | IOU workpaper | 2019-06-26 | Fixture | 1 |  | None | 0 | 0 | 0 | 87.6 | 0.026 | -1.2 | [6 empty] | DEER:Indoor_Non-CFL_Ltg | Annual
Any | SWLG011I | EUn | Ex | CZ14 | cWtd | SWLG011-01 | ExAnte2020 | IOU workpaper | 2019-06-26 | Fixture | 1 |  | None | 0 | 0 | 0 | 87.6 | 0.0285 | -1.29 | [6 empty] | DEER:Indoor_Non-CFL_Ltg | Annual
Any | SWLG011I | EUn | Ex | CZ15 | cWtd | SWLG011-01 | ExAnte2020 | IOU workpaper | 2019-06-26 | Fixture | 1 |  | None | 0 | 0 | 0 | 93.3 | 0.0266 | -0.504 | [6 empty] | DEER:Indoor_Non-CFL_Ltg | Annual
Any | SWLG011I | EUn | Ex | CZ16 | cWtd | SWLG011-01 | ExAnte2020 | IOU workpaper | 2019-06-26 | Fixture | 1 |  | None | 0 | 0 | 0 | 82.7 | 0.0249 | -1.88 | [6 empty] | DEER:Indoor_Non-CFL_Ltg | Annual
Any | SWLG011I | Gro | Ex | CZ01 | cWtd | SWLG011-01 | ExAnte2020 | IOU workpaper | 2019-06-26 | Fixture | 1 |  | None | 0 | 0 | 0 | 177 | 0.0295 | -3.06 | [6 empty] | DEER:Indoor_Non-CFL_Ltg | Annual
Any | SWLG011I | Gro | Ex | CZ02 | cWtd | SWLG011-01 | ExAnte2020 | IOU workpaper | 2019-06-26 | Fixture | 1 |  | None | 0 | 0 | 0 | 185 | 0.035 | -2.35 | [6 empty] | DEER:Indoor_Non-CFL_Ltg | Annual
Any | SWLG011I | Gro | Ex | CZ03 | cWtd | SWLG011-01 | ExAnte2020 | IOU workpaper | 2019-06-26 | Fixture | 1 |  | None | 0 | 0 | 0 | 181 | 0.0327 | -2.66 | [6 empty] | DEER:Indoor_Non-CFL_Ltg | Annual
Any | SWLG011I | Gro | Ex | CZ04 | cWtd | SWLG011-01 | ExAnte2020 | IOU workpaper | 2019-06-26 | Fixture | 1 |  | None | 0 | 0 | 0 | 185 | 0.0338 | -2.28 | [6 empty] | DEER:Indoor_Non-CFL_Ltg | Annual
Any | SWLG011I | Gro | Ex | CZ05 | cWtd | SWLG011-01 | ExAnte2020 | IOU workpaper | 2019-06-26 | Fixture | 1 |  | None | 0 | 0 | 0 | 179 | 0.0321 | -2.72 | [6 empty] | DEER:Indoor_Non-CFL_Ltg | Annual
Any | SWLG011I | Gro | Ex | CZ06 | cWtd | SWLG011-01 | ExAnte2020 | IOU workpaper | 2019-06-26 | Fixture | 1 |  | None | 0 | 0 | 0 | 181 | 0.0336 | -2.44 | [6 empty] | DEER:Indoor_Non-CFL_Ltg | Annual
Any | SWLG011I | Gro | Ex | CZ07 | cWtd | SWLG011-01 | ExAnte2020 | IOU workpaper | 2019-06-26 | Fixture | 1 |  | None | 0 | 0 | 0 | 181 | 0.0327 | -2.46 | [6 empty] | DEER:Indoor_Non-CFL_Ltg | Annual
Any | SWLG011I | Gro | Ex | CZ08 | cWtd | SWLG011-01 | ExAnte2020 | IOU workpaper | 2019-06-26 | Fixture | 1 |  | None | 0 | 0 | 0 | 185 | 0.0336 | -2.19 | [6 empty] | DEER:Indoor_Non-CFL_Ltg | Annual
Any | SWLG011I | Gro | Ex | CZ09 | cWtd | SWLG011-01 | ExAnte2020 | IOU workpaper | 2019-06-26 | Fixture | 1 |  | None | 0 | 0 | 0 | 185 | 0.0344 | -2.17 | [6 empty] | DEER:Indoor_Non-CFL_Ltg | Annual
Any | SWLG011I | Gro | Ex | CZ10 | cWtd | SWLG011-01 | ExAnte2020 | IOU workpaper | 2019-06-26 | Fixture | 1 |  | None | 0 | 0 | 0 | 186 | 0.0347 | -2.19 | [6 empty] | DEER:Indoor_Non-CFL_Ltg | Annual
Any | SWLG011I | Gro | Ex | CZ11 | cWtd | SWLG011-01 | ExAnte2020 | IOU workpaper | 2019-06-26 | Fixture | 1 |  | None | 0 | 0 | 0 | 190 | 0.0359 | -1.94 | [6 empty] | DEER:Indoor_Non-CFL_Ltg | Annual
Any | SWLG011I | Gro | Ex | CZ12 | cWtd | SWLG011-01 | ExAnte2020 | IOU workpaper | 2019-06-26 | Fixture | 1 |  | None | 0 | 0 | 0 | 186 | 0.0356 | -2.1 | [6 empty] | DEER:Indoor_Non-CFL_Ltg | Annual
Any | SWLG011I | Gro | Ex | CZ13 | cWtd | SWLG011-01 | ExAnte2020 | IOU workpaper | 2019-06-26 | Fixture | 1 |  | None | 0 | 0 | 0 | 190 | 0.0347 | -1.83 | [6 empty] | DEER:Indoor_Non-CFL_Ltg | Annual
Any | SWLG011I | Gro | Ex | CZ14 | cWtd | SWLG011-01 | ExAnte2020 | IOU workpaper | 2019-06-26 | Fixture | 1 |  | None | 0 | 0 | 0 | 188 | 0.035 | -2.25 | [6 empty] | DEER:Indoor_Non-CFL_Ltg | Annual
Any | SWLG011I | Gro | Ex | CZ15 | cWtd | SWLG011-01 | ExAnte2020 | IOU workpaper | 2019-06-26 | Fixture | 1 |  | None | 0 | 0 | 0 | 199 | 0.0356 | -1.27 | [6 empty] | DEER:Indoor_Non-CFL_Ltg | Annual
Any | SWLG011I | Gro | Ex | CZ16 | cWtd | SWLG011-01 | ExAnte2020 | IOU workpaper | 2019-06-26 | Fixture | 1 |  | None | 0 | 0 | 0 | 176 | 0.0338 | -2.93 | [6 empty] | DEER:Indoor_Non-CFL_Ltg | Annual
Any | SWLG011I | Hsp | Ex | CZ01 | cWtd | SWLG011-01 | ExAnte2020 | IOU workpaper | 2019-06-26 | Fixture | 1 |  | None | 0 | 0 | 0 | 190 | 0.0276 | -5.47 | [6 empty] | DEER:Indoor_Non-CFL_Ltg | Annual
Any | SWLG011I | Hsp | Ex | CZ02 | cWtd | SWLG011-01 | ExAnte2020 | IOU workpaper | 2019-06-26 | Fixture | 1 |  | None | 0 | 0 | 0 | 204 | 0.0323 | -3.49 | [6 empty] | DEER:Indoor_Non-CFL_Ltg | Annual
Any | SWLG011I | Hsp | Ex | CZ03 | cWtd | SWLG011-01 | ExAnte2020 | IOU workpaper | 2019-06-26 | Fixture | 1 |  | None | 0 | 0 | 0 | 200 | 0.0313 | -3.3 | [6 empty] | DEER:Indoor_Non-CFL_Ltg | Annual
Any | SWLG011I | Hsp | Ex | CZ04 | cWtd | SWLG011-01 | ExAnte2020 | IOU workpaper | 2019-06-26 | Fixture | 1 |  | None | 0 | 0 | 0 | 208 | 0.0315 | -2.85 | [6 empty] | DEER:Indoor_Non-CFL_Ltg | Annual
Any | SWLG011I | Hsp | Ex | CZ05 | cWtd | SWLG011-01 | ExAnte2020 | IOU workpaper | 2019-06-26 | Fixture | 1 |  | None | 0 | 0 | 0 | 200 | 0.0297 | -3.51 | [6 empty] | DEER:Indoor_Non-CFL_Ltg | Annual
Any | SWLG011I | Hsp | Ex | CZ06 | cWtd | SWLG011-01 | ExAnte2020 | IOU workpaper | 2019-06-26 | Fixture | 1 |  | None | 0 | 0 | 0 | 215 | 0.0336 | -1.84 | [6 empty] | DEER:Indoor_Non-CFL_Ltg | Annual
Any | SWLG011I | Hsp | Ex | CZ07 | cWtd | SWLG011-01 | ExAnte2020 | IOU workpaper | 2019-06-26 | Fixture | 1 |  | None | 0 | 0 | 0 | 217 | 0.0318 | -1.3 | [6 empty] | DEER:Indoor_Non-CFL_Ltg | Annual
Any | SWLG011I | Hsp | Ex | CZ08 | cWtd | SWLG011-01 | ExAnte2020 | IOU workpaper | 2019-06-26 | Fixture | 1 |  | None | 0 | 0 | 0 | 217 | 0.0321 | -1.56 | [6 empty] | DEER:Indoor_Non-CFL_Ltg | Annual
Any | SWLG011I | Hsp | Ex | CZ09 | cWtd | SWLG011-01 | ExAnte2020 | IOU workpaper | 2019-06-26 | Fixture | 1 |  | None | 0 | 0 | 0 | 217 | 0.0331 | -1.87 | [6 empty] | DEER:Indoor_Non-CFL_Ltg | Annual
Any | SWLG011I | Hsp | Ex | CZ10 | cWtd | SWLG011-01 | ExAnte2020 | IOU workpaper | 2019-06-26 | Fixture | 1 |  | None | 0 | 0 | 0 | 217 | 0.0336 | -2 | [6 empty] | DEER:Indoor_Non-CFL_Ltg | Annual
Any | SWLG011I | Hsp | Ex | CZ11 | cWtd | SWLG011-01 | ExAnte2020 | IOU workpaper | 2019-06-26 | Fixture | 1 |  | None | 0 | 0 | 0 | 213 | 0.0321 | -2.93 | [6 empty] | DEER:Indoor_Non-CFL_Ltg | Annual
Any | SWLG011I | Hsp | Ex | CZ12 | cWtd | SWLG011-01 | ExAnte2020 | IOU workpaper | 2019-06-26 | Fixture | 1 |  | None | 0 | 0 | 0 | 210 | 0.0321 | -2.99 | [6 empty] | DEER:Indoor_Non-CFL_Ltg | Annual
Any | SWLG011I | Hsp | Ex | CZ13 | cWtd | SWLG011-01 | ExAnte2020 | IOU workpaper | 2019-06-26 | Fixture | 1 |  | None | 0 | 0 | 0 | 215 | 0.0321 | -2.74 | [6 empty] | DEER:Indoor_Non-CFL_Ltg | Annual
Any | SWLG011I | Hsp | Ex | CZ14 | cWtd | SWLG011-01 | ExAnte2020 | IOU workpaper | 2019-06-26 | Fixture | 1 |  | None | 0 | 0 | 0 | 213 | 0.0323 | -2.79 | [6 empty] | DEER:Indoor_Non-CFL_Ltg | Annual
Any | SWLG011I | Hsp | Ex | CZ15 | cWtd | SWLG011-01 | ExAnte2020 | IOU workpaper | 2019-06-26 | Fixture | 1 |  | None | 0 | 0 | 0 | 231 | 0.0328 | -1.05 | [6 empty] | DEER:Indoor_Non-CFL_Ltg | Annual
Any | SWLG011I | Hsp | Ex | CZ16 | cWtd | SWLG011-01 | ExAnte2020 | IOU workpaper | 2019-06-26 | Fixture | 1 |  | None | 0 | 0 | 0 | 200 | 0.0318 | -3.86 | [6 empty] | DEER:Indoor_Non-CFL_Ltg | Annual
Any | SWLG011I | Htl | Ex | CZ01 | cWtd | SWLG011-01 | ExAnte2020 | IOU workpaper | 2019-06-26 | Fixture | 1 |  | None | 0 | 0 | 0 | 148 | 0.0238 | -3.14 | [6 empty] | DEER:Indoor_Non-CFL_Ltg | Annual
Any | SWLG011I | Htl | Ex | CZ02 | cWtd | SWLG011-01 | ExAnte2020 | IOU workpaper | 2019-06-26 | Fixture | 1 |  | None | 0 | 0 | 0 | 166 | 0.0271 | -2.27 | [6 empty] | DEER:Indoor_Non-CFL_Ltg | Annual
Any | SWLG011I | Htl | Ex | CZ03 | cWtd | SWLG011-01 | ExAnte2020 | IOU workpaper | 2019-06-26 | Fixture | 1 |  | None | 0 | 0 | 0 | 164 | 0.0267 | -2.38 | [6 empty] | DEER:Indoor_Non-CFL_Ltg | Annual
Any | SWLG011I | Htl | Ex | CZ04 | cWtd | SWLG011-01 | ExAnte2020 | IOU workpaper | 2019-06-26 | Fixture | 1 |  | None | 0 | 0 | 0 | 170 | 0.0265 | -1.81 | [6 empty] | DEER:Indoor_Non-CFL_Ltg | Annual
Any | SWLG011I | Htl | Ex | CZ05 | cWtd | SWLG011-01 | ExAnte2020 | IOU workpaper | 2019-06-26 | Fixture | 1 |  | None | 0 | 0 | 0 | 163 | 0.0256 | -2.45 | [6 empty] | DEER:Indoor_Non-CFL_Ltg | Annual
Any | SWLG011I | Htl | Ex | CZ06 | cWtd | SWLG011-01 | ExAnte2020 | IOU workpaper | 2019-06-26 | Fixture | 1 |  | None | 0 | 0 | 0 | 185 | 0.0278 | -1.28 | [6 empty] | DEER:Indoor_Non-CFL_Ltg | Annual
Any | SWLG011I | Htl | Ex | CZ07 | cWtd | SWLG011-01 | ExAnte2020 | IOU workpaper | 2019-06-26 | Fixture | 1 |  | None | 0 | 0 | 0 | 188 | 0.0276 | -1.14 | [6 empty] | DEER:Indoor_Non-CFL_Ltg | Annual
Any | SWLG011I | Htl | Ex | CZ08 | cWtd | SWLG011-01 | ExAnte2020 | IOU workpaper | 2019-06-26 | Fixture | 1 |  | None | 0 | 0 | 0 | 190 | 0.0274 | -1.13 | [6 empty] | DEER:Indoor_Non-CFL_Ltg | Annual
Any | SWLG011I | Htl | Ex | CZ09 | cWtd | SWLG011-01 | ExAnte2020 | IOU workpaper | 2019-06-26 | Fixture | 1 |  | None | 0 | 0 | 0 | 186 | 0.0285 | -1.3 | [6 empty] | DEER:Indoor_Non-CFL_Ltg | Annual
Any | SWLG011I | Htl | Ex | CZ10 | cWtd | SWLG011-01 | ExAnte2020 | IOU workpaper | 2019-06-26 | Fixture | 1 |  | None | 0 | 0 | 0 | 185 | 0.0287 | -1.36 | [6 empty] | DEER:Indoor_Non-CFL_Ltg | Annual
Any | SWLG011I | Htl | Ex | CZ11 | cWtd | SWLG011-01 | ExAnte2020 | IOU workpaper | 2019-06-26 | Fixture | 1 |  | None | 0 | 0 | 0 | 172 | 0.0271 | -2.23 | [6 empty] | DEER:Indoor_Non-CFL_Ltg | Annual
Any | SWLG011I | Htl | Ex | CZ12 | cWtd | SWLG011-01 | ExAnte2020 | IOU workpaper | 2019-06-26 | Fixture | 1 |  | None | 0 | 0 | 0 | 170 | 0.0271 | -2.16 | [6 empty] | DEER:Indoor_Non-CFL_Ltg | Annual
Any | SWLG011I | Htl | Ex | CZ13 | cWtd | SWLG011-01 | ExAnte2020 | IOU workpaper | 2019-06-26 | Fixture | 1 |  | None | 0 | 0 | 0 | 172 | 0.0269 | -1.97 | [6 empty] | DEER:Indoor_Non-CFL_Ltg | Annual
Any | SWLG011I | Htl | Ex | CZ14 | cWtd | SWLG011-01 | ExAnte2020 | IOU workpaper | 2019-06-26 | Fixture | 1 |  | None | 0 | 0 | 0 | 175 | 0.0276 | -1.53 | [6 empty] | DEER:Indoor_Non-CFL_Ltg | Annual
Any | SWLG011I | Htl | Ex | CZ15 | cWtd | SWLG011-01 | ExAnte2020 | IOU workpaper | 2019-06-26 | Fixture | 1 |  | None | 0 | 0 | 0 | 201 | 0.0287 | -0.795 | [6 empty] | DEER:Indoor_Non-CFL_Ltg | Annual
Any | SWLG011I | Htl | Ex | CZ16 | cWtd | SWLG011-01 | ExAnte2020 | IOU workpaper | 2019-06-26 | Fixture | 1 |  | None | 0 | 0 | 0 | 159 | 0.0271 | -2.17 | [6 empty] | DEER:Indoor_Non-CFL_Ltg | Annual
Any | SWLG011I | MBT | Ex | CZ01 | cWtd | SWLG011-01 | ExAnte2020 | IOU workpaper | 2019-06-26 | Fixture | 1 |  | None | 0 | 0 | 0 | 89.8 | 0.0101 | -0.873 | [6 empty] | DEER:Indoor_Non-CFL_Ltg | Annual
Any | SWLG011I | MBT | Ex | CZ02 | cWtd | SWLG011-01 | ExAnte2020 | IOU workpaper | 2019-06-26 | Fixture | 1 |  | None | 0 | 0 | 0 | 95.3 | 0.0116 | -0.489 | [6 empty] | DEER:Indoor_Non-CFL_Ltg | Annual
Any | SWLG011I | MBT | Ex | CZ03 | cWtd | SWLG011-01 | ExAnte2020 | IOU workpaper | 2019-06-26 | Fixture | 1 |  | None | 0 | 0 | 0 | 95.3 | 0.0113 | -0.387 | [6 empty] | DEER:Indoor_Non-CFL_Ltg | Annual
Any | SWLG011I | MBT | Ex | CZ04 | cWtd | SWLG011-01 | ExAnte2020 | IOU workpaper | 2019-06-26 | Fixture | 1 |  | None | 0 | 0 | 0 | 97.2 | 0.0116 | -0.32 | [6 empty] | DEER:Indoor_Non-CFL_Ltg | Annual
Any | SWLG011I | MBT | Ex | CZ05 | cWtd | SWLG011-01 | ExAnte2020 | IOU workpaper | 2019-06-26 | Fixture | 1 |  | None | 0 | 0 | 0 | 95.3 | 0.0115 | -0.409 | [6 empty] | DEER:Indoor_Non-CFL_Ltg | Annual
Any | SWLG011I | MBT | Ex | CZ06 | cWtd | SWLG011-01 | ExAnte2020 | IOU workpaper | 2019-06-26 | Fixture | 1 |  | None | 0 | 0 | 0 | 99.9 | 0.0121 | -0.222 | [6 empty] | DEER:Indoor_Non-CFL_Ltg | Annual
Any | SWLG011I | MBT | Ex | CZ07 | cWtd | SWLG011-01 | ExAnte2020 | IOU workpaper | 2019-06-26 | Fixture | 1 |  | None | 0 | 0 | 0 | 101 | 0.0122 | -0.15 | [6 empty] | DEER:Indoor_Non-CFL_Ltg | Annual
Any | SWLG011I | MBT | Ex | CZ08 | cWtd | SWLG011-01 | ExAnte2020 | IOU workpaper | 2019-06-26 | Fixture | 1 |  | None | 0 | 0 | 0 | 102 | 0.0121 | -0.185 | [6 empty] | DEER:Indoor_Non-CFL_Ltg | Annual
Any | SWLG011I | MBT | Ex | CZ09 | cWtd | SWLG011-01 | ExAnte2020 | IOU workpaper | 2019-06-26 | Fixture | 1 |  | None | 0 | 0 | 0 | 101 | 0.0126 | -0.227 | [6 empty] | DEER:Indoor_Non-CFL_Ltg | Annual
Any | SWLG011I | MBT | Ex | CZ10 | cWtd | SWLG011-01 | ExAnte2020 | IOU workpaper | 2019-06-26 | Fixture | 1 |  | None | 0 | 0 | 0 | 102 | 0.0126 | -0.182 | [6 empty] | DEER:Indoor_Non-CFL_Ltg | Annual
Any | SWLG011I | MBT | Ex | CZ11 | cWtd | SWLG011-01 | ExAnte2020 | IOU workpaper | 2019-06-26 | Fixture | 1 |  | None | 0 | 0 | 0 | 97.2 | 0.0116 | -0.497 | [6 empty] | DEER:Indoor_Non-CFL_Ltg | Annual
Any | SWLG011I | MBT | Ex | CZ12 | cWtd | SWLG011-01 | ExAnte2020 | IOU workpaper | 2019-06-26 | Fixture | 1 |  | None | 0 | 0 | 0 | 96.2 | 0.0116 | -0.471 | [6 empty] | DEER:Indoor_Non-CFL_Ltg | Annual
Any | SWLG011I | MBT | Ex | CZ13 | cWtd | SWLG011-01 | ExAnte2020 | IOU workpaper | 2019-06-26 | Fixture | 1 |  | None | 0 | 0 | 0 | 97.2 | 0.0115 | -0.427 | [6 empty] | DEER:Indoor_Non-CFL_Ltg | Annual
Any | SWLG011I | MBT | Ex | CZ14 | cWtd | SWLG011-01 | ExAnte2020 | IOU workpaper | 2019-06-26 | Fixture | 1 |  | None | 0 | 0 | 0 | 99 | 0.0125 | -0.477 | [6 empty] | DEER:Indoor_Non-CFL_Ltg | Annual
Any | SWLG011I | MBT | Ex | CZ15 | cWtd | SWLG011-01 | ExAnte2020 | IOU workpaper | 2019-06-26 | Fixture | 1 |  | None | 0 | 0 | 0 | 106 | 0.0124 | -0.0731 | [6 empty] | DEER:Indoor_Non-CFL_Ltg | Annual
Any | SWLG011I | MBT | Ex | CZ16 | cWtd | SWLG011-01 | ExAnte2020 | IOU workpaper | 2019-06-26 | Fixture | 1 |  | None | 0 | 0 | 0 | 93.5 | 0.0118 | -1.11 | [6 empty] | DEER:Indoor_Non-CFL_Ltg | Annual
Any | SWLG011I | MLI | Ex | CZ01 | cWtd | SWLG011-01 | ExAnte2020 | IOU workpaper | 2019-06-26 | Fixture | 1 |  | None | 0 | 0 | 0 | 86.4 | 0.011 | -1.61 | [6 empty] | DEER:Indoor_Non-CFL_Ltg | Annual
Any | SWLG011I | MLI | Ex | CZ02 | cWtd | SWLG011-01 | ExAnte2020 | IOU workpaper | 2019-06-26 | Fixture | 1 |  | None | 0 | 0 | 0 | 91.9 | 0.012 | -1.01 | [6 empty] | DEER:Indoor_Non-CFL_Ltg | Annual
Any | SWLG011I | MLI | Ex | CZ03 | cWtd | SWLG011-01 | ExAnte2020 | IOU workpaper | 2019-06-26 | Fixture | 1 |  | None | 0 | 0 | 0 | 91 | 0.012 | -1.03 | [6 empty] | DEER:Indoor_Non-CFL_Ltg | Annual
Any | SWLG011I | MLI | Ex | CZ04 | cWtd | SWLG011-01 | ExAnte2020 | IOU workpaper | 2019-06-26 | Fixture | 1 |  | None | 0 | 0 | 0 | 92.9 | 0.012 | -0.825 | [6 empty] | DEER:Indoor_Non-CFL_Ltg | Annual
Any | SWLG011I | MLI | Ex | CZ05 | cWtd | SWLG011-01 | ExAnte2020 | IOU workpaper | 2019-06-26 | Fixture | 1 |  | None | 0 | 0 | 0 | 91 | 0.0116 | -1.02 | [6 empty] | DEER:Indoor_Non-CFL_Ltg | Annual
Any | SWLG011I | MLI | Ex | CZ06 | cWtd | SWLG011-01 | ExAnte2020 | IOU workpaper | 2019-06-26 | Fixture | 1 |  | None | 0 | 0 | 0 | 96.6 | 0.0124 | -0.516 | [6 empty] | DEER:Indoor_Non-CFL_Ltg | Annual
Any | SWLG011I | MLI | Ex | CZ07 | cWtd | SWLG011-01 | ExAnte2020 | IOU workpaper | 2019-06-26 | Fixture | 1 |  | None | 0 | 0 | 0 | 95.6 | 0.0125 | -0.443 | [6 empty] | DEER:Indoor_Non-CFL_Ltg | Annual
Any | SWLG011I | MLI | Ex | CZ08 | cWtd | SWLG011-01 | ExAnte2020 | IOU workpaper | 2019-06-26 | Fixture | 1 |  | None | 0 | 0 | 0 | 97.5 | 0.0124 | -0.473 | [6 empty] | DEER:Indoor_Non-CFL_Ltg | Annual
Any | SWLG011I | MLI | Ex | CZ09 | cWtd | SWLG011-01 | ExAnte2020 | IOU workpaper | 2019-06-26 | Fixture | 1 |  | None | 0 | 0 | 0 | 96.6 | 0.0126 | -0.539 | [6 empty] | DEER:Indoor_Non-CFL_Ltg | Annual
Any | SWLG011I | MLI | Ex | CZ10 | cWtd | SWLG011-01 | ExAnte2020 | IOU workpaper | 2019-06-26 | Fixture | 1 |  | None | 0 | 0 | 0 | 96.6 | 0.0127 | -0.54 | [6 empty] | DEER:Indoor_Non-CFL_Ltg | Annual
Any | SWLG011I | MLI | Ex | CZ11 | cWtd | SWLG011-01 | ExAnte2020 | IOU workpaper | 2019-06-26 | Fixture | 1 |  | None | 0 | 0 | 0 | 93.8 | 0.0125 | -0.869 | [6 empty] | DEER:Indoor_Non-CFL_Ltg | Annual
Any | SWLG011I | MLI | Ex | CZ12 | cWtd | SWLG011-01 | ExAnte2020 | IOU workpaper | 2019-06-26 | Fixture | 1 |  | None | 0 | 0 | 0 | 92.9 | 0.0121 | -0.896 | [6 empty] | DEER:Indoor_Non-CFL_Ltg | Annual
Any | SWLG011I | MLI | Ex | CZ13 | cWtd | SWLG011-01 | ExAnte2020 | IOU workpaper | 2019-06-26 | Fixture | 1 |  | None | 0 | 0 | 0 | 94.7 | 0.0119 | -0.786 | [6 empty] | DEER:Indoor_Non-CFL_Ltg | Annual
Any | SWLG011I | MLI | Ex | CZ14 | cWtd | SWLG011-01 | ExAnte2020 | IOU workpaper | 2019-06-26 | Fixture | 1 |  | None | 0 | 0 | 0 | 95.6 | 0.0127 | -0.841 | [6 empty] | DEER:Indoor_Non-CFL_Ltg | Annual
Any | SWLG011I | MLI | Ex | CZ15 | cWtd | SWLG011-01 | ExAnte2020 | IOU workpaper | 2019-06-26 | Fixture | 1 |  | None | 0 | 0 | 0 | 103 | 0.013 | -0.228 | [6 empty] | DEER:Indoor_Non-CFL_Ltg | Annual
Any | SWLG011I | MLI | Ex | CZ16 | cWtd | SWLG011-01 | ExAnte2020 | IOU workpaper | 2019-06-26 | Fixture | 1 |  | None | 0 | 0 | 0 | 90.1 | 0.0123 | -1.35 | [6 empty] | DEER:Indoor_Non-CFL_Ltg | Annual
Any | SWLG011I | Mtl | Ex | CZ01 | cWtd | SWLG011-01 | ExAnte2020 | IOU workpaper | 2019-06-26 | Fixture | 1 |  | None | 0 | 0 | 0 | 112 | 0.0185 | -1.95 | [6 empty] | DEER:Indoor_Non-CFL_Ltg | Annual
Any | SWLG011I | Mtl | Ex | CZ02 | cWtd | SWLG011-01 | ExAnte2020 | IOU workpaper | 2019-06-26 | Fixture | 1 |  | None | 0 | 0 | 0 | 126 | 0.0198 | -1.33 | [6 empty] | DEER:Indoor_Non-CFL_Ltg | Annual
Any | SWLG011I | Mtl | Ex | CZ03 | cWtd | SWLG011-01 | ExAnte2020 | IOU workpaper | 2019-06-26 | Fixture | 1 |  | None | 0 | 0 | 0 | 125 | 0.0196 | -1.31 | [6 empty] | DEER:Indoor_Non-CFL_Ltg | Annual
Any | SWLG011I | Mtl | Ex | CZ04 | cWtd | SWLG011-01 | ExAnte2020 | IOU workpaper | 2019-06-26 | Fixture | 1 |  | None | 0 | 0 | 0 | 132 | 0.0196 | -1.08 | [6 empty] | DEER:Indoor_Non-CFL_Ltg | Annual
Any | SWLG011I | Mtl | Ex | CZ05 | cWtd | SWLG011-01 | ExAnte2020 | IOU workpaper | 2019-06-26 | Fixture | 1 |  | None | 0 | 0 | 0 | 123 | 0.019 | -1.45 | [6 empty] | DEER:Indoor_Non-CFL_Ltg | Annual
Any | SWLG011I | Mtl | Ex | CZ06 | cWtd | SWLG011-01 | ExAnte2020 | IOU workpaper | 2019-06-26 | Fixture | 1 |  | None | 0 | 0 | 0 | 145 | 0.0205 | -0.504 | [6 empty] | DEER:Indoor_Non-CFL_Ltg | Annual
Any | SWLG011I | Mtl | Ex | CZ07 | cWtd | SWLG011-01 | ExAnte2020 | IOU workpaper | 2019-06-26 | Fixture | 1 |  | None | 0 | 0 | 0 | 150 | 0.0203 | -0.314 | [6 empty] | DEER:Indoor_Non-CFL_Ltg | Annual
Any | SWLG011I | Mtl | Ex | CZ08 | cWtd | SWLG011-01 | ExAnte2020 | IOU workpaper | 2019-06-26 | Fixture | 1 |  | None | 0 | 0 | 0 | 150 | 0.0203 | -0.442 | [6 empty] | DEER:Indoor_Non-CFL_Ltg | Annual
Any | SWLG011I | Mtl | Ex | CZ09 | cWtd | SWLG011-01 | ExAnte2020 | IOU workpaper | 2019-06-26 | Fixture | 1 |  | None | 0 | 0 | 0 | 145 | 0.021 | -0.501 | [6 empty] | DEER:Indoor_Non-CFL_Ltg | Annual
Any | SWLG011I | Mtl | Ex | CZ10 | cWtd | SWLG011-01 | ExAnte2020 | IOU workpaper | 2019-06-26 | Fixture | 1 |  | None | 0 | 0 | 0 | 143 | 0.0208 | -0.626 | [6 empty] | DEER:Indoor_Non-CFL_Ltg | Annual
Any | SWLG011I | Mtl | Ex | CZ11 | cWtd | SWLG011-01 | ExAnte2020 | IOU workpaper | 2019-06-26 | Fixture | 1 |  | None | 0 | 0 | 0 | 133 | 0.02 | -1.03 | [6 empty] | DEER:Indoor_Non-CFL_Ltg | Annual
Any | SWLG011I | Mtl | Ex | CZ12 | cWtd | SWLG011-01 | ExAnte2020 | IOU workpaper | 2019-06-26 | Fixture | 1 |  | None | 0 | 0 | 0 | 132 | 0.0198 | -1.08 | [6 empty] | DEER:Indoor_Non-CFL_Ltg | Annual
Any | SWLG011I | Mtl | Ex | CZ13 | cWtd | SWLG011-01 | ExAnte2020 | IOU workpaper | 2019-06-26 | Fixture | 1 |  | None | 0 | 0 | 0 | 136 | 0.0198 | -0.957 | [6 empty] | DEER:Indoor_Non-CFL_Ltg | Annual
Any | SWLG011I | Mtl | Ex | CZ14 | cWtd | SWLG011-01 | ExAnte2020 | IOU workpaper | 2019-06-26 | Fixture | 1 |  | None | 0 | 0 | 0 | 136 | 0.0206 | -0.858 | [6 empty] | DEER:Indoor_Non-CFL_Ltg | Annual
Any | SWLG011I | Mtl | Ex | CZ15 | cWtd | SWLG011-01 | ExAnte2020 | IOU workpaper | 2019-06-26 | Fixture | 1 |  | None | 0 | 0 | 0 | 155 | 0.021 | -0.253 | [6 empty] | DEER:Indoor_Non-CFL_Ltg | Annual
Any | SWLG011I | Mtl | Ex | CZ16 | cWtd | SWLG011-01 | ExAnte2020 | IOU workpaper | 2019-06-26 | Fixture | 1 |  | None | 0 | 0 | 0 | 120 | 0.0201 | -1.28 | [6 empty] | DEER:Indoor_Non-CFL_Ltg | Annual
Any | SWLG011I | Nrs | Ex | CZ01 | cWtd | SWLG011-01 | ExAnte2020 | IOU workpaper | 2019-06-26 | Fixture | 1 |  | None | 0 | 0 | 0 | 123 | 0.0247 | -2.45 | [6 empty] | DEER:Indoor_Non-CFL_Ltg | Annual
Any | SWLG011I | Nrs | Ex | CZ02 | cWtd | SWLG011-01 | ExAnte2020 | IOU workpaper | 2019-06-26 | Fixture | 1 |  | None | 0 | 0 | 0 | 132 | 0.027 | -1.66 | [6 empty] | DEER:Indoor_Non-CFL_Ltg | Annual
Any | SWLG011I | Nrs | Ex | CZ03 | cWtd | SWLG011-01 | ExAnte2020 | IOU workpaper | 2019-06-26 | Fixture | 1 |  | None | 0 | 0 | 0 | 131 | 0.0265 | -1.59 | [6 empty] | DEER:Indoor_Non-CFL_Ltg | Annual
Any | SWLG011I | Nrs | Ex | CZ04 | cWtd | SWLG011-01 | ExAnte2020 | IOU workpaper | 2019-06-26 | Fixture | 1 |  | None | 0 | 0 | 0 | 134 | 0.027 | -1.31 | [6 empty] | DEER:Indoor_Non-CFL_Ltg | Annual
Any | SWLG011I | Nrs | Ex | CZ05 | cWtd | SWLG011-01 | ExAnte2020 | IOU workpaper | 2019-06-26 | Fixture | 1 |  | None | 0 | 0 | 0 | 131 | 0.0256 | -1.64 | [6 empty] | DEER:Indoor_Non-CFL_Ltg | Annual
Any | SWLG011I | Nrs | Ex | CZ06 | cWtd | SWLG011-01 | ExAnte2020 | IOU workpaper | 2019-06-26 | Fixture | 1 |  | None | 0 | 0 | 0 | 141 | 0.0283 | -0.857 | [6 empty] | DEER:Indoor_Non-CFL_Ltg | Annual
Any | SWLG011I | Nrs | Ex | CZ07 | cWtd | SWLG011-01 | ExAnte2020 | IOU workpaper | 2019-06-26 | Fixture | 1 |  | None | 0 | 0 | 0 | 141 | 0.0285 | -0.736 | [6 empty] | DEER:Indoor_Non-CFL_Ltg | Annual
Any | SWLG011I | Nrs | Ex | CZ08 | cWtd | SWLG011-01 | ExAnte2020 | IOU workpaper | 2019-06-26 | Fixture | 1 |  | None | 0 | 0 | 0 | 142 | 0.0288 | -0.784 | [6 empty] | DEER:Indoor_Non-CFL_Ltg | Annual
Any | SWLG011I | Nrs | Ex | CZ09 | cWtd | SWLG011-01 | ExAnte2020 | IOU workpaper | 2019-06-26 | Fixture | 1 |  | None | 0 | 0 | 0 | 142 | 0.029 | -0.847 | [6 empty] | DEER:Indoor_Non-CFL_Ltg | Annual
Any | SWLG011I | Nrs | Ex | CZ10 | cWtd | SWLG011-01 | ExAnte2020 | IOU workpaper | 2019-06-26 | Fixture | 1 |  | None | 0 | 0 | 0 | 143 | 0.0306 | -0.903 | [6 empty] | DEER:Indoor_Non-CFL_Ltg | Annual
Any | SWLG011I | Nrs | Ex | CZ11 | cWtd | SWLG011-01 | ExAnte2020 | IOU workpaper | 2019-06-26 | Fixture | 1 |  | None | 0 | 0 | 0 | 136 | 0.0276 | -1.36 | [6 empty] | DEER:Indoor_Non-CFL_Ltg | Annual
Any | SWLG011I | Nrs | Ex | CZ12 | cWtd | SWLG011-01 | ExAnte2020 | IOU workpaper | 2019-06-26 | Fixture | 1 |  | None | 0 | 0 | 0 | 134 | 0.0274 | -1.42 | [6 empty] | DEER:Indoor_Non-CFL_Ltg | Annual
Any | SWLG011I | Nrs | Ex | CZ13 | cWtd | SWLG011-01 | ExAnte2020 | IOU workpaper | 2019-06-26 | Fixture | 1 |  | None | 0 | 0 | 0 | 137 | 0.0274 | -1.28 | [6 empty] | DEER:Indoor_Non-CFL_Ltg | Annual
Any | SWLG011I | Nrs | Ex | CZ14 | cWtd | SWLG011-01 | ExAnte2020 | IOU workpaper | 2019-06-26 | Fixture | 1 |  | None | 0 | 0 | 0 | 139 | 0.0285 | -1.2 | [6 empty] | DEER:Indoor_Non-CFL_Ltg | Annual
Any | SWLG011I | Nrs | Ex | CZ15 | cWtd | SWLG011-01 | ExAnte2020 | IOU workpaper | 2019-06-26 | Fixture | 1 |  | None | 0 | 0 | 0 | 151 | 0.0297 | -0.434 | [6 empty] | DEER:Indoor_Non-CFL_Ltg | Annual
Any | SWLG011I | Nrs | Ex | CZ16 | cWtd | SWLG011-01 | ExAnte2020 | IOU workpaper | 2019-06-26 | Fixture | 1 |  | None | 0 | 0 | 0 | 128 | 0.027 | -2.03 | [6 empty] | DEER:Indoor_Non-CFL_Ltg | Annual
Any | SWLG011I | OfL | Ex | CZ01 | cWtd | SWLG011-01 | ExAnte2020 | IOU workpaper | 2019-06-26 | Fixture | 1 |  | None | 0 | 0 | 0 | 88.9 | 0.0132 | -0.429 | [6 empty] | DEER:Indoor_Non-CFL_Ltg | Annual
Any | SWLG011I | OfL | Ex | CZ02 | cWtd | SWLG011-01 | ExAnte2020 | IOU workpaper | 2019-06-26 | Fixture | 1 |  | None | 0 | 0 | 0 | 93.1 | 0.0138 | -0.246 | [6 empty] | DEER:Indoor_Non-CFL_Ltg | Annual
Any | SWLG011I | OfL | Ex | CZ03 | cWtd | SWLG011-01 | ExAnte2020 | IOU workpaper | 2019-06-26 | Fixture | 1 |  | None | 0 | 0 | 0 | 92.3 | 0.0135 | -0.216 | [6 empty] | DEER:Indoor_Non-CFL_Ltg | Annual
Any | SWLG011I | OfL | Ex | CZ04 | cWtd | SWLG011-01 | ExAnte2020 | IOU workpaper | 2019-06-26 | Fixture | 1 |  | None | 0 | 0 | 0 | 93.1 | 0.0141 | -0.216 | [6 empty] | DEER:Indoor_Non-CFL_Ltg | Annual
Any | SWLG011I | OfL | Ex | CZ05 | cWtd | SWLG011-01 | ExAnte2020 | IOU workpaper | 2019-06-26 | Fixture | 1 |  | None | 0 | 0 | 0 | 93.1 | 0.0133 | -0.182 | [6 empty] | DEER:Indoor_Non-CFL_Ltg | Annual
Any | SWLG011I | OfL | Ex | CZ06 | cWtd | SWLG011-01 | ExAnte2020 | IOU workpaper | 2019-06-26 | Fixture | 1 |  | None | 0 | 0 | 0 | 99 | 0.0139 | -0.062 | [6 empty] | DEER:Indoor_Non-CFL_Ltg | Annual
Any | SWLG011I | OfL | Ex | CZ07 | cWtd | SWLG011-01 | ExAnte2020 | IOU workpaper | 2019-06-26 | Fixture | 1 |  | None | 0 | 0 | 0 | 98.1 | 0.0136 | -0.00466 | [6 empty] | DEER:Indoor_Non-CFL_Ltg | Annual
Any | SWLG011I | OfL | Ex | CZ08 | cWtd | SWLG011-01 | ExAnte2020 | IOU workpaper | 2019-06-26 | Fixture | 1 |  | None | 0 | 0 | 0 | 99 | 0.0138 | -0.0466 | [6 empty] | DEER:Indoor_Non-CFL_Ltg | Annual
Any | SWLG011I | OfL | Ex | CZ09 | cWtd | SWLG011-01 | ExAnte2020 | IOU workpaper | 2019-06-26 | Fixture | 1 |  | None | 0 | 0 | 0 | 98.1 | 0.0145 | -0.0906 | [6 empty] | DEER:Indoor_Non-CFL_Ltg | Annual
Any | SWLG011I | OfL | Ex | CZ10 | cWtd | SWLG011-01 | ExAnte2020 | IOU workpaper | 2019-06-26 | Fixture | 1 |  | None | 0 | 0 | 0 | 99.8 | 0.0147 | -0.0523 | [6 empty] | DEER:Indoor_Non-CFL_Ltg | Annual
Any | SWLG011I | OfL | Ex | CZ11 | cWtd | SWLG011-01 | ExAnte2020 | IOU workpaper | 2019-06-26 | Fixture | 1 |  | None | 0 | 0 | 0 | 93.9 | 0.0143 | -0.268 | [6 empty] | DEER:Indoor_Non-CFL_Ltg | Annual
Any | SWLG011I | OfL | Ex | CZ12 | cWtd | SWLG011-01 | ExAnte2020 | IOU workpaper | 2019-06-26 | Fixture | 1 |  | None | 0 | 0 | 0 | 93.9 | 0.0152 | -0.25 | [6 empty] | DEER:Indoor_Non-CFL_Ltg | Annual
Any | SWLG011I | OfL | Ex | CZ13 | cWtd | SWLG011-01 | ExAnte2020 | IOU workpaper | 2019-06-26 | Fixture | 1 |  | None | 0 | 0 | 0 | 94.8 | 0.015 | -0.233 | [6 empty] | DEER:Indoor_Non-CFL_Ltg | Annual
Any | SWLG011I | OfL | Ex | CZ14 | cWtd | SWLG011-01 | ExAnte2020 | IOU workpaper | 2019-06-26 | Fixture | 1 |  | None | 0 | 0 | 0 | 97.3 | 0.0143 | -0.229 | [6 empty] | DEER:Indoor_Non-CFL_Ltg | Annual
Any | SWLG011I | OfL | Ex | CZ15 | cWtd | SWLG011-01 | ExAnte2020 | IOU workpaper | 2019-06-26 | Fixture | 1 |  | None | 0 | 0 | 0 | 101 | 0.0155 | -0.0132 | [6 empty] | DEER:Indoor_Non-CFL_Ltg | Annual
Any | SWLG011I | OfL | Ex | CZ16 | cWtd | SWLG011-01 | ExAnte2020 | IOU workpaper | 2019-06-26 | Fixture | 1 |  | None | 0 | 0 | 0 | 91.4 | 0.0139 | -0.684 | [6 empty] | DEER:Indoor_Non-CFL_Ltg | Annual
Any | SWLG011I | OfS | Ex | CZ01 | cWtd | SWLG011-01 | ExAnte2020 | IOU workpaper | 2019-06-26 | Fixture | 1 |  | None | 0 | 0 | 0 | 65.5 | 0.011 | -0.537 | [6 empty] | DEER:Indoor_Non-CFL_Ltg | Annual
Any | SWLG011I | OfS | Ex | CZ02 | cWtd | SWLG011-01 | ExAnte2020 | IOU workpaper | 2019-06-26 | Fixture | 1 |  | None | 0 | 0 | 0 | 71 | 0.012 | -0.331 | [6 empty] | DEER:Indoor_Non-CFL_Ltg | Annual
Any | SWLG011I | OfS | Ex | CZ03 | cWtd | SWLG011-01 | ExAnte2020 | IOU workpaper | 2019-06-26 | Fixture | 1 |  | None | 0 | 0 | 0 | 69.6 | 0.0115 | -0.314 | [6 empty] | DEER:Indoor_Non-CFL_Ltg | Annual
Any | SWLG011I | OfS | Ex | CZ04 | cWtd | SWLG011-01 | ExAnte2020 | IOU workpaper | 2019-06-26 | Fixture | 1 |  | None | 0 | 0 | 0 | 71.7 | 0.0116 | -0.273 | [6 empty] | DEER:Indoor_Non-CFL_Ltg | Annual
Any | SWLG011I | OfS | Ex | CZ05 | cWtd | SWLG011-01 | ExAnte2020 | IOU workpaper | 2019-06-26 | Fixture | 1 |  | None | 0 | 0 | 0 | 70.3 | 0.0112 | -0.272 | [6 empty] | DEER:Indoor_Non-CFL_Ltg | Annual
Any | SWLG011I | OfS | Ex | CZ06 | cWtd | SWLG011-01 | ExAnte2020 | IOU workpaper | 2019-06-26 | Fixture | 1 |  | None | 0 | 0 | 0 | 75.8 | 0.0119 | -0.119 | [6 empty] | DEER:Indoor_Non-CFL_Ltg | Annual
Any | SWLG011I | OfS | Ex | CZ07 | cWtd | SWLG011-01 | ExAnte2020 | IOU workpaper | 2019-06-26 | Fixture | 1 |  | None | 0 | 0 | 0 | 75.1 | 0.0115 | -0.0696 | [6 empty] | DEER:Indoor_Non-CFL_Ltg | Annual
Any | SWLG011I | OfS | Ex | CZ08 | cWtd | SWLG011-01 | ExAnte2020 | IOU workpaper | 2019-06-26 | Fixture | 1 |  | None | 0 | 0 | 0 | 76.5 | 0.0119 | -0.12 | [6 empty] | DEER:Indoor_Non-CFL_Ltg | Annual
Any | SWLG011I | OfS | Ex | CZ09 | cWtd | SWLG011-01 | ExAnte2020 | IOU workpaper | 2019-06-26 | Fixture | 1 |  | None | 0 | 0 | 0 | 75.8 | 0.0123 | -0.148 | [6 empty] | DEER:Indoor_Non-CFL_Ltg | Annual
Any | SWLG011I | OfS | Ex | CZ10 | cWtd | SWLG011-01 | ExAnte2020 | IOU workpaper | 2019-06-26 | Fixture | 1 |  | None | 0 | 0 | 0 | 75.8 | 0.0123 | -0.119 | [6 empty] | DEER:Indoor_Non-CFL_Ltg | Annual
Any | SWLG011I | OfS | Ex | CZ11 | cWtd | SWLG011-01 | ExAnte2020 | IOU workpaper | 2019-06-26 | Fixture | 1 |  | None | 0 | 0 | 0 | 71.7 | 0.0128 | -0.313 | [6 empty] | DEER:Indoor_Non-CFL_Ltg | Annual
Any | SWLG011I | OfS | Ex | CZ12 | cWtd | SWLG011-01 | ExAnte2020 | IOU workpaper | 2019-06-26 | Fixture | 1 |  | None | 0 | 0 | 0 | 71.7 | 0.0123 | -0.317 | [6 empty] | DEER:Indoor_Non-CFL_Ltg | Annual
Any | SWLG011I | OfS | Ex | CZ13 | cWtd | SWLG011-01 | ExAnte2020 | IOU workpaper | 2019-06-26 | Fixture | 1 |  | None | 0 | 0 | 0 | 72.3 | 0.0122 | -0.291 | [6 empty] | DEER:Indoor_Non-CFL_Ltg | Annual
Any | SWLG011I | OfS | Ex | CZ14 | cWtd | SWLG011-01 | ExAnte2020 | IOU workpaper | 2019-06-26 | Fixture | 1 |  | None | 0 | 0 | 0 | 73.7 | 0.0124 | -0.238 | [6 empty] | DEER:Indoor_Non-CFL_Ltg | Annual
Any | SWLG011I | OfS | Ex | CZ15 | cWtd | SWLG011-01 | ExAnte2020 | IOU workpaper | 2019-06-26 | Fixture | 1 |  | None | 0 | 0 | 0 | 79.9 | 0.0129 | -0.0452 | [6 empty] | DEER:Indoor_Non-CFL_Ltg | Annual
Any | SWLG011I | OfS | Ex | CZ16 | cWtd | SWLG011-01 | ExAnte2020 | IOU workpaper | 2019-06-26 | Fixture | 1 |  | None | 0 | 0 | 0 | 67.5 | 0.0121 | -0.574 | [6 empty] | DEER:Indoor_Non-CFL_Ltg | Annual
Any | SWLG011I | RFF | Ex | CZ01 | cWtd | SWLG011-01 | ExAnte2020 | IOU workpaper | 2019-06-26 | Fixture | 1 |  | None | 0 | 0 | 0 | 102 | 0.0176 | -2.06 | [6 empty] | DEER:Indoor_Non-CFL_Ltg | Annual
Any | SWLG011I | RFF | Ex | CZ02 | cWtd | SWLG011-01 | ExAnte2020 | IOU workpaper | 2019-06-26 | Fixture | 1 |  | None | 0 | 0 | 0 | 111 | 0.0188 | -1.31 | [6 empty] | DEER:Indoor_Non-CFL_Ltg | Annual
Any | SWLG011I | RFF | Ex | CZ03 | cWtd | SWLG011-01 | ExAnte2020 | IOU workpaper | 2019-06-26 | Fixture | 1 |  | None | 0 | 0 | 0 | 109 | 0.0189 | -1.41 | [6 empty] | DEER:Indoor_Non-CFL_Ltg | Annual
Any | SWLG011I | RFF | Ex | CZ04 | cWtd | SWLG011-01 | ExAnte2020 | IOU workpaper | 2019-06-26 | Fixture | 1 |  | None | 0 | 0 | 0 | 112 | 0.0189 | -1.1 | [6 empty] | DEER:Indoor_Non-CFL_Ltg | Annual
Any | SWLG011I | RFF | Ex | CZ05 | cWtd | SWLG011-01 | ExAnte2020 | IOU workpaper | 2019-06-26 | Fixture | 1 |  | None | 0 | 0 | 0 | 109 | 0.0186 | -1.41 | [6 empty] | DEER:Indoor_Non-CFL_Ltg | Annual
Any | SWLG011I | RFF | Ex | CZ06 | cWtd | SWLG011-01 | ExAnte2020 | IOU workpaper | 2019-06-26 | Fixture | 1 |  | None | 0 | 0 | 0 | 120 | 0.0199 | -0.913 | [6 empty] | DEER:Indoor_Non-CFL_Ltg | Annual
Any | SWLG011I | RFF | Ex | CZ07 | cWtd | SWLG011-01 | ExAnte2020 | IOU workpaper | 2019-06-26 | Fixture | 1 |  | None | 0 | 0 | 0 | 121 | 0.0201 | -0.747 | [6 empty] | DEER:Indoor_Non-CFL_Ltg | Annual
Any | SWLG011I | RFF | Ex | CZ08 | cWtd | SWLG011-01 | ExAnte2020 | IOU workpaper | 2019-06-26 | Fixture | 1 |  | None | 0 | 0 | 0 | 121 | 0.0198 | -0.763 | [6 empty] | DEER:Indoor_Non-CFL_Ltg | Annual
Any | SWLG011I | RFF | Ex | CZ09 | cWtd | SWLG011-01 | ExAnte2020 | IOU workpaper | 2019-06-26 | Fixture | 1 |  | None | 0 | 0 | 0 | 120 | 0.0201 | -0.906 | [6 empty] | DEER:Indoor_Non-CFL_Ltg | Annual
Any | SWLG011I | RFF | Ex | CZ10 | cWtd | SWLG011-01 | ExAnte2020 | IOU workpaper | 2019-06-26 | Fixture | 1 |  | None | 0 | 0 | 0 | 120 | 0.0199 | -0.912 | [6 empty] | DEER:Indoor_Non-CFL_Ltg | Annual
Any | SWLG011I | RFF | Ex | CZ11 | cWtd | SWLG011-01 | ExAnte2020 | IOU workpaper | 2019-06-26 | Fixture | 1 |  | None | 0 | 0 | 0 | 113 | 0.0193 | -1.1 | [6 empty] | DEER:Indoor_Non-CFL_Ltg | Annual
Any | SWLG011I | RFF | Ex | CZ12 | cWtd | SWLG011-01 | ExAnte2020 | IOU workpaper | 2019-06-26 | Fixture | 1 |  | None | 0 | 0 | 0 | 112 | 0.0194 | -1.12 | [6 empty] | DEER:Indoor_Non-CFL_Ltg | Annual
Any | SWLG011I | RFF | Ex | CZ13 | cWtd | SWLG011-01 | ExAnte2020 | IOU workpaper | 2019-06-26 | Fixture | 1 |  | None | 0 | 0 | 0 | 114 | 0.0194 | -1.03 | [6 empty] | DEER:Indoor_Non-CFL_Ltg | Annual
Any | SWLG011I | RFF | Ex | CZ14 | cWtd | SWLG011-01 | ExAnte2020 | IOU workpaper | 2019-06-26 | Fixture | 1 |  | None | 0 | 0 | 0 | 118 | 0.0201 | -1.27 | [6 empty] | DEER:Indoor_Non-CFL_Ltg | Annual
Any | SWLG011I | RFF | Ex | CZ15 | cWtd | SWLG011-01 | ExAnte2020 | IOU workpaper | 2019-06-26 | Fixture | 1 |  | None | 0 | 0 | 0 | 127 | 0.0204 | -0.42 | [6 empty] | DEER:Indoor_Non-CFL_Ltg | Annual
Any | SWLG011I | RFF | Ex | CZ16 | cWtd | SWLG011-01 | ExAnte2020 | IOU workpaper | 2019-06-26 | Fixture | 1 |  | None | 0 | 0 | 0 | 112 | 0.0194 | -1.75 | [6 empty] | DEER:Indoor_Non-CFL_Ltg | Annual
Any | SWLG011I | RSD | Ex | CZ01 | cWtd | SWLG011-01 | ExAnte2020 | IOU workpaper | 2019-06-26 | Fixture | 1 |  | None | 0 | 0 | 0 | 117 | 0.0254 | -2.12 | [6 empty] | DEER:Indoor_Non-CFL_Ltg | Annual
Any | SWLG011I | RSD | Ex | CZ02 | cWtd | SWLG011-01 | ExAnte2020 | IOU workpaper | 2019-06-26 | Fixture | 1 |  | None | 0 | 0 | 0 | 128 | 0.0256 | -1.09 | [6 empty] | DEER:Indoor_Non-CFL_Ltg | Annual
Any | SWLG011I | RSD | Ex | CZ03 | cWtd | SWLG011-01 | ExAnte2020 | IOU workpaper | 2019-06-26 | Fixture | 1 |  | None | 0 | 0 | 0 | 128 | 0.0256 | -1.07 | [6 empty] | DEER:Indoor_Non-CFL_Ltg | Annual
Any | SWLG011I | RSD | Ex | CZ04 | cWtd | SWLG011-01 | ExAnte2020 | IOU workpaper | 2019-06-26 | Fixture | 1 |  | None | 0 | 0 | 0 | 131 | 0.0256 | -0.808 | [6 empty] | DEER:Indoor_Non-CFL_Ltg | Annual
Any | SWLG011I | RSD | Ex | CZ05 | cWtd | SWLG011-01 | ExAnte2020 | IOU workpaper | 2019-06-26 | Fixture | 1 |  | None | 0 | 0 | 0 | 128 | 0.0254 | -0.993 | [6 empty] | DEER:Indoor_Non-CFL_Ltg | Annual
Any | SWLG011I | RSD | Ex | CZ06 | cWtd | SWLG011-01 | ExAnte2020 | IOU workpaper | 2019-06-26 | Fixture | 1 |  | None | 0 | 0 | 0 | 141 | 0.0269 | -0.42 | [6 empty] | DEER:Indoor_Non-CFL_Ltg | Annual
Any | SWLG011I | RSD | Ex | CZ07 | cWtd | SWLG011-01 | ExAnte2020 | IOU workpaper | 2019-06-26 | Fixture | 1 |  | None | 0 | 0 | 0 | 143 | 0.0272 | -0.202 | [6 empty] | DEER:Indoor_Non-CFL_Ltg | Annual
Any | SWLG011I | RSD | Ex | CZ08 | cWtd | SWLG011-01 | ExAnte2020 | IOU workpaper | 2019-06-26 | Fixture | 1 |  | None | 0 | 0 | 0 | 141 | 0.0267 | -0.369 | [6 empty] | DEER:Indoor_Non-CFL_Ltg | Annual
Any | SWLG011I | RSD | Ex | CZ09 | cWtd | SWLG011-01 | ExAnte2020 | IOU workpaper | 2019-06-26 | Fixture | 1 |  | None | 0 | 0 | 0 | 138 | 0.0274 | -0.489 | [6 empty] | DEER:Indoor_Non-CFL_Ltg | Annual
Any | SWLG011I | RSD | Ex | CZ10 | cWtd | SWLG011-01 | ExAnte2020 | IOU workpaper | 2019-06-26 | Fixture | 1 |  | None | 0 | 0 | 0 | 138 | 0.0272 | -0.621 | [6 empty] | DEER:Indoor_Non-CFL_Ltg | Annual
Any | SWLG011I | RSD | Ex | CZ11 | cWtd | SWLG011-01 | ExAnte2020 | IOU workpaper | 2019-06-26 | Fixture | 1 |  | None | 0 | 0 | 0 | 129 | 0.0263 | -1.02 | [6 empty] | DEER:Indoor_Non-CFL_Ltg | Annual
Any | SWLG011I | RSD | Ex | CZ12 | cWtd | SWLG011-01 | ExAnte2020 | IOU workpaper | 2019-06-26 | Fixture | 1 |  | None | 0 | 0 | 0 | 129 | 0.0258 | -1.03 | [6 empty] | DEER:Indoor_Non-CFL_Ltg | Annual
Any | SWLG011I | RSD | Ex | CZ13 | cWtd | SWLG011-01 | ExAnte2020 | IOU workpaper | 2019-06-26 | Fixture | 1 |  | None | 0 | 0 | 0 | 131 | 0.0263 | -0.973 | [6 empty] | DEER:Indoor_Non-CFL_Ltg | Annual
Any | SWLG011I | RSD | Ex | CZ14 | cWtd | SWLG011-01 | ExAnte2020 | IOU workpaper | 2019-06-26 | Fixture | 1 |  | None | 0 | 0 | 0 | 136 | 0.0272 | -1.17 | [6 empty] | DEER:Indoor_Non-CFL_Ltg | Annual
Any | SWLG011I | RSD | Ex | CZ15 | cWtd | SWLG011-01 | ExAnte2020 | IOU workpaper | 2019-06-26 | Fixture | 1 |  | None | 0 | 0 | 0 | 145 | 0.0283 | -0.186 | [6 empty] | DEER:Indoor_Non-CFL_Ltg | Annual
Any | SWLG011I | RSD | Ex | CZ16 | cWtd | SWLG011-01 | ExAnte2020 | IOU workpaper | 2019-06-26 | Fixture | 1 |  | None | 0 | 0 | 0 | 128 | 0.0265 | -1.89 | [6 empty] | DEER:Indoor_Non-CFL_Ltg | Annual
Any | SWLG011I | Rt3 | Ex | CZ01 | cWtd | SWLG011-01 | ExAnte2020 | IOU workpaper | 2019-06-26 | Fixture | 1 |  | None | 0 | 0 | 0 | 177 | 0.0328 | -1.66 | [6 empty] | DEER:Indoor_Non-CFL_Ltg | Annual
Any | SWLG011I | Rt3 | Ex | CZ02 | cWtd | SWLG011-01 | ExAnte2020 | IOU workpaper | 2019-06-26 | Fixture | 1 |  | None | 0 | 0 | 0 | 188 | 0.0331 | -0.932 | [6 empty] | DEER:Indoor_Non-CFL_Ltg | Annual
Any | SWLG011I | Rt3 | Ex | CZ03 | cWtd | SWLG011-01 | ExAnte2020 | IOU workpaper | 2019-06-26 | Fixture | 1 |  | None | 0 | 0 | 0 | 188 | 0.0328 | -0.739 | [6 empty] | DEER:Indoor_Non-CFL_Ltg | Annual
Any | SWLG011I | Rt3 | Ex | CZ04 | cWtd | SWLG011-01 | ExAnte2020 | IOU workpaper | 2019-06-26 | Fixture | 1 |  | None | 0 | 0 | 0 | 192 | 0.0331 | -0.587 | [6 empty] | DEER:Indoor_Non-CFL_Ltg | Annual
Any | SWLG011I | Rt3 | Ex | CZ05 | cWtd | SWLG011-01 | ExAnte2020 | IOU workpaper | 2019-06-26 | Fixture | 1 |  | None | 0 | 0 | 0 | 190 | 0.0323 | -0.573 | [6 empty] | DEER:Indoor_Non-CFL_Ltg | Annual
Any | SWLG011I | Rt3 | Ex | CZ06 | cWtd | SWLG011-01 | ExAnte2020 | IOU workpaper | 2019-06-26 | Fixture | 1 |  | None | 0 | 0 | 0 | 202 | 0.0345 | -0.163 | [6 empty] | DEER:Indoor_Non-CFL_Ltg | Annual
Any | SWLG011I | Rt3 | Ex | CZ07 | cWtd | SWLG011-01 | ExAnte2020 | IOU workpaper | 2019-06-26 | Fixture | 1 |  | None | 0 | 0 | 0 | 204 | 0.0342 | -0.0463 | [6 empty] | DEER:Indoor_Non-CFL_Ltg | Annual
Any | SWLG011I | Rt3 | Ex | CZ08 | cWtd | SWLG011-01 | ExAnte2020 | IOU workpaper | 2019-06-26 | Fixture | 1 |  | None | 0 | 0 | 0 | 202 | 0.0342 | -0.132 | [6 empty] | DEER:Indoor_Non-CFL_Ltg | Annual
Any | SWLG011I | Rt3 | Ex | CZ09 | cWtd | SWLG011-01 | ExAnte2020 | IOU workpaper | 2019-06-26 | Fixture | 1 |  | None | 0 | 0 | 0 | 199 | 0.0351 | -0.239 | [6 empty] | DEER:Indoor_Non-CFL_Ltg | Annual
Any | SWLG011I | Rt3 | Ex | CZ10 | cWtd | SWLG011-01 | ExAnte2020 | IOU workpaper | 2019-06-26 | Fixture | 1 |  | None | 0 | 0 | 0 | 201 | 0.0351 | -0.252 | [6 empty] | DEER:Indoor_Non-CFL_Ltg | Annual
Any | SWLG011I | Rt3 | Ex | CZ11 | cWtd | SWLG011-01 | ExAnte2020 | IOU workpaper | 2019-06-26 | Fixture | 1 |  | None | 0 | 0 | 0 | 190 | 0.0342 | -0.917 | [6 empty] | DEER:Indoor_Non-CFL_Ltg | Annual
Any | SWLG011I | Rt3 | Ex | CZ12 | cWtd | SWLG011-01 | ExAnte2020 | IOU workpaper | 2019-06-26 | Fixture | 1 |  | None | 0 | 0 | 0 | 190 | 0.0337 | -0.939 | [6 empty] | DEER:Indoor_Non-CFL_Ltg | Annual
Any | SWLG011I | Rt3 | Ex | CZ13 | cWtd | SWLG011-01 | ExAnte2020 | IOU workpaper | 2019-06-26 | Fixture | 1 |  | None | 0 | 0 | 0 | 192 | 0.034 | -0.854 | [6 empty] | DEER:Indoor_Non-CFL_Ltg | Annual
Any | SWLG011I | Rt3 | Ex | CZ14 | cWtd | SWLG011-01 | ExAnte2020 | IOU workpaper | 2019-06-26 | Fixture | 1 |  | None | 0 | 0 | 0 | 195 | 0.0351 | -0.841 | [6 empty] | DEER:Indoor_Non-CFL_Ltg | Annual
Any | SWLG011I | Rt3 | Ex | CZ15 | cWtd | SWLG011-01 | ExAnte2020 | IOU workpaper | 2019-06-26 | Fixture | 1 |  | None | 0 | 0 | 0 | 208 | 0.0362 | -0.0449 | [6 empty] | DEER:Indoor_Non-CFL_Ltg | Annual
Any | SWLG011I | Rt3 | Ex | CZ16 | cWtd | SWLG011-01 | ExAnte2020 | IOU workpaper | 2019-06-26 | Fixture | 1 |  | None | 0 | 0 | 0 | 181 | 0.0337 | -1.95 | [6 empty] | DEER:Indoor_Non-CFL_Ltg | Annual
Any | SWLG011I | RtL | Ex | CZ01 | cWtd | SWLG011-01 | ExAnte2020 | IOU workpaper | 2019-06-26 | Fixture | 1 |  | None | 0 | 0 | 0 | 135 | 0.021 | -1.14 | [6 empty] | DEER:Indoor_Non-CFL_Ltg | Annual
Any | SWLG011I | RtL | Ex | CZ02 | cWtd | SWLG011-01 | ExAnte2020 | IOU workpaper | 2019-06-26 | Fixture | 1 |  | None | 0 | 0 | 0 | 142 | 0.0211 | -0.674 | [6 empty] | DEER:Indoor_Non-CFL_Ltg | Annual
Any | SWLG011I | RtL | Ex | CZ03 | cWtd | SWLG011-01 | ExAnte2020 | IOU workpaper | 2019-06-26 | Fixture | 1 |  | None | 0 | 0 | 0 | 143 | 0.0208 | -0.538 | [6 empty] | DEER:Indoor_Non-CFL_Ltg | Annual
Any | SWLG011I | RtL | Ex | CZ04 | cWtd | SWLG011-01 | ExAnte2020 | IOU workpaper | 2019-06-26 | Fixture | 1 |  | None | 0 | 0 | 0 | 145 | 0.021 | -0.445 | [6 empty] | DEER:Indoor_Non-CFL_Ltg | Annual
Any | SWLG011I | RtL | Ex | CZ05 | cWtd | SWLG011-01 | ExAnte2020 | IOU workpaper | 2019-06-26 | Fixture | 1 |  | None | 0 | 0 | 0 | 143 | 0.0204 | -0.538 | [6 empty] | DEER:Indoor_Non-CFL_Ltg | Annual
Any | SWLG011I | RtL | Ex | CZ06 | cWtd | SWLG011-01 | ExAnte2020 | IOU workpaper | 2019-06-26 | Fixture | 1 |  | None | 0 | 0 | 0 | 153 | 0.0218 | -0.229 | [6 empty] | DEER:Indoor_Non-CFL_Ltg | Annual
Any | SWLG011I | RtL | Ex | CZ07 | cWtd | SWLG011-01 | ExAnte2020 | IOU workpaper | 2019-06-26 | Fixture | 1 |  | None | 0 | 0 | 0 | 154 | 0.0218 | -0.168 | [6 empty] | DEER:Indoor_Non-CFL_Ltg | Annual
Any | SWLG011I | RtL | Ex | CZ08 | cWtd | SWLG011-01 | ExAnte2020 | IOU workpaper | 2019-06-26 | Fixture | 1 |  | None | 0 | 0 | 0 | 153 | 0.0218 | -0.197 | [6 empty] | DEER:Indoor_Non-CFL_Ltg | Annual
Any | SWLG011I | RtL | Ex | CZ09 | cWtd | SWLG011-01 | ExAnte2020 | IOU workpaper | 2019-06-26 | Fixture | 1 |  | None | 0 | 0 | 0 | 150 | 0.0224 | -0.272 | [6 empty] | DEER:Indoor_Non-CFL_Ltg | Annual
Any | SWLG011I | RtL | Ex | CZ10 | cWtd | SWLG011-01 | ExAnte2020 | IOU workpaper | 2019-06-26 | Fixture | 1 |  | None | 0 | 0 | 0 | 150 | 0.0224 | -0.266 | [6 empty] | DEER:Indoor_Non-CFL_Ltg | Annual
Any | SWLG011I | RtL | Ex | CZ11 | cWtd | SWLG011-01 | ExAnte2020 | IOU workpaper | 2019-06-26 | Fixture | 1 |  | None | 0 | 0 | 0 | 143 | 0.0217 | -0.678 | [6 empty] | DEER:Indoor_Non-CFL_Ltg | Annual
Any | SWLG011I | RtL | Ex | CZ12 | cWtd | SWLG011-01 | ExAnte2020 | IOU workpaper | 2019-06-26 | Fixture | 1 |  | None | 0 | 0 | 0 | 142 | 0.0215 | -0.656 | [6 empty] | DEER:Indoor_Non-CFL_Ltg | Annual
Any | SWLG011I | RtL | Ex | CZ13 | cWtd | SWLG011-01 | ExAnte2020 | IOU workpaper | 2019-06-26 | Fixture | 1 |  | None | 0 | 0 | 0 | 143 | 0.0215 | -0.63 | [6 empty] | DEER:Indoor_Non-CFL_Ltg | Annual
Any | SWLG011I | RtL | Ex | CZ14 | cWtd | SWLG011-01 | ExAnte2020 | IOU workpaper | 2019-06-26 | Fixture | 1 |  | None | 0 | 0 | 0 | 146 | 0.0225 | -0.662 | [6 empty] | DEER:Indoor_Non-CFL_Ltg | Annual
Any | SWLG011I | RtL | Ex | CZ15 | cWtd | SWLG011-01 | ExAnte2020 | IOU workpaper | 2019-06-26 | Fixture | 1 |  | None | 0 | 0 | 0 | 157 | 0.0231 | -0.0995 | [6 empty] | DEER:Indoor_Non-CFL_Ltg | Annual
Any | SWLG011I | RtL | Ex | CZ16 | cWtd | SWLG011-01 | ExAnte2020 | IOU workpaper | 2019-06-26 | Fixture | 1 |  | None | 0 | 0 | 0 | 136 | 0.0215 | -1.45 | [6 empty] | DEER:Indoor_Non-CFL_Ltg | Annual
Any | SWLG011I | RtS | Ex | CZ01 | cWtd | SWLG011-01 | ExAnte2020 | IOU workpaper | 2019-06-26 | Fixture | 1 |  | None | 0 | 0 | 0 | 77.8 | 0.0143 | -1.25 | [6 empty] | DEER:Indoor_Non-CFL_Ltg | Annual
Any | SWLG011I | RtS | Ex | CZ02 | cWtd | SWLG011-01 | ExAnte2020 | IOU workpaper | 2019-06-26 | Fixture | 1 |  | None | 0 | 0 | 0 | 84.3 | 0.0148 | -0.693 | [6 empty] | DEER:Indoor_Non-CFL_Ltg | Annual
Any | SWLG011I | RtS | Ex | CZ03 | cWtd | SWLG011-01 | ExAnte2020 | IOU workpaper | 2019-06-26 | Fixture | 1 |  | None | 0 | 0 | 0 | 83.5 | 0.0148 | -0.743 | [6 empty] | DEER:Indoor_Non-CFL_Ltg | Annual
Any | SWLG011I | RtS | Ex | CZ04 | cWtd | SWLG011-01 | ExAnte2020 | IOU workpaper | 2019-06-26 | Fixture | 1 |  | None | 0 | 0 | 0 | 85.2 | 0.0148 | -0.581 | [6 empty] | DEER:Indoor_Non-CFL_Ltg | Annual
Any | SWLG011I | RtS | Ex | CZ05 | cWtd | SWLG011-01 | ExAnte2020 | IOU workpaper | 2019-06-26 | Fixture | 1 |  | None | 0 | 0 | 0 | 84.3 | 0.0146 | -0.673 | [6 empty] | DEER:Indoor_Non-CFL_Ltg | Annual
Any | SWLG011I | RtS | Ex | CZ06 | cWtd | SWLG011-01 | ExAnte2020 | IOU workpaper | 2019-06-26 | Fixture | 1 |  | None | 0 | 0 | 0 | 90.1 | 0.0153 | -0.336 | [6 empty] | DEER:Indoor_Non-CFL_Ltg | Annual
Any | SWLG011I | RtS | Ex | CZ07 | cWtd | SWLG011-01 | ExAnte2020 | IOU workpaper | 2019-06-26 | Fixture | 1 |  | None | 0 | 0 | 0 | 91.7 | 0.0153 | -0.249 | [6 empty] | DEER:Indoor_Non-CFL_Ltg | Annual
Any | SWLG011I | RtS | Ex | CZ08 | cWtd | SWLG011-01 | ExAnte2020 | IOU workpaper | 2019-06-26 | Fixture | 1 |  | None | 0 | 0 | 0 | 90.9 | 0.0152 | -0.284 | [6 empty] | DEER:Indoor_Non-CFL_Ltg | Annual
Any | SWLG011I | RtS | Ex | CZ09 | cWtd | SWLG011-01 | ExAnte2020 | IOU workpaper | 2019-06-26 | Fixture | 1 |  | None | 0 | 0 | 0 | 90.1 | 0.0156 | -0.371 | [6 empty] | DEER:Indoor_Non-CFL_Ltg | Annual
Any | SWLG011I | RtS | Ex | CZ10 | cWtd | SWLG011-01 | ExAnte2020 | IOU workpaper | 2019-06-26 | Fixture | 1 |  | None | 0 | 0 | 0 | 90.9 | 0.0156 | -0.355 | [6 empty] | DEER:Indoor_Non-CFL_Ltg | Annual
Any | SWLG011I | RtS | Ex | CZ11 | cWtd | SWLG011-01 | ExAnte2020 | IOU workpaper | 2019-06-26 | Fixture | 1 |  | None | 0 | 0 | 0 | 85.2 | 0.0151 | -0.652 | [6 empty] | DEER:Indoor_Non-CFL_Ltg | Annual
Any | SWLG011I | RtS | Ex | CZ12 | cWtd | SWLG011-01 | ExAnte2020 | IOU workpaper | 2019-06-26 | Fixture | 1 |  | None | 0 | 0 | 0 | 85.2 | 0.0151 | -0.657 | [6 empty] | DEER:Indoor_Non-CFL_Ltg | Annual
Any | SWLG011I | RtS | Ex | CZ13 | cWtd | SWLG011-01 | ExAnte2020 | IOU workpaper | 2019-06-26 | Fixture | 1 |  | None | 0 | 0 | 0 | 85.2 | 0.0151 | -0.621 | [6 empty] | DEER:Indoor_Non-CFL_Ltg | Annual
Any | SWLG011I | RtS | Ex | CZ14 | cWtd | SWLG011-01 | ExAnte2020 | IOU workpaper | 2019-06-26 | Fixture | 1 |  | None | 0 | 0 | 0 | 87.6 | 0.0157 | -0.596 | [6 empty] | DEER:Indoor_Non-CFL_Ltg | Annual
Any | SWLG011I | RtS | Ex | CZ15 | cWtd | SWLG011-01 | ExAnte2020 | IOU workpaper | 2019-06-26 | Fixture | 1 |  | None | 0 | 0 | 0 | 95 | 0.0159 | -0.137 | [6 empty] | DEER:Indoor_Non-CFL_Ltg | Annual
Any | SWLG011I | RtS | Ex | CZ16 | cWtd | SWLG011-01 | ExAnte2020 | IOU workpaper | 2019-06-26 | Fixture | 1 |  | None | 0 | 0 | 0 | 81.1 | 0.0152 | -0.983 | [6 empty] | DEER:Indoor_Non-CFL_Ltg | Annual
Any | SWLG011I | SCn | Ex | CZ01 | cWtd | SWLG011-01 | ExAnte2020 | IOU workpaper | 2019-06-26 | Fixture | 1 |  | None | 0 | 0 | 0 | 58.4 | 0.00705 | -1.4 | [6 empty] | DEER:Indoor_Non-CFL_Ltg | Annual
Any | SWLG011I | SCn | Ex | CZ02 | cWtd | SWLG011-01 | ExAnte2020 | IOU workpaper | 2019-06-26 | Fixture | 1 |  | None | 0 | 0 | 0 | 68.3 | 0.0089 | -0.911 | [6 empty] | DEER:Indoor_Non-CFL_Ltg | Annual
Any | SWLG011I | SCn | Ex | CZ03 | cWtd | SWLG011-01 | ExAnte2020 | IOU workpaper | 2019-06-26 | Fixture | 1 |  | None | 0 | 0 | 0 | 63.7 | 0.0089 | -1.15 | [6 empty] | DEER:Indoor_Non-CFL_Ltg | Annual
Any | SWLG011I | SCn | Ex | CZ04 | cWtd | SWLG011-01 | ExAnte2020 | IOU workpaper | 2019-06-26 | Fixture | 1 |  | None | 0 | 0 | 0 | 70.6 | 0.00897 | -0.933 | [6 empty] | DEER:Indoor_Non-CFL_Ltg | Annual
Any | SWLG011I | SCn | Ex | CZ05 | cWtd | SWLG011-01 | ExAnte2020 | IOU workpaper | 2019-06-26 | Fixture | 1 |  | None | 0 | 0 | 0 | 67.5 | 0.00798 | -1.28 | [6 empty] | DEER:Indoor_Non-CFL_Ltg | Annual
Any | SWLG011I | SCn | Ex | CZ06 | cWtd | SWLG011-01 | ExAnte2020 | IOU workpaper | 2019-06-26 | Fixture | 1 |  | None | 0 | 0 | 0 | 73.6 | 0.00933 | -0.672 | [6 empty] | DEER:Indoor_Non-CFL_Ltg | Annual
Any | SWLG011I | SCn | Ex | CZ07 | cWtd | SWLG011-01 | ExAnte2020 | IOU workpaper | 2019-06-26 | Fixture | 1 |  | None | 0 | 0 | 0 | 74.4 | 0.00954 | -0.642 | [6 empty] | DEER:Indoor_Non-CFL_Ltg | Annual
Any | SWLG011I | SCn | Ex | CZ08 | cWtd | SWLG011-01 | ExAnte2020 | IOU workpaper | 2019-06-26 | Fixture | 1 |  | None | 0 | 0 | 0 | 77.4 | 0.00897 | -0.574 | [6 empty] | DEER:Indoor_Non-CFL_Ltg | Annual
Any | SWLG011I | SCn | Ex | CZ09 | cWtd | SWLG011-01 | ExAnte2020 | IOU workpaper | 2019-06-26 | Fixture | 1 |  | None | 0 | 0 | 0 | 75.9 | 0.00919 | -0.691 | [6 empty] | DEER:Indoor_Non-CFL_Ltg | Annual
Any | SWLG011I | SCn | Ex | CZ10 | cWtd | SWLG011-01 | ExAnte2020 | IOU workpaper | 2019-06-26 | Fixture | 1 |  | None | 0 | 0 | 0 | 74.4 | 0.00912 | -0.766 | [6 empty] | DEER:Indoor_Non-CFL_Ltg | Annual
Any | SWLG011I | SCn | Ex | CZ11 | cWtd | SWLG011-01 | ExAnte2020 | IOU workpaper | 2019-06-26 | Fixture | 1 |  | None | 0 | 0 | 0 | 71.3 | 0.00869 | -0.835 | [6 empty] | DEER:Indoor_Non-CFL_Ltg | Annual
Any | SWLG011I | SCn | Ex | CZ12 | cWtd | SWLG011-01 | ExAnte2020 | IOU workpaper | 2019-06-26 | Fixture | 1 |  | None | 0 | 0 | 0 | 72.1 | 0.00876 | -0.827 | [6 empty] | DEER:Indoor_Non-CFL_Ltg | Annual
Any | SWLG011I | SCn | Ex | CZ13 | cWtd | SWLG011-01 | ExAnte2020 | IOU workpaper | 2019-06-26 | Fixture | 1 |  | None | 0 | 0 | 0 | 73.6 | 0.00862 | -0.719 | [6 empty] | DEER:Indoor_Non-CFL_Ltg | Annual
Any | SWLG011I | SCn | Ex | CZ14 | cWtd | SWLG011-01 | ExAnte2020 | IOU workpaper | 2019-06-26 | Fixture | 1 |  | None | 0 | 0 | 0 | 75.1 | 0.00912 | -0.812 | [6 empty] | DEER:Indoor_Non-CFL_Ltg | Annual
Any | SWLG011I | SCn | Ex | CZ15 | cWtd | SWLG011-01 | ExAnte2020 | IOU workpaper | 2019-06-26 | Fixture | 1 |  | None | 0 | 0 | 0 | 81.2 | 0.00954 | -0.408 | [6 empty] | DEER:Indoor_Non-CFL_Ltg | Annual
Any | SWLG011I | SCn | Ex | CZ16 | cWtd | SWLG011-01 | ExAnte2020 | IOU workpaper | 2019-06-26 | Fixture | 1 |  | None | 0 | 0 | 0 | 69.8 | 0.0094 | -1.08 | [6 empty] | DEER:Indoor_Non-CFL_Ltg | Annual
Any | SWLG011I | SUn | Ex | CZ01 | cWtd | SWLG011-01 | ExAnte2020 | IOU workpaper | 2019-06-26 | Fixture | 1 |  | None | 0 | 0 | 0 | 71.6 | 0.0101 | 0 | [6 empty] | DEER:Indoor_Non-CFL_Ltg | Annual
Any | SWLG011I | SUn | Ex | CZ02 | cWtd | SWLG011-01 | ExAnte2020 | IOU workpaper | 2019-06-26 | Fixture | 1 |  | None | 0 | 0 | 0 | 71.6 | 0.0101 | 0 | [6 empty] | DEER:Indoor_Non-CFL_Ltg | Annual
Any | SWLG011I | SUn | Ex | CZ03 | cWtd | SWLG011-01 | ExAnte2020 | IOU workpaper | 2019-06-26 | Fixture | 1 |  | None | 0 | 0 | 0 | 71.6 | 0.0101 | 0 | [6 empty] | DEER:Indoor_Non-CFL_Ltg | Annual
Any | SWLG011I | SUn | Ex | CZ04 | cWtd | SWLG011-01 | ExAnte2020 | IOU workpaper | 2019-06-26 | Fixture | 1 |  | None | 0 | 0 | 0 | 71.6 | 0.0101 | 0 | [6 empty] | DEER:Indoor_Non-CFL_Ltg | Annual
Any | SWLG011I | SUn | Ex | CZ05 | cWtd | SWLG011-01 | ExAnte2020 | IOU workpaper | 2019-06-26 | Fixture | 1 |  | None | 0 | 0 | 0 | 71.6 | 0.0101 | 0 | [6 empty] | DEER:Indoor_Non-CFL_Ltg | Annual
Any | SWLG011I | SUn | Ex | CZ06 | cWtd | SWLG011-01 | ExAnte2020 | IOU workpaper | 2019-06-26 | Fixture | 1 |  | None | 0 | 0 | 0 | 71.6 | 0.0101 | 0 | [6 empty] | DEER:Indoor_Non-CFL_Ltg | Annual
Any | SWLG011I | SUn | Ex | CZ07 | cWtd | SWLG011-01 | ExAnte2020 | IOU workpaper | 2019-06-26 | Fixture | 1 |  | None | 0 | 0 | 0 | 71.6 | 0.0101 | 0 | [6 empty] | DEER:Indoor_Non-CFL_Ltg | Annual
Any | SWLG011I | SUn | Ex | CZ08 | cWtd | SWLG011-01 | ExAnte2020 | IOU workpaper | 2019-06-26 | Fixture | 1 |  | None | 0 | 0 | 0 | 71.6 | 0.0101 | 0 | [6 empty] | DEER:Indoor_Non-CFL_Ltg | Annual
Any | SWLG011I | SUn | Ex | CZ09 | cWtd | SWLG011-01 | ExAnte2020 | IOU workpaper | 2019-06-26 | Fixture | 1 |  | None | 0 | 0 | 0 | 71.6 | 0.0101 | 0 | [6 empty] | DEER:Indoor_Non-CFL_Ltg | Annual
Any | SWLG011I | SUn | Ex | CZ10 | cWtd | SWLG011-01 | ExAnte2020 | IOU workpaper | 2019-06-26 | Fixture | 1 |  | None | 0 | 0 | 0 | 71.6 | 0.0101 | 0 | [6 empty] | DEER:Indoor_Non-CFL_Ltg | Annual
Any | SWLG011I | SUn | Ex | CZ11 | cWtd | SWLG011-01 | ExAnte2020 | IOU workpaper | 2019-06-26 | Fixture | 1 |  | None | 0 | 0 | 0 | 71.6 | 0.0101 | 0 | [6 empty] | DEER:Indoor_Non-CFL_Ltg | Annual
Any | SWLG011I | SUn | Ex | CZ12 | cWtd | SWLG011-01 | ExAnte2020 | IOU workpaper | 2019-06-26 | Fixture | 1 |  | None | 0 | 0 | 0 | 71.6 | 0.0101 | 0 | [6 empty] | DEER:Indoor_Non-CFL_Ltg | Annual
Any | SWLG011I | SUn | Ex | CZ13 | cWtd | SWLG011-01 | ExAnte2020 | IOU workpaper | 2019-06-26 | Fixture | 1 |  | None | 0 | 0 | 0 | 71.6 | 0.0101 | 0 | [6 empty] | DEER:Indoor_Non-CFL_Ltg | Annual
Any | SWLG011I | SUn | Ex | CZ14 | cWtd | SWLG011-01 | ExAnte2020 | IOU workpaper | 2019-06-26 | Fixture | 1 |  | None | 0 | 0 | 0 | 71.6 | 0.0101 | 0 | [6 empty] | DEER:Indoor_Non-CFL_Ltg | Annual
Any | SWLG011I | SUn | Ex | CZ15 | cWtd | SWLG011-01 | ExAnte2020 | IOU workpaper | 2019-06-26 | Fixture | 1 |  | None | 0 | 0 | 0 | 71.6 | 0.0101 | 0 | [6 empty] | DEER:Indoor_Non-CFL_Ltg | Annual
Any | SWLG011I | SUn | Ex | CZ16 | cWtd | SWLG011-01 | ExAnte2020 | IOU workpaper | 2019-06-26 | Fixture | 1 |  | None | 0 | 0 | 0 | 71.6 | 0.0101 | 0 | [6 empty] | DEER:Indoor_Non-CFL_Ltg | Annual
Any | SWLG011I | WRf | Ex | CZ01 | cWtd | SWLG011-01 | ExAnte2020 | IOU workpaper | 2019-06-26 | Fixture | 1 |  | None | 0 | 0 | 0 | 202 | 0.022 | 0 | [6 empty] | DEER:Indoor_Non-CFL_Ltg | Annual
Any | SWLG011I | WRf | Ex | CZ02 | cWtd | SWLG011-01 | ExAnte2020 | IOU workpaper | 2019-06-26 | Fixture | 1 |  | None | 0 | 0 | 0 | 204 | 0.0222 | 0 | [6 empty] | DEER:Indoor_Non-CFL_Ltg | Annual
Any | SWLG011I | WRf | Ex | CZ03 | cWtd | SWLG011-01 | ExAnte2020 | IOU workpaper | 2019-06-26 | Fixture | 1 |  | None | 0 | 0 | 0 | 199 | 0.0222 | 0 | [6 empty] | DEER:Indoor_Non-CFL_Ltg | Annual
Any | SWLG011I | WRf | Ex | CZ04 | cWtd | SWLG011-01 | ExAnte2020 | IOU workpaper | 2019-06-26 | Fixture | 1 |  | None | 0 | 0 | 0 | 202 | 0.022 | 0 | [6 empty] | DEER:Indoor_Non-CFL_Ltg | Annual
Any | SWLG011I | WRf | Ex | CZ05 | cWtd | SWLG011-01 | ExAnte2020 | IOU workpaper | 2019-06-26 | Fixture | 1 |  | None | 0 | 0 | 0 | 197 | 0.022 | 0 | [6 empty] | DEER:Indoor_Non-CFL_Ltg | Annual
Any | SWLG011I | WRf | Ex | CZ06 | cWtd | SWLG011-01 | ExAnte2020 | IOU workpaper | 2019-06-26 | Fixture | 1 |  | None | 0 | 0 | 0 | 204 | 0.022 | 0 | [6 empty] | DEER:Indoor_Non-CFL_Ltg | Annual
Any | SWLG011I | WRf | Ex | CZ07 | cWtd | SWLG011-01 | ExAnte2020 | IOU workpaper | 2019-06-26 | Fixture | 1 |  | None | 0 | 0 | 0 | 202 | 0.0222 | 0 | [6 empty] | DEER:Indoor_Non-CFL_Ltg | Annual
Any | SWLG011I | WRf | Ex | CZ08 | cWtd | SWLG011-01 | ExAnte2020 | IOU workpaper | 2019-06-26 | Fixture | 1 |  | None | 0 | 0 | 0 | 202 | 0.0253 | 0 | [6 empty] | DEER:Indoor_Non-CFL_Ltg | Annual
Any | SWLG011I | WRf | Ex | CZ09 | cWtd | SWLG011-01 | ExAnte2020 | IOU workpaper | 2019-06-26 | Fixture | 1 |  | None | 0 | 0 | 0 | 202 | 0.0227 | 0 | [6 empty] | DEER:Indoor_Non-CFL_Ltg | Annual
Any | SWLG011I | WRf | Ex | CZ10 | cWtd | SWLG011-01 | ExAnte2020 | IOU workpaper | 2019-06-26 | Fixture | 1 |  | None | 0 | 0 | 0 | 199 | 0.0222 | 0 | [6 empty] | DEER:Indoor_Non-CFL_Ltg | Annual
Any | SWLG011I | WRf | Ex | CZ11 | cWtd | SWLG011-01 | ExAnte2020 | IOU workpaper | 2019-06-26 | Fixture | 1 |  | None | 0 | 0 | 0 | 204 | 0.022 | 0 | [6 empty] | DEER:Indoor_Non-CFL_Ltg | Annual
Any | SWLG011I | WRf | Ex | CZ12 | cWtd | SWLG011-01 | ExAnte2020 | IOU workpaper | 2019-06-26 | Fixture | 1 |  | None | 0 | 0 | 0 | 202 | 0.0225 | 0 | [6 empty] | DEER:Indoor_Non-CFL_Ltg | Annual
Any | SWLG011I | WRf | Ex | CZ13 | cWtd | SWLG011-01 | ExAnte2020 | IOU workpaper | 2019-06-26 | Fixture | 1 |  | None | 0 | 0 | 0 | 205 | 0.022 | 0 | [6 empty] | DEER:Indoor_Non-CFL_Ltg | Annual
Any | SWLG011I | WRf | Ex | CZ14 | cWtd | SWLG011-01 | ExAnte2020 | IOU workpaper | 2019-06-26 | Fixture | 1 |  | None | 0 | 0 | 0 | 202 | 0.0222 | 0 | [6 empty] | DEER:Indoor_Non-CFL_Ltg | Annual
Any | SWLG011I | WRf | Ex | CZ15 | cWtd | SWLG011-01 | ExAnte2020 | IOU workpaper | 2019-06-26 | Fixture | 1 |  | None | 0 | 0 | 0 | 204 | 0.0223 | 0 | [6 empty] | DEER:Indoor_Non-CFL_Ltg | Annual
Any | SWLG011I | WRf | Ex | CZ16 | cWtd | SWLG011-01 | ExAnte2020 | IOU workpaper | 2019-06-26 | Fixture | 1 |  | None | 0 | 0 | 0 | 204 | 0.0218 | 0 | [6 empty] | DEER:Indoor_Non-CFL_Ltg | Annual
Any | SWLG011J | Asm | Ex | CZ01 | cWtd | SWLG011-01 | ExAnte2020 | IOU workpaper | 2019-06-26 | Fixture | 1 |  | None | 0 | 0 | 0 | 41.1 | 0.0185 | -1.02 | [6 empty] | DEER:Indoor_Non-CFL_Ltg | Annual
Any | SWLG011J | Asm | Ex | CZ02 | cWtd | SWLG011-01 | ExAnte2020 | IOU workpaper | 2019-06-26 | Fixture | 1 |  | None | 0 | 0 | 0 | 45.1 | 0.0187 | -0.571 | [6 empty] | DEER:Indoor_Non-CFL_Ltg | Annual
Any | SWLG011J | Asm | Ex | CZ03 | cWtd | SWLG011-01 | ExAnte2020 | IOU workpaper | 2019-06-26 | Fixture | 1 |  | None | 0 | 0 | 0 | 44.7 | 0.0187 | -0.664 | [6 empty] | DEER:Indoor_Non-CFL_Ltg | Annual
Any | SWLG011J | Asm | Ex | CZ04 | cWtd | SWLG011-01 | ExAnte2020 | IOU workpaper | 2019-06-26 | Fixture | 1 |  | None | 0 | 0 | 0 | 46 | 0.0187 | -0.491 | [6 empty] | DEER:Indoor_Non-CFL_Ltg | Annual
Any | SWLG011J | Asm | Ex | CZ05 | cWtd | SWLG011-01 | ExAnte2020 | IOU workpaper | 2019-06-26 | Fixture | 1 |  | None | 0 | 0 | 0 | 44.7 | 0.0185 | -0.628 | [6 empty] | DEER:Indoor_Non-CFL_Ltg | Annual
Any | SWLG011J | Asm | Ex | CZ06 | cWtd | SWLG011-01 | ExAnte2020 | IOU workpaper | 2019-06-26 | Fixture | 1 |  | None | 0 | 0 | 0 | 48.7 | 0.0198 | -0.372 | [6 empty] | DEER:Indoor_Non-CFL_Ltg | Annual
Any | SWLG011J | Asm | Ex | CZ07 | cWtd | SWLG011-01 | ExAnte2020 | IOU workpaper | 2019-06-26 | Fixture | 1 |  | None | 0 | 0 | 0 | 49.6 | 0.0203 | -0.351 | [6 empty] | DEER:Indoor_Non-CFL_Ltg | Annual
Any | SWLG011J | Asm | Ex | CZ08 | cWtd | SWLG011-01 | ExAnte2020 | IOU workpaper | 2019-06-26 | Fixture | 1 |  | None | 0 | 0 | 0 | 49.6 | 0.0197 | -0.289 | [6 empty] | DEER:Indoor_Non-CFL_Ltg | Annual
Any | SWLG011J | Asm | Ex | CZ09 | cWtd | SWLG011-01 | ExAnte2020 | IOU workpaper | 2019-06-26 | Fixture | 1 |  | None | 0 | 0 | 0 | 48.7 | 0.0202 | -0.337 | [6 empty] | DEER:Indoor_Non-CFL_Ltg | Annual
Any | SWLG011J | Asm | Ex | CZ10 | cWtd | SWLG011-01 | ExAnte2020 | IOU workpaper | 2019-06-26 | Fixture | 1 |  | None | 0 | 0 | 0 | 49.1 | 0.0203 | -0.32 | [6 empty] | DEER:Indoor_Non-CFL_Ltg | Annual
Any | SWLG011J | Asm | Ex | CZ11 | cWtd | SWLG011-01 | ExAnte2020 | IOU workpaper | 2019-06-26 | Fixture | 1 |  | None | 0 | 0 | 0 | 46 | 0.0192 | -0.478 | [6 empty] | DEER:Indoor_Non-CFL_Ltg | Annual
Any | SWLG011J | Asm | Ex | CZ12 | cWtd | SWLG011-01 | ExAnte2020 | IOU workpaper | 2019-06-26 | Fixture | 1 |  | None | 0 | 0 | 0 | 46 | 0.019 | -0.509 | [6 empty] | DEER:Indoor_Non-CFL_Ltg | Annual
Any | SWLG011J | Asm | Ex | CZ13 | cWtd | SWLG011-01 | ExAnte2020 | IOU workpaper | 2019-06-26 | Fixture | 1 |  | None | 0 | 0 | 0 | 46 | 0.0192 | -0.46 | [6 empty] | DEER:Indoor_Non-CFL_Ltg | Annual
Any | SWLG011J | Asm | Ex | CZ14 | cWtd | SWLG011-01 | ExAnte2020 | IOU workpaper | 2019-06-26 | Fixture | 1 |  | None | 0 | 0 | 0 | 47.3 | 0.0198 | -0.456 | [6 empty] | DEER:Indoor_Non-CFL_Ltg | Annual
Any | SWLG011J | Asm | Ex | CZ15 | cWtd | SWLG011-01 | ExAnte2020 | IOU workpaper | 2019-06-26 | Fixture | 1 |  | None | 0 | 0 | 0 | 50.9 | 0.0198 | -0.161 | [6 empty] | DEER:Indoor_Non-CFL_Ltg | Annual
Any | SWLG011J | Asm | Ex | CZ16 | cWtd | SWLG011-01 | ExAnte2020 | IOU workpaper | 2019-06-26 | Fixture | 1 |  | None | 0 | 0 | 0 | 43.8 | 0.0194 | -0.73 | [6 empty] | DEER:Indoor_Non-CFL_Ltg | Annual
Any | SWLG011J | Com | Ex | CZ01 | cWtd | SWLG011-01 | ExAnte2020 | IOU workpaper | 2019-06-26 | Fixture | 1 |  | None | 0 | 0 | 0 | 76.3 | 0.0129 | -1.14 | [6 empty] | DEER:Indoor_Non-CFL_Ltg | Annual
Any | SWLG011J | Com | Ex | CZ02 | cWtd | SWLG011-01 | ExAnte2020 | IOU workpaper | 2019-06-26 | Fixture | 1 |  | None | 0 | 0 | 0 | 82.8 | 0.0144 | -0.736 | [6 empty] | DEER:Indoor_Non-CFL_Ltg | Annual
Any | SWLG011J | Com | Ex | CZ03 | cWtd | SWLG011-01 | ExAnte2020 | IOU workpaper | 2019-06-26 | Fixture | 1 |  | None | 0 | 0 | 0 | 82.8 | 0.0139 | -0.641 | [6 empty] | DEER:Indoor_Non-CFL_Ltg | Annual
Any | SWLG011J | Com | Ex | CZ04 | cWtd | SWLG011-01 | ExAnte2020 | IOU workpaper | 2019-06-26 | Fixture | 1 |  | None | 0 | 0 | 0 | 85.3 | 0.0142 | -0.521 | [6 empty] | DEER:Indoor_Non-CFL_Ltg | Annual
Any | SWLG011J | Com | Ex | CZ05 | cWtd | SWLG011-01 | ExAnte2020 | IOU workpaper | 2019-06-26 | Fixture | 1 |  | None | 0 | 0 | 0 | 82 | 0.0137 | -0.861 | [6 empty] | DEER:Indoor_Non-CFL_Ltg | Annual
Any | SWLG011J | Com | Ex | CZ06 | cWtd | SWLG011-01 | ExAnte2020 | IOU workpaper | 2019-06-26 | Fixture | 1 |  | None | 0 | 0 | 0 | 86.5 | 0.0143 | -0.385 | [6 empty] | DEER:Indoor_Non-CFL_Ltg | Annual
Any | SWLG011J | Com | Ex | CZ07 | cWtd | SWLG011-01 | ExAnte2020 | IOU workpaper | 2019-06-26 | Fixture | 1 |  | None | 0 | 0 | 0 | 92.6 | 0.0152 | -0.371 | [6 empty] | DEER:Indoor_Non-CFL_Ltg | Annual
Any | SWLG011J | Com | Ex | CZ08 | cWtd | SWLG011-01 | ExAnte2020 | IOU workpaper | 2019-06-26 | Fixture | 1 |  | None | 0 | 0 | 0 | 86.5 | 0.0141 | -0.342 | [6 empty] | DEER:Indoor_Non-CFL_Ltg | Annual
Any | SWLG011J | Com | Ex | CZ09 | cWtd | SWLG011-01 | ExAnte2020 | IOU workpaper | 2019-06-26 | Fixture | 1 |  | None | 0 | 0 | 0 | 86.5 | 0.0147 | -0.374 | [6 empty] | DEER:Indoor_Non-CFL_Ltg | Annual
Any | SWLG011J | Com | Ex | CZ10 | cWtd | SWLG011-01 | ExAnte2020 | IOU workpaper | 2019-06-26 | Fixture | 1 |  | None | 0 | 0 | 0 | 84.1 | 0.0142 | -0.401 | [6 empty] | DEER:Indoor_Non-CFL_Ltg | Annual
Any | SWLG011J | Com | Ex | CZ11 | cWtd | SWLG011-01 | ExAnte2020 | IOU workpaper | 2019-06-26 | Fixture | 1 |  | None | 0 | 0 | 0 | 83.6 | 0.0145 | -0.667 | [6 empty] | DEER:Indoor_Non-CFL_Ltg | Annual
Any | SWLG011J | Com | Ex | CZ12 | cWtd | SWLG011-01 | ExAnte2020 | IOU workpaper | 2019-06-26 | Fixture | 1 |  | None | 0 | 0 | 0 | 83.6 | 0.0147 | -0.595 | [6 empty] | DEER:Indoor_Non-CFL_Ltg | Annual
Any | SWLG011J | Com | Ex | CZ13 | cWtd | SWLG011-01 | ExAnte2020 | IOU workpaper | 2019-06-26 | Fixture | 1 |  | None | 0 | 0 | 0 | 85.3 | 0.0144 | -0.57 | [6 empty] | DEER:Indoor_Non-CFL_Ltg | Annual
Any | SWLG011J | Com | Ex | CZ14 | cWtd | SWLG011-01 | ExAnte2020 | IOU workpaper | 2019-06-26 | Fixture | 1 |  | None | 0 | 0 | 0 | 84.9 | 0.0147 | -0.649 | [6 empty] | DEER:Indoor_Non-CFL_Ltg | Annual
Any | SWLG011J | Com | Ex | CZ15 | cWtd | SWLG011-01 | ExAnte2020 | IOU workpaper | 2019-06-26 | Fixture | 1 |  | None | 0 | 0 | 0 | 91.3 | 0.0151 | -0.187 | [6 empty] | DEER:Indoor_Non-CFL_Ltg | Annual
Any | SWLG011J | Com | Ex | CZ16 | cWtd | SWLG011-01 | ExAnte2020 | IOU workpaper | 2019-06-26 | Fixture | 1 |  | None | 0 | 0 | 0 | 79.3 | 0.0142 | -1.15 | [6 empty] | DEER:Indoor_Non-CFL_Ltg | Annual
Any | SWLG011J | ECC | Ex | CZ01 | cWtd | SWLG011-01 | ExAnte2020 | IOU workpaper | 2019-06-26 | Fixture | 1 |  | None | 0 | 0 | 0 | 68.3 | 0.011 | -1.91 | [6 empty] | DEER:Indoor_Non-CFL_Ltg | Annual
Any | SWLG011J | ECC | Ex | CZ02 | cWtd | SWLG011-01 | ExAnte2020 | IOU workpaper | 2019-06-26 | Fixture | 1 |  | None | 0 | 0 | 0 | 72.5 | 0.0132 | -1.21 | [6 empty] | DEER:Indoor_Non-CFL_Ltg | Annual
Any | SWLG011J | ECC | Ex | CZ03 | cWtd | SWLG011-01 | ExAnte2020 | IOU workpaper | 2019-06-26 | Fixture | 1 |  | None | 0 | 0 | 0 | 71.1 | 0.0127 | -1.4 | [6 empty] | DEER:Indoor_Non-CFL_Ltg | Annual
Any | SWLG011J | ECC | Ex | CZ04 | cWtd | SWLG011-01 | ExAnte2020 | IOU workpaper | 2019-06-26 | Fixture | 1 |  | None | 0 | 0 | 0 | 73.2 | 0.0132 | -1.07 | [6 empty] | DEER:Indoor_Non-CFL_Ltg | Annual
Any | SWLG011J | ECC | Ex | CZ05 | cWtd | SWLG011-01 | ExAnte2020 | IOU workpaper | 2019-06-26 | Fixture | 1 |  | None | 0 | 0 | 0 | 71.1 | 0.0123 | -1.4 | [6 empty] | DEER:Indoor_Non-CFL_Ltg | Annual
Any | SWLG011J | ECC | Ex | CZ06 | cWtd | SWLG011-01 | ExAnte2020 | IOU workpaper | 2019-06-26 | Fixture | 1 |  | None | 0 | 0 | 0 | 75.3 | 0.0139 | -0.76 | [6 empty] | DEER:Indoor_Non-CFL_Ltg | Annual
Any | SWLG011J | ECC | Ex | CZ07 | cWtd | SWLG011-01 | ExAnte2020 | IOU workpaper | 2019-06-26 | Fixture | 1 |  | None | 0 | 0 | 0 | 75.3 | 0.0132 | -0.76 | [6 empty] | DEER:Indoor_Non-CFL_Ltg | Annual
Any | SWLG011J | ECC | Ex | CZ08 | cWtd | SWLG011-01 | ExAnte2020 | IOU workpaper | 2019-06-26 | Fixture | 1 |  | None | 0 | 0 | 0 | 76 | 0.0131 | -0.629 | [6 empty] | DEER:Indoor_Non-CFL_Ltg | Annual
Any | SWLG011J | ECC | Ex | CZ09 | cWtd | SWLG011-01 | ExAnte2020 | IOU workpaper | 2019-06-26 | Fixture | 1 |  | None | 0 | 0 | 0 | 74.6 | 0.0137 | -0.711 | [6 empty] | DEER:Indoor_Non-CFL_Ltg | Annual
Any | SWLG011J | ECC | Ex | CZ10 | cWtd | SWLG011-01 | ExAnte2020 | IOU workpaper | 2019-06-26 | Fixture | 1 |  | None | 0 | 0 | 0 | 74.6 | 0.0135 | -0.691 | [6 empty] | DEER:Indoor_Non-CFL_Ltg | Annual
Any | SWLG011J | ECC | Ex | CZ11 | cWtd | SWLG011-01 | ExAnte2020 | IOU workpaper | 2019-06-26 | Fixture | 1 |  | None | 0 | 0 | 0 | 74.6 | 0.0136 | -0.993 | [6 empty] | DEER:Indoor_Non-CFL_Ltg | Annual
Any | SWLG011J | ECC | Ex | CZ12 | cWtd | SWLG011-01 | ExAnte2020 | IOU workpaper | 2019-06-26 | Fixture | 1 |  | None | 0 | 0 | 0 | 74.6 | 0.0135 | -1.06 | [6 empty] | DEER:Indoor_Non-CFL_Ltg | Annual
Any | SWLG011J | ECC | Ex | CZ13 | cWtd | SWLG011-01 | ExAnte2020 | IOU workpaper | 2019-06-26 | Fixture | 1 |  | None | 0 | 0 | 0 | 75.3 | 0.0135 | -0.908 | [6 empty] | DEER:Indoor_Non-CFL_Ltg | Annual
Any | SWLG011J | ECC | Ex | CZ14 | cWtd | SWLG011-01 | ExAnte2020 | IOU workpaper | 2019-06-26 | Fixture | 1 |  | None | 0 | 0 | 0 | 75.3 | 0.0135 | -0.929 | [6 empty] | DEER:Indoor_Non-CFL_Ltg | Annual
Any | SWLG011J | ECC | Ex | CZ15 | cWtd | SWLG011-01 | ExAnte2020 | IOU workpaper | 2019-06-26 | Fixture | 1 |  | None | 0 | 0 | 0 | 78.9 | 0.0135 | -0.316 | [6 empty] | DEER:Indoor_Non-CFL_Ltg | Annual
Any | SWLG011J | ECC | Ex | CZ16 | cWtd | SWLG011-01 | ExAnte2020 | IOU workpaper | 2019-06-26 | Fixture | 1 |  | None | 0 | 0 | 0 | 71.1 | 0.0133 | -1.43 | [6 empty] | DEER:Indoor_Non-CFL_Ltg | Annual
Any | SWLG011J | EPr | Ex | CZ01 | cWtd | SWLG011-01 | ExAnte2020 | IOU workpaper | 2019-06-26 | Fixture | 1 |  | None | 0 | 0 | 0 | 58.1 | 0.0141 | -1.54 | [6 empty] | DEER:Indoor_Non-CFL_Ltg | Annual
Any | SWLG011J | EPr | Ex | CZ02 | cWtd | SWLG011-01 | ExAnte2020 | IOU workpaper | 2019-06-26 | Fixture | 1 |  | None | 0 | 0 | 0 | 61.2 | 0.0207 | -1.12 | [6 empty] | DEER:Indoor_Non-CFL_Ltg | Annual
Any | SWLG011J | EPr | Ex | CZ03 | cWtd | SWLG011-01 | ExAnte2020 | IOU workpaper | 2019-06-26 | Fixture | 1 |  | None | 0 | 0 | 0 | 60.5 | 0.0138 | -1.21 | [6 empty] | DEER:Indoor_Non-CFL_Ltg | Annual
Any | SWLG011J | EPr | Ex | CZ04 | cWtd | SWLG011-01 | ExAnte2020 | IOU workpaper | 2019-06-26 | Fixture | 1 |  | None | 0 | 0 | 0 | 61.8 | 0.0159 | -1.01 | [6 empty] | DEER:Indoor_Non-CFL_Ltg | Annual
Any | SWLG011J | EPr | Ex | CZ05 | cWtd | SWLG011-01 | ExAnte2020 | IOU workpaper | 2019-06-26 | Fixture | 1 |  | None | 0 | 0 | 0 | 60.5 | 0.0153 | -1.21 | [6 empty] | DEER:Indoor_Non-CFL_Ltg | Annual
Any | SWLG011J | EPr | Ex | CZ06 | cWtd | SWLG011-01 | ExAnte2020 | IOU workpaper | 2019-06-26 | Fixture | 1 |  | None | 0 | 0 | 0 | 63.6 | 0.0164 | -0.704 | [6 empty] | DEER:Indoor_Non-CFL_Ltg | Annual
Any | SWLG011J | EPr | Ex | CZ07 | cWtd | SWLG011-01 | ExAnte2020 | IOU workpaper | 2019-06-26 | Fixture | 1 |  | None | 0 | 0 | 0 | 63 | 0.0166 | -0.754 | [6 empty] | DEER:Indoor_Non-CFL_Ltg | Annual
Any | SWLG011J | EPr | Ex | CZ08 | cWtd | SWLG011-01 | ExAnte2020 | IOU workpaper | 2019-06-26 | Fixture | 1 |  | None | 0 | 0 | 0 | 64.2 | 0.0163 | -0.63 | [6 empty] | DEER:Indoor_Non-CFL_Ltg | Annual
Any | SWLG011J | EPr | Ex | CZ09 | cWtd | SWLG011-01 | ExAnte2020 | IOU workpaper | 2019-06-26 | Fixture | 1 |  | None | 0 | 0 | 0 | 64.2 | 0.0167 | -0.698 | [6 empty] | DEER:Indoor_Non-CFL_Ltg | Annual
Any | SWLG011J | EPr | Ex | CZ10 | cWtd | SWLG011-01 | ExAnte2020 | IOU workpaper | 2019-06-26 | Fixture | 1 |  | None | 0 | 0 | 0 | 65.5 | 0.0166 | -0.642 | [6 empty] | DEER:Indoor_Non-CFL_Ltg | Annual
Any | SWLG011J | EPr | Ex | CZ11 | cWtd | SWLG011-01 | ExAnte2020 | IOU workpaper | 2019-06-26 | Fixture | 1 |  | None | 0 | 0 | 0 | 63.6 | 0.0189 | -0.951 | [6 empty] | DEER:Indoor_Non-CFL_Ltg | Annual
Any | SWLG011J | EPr | Ex | CZ12 | cWtd | SWLG011-01 | ExAnte2020 | IOU workpaper | 2019-06-26 | Fixture | 1 |  | None | 0 | 0 | 0 | 62.4 | 0.0215 | -0.976 | [6 empty] | DEER:Indoor_Non-CFL_Ltg | Annual
Any | SWLG011J | EPr | Ex | CZ13 | cWtd | SWLG011-01 | ExAnte2020 | IOU workpaper | 2019-06-26 | Fixture | 1 |  | None | 0 | 0 | 0 | 63.6 | 0.0178 | -0.914 | [6 empty] | DEER:Indoor_Non-CFL_Ltg | Annual
Any | SWLG011J | EPr | Ex | CZ14 | cWtd | SWLG011-01 | ExAnte2020 | IOU workpaper | 2019-06-26 | Fixture | 1 |  | None | 0 | 0 | 0 | 64.2 | 0.0164 | -0.84 | [6 empty] | DEER:Indoor_Non-CFL_Ltg | Annual
Any | SWLG011J | EPr | Ex | CZ15 | cWtd | SWLG011-01 | ExAnte2020 | IOU workpaper | 2019-06-26 | Fixture | 1 |  | None | 0 | 0 | 0 | 69.8 | 0.0169 | -0.306 | [6 empty] | DEER:Indoor_Non-CFL_Ltg | Annual
Any | SWLG011J | EPr | Ex | CZ16 | cWtd | SWLG011-01 | ExAnte2020 | IOU workpaper | 2019-06-26 | Fixture | 1 |  | None | 0 | 0 | 0 | 58.7 | 0.0137 | -1.25 | [6 empty] | DEER:Indoor_Non-CFL_Ltg | Annual
Any | SWLG011J | ERC | Ex | CZ01 | cWtd | SWLG011-01 | ExAnte2020 | IOU workpaper | 2019-06-26 | Fixture | 1 |  | None | 0 | 0 | 0 | 28.5 | 0.00634 | -0.544 | [6 empty] | DEER:Indoor_Non-CFL_Ltg | Annual
Any | SWLG011J | ERC | Ex | CZ02 | cWtd | SWLG011-01 | ExAnte2020 | IOU workpaper | 2019-06-26 | Fixture | 1 |  | None | 0 | 0 | 0 | 30.3 | 0.00768 | -0.382 | [6 empty] | DEER:Indoor_Non-CFL_Ltg | Annual
Any | SWLG011J | ERC | Ex | CZ03 | cWtd | SWLG011-01 | ExAnte2020 | IOU workpaper | 2019-06-26 | Fixture | 1 |  | None | 0 | 0 | 0 | 30.3 | 0.00556 | -0.341 | [6 empty] | DEER:Indoor_Non-CFL_Ltg | Annual
Any | SWLG011J | ERC | Ex | CZ04 | cWtd | SWLG011-01 | ExAnte2020 | IOU workpaper | 2019-06-26 | Fixture | 1 |  | None | 0 | 0 | 0 | 30.9 | 0.00639 | -0.283 | [6 empty] | DEER:Indoor_Non-CFL_Ltg | Annual
Any | SWLG011J | ERC | Ex | CZ05 | cWtd | SWLG011-01 | ExAnte2020 | IOU workpaper | 2019-06-26 | Fixture | 1 |  | None | 0 | 0 | 0 | 30.6 | 0.00577 | -0.306 | [6 empty] | DEER:Indoor_Non-CFL_Ltg | Annual
Any | SWLG011J | ERC | Ex | CZ06 | cWtd | SWLG011-01 | ExAnte2020 | IOU workpaper | 2019-06-26 | Fixture | 1 |  | None | 0 | 0 | 0 | 32.3 | 0.00649 | -0.218 | [6 empty] | DEER:Indoor_Non-CFL_Ltg | Annual
Any | SWLG011J | ERC | Ex | CZ07 | cWtd | SWLG011-01 | ExAnte2020 | IOU workpaper | 2019-06-26 | Fixture | 1 |  | None | 0 | 0 | 0 | 32.3 | 0.00634 | -0.178 | [6 empty] | DEER:Indoor_Non-CFL_Ltg | Annual
Any | SWLG011J | ERC | Ex | CZ08 | cWtd | SWLG011-01 | ExAnte2020 | IOU workpaper | 2019-06-26 | Fixture | 1 |  | None | 0 | 0 | 0 | 32.9 | 0.0066 | -0.164 | [6 empty] | DEER:Indoor_Non-CFL_Ltg | Annual
Any | SWLG011J | ERC | Ex | CZ09 | cWtd | SWLG011-01 | ExAnte2020 | IOU workpaper | 2019-06-26 | Fixture | 1 |  | None | 0 | 0 | 0 | 32.6 | 0.00706 | -0.208 | [6 empty] | DEER:Indoor_Non-CFL_Ltg | Annual
Any | SWLG011J | ERC | Ex | CZ10 | cWtd | SWLG011-01 | ExAnte2020 | IOU workpaper | 2019-06-26 | Fixture | 1 |  | None | 0 | 0 | 0 | 32.9 | 0.00716 | -0.224 | [6 empty] | DEER:Indoor_Non-CFL_Ltg | Annual
Any | SWLG011J | ERC | Ex | CZ11 | cWtd | SWLG011-01 | ExAnte2020 | IOU workpaper | 2019-06-26 | Fixture | 1 |  | None | 0 | 0 | 0 | 31.2 | 0.00752 | -0.326 | [6 empty] | DEER:Indoor_Non-CFL_Ltg | Annual
Any | SWLG011J | ERC | Ex | CZ12 | cWtd | SWLG011-01 | ExAnte2020 | IOU workpaper | 2019-06-26 | Fixture | 1 |  | None | 0 | 0 | 0 | 30.9 | 0.00747 | -0.335 | [6 empty] | DEER:Indoor_Non-CFL_Ltg | Annual
Any | SWLG011J | ERC | Ex | CZ13 | cWtd | SWLG011-01 | ExAnte2020 | IOU workpaper | 2019-06-26 | Fixture | 1 |  | None | 0 | 0 | 0 | 31.5 | 0.00721 | -0.3 | [6 empty] | DEER:Indoor_Non-CFL_Ltg | Annual
Any | SWLG011J | ERC | Ex | CZ14 | cWtd | SWLG011-01 | ExAnte2020 | IOU workpaper | 2019-06-26 | Fixture | 1 |  | None | 0 | 0 | 0 | 32.1 | 0.00727 | -0.318 | [6 empty] | DEER:Indoor_Non-CFL_Ltg | Annual
Any | SWLG011J | ERC | Ex | CZ15 | cWtd | SWLG011-01 | ExAnte2020 | IOU workpaper | 2019-06-26 | Fixture | 1 |  | None | 0 | 0 | 0 | 35 | 0.00752 | -0.085 | [6 empty] | DEER:Indoor_Non-CFL_Ltg | Annual
Any | SWLG011J | ERC | Ex | CZ16 | cWtd | SWLG011-01 | ExAnte2020 | IOU workpaper | 2019-06-26 | Fixture | 1 |  | None | 0 | 0 | 0 | 29.1 | 0.0067 | -0.465 | [6 empty] | DEER:Indoor_Non-CFL_Ltg | Annual
Any | SWLG011J | ESe | Ex | CZ01 | cWtd | SWLG011-01 | ExAnte2020 | IOU workpaper | 2019-06-26 | Fixture | 1 |  | None | 0 | 0 | 0 | 58.7 | 0.0141 | -1.43 | [6 empty] | DEER:Indoor_Non-CFL_Ltg | Annual
Any | SWLG011J | ESe | Ex | CZ02 | cWtd | SWLG011-01 | ExAnte2020 | IOU workpaper | 2019-06-26 | Fixture | 1 |  | None | 0 | 0 | 0 | 61.8 | 0.0197 | -1.03 | [6 empty] | DEER:Indoor_Non-CFL_Ltg | Annual
Any | SWLG011J | ESe | Ex | CZ03 | cWtd | SWLG011-01 | ExAnte2020 | IOU workpaper | 2019-06-26 | Fixture | 1 |  | None | 0 | 0 | 0 | 60.5 | 0.0147 | -1.11 | [6 empty] | DEER:Indoor_Non-CFL_Ltg | Annual
Any | SWLG011J | ESe | Ex | CZ04 | cWtd | SWLG011-01 | ExAnte2020 | IOU workpaper | 2019-06-26 | Fixture | 1 |  | None | 0 | 0 | 0 | 62.4 | 0.0155 | -0.914 | [6 empty] | DEER:Indoor_Non-CFL_Ltg | Annual
Any | SWLG011J | ESe | Ex | CZ05 | cWtd | SWLG011-01 | ExAnte2020 | IOU workpaper | 2019-06-26 | Fixture | 1 |  | None | 0 | 0 | 0 | 60.5 | 0.0148 | -1.07 | [6 empty] | DEER:Indoor_Non-CFL_Ltg | Annual
Any | SWLG011J | ESe | Ex | CZ06 | cWtd | SWLG011-01 | ExAnte2020 | IOU workpaper | 2019-06-26 | Fixture | 1 |  | None | 0 | 0 | 0 | 63.6 | 0.0162 | -0.692 | [6 empty] | DEER:Indoor_Non-CFL_Ltg | Annual
Any | SWLG011J | ESe | Ex | CZ07 | cWtd | SWLG011-01 | ExAnte2020 | IOU workpaper | 2019-06-26 | Fixture | 1 |  | None | 0 | 0 | 0 | 63 | 0.0162 | -0.673 | [6 empty] | DEER:Indoor_Non-CFL_Ltg | Annual
Any | SWLG011J | ESe | Ex | CZ08 | cWtd | SWLG011-01 | ExAnte2020 | IOU workpaper | 2019-06-26 | Fixture | 1 |  | None | 0 | 0 | 0 | 64.9 | 0.0159 | -0.578 | [6 empty] | DEER:Indoor_Non-CFL_Ltg | Annual
Any | SWLG011J | ESe | Ex | CZ09 | cWtd | SWLG011-01 | ExAnte2020 | IOU workpaper | 2019-06-26 | Fixture | 1 |  | None | 0 | 0 | 0 | 64.9 | 0.0164 | -0.649 | [6 empty] | DEER:Indoor_Non-CFL_Ltg | Annual
Any | SWLG011J | ESe | Ex | CZ10 | cWtd | SWLG011-01 | ExAnte2020 | IOU workpaper | 2019-06-26 | Fixture | 1 |  | None | 0 | 0 | 0 | 64.9 | 0.0163 | -0.673 | [6 empty] | DEER:Indoor_Non-CFL_Ltg | Annual
Any | SWLG011J | ESe | Ex | CZ11 | cWtd | SWLG011-01 | ExAnte2020 | IOU workpaper | 2019-06-26 | Fixture | 1 |  | None | 0 | 0 | 0 | 63.6 | 0.018 | -0.908 | [6 empty] | DEER:Indoor_Non-CFL_Ltg | Annual
Any | SWLG011J | ESe | Ex | CZ12 | cWtd | SWLG011-01 | ExAnte2020 | IOU workpaper | 2019-06-26 | Fixture | 1 |  | None | 0 | 0 | 0 | 63 | 0.0201 | -0.933 | [6 empty] | DEER:Indoor_Non-CFL_Ltg | Annual
Any | SWLG011J | ESe | Ex | CZ13 | cWtd | SWLG011-01 | ExAnte2020 | IOU workpaper | 2019-06-26 | Fixture | 1 |  | None | 0 | 0 | 0 | 64.2 | 0.0173 | -0.84 | [6 empty] | DEER:Indoor_Non-CFL_Ltg | Annual
Any | SWLG011J | ESe | Ex | CZ14 | cWtd | SWLG011-01 | ExAnte2020 | IOU workpaper | 2019-06-26 | Fixture | 1 |  | None | 0 | 0 | 0 | 64.2 | 0.016 | -0.828 | [6 empty] | DEER:Indoor_Non-CFL_Ltg | Annual
Any | SWLG011J | ESe | Ex | CZ15 | cWtd | SWLG011-01 | ExAnte2020 | IOU workpaper | 2019-06-26 | Fixture | 1 |  | None | 0 | 0 | 0 | 69.8 | 0.0184 | -0.316 | [6 empty] | DEER:Indoor_Non-CFL_Ltg | Annual
Any | SWLG011J | ESe | Ex | CZ16 | cWtd | SWLG011-01 | ExAnte2020 | IOU workpaper | 2019-06-26 | Fixture | 1 |  | None | 0 | 0 | 0 | 59.3 | 0.0193 | -1.15 | [6 empty] | DEER:Indoor_Non-CFL_Ltg | Annual
Any | SWLG011J | EUn | Ex | CZ01 | cWtd | SWLG011-01 | ExAnte2020 | IOU workpaper | 2019-06-26 | Fixture | 1 |  | None | 0 | 0 | 0 | 65 | 0.0185 | -1.96 | [6 empty] | DEER:Indoor_Non-CFL_Ltg | Annual
Any | SWLG011J | EUn | Ex | CZ02 | cWtd | SWLG011-01 | ExAnte2020 | IOU workpaper | 2019-06-26 | Fixture | 1 |  | None | 0 | 0 | 0 | 69 | 0.0205 | -1.29 | [6 empty] | DEER:Indoor_Non-CFL_Ltg | Annual
Any | SWLG011J | EUn | Ex | CZ03 | cWtd | SWLG011-01 | ExAnte2020 | IOU workpaper | 2019-06-26 | Fixture | 1 |  | None | 0 | 0 | 0 | 67.7 | 0.0205 | -1.49 | [6 empty] | DEER:Indoor_Non-CFL_Ltg | Annual
Any | SWLG011J | EUn | Ex | CZ04 | cWtd | SWLG011-01 | ExAnte2020 | IOU workpaper | 2019-06-26 | Fixture | 1 |  | None | 0 | 0 | 0 | 69.7 | 0.0205 | -1.15 | [6 empty] | DEER:Indoor_Non-CFL_Ltg | Annual
Any | SWLG011J | EUn | Ex | CZ05 | cWtd | SWLG011-01 | ExAnte2020 | IOU workpaper | 2019-06-26 | Fixture | 1 |  | None | 0 | 0 | 0 | 67.7 | 0.0197 | -1.46 | [6 empty] | DEER:Indoor_Non-CFL_Ltg | Annual
Any | SWLG011J | EUn | Ex | CZ06 | cWtd | SWLG011-01 | ExAnte2020 | IOU workpaper | 2019-06-26 | Fixture | 1 |  | None | 0 | 0 | 0 | 71.7 | 0.0209 | -0.916 | [6 empty] | DEER:Indoor_Non-CFL_Ltg | Annual
Any | SWLG011J | EUn | Ex | CZ07 | cWtd | SWLG011-01 | ExAnte2020 | IOU workpaper | 2019-06-26 | Fixture | 1 |  | None | 0 | 0 | 0 | 71 | 0.0212 | -0.929 | [6 empty] | DEER:Indoor_Non-CFL_Ltg | Annual
Any | SWLG011J | EUn | Ex | CZ08 | cWtd | SWLG011-01 | ExAnte2020 | IOU workpaper | 2019-06-26 | Fixture | 1 |  | None | 0 | 0 | 0 | 71.7 | 0.0209 | -0.79 | [6 empty] | DEER:Indoor_Non-CFL_Ltg | Annual
Any | SWLG011J | EUn | Ex | CZ09 | cWtd | SWLG011-01 | ExAnte2020 | IOU workpaper | 2019-06-26 | Fixture | 1 |  | None | 0 | 0 | 0 | 71.7 | 0.0217 | -0.83 | [6 empty] | DEER:Indoor_Non-CFL_Ltg | Annual
Any | SWLG011J | EUn | Ex | CZ10 | cWtd | SWLG011-01 | ExAnte2020 | IOU workpaper | 2019-06-26 | Fixture | 1 |  | None | 0 | 0 | 0 | 71.7 | 0.0212 | -0.849 | [6 empty] | DEER:Indoor_Non-CFL_Ltg | Annual
Any | SWLG011J | EUn | Ex | CZ11 | cWtd | SWLG011-01 | ExAnte2020 | IOU workpaper | 2019-06-26 | Fixture | 1 |  | None | 0 | 0 | 0 | 70.3 | 0.0209 | -1.03 | [6 empty] | DEER:Indoor_Non-CFL_Ltg | Annual
Any | SWLG011J | EUn | Ex | CZ12 | cWtd | SWLG011-01 | ExAnte2020 | IOU workpaper | 2019-06-26 | Fixture | 1 |  | None | 0 | 0 | 0 | 70.3 | 0.0209 | -1.11 | [6 empty] | DEER:Indoor_Non-CFL_Ltg | Annual
Any | SWLG011J | EUn | Ex | CZ13 | cWtd | SWLG011-01 | ExAnte2020 | IOU workpaper | 2019-06-26 | Fixture | 1 |  | None | 0 | 0 | 0 | 71 | 0.021 | -0.969 | [6 empty] | DEER:Indoor_Non-CFL_Ltg | Annual
Any | SWLG011J | EUn | Ex | CZ14 | cWtd | SWLG011-01 | ExAnte2020 | IOU workpaper | 2019-06-26 | Fixture | 1 |  | None | 0 | 0 | 0 | 71 | 0.0231 | -1.04 | [6 empty] | DEER:Indoor_Non-CFL_Ltg | Annual
Any | SWLG011J | EUn | Ex | CZ15 | cWtd | SWLG011-01 | ExAnte2020 | IOU workpaper | 2019-06-26 | Fixture | 1 |  | None | 0 | 0 | 0 | 75.7 | 0.0215 | -0.408 | [6 empty] | DEER:Indoor_Non-CFL_Ltg | Annual
Any | SWLG011J | EUn | Ex | CZ16 | cWtd | SWLG011-01 | ExAnte2020 | IOU workpaper | 2019-06-26 | Fixture | 1 |  | None | 0 | 0 | 0 | 67 | 0.0202 | -1.53 | [6 empty] | DEER:Indoor_Non-CFL_Ltg | Annual
Any | SWLG011J | Gro | Ex | CZ01 | cWtd | SWLG011-01 | ExAnte2020 | IOU workpaper | 2019-06-26 | Fixture | 1 |  | None | 0 | 0 | 0 | 144 | 0.0239 | -2.48 | [6 empty] | DEER:Indoor_Non-CFL_Ltg | Annual
Any | SWLG011J | Gro | Ex | CZ02 | cWtd | SWLG011-01 | ExAnte2020 | IOU workpaper | 2019-06-26 | Fixture | 1 |  | None | 0 | 0 | 0 | 150 | 0.0284 | -1.91 | [6 empty] | DEER:Indoor_Non-CFL_Ltg | Annual
Any | SWLG011J | Gro | Ex | CZ03 | cWtd | SWLG011-01 | ExAnte2020 | IOU workpaper | 2019-06-26 | Fixture | 1 |  | None | 0 | 0 | 0 | 147 | 0.0265 | -2.16 | [6 empty] | DEER:Indoor_Non-CFL_Ltg | Annual
Any | SWLG011J | Gro | Ex | CZ04 | cWtd | SWLG011-01 | ExAnte2020 | IOU workpaper | 2019-06-26 | Fixture | 1 |  | None | 0 | 0 | 0 | 150 | 0.0274 | -1.85 | [6 empty] | DEER:Indoor_Non-CFL_Ltg | Annual
Any | SWLG011J | Gro | Ex | CZ05 | cWtd | SWLG011-01 | ExAnte2020 | IOU workpaper | 2019-06-26 | Fixture | 1 |  | None | 0 | 0 | 0 | 145 | 0.026 | -2.2 | [6 empty] | DEER:Indoor_Non-CFL_Ltg | Annual
Any | SWLG011J | Gro | Ex | CZ06 | cWtd | SWLG011-01 | ExAnte2020 | IOU workpaper | 2019-06-26 | Fixture | 1 |  | None | 0 | 0 | 0 | 147 | 0.0272 | -1.98 | [6 empty] | DEER:Indoor_Non-CFL_Ltg | Annual
Any | SWLG011J | Gro | Ex | CZ07 | cWtd | SWLG011-01 | ExAnte2020 | IOU workpaper | 2019-06-26 | Fixture | 1 |  | None | 0 | 0 | 0 | 147 | 0.0265 | -2 | [6 empty] | DEER:Indoor_Non-CFL_Ltg | Annual
Any | SWLG011J | Gro | Ex | CZ08 | cWtd | SWLG011-01 | ExAnte2020 | IOU workpaper | 2019-06-26 | Fixture | 1 |  | None | 0 | 0 | 0 | 150 | 0.0272 | -1.78 | [6 empty] | DEER:Indoor_Non-CFL_Ltg | Annual
Any | SWLG011J | Gro | Ex | CZ09 | cWtd | SWLG011-01 | ExAnte2020 | IOU workpaper | 2019-06-26 | Fixture | 1 |  | None | 0 | 0 | 0 | 150 | 0.0279 | -1.76 | [6 empty] | DEER:Indoor_Non-CFL_Ltg | Annual
Any | SWLG011J | Gro | Ex | CZ10 | cWtd | SWLG011-01 | ExAnte2020 | IOU workpaper | 2019-06-26 | Fixture | 1 |  | None | 0 | 0 | 0 | 151 | 0.0281 | -1.78 | [6 empty] | DEER:Indoor_Non-CFL_Ltg | Annual
Any | SWLG011J | Gro | Ex | CZ11 | cWtd | SWLG011-01 | ExAnte2020 | IOU workpaper | 2019-06-26 | Fixture | 1 |  | None | 0 | 0 | 0 | 154 | 0.0291 | -1.57 | [6 empty] | DEER:Indoor_Non-CFL_Ltg | Annual
Any | SWLG011J | Gro | Ex | CZ12 | cWtd | SWLG011-01 | ExAnte2020 | IOU workpaper | 2019-06-26 | Fixture | 1 |  | None | 0 | 0 | 0 | 151 | 0.0288 | -1.7 | [6 empty] | DEER:Indoor_Non-CFL_Ltg | Annual
Any | SWLG011J | Gro | Ex | CZ13 | cWtd | SWLG011-01 | ExAnte2020 | IOU workpaper | 2019-06-26 | Fixture | 1 |  | None | 0 | 0 | 0 | 154 | 0.0281 | -1.48 | [6 empty] | DEER:Indoor_Non-CFL_Ltg | Annual
Any | SWLG011J | Gro | Ex | CZ14 | cWtd | SWLG011-01 | ExAnte2020 | IOU workpaper | 2019-06-26 | Fixture | 1 |  | None | 0 | 0 | 0 | 153 | 0.0284 | -1.82 | [6 empty] | DEER:Indoor_Non-CFL_Ltg | Annual
Any | SWLG011J | Gro | Ex | CZ15 | cWtd | SWLG011-01 | ExAnte2020 | IOU workpaper | 2019-06-26 | Fixture | 1 |  | None | 0 | 0 | 0 | 161 | 0.0288 | -1.03 | [6 empty] | DEER:Indoor_Non-CFL_Ltg | Annual
Any | SWLG011J | Gro | Ex | CZ16 | cWtd | SWLG011-01 | ExAnte2020 | IOU workpaper | 2019-06-26 | Fixture | 1 |  | None | 0 | 0 | 0 | 142 | 0.0274 | -2.38 | [6 empty] | DEER:Indoor_Non-CFL_Ltg | Annual
Any | SWLG011J | Hsp | Ex | CZ01 | cWtd | SWLG011-01 | ExAnte2020 | IOU workpaper | 2019-06-26 | Fixture | 1 |  | None | 0 | 0 | 0 | 154 | 0.0224 | -4.43 | [6 empty] | DEER:Indoor_Non-CFL_Ltg | Annual
Any | SWLG011J | Hsp | Ex | CZ02 | cWtd | SWLG011-01 | ExAnte2020 | IOU workpaper | 2019-06-26 | Fixture | 1 |  | None | 0 | 0 | 0 | 166 | 0.0262 | -2.83 | [6 empty] | DEER:Indoor_Non-CFL_Ltg | Annual
Any | SWLG011J | Hsp | Ex | CZ03 | cWtd | SWLG011-01 | ExAnte2020 | IOU workpaper | 2019-06-26 | Fixture | 1 |  | None | 0 | 0 | 0 | 162 | 0.0253 | -2.68 | [6 empty] | DEER:Indoor_Non-CFL_Ltg | Annual
Any | SWLG011J | Hsp | Ex | CZ04 | cWtd | SWLG011-01 | ExAnte2020 | IOU workpaper | 2019-06-26 | Fixture | 1 |  | None | 0 | 0 | 0 | 169 | 0.0256 | -2.31 | [6 empty] | DEER:Indoor_Non-CFL_Ltg | Annual
Any | SWLG011J | Hsp | Ex | CZ05 | cWtd | SWLG011-01 | ExAnte2020 | IOU workpaper | 2019-06-26 | Fixture | 1 |  | None | 0 | 0 | 0 | 162 | 0.0241 | -2.84 | [6 empty] | DEER:Indoor_Non-CFL_Ltg | Annual
Any | SWLG011J | Hsp | Ex | CZ06 | cWtd | SWLG011-01 | ExAnte2020 | IOU workpaper | 2019-06-26 | Fixture | 1 |  | None | 0 | 0 | 0 | 174 | 0.0272 | -1.49 | [6 empty] | DEER:Indoor_Non-CFL_Ltg | Annual
Any | SWLG011J | Hsp | Ex | CZ07 | cWtd | SWLG011-01 | ExAnte2020 | IOU workpaper | 2019-06-26 | Fixture | 1 |  | None | 0 | 0 | 0 | 176 | 0.0258 | -1.06 | [6 empty] | DEER:Indoor_Non-CFL_Ltg | Annual
Any | SWLG011J | Hsp | Ex | CZ08 | cWtd | SWLG011-01 | ExAnte2020 | IOU workpaper | 2019-06-26 | Fixture | 1 |  | None | 0 | 0 | 0 | 176 | 0.026 | -1.27 | [6 empty] | DEER:Indoor_Non-CFL_Ltg | Annual
Any | SWLG011J | Hsp | Ex | CZ09 | cWtd | SWLG011-01 | ExAnte2020 | IOU workpaper | 2019-06-26 | Fixture | 1 |  | None | 0 | 0 | 0 | 176 | 0.0268 | -1.52 | [6 empty] | DEER:Indoor_Non-CFL_Ltg | Annual
Any | SWLG011J | Hsp | Ex | CZ10 | cWtd | SWLG011-01 | ExAnte2020 | IOU workpaper | 2019-06-26 | Fixture | 1 |  | None | 0 | 0 | 0 | 176 | 0.0272 | -1.62 | [6 empty] | DEER:Indoor_Non-CFL_Ltg | Annual
Any | SWLG011J | Hsp | Ex | CZ11 | cWtd | SWLG011-01 | ExAnte2020 | IOU workpaper | 2019-06-26 | Fixture | 1 |  | None | 0 | 0 | 0 | 172 | 0.026 | -2.38 | [6 empty] | DEER:Indoor_Non-CFL_Ltg | Annual
Any | SWLG011J | Hsp | Ex | CZ12 | cWtd | SWLG011-01 | ExAnte2020 | IOU workpaper | 2019-06-26 | Fixture | 1 |  | None | 0 | 0 | 0 | 171 | 0.026 | -2.43 | [6 empty] | DEER:Indoor_Non-CFL_Ltg | Annual
Any | SWLG011J | Hsp | Ex | CZ13 | cWtd | SWLG011-01 | ExAnte2020 | IOU workpaper | 2019-06-26 | Fixture | 1 |  | None | 0 | 0 | 0 | 174 | 0.026 | -2.22 | [6 empty] | DEER:Indoor_Non-CFL_Ltg | Annual
Any | SWLG011J | Hsp | Ex | CZ14 | cWtd | SWLG011-01 | ExAnte2020 | IOU workpaper | 2019-06-26 | Fixture | 1 |  | None | 0 | 0 | 0 | 172 | 0.0262 | -2.26 | [6 empty] | DEER:Indoor_Non-CFL_Ltg | Annual
Any | SWLG011J | Hsp | Ex | CZ15 | cWtd | SWLG011-01 | ExAnte2020 | IOU workpaper | 2019-06-26 | Fixture | 1 |  | None | 0 | 0 | 0 | 187 | 0.0266 | -0.853 | [6 empty] | DEER:Indoor_Non-CFL_Ltg | Annual
Any | SWLG011J | Hsp | Ex | CZ16 | cWtd | SWLG011-01 | ExAnte2020 | IOU workpaper | 2019-06-26 | Fixture | 1 |  | None | 0 | 0 | 0 | 162 | 0.0258 | -3.13 | [6 empty] | DEER:Indoor_Non-CFL_Ltg | Annual
Any | SWLG011J | Htl | Ex | CZ01 | cWtd | SWLG011-01 | ExAnte2020 | IOU workpaper | 2019-06-26 | Fixture | 1 |  | None | 0 | 0 | 0 | 120 | 0.0193 | -2.55 | [6 empty] | DEER:Indoor_Non-CFL_Ltg | Annual
Any | SWLG011J | Htl | Ex | CZ02 | cWtd | SWLG011-01 | ExAnte2020 | IOU workpaper | 2019-06-26 | Fixture | 1 |  | None | 0 | 0 | 0 | 135 | 0.022 | -1.84 | [6 empty] | DEER:Indoor_Non-CFL_Ltg | Annual
Any | SWLG011J | Htl | Ex | CZ03 | cWtd | SWLG011-01 | ExAnte2020 | IOU workpaper | 2019-06-26 | Fixture | 1 |  | None | 0 | 0 | 0 | 133 | 0.0216 | -1.93 | [6 empty] | DEER:Indoor_Non-CFL_Ltg | Annual
Any | SWLG011J | Htl | Ex | CZ04 | cWtd | SWLG011-01 | ExAnte2020 | IOU workpaper | 2019-06-26 | Fixture | 1 |  | None | 0 | 0 | 0 | 138 | 0.0215 | -1.47 | [6 empty] | DEER:Indoor_Non-CFL_Ltg | Annual
Any | SWLG011J | Htl | Ex | CZ05 | cWtd | SWLG011-01 | ExAnte2020 | IOU workpaper | 2019-06-26 | Fixture | 1 |  | None | 0 | 0 | 0 | 132 | 0.0207 | -1.98 | [6 empty] | DEER:Indoor_Non-CFL_Ltg | Annual
Any | SWLG011J | Htl | Ex | CZ06 | cWtd | SWLG011-01 | ExAnte2020 | IOU workpaper | 2019-06-26 | Fixture | 1 |  | None | 0 | 0 | 0 | 150 | 0.0225 | -1.04 | [6 empty] | DEER:Indoor_Non-CFL_Ltg | Annual
Any | SWLG011J | Htl | Ex | CZ07 | cWtd | SWLG011-01 | ExAnte2020 | IOU workpaper | 2019-06-26 | Fixture | 1 |  | None | 0 | 0 | 0 | 153 | 0.0224 | -0.927 | [6 empty] | DEER:Indoor_Non-CFL_Ltg | Annual
Any | SWLG011J | Htl | Ex | CZ08 | cWtd | SWLG011-01 | ExAnte2020 | IOU workpaper | 2019-06-26 | Fixture | 1 |  | None | 0 | 0 | 0 | 154 | 0.0222 | -0.915 | [6 empty] | DEER:Indoor_Non-CFL_Ltg | Annual
Any | SWLG011J | Htl | Ex | CZ09 | cWtd | SWLG011-01 | ExAnte2020 | IOU workpaper | 2019-06-26 | Fixture | 1 |  | None | 0 | 0 | 0 | 151 | 0.0231 | -1.06 | [6 empty] | DEER:Indoor_Non-CFL_Ltg | Annual
Any | SWLG011J | Htl | Ex | CZ10 | cWtd | SWLG011-01 | ExAnte2020 | IOU workpaper | 2019-06-26 | Fixture | 1 |  | None | 0 | 0 | 0 | 150 | 0.0233 | -1.1 | [6 empty] | DEER:Indoor_Non-CFL_Ltg | Annual
Any | SWLG011J | Htl | Ex | CZ11 | cWtd | SWLG011-01 | ExAnte2020 | IOU workpaper | 2019-06-26 | Fixture | 1 |  | None | 0 | 0 | 0 | 139 | 0.022 | -1.81 | [6 empty] | DEER:Indoor_Non-CFL_Ltg | Annual
Any | SWLG011J | Htl | Ex | CZ12 | cWtd | SWLG011-01 | ExAnte2020 | IOU workpaper | 2019-06-26 | Fixture | 1 |  | None | 0 | 0 | 0 | 138 | 0.022 | -1.75 | [6 empty] | DEER:Indoor_Non-CFL_Ltg | Annual
Any | SWLG011J | Htl | Ex | CZ13 | cWtd | SWLG011-01 | ExAnte2020 | IOU workpaper | 2019-06-26 | Fixture | 1 |  | None | 0 | 0 | 0 | 139 | 0.0218 | -1.6 | [6 empty] | DEER:Indoor_Non-CFL_Ltg | Annual
Any | SWLG011J | Htl | Ex | CZ14 | cWtd | SWLG011-01 | ExAnte2020 | IOU workpaper | 2019-06-26 | Fixture | 1 |  | None | 0 | 0 | 0 | 142 | 0.0224 | -1.24 | [6 empty] | DEER:Indoor_Non-CFL_Ltg | Annual
Any | SWLG011J | Htl | Ex | CZ15 | cWtd | SWLG011-01 | ExAnte2020 | IOU workpaper | 2019-06-26 | Fixture | 1 |  | None | 0 | 0 | 0 | 163 | 0.0233 | -0.644 | [6 empty] | DEER:Indoor_Non-CFL_Ltg | Annual
Any | SWLG011J | Htl | Ex | CZ16 | cWtd | SWLG011-01 | ExAnte2020 | IOU workpaper | 2019-06-26 | Fixture | 1 |  | None | 0 | 0 | 0 | 129 | 0.022 | -1.76 | [6 empty] | DEER:Indoor_Non-CFL_Ltg | Annual
Any | SWLG011J | MBT | Ex | CZ01 | cWtd | SWLG011-01 | ExAnte2020 | IOU workpaper | 2019-06-26 | Fixture | 1 |  | None | 0 | 0 | 0 | 72.7 | 0.00816 | -0.707 | [6 empty] | DEER:Indoor_Non-CFL_Ltg | Annual
Any | SWLG011J | MBT | Ex | CZ02 | cWtd | SWLG011-01 | ExAnte2020 | IOU workpaper | 2019-06-26 | Fixture | 1 |  | None | 0 | 0 | 0 | 77.2 | 0.00937 | -0.396 | [6 empty] | DEER:Indoor_Non-CFL_Ltg | Annual
Any | SWLG011J | MBT | Ex | CZ03 | cWtd | SWLG011-01 | ExAnte2020 | IOU workpaper | 2019-06-26 | Fixture | 1 |  | None | 0 | 0 | 0 | 77.2 | 0.00914 | -0.313 | [6 empty] | DEER:Indoor_Non-CFL_Ltg | Annual
Any | SWLG011J | MBT | Ex | CZ04 | cWtd | SWLG011-01 | ExAnte2020 | IOU workpaper | 2019-06-26 | Fixture | 1 |  | None | 0 | 0 | 0 | 78.7 | 0.00937 | -0.259 | [6 empty] | DEER:Indoor_Non-CFL_Ltg | Annual
Any | SWLG011J | MBT | Ex | CZ05 | cWtd | SWLG011-01 | ExAnte2020 | IOU workpaper | 2019-06-26 | Fixture | 1 |  | None | 0 | 0 | 0 | 77.2 | 0.00929 | -0.331 | [6 empty] | DEER:Indoor_Non-CFL_Ltg | Annual
Any | SWLG011J | MBT | Ex | CZ06 | cWtd | SWLG011-01 | ExAnte2020 | IOU workpaper | 2019-06-26 | Fixture | 1 |  | None | 0 | 0 | 0 | 81 | 0.00982 | -0.18 | [6 empty] | DEER:Indoor_Non-CFL_Ltg | Annual
Any | SWLG011J | MBT | Ex | CZ07 | cWtd | SWLG011-01 | ExAnte2020 | IOU workpaper | 2019-06-26 | Fixture | 1 |  | None | 0 | 0 | 0 | 81.7 | 0.0099 | -0.121 | [6 empty] | DEER:Indoor_Non-CFL_Ltg | Annual
Any | SWLG011J | MBT | Ex | CZ08 | cWtd | SWLG011-01 | ExAnte2020 | IOU workpaper | 2019-06-26 | Fixture | 1 |  | None | 0 | 0 | 0 | 82.5 | 0.00982 | -0.15 | [6 empty] | DEER:Indoor_Non-CFL_Ltg | Annual
Any | SWLG011J | MBT | Ex | CZ09 | cWtd | SWLG011-01 | ExAnte2020 | IOU workpaper | 2019-06-26 | Fixture | 1 |  | None | 0 | 0 | 0 | 81.7 | 0.0102 | -0.184 | [6 empty] | DEER:Indoor_Non-CFL_Ltg | Annual
Any | SWLG011J | MBT | Ex | CZ10 | cWtd | SWLG011-01 | ExAnte2020 | IOU workpaper | 2019-06-26 | Fixture | 1 |  | None | 0 | 0 | 0 | 82.5 | 0.0102 | -0.148 | [6 empty] | DEER:Indoor_Non-CFL_Ltg | Annual
Any | SWLG011J | MBT | Ex | CZ11 | cWtd | SWLG011-01 | ExAnte2020 | IOU workpaper | 2019-06-26 | Fixture | 1 |  | None | 0 | 0 | 0 | 78.7 | 0.00944 | -0.403 | [6 empty] | DEER:Indoor_Non-CFL_Ltg | Annual
Any | SWLG011J | MBT | Ex | CZ12 | cWtd | SWLG011-01 | ExAnte2020 | IOU workpaper | 2019-06-26 | Fixture | 1 |  | None | 0 | 0 | 0 | 78 | 0.00937 | -0.382 | [6 empty] | DEER:Indoor_Non-CFL_Ltg | Annual
Any | SWLG011J | MBT | Ex | CZ13 | cWtd | SWLG011-01 | ExAnte2020 | IOU workpaper | 2019-06-26 | Fixture | 1 |  | None | 0 | 0 | 0 | 78.7 | 0.00929 | -0.346 | [6 empty] | DEER:Indoor_Non-CFL_Ltg | Annual
Any | SWLG011J | MBT | Ex | CZ14 | cWtd | SWLG011-01 | ExAnte2020 | IOU workpaper | 2019-06-26 | Fixture | 1 |  | None | 0 | 0 | 0 | 80.2 | 0.0101 | -0.386 | [6 empty] | DEER:Indoor_Non-CFL_Ltg | Annual
Any | SWLG011J | MBT | Ex | CZ15 | cWtd | SWLG011-01 | ExAnte2020 | IOU workpaper | 2019-06-26 | Fixture | 1 |  | None | 0 | 0 | 0 | 86.2 | 0.01 | -0.0592 | [6 empty] | DEER:Indoor_Non-CFL_Ltg | Annual
Any | SWLG011J | MBT | Ex | CZ16 | cWtd | SWLG011-01 | ExAnte2020 | IOU workpaper | 2019-06-26 | Fixture | 1 |  | None | 0 | 0 | 0 | 75.7 | 0.00959 | -0.9 | [6 empty] | DEER:Indoor_Non-CFL_Ltg | Annual
Any | SWLG011J | MLI | Ex | CZ01 | cWtd | SWLG011-01 | ExAnte2020 | IOU workpaper | 2019-06-26 | Fixture | 1 |  | None | 0 | 0 | 0 | 70 | 0.00892 | -1.3 | [6 empty] | DEER:Indoor_Non-CFL_Ltg | Annual
Any | SWLG011J | MLI | Ex | CZ02 | cWtd | SWLG011-01 | ExAnte2020 | IOU workpaper | 2019-06-26 | Fixture | 1 |  | None | 0 | 0 | 0 | 74.5 | 0.00976 | -0.82 | [6 empty] | DEER:Indoor_Non-CFL_Ltg | Annual
Any | SWLG011J | MLI | Ex | CZ03 | cWtd | SWLG011-01 | ExAnte2020 | IOU workpaper | 2019-06-26 | Fixture | 1 |  | None | 0 | 0 | 0 | 73.8 | 0.00976 | -0.835 | [6 empty] | DEER:Indoor_Non-CFL_Ltg | Annual
Any | SWLG011J | MLI | Ex | CZ04 | cWtd | SWLG011-01 | ExAnte2020 | IOU workpaper | 2019-06-26 | Fixture | 1 |  | None | 0 | 0 | 0 | 75.3 | 0.00976 | -0.668 | [6 empty] | DEER:Indoor_Non-CFL_Ltg | Annual
Any | SWLG011J | MLI | Ex | CZ05 | cWtd | SWLG011-01 | ExAnte2020 | IOU workpaper | 2019-06-26 | Fixture | 1 |  | None | 0 | 0 | 0 | 73.8 | 0.00943 | -0.828 | [6 empty] | DEER:Indoor_Non-CFL_Ltg | Annual
Any | SWLG011J | MLI | Ex | CZ06 | cWtd | SWLG011-01 | ExAnte2020 | IOU workpaper | 2019-06-26 | Fixture | 1 |  | None | 0 | 0 | 0 | 78.3 | 0.01 | -0.418 | [6 empty] | DEER:Indoor_Non-CFL_Ltg | Annual
Any | SWLG011J | MLI | Ex | CZ07 | cWtd | SWLG011-01 | ExAnte2020 | IOU workpaper | 2019-06-26 | Fixture | 1 |  | None | 0 | 0 | 0 | 77.5 | 0.0101 | -0.359 | [6 empty] | DEER:Indoor_Non-CFL_Ltg | Annual
Any | SWLG011J | MLI | Ex | CZ08 | cWtd | SWLG011-01 | ExAnte2020 | IOU workpaper | 2019-06-26 | Fixture | 1 |  | None | 0 | 0 | 0 | 79 | 0.01 | -0.383 | [6 empty] | DEER:Indoor_Non-CFL_Ltg | Annual
Any | SWLG011J | MLI | Ex | CZ09 | cWtd | SWLG011-01 | ExAnte2020 | IOU workpaper | 2019-06-26 | Fixture | 1 |  | None | 0 | 0 | 0 | 78.3 | 0.0102 | -0.437 | [6 empty] | DEER:Indoor_Non-CFL_Ltg | Annual
Any | SWLG011J | MLI | Ex | CZ10 | cWtd | SWLG011-01 | ExAnte2020 | IOU workpaper | 2019-06-26 | Fixture | 1 |  | None | 0 | 0 | 0 | 78.3 | 0.0103 | -0.437 | [6 empty] | DEER:Indoor_Non-CFL_Ltg | Annual
Any | SWLG011J | MLI | Ex | CZ11 | cWtd | SWLG011-01 | ExAnte2020 | IOU workpaper | 2019-06-26 | Fixture | 1 |  | None | 0 | 0 | 0 | 76 | 0.0101 | -0.704 | [6 empty] | DEER:Indoor_Non-CFL_Ltg | Annual
Any | SWLG011J | MLI | Ex | CZ12 | cWtd | SWLG011-01 | ExAnte2020 | IOU workpaper | 2019-06-26 | Fixture | 1 |  | None | 0 | 0 | 0 | 75.3 | 0.00985 | -0.726 | [6 empty] | DEER:Indoor_Non-CFL_Ltg | Annual
Any | SWLG011J | MLI | Ex | CZ13 | cWtd | SWLG011-01 | ExAnte2020 | IOU workpaper | 2019-06-26 | Fixture | 1 |  | None | 0 | 0 | 0 | 76.8 | 0.00968 | -0.637 | [6 empty] | DEER:Indoor_Non-CFL_Ltg | Annual
Any | SWLG011J | MLI | Ex | CZ14 | cWtd | SWLG011-01 | ExAnte2020 | IOU workpaper | 2019-06-26 | Fixture | 1 |  | None | 0 | 0 | 0 | 77.5 | 0.0103 | -0.682 | [6 empty] | DEER:Indoor_Non-CFL_Ltg | Annual
Any | SWLG011J | MLI | Ex | CZ15 | cWtd | SWLG011-01 | ExAnte2020 | IOU workpaper | 2019-06-26 | Fixture | 1 |  | None | 0 | 0 | 0 | 83.5 | 0.0105 | -0.184 | [6 empty] | DEER:Indoor_Non-CFL_Ltg | Annual
Any | SWLG011J | MLI | Ex | CZ16 | cWtd | SWLG011-01 | ExAnte2020 | IOU workpaper | 2019-06-26 | Fixture | 1 |  | None | 0 | 0 | 0 | 73 | 0.00993 | -1.09 | [6 empty] | DEER:Indoor_Non-CFL_Ltg | Annual
Any | SWLG011J | Mtl | Ex | CZ01 | cWtd | SWLG011-01 | ExAnte2020 | IOU workpaper | 2019-06-26 | Fixture | 1 |  | None | 0 | 0 | 0 | 90.9 | 0.015 | -1.58 | [6 empty] | DEER:Indoor_Non-CFL_Ltg | Annual
Any | SWLG011J | Mtl | Ex | CZ02 | cWtd | SWLG011-01 | ExAnte2020 | IOU workpaper | 2019-06-26 | Fixture | 1 |  | None | 0 | 0 | 0 | 102 | 0.0161 | -1.08 | [6 empty] | DEER:Indoor_Non-CFL_Ltg | Annual
Any | SWLG011J | Mtl | Ex | CZ03 | cWtd | SWLG011-01 | ExAnte2020 | IOU workpaper | 2019-06-26 | Fixture | 1 |  | None | 0 | 0 | 0 | 101 | 0.0159 | -1.06 | [6 empty] | DEER:Indoor_Non-CFL_Ltg | Annual
Any | SWLG011J | Mtl | Ex | CZ04 | cWtd | SWLG011-01 | ExAnte2020 | IOU workpaper | 2019-06-26 | Fixture | 1 |  | None | 0 | 0 | 0 | 107 | 0.0159 | -0.879 | [6 empty] | DEER:Indoor_Non-CFL_Ltg | Annual
Any | SWLG011J | Mtl | Ex | CZ05 | cWtd | SWLG011-01 | ExAnte2020 | IOU workpaper | 2019-06-26 | Fixture | 1 |  | None | 0 | 0 | 0 | 99.9 | 0.0154 | -1.18 | [6 empty] | DEER:Indoor_Non-CFL_Ltg | Annual
Any | SWLG011J | Mtl | Ex | CZ06 | cWtd | SWLG011-01 | ExAnte2020 | IOU workpaper | 2019-06-26 | Fixture | 1 |  | None | 0 | 0 | 0 | 118 | 0.0166 | -0.408 | [6 empty] | DEER:Indoor_Non-CFL_Ltg | Annual
Any | SWLG011J | Mtl | Ex | CZ07 | cWtd | SWLG011-01 | ExAnte2020 | IOU workpaper | 2019-06-26 | Fixture | 1 |  | None | 0 | 0 | 0 | 121 | 0.0165 | -0.255 | [6 empty] | DEER:Indoor_Non-CFL_Ltg | Annual
Any | SWLG011J | Mtl | Ex | CZ08 | cWtd | SWLG011-01 | ExAnte2020 | IOU workpaper | 2019-06-26 | Fixture | 1 |  | None | 0 | 0 | 0 | 121 | 0.0165 | -0.358 | [6 empty] | DEER:Indoor_Non-CFL_Ltg | Annual
Any | SWLG011J | Mtl | Ex | CZ09 | cWtd | SWLG011-01 | ExAnte2020 | IOU workpaper | 2019-06-26 | Fixture | 1 |  | None | 0 | 0 | 0 | 118 | 0.017 | -0.406 | [6 empty] | DEER:Indoor_Non-CFL_Ltg | Annual
Any | SWLG011J | Mtl | Ex | CZ10 | cWtd | SWLG011-01 | ExAnte2020 | IOU workpaper | 2019-06-26 | Fixture | 1 |  | None | 0 | 0 | 0 | 116 | 0.0169 | -0.507 | [6 empty] | DEER:Indoor_Non-CFL_Ltg | Annual
Any | SWLG011J | Mtl | Ex | CZ11 | cWtd | SWLG011-01 | ExAnte2020 | IOU workpaper | 2019-06-26 | Fixture | 1 |  | None | 0 | 0 | 0 | 108 | 0.0162 | -0.838 | [6 empty] | DEER:Indoor_Non-CFL_Ltg | Annual
Any | SWLG011J | Mtl | Ex | CZ12 | cWtd | SWLG011-01 | ExAnte2020 | IOU workpaper | 2019-06-26 | Fixture | 1 |  | None | 0 | 0 | 0 | 107 | 0.0161 | -0.872 | [6 empty] | DEER:Indoor_Non-CFL_Ltg | Annual
Any | SWLG011J | Mtl | Ex | CZ13 | cWtd | SWLG011-01 | ExAnte2020 | IOU workpaper | 2019-06-26 | Fixture | 1 |  | None | 0 | 0 | 0 | 110 | 0.0161 | -0.775 | [6 empty] | DEER:Indoor_Non-CFL_Ltg | Annual
Any | SWLG011J | Mtl | Ex | CZ14 | cWtd | SWLG011-01 | ExAnte2020 | IOU workpaper | 2019-06-26 | Fixture | 1 |  | None | 0 | 0 | 0 | 110 | 0.0167 | -0.696 | [6 empty] | DEER:Indoor_Non-CFL_Ltg | Annual
Any | SWLG011J | Mtl | Ex | CZ15 | cWtd | SWLG011-01 | ExAnte2020 | IOU workpaper | 2019-06-26 | Fixture | 1 |  | None | 0 | 0 | 0 | 126 | 0.017 | -0.205 | [6 empty] | DEER:Indoor_Non-CFL_Ltg | Annual
Any | SWLG011J | Mtl | Ex | CZ16 | cWtd | SWLG011-01 | ExAnte2020 | IOU workpaper | 2019-06-26 | Fixture | 1 |  | None | 0 | 0 | 0 | 97.6 | 0.0163 | -1.04 | [6 empty] | DEER:Indoor_Non-CFL_Ltg | Annual
Any | SWLG011J | Nrs | Ex | CZ01 | cWtd | SWLG011-01 | ExAnte2020 | IOU workpaper | 2019-06-26 | Fixture | 1 |  | None | 0 | 0 | 0 | 99.7 | 0.02 | -1.98 | [6 empty] | DEER:Indoor_Non-CFL_Ltg | Annual
Any | SWLG011J | Nrs | Ex | CZ02 | cWtd | SWLG011-01 | ExAnte2020 | IOU workpaper | 2019-06-26 | Fixture | 1 |  | None | 0 | 0 | 0 | 107 | 0.0219 | -1.35 | [6 empty] | DEER:Indoor_Non-CFL_Ltg | Annual
Any | SWLG011J | Nrs | Ex | CZ03 | cWtd | SWLG011-01 | ExAnte2020 | IOU workpaper | 2019-06-26 | Fixture | 1 |  | None | 0 | 0 | 0 | 106 | 0.0215 | -1.28 | [6 empty] | DEER:Indoor_Non-CFL_Ltg | Annual
Any | SWLG011J | Nrs | Ex | CZ04 | cWtd | SWLG011-01 | ExAnte2020 | IOU workpaper | 2019-06-26 | Fixture | 1 |  | None | 0 | 0 | 0 | 109 | 0.0219 | -1.06 | [6 empty] | DEER:Indoor_Non-CFL_Ltg | Annual
Any | SWLG011J | Nrs | Ex | CZ05 | cWtd | SWLG011-01 | ExAnte2020 | IOU workpaper | 2019-06-26 | Fixture | 1 |  | None | 0 | 0 | 0 | 106 | 0.0208 | -1.33 | [6 empty] | DEER:Indoor_Non-CFL_Ltg | Annual
Any | SWLG011J | Nrs | Ex | CZ06 | cWtd | SWLG011-01 | ExAnte2020 | IOU workpaper | 2019-06-26 | Fixture | 1 |  | None | 0 | 0 | 0 | 114 | 0.0229 | -0.695 | [6 empty] | DEER:Indoor_Non-CFL_Ltg | Annual
Any | SWLG011J | Nrs | Ex | CZ07 | cWtd | SWLG011-01 | ExAnte2020 | IOU workpaper | 2019-06-26 | Fixture | 1 |  | None | 0 | 0 | 0 | 114 | 0.0231 | -0.596 | [6 empty] | DEER:Indoor_Non-CFL_Ltg | Annual
Any | SWLG011J | Nrs | Ex | CZ08 | cWtd | SWLG011-01 | ExAnte2020 | IOU workpaper | 2019-06-26 | Fixture | 1 |  | None | 0 | 0 | 0 | 115 | 0.0233 | -0.635 | [6 empty] | DEER:Indoor_Non-CFL_Ltg | Annual
Any | SWLG011J | Nrs | Ex | CZ09 | cWtd | SWLG011-01 | ExAnte2020 | IOU workpaper | 2019-06-26 | Fixture | 1 |  | None | 0 | 0 | 0 | 115 | 0.0235 | -0.687 | [6 empty] | DEER:Indoor_Non-CFL_Ltg | Annual
Any | SWLG011J | Nrs | Ex | CZ10 | cWtd | SWLG011-01 | ExAnte2020 | IOU workpaper | 2019-06-26 | Fixture | 1 |  | None | 0 | 0 | 0 | 116 | 0.0248 | -0.732 | [6 empty] | DEER:Indoor_Non-CFL_Ltg | Annual
Any | SWLG011J | Nrs | Ex | CZ11 | cWtd | SWLG011-01 | ExAnte2020 | IOU workpaper | 2019-06-26 | Fixture | 1 |  | None | 0 | 0 | 0 | 110 | 0.0224 | -1.1 | [6 empty] | DEER:Indoor_Non-CFL_Ltg | Annual
Any | SWLG011J | Nrs | Ex | CZ12 | cWtd | SWLG011-01 | ExAnte2020 | IOU workpaper | 2019-06-26 | Fixture | 1 |  | None | 0 | 0 | 0 | 109 | 0.0222 | -1.15 | [6 empty] | DEER:Indoor_Non-CFL_Ltg | Annual
Any | SWLG011J | Nrs | Ex | CZ13 | cWtd | SWLG011-01 | ExAnte2020 | IOU workpaper | 2019-06-26 | Fixture | 1 |  | None | 0 | 0 | 0 | 111 | 0.0222 | -1.04 | [6 empty] | DEER:Indoor_Non-CFL_Ltg | Annual
Any | SWLG011J | Nrs | Ex | CZ14 | cWtd | SWLG011-01 | ExAnte2020 | IOU workpaper | 2019-06-26 | Fixture | 1 |  | None | 0 | 0 | 0 | 113 | 0.0231 | -0.971 | [6 empty] | DEER:Indoor_Non-CFL_Ltg | Annual
Any | SWLG011J | Nrs | Ex | CZ15 | cWtd | SWLG011-01 | ExAnte2020 | IOU workpaper | 2019-06-26 | Fixture | 1 |  | None | 0 | 0 | 0 | 122 | 0.024 | -0.352 | [6 empty] | DEER:Indoor_Non-CFL_Ltg | Annual
Any | SWLG011J | Nrs | Ex | CZ16 | cWtd | SWLG011-01 | ExAnte2020 | IOU workpaper | 2019-06-26 | Fixture | 1 |  | None | 0 | 0 | 0 | 104 | 0.0219 | -1.64 | [6 empty] | DEER:Indoor_Non-CFL_Ltg | Annual
Any | SWLG011J | OfL | Ex | CZ01 | cWtd | SWLG011-01 | ExAnte2020 | IOU workpaper | 2019-06-26 | Fixture | 1 |  | None | 0 | 0 | 0 | 72.1 | 0.0107 | -0.347 | [6 empty] | DEER:Indoor_Non-CFL_Ltg | Annual
Any | SWLG011J | OfL | Ex | CZ02 | cWtd | SWLG011-01 | ExAnte2020 | IOU workpaper | 2019-06-26 | Fixture | 1 |  | None | 0 | 0 | 0 | 75.5 | 0.0111 | -0.199 | [6 empty] | DEER:Indoor_Non-CFL_Ltg | Annual
Any | SWLG011J | OfL | Ex | CZ03 | cWtd | SWLG011-01 | ExAnte2020 | IOU workpaper | 2019-06-26 | Fixture | 1 |  | None | 0 | 0 | 0 | 74.8 | 0.011 | -0.175 | [6 empty] | DEER:Indoor_Non-CFL_Ltg | Annual
Any | SWLG011J | OfL | Ex | CZ04 | cWtd | SWLG011-01 | ExAnte2020 | IOU workpaper | 2019-06-26 | Fixture | 1 |  | None | 0 | 0 | 0 | 75.5 | 0.0114 | -0.175 | [6 empty] | DEER:Indoor_Non-CFL_Ltg | Annual
Any | SWLG011J | OfL | Ex | CZ05 | cWtd | SWLG011-01 | ExAnte2020 | IOU workpaper | 2019-06-26 | Fixture | 1 |  | None | 0 | 0 | 0 | 75.5 | 0.0108 | -0.148 | [6 empty] | DEER:Indoor_Non-CFL_Ltg | Annual
Any | SWLG011J | OfL | Ex | CZ06 | cWtd | SWLG011-01 | ExAnte2020 | IOU workpaper | 2019-06-26 | Fixture | 1 |  | None | 0 | 0 | 0 | 80.2 | 0.0112 | -0.0502 | [6 empty] | DEER:Indoor_Non-CFL_Ltg | Annual
Any | SWLG011J | OfL | Ex | CZ07 | cWtd | SWLG011-01 | ExAnte2020 | IOU workpaper | 2019-06-26 | Fixture | 1 |  | None | 0 | 0 | 0 | 79.5 | 0.0111 | -0.00378 | [6 empty] | DEER:Indoor_Non-CFL_Ltg | Annual
Any | SWLG011J | OfL | Ex | CZ08 | cWtd | SWLG011-01 | ExAnte2020 | IOU workpaper | 2019-06-26 | Fixture | 1 |  | None | 0 | 0 | 0 | 80.2 | 0.0111 | -0.0377 | [6 empty] | DEER:Indoor_Non-CFL_Ltg | Annual
Any | SWLG011J | OfL | Ex | CZ09 | cWtd | SWLG011-01 | ExAnte2020 | IOU workpaper | 2019-06-26 | Fixture | 1 |  | None | 0 | 0 | 0 | 79.5 | 0.0118 | -0.0734 | [6 empty] | DEER:Indoor_Non-CFL_Ltg | Annual
Any | SWLG011J | OfL | Ex | CZ10 | cWtd | SWLG011-01 | ExAnte2020 | IOU workpaper | 2019-06-26 | Fixture | 1 |  | None | 0 | 0 | 0 | 80.9 | 0.0119 | -0.0424 | [6 empty] | DEER:Indoor_Non-CFL_Ltg | Annual
Any | SWLG011J | OfL | Ex | CZ11 | cWtd | SWLG011-01 | ExAnte2020 | IOU workpaper | 2019-06-26 | Fixture | 1 |  | None | 0 | 0 | 0 | 76.1 | 0.0116 | -0.218 | [6 empty] | DEER:Indoor_Non-CFL_Ltg | Annual
Any | SWLG011J | OfL | Ex | CZ12 | cWtd | SWLG011-01 | ExAnte2020 | IOU workpaper | 2019-06-26 | Fixture | 1 |  | None | 0 | 0 | 0 | 76.1 | 0.0123 | -0.203 | [6 empty] | DEER:Indoor_Non-CFL_Ltg | Annual
Any | SWLG011J | OfL | Ex | CZ13 | cWtd | SWLG011-01 | ExAnte2020 | IOU workpaper | 2019-06-26 | Fixture | 1 |  | None | 0 | 0 | 0 | 76.8 | 0.0121 | -0.189 | [6 empty] | DEER:Indoor_Non-CFL_Ltg | Annual
Any | SWLG011J | OfL | Ex | CZ14 | cWtd | SWLG011-01 | ExAnte2020 | IOU workpaper | 2019-06-26 | Fixture | 1 |  | None | 0 | 0 | 0 | 78.9 | 0.0116 | -0.186 | [6 empty] | DEER:Indoor_Non-CFL_Ltg | Annual
Any | SWLG011J | OfL | Ex | CZ15 | cWtd | SWLG011-01 | ExAnte2020 | IOU workpaper | 2019-06-26 | Fixture | 1 |  | None | 0 | 0 | 0 | 82.3 | 0.0126 | -0.0107 | [6 empty] | DEER:Indoor_Non-CFL_Ltg | Annual
Any | SWLG011J | OfL | Ex | CZ16 | cWtd | SWLG011-01 | ExAnte2020 | IOU workpaper | 2019-06-26 | Fixture | 1 |  | None | 0 | 0 | 0 | 74.1 | 0.0112 | -0.555 | [6 empty] | DEER:Indoor_Non-CFL_Ltg | Annual
Any | SWLG011J | OfS | Ex | CZ01 | cWtd | SWLG011-01 | ExAnte2020 | IOU workpaper | 2019-06-26 | Fixture | 1 |  | None | 0 | 0 | 0 | 53 | 0.0089 | -0.435 | [6 empty] | DEER:Indoor_Non-CFL_Ltg | Annual
Any | SWLG011J | OfS | Ex | CZ02 | cWtd | SWLG011-01 | ExAnte2020 | IOU workpaper | 2019-06-26 | Fixture | 1 |  | None | 0 | 0 | 0 | 57.5 | 0.00971 | -0.269 | [6 empty] | DEER:Indoor_Non-CFL_Ltg | Annual
Any | SWLG011J | OfS | Ex | CZ03 | cWtd | SWLG011-01 | ExAnte2020 | IOU workpaper | 2019-06-26 | Fixture | 1 |  | None | 0 | 0 | 0 | 56.4 | 0.00931 | -0.255 | [6 empty] | DEER:Indoor_Non-CFL_Ltg | Annual
Any | SWLG011J | OfS | Ex | CZ04 | cWtd | SWLG011-01 | ExAnte2020 | IOU workpaper | 2019-06-26 | Fixture | 1 |  | None | 0 | 0 | 0 | 58.1 | 0.00939 | -0.221 | [6 empty] | DEER:Indoor_Non-CFL_Ltg | Annual
Any | SWLG011J | OfS | Ex | CZ05 | cWtd | SWLG011-01 | ExAnte2020 | IOU workpaper | 2019-06-26 | Fixture | 1 |  | None | 0 | 0 | 0 | 57 | 0.00906 | -0.221 | [6 empty] | DEER:Indoor_Non-CFL_Ltg | Annual
Any | SWLG011J | OfS | Ex | CZ06 | cWtd | SWLG011-01 | ExAnte2020 | IOU workpaper | 2019-06-26 | Fixture | 1 |  | None | 0 | 0 | 0 | 61.4 | 0.00963 | -0.096 | [6 empty] | DEER:Indoor_Non-CFL_Ltg | Annual
Any | SWLG011J | OfS | Ex | CZ07 | cWtd | SWLG011-01 | ExAnte2020 | IOU workpaper | 2019-06-26 | Fixture | 1 |  | None | 0 | 0 | 0 | 60.9 | 0.00931 | -0.0564 | [6 empty] | DEER:Indoor_Non-CFL_Ltg | Annual
Any | SWLG011J | OfS | Ex | CZ08 | cWtd | SWLG011-01 | ExAnte2020 | IOU workpaper | 2019-06-26 | Fixture | 1 |  | None | 0 | 0 | 0 | 62 | 0.00963 | -0.0972 | [6 empty] | DEER:Indoor_Non-CFL_Ltg | Annual
Any | SWLG011J | OfS | Ex | CZ09 | cWtd | SWLG011-01 | ExAnte2020 | IOU workpaper | 2019-06-26 | Fixture | 1 |  | None | 0 | 0 | 0 | 61.4 | 0.00995 | -0.12 | [6 empty] | DEER:Indoor_Non-CFL_Ltg | Annual
Any | SWLG011J | OfS | Ex | CZ10 | cWtd | SWLG011-01 | ExAnte2020 | IOU workpaper | 2019-06-26 | Fixture | 1 |  | None | 0 | 0 | 0 | 61.4 | 0.00995 | -0.096 | [6 empty] | DEER:Indoor_Non-CFL_Ltg | Annual
Any | SWLG011J | OfS | Ex | CZ11 | cWtd | SWLG011-01 | ExAnte2020 | IOU workpaper | 2019-06-26 | Fixture | 1 |  | None | 0 | 0 | 0 | 58.1 | 0.0104 | -0.254 | [6 empty] | DEER:Indoor_Non-CFL_Ltg | Annual
Any | SWLG011J | OfS | Ex | CZ12 | cWtd | SWLG011-01 | ExAnte2020 | IOU workpaper | 2019-06-26 | Fixture | 1 |  | None | 0 | 0 | 0 | 58.1 | 0.00995 | -0.257 | [6 empty] | DEER:Indoor_Non-CFL_Ltg | Annual
Any | SWLG011J | OfS | Ex | CZ13 | cWtd | SWLG011-01 | ExAnte2020 | IOU workpaper | 2019-06-26 | Fixture | 1 |  | None | 0 | 0 | 0 | 58.6 | 0.00987 | -0.236 | [6 empty] | DEER:Indoor_Non-CFL_Ltg | Annual
Any | SWLG011J | OfS | Ex | CZ14 | cWtd | SWLG011-01 | ExAnte2020 | IOU workpaper | 2019-06-26 | Fixture | 1 |  | None | 0 | 0 | 0 | 59.8 | 0.01 | -0.193 | [6 empty] | DEER:Indoor_Non-CFL_Ltg | Annual
Any | SWLG011J | OfS | Ex | CZ15 | cWtd | SWLG011-01 | ExAnte2020 | IOU workpaper | 2019-06-26 | Fixture | 1 |  | None | 0 | 0 | 0 | 64.8 | 0.0104 | -0.0366 | [6 empty] | DEER:Indoor_Non-CFL_Ltg | Annual
Any | SWLG011J | OfS | Ex | CZ16 | cWtd | SWLG011-01 | ExAnte2020 | IOU workpaper | 2019-06-26 | Fixture | 1 |  | None | 0 | 0 | 0 | 54.7 | 0.00979 | -0.465 | [6 empty] | DEER:Indoor_Non-CFL_Ltg | Annual
Any | SWLG011J | RFF | Ex | CZ01 | cWtd | SWLG011-01 | ExAnte2020 | IOU workpaper | 2019-06-26 | Fixture | 1 |  | None | 0 | 0 | 0 | 82.5 | 0.0143 | -1.67 | [6 empty] | DEER:Indoor_Non-CFL_Ltg | Annual
Any | SWLG011J | RFF | Ex | CZ02 | cWtd | SWLG011-01 | ExAnte2020 | IOU workpaper | 2019-06-26 | Fixture | 1 |  | None | 0 | 0 | 0 | 89.9 | 0.0152 | -1.06 | [6 empty] | DEER:Indoor_Non-CFL_Ltg | Annual
Any | SWLG011J | RFF | Ex | CZ03 | cWtd | SWLG011-01 | ExAnte2020 | IOU workpaper | 2019-06-26 | Fixture | 1 |  | None | 0 | 0 | 0 | 88.1 | 0.0154 | -1.15 | [6 empty] | DEER:Indoor_Non-CFL_Ltg | Annual
Any | SWLG011J | RFF | Ex | CZ04 | cWtd | SWLG011-01 | ExAnte2020 | IOU workpaper | 2019-06-26 | Fixture | 1 |  | None | 0 | 0 | 0 | 90.8 | 0.0154 | -0.888 | [6 empty] | DEER:Indoor_Non-CFL_Ltg | Annual
Any | SWLG011J | RFF | Ex | CZ05 | cWtd | SWLG011-01 | ExAnte2020 | IOU workpaper | 2019-06-26 | Fixture | 1 |  | None | 0 | 0 | 0 | 88.1 | 0.0151 | -1.15 | [6 empty] | DEER:Indoor_Non-CFL_Ltg | Annual
Any | SWLG011J | RFF | Ex | CZ06 | cWtd | SWLG011-01 | ExAnte2020 | IOU workpaper | 2019-06-26 | Fixture | 1 |  | None | 0 | 0 | 0 | 97.2 | 0.0162 | -0.74 | [6 empty] | DEER:Indoor_Non-CFL_Ltg | Annual
Any | SWLG011J | RFF | Ex | CZ07 | cWtd | SWLG011-01 | ExAnte2020 | IOU workpaper | 2019-06-26 | Fixture | 1 |  | None | 0 | 0 | 0 | 98.1 | 0.0163 | -0.605 | [6 empty] | DEER:Indoor_Non-CFL_Ltg | Annual
Any | SWLG011J | RFF | Ex | CZ08 | cWtd | SWLG011-01 | ExAnte2020 | IOU workpaper | 2019-06-26 | Fixture | 1 |  | None | 0 | 0 | 0 | 98.1 | 0.016 | -0.618 | [6 empty] | DEER:Indoor_Non-CFL_Ltg | Annual
Any | SWLG011J | RFF | Ex | CZ09 | cWtd | SWLG011-01 | ExAnte2020 | IOU workpaper | 2019-06-26 | Fixture | 1 |  | None | 0 | 0 | 0 | 97.2 | 0.0163 | -0.735 | [6 empty] | DEER:Indoor_Non-CFL_Ltg | Annual
Any | SWLG011J | RFF | Ex | CZ10 | cWtd | SWLG011-01 | ExAnte2020 | IOU workpaper | 2019-06-26 | Fixture | 1 |  | None | 0 | 0 | 0 | 97.2 | 0.0162 | -0.739 | [6 empty] | DEER:Indoor_Non-CFL_Ltg | Annual
Any | SWLG011J | RFF | Ex | CZ11 | cWtd | SWLG011-01 | ExAnte2020 | IOU workpaper | 2019-06-26 | Fixture | 1 |  | None | 0 | 0 | 0 | 91.7 | 0.0156 | -0.892 | [6 empty] | DEER:Indoor_Non-CFL_Ltg | Annual
Any | SWLG011J | RFF | Ex | CZ12 | cWtd | SWLG011-01 | ExAnte2020 | IOU workpaper | 2019-06-26 | Fixture | 1 |  | None | 0 | 0 | 0 | 90.8 | 0.0158 | -0.912 | [6 empty] | DEER:Indoor_Non-CFL_Ltg | Annual
Any | SWLG011J | RFF | Ex | CZ13 | cWtd | SWLG011-01 | ExAnte2020 | IOU workpaper | 2019-06-26 | Fixture | 1 |  | None | 0 | 0 | 0 | 92.6 | 0.0158 | -0.836 | [6 empty] | DEER:Indoor_Non-CFL_Ltg | Annual
Any | SWLG011J | RFF | Ex | CZ14 | cWtd | SWLG011-01 | ExAnte2020 | IOU workpaper | 2019-06-26 | Fixture | 1 |  | None | 0 | 0 | 0 | 95.4 | 0.0163 | -1.03 | [6 empty] | DEER:Indoor_Non-CFL_Ltg | Annual
Any | SWLG011J | RFF | Ex | CZ15 | cWtd | SWLG011-01 | ExAnte2020 | IOU workpaper | 2019-06-26 | Fixture | 1 |  | None | 0 | 0 | 0 | 103 | 0.0166 | -0.34 | [6 empty] | DEER:Indoor_Non-CFL_Ltg | Annual
Any | SWLG011J | RFF | Ex | CZ16 | cWtd | SWLG011-01 | ExAnte2020 | IOU workpaper | 2019-06-26 | Fixture | 1 |  | None | 0 | 0 | 0 | 90.8 | 0.0158 | -1.42 | [6 empty] | DEER:Indoor_Non-CFL_Ltg | Annual
Any | SWLG011J | RSD | Ex | CZ01 | cWtd | SWLG011-01 | ExAnte2020 | IOU workpaper | 2019-06-26 | Fixture | 1 |  | None | 0 | 0 | 0 | 94.6 | 0.0206 | -1.72 | [6 empty] | DEER:Indoor_Non-CFL_Ltg | Annual
Any | SWLG011J | RSD | Ex | CZ02 | cWtd | SWLG011-01 | ExAnte2020 | IOU workpaper | 2019-06-26 | Fixture | 1 |  | None | 0 | 0 | 0 | 104 | 0.0208 | -0.883 | [6 empty] | DEER:Indoor_Non-CFL_Ltg | Annual
Any | SWLG011J | RSD | Ex | CZ03 | cWtd | SWLG011-01 | ExAnte2020 | IOU workpaper | 2019-06-26 | Fixture | 1 |  | None | 0 | 0 | 0 | 104 | 0.0208 | -0.863 | [6 empty] | DEER:Indoor_Non-CFL_Ltg | Annual
Any | SWLG011J | RSD | Ex | CZ04 | cWtd | SWLG011-01 | ExAnte2020 | IOU workpaper | 2019-06-26 | Fixture | 1 |  | None | 0 | 0 | 0 | 106 | 0.0208 | -0.655 | [6 empty] | DEER:Indoor_Non-CFL_Ltg | Annual
Any | SWLG011J | RSD | Ex | CZ05 | cWtd | SWLG011-01 | ExAnte2020 | IOU workpaper | 2019-06-26 | Fixture | 1 |  | None | 0 | 0 | 0 | 104 | 0.0206 | -0.805 | [6 empty] | DEER:Indoor_Non-CFL_Ltg | Annual
Any | SWLG011J | RSD | Ex | CZ06 | cWtd | SWLG011-01 | ExAnte2020 | IOU workpaper | 2019-06-26 | Fixture | 1 |  | None | 0 | 0 | 0 | 114 | 0.0218 | -0.34 | [6 empty] | DEER:Indoor_Non-CFL_Ltg | Annual
Any | SWLG011J | RSD | Ex | CZ07 | cWtd | SWLG011-01 | ExAnte2020 | IOU workpaper | 2019-06-26 | Fixture | 1 |  | None | 0 | 0 | 0 | 116 | 0.022 | -0.163 | [6 empty] | DEER:Indoor_Non-CFL_Ltg | Annual
Any | SWLG011J | RSD | Ex | CZ08 | cWtd | SWLG011-01 | ExAnte2020 | IOU workpaper | 2019-06-26 | Fixture | 1 |  | None | 0 | 0 | 0 | 114 | 0.0217 | -0.299 | [6 empty] | DEER:Indoor_Non-CFL_Ltg | Annual
Any | SWLG011J | RSD | Ex | CZ09 | cWtd | SWLG011-01 | ExAnte2020 | IOU workpaper | 2019-06-26 | Fixture | 1 |  | None | 0 | 0 | 0 | 112 | 0.0222 | -0.397 | [6 empty] | DEER:Indoor_Non-CFL_Ltg | Annual
Any | SWLG011J | RSD | Ex | CZ10 | cWtd | SWLG011-01 | ExAnte2020 | IOU workpaper | 2019-06-26 | Fixture | 1 |  | None | 0 | 0 | 0 | 112 | 0.022 | -0.504 | [6 empty] | DEER:Indoor_Non-CFL_Ltg | Annual
Any | SWLG011J | RSD | Ex | CZ11 | cWtd | SWLG011-01 | ExAnte2020 | IOU workpaper | 2019-06-26 | Fixture | 1 |  | None | 0 | 0 | 0 | 105 | 0.0213 | -0.825 | [6 empty] | DEER:Indoor_Non-CFL_Ltg | Annual
Any | SWLG011J | RSD | Ex | CZ12 | cWtd | SWLG011-01 | ExAnte2020 | IOU workpaper | 2019-06-26 | Fixture | 1 |  | None | 0 | 0 | 0 | 105 | 0.0209 | -0.835 | [6 empty] | DEER:Indoor_Non-CFL_Ltg | Annual
Any | SWLG011J | RSD | Ex | CZ13 | cWtd | SWLG011-01 | ExAnte2020 | IOU workpaper | 2019-06-26 | Fixture | 1 |  | None | 0 | 0 | 0 | 106 | 0.0213 | -0.788 | [6 empty] | DEER:Indoor_Non-CFL_Ltg | Annual
Any | SWLG011J | RSD | Ex | CZ14 | cWtd | SWLG011-01 | ExAnte2020 | IOU workpaper | 2019-06-26 | Fixture | 1 |  | None | 0 | 0 | 0 | 110 | 0.022 | -0.947 | [6 empty] | DEER:Indoor_Non-CFL_Ltg | Annual
Any | SWLG011J | RSD | Ex | CZ15 | cWtd | SWLG011-01 | ExAnte2020 | IOU workpaper | 2019-06-26 | Fixture | 1 |  | None | 0 | 0 | 0 | 117 | 0.0229 | -0.151 | [6 empty] | DEER:Indoor_Non-CFL_Ltg | Annual
Any | SWLG011J | RSD | Ex | CZ16 | cWtd | SWLG011-01 | ExAnte2020 | IOU workpaper | 2019-06-26 | Fixture | 1 |  | None | 0 | 0 | 0 | 104 | 0.0215 | -1.53 | [6 empty] | DEER:Indoor_Non-CFL_Ltg | Annual
Any | SWLG011J | Rt3 | Ex | CZ01 | cWtd | SWLG011-01 | ExAnte2020 | IOU workpaper | 2019-06-26 | Fixture | 1 |  | None | 0 | 0 | 0 | 143 | 0.0266 | -1.35 | [6 empty] | DEER:Indoor_Non-CFL_Ltg | Annual
Any | SWLG011J | Rt3 | Ex | CZ02 | cWtd | SWLG011-01 | ExAnte2020 | IOU workpaper | 2019-06-26 | Fixture | 1 |  | None | 0 | 0 | 0 | 152 | 0.0268 | -0.755 | [6 empty] | DEER:Indoor_Non-CFL_Ltg | Annual
Any | SWLG011J | Rt3 | Ex | CZ03 | cWtd | SWLG011-01 | ExAnte2020 | IOU workpaper | 2019-06-26 | Fixture | 1 |  | None | 0 | 0 | 0 | 152 | 0.0266 | -0.599 | [6 empty] | DEER:Indoor_Non-CFL_Ltg | Annual
Any | SWLG011J | Rt3 | Ex | CZ04 | cWtd | SWLG011-01 | ExAnte2020 | IOU workpaper | 2019-06-26 | Fixture | 1 |  | None | 0 | 0 | 0 | 155 | 0.0268 | -0.476 | [6 empty] | DEER:Indoor_Non-CFL_Ltg | Annual
Any | SWLG011J | Rt3 | Ex | CZ05 | cWtd | SWLG011-01 | ExAnte2020 | IOU workpaper | 2019-06-26 | Fixture | 1 |  | None | 0 | 0 | 0 | 154 | 0.0262 | -0.464 | [6 empty] | DEER:Indoor_Non-CFL_Ltg | Annual
Any | SWLG011J | Rt3 | Ex | CZ06 | cWtd | SWLG011-01 | ExAnte2020 | IOU workpaper | 2019-06-26 | Fixture | 1 |  | None | 0 | 0 | 0 | 164 | 0.028 | -0.132 | [6 empty] | DEER:Indoor_Non-CFL_Ltg | Annual
Any | SWLG011J | Rt3 | Ex | CZ07 | cWtd | SWLG011-01 | ExAnte2020 | IOU workpaper | 2019-06-26 | Fixture | 1 |  | None | 0 | 0 | 0 | 166 | 0.0277 | -0.0375 | [6 empty] | DEER:Indoor_Non-CFL_Ltg | Annual
Any | SWLG011J | Rt3 | Ex | CZ08 | cWtd | SWLG011-01 | ExAnte2020 | IOU workpaper | 2019-06-26 | Fixture | 1 |  | None | 0 | 0 | 0 | 164 | 0.0277 | -0.107 | [6 empty] | DEER:Indoor_Non-CFL_Ltg | Annual
Any | SWLG011J | Rt3 | Ex | CZ09 | cWtd | SWLG011-01 | ExAnte2020 | IOU workpaper | 2019-06-26 | Fixture | 1 |  | None | 0 | 0 | 0 | 161 | 0.0284 | -0.194 | [6 empty] | DEER:Indoor_Non-CFL_Ltg | Annual
Any | SWLG011J | Rt3 | Ex | CZ10 | cWtd | SWLG011-01 | ExAnte2020 | IOU workpaper | 2019-06-26 | Fixture | 1 |  | None | 0 | 0 | 0 | 163 | 0.0284 | -0.204 | [6 empty] | DEER:Indoor_Non-CFL_Ltg | Annual
Any | SWLG011J | Rt3 | Ex | CZ11 | cWtd | SWLG011-01 | ExAnte2020 | IOU workpaper | 2019-06-26 | Fixture | 1 |  | None | 0 | 0 | 0 | 154 | 0.0277 | -0.744 | [6 empty] | DEER:Indoor_Non-CFL_Ltg | Annual
Any | SWLG011J | Rt3 | Ex | CZ12 | cWtd | SWLG011-01 | ExAnte2020 | IOU workpaper | 2019-06-26 | Fixture | 1 |  | None | 0 | 0 | 0 | 154 | 0.0273 | -0.761 | [6 empty] | DEER:Indoor_Non-CFL_Ltg | Annual
Any | SWLG011J | Rt3 | Ex | CZ13 | cWtd | SWLG011-01 | ExAnte2020 | IOU workpaper | 2019-06-26 | Fixture | 1 |  | None | 0 | 0 | 0 | 155 | 0.0275 | -0.692 | [6 empty] | DEER:Indoor_Non-CFL_Ltg | Annual
Any | SWLG011J | Rt3 | Ex | CZ14 | cWtd | SWLG011-01 | ExAnte2020 | IOU workpaper | 2019-06-26 | Fixture | 1 |  | None | 0 | 0 | 0 | 158 | 0.0284 | -0.682 | [6 empty] | DEER:Indoor_Non-CFL_Ltg | Annual
Any | SWLG011J | Rt3 | Ex | CZ15 | cWtd | SWLG011-01 | ExAnte2020 | IOU workpaper | 2019-06-26 | Fixture | 1 |  | None | 0 | 0 | 0 | 169 | 0.0293 | -0.0364 | [6 empty] | DEER:Indoor_Non-CFL_Ltg | Annual
Any | SWLG011J | Rt3 | Ex | CZ16 | cWtd | SWLG011-01 | ExAnte2020 | IOU workpaper | 2019-06-26 | Fixture | 1 |  | None | 0 | 0 | 0 | 146 | 0.0273 | -1.58 | [6 empty] | DEER:Indoor_Non-CFL_Ltg | Annual
Any | SWLG011J | RtL | Ex | CZ01 | cWtd | SWLG011-01 | ExAnte2020 | IOU workpaper | 2019-06-26 | Fixture | 1 |  | None | 0 | 0 | 0 | 109 | 0.017 | -0.924 | [6 empty] | DEER:Indoor_Non-CFL_Ltg | Annual
Any | SWLG011J | RtL | Ex | CZ02 | cWtd | SWLG011-01 | ExAnte2020 | IOU workpaper | 2019-06-26 | Fixture | 1 |  | None | 0 | 0 | 0 | 115 | 0.0171 | -0.546 | [6 empty] | DEER:Indoor_Non-CFL_Ltg | Annual
Any | SWLG011J | RtL | Ex | CZ03 | cWtd | SWLG011-01 | ExAnte2020 | IOU workpaper | 2019-06-26 | Fixture | 1 |  | None | 0 | 0 | 0 | 116 | 0.0169 | -0.436 | [6 empty] | DEER:Indoor_Non-CFL_Ltg | Annual
Any | SWLG011J | RtL | Ex | CZ04 | cWtd | SWLG011-01 | ExAnte2020 | IOU workpaper | 2019-06-26 | Fixture | 1 |  | None | 0 | 0 | 0 | 117 | 0.017 | -0.361 | [6 empty] | DEER:Indoor_Non-CFL_Ltg | Annual
Any | SWLG011J | RtL | Ex | CZ05 | cWtd | SWLG011-01 | ExAnte2020 | IOU workpaper | 2019-06-26 | Fixture | 1 |  | None | 0 | 0 | 0 | 116 | 0.0166 | -0.436 | [6 empty] | DEER:Indoor_Non-CFL_Ltg | Annual
Any | SWLG011J | RtL | Ex | CZ06 | cWtd | SWLG011-01 | ExAnte2020 | IOU workpaper | 2019-06-26 | Fixture | 1 |  | None | 0 | 0 | 0 | 124 | 0.0177 | -0.186 | [6 empty] | DEER:Indoor_Non-CFL_Ltg | Annual
Any | SWLG011J | RtL | Ex | CZ07 | cWtd | SWLG011-01 | ExAnte2020 | IOU workpaper | 2019-06-26 | Fixture | 1 |  | None | 0 | 0 | 0 | 125 | 0.0177 | -0.136 | [6 empty] | DEER:Indoor_Non-CFL_Ltg | Annual
Any | SWLG011J | RtL | Ex | CZ08 | cWtd | SWLG011-01 | ExAnte2020 | IOU workpaper | 2019-06-26 | Fixture | 1 |  | None | 0 | 0 | 0 | 124 | 0.0177 | -0.159 | [6 empty] | DEER:Indoor_Non-CFL_Ltg | Annual
Any | SWLG011J | RtL | Ex | CZ09 | cWtd | SWLG011-01 | ExAnte2020 | IOU workpaper | 2019-06-26 | Fixture | 1 |  | None | 0 | 0 | 0 | 122 | 0.0181 | -0.22 | [6 empty] | DEER:Indoor_Non-CFL_Ltg | Annual
Any | SWLG011J | RtL | Ex | CZ10 | cWtd | SWLG011-01 | ExAnte2020 | IOU workpaper | 2019-06-26 | Fixture | 1 |  | None | 0 | 0 | 0 | 122 | 0.0181 | -0.216 | [6 empty] | DEER:Indoor_Non-CFL_Ltg | Annual
Any | SWLG011J | RtL | Ex | CZ11 | cWtd | SWLG011-01 | ExAnte2020 | IOU workpaper | 2019-06-26 | Fixture | 1 |  | None | 0 | 0 | 0 | 116 | 0.0176 | -0.55 | [6 empty] | DEER:Indoor_Non-CFL_Ltg | Annual
Any | SWLG011J | RtL | Ex | CZ12 | cWtd | SWLG011-01 | ExAnte2020 | IOU workpaper | 2019-06-26 | Fixture | 1 |  | None | 0 | 0 | 0 | 115 | 0.0174 | -0.532 | [6 empty] | DEER:Indoor_Non-CFL_Ltg | Annual
Any | SWLG011J | RtL | Ex | CZ13 | cWtd | SWLG011-01 | ExAnte2020 | IOU workpaper | 2019-06-26 | Fixture | 1 |  | None | 0 | 0 | 0 | 116 | 0.0174 | -0.511 | [6 empty] | DEER:Indoor_Non-CFL_Ltg | Annual
Any | SWLG011J | RtL | Ex | CZ14 | cWtd | SWLG011-01 | ExAnte2020 | IOU workpaper | 2019-06-26 | Fixture | 1 |  | None | 0 | 0 | 0 | 118 | 0.0183 | -0.536 | [6 empty] | DEER:Indoor_Non-CFL_Ltg | Annual
Any | SWLG011J | RtL | Ex | CZ15 | cWtd | SWLG011-01 | ExAnte2020 | IOU workpaper | 2019-06-26 | Fixture | 1 |  | None | 0 | 0 | 0 | 127 | 0.0187 | -0.0806 | [6 empty] | DEER:Indoor_Non-CFL_Ltg | Annual
Any | SWLG011J | RtL | Ex | CZ16 | cWtd | SWLG011-01 | ExAnte2020 | IOU workpaper | 2019-06-26 | Fixture | 1 |  | None | 0 | 0 | 0 | 111 | 0.0174 | -1.17 | [6 empty] | DEER:Indoor_Non-CFL_Ltg | Annual
Any | SWLG011J | RtS | Ex | CZ01 | cWtd | SWLG011-01 | ExAnte2020 | IOU workpaper | 2019-06-26 | Fixture | 1 |  | None | 0 | 0 | 0 | 63 | 0.0116 | -1.02 | [6 empty] | DEER:Indoor_Non-CFL_Ltg | Annual
Any | SWLG011J | RtS | Ex | CZ02 | cWtd | SWLG011-01 | ExAnte2020 | IOU workpaper | 2019-06-26 | Fixture | 1 |  | None | 0 | 0 | 0 | 68.4 | 0.012 | -0.561 | [6 empty] | DEER:Indoor_Non-CFL_Ltg | Annual
Any | SWLG011J | RtS | Ex | CZ03 | cWtd | SWLG011-01 | ExAnte2020 | IOU workpaper | 2019-06-26 | Fixture | 1 |  | None | 0 | 0 | 0 | 67.7 | 0.012 | -0.602 | [6 empty] | DEER:Indoor_Non-CFL_Ltg | Annual
Any | SWLG011J | RtS | Ex | CZ04 | cWtd | SWLG011-01 | ExAnte2020 | IOU workpaper | 2019-06-26 | Fixture | 1 |  | None | 0 | 0 | 0 | 69 | 0.012 | -0.471 | [6 empty] | DEER:Indoor_Non-CFL_Ltg | Annual
Any | SWLG011J | RtS | Ex | CZ05 | cWtd | SWLG011-01 | ExAnte2020 | IOU workpaper | 2019-06-26 | Fixture | 1 |  | None | 0 | 0 | 0 | 68.4 | 0.0118 | -0.546 | [6 empty] | DEER:Indoor_Non-CFL_Ltg | Annual
Any | SWLG011J | RtS | Ex | CZ06 | cWtd | SWLG011-01 | ExAnte2020 | IOU workpaper | 2019-06-26 | Fixture | 1 |  | None | 0 | 0 | 0 | 73 | 0.0124 | -0.272 | [6 empty] | DEER:Indoor_Non-CFL_Ltg | Annual
Any | SWLG011J | RtS | Ex | CZ07 | cWtd | SWLG011-01 | ExAnte2020 | IOU workpaper | 2019-06-26 | Fixture | 1 |  | None | 0 | 0 | 0 | 74.3 | 0.0124 | -0.202 | [6 empty] | DEER:Indoor_Non-CFL_Ltg | Annual
Any | SWLG011J | RtS | Ex | CZ08 | cWtd | SWLG011-01 | ExAnte2020 | IOU workpaper | 2019-06-26 | Fixture | 1 |  | None | 0 | 0 | 0 | 73.7 | 0.0123 | -0.23 | [6 empty] | DEER:Indoor_Non-CFL_Ltg | Annual
Any | SWLG011J | RtS | Ex | CZ09 | cWtd | SWLG011-01 | ExAnte2020 | IOU workpaper | 2019-06-26 | Fixture | 1 |  | None | 0 | 0 | 0 | 73 | 0.0126 | -0.301 | [6 empty] | DEER:Indoor_Non-CFL_Ltg | Annual
Any | SWLG011J | RtS | Ex | CZ10 | cWtd | SWLG011-01 | ExAnte2020 | IOU workpaper | 2019-06-26 | Fixture | 1 |  | None | 0 | 0 | 0 | 73.7 | 0.0126 | -0.287 | [6 empty] | DEER:Indoor_Non-CFL_Ltg | Annual
Any | SWLG011J | RtS | Ex | CZ11 | cWtd | SWLG011-01 | ExAnte2020 | IOU workpaper | 2019-06-26 | Fixture | 1 |  | None | 0 | 0 | 0 | 69 | 0.0122 | -0.528 | [6 empty] | DEER:Indoor_Non-CFL_Ltg | Annual
Any | SWLG011J | RtS | Ex | CZ12 | cWtd | SWLG011-01 | ExAnte2020 | IOU workpaper | 2019-06-26 | Fixture | 1 |  | None | 0 | 0 | 0 | 69 | 0.0122 | -0.532 | [6 empty] | DEER:Indoor_Non-CFL_Ltg | Annual
Any | SWLG011J | RtS | Ex | CZ13 | cWtd | SWLG011-01 | ExAnte2020 | IOU workpaper | 2019-06-26 | Fixture | 1 |  | None | 0 | 0 | 0 | 69 | 0.0122 | -0.503 | [6 empty] | DEER:Indoor_Non-CFL_Ltg | Annual
Any | SWLG011J | RtS | Ex | CZ14 | cWtd | SWLG011-01 | ExAnte2020 | IOU workpaper | 2019-06-26 | Fixture | 1 |  | None | 0 | 0 | 0 | 71 | 0.0127 | -0.483 | [6 empty] | DEER:Indoor_Non-CFL_Ltg | Annual
Any | SWLG011J | RtS | Ex | CZ15 | cWtd | SWLG011-01 | ExAnte2020 | IOU workpaper | 2019-06-26 | Fixture | 1 |  | None | 0 | 0 | 0 | 77 | 0.0128 | -0.111 | [6 empty] | DEER:Indoor_Non-CFL_Ltg | Annual
Any | SWLG011J | RtS | Ex | CZ16 | cWtd | SWLG011-01 | ExAnte2020 | IOU workpaper | 2019-06-26 | Fixture | 1 |  | None | 0 | 0 | 0 | 65.7 | 0.0123 | -0.796 | [6 empty] | DEER:Indoor_Non-CFL_Ltg | Annual
Any | SWLG011J | SCn | Ex | CZ01 | cWtd | SWLG011-01 | ExAnte2020 | IOU workpaper | 2019-06-26 | Fixture | 1 |  | None | 0 | 0 | 0 | 47.4 | 0.00572 | -1.13 | [6 empty] | DEER:Indoor_Non-CFL_Ltg | Annual
Any | SWLG011J | SCn | Ex | CZ02 | cWtd | SWLG011-01 | ExAnte2020 | IOU workpaper | 2019-06-26 | Fixture | 1 |  | None | 0 | 0 | 0 | 55.4 | 0.00722 | -0.738 | [6 empty] | DEER:Indoor_Non-CFL_Ltg | Annual
Any | SWLG011J | SCn | Ex | CZ03 | cWtd | SWLG011-01 | ExAnte2020 | IOU workpaper | 2019-06-26 | Fixture | 1 |  | None | 0 | 0 | 0 | 51.7 | 0.00722 | -0.929 | [6 empty] | DEER:Indoor_Non-CFL_Ltg | Annual
Any | SWLG011J | SCn | Ex | CZ04 | cWtd | SWLG011-01 | ExAnte2020 | IOU workpaper | 2019-06-26 | Fixture | 1 |  | None | 0 | 0 | 0 | 57.2 | 0.00727 | -0.757 | [6 empty] | DEER:Indoor_Non-CFL_Ltg | Annual
Any | SWLG011J | SCn | Ex | CZ05 | cWtd | SWLG011-01 | ExAnte2020 | IOU workpaper | 2019-06-26 | Fixture | 1 |  | None | 0 | 0 | 0 | 54.7 | 0.00647 | -1.04 | [6 empty] | DEER:Indoor_Non-CFL_Ltg | Annual
Any | SWLG011J | SCn | Ex | CZ06 | cWtd | SWLG011-01 | ExAnte2020 | IOU workpaper | 2019-06-26 | Fixture | 1 |  | None | 0 | 0 | 0 | 59.7 | 0.00756 | -0.544 | [6 empty] | DEER:Indoor_Non-CFL_Ltg | Annual
Any | SWLG011J | SCn | Ex | CZ07 | cWtd | SWLG011-01 | ExAnte2020 | IOU workpaper | 2019-06-26 | Fixture | 1 |  | None | 0 | 0 | 0 | 60.3 | 0.00774 | -0.52 | [6 empty] | DEER:Indoor_Non-CFL_Ltg | Annual
Any | SWLG011J | SCn | Ex | CZ08 | cWtd | SWLG011-01 | ExAnte2020 | IOU workpaper | 2019-06-26 | Fixture | 1 |  | None | 0 | 0 | 0 | 62.7 | 0.00727 | -0.465 | [6 empty] | DEER:Indoor_Non-CFL_Ltg | Annual
Any | SWLG011J | SCn | Ex | CZ09 | cWtd | SWLG011-01 | ExAnte2020 | IOU workpaper | 2019-06-26 | Fixture | 1 |  | None | 0 | 0 | 0 | 61.5 | 0.00745 | -0.56 | [6 empty] | DEER:Indoor_Non-CFL_Ltg | Annual
Any | SWLG011J | SCn | Ex | CZ10 | cWtd | SWLG011-01 | ExAnte2020 | IOU workpaper | 2019-06-26 | Fixture | 1 |  | None | 0 | 0 | 0 | 60.3 | 0.00739 | -0.621 | [6 empty] | DEER:Indoor_Non-CFL_Ltg | Annual
Any | SWLG011J | SCn | Ex | CZ11 | cWtd | SWLG011-01 | ExAnte2020 | IOU workpaper | 2019-06-26 | Fixture | 1 |  | None | 0 | 0 | 0 | 57.8 | 0.00704 | -0.677 | [6 empty] | DEER:Indoor_Non-CFL_Ltg | Annual
Any | SWLG011J | SCn | Ex | CZ12 | cWtd | SWLG011-01 | ExAnte2020 | IOU workpaper | 2019-06-26 | Fixture | 1 |  | None | 0 | 0 | 0 | 58.4 | 0.0071 | -0.67 | [6 empty] | DEER:Indoor_Non-CFL_Ltg | Annual
Any | SWLG011J | SCn | Ex | CZ13 | cWtd | SWLG011-01 | ExAnte2020 | IOU workpaper | 2019-06-26 | Fixture | 1 |  | None | 0 | 0 | 0 | 59.7 | 0.00699 | -0.582 | [6 empty] | DEER:Indoor_Non-CFL_Ltg | Annual
Any | SWLG011J | SCn | Ex | CZ14 | cWtd | SWLG011-01 | ExAnte2020 | IOU workpaper | 2019-06-26 | Fixture | 1 |  | None | 0 | 0 | 0 | 60.9 | 0.00739 | -0.658 | [6 empty] | DEER:Indoor_Non-CFL_Ltg | Annual
Any | SWLG011J | SCn | Ex | CZ15 | cWtd | SWLG011-01 | ExAnte2020 | IOU workpaper | 2019-06-26 | Fixture | 1 |  | None | 0 | 0 | 0 | 65.8 | 0.00774 | -0.33 | [6 empty] | DEER:Indoor_Non-CFL_Ltg | Annual
Any | SWLG011J | SCn | Ex | CZ16 | cWtd | SWLG011-01 | ExAnte2020 | IOU workpaper | 2019-06-26 | Fixture | 1 |  | None | 0 | 0 | 0 | 56.6 | 0.00762 | -0.873 | [6 empty] | DEER:Indoor_Non-CFL_Ltg | Annual
Any | SWLG011J | SUn | Ex | CZ01 | cWtd | SWLG011-01 | ExAnte2020 | IOU workpaper | 2019-06-26 | Fixture | 1 |  | None | 0 | 0 | 0 | 58 | 0.0082 | 0 | [6 empty] | DEER:Indoor_Non-CFL_Ltg | Annual
Any | SWLG011J | SUn | Ex | CZ02 | cWtd | SWLG011-01 | ExAnte2020 | IOU workpaper | 2019-06-26 | Fixture | 1 |  | None | 0 | 0 | 0 | 58 | 0.0082 | 0 | [6 empty] | DEER:Indoor_Non-CFL_Ltg | Annual
Any | SWLG011J | SUn | Ex | CZ03 | cWtd | SWLG011-01 | ExAnte2020 | IOU workpaper | 2019-06-26 | Fixture | 1 |  | None | 0 | 0 | 0 | 58 | 0.0082 | 0 | [6 empty] | DEER:Indoor_Non-CFL_Ltg | Annual
Any | SWLG011J | SUn | Ex | CZ04 | cWtd | SWLG011-01 | ExAnte2020 | IOU workpaper | 2019-06-26 | Fixture | 1 |  | None | 0 | 0 | 0 | 58 | 0.0082 | 0 | [6 empty] | DEER:Indoor_Non-CFL_Ltg | Annual
Any | SWLG011J | SUn | Ex | CZ05 | cWtd | SWLG011-01 | ExAnte2020 | IOU workpaper | 2019-06-26 | Fixture | 1 |  | None | 0 | 0 | 0 | 58 | 0.0082 | 0 | [6 empty] | DEER:Indoor_Non-CFL_Ltg | Annual
Any | SWLG011J | SUn | Ex | CZ06 | cWtd | SWLG011-01 | ExAnte2020 | IOU workpaper | 2019-06-26 | Fixture | 1 |  | None | 0 | 0 | 0 | 58 | 0.0082 | 0 | [6 empty] | DEER:Indoor_Non-CFL_Ltg | Annual
Any | SWLG011J | SUn | Ex | CZ07 | cWtd | SWLG011-01 | ExAnte2020 | IOU workpaper | 2019-06-26 | Fixture | 1 |  | None | 0 | 0 | 0 | 58 | 0.0082 | 0 | [6 empty] | DEER:Indoor_Non-CFL_Ltg | Annual
Any | SWLG011J | SUn | Ex | CZ08 | cWtd | SWLG011-01 | ExAnte2020 | IOU workpaper | 2019-06-26 | Fixture | 1 |  | None | 0 | 0 | 0 | 58 | 0.0082 | 0 | [6 empty] | DEER:Indoor_Non-CFL_Ltg | Annual
Any | SWLG011J | SUn | Ex | CZ09 | cWtd | SWLG011-01 | ExAnte2020 | IOU workpaper | 2019-06-26 | Fixture | 1 |  | None | 0 | 0 | 0 | 58 | 0.0082 | 0 | [6 empty] | DEER:Indoor_Non-CFL_Ltg | Annual
Any | SWLG011J | SUn | Ex | CZ10 | cWtd | SWLG011-01 | ExAnte2020 | IOU workpaper | 2019-06-26 | Fixture | 1 |  | None | 0 | 0 | 0 | 58 | 0.0082 | 0 | [6 empty] | DEER:Indoor_Non-CFL_Ltg | Annual
Any | SWLG011J | SUn | Ex | CZ11 | cWtd | SWLG011-01 | ExAnte2020 | IOU workpaper | 2019-06-26 | Fixture | 1 |  | None | 0 | 0 | 0 | 58 | 0.0082 | 0 | [6 empty] | DEER:Indoor_Non-CFL_Ltg | Annual
Any | SWLG011J | SUn | Ex | CZ12 | cWtd | SWLG011-01 | ExAnte2020 | IOU workpaper | 2019-06-26 | Fixture | 1 |  | None | 0 | 0 | 0 | 58 | 0.0082 | 0 | [6 empty] | DEER:Indoor_Non-CFL_Ltg | Annual
Any | SWLG011J | SUn | Ex | CZ13 | cWtd | SWLG011-01 | ExAnte2020 | IOU workpaper | 2019-06-26 | Fixture | 1 |  | None | 0 | 0 | 0 | 58 | 0.0082 | 0 | [6 empty] | DEER:Indoor_Non-CFL_Ltg | Annual
Any | SWLG011J | SUn | Ex | CZ14 | cWtd | SWLG011-01 | ExAnte2020 | IOU workpaper | 2019-06-26 | Fixture | 1 |  | None | 0 | 0 | 0 | 58 | 0.0082 | 0 | [6 empty] | DEER:Indoor_Non-CFL_Ltg | Annual
Any | SWLG011J | SUn | Ex | CZ15 | cWtd | SWLG011-01 | ExAnte2020 | IOU workpaper | 2019-06-26 | Fixture | 1 |  | None | 0 | 0 | 0 | 58 | 0.0082 | 0 | [6 empty] | DEER:Indoor_Non-CFL_Ltg | Annual
Any | SWLG011J | SUn | Ex | CZ16 | cWtd | SWLG011-01 | ExAnte2020 | IOU workpaper | 2019-06-26 | Fixture | 1 |  | None | 0 | 0 | 0 | 58 | 0.0082 | 0 | [6 empty] | DEER:Indoor_Non-CFL_Ltg | Annual
Any | SWLG011J | WRf | Ex | CZ01 | cWtd | SWLG011-01 | ExAnte2020 | IOU workpaper | 2019-06-26 | Fixture | 1 |  | None | 0 | 0 | 0 | 164 | 0.0178 | 0 | [6 empty] | DEER:Indoor_Non-CFL_Ltg | Annual
Any | SWLG011J | WRf | Ex | CZ02 | cWtd | SWLG011-01 | ExAnte2020 | IOU workpaper | 2019-06-26 | Fixture | 1 |  | None | 0 | 0 | 0 | 165 | 0.018 | 0 | [6 empty] | DEER:Indoor_Non-CFL_Ltg | Annual
Any | SWLG011J | WRf | Ex | CZ03 | cWtd | SWLG011-01 | ExAnte2020 | IOU workpaper | 2019-06-26 | Fixture | 1 |  | None | 0 | 0 | 0 | 161 | 0.018 | 0 | [6 empty] | DEER:Indoor_Non-CFL_Ltg | Annual
Any | SWLG011J | WRf | Ex | CZ04 | cWtd | SWLG011-01 | ExAnte2020 | IOU workpaper | 2019-06-26 | Fixture | 1 |  | None | 0 | 0 | 0 | 164 | 0.0178 | 0 | [6 empty] | DEER:Indoor_Non-CFL_Ltg | Annual
Any | SWLG011J | WRf | Ex | CZ05 | cWtd | SWLG011-01 | ExAnte2020 | IOU workpaper | 2019-06-26 | Fixture | 1 |  | None | 0 | 0 | 0 | 160 | 0.0178 | 0 | [6 empty] | DEER:Indoor_Non-CFL_Ltg | Annual
Any | SWLG011J | WRf | Ex | CZ06 | cWtd | SWLG011-01 | ExAnte2020 | IOU workpaper | 2019-06-26 | Fixture | 1 |  | None | 0 | 0 | 0 | 165 | 0.0178 | 0 | [6 empty] | DEER:Indoor_Non-CFL_Ltg | Annual
Any | SWLG011J | WRf | Ex | CZ07 | cWtd | SWLG011-01 | ExAnte2020 | IOU workpaper | 2019-06-26 | Fixture | 1 |  | None | 0 | 0 | 0 | 164 | 0.018 | 0 | [6 empty] | DEER:Indoor_Non-CFL_Ltg | Annual
Any | SWLG011J | WRf | Ex | CZ08 | cWtd | SWLG011-01 | ExAnte2020 | IOU workpaper | 2019-06-26 | Fixture | 1 |  | None | 0 | 0 | 0 | 164 | 0.0205 | 0 | [6 empty] | DEER:Indoor_Non-CFL_Ltg | Annual
Any | SWLG011J | WRf | Ex | CZ09 | cWtd | SWLG011-01 | ExAnte2020 | IOU workpaper | 2019-06-26 | Fixture | 1 |  | None | 0 | 0 | 0 | 164 | 0.0184 | 0 | [6 empty] | DEER:Indoor_Non-CFL_Ltg | Annual
Any | SWLG011J | WRf | Ex | CZ10 | cWtd | SWLG011-01 | ExAnte2020 | IOU workpaper | 2019-06-26 | Fixture | 1 |  | None | 0 | 0 | 0 | 161 | 0.018 | 0 | [6 empty] | DEER:Indoor_Non-CFL_Ltg | Annual
Any | SWLG011J | WRf | Ex | CZ11 | cWtd | SWLG011-01 | ExAnte2020 | IOU workpaper | 2019-06-26 | Fixture | 1 |  | None | 0 | 0 | 0 | 165 | 0.0178 | 0 | [6 empty] | DEER:Indoor_Non-CFL_Ltg | Annual
Any | SWLG011J | WRf | Ex | CZ12 | cWtd | SWLG011-01 | ExAnte2020 | IOU workpaper | 2019-06-26 | Fixture | 1 |  | None | 0 | 0 | 0 | 164 | 0.0182 | 0 | [6 empty] | DEER:Indoor_Non-CFL_Ltg | Annual
Any | SWLG011J | WRf | Ex | CZ13 | cWtd | SWLG011-01 | ExAnte2020 | IOU workpaper | 2019-06-26 | Fixture | 1 |  | None | 0 | 0 | 0 | 166 | 0.0178 | 0 | [6 empty] | DEER:Indoor_Non-CFL_Ltg | Annual
Any | SWLG011J | WRf | Ex | CZ14 | cWtd | SWLG011-01 | ExAnte2020 | IOU workpaper | 2019-06-26 | Fixture | 1 |  | None | 0 | 0 | 0 | 164 | 0.018 | 0 | [6 empty] | DEER:Indoor_Non-CFL_Ltg | Annual
Any | SWLG011J | WRf | Ex | CZ15 | cWtd | SWLG011-01 | ExAnte2020 | IOU workpaper | 2019-06-26 | Fixture | 1 |  | None | 0 | 0 | 0 | 165 | 0.0181 | 0 | [6 empty] | DEER:Indoor_Non-CFL_Ltg | Annual
Any | SWLG011J | WRf | Ex | CZ16 | cWtd | SWLG011-01 | ExAnte2020 | IOU workpaper | 2019-06-26 | Fixture | 1 |  | None | 0 | 0 | 0 | 165 | 0.0177 | 0 | [6 empty] | DEER:Indoor_Non-CFL_Ltg | Annual
Any | SWLG011K | Asm | Ex | CZ01 | cWtd | SWLG011-01 | ExAnte2020 | IOU workpaper | 2019-06-26 | Fixture | 1 |  | None | 0 | 0 | 0 | 72.9 | 0.0329 | -1.8 | [6 empty] | DEER:Indoor_Non-CFL_Ltg | Annual
Any | SWLG011K | Asm | Ex | CZ02 | cWtd | SWLG011-01 | ExAnte2020 | IOU workpaper | 2019-06-26 | Fixture | 1 |  | None | 0 | 0 | 0 | 80 | 0.0332 | -1.01 | [6 empty] | DEER:Indoor_Non-CFL_Ltg | Annual
Any | SWLG011K | Asm | Ex | CZ03 | cWtd | SWLG011-01 | ExAnte2020 | IOU workpaper | 2019-06-26 | Fixture | 1 |  | None | 0 | 0 | 0 | 79.2 | 0.0332 | -1.18 | [6 empty] | DEER:Indoor_Non-CFL_Ltg | Annual
Any | SWLG011K | Asm | Ex | CZ04 | cWtd | SWLG011-01 | ExAnte2020 | IOU workpaper | 2019-06-26 | Fixture | 1 |  | None | 0 | 0 | 0 | 81.6 | 0.0332 | -0.87 | [6 empty] | DEER:Indoor_Non-CFL_Ltg | Annual
Any | SWLG011K | Asm | Ex | CZ05 | cWtd | SWLG011-01 | ExAnte2020 | IOU workpaper | 2019-06-26 | Fixture | 1 |  | None | 0 | 0 | 0 | 79.2 | 0.0329 | -1.11 | [6 empty] | DEER:Indoor_Non-CFL_Ltg | Annual
Any | SWLG011K | Asm | Ex | CZ06 | cWtd | SWLG011-01 | ExAnte2020 | IOU workpaper | 2019-06-26 | Fixture | 1 |  | None | 0 | 0 | 0 | 86.3 | 0.0352 | -0.659 | [6 empty] | DEER:Indoor_Non-CFL_Ltg | Annual
Any | SWLG011K | Asm | Ex | CZ07 | cWtd | SWLG011-01 | ExAnte2020 | IOU workpaper | 2019-06-26 | Fixture | 1 |  | None | 0 | 0 | 0 | 87.8 | 0.036 | -0.622 | [6 empty] | DEER:Indoor_Non-CFL_Ltg | Annual
Any | SWLG011K | Asm | Ex | CZ08 | cWtd | SWLG011-01 | ExAnte2020 | IOU workpaper | 2019-06-26 | Fixture | 1 |  | None | 0 | 0 | 0 | 87.8 | 0.0349 | -0.512 | [6 empty] | DEER:Indoor_Non-CFL_Ltg | Annual
Any | SWLG011K | Asm | Ex | CZ09 | cWtd | SWLG011-01 | ExAnte2020 | IOU workpaper | 2019-06-26 | Fixture | 1 |  | None | 0 | 0 | 0 | 86.3 | 0.0358 | -0.597 | [6 empty] | DEER:Indoor_Non-CFL_Ltg | Annual
Any | SWLG011K | Asm | Ex | CZ10 | cWtd | SWLG011-01 | ExAnte2020 | IOU workpaper | 2019-06-26 | Fixture | 1 |  | None | 0 | 0 | 0 | 87 | 0.036 | -0.567 | [6 empty] | DEER:Indoor_Non-CFL_Ltg | Annual
Any | SWLG011K | Asm | Ex | CZ11 | cWtd | SWLG011-01 | ExAnte2020 | IOU workpaper | 2019-06-26 | Fixture | 1 |  | None | 0 | 0 | 0 | 81.6 | 0.034 | -0.847 | [6 empty] | DEER:Indoor_Non-CFL_Ltg | Annual
Any | SWLG011K | Asm | Ex | CZ12 | cWtd | SWLG011-01 | ExAnte2020 | IOU workpaper | 2019-06-26 | Fixture | 1 |  | None | 0 | 0 | 0 | 81.6 | 0.0337 | -0.902 | [6 empty] | DEER:Indoor_Non-CFL_Ltg | Annual
Any | SWLG011K | Asm | Ex | CZ13 | cWtd | SWLG011-01 | ExAnte2020 | IOU workpaper | 2019-06-26 | Fixture | 1 |  | None | 0 | 0 | 0 | 81.6 | 0.034 | -0.816 | [6 empty] | DEER:Indoor_Non-CFL_Ltg | Annual
Any | SWLG011K | Asm | Ex | CZ14 | cWtd | SWLG011-01 | ExAnte2020 | IOU workpaper | 2019-06-26 | Fixture | 1 |  | None | 0 | 0 | 0 | 83.9 | 0.0352 | -0.808 | [6 empty] | DEER:Indoor_Non-CFL_Ltg | Annual
Any | SWLG011K | Asm | Ex | CZ15 | cWtd | SWLG011-01 | ExAnte2020 | IOU workpaper | 2019-06-26 | Fixture | 1 |  | None | 0 | 0 | 0 | 90.2 | 0.0352 | -0.285 | [6 empty] | DEER:Indoor_Non-CFL_Ltg | Annual
Any | SWLG011K | Asm | Ex | CZ16 | cWtd | SWLG011-01 | ExAnte2020 | IOU workpaper | 2019-06-26 | Fixture | 1 |  | None | 0 | 0 | 0 | 77.6 | 0.0343 | -1.29 | [6 empty] | DEER:Indoor_Non-CFL_Ltg | Annual
Any | SWLG011K | Com | Ex | CZ01 | cWtd | SWLG011-01 | ExAnte2020 | IOU workpaper | 2019-06-26 | Fixture | 1 |  | None | 0 | 0 | 0 | 135 | 0.0229 | -2.03 | [6 empty] | DEER:Indoor_Non-CFL_Ltg | Annual
Any | SWLG011K | Com | Ex | CZ02 | cWtd | SWLG011-01 | ExAnte2020 | IOU workpaper | 2019-06-26 | Fixture | 1 |  | None | 0 | 0 | 0 | 147 | 0.0255 | -1.3 | [6 empty] | DEER:Indoor_Non-CFL_Ltg | Annual
Any | SWLG011K | Com | Ex | CZ03 | cWtd | SWLG011-01 | ExAnte2020 | IOU workpaper | 2019-06-26 | Fixture | 1 |  | None | 0 | 0 | 0 | 147 | 0.0246 | -1.14 | [6 empty] | DEER:Indoor_Non-CFL_Ltg | Annual
Any | SWLG011K | Com | Ex | CZ04 | cWtd | SWLG011-01 | ExAnte2020 | IOU workpaper | 2019-06-26 | Fixture | 1 |  | None | 0 | 0 | 0 | 151 | 0.0252 | -0.924 | [6 empty] | DEER:Indoor_Non-CFL_Ltg | Annual
Any | SWLG011K | Com | Ex | CZ05 | cWtd | SWLG011-01 | ExAnte2020 | IOU workpaper | 2019-06-26 | Fixture | 1 |  | None | 0 | 0 | 0 | 145 | 0.0242 | -1.53 | [6 empty] | DEER:Indoor_Non-CFL_Ltg | Annual
Any | SWLG011K | Com | Ex | CZ06 | cWtd | SWLG011-01 | ExAnte2020 | IOU workpaper | 2019-06-26 | Fixture | 1 |  | None | 0 | 0 | 0 | 153 | 0.0254 | -0.683 | [6 empty] | DEER:Indoor_Non-CFL_Ltg | Annual
Any | SWLG011K | Com | Ex | CZ07 | cWtd | SWLG011-01 | ExAnte2020 | IOU workpaper | 2019-06-26 | Fixture | 1 |  | None | 0 | 0 | 0 | 164 | 0.027 | -0.658 | [6 empty] | DEER:Indoor_Non-CFL_Ltg | Annual
Any | SWLG011K | Com | Ex | CZ08 | cWtd | SWLG011-01 | ExAnte2020 | IOU workpaper | 2019-06-26 | Fixture | 1 |  | None | 0 | 0 | 0 | 153 | 0.025 | -0.606 | [6 empty] | DEER:Indoor_Non-CFL_Ltg | Annual
Any | SWLG011K | Com | Ex | CZ09 | cWtd | SWLG011-01 | ExAnte2020 | IOU workpaper | 2019-06-26 | Fixture | 1 |  | None | 0 | 0 | 0 | 153 | 0.0261 | -0.663 | [6 empty] | DEER:Indoor_Non-CFL_Ltg | Annual
Any | SWLG011K | Com | Ex | CZ10 | cWtd | SWLG011-01 | ExAnte2020 | IOU workpaper | 2019-06-26 | Fixture | 1 |  | None | 0 | 0 | 0 | 149 | 0.0252 | -0.712 | [6 empty] | DEER:Indoor_Non-CFL_Ltg | Annual
Any | SWLG011K | Com | Ex | CZ11 | cWtd | SWLG011-01 | ExAnte2020 | IOU workpaper | 2019-06-26 | Fixture | 1 |  | None | 0 | 0 | 0 | 148 | 0.0257 | -1.18 | [6 empty] | DEER:Indoor_Non-CFL_Ltg | Annual
Any | SWLG011K | Com | Ex | CZ12 | cWtd | SWLG011-01 | ExAnte2020 | IOU workpaper | 2019-06-26 | Fixture | 1 |  | None | 0 | 0 | 0 | 148 | 0.0261 | -1.06 | [6 empty] | DEER:Indoor_Non-CFL_Ltg | Annual
Any | SWLG011K | Com | Ex | CZ13 | cWtd | SWLG011-01 | ExAnte2020 | IOU workpaper | 2019-06-26 | Fixture | 1 |  | None | 0 | 0 | 0 | 151 | 0.0255 | -1.01 | [6 empty] | DEER:Indoor_Non-CFL_Ltg | Annual
Any | SWLG011K | Com | Ex | CZ14 | cWtd | SWLG011-01 | ExAnte2020 | IOU workpaper | 2019-06-26 | Fixture | 1 |  | None | 0 | 0 | 0 | 151 | 0.0261 | -1.15 | [6 empty] | DEER:Indoor_Non-CFL_Ltg | Annual
Any | SWLG011K | Com | Ex | CZ15 | cWtd | SWLG011-01 | ExAnte2020 | IOU workpaper | 2019-06-26 | Fixture | 1 |  | None | 0 | 0 | 0 | 162 | 0.0267 | -0.331 | [6 empty] | DEER:Indoor_Non-CFL_Ltg | Annual
Any | SWLG011K | Com | Ex | CZ16 | cWtd | SWLG011-01 | ExAnte2020 | IOU workpaper | 2019-06-26 | Fixture | 1 |  | None | 0 | 0 | 0 | 141 | 0.0252 | -2.05 | [6 empty] | DEER:Indoor_Non-CFL_Ltg | Annual
Any | SWLG011K | ECC | Ex | CZ01 | cWtd | SWLG011-01 | ExAnte2020 | IOU workpaper | 2019-06-26 | Fixture | 1 |  | None | 0 | 0 | 0 | 121 | 0.0195 | -3.38 | [6 empty] | DEER:Indoor_Non-CFL_Ltg | Annual
Any | SWLG011K | ECC | Ex | CZ02 | cWtd | SWLG011-01 | ExAnte2020 | IOU workpaper | 2019-06-26 | Fixture | 1 |  | None | 0 | 0 | 0 | 129 | 0.0234 | -2.15 | [6 empty] | DEER:Indoor_Non-CFL_Ltg | Annual
Any | SWLG011K | ECC | Ex | CZ03 | cWtd | SWLG011-01 | ExAnte2020 | IOU workpaper | 2019-06-26 | Fixture | 1 |  | None | 0 | 0 | 0 | 126 | 0.0225 | -2.48 | [6 empty] | DEER:Indoor_Non-CFL_Ltg | Annual
Any | SWLG011K | ECC | Ex | CZ04 | cWtd | SWLG011-01 | ExAnte2020 | IOU workpaper | 2019-06-26 | Fixture | 1 |  | None | 0 | 0 | 0 | 130 | 0.0234 | -1.9 | [6 empty] | DEER:Indoor_Non-CFL_Ltg | Annual
Any | SWLG011K | ECC | Ex | CZ05 | cWtd | SWLG011-01 | ExAnte2020 | IOU workpaper | 2019-06-26 | Fixture | 1 |  | None | 0 | 0 | 0 | 126 | 0.0218 | -2.48 | [6 empty] | DEER:Indoor_Non-CFL_Ltg | Annual
Any | SWLG011K | ECC | Ex | CZ06 | cWtd | SWLG011-01 | ExAnte2020 | IOU workpaper | 2019-06-26 | Fixture | 1 |  | None | 0 | 0 | 0 | 134 | 0.0246 | -1.35 | [6 empty] | DEER:Indoor_Non-CFL_Ltg | Annual
Any | SWLG011K | ECC | Ex | CZ07 | cWtd | SWLG011-01 | ExAnte2020 | IOU workpaper | 2019-06-26 | Fixture | 1 |  | None | 0 | 0 | 0 | 134 | 0.0234 | -1.35 | [6 empty] | DEER:Indoor_Non-CFL_Ltg | Annual
Any | SWLG011K | ECC | Ex | CZ08 | cWtd | SWLG011-01 | ExAnte2020 | IOU workpaper | 2019-06-26 | Fixture | 1 |  | None | 0 | 0 | 0 | 135 | 0.0233 | -1.12 | [6 empty] | DEER:Indoor_Non-CFL_Ltg | Annual
Any | SWLG011K | ECC | Ex | CZ09 | cWtd | SWLG011-01 | ExAnte2020 | IOU workpaper | 2019-06-26 | Fixture | 1 |  | None | 0 | 0 | 0 | 132 | 0.0244 | -1.26 | [6 empty] | DEER:Indoor_Non-CFL_Ltg | Annual
Any | SWLG011K | ECC | Ex | CZ10 | cWtd | SWLG011-01 | ExAnte2020 | IOU workpaper | 2019-06-26 | Fixture | 1 |  | None | 0 | 0 | 0 | 132 | 0.024 | -1.22 | [6 empty] | DEER:Indoor_Non-CFL_Ltg | Annual
Any | SWLG011K | ECC | Ex | CZ11 | cWtd | SWLG011-01 | ExAnte2020 | IOU workpaper | 2019-06-26 | Fixture | 1 |  | None | 0 | 0 | 0 | 132 | 0.0242 | -1.76 | [6 empty] | DEER:Indoor_Non-CFL_Ltg | Annual
Any | SWLG011K | ECC | Ex | CZ12 | cWtd | SWLG011-01 | ExAnte2020 | IOU workpaper | 2019-06-26 | Fixture | 1 |  | None | 0 | 0 | 0 | 132 | 0.024 | -1.87 | [6 empty] | DEER:Indoor_Non-CFL_Ltg | Annual
Any | SWLG011K | ECC | Ex | CZ13 | cWtd | SWLG011-01 | ExAnte2020 | IOU workpaper | 2019-06-26 | Fixture | 1 |  | None | 0 | 0 | 0 | 134 | 0.024 | -1.61 | [6 empty] | DEER:Indoor_Non-CFL_Ltg | Annual
Any | SWLG011K | ECC | Ex | CZ14 | cWtd | SWLG011-01 | ExAnte2020 | IOU workpaper | 2019-06-26 | Fixture | 1 |  | None | 0 | 0 | 0 | 134 | 0.024 | -1.65 | [6 empty] | DEER:Indoor_Non-CFL_Ltg | Annual
Any | SWLG011K | ECC | Ex | CZ15 | cWtd | SWLG011-01 | ExAnte2020 | IOU workpaper | 2019-06-26 | Fixture | 1 |  | None | 0 | 0 | 0 | 140 | 0.024 | -0.56 | [6 empty] | DEER:Indoor_Non-CFL_Ltg | Annual
Any | SWLG011K | ECC | Ex | CZ16 | cWtd | SWLG011-01 | ExAnte2020 | IOU workpaper | 2019-06-26 | Fixture | 1 |  | None | 0 | 0 | 0 | 126 | 0.0236 | -2.53 | [6 empty] | DEER:Indoor_Non-CFL_Ltg | Annual
Any | SWLG011K | EPr | Ex | CZ01 | cWtd | SWLG011-01 | ExAnte2020 | IOU workpaper | 2019-06-26 | Fixture | 1 |  | None | 0 | 0 | 0 | 103 | 0.025 | -2.74 | [6 empty] | DEER:Indoor_Non-CFL_Ltg | Annual
Any | SWLG011K | EPr | Ex | CZ02 | cWtd | SWLG011-01 | ExAnte2020 | IOU workpaper | 2019-06-26 | Fixture | 1 |  | None | 0 | 0 | 0 | 108 | 0.0367 | -1.98 | [6 empty] | DEER:Indoor_Non-CFL_Ltg | Annual
Any | SWLG011K | EPr | Ex | CZ03 | cWtd | SWLG011-01 | ExAnte2020 | IOU workpaper | 2019-06-26 | Fixture | 1 |  | None | 0 | 0 | 0 | 107 | 0.0245 | -2.15 | [6 empty] | DEER:Indoor_Non-CFL_Ltg | Annual
Any | SWLG011K | EPr | Ex | CZ04 | cWtd | SWLG011-01 | ExAnte2020 | IOU workpaper | 2019-06-26 | Fixture | 1 |  | None | 0 | 0 | 0 | 110 | 0.0282 | -1.78 | [6 empty] | DEER:Indoor_Non-CFL_Ltg | Annual
Any | SWLG011K | EPr | Ex | CZ05 | cWtd | SWLG011-01 | ExAnte2020 | IOU workpaper | 2019-06-26 | Fixture | 1 |  | None | 0 | 0 | 0 | 107 | 0.0272 | -2.15 | [6 empty] | DEER:Indoor_Non-CFL_Ltg | Annual
Any | SWLG011K | EPr | Ex | CZ06 | cWtd | SWLG011-01 | ExAnte2020 | IOU workpaper | 2019-06-26 | Fixture | 1 |  | None | 0 | 0 | 0 | 113 | 0.0291 | -1.25 | [6 empty] | DEER:Indoor_Non-CFL_Ltg | Annual
Any | SWLG011K | EPr | Ex | CZ07 | cWtd | SWLG011-01 | ExAnte2020 | IOU workpaper | 2019-06-26 | Fixture | 1 |  | None | 0 | 0 | 0 | 112 | 0.0294 | -1.34 | [6 empty] | DEER:Indoor_Non-CFL_Ltg | Annual
Any | SWLG011K | EPr | Ex | CZ08 | cWtd | SWLG011-01 | ExAnte2020 | IOU workpaper | 2019-06-26 | Fixture | 1 |  | None | 0 | 0 | 0 | 114 | 0.0289 | -1.12 | [6 empty] | DEER:Indoor_Non-CFL_Ltg | Annual
Any | SWLG011K | EPr | Ex | CZ09 | cWtd | SWLG011-01 | ExAnte2020 | IOU workpaper | 2019-06-26 | Fixture | 1 |  | None | 0 | 0 | 0 | 114 | 0.0296 | -1.24 | [6 empty] | DEER:Indoor_Non-CFL_Ltg | Annual
Any | SWLG011K | EPr | Ex | CZ10 | cWtd | SWLG011-01 | ExAnte2020 | IOU workpaper | 2019-06-26 | Fixture | 1 |  | None | 0 | 0 | 0 | 116 | 0.0294 | -1.14 | [6 empty] | DEER:Indoor_Non-CFL_Ltg | Annual
Any | SWLG011K | EPr | Ex | CZ11 | cWtd | SWLG011-01 | ExAnte2020 | IOU workpaper | 2019-06-26 | Fixture | 1 |  | None | 0 | 0 | 0 | 113 | 0.0335 | -1.69 | [6 empty] | DEER:Indoor_Non-CFL_Ltg | Annual
Any | SWLG011K | EPr | Ex | CZ12 | cWtd | SWLG011-01 | ExAnte2020 | IOU workpaper | 2019-06-26 | Fixture | 1 |  | None | 0 | 0 | 0 | 111 | 0.0382 | -1.73 | [6 empty] | DEER:Indoor_Non-CFL_Ltg | Annual
Any | SWLG011K | EPr | Ex | CZ13 | cWtd | SWLG011-01 | ExAnte2020 | IOU workpaper | 2019-06-26 | Fixture | 1 |  | None | 0 | 0 | 0 | 113 | 0.0316 | -1.62 | [6 empty] | DEER:Indoor_Non-CFL_Ltg | Annual
Any | SWLG011K | EPr | Ex | CZ14 | cWtd | SWLG011-01 | ExAnte2020 | IOU workpaper | 2019-06-26 | Fixture | 1 |  | None | 0 | 0 | 0 | 114 | 0.0291 | -1.49 | [6 empty] | DEER:Indoor_Non-CFL_Ltg | Annual
Any | SWLG011K | EPr | Ex | CZ15 | cWtd | SWLG011-01 | ExAnte2020 | IOU workpaper | 2019-06-26 | Fixture | 1 |  | None | 0 | 0 | 0 | 124 | 0.0299 | -0.542 | [6 empty] | DEER:Indoor_Non-CFL_Ltg | Annual
Any | SWLG011K | EPr | Ex | CZ16 | cWtd | SWLG011-01 | ExAnte2020 | IOU workpaper | 2019-06-26 | Fixture | 1 |  | None | 0 | 0 | 0 | 104 | 0.0242 | -2.21 | [6 empty] | DEER:Indoor_Non-CFL_Ltg | Annual
Any | SWLG011K | ERC | Ex | CZ01 | cWtd | SWLG011-01 | ExAnte2020 | IOU workpaper | 2019-06-26 | Fixture | 1 |  | None | 0 | 0 | 0 | 50.6 | 0.0112 | -0.964 | [6 empty] | DEER:Indoor_Non-CFL_Ltg | Annual
Any | SWLG011K | ERC | Ex | CZ02 | cWtd | SWLG011-01 | ExAnte2020 | IOU workpaper | 2019-06-26 | Fixture | 1 |  | None | 0 | 0 | 0 | 53.7 | 0.0136 | -0.678 | [6 empty] | DEER:Indoor_Non-CFL_Ltg | Annual
Any | SWLG011K | ERC | Ex | CZ03 | cWtd | SWLG011-01 | ExAnte2020 | IOU workpaper | 2019-06-26 | Fixture | 1 |  | None | 0 | 0 | 0 | 53.7 | 0.00986 | -0.605 | [6 empty] | DEER:Indoor_Non-CFL_Ltg | Annual
Any | SWLG011K | ERC | Ex | CZ04 | cWtd | SWLG011-01 | ExAnte2020 | IOU workpaper | 2019-06-26 | Fixture | 1 |  | None | 0 | 0 | 0 | 54.7 | 0.0113 | -0.502 | [6 empty] | DEER:Indoor_Non-CFL_Ltg | Annual
Any | SWLG011K | ERC | Ex | CZ05 | cWtd | SWLG011-01 | ExAnte2020 | IOU workpaper | 2019-06-26 | Fixture | 1 |  | None | 0 | 0 | 0 | 54.2 | 0.0102 | -0.542 | [6 empty] | DEER:Indoor_Non-CFL_Ltg | Annual
Any | SWLG011K | ERC | Ex | CZ06 | cWtd | SWLG011-01 | ExAnte2020 | IOU workpaper | 2019-06-26 | Fixture | 1 |  | None | 0 | 0 | 0 | 57.3 | 0.0115 | -0.387 | [6 empty] | DEER:Indoor_Non-CFL_Ltg | Annual
Any | SWLG011K | ERC | Ex | CZ07 | cWtd | SWLG011-01 | ExAnte2020 | IOU workpaper | 2019-06-26 | Fixture | 1 |  | None | 0 | 0 | 0 | 57.3 | 0.0112 | -0.315 | [6 empty] | DEER:Indoor_Non-CFL_Ltg | Annual
Any | SWLG011K | ERC | Ex | CZ08 | cWtd | SWLG011-01 | ExAnte2020 | IOU workpaper | 2019-06-26 | Fixture | 1 |  | None | 0 | 0 | 0 | 58.4 | 0.0117 | -0.29 | [6 empty] | DEER:Indoor_Non-CFL_Ltg | Annual
Any | SWLG011K | ERC | Ex | CZ09 | cWtd | SWLG011-01 | ExAnte2020 | IOU workpaper | 2019-06-26 | Fixture | 1 |  | None | 0 | 0 | 0 | 57.9 | 0.0125 | -0.368 | [6 empty] | DEER:Indoor_Non-CFL_Ltg | Annual
Any | SWLG011K | ERC | Ex | CZ10 | cWtd | SWLG011-01 | ExAnte2020 | IOU workpaper | 2019-06-26 | Fixture | 1 |  | None | 0 | 0 | 0 | 58.4 | 0.0127 | -0.397 | [6 empty] | DEER:Indoor_Non-CFL_Ltg | Annual
Any | SWLG011K | ERC | Ex | CZ11 | cWtd | SWLG011-01 | ExAnte2020 | IOU workpaper | 2019-06-26 | Fixture | 1 |  | None | 0 | 0 | 0 | 55.2 | 0.0133 | -0.579 | [6 empty] | DEER:Indoor_Non-CFL_Ltg | Annual
Any | SWLG011K | ERC | Ex | CZ12 | cWtd | SWLG011-01 | ExAnte2020 | IOU workpaper | 2019-06-26 | Fixture | 1 |  | None | 0 | 0 | 0 | 54.7 | 0.0132 | -0.594 | [6 empty] | DEER:Indoor_Non-CFL_Ltg | Annual
Any | SWLG011K | ERC | Ex | CZ13 | cWtd | SWLG011-01 | ExAnte2020 | IOU workpaper | 2019-06-26 | Fixture | 1 |  | None | 0 | 0 | 0 | 55.8 | 0.0128 | -0.532 | [6 empty] | DEER:Indoor_Non-CFL_Ltg | Annual
Any | SWLG011K | ERC | Ex | CZ14 | cWtd | SWLG011-01 | ExAnte2020 | IOU workpaper | 2019-06-26 | Fixture | 1 |  | None | 0 | 0 | 0 | 56.8 | 0.0129 | -0.563 | [6 empty] | DEER:Indoor_Non-CFL_Ltg | Annual
Any | SWLG011K | ERC | Ex | CZ15 | cWtd | SWLG011-01 | ExAnte2020 | IOU workpaper | 2019-06-26 | Fixture | 1 |  | None | 0 | 0 | 0 | 62 | 0.0133 | -0.151 | [6 empty] | DEER:Indoor_Non-CFL_Ltg | Annual
Any | SWLG011K | ERC | Ex | CZ16 | cWtd | SWLG011-01 | ExAnte2020 | IOU workpaper | 2019-06-26 | Fixture | 1 |  | None | 0 | 0 | 0 | 51.6 | 0.0119 | -0.824 | [6 empty] | DEER:Indoor_Non-CFL_Ltg | Annual
Any | SWLG011K | ESe | Ex | CZ01 | cWtd | SWLG011-01 | ExAnte2020 | IOU workpaper | 2019-06-26 | Fixture | 1 |  | None | 0 | 0 | 0 | 104 | 0.025 | -2.54 | [6 empty] | DEER:Indoor_Non-CFL_Ltg | Annual
Any | SWLG011K | ESe | Ex | CZ02 | cWtd | SWLG011-01 | ExAnte2020 | IOU workpaper | 2019-06-26 | Fixture | 1 |  | None | 0 | 0 | 0 | 110 | 0.035 | -1.83 | [6 empty] | DEER:Indoor_Non-CFL_Ltg | Annual
Any | SWLG011K | ESe | Ex | CZ03 | cWtd | SWLG011-01 | ExAnte2020 | IOU workpaper | 2019-06-26 | Fixture | 1 |  | None | 0 | 0 | 0 | 107 | 0.026 | -1.97 | [6 empty] | DEER:Indoor_Non-CFL_Ltg | Annual
Any | SWLG011K | ESe | Ex | CZ04 | cWtd | SWLG011-01 | ExAnte2020 | IOU workpaper | 2019-06-26 | Fixture | 1 |  | None | 0 | 0 | 0 | 111 | 0.0274 | -1.62 | [6 empty] | DEER:Indoor_Non-CFL_Ltg | Annual
Any | SWLG011K | ESe | Ex | CZ05 | cWtd | SWLG011-01 | ExAnte2020 | IOU workpaper | 2019-06-26 | Fixture | 1 |  | None | 0 | 0 | 0 | 107 | 0.0262 | -1.89 | [6 empty] | DEER:Indoor_Non-CFL_Ltg | Annual
Any | SWLG011K | ESe | Ex | CZ06 | cWtd | SWLG011-01 | ExAnte2020 | IOU workpaper | 2019-06-26 | Fixture | 1 |  | None | 0 | 0 | 0 | 113 | 0.0287 | -1.23 | [6 empty] | DEER:Indoor_Non-CFL_Ltg | Annual
Any | SWLG011K | ESe | Ex | CZ07 | cWtd | SWLG011-01 | ExAnte2020 | IOU workpaper | 2019-06-26 | Fixture | 1 |  | None | 0 | 0 | 0 | 112 | 0.0287 | -1.19 | [6 empty] | DEER:Indoor_Non-CFL_Ltg | Annual
Any | SWLG011K | ESe | Ex | CZ08 | cWtd | SWLG011-01 | ExAnte2020 | IOU workpaper | 2019-06-26 | Fixture | 1 |  | None | 0 | 0 | 0 | 115 | 0.0282 | -1.02 | [6 empty] | DEER:Indoor_Non-CFL_Ltg | Annual
Any | SWLG011K | ESe | Ex | CZ09 | cWtd | SWLG011-01 | ExAnte2020 | IOU workpaper | 2019-06-26 | Fixture | 1 |  | None | 0 | 0 | 0 | 115 | 0.0291 | -1.15 | [6 empty] | DEER:Indoor_Non-CFL_Ltg | Annual
Any | SWLG011K | ESe | Ex | CZ10 | cWtd | SWLG011-01 | ExAnte2020 | IOU workpaper | 2019-06-26 | Fixture | 1 |  | None | 0 | 0 | 0 | 115 | 0.0289 | -1.19 | [6 empty] | DEER:Indoor_Non-CFL_Ltg | Annual
Any | SWLG011K | ESe | Ex | CZ11 | cWtd | SWLG011-01 | ExAnte2020 | IOU workpaper | 2019-06-26 | Fixture | 1 |  | None | 0 | 0 | 0 | 113 | 0.0318 | -1.61 | [6 empty] | DEER:Indoor_Non-CFL_Ltg | Annual
Any | SWLG011K | ESe | Ex | CZ12 | cWtd | SWLG011-01 | ExAnte2020 | IOU workpaper | 2019-06-26 | Fixture | 1 |  | None | 0 | 0 | 0 | 112 | 0.0357 | -1.65 | [6 empty] | DEER:Indoor_Non-CFL_Ltg | Annual
Any | SWLG011K | ESe | Ex | CZ13 | cWtd | SWLG011-01 | ExAnte2020 | IOU workpaper | 2019-06-26 | Fixture | 1 |  | None | 0 | 0 | 0 | 114 | 0.0306 | -1.49 | [6 empty] | DEER:Indoor_Non-CFL_Ltg | Annual
Any | SWLG011K | ESe | Ex | CZ14 | cWtd | SWLG011-01 | ExAnte2020 | IOU workpaper | 2019-06-26 | Fixture | 1 |  | None | 0 | 0 | 0 | 114 | 0.0284 | -1.47 | [6 empty] | DEER:Indoor_Non-CFL_Ltg | Annual
Any | SWLG011K | ESe | Ex | CZ15 | cWtd | SWLG011-01 | ExAnte2020 | IOU workpaper | 2019-06-26 | Fixture | 1 |  | None | 0 | 0 | 0 | 124 | 0.0326 | -0.561 | [6 empty] | DEER:Indoor_Non-CFL_Ltg | Annual
Any | SWLG011K | ESe | Ex | CZ16 | cWtd | SWLG011-01 | ExAnte2020 | IOU workpaper | 2019-06-26 | Fixture | 1 |  | None | 0 | 0 | 0 | 105 | 0.0343 | -2.04 | [6 empty] | DEER:Indoor_Non-CFL_Ltg | Annual
Any | SWLG011K | EUn | Ex | CZ01 | cWtd | SWLG011-01 | ExAnte2020 | IOU workpaper | 2019-06-26 | Fixture | 1 |  | None | 0 | 0 | 0 | 115 | 0.0328 | -3.47 | [6 empty] | DEER:Indoor_Non-CFL_Ltg | Annual
Any | SWLG011K | EUn | Ex | CZ02 | cWtd | SWLG011-01 | ExAnte2020 | IOU workpaper | 2019-06-26 | Fixture | 1 |  | None | 0 | 0 | 0 | 122 | 0.0364 | -2.29 | [6 empty] | DEER:Indoor_Non-CFL_Ltg | Annual
Any | SWLG011K | EUn | Ex | CZ03 | cWtd | SWLG011-01 | ExAnte2020 | IOU workpaper | 2019-06-26 | Fixture | 1 |  | None | 0 | 0 | 0 | 120 | 0.0364 | -2.63 | [6 empty] | DEER:Indoor_Non-CFL_Ltg | Annual
Any | SWLG011K | EUn | Ex | CZ04 | cWtd | SWLG011-01 | ExAnte2020 | IOU workpaper | 2019-06-26 | Fixture | 1 |  | None | 0 | 0 | 0 | 124 | 0.0364 | -2.04 | [6 empty] | DEER:Indoor_Non-CFL_Ltg | Annual
Any | SWLG011K | EUn | Ex | CZ05 | cWtd | SWLG011-01 | ExAnte2020 | IOU workpaper | 2019-06-26 | Fixture | 1 |  | None | 0 | 0 | 0 | 120 | 0.0349 | -2.59 | [6 empty] | DEER:Indoor_Non-CFL_Ltg | Annual
Any | SWLG011K | EUn | Ex | CZ06 | cWtd | SWLG011-01 | ExAnte2020 | IOU workpaper | 2019-06-26 | Fixture | 1 |  | None | 0 | 0 | 0 | 127 | 0.037 | -1.62 | [6 empty] | DEER:Indoor_Non-CFL_Ltg | Annual
Any | SWLG011K | EUn | Ex | CZ07 | cWtd | SWLG011-01 | ExAnte2020 | IOU workpaper | 2019-06-26 | Fixture | 1 |  | None | 0 | 0 | 0 | 126 | 0.0376 | -1.65 | [6 empty] | DEER:Indoor_Non-CFL_Ltg | Annual
Any | SWLG011K | EUn | Ex | CZ08 | cWtd | SWLG011-01 | ExAnte2020 | IOU workpaper | 2019-06-26 | Fixture | 1 |  | None | 0 | 0 | 0 | 127 | 0.037 | -1.4 | [6 empty] | DEER:Indoor_Non-CFL_Ltg | Annual
Any | SWLG011K | EUn | Ex | CZ09 | cWtd | SWLG011-01 | ExAnte2020 | IOU workpaper | 2019-06-26 | Fixture | 1 |  | None | 0 | 0 | 0 | 127 | 0.0385 | -1.47 | [6 empty] | DEER:Indoor_Non-CFL_Ltg | Annual
Any | SWLG011K | EUn | Ex | CZ10 | cWtd | SWLG011-01 | ExAnte2020 | IOU workpaper | 2019-06-26 | Fixture | 1 |  | None | 0 | 0 | 0 | 127 | 0.0376 | -1.51 | [6 empty] | DEER:Indoor_Non-CFL_Ltg | Annual
Any | SWLG011K | EUn | Ex | CZ11 | cWtd | SWLG011-01 | ExAnte2020 | IOU workpaper | 2019-06-26 | Fixture | 1 |  | None | 0 | 0 | 0 | 125 | 0.037 | -1.82 | [6 empty] | DEER:Indoor_Non-CFL_Ltg | Annual
Any | SWLG011K | EUn | Ex | CZ12 | cWtd | SWLG011-01 | ExAnte2020 | IOU workpaper | 2019-06-26 | Fixture | 1 |  | None | 0 | 0 | 0 | 125 | 0.037 | -1.96 | [6 empty] | DEER:Indoor_Non-CFL_Ltg | Annual
Any | SWLG011K | EUn | Ex | CZ13 | cWtd | SWLG011-01 | ExAnte2020 | IOU workpaper | 2019-06-26 | Fixture | 1 |  | None | 0 | 0 | 0 | 126 | 0.0373 | -1.72 | [6 empty] | DEER:Indoor_Non-CFL_Ltg | Annual
Any | SWLG011K | EUn | Ex | CZ14 | cWtd | SWLG011-01 | ExAnte2020 | IOU workpaper | 2019-06-26 | Fixture | 1 |  | None | 0 | 0 | 0 | 126 | 0.0409 | -1.85 | [6 empty] | DEER:Indoor_Non-CFL_Ltg | Annual
Any | SWLG011K | EUn | Ex | CZ15 | cWtd | SWLG011-01 | ExAnte2020 | IOU workpaper | 2019-06-26 | Fixture | 1 |  | None | 0 | 0 | 0 | 134 | 0.0382 | -0.723 | [6 empty] | DEER:Indoor_Non-CFL_Ltg | Annual
Any | SWLG011K | EUn | Ex | CZ16 | cWtd | SWLG011-01 | ExAnte2020 | IOU workpaper | 2019-06-26 | Fixture | 1 |  | None | 0 | 0 | 0 | 119 | 0.0358 | -2.71 | [6 empty] | DEER:Indoor_Non-CFL_Ltg | Annual
Any | SWLG011K | Gro | Ex | CZ01 | cWtd | SWLG011-01 | ExAnte2020 | IOU workpaper | 2019-06-26 | Fixture | 1 |  | None | 0 | 0 | 0 | 255 | 0.0424 | -4.4 | [6 empty] | DEER:Indoor_Non-CFL_Ltg | Annual
Any | SWLG011K | Gro | Ex | CZ02 | cWtd | SWLG011-01 | ExAnte2020 | IOU workpaper | 2019-06-26 | Fixture | 1 |  | None | 0 | 0 | 0 | 265 | 0.0503 | -3.38 | [6 empty] | DEER:Indoor_Non-CFL_Ltg | Annual
Any | SWLG011K | Gro | Ex | CZ03 | cWtd | SWLG011-01 | ExAnte2020 | IOU workpaper | 2019-06-26 | Fixture | 1 |  | None | 0 | 0 | 0 | 260 | 0.047 | -3.82 | [6 empty] | DEER:Indoor_Non-CFL_Ltg | Annual
Any | SWLG011K | Gro | Ex | CZ04 | cWtd | SWLG011-01 | ExAnte2020 | IOU workpaper | 2019-06-26 | Fixture | 1 |  | None | 0 | 0 | 0 | 265 | 0.0486 | -3.28 | [6 empty] | DEER:Indoor_Non-CFL_Ltg | Annual
Any | SWLG011K | Gro | Ex | CZ05 | cWtd | SWLG011-01 | ExAnte2020 | IOU workpaper | 2019-06-26 | Fixture | 1 |  | None | 0 | 0 | 0 | 258 | 0.0461 | -3.9 | [6 empty] | DEER:Indoor_Non-CFL_Ltg | Annual
Any | SWLG011K | Gro | Ex | CZ06 | cWtd | SWLG011-01 | ExAnte2020 | IOU workpaper | 2019-06-26 | Fixture | 1 |  | None | 0 | 0 | 0 | 260 | 0.0482 | -3.51 | [6 empty] | DEER:Indoor_Non-CFL_Ltg | Annual
Any | SWLG011K | Gro | Ex | CZ07 | cWtd | SWLG011-01 | ExAnte2020 | IOU workpaper | 2019-06-26 | Fixture | 1 |  | None | 0 | 0 | 0 | 260 | 0.047 | -3.54 | [6 empty] | DEER:Indoor_Non-CFL_Ltg | Annual
Any | SWLG011K | Gro | Ex | CZ08 | cWtd | SWLG011-01 | ExAnte2020 | IOU workpaper | 2019-06-26 | Fixture | 1 |  | None | 0 | 0 | 0 | 265 | 0.0482 | -3.15 | [6 empty] | DEER:Indoor_Non-CFL_Ltg | Annual
Any | SWLG011K | Gro | Ex | CZ09 | cWtd | SWLG011-01 | ExAnte2020 | IOU workpaper | 2019-06-26 | Fixture | 1 |  | None | 0 | 0 | 0 | 265 | 0.0494 | -3.12 | [6 empty] | DEER:Indoor_Non-CFL_Ltg | Annual
Any | SWLG011K | Gro | Ex | CZ10 | cWtd | SWLG011-01 | ExAnte2020 | IOU workpaper | 2019-06-26 | Fixture | 1 |  | None | 0 | 0 | 0 | 268 | 0.0499 | -3.15 | [6 empty] | DEER:Indoor_Non-CFL_Ltg | Annual
Any | SWLG011K | Gro | Ex | CZ11 | cWtd | SWLG011-01 | ExAnte2020 | IOU workpaper | 2019-06-26 | Fixture | 1 |  | None | 0 | 0 | 0 | 273 | 0.0515 | -2.78 | [6 empty] | DEER:Indoor_Non-CFL_Ltg | Annual
Any | SWLG011K | Gro | Ex | CZ12 | cWtd | SWLG011-01 | ExAnte2020 | IOU workpaper | 2019-06-26 | Fixture | 1 |  | None | 0 | 0 | 0 | 268 | 0.0511 | -3.02 | [6 empty] | DEER:Indoor_Non-CFL_Ltg | Annual
Any | SWLG011K | Gro | Ex | CZ13 | cWtd | SWLG011-01 | ExAnte2020 | IOU workpaper | 2019-06-26 | Fixture | 1 |  | None | 0 | 0 | 0 | 273 | 0.0499 | -2.63 | [6 empty] | DEER:Indoor_Non-CFL_Ltg | Annual
Any | SWLG011K | Gro | Ex | CZ14 | cWtd | SWLG011-01 | ExAnte2020 | IOU workpaper | 2019-06-26 | Fixture | 1 |  | None | 0 | 0 | 0 | 271 | 0.0503 | -3.23 | [6 empty] | DEER:Indoor_Non-CFL_Ltg | Annual
Any | SWLG011K | Gro | Ex | CZ15 | cWtd | SWLG011-01 | ExAnte2020 | IOU workpaper | 2019-06-26 | Fixture | 1 |  | None | 0 | 0 | 0 | 286 | 0.0511 | -1.82 | [6 empty] | DEER:Indoor_Non-CFL_Ltg | Annual
Any | SWLG011K | Gro | Ex | CZ16 | cWtd | SWLG011-01 | ExAnte2020 | IOU workpaper | 2019-06-26 | Fixture | 1 |  | None | 0 | 0 | 0 | 252 | 0.0486 | -4.21 | [6 empty] | DEER:Indoor_Non-CFL_Ltg | Annual
Any | SWLG011K | Hsp | Ex | CZ01 | cWtd | SWLG011-01 | ExAnte2020 | IOU workpaper | 2019-06-26 | Fixture | 1 |  | None | 0 | 0 | 0 | 273 | 0.0397 | -7.86 | [6 empty] | DEER:Indoor_Non-CFL_Ltg | Annual
Any | SWLG011K | Hsp | Ex | CZ02 | cWtd | SWLG011-01 | ExAnte2020 | IOU workpaper | 2019-06-26 | Fixture | 1 |  | None | 0 | 0 | 0 | 294 | 0.0464 | -5.01 | [6 empty] | DEER:Indoor_Non-CFL_Ltg | Annual
Any | SWLG011K | Hsp | Ex | CZ03 | cWtd | SWLG011-01 | ExAnte2020 | IOU workpaper | 2019-06-26 | Fixture | 1 |  | None | 0 | 0 | 0 | 288 | 0.0449 | -4.74 | [6 empty] | DEER:Indoor_Non-CFL_Ltg | Annual
Any | SWLG011K | Hsp | Ex | CZ04 | cWtd | SWLG011-01 | ExAnte2020 | IOU workpaper | 2019-06-26 | Fixture | 1 |  | None | 0 | 0 | 0 | 299 | 0.0453 | -4.09 | [6 empty] | DEER:Indoor_Non-CFL_Ltg | Annual
Any | SWLG011K | Hsp | Ex | CZ05 | cWtd | SWLG011-01 | ExAnte2020 | IOU workpaper | 2019-06-26 | Fixture | 1 |  | None | 0 | 0 | 0 | 288 | 0.0427 | -5.04 | [6 empty] | DEER:Indoor_Non-CFL_Ltg | Annual
Any | SWLG011K | Hsp | Ex | CZ06 | cWtd | SWLG011-01 | ExAnte2020 | IOU workpaper | 2019-06-26 | Fixture | 1 |  | None | 0 | 0 | 0 | 308 | 0.0483 | -2.64 | [6 empty] | DEER:Indoor_Non-CFL_Ltg | Annual
Any | SWLG011K | Hsp | Ex | CZ07 | cWtd | SWLG011-01 | ExAnte2020 | IOU workpaper | 2019-06-26 | Fixture | 1 |  | None | 0 | 0 | 0 | 311 | 0.0457 | -1.87 | [6 empty] | DEER:Indoor_Non-CFL_Ltg | Annual
Any | SWLG011K | Hsp | Ex | CZ08 | cWtd | SWLG011-01 | ExAnte2020 | IOU workpaper | 2019-06-26 | Fixture | 1 |  | None | 0 | 0 | 0 | 311 | 0.0461 | -2.25 | [6 empty] | DEER:Indoor_Non-CFL_Ltg | Annual
Any | SWLG011K | Hsp | Ex | CZ09 | cWtd | SWLG011-01 | ExAnte2020 | IOU workpaper | 2019-06-26 | Fixture | 1 |  | None | 0 | 0 | 0 | 311 | 0.0476 | -2.69 | [6 empty] | DEER:Indoor_Non-CFL_Ltg | Annual
Any | SWLG011K | Hsp | Ex | CZ10 | cWtd | SWLG011-01 | ExAnte2020 | IOU workpaper | 2019-06-26 | Fixture | 1 |  | None | 0 | 0 | 0 | 311 | 0.0483 | -2.87 | [6 empty] | DEER:Indoor_Non-CFL_Ltg | Annual
Any | SWLG011K | Hsp | Ex | CZ11 | cWtd | SWLG011-01 | ExAnte2020 | IOU workpaper | 2019-06-26 | Fixture | 1 |  | None | 0 | 0 | 0 | 305 | 0.0461 | -4.21 | [6 empty] | DEER:Indoor_Non-CFL_Ltg | Annual
Any | SWLG011K | Hsp | Ex | CZ12 | cWtd | SWLG011-01 | ExAnte2020 | IOU workpaper | 2019-06-26 | Fixture | 1 |  | None | 0 | 0 | 0 | 302 | 0.0461 | -4.3 | [6 empty] | DEER:Indoor_Non-CFL_Ltg | Annual
Any | SWLG011K | Hsp | Ex | CZ13 | cWtd | SWLG011-01 | ExAnte2020 | IOU workpaper | 2019-06-26 | Fixture | 1 |  | None | 0 | 0 | 0 | 308 | 0.0461 | -3.94 | [6 empty] | DEER:Indoor_Non-CFL_Ltg | Annual
Any | SWLG011K | Hsp | Ex | CZ14 | cWtd | SWLG011-01 | ExAnte2020 | IOU workpaper | 2019-06-26 | Fixture | 1 |  | None | 0 | 0 | 0 | 305 | 0.0464 | -4 | [6 empty] | DEER:Indoor_Non-CFL_Ltg | Annual
Any | SWLG011K | Hsp | Ex | CZ15 | cWtd | SWLG011-01 | ExAnte2020 | IOU workpaper | 2019-06-26 | Fixture | 1 |  | None | 0 | 0 | 0 | 332 | 0.0472 | -1.51 | [6 empty] | DEER:Indoor_Non-CFL_Ltg | Annual
Any | SWLG011K | Hsp | Ex | CZ16 | cWtd | SWLG011-01 | ExAnte2020 | IOU workpaper | 2019-06-26 | Fixture | 1 |  | None | 0 | 0 | 0 | 288 | 0.0457 | -5.54 | [6 empty] | DEER:Indoor_Non-CFL_Ltg | Annual
Any | SWLG011K | Htl | Ex | CZ01 | cWtd | SWLG011-01 | ExAnte2020 | IOU workpaper | 2019-06-26 | Fixture | 1 |  | None | 0 | 0 | 0 | 213 | 0.0342 | -4.52 | [6 empty] | DEER:Indoor_Non-CFL_Ltg | Annual
Any | SWLG011K | Htl | Ex | CZ02 | cWtd | SWLG011-01 | ExAnte2020 | IOU workpaper | 2019-06-26 | Fixture | 1 |  | None | 0 | 0 | 0 | 239 | 0.039 | -3.26 | [6 empty] | DEER:Indoor_Non-CFL_Ltg | Annual
Any | SWLG011K | Htl | Ex | CZ03 | cWtd | SWLG011-01 | ExAnte2020 | IOU workpaper | 2019-06-26 | Fixture | 1 |  | None | 0 | 0 | 0 | 236 | 0.0384 | -3.41 | [6 empty] | DEER:Indoor_Non-CFL_Ltg | Annual
Any | SWLG011K | Htl | Ex | CZ04 | cWtd | SWLG011-01 | ExAnte2020 | IOU workpaper | 2019-06-26 | Fixture | 1 |  | None | 0 | 0 | 0 | 244 | 0.038 | -2.6 | [6 empty] | DEER:Indoor_Non-CFL_Ltg | Annual
Any | SWLG011K | Htl | Ex | CZ05 | cWtd | SWLG011-01 | ExAnte2020 | IOU workpaper | 2019-06-26 | Fixture | 1 |  | None | 0 | 0 | 0 | 234 | 0.0368 | -3.52 | [6 empty] | DEER:Indoor_Non-CFL_Ltg | Annual
Any | SWLG011K | Htl | Ex | CZ06 | cWtd | SWLG011-01 | ExAnte2020 | IOU workpaper | 2019-06-26 | Fixture | 1 |  | None | 0 | 0 | 0 | 265 | 0.0399 | -1.85 | [6 empty] | DEER:Indoor_Non-CFL_Ltg | Annual
Any | SWLG011K | Htl | Ex | CZ07 | cWtd | SWLG011-01 | ExAnte2020 | IOU workpaper | 2019-06-26 | Fixture | 1 |  | None | 0 | 0 | 0 | 270 | 0.0396 | -1.64 | [6 empty] | DEER:Indoor_Non-CFL_Ltg | Annual
Any | SWLG011K | Htl | Ex | CZ08 | cWtd | SWLG011-01 | ExAnte2020 | IOU workpaper | 2019-06-26 | Fixture | 1 |  | None | 0 | 0 | 0 | 273 | 0.0393 | -1.62 | [6 empty] | DEER:Indoor_Non-CFL_Ltg | Annual
Any | SWLG011K | Htl | Ex | CZ09 | cWtd | SWLG011-01 | ExAnte2020 | IOU workpaper | 2019-06-26 | Fixture | 1 |  | None | 0 | 0 | 0 | 268 | 0.0409 | -1.87 | [6 empty] | DEER:Indoor_Non-CFL_Ltg | Annual
Any | SWLG011K | Htl | Ex | CZ10 | cWtd | SWLG011-01 | ExAnte2020 | IOU workpaper | 2019-06-26 | Fixture | 1 |  | None | 0 | 0 | 0 | 265 | 0.0412 | -1.95 | [6 empty] | DEER:Indoor_Non-CFL_Ltg | Annual
Any | SWLG011K | Htl | Ex | CZ11 | cWtd | SWLG011-01 | ExAnte2020 | IOU workpaper | 2019-06-26 | Fixture | 1 |  | None | 0 | 0 | 0 | 247 | 0.039 | -3.2 | [6 empty] | DEER:Indoor_Non-CFL_Ltg | Annual
Any | SWLG011K | Htl | Ex | CZ12 | cWtd | SWLG011-01 | ExAnte2020 | IOU workpaper | 2019-06-26 | Fixture | 1 |  | None | 0 | 0 | 0 | 244 | 0.039 | -3.1 | [6 empty] | DEER:Indoor_Non-CFL_Ltg | Annual
Any | SWLG011K | Htl | Ex | CZ13 | cWtd | SWLG011-01 | ExAnte2020 | IOU workpaper | 2019-06-26 | Fixture | 1 |  | None | 0 | 0 | 0 | 247 | 0.0387 | -2.84 | [6 empty] | DEER:Indoor_Non-CFL_Ltg | Annual
Any | SWLG011K | Htl | Ex | CZ14 | cWtd | SWLG011-01 | ExAnte2020 | IOU workpaper | 2019-06-26 | Fixture | 1 |  | None | 0 | 0 | 0 | 252 | 0.0396 | -2.2 | [6 empty] | DEER:Indoor_Non-CFL_Ltg | Annual
Any | SWLG011K | Htl | Ex | CZ15 | cWtd | SWLG011-01 | ExAnte2020 | IOU workpaper | 2019-06-26 | Fixture | 1 |  | None | 0 | 0 | 0 | 289 | 0.0412 | -1.14 | [6 empty] | DEER:Indoor_Non-CFL_Ltg | Annual
Any | SWLG011K | Htl | Ex | CZ16 | cWtd | SWLG011-01 | ExAnte2020 | IOU workpaper | 2019-06-26 | Fixture | 1 |  | None | 0 | 0 | 0 | 228 | 0.039 | -3.12 | [6 empty] | DEER:Indoor_Non-CFL_Ltg | Annual
Any | SWLG011K | MBT | Ex | CZ01 | cWtd | SWLG011-01 | ExAnte2020 | IOU workpaper | 2019-06-26 | Fixture | 1 |  | None | 0 | 0 | 0 | 129 | 0.0145 | -1.25 | [6 empty] | DEER:Indoor_Non-CFL_Ltg | Annual
Any | SWLG011K | MBT | Ex | CZ02 | cWtd | SWLG011-01 | ExAnte2020 | IOU workpaper | 2019-06-26 | Fixture | 1 |  | None | 0 | 0 | 0 | 137 | 0.0166 | -0.702 | [6 empty] | DEER:Indoor_Non-CFL_Ltg | Annual
Any | SWLG011K | MBT | Ex | CZ03 | cWtd | SWLG011-01 | ExAnte2020 | IOU workpaper | 2019-06-26 | Fixture | 1 |  | None | 0 | 0 | 0 | 137 | 0.0162 | -0.556 | [6 empty] | DEER:Indoor_Non-CFL_Ltg | Annual
Any | SWLG011K | MBT | Ex | CZ04 | cWtd | SWLG011-01 | ExAnte2020 | IOU workpaper | 2019-06-26 | Fixture | 1 |  | None | 0 | 0 | 0 | 140 | 0.0166 | -0.46 | [6 empty] | DEER:Indoor_Non-CFL_Ltg | Annual
Any | SWLG011K | MBT | Ex | CZ05 | cWtd | SWLG011-01 | ExAnte2020 | IOU workpaper | 2019-06-26 | Fixture | 1 |  | None | 0 | 0 | 0 | 137 | 0.0165 | -0.588 | [6 empty] | DEER:Indoor_Non-CFL_Ltg | Annual
Any | SWLG011K | MBT | Ex | CZ06 | cWtd | SWLG011-01 | ExAnte2020 | IOU workpaper | 2019-06-26 | Fixture | 1 |  | None | 0 | 0 | 0 | 144 | 0.0174 | -0.319 | [6 empty] | DEER:Indoor_Non-CFL_Ltg | Annual
Any | SWLG011K | MBT | Ex | CZ07 | cWtd | SWLG011-01 | ExAnte2020 | IOU workpaper | 2019-06-26 | Fixture | 1 |  | None | 0 | 0 | 0 | 145 | 0.0175 | -0.215 | [6 empty] | DEER:Indoor_Non-CFL_Ltg | Annual
Any | SWLG011K | MBT | Ex | CZ08 | cWtd | SWLG011-01 | ExAnte2020 | IOU workpaper | 2019-06-26 | Fixture | 1 |  | None | 0 | 0 | 0 | 146 | 0.0174 | -0.266 | [6 empty] | DEER:Indoor_Non-CFL_Ltg | Annual
Any | SWLG011K | MBT | Ex | CZ09 | cWtd | SWLG011-01 | ExAnte2020 | IOU workpaper | 2019-06-26 | Fixture | 1 |  | None | 0 | 0 | 0 | 145 | 0.0181 | -0.326 | [6 empty] | DEER:Indoor_Non-CFL_Ltg | Annual
Any | SWLG011K | MBT | Ex | CZ10 | cWtd | SWLG011-01 | ExAnte2020 | IOU workpaper | 2019-06-26 | Fixture | 1 |  | None | 0 | 0 | 0 | 146 | 0.0181 | -0.262 | [6 empty] | DEER:Indoor_Non-CFL_Ltg | Annual
Any | SWLG011K | MBT | Ex | CZ11 | cWtd | SWLG011-01 | ExAnte2020 | IOU workpaper | 2019-06-26 | Fixture | 1 |  | None | 0 | 0 | 0 | 140 | 0.0167 | -0.714 | [6 empty] | DEER:Indoor_Non-CFL_Ltg | Annual
Any | SWLG011K | MBT | Ex | CZ12 | cWtd | SWLG011-01 | ExAnte2020 | IOU workpaper | 2019-06-26 | Fixture | 1 |  | None | 0 | 0 | 0 | 138 | 0.0166 | -0.677 | [6 empty] | DEER:Indoor_Non-CFL_Ltg | Annual
Any | SWLG011K | MBT | Ex | CZ13 | cWtd | SWLG011-01 | ExAnte2020 | IOU workpaper | 2019-06-26 | Fixture | 1 |  | None | 0 | 0 | 0 | 140 | 0.0165 | -0.613 | [6 empty] | DEER:Indoor_Non-CFL_Ltg | Annual
Any | SWLG011K | MBT | Ex | CZ14 | cWtd | SWLG011-01 | ExAnte2020 | IOU workpaper | 2019-06-26 | Fixture | 1 |  | None | 0 | 0 | 0 | 142 | 0.0179 | -0.685 | [6 empty] | DEER:Indoor_Non-CFL_Ltg | Annual
Any | SWLG011K | MBT | Ex | CZ15 | cWtd | SWLG011-01 | ExAnte2020 | IOU workpaper | 2019-06-26 | Fixture | 1 |  | None | 0 | 0 | 0 | 153 | 0.0178 | -0.105 | [6 empty] | DEER:Indoor_Non-CFL_Ltg | Annual
Any | SWLG011K | MBT | Ex | CZ16 | cWtd | SWLG011-01 | ExAnte2020 | IOU workpaper | 2019-06-26 | Fixture | 1 |  | None | 0 | 0 | 0 | 134 | 0.017 | -1.6 | [6 empty] | DEER:Indoor_Non-CFL_Ltg | Annual
Any | SWLG011K | MLI | Ex | CZ01 | cWtd | SWLG011-01 | ExAnte2020 | IOU workpaper | 2019-06-26 | Fixture | 1 |  | None | 0 | 0 | 0 | 124 | 0.0158 | -2.31 | [6 empty] | DEER:Indoor_Non-CFL_Ltg | Annual
Any | SWLG011K | MLI | Ex | CZ02 | cWtd | SWLG011-01 | ExAnte2020 | IOU workpaper | 2019-06-26 | Fixture | 1 |  | None | 0 | 0 | 0 | 132 | 0.0173 | -1.45 | [6 empty] | DEER:Indoor_Non-CFL_Ltg | Annual
Any | SWLG011K | MLI | Ex | CZ03 | cWtd | SWLG011-01 | ExAnte2020 | IOU workpaper | 2019-06-26 | Fixture | 1 |  | None | 0 | 0 | 0 | 131 | 0.0173 | -1.48 | [6 empty] | DEER:Indoor_Non-CFL_Ltg | Annual
Any | SWLG011K | MLI | Ex | CZ04 | cWtd | SWLG011-01 | ExAnte2020 | IOU workpaper | 2019-06-26 | Fixture | 1 |  | None | 0 | 0 | 0 | 133 | 0.0173 | -1.18 | [6 empty] | DEER:Indoor_Non-CFL_Ltg | Annual
Any | SWLG011K | MLI | Ex | CZ05 | cWtd | SWLG011-01 | ExAnte2020 | IOU workpaper | 2019-06-26 | Fixture | 1 |  | None | 0 | 0 | 0 | 131 | 0.0167 | -1.47 | [6 empty] | DEER:Indoor_Non-CFL_Ltg | Annual
Any | SWLG011K | MLI | Ex | CZ06 | cWtd | SWLG011-01 | ExAnte2020 | IOU workpaper | 2019-06-26 | Fixture | 1 |  | None | 0 | 0 | 0 | 139 | 0.0178 | -0.742 | [6 empty] | DEER:Indoor_Non-CFL_Ltg | Annual
Any | SWLG011K | MLI | Ex | CZ07 | cWtd | SWLG011-01 | ExAnte2020 | IOU workpaper | 2019-06-26 | Fixture | 1 |  | None | 0 | 0 | 0 | 137 | 0.0179 | -0.636 | [6 empty] | DEER:Indoor_Non-CFL_Ltg | Annual
Any | SWLG011K | MLI | Ex | CZ08 | cWtd | SWLG011-01 | ExAnte2020 | IOU workpaper | 2019-06-26 | Fixture | 1 |  | None | 0 | 0 | 0 | 140 | 0.0178 | -0.679 | [6 empty] | DEER:Indoor_Non-CFL_Ltg | Annual
Any | SWLG011K | MLI | Ex | CZ09 | cWtd | SWLG011-01 | ExAnte2020 | IOU workpaper | 2019-06-26 | Fixture | 1 |  | None | 0 | 0 | 0 | 139 | 0.0181 | -0.774 | [6 empty] | DEER:Indoor_Non-CFL_Ltg | Annual
Any | SWLG011K | MLI | Ex | CZ10 | cWtd | SWLG011-01 | ExAnte2020 | IOU workpaper | 2019-06-26 | Fixture | 1 |  | None | 0 | 0 | 0 | 139 | 0.0182 | -0.775 | [6 empty] | DEER:Indoor_Non-CFL_Ltg | Annual
Any | SWLG011K | MLI | Ex | CZ11 | cWtd | SWLG011-01 | ExAnte2020 | IOU workpaper | 2019-06-26 | Fixture | 1 |  | None | 0 | 0 | 0 | 135 | 0.0179 | -1.25 | [6 empty] | DEER:Indoor_Non-CFL_Ltg | Annual
Any | SWLG011K | MLI | Ex | CZ12 | cWtd | SWLG011-01 | ExAnte2020 | IOU workpaper | 2019-06-26 | Fixture | 1 |  | None | 0 | 0 | 0 | 133 | 0.0175 | -1.29 | [6 empty] | DEER:Indoor_Non-CFL_Ltg | Annual
Any | SWLG011K | MLI | Ex | CZ13 | cWtd | SWLG011-01 | ExAnte2020 | IOU workpaper | 2019-06-26 | Fixture | 1 |  | None | 0 | 0 | 0 | 136 | 0.0172 | -1.13 | [6 empty] | DEER:Indoor_Non-CFL_Ltg | Annual
Any | SWLG011K | MLI | Ex | CZ14 | cWtd | SWLG011-01 | ExAnte2020 | IOU workpaper | 2019-06-26 | Fixture | 1 |  | None | 0 | 0 | 0 | 137 | 0.0182 | -1.21 | [6 empty] | DEER:Indoor_Non-CFL_Ltg | Annual
Any | SWLG011K | MLI | Ex | CZ15 | cWtd | SWLG011-01 | ExAnte2020 | IOU workpaper | 2019-06-26 | Fixture | 1 |  | None | 0 | 0 | 0 | 148 | 0.0186 | -0.327 | [6 empty] | DEER:Indoor_Non-CFL_Ltg | Annual
Any | SWLG011K | MLI | Ex | CZ16 | cWtd | SWLG011-01 | ExAnte2020 | IOU workpaper | 2019-06-26 | Fixture | 1 |  | None | 0 | 0 | 0 | 129 | 0.0176 | -1.93 | [6 empty] | DEER:Indoor_Non-CFL_Ltg | Annual
Any | SWLG011K | Mtl | Ex | CZ01 | cWtd | SWLG011-01 | ExAnte2020 | IOU workpaper | 2019-06-26 | Fixture | 1 |  | None | 0 | 0 | 0 | 161 | 0.0265 | -2.8 | [6 empty] | DEER:Indoor_Non-CFL_Ltg | Annual
Any | SWLG011K | Mtl | Ex | CZ02 | cWtd | SWLG011-01 | ExAnte2020 | IOU workpaper | 2019-06-26 | Fixture | 1 |  | None | 0 | 0 | 0 | 181 | 0.0285 | -1.92 | [6 empty] | DEER:Indoor_Non-CFL_Ltg | Annual
Any | SWLG011K | Mtl | Ex | CZ03 | cWtd | SWLG011-01 | ExAnte2020 | IOU workpaper | 2019-06-26 | Fixture | 1 |  | None | 0 | 0 | 0 | 179 | 0.0282 | -1.88 | [6 empty] | DEER:Indoor_Non-CFL_Ltg | Annual
Any | SWLG011K | Mtl | Ex | CZ04 | cWtd | SWLG011-01 | ExAnte2020 | IOU workpaper | 2019-06-26 | Fixture | 1 |  | None | 0 | 0 | 0 | 189 | 0.0282 | -1.56 | [6 empty] | DEER:Indoor_Non-CFL_Ltg | Annual
Any | SWLG011K | Mtl | Ex | CZ05 | cWtd | SWLG011-01 | ExAnte2020 | IOU workpaper | 2019-06-26 | Fixture | 1 |  | None | 0 | 0 | 0 | 177 | 0.0273 | -2.09 | [6 empty] | DEER:Indoor_Non-CFL_Ltg | Annual
Any | SWLG011K | Mtl | Ex | CZ06 | cWtd | SWLG011-01 | ExAnte2020 | IOU workpaper | 2019-06-26 | Fixture | 1 |  | None | 0 | 0 | 0 | 209 | 0.0294 | -0.724 | [6 empty] | DEER:Indoor_Non-CFL_Ltg | Annual
Any | SWLG011K | Mtl | Ex | CZ07 | cWtd | SWLG011-01 | ExAnte2020 | IOU workpaper | 2019-06-26 | Fixture | 1 |  | None | 0 | 0 | 0 | 215 | 0.0292 | -0.452 | [6 empty] | DEER:Indoor_Non-CFL_Ltg | Annual
Any | SWLG011K | Mtl | Ex | CZ08 | cWtd | SWLG011-01 | ExAnte2020 | IOU workpaper | 2019-06-26 | Fixture | 1 |  | None | 0 | 0 | 0 | 215 | 0.0292 | -0.635 | [6 empty] | DEER:Indoor_Non-CFL_Ltg | Annual
Any | SWLG011K | Mtl | Ex | CZ09 | cWtd | SWLG011-01 | ExAnte2020 | IOU workpaper | 2019-06-26 | Fixture | 1 |  | None | 0 | 0 | 0 | 209 | 0.0301 | -0.72 | [6 empty] | DEER:Indoor_Non-CFL_Ltg | Annual
Any | SWLG011K | Mtl | Ex | CZ10 | cWtd | SWLG011-01 | ExAnte2020 | IOU workpaper | 2019-06-26 | Fixture | 1 |  | None | 0 | 0 | 0 | 205 | 0.0299 | -0.899 | [6 empty] | DEER:Indoor_Non-CFL_Ltg | Annual
Any | SWLG011K | Mtl | Ex | CZ11 | cWtd | SWLG011-01 | ExAnte2020 | IOU workpaper | 2019-06-26 | Fixture | 1 |  | None | 0 | 0 | 0 | 191 | 0.0287 | -1.49 | [6 empty] | DEER:Indoor_Non-CFL_Ltg | Annual
Any | SWLG011K | Mtl | Ex | CZ12 | cWtd | SWLG011-01 | ExAnte2020 | IOU workpaper | 2019-06-26 | Fixture | 1 |  | None | 0 | 0 | 0 | 189 | 0.0285 | -1.55 | [6 empty] | DEER:Indoor_Non-CFL_Ltg | Annual
Any | SWLG011K | Mtl | Ex | CZ13 | cWtd | SWLG011-01 | ExAnte2020 | IOU workpaper | 2019-06-26 | Fixture | 1 |  | None | 0 | 0 | 0 | 195 | 0.0285 | -1.37 | [6 empty] | DEER:Indoor_Non-CFL_Ltg | Annual
Any | SWLG011K | Mtl | Ex | CZ14 | cWtd | SWLG011-01 | ExAnte2020 | IOU workpaper | 2019-06-26 | Fixture | 1 |  | None | 0 | 0 | 0 | 195 | 0.0296 | -1.23 | [6 empty] | DEER:Indoor_Non-CFL_Ltg | Annual
Any | SWLG011K | Mtl | Ex | CZ15 | cWtd | SWLG011-01 | ExAnte2020 | IOU workpaper | 2019-06-26 | Fixture | 1 |  | None | 0 | 0 | 0 | 223 | 0.0301 | -0.364 | [6 empty] | DEER:Indoor_Non-CFL_Ltg | Annual
Any | SWLG011K | Mtl | Ex | CZ16 | cWtd | SWLG011-01 | ExAnte2020 | IOU workpaper | 2019-06-26 | Fixture | 1 |  | None | 0 | 0 | 0 | 173 | 0.0289 | -1.84 | [6 empty] | DEER:Indoor_Non-CFL_Ltg | Annual
Any | SWLG011K | Nrs | Ex | CZ01 | cWtd | SWLG011-01 | ExAnte2020 | IOU workpaper | 2019-06-26 | Fixture | 1 |  | None | 0 | 0 | 0 | 177 | 0.0355 | -3.52 | [6 empty] | DEER:Indoor_Non-CFL_Ltg | Annual
Any | SWLG011K | Nrs | Ex | CZ02 | cWtd | SWLG011-01 | ExAnte2020 | IOU workpaper | 2019-06-26 | Fixture | 1 |  | None | 0 | 0 | 0 | 189 | 0.0387 | -2.39 | [6 empty] | DEER:Indoor_Non-CFL_Ltg | Annual
Any | SWLG011K | Nrs | Ex | CZ03 | cWtd | SWLG011-01 | ExAnte2020 | IOU workpaper | 2019-06-26 | Fixture | 1 |  | None | 0 | 0 | 0 | 188 | 0.0381 | -2.28 | [6 empty] | DEER:Indoor_Non-CFL_Ltg | Annual
Any | SWLG011K | Nrs | Ex | CZ04 | cWtd | SWLG011-01 | ExAnte2020 | IOU workpaper | 2019-06-26 | Fixture | 1 |  | None | 0 | 0 | 0 | 193 | 0.0387 | -1.88 | [6 empty] | DEER:Indoor_Non-CFL_Ltg | Annual
Any | SWLG011K | Nrs | Ex | CZ05 | cWtd | SWLG011-01 | ExAnte2020 | IOU workpaper | 2019-06-26 | Fixture | 1 |  | None | 0 | 0 | 0 | 188 | 0.0368 | -2.35 | [6 empty] | DEER:Indoor_Non-CFL_Ltg | Annual
Any | SWLG011K | Nrs | Ex | CZ06 | cWtd | SWLG011-01 | ExAnte2020 | IOU workpaper | 2019-06-26 | Fixture | 1 |  | None | 0 | 0 | 0 | 202 | 0.0407 | -1.23 | [6 empty] | DEER:Indoor_Non-CFL_Ltg | Annual
Any | SWLG011K | Nrs | Ex | CZ07 | cWtd | SWLG011-01 | ExAnte2020 | IOU workpaper | 2019-06-26 | Fixture | 1 |  | None | 0 | 0 | 0 | 202 | 0.041 | -1.06 | [6 empty] | DEER:Indoor_Non-CFL_Ltg | Annual
Any | SWLG011K | Nrs | Ex | CZ08 | cWtd | SWLG011-01 | ExAnte2020 | IOU workpaper | 2019-06-26 | Fixture | 1 |  | None | 0 | 0 | 0 | 204 | 0.0413 | -1.13 | [6 empty] | DEER:Indoor_Non-CFL_Ltg | Annual
Any | SWLG011K | Nrs | Ex | CZ09 | cWtd | SWLG011-01 | ExAnte2020 | IOU workpaper | 2019-06-26 | Fixture | 1 |  | None | 0 | 0 | 0 | 204 | 0.0416 | -1.22 | [6 empty] | DEER:Indoor_Non-CFL_Ltg | Annual
Any | SWLG011K | Nrs | Ex | CZ10 | cWtd | SWLG011-01 | ExAnte2020 | IOU workpaper | 2019-06-26 | Fixture | 1 |  | None | 0 | 0 | 0 | 206 | 0.0439 | -1.3 | [6 empty] | DEER:Indoor_Non-CFL_Ltg | Annual
Any | SWLG011K | Nrs | Ex | CZ11 | cWtd | SWLG011-01 | ExAnte2020 | IOU workpaper | 2019-06-26 | Fixture | 1 |  | None | 0 | 0 | 0 | 195 | 0.0397 | -1.95 | [6 empty] | DEER:Indoor_Non-CFL_Ltg | Annual
Any | SWLG011K | Nrs | Ex | CZ12 | cWtd | SWLG011-01 | ExAnte2020 | IOU workpaper | 2019-06-26 | Fixture | 1 |  | None | 0 | 0 | 0 | 193 | 0.0394 | -2.04 | [6 empty] | DEER:Indoor_Non-CFL_Ltg | Annual
Any | SWLG011K | Nrs | Ex | CZ13 | cWtd | SWLG011-01 | ExAnte2020 | IOU workpaper | 2019-06-26 | Fixture | 1 |  | None | 0 | 0 | 0 | 197 | 0.0394 | -1.84 | [6 empty] | DEER:Indoor_Non-CFL_Ltg | Annual
Any | SWLG011K | Nrs | Ex | CZ14 | cWtd | SWLG011-01 | ExAnte2020 | IOU workpaper | 2019-06-26 | Fixture | 1 |  | None | 0 | 0 | 0 | 200 | 0.041 | -1.72 | [6 empty] | DEER:Indoor_Non-CFL_Ltg | Annual
Any | SWLG011K | Nrs | Ex | CZ15 | cWtd | SWLG011-01 | ExAnte2020 | IOU workpaper | 2019-06-26 | Fixture | 1 |  | None | 0 | 0 | 0 | 217 | 0.0426 | -0.623 | [6 empty] | DEER:Indoor_Non-CFL_Ltg | Annual
Any | SWLG011K | Nrs | Ex | CZ16 | cWtd | SWLG011-01 | ExAnte2020 | IOU workpaper | 2019-06-26 | Fixture | 1 |  | None | 0 | 0 | 0 | 184 | 0.0387 | -2.91 | [6 empty] | DEER:Indoor_Non-CFL_Ltg | Annual
Any | SWLG011K | OfL | Ex | CZ01 | cWtd | SWLG011-01 | ExAnte2020 | IOU workpaper | 2019-06-26 | Fixture | 1 |  | None | 0 | 0 | 0 | 128 | 0.0189 | -0.616 | [6 empty] | DEER:Indoor_Non-CFL_Ltg | Annual
Any | SWLG011K | OfL | Ex | CZ02 | cWtd | SWLG011-01 | ExAnte2020 | IOU workpaper | 2019-06-26 | Fixture | 1 |  | None | 0 | 0 | 0 | 134 | 0.0198 | -0.353 | [6 empty] | DEER:Indoor_Non-CFL_Ltg | Annual
Any | SWLG011K | OfL | Ex | CZ03 | cWtd | SWLG011-01 | ExAnte2020 | IOU workpaper | 2019-06-26 | Fixture | 1 |  | None | 0 | 0 | 0 | 133 | 0.0194 | -0.31 | [6 empty] | DEER:Indoor_Non-CFL_Ltg | Annual
Any | SWLG011K | OfL | Ex | CZ04 | cWtd | SWLG011-01 | ExAnte2020 | IOU workpaper | 2019-06-26 | Fixture | 1 |  | None | 0 | 0 | 0 | 134 | 0.0202 | -0.311 | [6 empty] | DEER:Indoor_Non-CFL_Ltg | Annual
Any | SWLG011K | OfL | Ex | CZ05 | cWtd | SWLG011-01 | ExAnte2020 | IOU workpaper | 2019-06-26 | Fixture | 1 |  | None | 0 | 0 | 0 | 134 | 0.0191 | -0.261 | [6 empty] | DEER:Indoor_Non-CFL_Ltg | Annual
Any | SWLG011K | OfL | Ex | CZ06 | cWtd | SWLG011-01 | ExAnte2020 | IOU workpaper | 2019-06-26 | Fixture | 1 |  | None | 0 | 0 | 0 | 142 | 0.0199 | -0.0891 | [6 empty] | DEER:Indoor_Non-CFL_Ltg | Annual
Any | SWLG011K | OfL | Ex | CZ07 | cWtd | SWLG011-01 | ExAnte2020 | IOU workpaper | 2019-06-26 | Fixture | 1 |  | None | 0 | 0 | 0 | 141 | 0.0196 | -0.0067 | [6 empty] | DEER:Indoor_Non-CFL_Ltg | Annual
Any | SWLG011K | OfL | Ex | CZ08 | cWtd | SWLG011-01 | ExAnte2020 | IOU workpaper | 2019-06-26 | Fixture | 1 |  | None | 0 | 0 | 0 | 142 | 0.0198 | -0.0669 | [6 empty] | DEER:Indoor_Non-CFL_Ltg | Annual
Any | SWLG011K | OfL | Ex | CZ09 | cWtd | SWLG011-01 | ExAnte2020 | IOU workpaper | 2019-06-26 | Fixture | 1 |  | None | 0 | 0 | 0 | 141 | 0.0209 | -0.13 | [6 empty] | DEER:Indoor_Non-CFL_Ltg | Annual
Any | SWLG011K | OfL | Ex | CZ10 | cWtd | SWLG011-01 | ExAnte2020 | IOU workpaper | 2019-06-26 | Fixture | 1 |  | None | 0 | 0 | 0 | 143 | 0.021 | -0.0752 | [6 empty] | DEER:Indoor_Non-CFL_Ltg | Annual
Any | SWLG011K | OfL | Ex | CZ11 | cWtd | SWLG011-01 | ExAnte2020 | IOU workpaper | 2019-06-26 | Fixture | 1 |  | None | 0 | 0 | 0 | 135 | 0.0206 | -0.386 | [6 empty] | DEER:Indoor_Non-CFL_Ltg | Annual
Any | SWLG011K | OfL | Ex | CZ12 | cWtd | SWLG011-01 | ExAnte2020 | IOU workpaper | 2019-06-26 | Fixture | 1 |  | None | 0 | 0 | 0 | 135 | 0.0219 | -0.359 | [6 empty] | DEER:Indoor_Non-CFL_Ltg | Annual
Any | SWLG011K | OfL | Ex | CZ13 | cWtd | SWLG011-01 | ExAnte2020 | IOU workpaper | 2019-06-26 | Fixture | 1 |  | None | 0 | 0 | 0 | 136 | 0.0215 | -0.335 | [6 empty] | DEER:Indoor_Non-CFL_Ltg | Annual
Any | SWLG011K | OfL | Ex | CZ14 | cWtd | SWLG011-01 | ExAnte2020 | IOU workpaper | 2019-06-26 | Fixture | 1 |  | None | 0 | 0 | 0 | 140 | 0.0206 | -0.329 | [6 empty] | DEER:Indoor_Non-CFL_Ltg | Annual
Any | SWLG011K | OfL | Ex | CZ15 | cWtd | SWLG011-01 | ExAnte2020 | IOU workpaper | 2019-06-26 | Fixture | 1 |  | None | 0 | 0 | 0 | 146 | 0.0223 | -0.0189 | [6 empty] | DEER:Indoor_Non-CFL_Ltg | Annual
Any | SWLG011K | OfL | Ex | CZ16 | cWtd | SWLG011-01 | ExAnte2020 | IOU workpaper | 2019-06-26 | Fixture | 1 |  | None | 0 | 0 | 0 | 131 | 0.0199 | -0.983 | [6 empty] | DEER:Indoor_Non-CFL_Ltg | Annual
Any | SWLG011K | OfS | Ex | CZ01 | cWtd | SWLG011-01 | ExAnte2020 | IOU workpaper | 2019-06-26 | Fixture | 1 |  | None | 0 | 0 | 0 | 94 | 0.0158 | -0.771 | [6 empty] | DEER:Indoor_Non-CFL_Ltg | Annual
Any | SWLG011K | OfS | Ex | CZ02 | cWtd | SWLG011-01 | ExAnte2020 | IOU workpaper | 2019-06-26 | Fixture | 1 |  | None | 0 | 0 | 0 | 102 | 0.0172 | -0.476 | [6 empty] | DEER:Indoor_Non-CFL_Ltg | Annual
Any | SWLG011K | OfS | Ex | CZ03 | cWtd | SWLG011-01 | ExAnte2020 | IOU workpaper | 2019-06-26 | Fixture | 1 |  | None | 0 | 0 | 0 | 100 | 0.0165 | -0.451 | [6 empty] | DEER:Indoor_Non-CFL_Ltg | Annual
Any | SWLG011K | OfS | Ex | CZ04 | cWtd | SWLG011-01 | ExAnte2020 | IOU workpaper | 2019-06-26 | Fixture | 1 |  | None | 0 | 0 | 0 | 103 | 0.0166 | -0.392 | [6 empty] | DEER:Indoor_Non-CFL_Ltg | Annual
Any | SWLG011K | OfS | Ex | CZ05 | cWtd | SWLG011-01 | ExAnte2020 | IOU workpaper | 2019-06-26 | Fixture | 1 |  | None | 0 | 0 | 0 | 101 | 0.0161 | -0.391 | [6 empty] | DEER:Indoor_Non-CFL_Ltg | Annual
Any | SWLG011K | OfS | Ex | CZ06 | cWtd | SWLG011-01 | ExAnte2020 | IOU workpaper | 2019-06-26 | Fixture | 1 |  | None | 0 | 0 | 0 | 109 | 0.0171 | -0.17 | [6 empty] | DEER:Indoor_Non-CFL_Ltg | Annual
Any | SWLG011K | OfS | Ex | CZ07 | cWtd | SWLG011-01 | ExAnte2020 | IOU workpaper | 2019-06-26 | Fixture | 1 |  | None | 0 | 0 | 0 | 108 | 0.0165 | -0.1 | [6 empty] | DEER:Indoor_Non-CFL_Ltg | Annual
Any | SWLG011K | OfS | Ex | CZ08 | cWtd | SWLG011-01 | ExAnte2020 | IOU workpaper | 2019-06-26 | Fixture | 1 |  | None | 0 | 0 | 0 | 110 | 0.0171 | -0.172 | [6 empty] | DEER:Indoor_Non-CFL_Ltg | Annual
Any | SWLG011K | OfS | Ex | CZ09 | cWtd | SWLG011-01 | ExAnte2020 | IOU workpaper | 2019-06-26 | Fixture | 1 |  | None | 0 | 0 | 0 | 109 | 0.0176 | -0.213 | [6 empty] | DEER:Indoor_Non-CFL_Ltg | Annual
Any | SWLG011K | OfS | Ex | CZ10 | cWtd | SWLG011-01 | ExAnte2020 | IOU workpaper | 2019-06-26 | Fixture | 1 |  | None | 0 | 0 | 0 | 109 | 0.0176 | -0.17 | [6 empty] | DEER:Indoor_Non-CFL_Ltg | Annual
Any | SWLG011K | OfS | Ex | CZ11 | cWtd | SWLG011-01 | ExAnte2020 | IOU workpaper | 2019-06-26 | Fixture | 1 |  | None | 0 | 0 | 0 | 103 | 0.0184 | -0.449 | [6 empty] | DEER:Indoor_Non-CFL_Ltg | Annual
Any | SWLG011K | OfS | Ex | CZ12 | cWtd | SWLG011-01 | ExAnte2020 | IOU workpaper | 2019-06-26 | Fixture | 1 |  | None | 0 | 0 | 0 | 103 | 0.0176 | -0.455 | [6 empty] | DEER:Indoor_Non-CFL_Ltg | Annual
Any | SWLG011K | OfS | Ex | CZ13 | cWtd | SWLG011-01 | ExAnte2020 | IOU workpaper | 2019-06-26 | Fixture | 1 |  | None | 0 | 0 | 0 | 104 | 0.0175 | -0.418 | [6 empty] | DEER:Indoor_Non-CFL_Ltg | Annual
Any | SWLG011K | OfS | Ex | CZ14 | cWtd | SWLG011-01 | ExAnte2020 | IOU workpaper | 2019-06-26 | Fixture | 1 |  | None | 0 | 0 | 0 | 106 | 0.0178 | -0.341 | [6 empty] | DEER:Indoor_Non-CFL_Ltg | Annual
Any | SWLG011K | OfS | Ex | CZ15 | cWtd | SWLG011-01 | ExAnte2020 | IOU workpaper | 2019-06-26 | Fixture | 1 |  | None | 0 | 0 | 0 | 115 | 0.0185 | -0.0649 | [6 empty] | DEER:Indoor_Non-CFL_Ltg | Annual
Any | SWLG011K | OfS | Ex | CZ16 | cWtd | SWLG011-01 | ExAnte2020 | IOU workpaper | 2019-06-26 | Fixture | 1 |  | None | 0 | 0 | 0 | 97 | 0.0174 | -0.825 | [6 empty] | DEER:Indoor_Non-CFL_Ltg | Annual
Any | SWLG011K | RFF | Ex | CZ01 | cWtd | SWLG011-01 | ExAnte2020 | IOU workpaper | 2019-06-26 | Fixture | 1 |  | None | 0 | 0 | 0 | 146 | 0.0253 | -2.96 | [6 empty] | DEER:Indoor_Non-CFL_Ltg | Annual
Any | SWLG011K | RFF | Ex | CZ02 | cWtd | SWLG011-01 | ExAnte2020 | IOU workpaper | 2019-06-26 | Fixture | 1 |  | None | 0 | 0 | 0 | 159 | 0.027 | -1.89 | [6 empty] | DEER:Indoor_Non-CFL_Ltg | Annual
Any | SWLG011K | RFF | Ex | CZ03 | cWtd | SWLG011-01 | ExAnte2020 | IOU workpaper | 2019-06-26 | Fixture | 1 |  | None | 0 | 0 | 0 | 156 | 0.0272 | -2.03 | [6 empty] | DEER:Indoor_Non-CFL_Ltg | Annual
Any | SWLG011K | RFF | Ex | CZ04 | cWtd | SWLG011-01 | ExAnte2020 | IOU workpaper | 2019-06-26 | Fixture | 1 |  | None | 0 | 0 | 0 | 161 | 0.0272 | -1.57 | [6 empty] | DEER:Indoor_Non-CFL_Ltg | Annual
Any | SWLG011K | RFF | Ex | CZ05 | cWtd | SWLG011-01 | ExAnte2020 | IOU workpaper | 2019-06-26 | Fixture | 1 |  | None | 0 | 0 | 0 | 156 | 0.0267 | -2.03 | [6 empty] | DEER:Indoor_Non-CFL_Ltg | Annual
Any | SWLG011K | RFF | Ex | CZ06 | cWtd | SWLG011-01 | ExAnte2020 | IOU workpaper | 2019-06-26 | Fixture | 1 |  | None | 0 | 0 | 0 | 172 | 0.0286 | -1.31 | [6 empty] | DEER:Indoor_Non-CFL_Ltg | Annual
Any | SWLG011K | RFF | Ex | CZ07 | cWtd | SWLG011-01 | ExAnte2020 | IOU workpaper | 2019-06-26 | Fixture | 1 |  | None | 0 | 0 | 0 | 174 | 0.0289 | -1.07 | [6 empty] | DEER:Indoor_Non-CFL_Ltg | Annual
Any | SWLG011K | RFF | Ex | CZ08 | cWtd | SWLG011-01 | ExAnte2020 | IOU workpaper | 2019-06-26 | Fixture | 1 |  | None | 0 | 0 | 0 | 174 | 0.0284 | -1.1 | [6 empty] | DEER:Indoor_Non-CFL_Ltg | Annual
Any | SWLG011K | RFF | Ex | CZ09 | cWtd | SWLG011-01 | ExAnte2020 | IOU workpaper | 2019-06-26 | Fixture | 1 |  | None | 0 | 0 | 0 | 172 | 0.0289 | -1.3 | [6 empty] | DEER:Indoor_Non-CFL_Ltg | Annual
Any | SWLG011K | RFF | Ex | CZ10 | cWtd | SWLG011-01 | ExAnte2020 | IOU workpaper | 2019-06-26 | Fixture | 1 |  | None | 0 | 0 | 0 | 172 | 0.0286 | -1.31 | [6 empty] | DEER:Indoor_Non-CFL_Ltg | Annual
Any | SWLG011K | RFF | Ex | CZ11 | cWtd | SWLG011-01 | ExAnte2020 | IOU workpaper | 2019-06-26 | Fixture | 1 |  | None | 0 | 0 | 0 | 163 | 0.0277 | -1.58 | [6 empty] | DEER:Indoor_Non-CFL_Ltg | Annual
Any | SWLG011K | RFF | Ex | CZ12 | cWtd | SWLG011-01 | ExAnte2020 | IOU workpaper | 2019-06-26 | Fixture | 1 |  | None | 0 | 0 | 0 | 161 | 0.0279 | -1.62 | [6 empty] | DEER:Indoor_Non-CFL_Ltg | Annual
Any | SWLG011K | RFF | Ex | CZ13 | cWtd | SWLG011-01 | ExAnte2020 | IOU workpaper | 2019-06-26 | Fixture | 1 |  | None | 0 | 0 | 0 | 164 | 0.0279 | -1.48 | [6 empty] | DEER:Indoor_Non-CFL_Ltg | Annual
Any | SWLG011K | RFF | Ex | CZ14 | cWtd | SWLG011-01 | ExAnte2020 | IOU workpaper | 2019-06-26 | Fixture | 1 |  | None | 0 | 0 | 0 | 169 | 0.0289 | -1.82 | [6 empty] | DEER:Indoor_Non-CFL_Ltg | Annual
Any | SWLG011K | RFF | Ex | CZ15 | cWtd | SWLG011-01 | ExAnte2020 | IOU workpaper | 2019-06-26 | Fixture | 1 |  | None | 0 | 0 | 0 | 182 | 0.0294 | -0.603 | [6 empty] | DEER:Indoor_Non-CFL_Ltg | Annual
Any | SWLG011K | RFF | Ex | CZ16 | cWtd | SWLG011-01 | ExAnte2020 | IOU workpaper | 2019-06-26 | Fixture | 1 |  | None | 0 | 0 | 0 | 161 | 0.0279 | -2.52 | [6 empty] | DEER:Indoor_Non-CFL_Ltg | Annual
Any | SWLG011K | RSD | Ex | CZ01 | cWtd | SWLG011-01 | ExAnte2020 | IOU workpaper | 2019-06-26 | Fixture | 1 |  | None | 0 | 0 | 0 | 168 | 0.0365 | -3.04 | [6 empty] | DEER:Indoor_Non-CFL_Ltg | Annual
Any | SWLG011K | RSD | Ex | CZ02 | cWtd | SWLG011-01 | ExAnte2020 | IOU workpaper | 2019-06-26 | Fixture | 1 |  | None | 0 | 0 | 0 | 184 | 0.0368 | -1.56 | [6 empty] | DEER:Indoor_Non-CFL_Ltg | Annual
Any | SWLG011K | RSD | Ex | CZ03 | cWtd | SWLG011-01 | ExAnte2020 | IOU workpaper | 2019-06-26 | Fixture | 1 |  | None | 0 | 0 | 0 | 184 | 0.0368 | -1.53 | [6 empty] | DEER:Indoor_Non-CFL_Ltg | Annual
Any | SWLG011K | RSD | Ex | CZ04 | cWtd | SWLG011-01 | ExAnte2020 | IOU workpaper | 2019-06-26 | Fixture | 1 |  | None | 0 | 0 | 0 | 188 | 0.0368 | -1.16 | [6 empty] | DEER:Indoor_Non-CFL_Ltg | Annual
Any | SWLG011K | RSD | Ex | CZ05 | cWtd | SWLG011-01 | ExAnte2020 | IOU workpaper | 2019-06-26 | Fixture | 1 |  | None | 0 | 0 | 0 | 184 | 0.0365 | -1.43 | [6 empty] | DEER:Indoor_Non-CFL_Ltg | Annual
Any | SWLG011K | RSD | Ex | CZ06 | cWtd | SWLG011-01 | ExAnte2020 | IOU workpaper | 2019-06-26 | Fixture | 1 |  | None | 0 | 0 | 0 | 202 | 0.0387 | -0.603 | [6 empty] | DEER:Indoor_Non-CFL_Ltg | Annual
Any | SWLG011K | RSD | Ex | CZ07 | cWtd | SWLG011-01 | ExAnte2020 | IOU workpaper | 2019-06-26 | Fixture | 1 |  | None | 0 | 0 | 0 | 206 | 0.039 | -0.29 | [6 empty] | DEER:Indoor_Non-CFL_Ltg | Annual
Any | SWLG011K | RSD | Ex | CZ08 | cWtd | SWLG011-01 | ExAnte2020 | IOU workpaper | 2019-06-26 | Fixture | 1 |  | None | 0 | 0 | 0 | 202 | 0.0384 | -0.53 | [6 empty] | DEER:Indoor_Non-CFL_Ltg | Annual
Any | SWLG011K | RSD | Ex | CZ09 | cWtd | SWLG011-01 | ExAnte2020 | IOU workpaper | 2019-06-26 | Fixture | 1 |  | None | 0 | 0 | 0 | 199 | 0.0393 | -0.703 | [6 empty] | DEER:Indoor_Non-CFL_Ltg | Annual
Any | SWLG011K | RSD | Ex | CZ10 | cWtd | SWLG011-01 | ExAnte2020 | IOU workpaper | 2019-06-26 | Fixture | 1 |  | None | 0 | 0 | 0 | 199 | 0.039 | -0.893 | [6 empty] | DEER:Indoor_Non-CFL_Ltg | Annual
Any | SWLG011K | RSD | Ex | CZ11 | cWtd | SWLG011-01 | ExAnte2020 | IOU workpaper | 2019-06-26 | Fixture | 1 |  | None | 0 | 0 | 0 | 186 | 0.0377 | -1.46 | [6 empty] | DEER:Indoor_Non-CFL_Ltg | Annual
Any | SWLG011K | RSD | Ex | CZ12 | cWtd | SWLG011-01 | ExAnte2020 | IOU workpaper | 2019-06-26 | Fixture | 1 |  | None | 0 | 0 | 0 | 186 | 0.0371 | -1.48 | [6 empty] | DEER:Indoor_Non-CFL_Ltg | Annual
Any | SWLG011K | RSD | Ex | CZ13 | cWtd | SWLG011-01 | ExAnte2020 | IOU workpaper | 2019-06-26 | Fixture | 1 |  | None | 0 | 0 | 0 | 188 | 0.0377 | -1.4 | [6 empty] | DEER:Indoor_Non-CFL_Ltg | Annual
Any | SWLG011K | RSD | Ex | CZ14 | cWtd | SWLG011-01 | ExAnte2020 | IOU workpaper | 2019-06-26 | Fixture | 1 |  | None | 0 | 0 | 0 | 195 | 0.039 | -1.68 | [6 empty] | DEER:Indoor_Non-CFL_Ltg | Annual
Any | SWLG011K | RSD | Ex | CZ15 | cWtd | SWLG011-01 | ExAnte2020 | IOU workpaper | 2019-06-26 | Fixture | 1 |  | None | 0 | 0 | 0 | 208 | 0.0406 | -0.268 | [6 empty] | DEER:Indoor_Non-CFL_Ltg | Annual
Any | SWLG011K | RSD | Ex | CZ16 | cWtd | SWLG011-01 | ExAnte2020 | IOU workpaper | 2019-06-26 | Fixture | 1 |  | None | 0 | 0 | 0 | 184 | 0.0381 | -2.71 | [6 empty] | DEER:Indoor_Non-CFL_Ltg | Annual
Any | SWLG011K | Rt3 | Ex | CZ01 | cWtd | SWLG011-01 | ExAnte2020 | IOU workpaper | 2019-06-26 | Fixture | 1 |  | None | 0 | 0 | 0 | 254 | 0.0472 | -2.39 | [6 empty] | DEER:Indoor_Non-CFL_Ltg | Annual
Any | SWLG011K | Rt3 | Ex | CZ02 | cWtd | SWLG011-01 | ExAnte2020 | IOU workpaper | 2019-06-26 | Fixture | 1 |  | None | 0 | 0 | 0 | 270 | 0.0476 | -1.34 | [6 empty] | DEER:Indoor_Non-CFL_Ltg | Annual
Any | SWLG011K | Rt3 | Ex | CZ03 | cWtd | SWLG011-01 | ExAnte2020 | IOU workpaper | 2019-06-26 | Fixture | 1 |  | None | 0 | 0 | 0 | 270 | 0.0472 | -1.06 | [6 empty] | DEER:Indoor_Non-CFL_Ltg | Annual
Any | SWLG011K | Rt3 | Ex | CZ04 | cWtd | SWLG011-01 | ExAnte2020 | IOU workpaper | 2019-06-26 | Fixture | 1 |  | None | 0 | 0 | 0 | 275 | 0.0476 | -0.844 | [6 empty] | DEER:Indoor_Non-CFL_Ltg | Annual
Any | SWLG011K | Rt3 | Ex | CZ05 | cWtd | SWLG011-01 | ExAnte2020 | IOU workpaper | 2019-06-26 | Fixture | 1 |  | None | 0 | 0 | 0 | 273 | 0.0464 | -0.823 | [6 empty] | DEER:Indoor_Non-CFL_Ltg | Annual
Any | SWLG011K | Rt3 | Ex | CZ06 | cWtd | SWLG011-01 | ExAnte2020 | IOU workpaper | 2019-06-26 | Fixture | 1 |  | None | 0 | 0 | 0 | 291 | 0.0496 | -0.234 | [6 empty] | DEER:Indoor_Non-CFL_Ltg | Annual
Any | SWLG011K | Rt3 | Ex | CZ07 | cWtd | SWLG011-01 | ExAnte2020 | IOU workpaper | 2019-06-26 | Fixture | 1 |  | None | 0 | 0 | 0 | 293 | 0.0492 | -0.0666 | [6 empty] | DEER:Indoor_Non-CFL_Ltg | Annual
Any | SWLG011K | Rt3 | Ex | CZ08 | cWtd | SWLG011-01 | ExAnte2020 | IOU workpaper | 2019-06-26 | Fixture | 1 |  | None | 0 | 0 | 0 | 291 | 0.0492 | -0.19 | [6 empty] | DEER:Indoor_Non-CFL_Ltg | Annual
Any | SWLG011K | Rt3 | Ex | CZ09 | cWtd | SWLG011-01 | ExAnte2020 | IOU workpaper | 2019-06-26 | Fixture | 1 |  | None | 0 | 0 | 0 | 286 | 0.0504 | -0.343 | [6 empty] | DEER:Indoor_Non-CFL_Ltg | Annual
Any | SWLG011K | Rt3 | Ex | CZ10 | cWtd | SWLG011-01 | ExAnte2020 | IOU workpaper | 2019-06-26 | Fixture | 1 |  | None | 0 | 0 | 0 | 288 | 0.0504 | -0.362 | [6 empty] | DEER:Indoor_Non-CFL_Ltg | Annual
Any | SWLG011K | Rt3 | Ex | CZ11 | cWtd | SWLG011-01 | ExAnte2020 | IOU workpaper | 2019-06-26 | Fixture | 1 |  | None | 0 | 0 | 0 | 273 | 0.0492 | -1.32 | [6 empty] | DEER:Indoor_Non-CFL_Ltg | Annual
Any | SWLG011K | Rt3 | Ex | CZ12 | cWtd | SWLG011-01 | ExAnte2020 | IOU workpaper | 2019-06-26 | Fixture | 1 |  | None | 0 | 0 | 0 | 273 | 0.0484 | -1.35 | [6 empty] | DEER:Indoor_Non-CFL_Ltg | Annual
Any | SWLG011K | Rt3 | Ex | CZ13 | cWtd | SWLG011-01 | ExAnte2020 | IOU workpaper | 2019-06-26 | Fixture | 1 |  | None | 0 | 0 | 0 | 275 | 0.0488 | -1.23 | [6 empty] | DEER:Indoor_Non-CFL_Ltg | Annual
Any | SWLG011K | Rt3 | Ex | CZ14 | cWtd | SWLG011-01 | ExAnte2020 | IOU workpaper | 2019-06-26 | Fixture | 1 |  | None | 0 | 0 | 0 | 280 | 0.0504 | -1.21 | [6 empty] | DEER:Indoor_Non-CFL_Ltg | Annual
Any | SWLG011K | Rt3 | Ex | CZ15 | cWtd | SWLG011-01 | ExAnte2020 | IOU workpaper | 2019-06-26 | Fixture | 1 |  | None | 0 | 0 | 0 | 299 | 0.052 | -0.0645 | [6 empty] | DEER:Indoor_Non-CFL_Ltg | Annual
Any | SWLG011K | Rt3 | Ex | CZ16 | cWtd | SWLG011-01 | ExAnte2020 | IOU workpaper | 2019-06-26 | Fixture | 1 |  | None | 0 | 0 | 0 | 259 | 0.0484 | -2.8 | [6 empty] | DEER:Indoor_Non-CFL_Ltg | Annual
Any | SWLG011K | RtL | Ex | CZ01 | cWtd | SWLG011-01 | ExAnte2020 | IOU workpaper | 2019-06-26 | Fixture | 1 |  | None | 0 | 0 | 0 | 194 | 0.0301 | -1.64 | [6 empty] | DEER:Indoor_Non-CFL_Ltg | Annual
Any | SWLG011K | RtL | Ex | CZ02 | cWtd | SWLG011-01 | ExAnte2020 | IOU workpaper | 2019-06-26 | Fixture | 1 |  | None | 0 | 0 | 0 | 204 | 0.0304 | -0.969 | [6 empty] | DEER:Indoor_Non-CFL_Ltg | Annual
Any | SWLG011K | RtL | Ex | CZ03 | cWtd | SWLG011-01 | ExAnte2020 | IOU workpaper | 2019-06-26 | Fixture | 1 |  | None | 0 | 0 | 0 | 206 | 0.0299 | -0.772 | [6 empty] | DEER:Indoor_Non-CFL_Ltg | Annual
Any | SWLG011K | RtL | Ex | CZ04 | cWtd | SWLG011-01 | ExAnte2020 | IOU workpaper | 2019-06-26 | Fixture | 1 |  | None | 0 | 0 | 0 | 208 | 0.0301 | -0.639 | [6 empty] | DEER:Indoor_Non-CFL_Ltg | Annual
Any | SWLG011K | RtL | Ex | CZ05 | cWtd | SWLG011-01 | ExAnte2020 | IOU workpaper | 2019-06-26 | Fixture | 1 |  | None | 0 | 0 | 0 | 206 | 0.0294 | -0.772 | [6 empty] | DEER:Indoor_Non-CFL_Ltg | Annual
Any | SWLG011K | RtL | Ex | CZ06 | cWtd | SWLG011-01 | ExAnte2020 | IOU workpaper | 2019-06-26 | Fixture | 1 |  | None | 0 | 0 | 0 | 220 | 0.0314 | -0.329 | [6 empty] | DEER:Indoor_Non-CFL_Ltg | Annual
Any | SWLG011K | RtL | Ex | CZ07 | cWtd | SWLG011-01 | ExAnte2020 | IOU workpaper | 2019-06-26 | Fixture | 1 |  | None | 0 | 0 | 0 | 222 | 0.0314 | -0.241 | [6 empty] | DEER:Indoor_Non-CFL_Ltg | Annual
Any | SWLG011K | RtL | Ex | CZ08 | cWtd | SWLG011-01 | ExAnte2020 | IOU workpaper | 2019-06-26 | Fixture | 1 |  | None | 0 | 0 | 0 | 220 | 0.0314 | -0.282 | [6 empty] | DEER:Indoor_Non-CFL_Ltg | Annual
Any | SWLG011K | RtL | Ex | CZ09 | cWtd | SWLG011-01 | ExAnte2020 | IOU workpaper | 2019-06-26 | Fixture | 1 |  | None | 0 | 0 | 0 | 216 | 0.0321 | -0.39 | [6 empty] | DEER:Indoor_Non-CFL_Ltg | Annual
Any | SWLG011K | RtL | Ex | CZ10 | cWtd | SWLG011-01 | ExAnte2020 | IOU workpaper | 2019-06-26 | Fixture | 1 |  | None | 0 | 0 | 0 | 216 | 0.0321 | -0.382 | [6 empty] | DEER:Indoor_Non-CFL_Ltg | Annual
Any | SWLG011K | RtL | Ex | CZ11 | cWtd | SWLG011-01 | ExAnte2020 | IOU workpaper | 2019-06-26 | Fixture | 1 |  | None | 0 | 0 | 0 | 206 | 0.0311 | -0.974 | [6 empty] | DEER:Indoor_Non-CFL_Ltg | Annual
Any | SWLG011K | RtL | Ex | CZ12 | cWtd | SWLG011-01 | ExAnte2020 | IOU workpaper | 2019-06-26 | Fixture | 1 |  | None | 0 | 0 | 0 | 204 | 0.0309 | -0.943 | [6 empty] | DEER:Indoor_Non-CFL_Ltg | Annual
Any | SWLG011K | RtL | Ex | CZ13 | cWtd | SWLG011-01 | ExAnte2020 | IOU workpaper | 2019-06-26 | Fixture | 1 |  | None | 0 | 0 | 0 | 206 | 0.0309 | -0.906 | [6 empty] | DEER:Indoor_Non-CFL_Ltg | Annual
Any | SWLG011K | RtL | Ex | CZ14 | cWtd | SWLG011-01 | ExAnte2020 | IOU workpaper | 2019-06-26 | Fixture | 1 |  | None | 0 | 0 | 0 | 210 | 0.0324 | -0.951 | [6 empty] | DEER:Indoor_Non-CFL_Ltg | Annual
Any | SWLG011K | RtL | Ex | CZ15 | cWtd | SWLG011-01 | ExAnte2020 | IOU workpaper | 2019-06-26 | Fixture | 1 |  | None | 0 | 0 | 0 | 225 | 0.0331 | -0.143 | [6 empty] | DEER:Indoor_Non-CFL_Ltg | Annual
Any | SWLG011K | RtL | Ex | CZ16 | cWtd | SWLG011-01 | ExAnte2020 | IOU workpaper | 2019-06-26 | Fixture | 1 |  | None | 0 | 0 | 0 | 196 | 0.0309 | -2.08 | [6 empty] | DEER:Indoor_Non-CFL_Ltg | Annual
Any | SWLG011K | RtS | Ex | CZ01 | cWtd | SWLG011-01 | ExAnte2020 | IOU workpaper | 2019-06-26 | Fixture | 1 |  | None | 0 | 0 | 0 | 112 | 0.0205 | -1.8 | [6 empty] | DEER:Indoor_Non-CFL_Ltg | Annual
Any | SWLG011K | RtS | Ex | CZ02 | cWtd | SWLG011-01 | ExAnte2020 | IOU workpaper | 2019-06-26 | Fixture | 1 |  | None | 0 | 0 | 0 | 121 | 0.0213 | -0.995 | [6 empty] | DEER:Indoor_Non-CFL_Ltg | Annual
Any | SWLG011K | RtS | Ex | CZ03 | cWtd | SWLG011-01 | ExAnte2020 | IOU workpaper | 2019-06-26 | Fixture | 1 |  | None | 0 | 0 | 0 | 120 | 0.0213 | -1.07 | [6 empty] | DEER:Indoor_Non-CFL_Ltg | Annual
Any | SWLG011K | RtS | Ex | CZ04 | cWtd | SWLG011-01 | ExAnte2020 | IOU workpaper | 2019-06-26 | Fixture | 1 |  | None | 0 | 0 | 0 | 122 | 0.0213 | -0.834 | [6 empty] | DEER:Indoor_Non-CFL_Ltg | Annual
Any | SWLG011K | RtS | Ex | CZ05 | cWtd | SWLG011-01 | ExAnte2020 | IOU workpaper | 2019-06-26 | Fixture | 1 |  | None | 0 | 0 | 0 | 121 | 0.021 | -0.967 | [6 empty] | DEER:Indoor_Non-CFL_Ltg | Annual
Any | SWLG011K | RtS | Ex | CZ06 | cWtd | SWLG011-01 | ExAnte2020 | IOU workpaper | 2019-06-26 | Fixture | 1 |  | None | 0 | 0 | 0 | 129 | 0.022 | -0.482 | [6 empty] | DEER:Indoor_Non-CFL_Ltg | Annual
Any | SWLG011K | RtS | Ex | CZ07 | cWtd | SWLG011-01 | ExAnte2020 | IOU workpaper | 2019-06-26 | Fixture | 1 |  | None | 0 | 0 | 0 | 132 | 0.022 | -0.358 | [6 empty] | DEER:Indoor_Non-CFL_Ltg | Annual
Any | SWLG011K | RtS | Ex | CZ08 | cWtd | SWLG011-01 | ExAnte2020 | IOU workpaper | 2019-06-26 | Fixture | 1 |  | None | 0 | 0 | 0 | 131 | 0.0218 | -0.408 | [6 empty] | DEER:Indoor_Non-CFL_Ltg | Annual
Any | SWLG011K | RtS | Ex | CZ09 | cWtd | SWLG011-01 | ExAnte2020 | IOU workpaper | 2019-06-26 | Fixture | 1 |  | None | 0 | 0 | 0 | 129 | 0.0224 | -0.533 | [6 empty] | DEER:Indoor_Non-CFL_Ltg | Annual
Any | SWLG011K | RtS | Ex | CZ10 | cWtd | SWLG011-01 | ExAnte2020 | IOU workpaper | 2019-06-26 | Fixture | 1 |  | None | 0 | 0 | 0 | 131 | 0.0224 | -0.509 | [6 empty] | DEER:Indoor_Non-CFL_Ltg | Annual
Any | SWLG011K | RtS | Ex | CZ11 | cWtd | SWLG011-01 | ExAnte2020 | IOU workpaper | 2019-06-26 | Fixture | 1 |  | None | 0 | 0 | 0 | 122 | 0.0217 | -0.936 | [6 empty] | DEER:Indoor_Non-CFL_Ltg | Annual
Any | SWLG011K | RtS | Ex | CZ12 | cWtd | SWLG011-01 | ExAnte2020 | IOU workpaper | 2019-06-26 | Fixture | 1 |  | None | 0 | 0 | 0 | 122 | 0.0217 | -0.943 | [6 empty] | DEER:Indoor_Non-CFL_Ltg | Annual
Any | SWLG011K | RtS | Ex | CZ13 | cWtd | SWLG011-01 | ExAnte2020 | IOU workpaper | 2019-06-26 | Fixture | 1 |  | None | 0 | 0 | 0 | 122 | 0.0216 | -0.892 | [6 empty] | DEER:Indoor_Non-CFL_Ltg | Annual
Any | SWLG011K | RtS | Ex | CZ14 | cWtd | SWLG011-01 | ExAnte2020 | IOU workpaper | 2019-06-26 | Fixture | 1 |  | None | 0 | 0 | 0 | 126 | 0.0226 | -0.856 | [6 empty] | DEER:Indoor_Non-CFL_Ltg | Annual
Any | SWLG011K | RtS | Ex | CZ15 | cWtd | SWLG011-01 | ExAnte2020 | IOU workpaper | 2019-06-26 | Fixture | 1 |  | None | 0 | 0 | 0 | 136 | 0.0228 | -0.196 | [6 empty] | DEER:Indoor_Non-CFL_Ltg | Annual
Any | SWLG011K | RtS | Ex | CZ16 | cWtd | SWLG011-01 | ExAnte2020 | IOU workpaper | 2019-06-26 | Fixture | 1 |  | None | 0 | 0 | 0 | 116 | 0.0218 | -1.41 | [6 empty] | DEER:Indoor_Non-CFL_Ltg | Annual
Any | SWLG011K | SCn | Ex | CZ01 | cWtd | SWLG011-01 | ExAnte2020 | IOU workpaper | 2019-06-26 | Fixture | 1 |  | None | 0 | 0 | 0 | 83.9 | 0.0101 | -2.01 | [6 empty] | DEER:Indoor_Non-CFL_Ltg | Annual
Any | SWLG011K | SCn | Ex | CZ02 | cWtd | SWLG011-01 | ExAnte2020 | IOU workpaper | 2019-06-26 | Fixture | 1 |  | None | 0 | 0 | 0 | 98.1 | 0.0128 | -1.31 | [6 empty] | DEER:Indoor_Non-CFL_Ltg | Annual
Any | SWLG011K | SCn | Ex | CZ03 | cWtd | SWLG011-01 | ExAnte2020 | IOU workpaper | 2019-06-26 | Fixture | 1 |  | None | 0 | 0 | 0 | 91.6 | 0.0128 | -1.65 | [6 empty] | DEER:Indoor_Non-CFL_Ltg | Annual
Any | SWLG011K | SCn | Ex | CZ04 | cWtd | SWLG011-01 | ExAnte2020 | IOU workpaper | 2019-06-26 | Fixture | 1 |  | None | 0 | 0 | 0 | 101 | 0.0129 | -1.34 | [6 empty] | DEER:Indoor_Non-CFL_Ltg | Annual
Any | SWLG011K | SCn | Ex | CZ05 | cWtd | SWLG011-01 | ExAnte2020 | IOU workpaper | 2019-06-26 | Fixture | 1 |  | None | 0 | 0 | 0 | 97 | 0.0115 | -1.84 | [6 empty] | DEER:Indoor_Non-CFL_Ltg | Annual
Any | SWLG011K | SCn | Ex | CZ06 | cWtd | SWLG011-01 | ExAnte2020 | IOU workpaper | 2019-06-26 | Fixture | 1 |  | None | 0 | 0 | 0 | 106 | 0.0134 | -0.965 | [6 empty] | DEER:Indoor_Non-CFL_Ltg | Annual
Any | SWLG011K | SCn | Ex | CZ07 | cWtd | SWLG011-01 | ExAnte2020 | IOU workpaper | 2019-06-26 | Fixture | 1 |  | None | 0 | 0 | 0 | 107 | 0.0137 | -0.922 | [6 empty] | DEER:Indoor_Non-CFL_Ltg | Annual
Any | SWLG011K | SCn | Ex | CZ08 | cWtd | SWLG011-01 | ExAnte2020 | IOU workpaper | 2019-06-26 | Fixture | 1 |  | None | 0 | 0 | 0 | 111 | 0.0129 | -0.824 | [6 empty] | DEER:Indoor_Non-CFL_Ltg | Annual
Any | SWLG011K | SCn | Ex | CZ09 | cWtd | SWLG011-01 | ExAnte2020 | IOU workpaper | 2019-06-26 | Fixture | 1 |  | None | 0 | 0 | 0 | 109 | 0.0132 | -0.992 | [6 empty] | DEER:Indoor_Non-CFL_Ltg | Annual
Any | SWLG011K | SCn | Ex | CZ10 | cWtd | SWLG011-01 | ExAnte2020 | IOU workpaper | 2019-06-26 | Fixture | 1 |  | None | 0 | 0 | 0 | 107 | 0.0131 | -1.1 | [6 empty] | DEER:Indoor_Non-CFL_Ltg | Annual
Any | SWLG011K | SCn | Ex | CZ11 | cWtd | SWLG011-01 | ExAnte2020 | IOU workpaper | 2019-06-26 | Fixture | 1 |  | None | 0 | 0 | 0 | 102 | 0.0125 | -1.2 | [6 empty] | DEER:Indoor_Non-CFL_Ltg | Annual
Any | SWLG011K | SCn | Ex | CZ12 | cWtd | SWLG011-01 | ExAnte2020 | IOU workpaper | 2019-06-26 | Fixture | 1 |  | None | 0 | 0 | 0 | 104 | 0.0126 | -1.19 | [6 empty] | DEER:Indoor_Non-CFL_Ltg | Annual
Any | SWLG011K | SCn | Ex | CZ13 | cWtd | SWLG011-01 | ExAnte2020 | IOU workpaper | 2019-06-26 | Fixture | 1 |  | None | 0 | 0 | 0 | 106 | 0.0124 | -1.03 | [6 empty] | DEER:Indoor_Non-CFL_Ltg | Annual
Any | SWLG011K | SCn | Ex | CZ14 | cWtd | SWLG011-01 | ExAnte2020 | IOU workpaper | 2019-06-26 | Fixture | 1 |  | None | 0 | 0 | 0 | 108 | 0.0131 | -1.17 | [6 empty] | DEER:Indoor_Non-CFL_Ltg | Annual
Any | SWLG011K | SCn | Ex | CZ15 | cWtd | SWLG011-01 | ExAnte2020 | IOU workpaper | 2019-06-26 | Fixture | 1 |  | None | 0 | 0 | 0 | 117 | 0.0137 | -0.585 | [6 empty] | DEER:Indoor_Non-CFL_Ltg | Annual
Any | SWLG011K | SCn | Ex | CZ16 | cWtd | SWLG011-01 | ExAnte2020 | IOU workpaper | 2019-06-26 | Fixture | 1 |  | None | 0 | 0 | 0 | 100 | 0.0135 | -1.55 | [6 empty] | DEER:Indoor_Non-CFL_Ltg | Annual
Any | SWLG011K | SUn | Ex | CZ01 | cWtd | SWLG011-01 | ExAnte2020 | IOU workpaper | 2019-06-26 | Fixture | 1 |  | None | 0 | 0 | 0 | 103 | 0.0145 | 0 | [6 empty] | DEER:Indoor_Non-CFL_Ltg | Annual
Any | SWLG011K | SUn | Ex | CZ02 | cWtd | SWLG011-01 | ExAnte2020 | IOU workpaper | 2019-06-26 | Fixture | 1 |  | None | 0 | 0 | 0 | 103 | 0.0145 | 0 | [6 empty] | DEER:Indoor_Non-CFL_Ltg | Annual
Any | SWLG011K | SUn | Ex | CZ03 | cWtd | SWLG011-01 | ExAnte2020 | IOU workpaper | 2019-06-26 | Fixture | 1 |  | None | 0 | 0 | 0 | 103 | 0.0145 | 0 | [6 empty] | DEER:Indoor_Non-CFL_Ltg | Annual
Any | SWLG011K | SUn | Ex | CZ04 | cWtd | SWLG011-01 | ExAnte2020 | IOU workpaper | 2019-06-26 | Fixture | 1 |  | None | 0 | 0 | 0 | 103 | 0.0145 | 0 | [6 empty] | DEER:Indoor_Non-CFL_Ltg | Annual
Any | SWLG011K | SUn | Ex | CZ05 | cWtd | SWLG011-01 | ExAnte2020 | IOU workpaper | 2019-06-26 | Fixture | 1 |  | None | 0 | 0 | 0 | 103 | 0.0145 | 0 | [6 empty] | DEER:Indoor_Non-CFL_Ltg | Annual
Any | SWLG011K | SUn | Ex | CZ06 | cWtd | SWLG011-01 | ExAnte2020 | IOU workpaper | 2019-06-26 | Fixture | 1 |  | None | 0 | 0 | 0 | 103 | 0.0145 | 0 | [6 empty] | DEER:Indoor_Non-CFL_Ltg | Annual
Any | SWLG011K | SUn | Ex | CZ07 | cWtd | SWLG011-01 | ExAnte2020 | IOU workpaper | 2019-06-26 | Fixture | 1 |  | None | 0 | 0 | 0 | 103 | 0.0145 | 0 | [6 empty] | DEER:Indoor_Non-CFL_Ltg | Annual
Any | SWLG011K | SUn | Ex | CZ08 | cWtd | SWLG011-01 | ExAnte2020 | IOU workpaper | 2019-06-26 | Fixture | 1 |  | None | 0 | 0 | 0 | 103 | 0.0145 | 0 | [6 empty] | DEER:Indoor_Non-CFL_Ltg | Annual
Any | SWLG011K | SUn | Ex | CZ09 | cWtd | SWLG011-01 | ExAnte2020 | IOU workpaper | 2019-06-26 | Fixture | 1 |  | None | 0 | 0 | 0 | 103 | 0.0145 | 0 | [6 empty] | DEER:Indoor_Non-CFL_Ltg | Annual
Any | SWLG011K | SUn | Ex | CZ10 | cWtd | SWLG011-01 | ExAnte2020 | IOU workpaper | 2019-06-26 | Fixture | 1 |  | None | 0 | 0 | 0 | 103 | 0.0145 | 0 | [6 empty] | DEER:Indoor_Non-CFL_Ltg | Annual
Any | SWLG011K | SUn | Ex | CZ11 | cWtd | SWLG011-01 | ExAnte2020 | IOU workpaper | 2019-06-26 | Fixture | 1 |  | None | 0 | 0 | 0 | 103 | 0.0145 | 0 | [6 empty] | DEER:Indoor_Non-CFL_Ltg | Annual
Any | SWLG011K | SUn | Ex | CZ12 | cWtd | SWLG011-01 | ExAnte2020 | IOU workpaper | 2019-06-26 | Fixture | 1 |  | None | 0 | 0 | 0 | 103 | 0.0145 | 0 | [6 empty] | DEER:Indoor_Non-CFL_Ltg | Annual
Any | SWLG011K | SUn | Ex | CZ13 | cWtd | SWLG011-01 | ExAnte2020 | IOU workpaper | 2019-06-26 | Fixture | 1 |  | None | 0 | 0 | 0 | 103 | 0.0145 | 0 | [6 empty] | DEER:Indoor_Non-CFL_Ltg | Annual
Any | SWLG011K | SUn | Ex | CZ14 | cWtd | SWLG011-01 | ExAnte2020 | IOU workpaper | 2019-06-26 | Fixture | 1 |  | None | 0 | 0 | 0 | 103 | 0.0145 | 0 | [6 empty] | DEER:Indoor_Non-CFL_Ltg | Annual
Any | SWLG011K | SUn | Ex | CZ15 | cWtd | SWLG011-01 | ExAnte2020 | IOU workpaper | 2019-06-26 | Fixture | 1 |  | None | 0 | 0 | 0 | 103 | 0.0145 | 0 | [6 empty] | DEER:Indoor_Non-CFL_Ltg | Annual
Any | SWLG011K | SUn | Ex | CZ16 | cWtd | SWLG011-01 | ExAnte2020 | IOU workpaper | 2019-06-26 | Fixture | 1 |  | None | 0 | 0 | 0 | 103 | 0.0145 | 0 | [6 empty] | DEER:Indoor_Non-CFL_Ltg | Annual
Any | SWLG011K | WRf | Ex | CZ01 | cWtd | SWLG011-01 | ExAnte2020 | IOU workpaper | 2019-06-26 | Fixture | 1 |  | None | 0 | 0 | 0 | 290 | 0.0316 | 0 | [6 empty] | DEER:Indoor_Non-CFL_Ltg | Annual
Any | SWLG011K | WRf | Ex | CZ02 | cWtd | SWLG011-01 | ExAnte2020 | IOU workpaper | 2019-06-26 | Fixture | 1 |  | None | 0 | 0 | 0 | 293 | 0.0318 | 0 | [6 empty] | DEER:Indoor_Non-CFL_Ltg | Annual
Any | SWLG011K | WRf | Ex | CZ03 | cWtd | SWLG011-01 | ExAnte2020 | IOU workpaper | 2019-06-26 | Fixture | 1 |  | None | 0 | 0 | 0 | 286 | 0.0318 | 0 | [6 empty] | DEER:Indoor_Non-CFL_Ltg | Annual
Any | SWLG011K | WRf | Ex | CZ04 | cWtd | SWLG011-01 | ExAnte2020 | IOU workpaper | 2019-06-26 | Fixture | 1 |  | None | 0 | 0 | 0 | 290 | 0.0316 | 0 | [6 empty] | DEER:Indoor_Non-CFL_Ltg | Annual
Any | SWLG011K | WRf | Ex | CZ05 | cWtd | SWLG011-01 | ExAnte2020 | IOU workpaper | 2019-06-26 | Fixture | 1 |  | None | 0 | 0 | 0 | 283 | 0.0316 | 0 | [6 empty] | DEER:Indoor_Non-CFL_Ltg | Annual
Any | SWLG011K | WRf | Ex | CZ06 | cWtd | SWLG011-01 | ExAnte2020 | IOU workpaper | 2019-06-26 | Fixture | 1 |  | None | 0 | 0 | 0 | 293 | 0.0316 | 0 | [6 empty] | DEER:Indoor_Non-CFL_Ltg | Annual
Any | SWLG011K | WRf | Ex | CZ07 | cWtd | SWLG011-01 | ExAnte2020 | IOU workpaper | 2019-06-26 | Fixture | 1 |  | None | 0 | 0 | 0 | 290 | 0.0318 | 0 | [6 empty] | DEER:Indoor_Non-CFL_Ltg | Annual
Any | SWLG011K | WRf | Ex | CZ08 | cWtd | SWLG011-01 | ExAnte2020 | IOU workpaper | 2019-06-26 | Fixture | 1 |  | None | 0 | 0 | 0 | 290 | 0.0363 | 0 | [6 empty] | DEER:Indoor_Non-CFL_Ltg | Annual
Any | SWLG011K | WRf | Ex | CZ09 | cWtd | SWLG011-01 | ExAnte2020 | IOU workpaper | 2019-06-26 | Fixture | 1 |  | None | 0 | 0 | 0 | 290 | 0.0326 | 0 | [6 empty] | DEER:Indoor_Non-CFL_Ltg | Annual
Any | SWLG011K | WRf | Ex | CZ10 | cWtd | SWLG011-01 | ExAnte2020 | IOU workpaper | 2019-06-26 | Fixture | 1 |  | None | 0 | 0 | 0 | 286 | 0.0318 | 0 | [6 empty] | DEER:Indoor_Non-CFL_Ltg | Annual
Any | SWLG011K | WRf | Ex | CZ11 | cWtd | SWLG011-01 | ExAnte2020 | IOU workpaper | 2019-06-26 | Fixture | 1 |  | None | 0 | 0 | 0 | 293 | 0.0316 | 0 | [6 empty] | DEER:Indoor_Non-CFL_Ltg | Annual
Any | SWLG011K | WRf | Ex | CZ12 | cWtd | SWLG011-01 | ExAnte2020 | IOU workpaper | 2019-06-26 | Fixture | 1 |  | None | 0 | 0 | 0 | 290 | 0.0323 | 0 | [6 empty] | DEER:Indoor_Non-CFL_Ltg | Annual
Any | SWLG011K | WRf | Ex | CZ13 | cWtd | SWLG011-01 | ExAnte2020 | IOU workpaper | 2019-06-26 | Fixture | 1 |  | None | 0 | 0 | 0 | 295 | 0.0316 | 0 | [6 empty] | DEER:Indoor_Non-CFL_Ltg | Annual
Any | SWLG011K | WRf | Ex | CZ14 | cWtd | SWLG011-01 | ExAnte2020 | IOU workpaper | 2019-06-26 | Fixture | 1 |  | None | 0 | 0 | 0 | 290 | 0.0318 | 0 | [6 empty] | DEER:Indoor_Non-CFL_Ltg | Annual
Any | SWLG011K | WRf | Ex | CZ15 | cWtd | SWLG011-01 | ExAnte2020 | IOU workpaper | 2019-06-26 | Fixture | 1 |  | None | 0 | 0 | 0 | 293 | 0.0321 | 0 | [6 empty] | DEER:Indoor_Non-CFL_Ltg | Annual
Any | SWLG011K | WRf | Ex | CZ16 | cWtd | SWLG011-01 | ExAnte2020 | IOU workpaper | 2019-06-26 | Fixture | 1 |  | None | 0 | 0 | 0 | 293 | 0.0313 | 0 | [6 empty] | DEER:Indoor_Non-CFL_Ltg | Annual
Any | SWLG011L | Asm | Ex | CZ01 | cWtd | SWLG011-01 | ExAnte2020 | IOU workpaper | 2019-06-26 | Fixture | 1 |  | None | 0 | 0 | 0 | 90.4 | 0.0408 | -2.24 | [6 empty] | DEER:Indoor_Non-CFL_Ltg | Annual
Any | SWLG011L | Asm | Ex | CZ02 | cWtd | SWLG011-01 | ExAnte2020 | IOU workpaper | 2019-06-26 | Fixture | 1 |  | None | 0 | 0 | 0 | 99.2 | 0.0411 | -1.25 | [6 empty] | DEER:Indoor_Non-CFL_Ltg | Annual
Any | SWLG011L | Asm | Ex | CZ03 | cWtd | SWLG011-01 | ExAnte2020 | IOU workpaper | 2019-06-26 | Fixture | 1 |  | None | 0 | 0 | 0 | 98.2 | 0.0411 | -1.46 | [6 empty] | DEER:Indoor_Non-CFL_Ltg | Annual
Any | SWLG011L | Asm | Ex | CZ04 | cWtd | SWLG011-01 | ExAnte2020 | IOU workpaper | 2019-06-26 | Fixture | 1 |  | None | 0 | 0 | 0 | 101 | 0.0411 | -1.08 | [6 empty] | DEER:Indoor_Non-CFL_Ltg | Annual
Any | SWLG011L | Asm | Ex | CZ05 | cWtd | SWLG011-01 | ExAnte2020 | IOU workpaper | 2019-06-26 | Fixture | 1 |  | None | 0 | 0 | 0 | 98.2 | 0.0408 | -1.38 | [6 empty] | DEER:Indoor_Non-CFL_Ltg | Annual
Any | SWLG011L | Asm | Ex | CZ06 | cWtd | SWLG011-01 | ExAnte2020 | IOU workpaper | 2019-06-26 | Fixture | 1 |  | None | 0 | 0 | 0 | 107 | 0.0436 | -0.817 | [6 empty] | DEER:Indoor_Non-CFL_Ltg | Annual
Any | SWLG011L | Asm | Ex | CZ07 | cWtd | SWLG011-01 | ExAnte2020 | IOU workpaper | 2019-06-26 | Fixture | 1 |  | None | 0 | 0 | 0 | 109 | 0.0447 | -0.771 | [6 empty] | DEER:Indoor_Non-CFL_Ltg | Annual
Any | SWLG011L | Asm | Ex | CZ08 | cWtd | SWLG011-01 | ExAnte2020 | IOU workpaper | 2019-06-26 | Fixture | 1 |  | None | 0 | 0 | 0 | 109 | 0.0433 | -0.635 | [6 empty] | DEER:Indoor_Non-CFL_Ltg | Annual
Any | SWLG011L | Asm | Ex | CZ09 | cWtd | SWLG011-01 | ExAnte2020 | IOU workpaper | 2019-06-26 | Fixture | 1 |  | None | 0 | 0 | 0 | 107 | 0.0443 | -0.74 | [6 empty] | DEER:Indoor_Non-CFL_Ltg | Annual
Any | SWLG011L | Asm | Ex | CZ10 | cWtd | SWLG011-01 | ExAnte2020 | IOU workpaper | 2019-06-26 | Fixture | 1 |  | None | 0 | 0 | 0 | 108 | 0.0447 | -0.703 | [6 empty] | DEER:Indoor_Non-CFL_Ltg | Annual
Any | SWLG011L | Asm | Ex | CZ11 | cWtd | SWLG011-01 | ExAnte2020 | IOU workpaper | 2019-06-26 | Fixture | 1 |  | None | 0 | 0 | 0 | 101 | 0.0422 | -1.05 | [6 empty] | DEER:Indoor_Non-CFL_Ltg | Annual
Any | SWLG011L | Asm | Ex | CZ12 | cWtd | SWLG011-01 | ExAnte2020 | IOU workpaper | 2019-06-26 | Fixture | 1 |  | None | 0 | 0 | 0 | 101 | 0.0418 | -1.12 | [6 empty] | DEER:Indoor_Non-CFL_Ltg | Annual
Any | SWLG011L | Asm | Ex | CZ13 | cWtd | SWLG011-01 | ExAnte2020 | IOU workpaper | 2019-06-26 | Fixture | 1 |  | None | 0 | 0 | 0 | 101 | 0.0422 | -1.01 | [6 empty] | DEER:Indoor_Non-CFL_Ltg | Annual
Any | SWLG011L | Asm | Ex | CZ14 | cWtd | SWLG011-01 | ExAnte2020 | IOU workpaper | 2019-06-26 | Fixture | 1 |  | None | 0 | 0 | 0 | 104 | 0.0436 | -1 | [6 empty] | DEER:Indoor_Non-CFL_Ltg | Annual
Any | SWLG011L | Asm | Ex | CZ15 | cWtd | SWLG011-01 | ExAnte2020 | IOU workpaper | 2019-06-26 | Fixture | 1 |  | None | 0 | 0 | 0 | 112 | 0.0436 | -0.354 | [6 empty] | DEER:Indoor_Non-CFL_Ltg | Annual
Any | SWLG011L | Asm | Ex | CZ16 | cWtd | SWLG011-01 | ExAnte2020 | IOU workpaper | 2019-06-26 | Fixture | 1 |  | None | 0 | 0 | 0 | 96.3 | 0.0426 | -1.6 | [6 empty] | DEER:Indoor_Non-CFL_Ltg | Annual
Any | SWLG011L | Com | Ex | CZ01 | cWtd | SWLG011-01 | ExAnte2020 | IOU workpaper | 2019-06-26 | Fixture | 1 |  | None | 0 | 0 | 0 | 168 | 0.0284 | -2.52 | [6 empty] | DEER:Indoor_Non-CFL_Ltg | Annual
Any | SWLG011L | Com | Ex | CZ02 | cWtd | SWLG011-01 | ExAnte2020 | IOU workpaper | 2019-06-26 | Fixture | 1 |  | None | 0 | 0 | 0 | 182 | 0.0316 | -1.62 | [6 empty] | DEER:Indoor_Non-CFL_Ltg | Annual
Any | SWLG011L | Com | Ex | CZ03 | cWtd | SWLG011-01 | ExAnte2020 | IOU workpaper | 2019-06-26 | Fixture | 1 |  | None | 0 | 0 | 0 | 182 | 0.0305 | -1.41 | [6 empty] | DEER:Indoor_Non-CFL_Ltg | Annual
Any | SWLG011L | Com | Ex | CZ04 | cWtd | SWLG011-01 | ExAnte2020 | IOU workpaper | 2019-06-26 | Fixture | 1 |  | None | 0 | 0 | 0 | 187 | 0.0313 | -1.15 | [6 empty] | DEER:Indoor_Non-CFL_Ltg | Annual
Any | SWLG011L | Com | Ex | CZ05 | cWtd | SWLG011-01 | ExAnte2020 | IOU workpaper | 2019-06-26 | Fixture | 1 |  | None | 0 | 0 | 0 | 180 | 0.03 | -1.89 | [6 empty] | DEER:Indoor_Non-CFL_Ltg | Annual
Any | SWLG011L | Com | Ex | CZ06 | cWtd | SWLG011-01 | ExAnte2020 | IOU workpaper | 2019-06-26 | Fixture | 1 |  | None | 0 | 0 | 0 | 190 | 0.0315 | -0.847 | [6 empty] | DEER:Indoor_Non-CFL_Ltg | Annual
Any | SWLG011L | Com | Ex | CZ07 | cWtd | SWLG011-01 | ExAnte2020 | IOU workpaper | 2019-06-26 | Fixture | 1 |  | None | 0 | 0 | 0 | 204 | 0.0335 | -0.817 | [6 empty] | DEER:Indoor_Non-CFL_Ltg | Annual
Any | SWLG011L | Com | Ex | CZ08 | cWtd | SWLG011-01 | ExAnte2020 | IOU workpaper | 2019-06-26 | Fixture | 1 |  | None | 0 | 0 | 0 | 190 | 0.031 | -0.752 | [6 empty] | DEER:Indoor_Non-CFL_Ltg | Annual
Any | SWLG011L | Com | Ex | CZ09 | cWtd | SWLG011-01 | ExAnte2020 | IOU workpaper | 2019-06-26 | Fixture | 1 |  | None | 0 | 0 | 0 | 190 | 0.0323 | -0.822 | [6 empty] | DEER:Indoor_Non-CFL_Ltg | Annual
Any | SWLG011L | Com | Ex | CZ10 | cWtd | SWLG011-01 | ExAnte2020 | IOU workpaper | 2019-06-26 | Fixture | 1 |  | None | 0 | 0 | 0 | 185 | 0.0313 | -0.882 | [6 empty] | DEER:Indoor_Non-CFL_Ltg | Annual
Any | SWLG011L | Com | Ex | CZ11 | cWtd | SWLG011-01 | ExAnte2020 | IOU workpaper | 2019-06-26 | Fixture | 1 |  | None | 0 | 0 | 0 | 184 | 0.0318 | -1.47 | [6 empty] | DEER:Indoor_Non-CFL_Ltg | Annual
Any | SWLG011L | Com | Ex | CZ12 | cWtd | SWLG011-01 | ExAnte2020 | IOU workpaper | 2019-06-26 | Fixture | 1 |  | None | 0 | 0 | 0 | 184 | 0.0324 | -1.31 | [6 empty] | DEER:Indoor_Non-CFL_Ltg | Annual
Any | SWLG011L | Com | Ex | CZ13 | cWtd | SWLG011-01 | ExAnte2020 | IOU workpaper | 2019-06-26 | Fixture | 1 |  | None | 0 | 0 | 0 | 187 | 0.0316 | -1.25 | [6 empty] | DEER:Indoor_Non-CFL_Ltg | Annual
Any | SWLG011L | Com | Ex | CZ14 | cWtd | SWLG011-01 | ExAnte2020 | IOU workpaper | 2019-06-26 | Fixture | 1 |  | None | 0 | 0 | 0 | 187 | 0.0323 | -1.43 | [6 empty] | DEER:Indoor_Non-CFL_Ltg | Annual
Any | SWLG011L | Com | Ex | CZ15 | cWtd | SWLG011-01 | ExAnte2020 | IOU workpaper | 2019-06-26 | Fixture | 1 |  | None | 0 | 0 | 0 | 201 | 0.0331 | -0.41 | [6 empty] | DEER:Indoor_Non-CFL_Ltg | Annual
Any | SWLG011L | Com | Ex | CZ16 | cWtd | SWLG011-01 | ExAnte2020 | IOU workpaper | 2019-06-26 | Fixture | 1 |  | None | 0 | 0 | 0 | 174 | 0.0313 | -2.54 | [6 empty] | DEER:Indoor_Non-CFL_Ltg | Annual
Any | SWLG011L | ECC | Ex | CZ01 | cWtd | SWLG011-01 | ExAnte2020 | IOU workpaper | 2019-06-26 | Fixture | 1 |  | None | 0 | 0 | 0 | 150 | 0.0242 | -4.19 | [6 empty] | DEER:Indoor_Non-CFL_Ltg | Annual
Any | SWLG011L | ECC | Ex | CZ02 | cWtd | SWLG011-01 | ExAnte2020 | IOU workpaper | 2019-06-26 | Fixture | 1 |  | None | 0 | 0 | 0 | 159 | 0.0291 | -2.66 | [6 empty] | DEER:Indoor_Non-CFL_Ltg | Annual
Any | SWLG011L | ECC | Ex | CZ03 | cWtd | SWLG011-01 | ExAnte2020 | IOU workpaper | 2019-06-26 | Fixture | 1 |  | None | 0 | 0 | 0 | 156 | 0.0279 | -3.08 | [6 empty] | DEER:Indoor_Non-CFL_Ltg | Annual
Any | SWLG011L | ECC | Ex | CZ04 | cWtd | SWLG011-01 | ExAnte2020 | IOU workpaper | 2019-06-26 | Fixture | 1 |  | None | 0 | 0 | 0 | 161 | 0.0291 | -2.35 | [6 empty] | DEER:Indoor_Non-CFL_Ltg | Annual
Any | SWLG011L | ECC | Ex | CZ05 | cWtd | SWLG011-01 | ExAnte2020 | IOU workpaper | 2019-06-26 | Fixture | 1 |  | None | 0 | 0 | 0 | 156 | 0.027 | -3.08 | [6 empty] | DEER:Indoor_Non-CFL_Ltg | Annual
Any | SWLG011L | ECC | Ex | CZ06 | cWtd | SWLG011-01 | ExAnte2020 | IOU workpaper | 2019-06-26 | Fixture | 1 |  | None | 0 | 0 | 0 | 166 | 0.0304 | -1.67 | [6 empty] | DEER:Indoor_Non-CFL_Ltg | Annual
Any | SWLG011L | ECC | Ex | CZ07 | cWtd | SWLG011-01 | ExAnte2020 | IOU workpaper | 2019-06-26 | Fixture | 1 |  | None | 0 | 0 | 0 | 166 | 0.0291 | -1.67 | [6 empty] | DEER:Indoor_Non-CFL_Ltg | Annual
Any | SWLG011L | ECC | Ex | CZ08 | cWtd | SWLG011-01 | ExAnte2020 | IOU workpaper | 2019-06-26 | Fixture | 1 |  | None | 0 | 0 | 0 | 167 | 0.0288 | -1.38 | [6 empty] | DEER:Indoor_Non-CFL_Ltg | Annual
Any | SWLG011L | ECC | Ex | CZ09 | cWtd | SWLG011-01 | ExAnte2020 | IOU workpaper | 2019-06-26 | Fixture | 1 |  | None | 0 | 0 | 0 | 164 | 0.0302 | -1.56 | [6 empty] | DEER:Indoor_Non-CFL_Ltg | Annual
Any | SWLG011L | ECC | Ex | CZ10 | cWtd | SWLG011-01 | ExAnte2020 | IOU workpaper | 2019-06-26 | Fixture | 1 |  | None | 0 | 0 | 0 | 164 | 0.0298 | -1.52 | [6 empty] | DEER:Indoor_Non-CFL_Ltg | Annual
Any | SWLG011L | ECC | Ex | CZ11 | cWtd | SWLG011-01 | ExAnte2020 | IOU workpaper | 2019-06-26 | Fixture | 1 |  | None | 0 | 0 | 0 | 164 | 0.03 | -2.18 | [6 empty] | DEER:Indoor_Non-CFL_Ltg | Annual
Any | SWLG011L | ECC | Ex | CZ12 | cWtd | SWLG011-01 | ExAnte2020 | IOU workpaper | 2019-06-26 | Fixture | 1 |  | None | 0 | 0 | 0 | 164 | 0.0298 | -2.32 | [6 empty] | DEER:Indoor_Non-CFL_Ltg | Annual
Any | SWLG011L | ECC | Ex | CZ13 | cWtd | SWLG011-01 | ExAnte2020 | IOU workpaper | 2019-06-26 | Fixture | 1 |  | None | 0 | 0 | 0 | 166 | 0.0298 | -2 | [6 empty] | DEER:Indoor_Non-CFL_Ltg | Annual
Any | SWLG011L | ECC | Ex | CZ14 | cWtd | SWLG011-01 | ExAnte2020 | IOU workpaper | 2019-06-26 | Fixture | 1 |  | None | 0 | 0 | 0 | 166 | 0.0298 | -2.04 | [6 empty] | DEER:Indoor_Non-CFL_Ltg | Annual
Any | SWLG011L | ECC | Ex | CZ15 | cWtd | SWLG011-01 | ExAnte2020 | IOU workpaper | 2019-06-26 | Fixture | 1 |  | None | 0 | 0 | 0 | 173 | 0.0298 | -0.695 | [6 empty] | DEER:Indoor_Non-CFL_Ltg | Annual
Any | SWLG011L | ECC | Ex | CZ16 | cWtd | SWLG011-01 | ExAnte2020 | IOU workpaper | 2019-06-26 | Fixture | 1 |  | None | 0 | 0 | 0 | 156 | 0.0293 | -3.14 | [6 empty] | DEER:Indoor_Non-CFL_Ltg | Annual
Any | SWLG011L | EPr | Ex | CZ01 | cWtd | SWLG011-01 | ExAnte2020 | IOU workpaper | 2019-06-26 | Fixture | 1 |  | None | 0 | 0 | 0 | 128 | 0.031 | -3.39 | [6 empty] | DEER:Indoor_Non-CFL_Ltg | Annual
Any | SWLG011L | EPr | Ex | CZ02 | cWtd | SWLG011-01 | ExAnte2020 | IOU workpaper | 2019-06-26 | Fixture | 1 |  | None | 0 | 0 | 0 | 134 | 0.0455 | -2.46 | [6 empty] | DEER:Indoor_Non-CFL_Ltg | Annual
Any | SWLG011L | EPr | Ex | CZ03 | cWtd | SWLG011-01 | ExAnte2020 | IOU workpaper | 2019-06-26 | Fixture | 1 |  | None | 0 | 0 | 0 | 133 | 0.0304 | -2.66 | [6 empty] | DEER:Indoor_Non-CFL_Ltg | Annual
Any | SWLG011L | EPr | Ex | CZ04 | cWtd | SWLG011-01 | ExAnte2020 | IOU workpaper | 2019-06-26 | Fixture | 1 |  | None | 0 | 0 | 0 | 136 | 0.0349 | -2.21 | [6 empty] | DEER:Indoor_Non-CFL_Ltg | Annual
Any | SWLG011L | EPr | Ex | CZ05 | cWtd | SWLG011-01 | ExAnte2020 | IOU workpaper | 2019-06-26 | Fixture | 1 |  | None | 0 | 0 | 0 | 133 | 0.0337 | -2.66 | [6 empty] | DEER:Indoor_Non-CFL_Ltg | Annual
Any | SWLG011L | EPr | Ex | CZ06 | cWtd | SWLG011-01 | ExAnte2020 | IOU workpaper | 2019-06-26 | Fixture | 1 |  | None | 0 | 0 | 0 | 140 | 0.0361 | -1.55 | [6 empty] | DEER:Indoor_Non-CFL_Ltg | Annual
Any | SWLG011L | EPr | Ex | CZ07 | cWtd | SWLG011-01 | ExAnte2020 | IOU workpaper | 2019-06-26 | Fixture | 1 |  | None | 0 | 0 | 0 | 139 | 0.0364 | -1.66 | [6 empty] | DEER:Indoor_Non-CFL_Ltg | Annual
Any | SWLG011L | EPr | Ex | CZ08 | cWtd | SWLG011-01 | ExAnte2020 | IOU workpaper | 2019-06-26 | Fixture | 1 |  | None | 0 | 0 | 0 | 141 | 0.0358 | -1.39 | [6 empty] | DEER:Indoor_Non-CFL_Ltg | Annual
Any | SWLG011L | EPr | Ex | CZ09 | cWtd | SWLG011-01 | ExAnte2020 | IOU workpaper | 2019-06-26 | Fixture | 1 |  | None | 0 | 0 | 0 | 141 | 0.0367 | -1.53 | [6 empty] | DEER:Indoor_Non-CFL_Ltg | Annual
Any | SWLG011L | EPr | Ex | CZ10 | cWtd | SWLG011-01 | ExAnte2020 | IOU workpaper | 2019-06-26 | Fixture | 1 |  | None | 0 | 0 | 0 | 144 | 0.0364 | -1.41 | [6 empty] | DEER:Indoor_Non-CFL_Ltg | Annual
Any | SWLG011L | EPr | Ex | CZ11 | cWtd | SWLG011-01 | ExAnte2020 | IOU workpaper | 2019-06-26 | Fixture | 1 |  | None | 0 | 0 | 0 | 140 | 0.0416 | -2.09 | [6 empty] | DEER:Indoor_Non-CFL_Ltg | Annual
Any | SWLG011L | EPr | Ex | CZ12 | cWtd | SWLG011-01 | ExAnte2020 | IOU workpaper | 2019-06-26 | Fixture | 1 |  | None | 0 | 0 | 0 | 137 | 0.0474 | -2.15 | [6 empty] | DEER:Indoor_Non-CFL_Ltg | Annual
Any | SWLG011L | EPr | Ex | CZ13 | cWtd | SWLG011-01 | ExAnte2020 | IOU workpaper | 2019-06-26 | Fixture | 1 |  | None | 0 | 0 | 0 | 140 | 0.0392 | -2.01 | [6 empty] | DEER:Indoor_Non-CFL_Ltg | Annual
Any | SWLG011L | EPr | Ex | CZ14 | cWtd | SWLG011-01 | ExAnte2020 | IOU workpaper | 2019-06-26 | Fixture | 1 |  | None | 0 | 0 | 0 | 141 | 0.0361 | -1.85 | [6 empty] | DEER:Indoor_Non-CFL_Ltg | Annual
Any | SWLG011L | EPr | Ex | CZ15 | cWtd | SWLG011-01 | ExAnte2020 | IOU workpaper | 2019-06-26 | Fixture | 1 |  | None | 0 | 0 | 0 | 153 | 0.037 | -0.672 | [6 empty] | DEER:Indoor_Non-CFL_Ltg | Annual
Any | SWLG011L | EPr | Ex | CZ16 | cWtd | SWLG011-01 | ExAnte2020 | IOU workpaper | 2019-06-26 | Fixture | 1 |  | None | 0 | 0 | 0 | 129 | 0.0301 | -2.74 | [6 empty] | DEER:Indoor_Non-CFL_Ltg | Annual
Any | SWLG011L | ERC | Ex | CZ01 | cWtd | SWLG011-01 | ExAnte2020 | IOU workpaper | 2019-06-26 | Fixture | 1 |  | None | 0 | 0 | 0 | 62.7 | 0.0139 | -1.2 | [6 empty] | DEER:Indoor_Non-CFL_Ltg | Annual
Any | SWLG011L | ERC | Ex | CZ02 | cWtd | SWLG011-01 | ExAnte2020 | IOU workpaper | 2019-06-26 | Fixture | 1 |  | None | 0 | 0 | 0 | 66.6 | 0.0169 | -0.84 | [6 empty] | DEER:Indoor_Non-CFL_Ltg | Annual
Any | SWLG011L | ERC | Ex | CZ03 | cWtd | SWLG011-01 | ExAnte2020 | IOU workpaper | 2019-06-26 | Fixture | 1 |  | None | 0 | 0 | 0 | 66.6 | 0.0122 | -0.75 | [6 empty] | DEER:Indoor_Non-CFL_Ltg | Annual
Any | SWLG011L | ERC | Ex | CZ04 | cWtd | SWLG011-01 | ExAnte2020 | IOU workpaper | 2019-06-26 | Fixture | 1 |  | None | 0 | 0 | 0 | 67.9 | 0.014 | -0.623 | [6 empty] | DEER:Indoor_Non-CFL_Ltg | Annual
Any | SWLG011L | ERC | Ex | CZ05 | cWtd | SWLG011-01 | ExAnte2020 | IOU workpaper | 2019-06-26 | Fixture | 1 |  | None | 0 | 0 | 0 | 67.2 | 0.0127 | -0.672 | [6 empty] | DEER:Indoor_Non-CFL_Ltg | Annual
Any | SWLG011L | ERC | Ex | CZ06 | cWtd | SWLG011-01 | ExAnte2020 | IOU workpaper | 2019-06-26 | Fixture | 1 |  | None | 0 | 0 | 0 | 71.1 | 0.0143 | -0.48 | [6 empty] | DEER:Indoor_Non-CFL_Ltg | Annual
Any | SWLG011L | ERC | Ex | CZ07 | cWtd | SWLG011-01 | ExAnte2020 | IOU workpaper | 2019-06-26 | Fixture | 1 |  | None | 0 | 0 | 0 | 71.1 | 0.0139 | -0.391 | [6 empty] | DEER:Indoor_Non-CFL_Ltg | Annual
Any | SWLG011L | ERC | Ex | CZ08 | cWtd | SWLG011-01 | ExAnte2020 | IOU workpaper | 2019-06-26 | Fixture | 1 |  | None | 0 | 0 | 0 | 72.4 | 0.0145 | -0.36 | [6 empty] | DEER:Indoor_Non-CFL_Ltg | Annual
Any | SWLG011L | ERC | Ex | CZ09 | cWtd | SWLG011-01 | ExAnte2020 | IOU workpaper | 2019-06-26 | Fixture | 1 |  | None | 0 | 0 | 0 | 71.7 | 0.0155 | -0.456 | [6 empty] | DEER:Indoor_Non-CFL_Ltg | Annual
Any | SWLG011L | ERC | Ex | CZ10 | cWtd | SWLG011-01 | ExAnte2020 | IOU workpaper | 2019-06-26 | Fixture | 1 |  | None | 0 | 0 | 0 | 72.4 | 0.0157 | -0.493 | [6 empty] | DEER:Indoor_Non-CFL_Ltg | Annual
Any | SWLG011L | ERC | Ex | CZ11 | cWtd | SWLG011-01 | ExAnte2020 | IOU workpaper | 2019-06-26 | Fixture | 1 |  | None | 0 | 0 | 0 | 68.5 | 0.0165 | -0.717 | [6 empty] | DEER:Indoor_Non-CFL_Ltg | Annual
Any | SWLG011L | ERC | Ex | CZ12 | cWtd | SWLG011-01 | ExAnte2020 | IOU workpaper | 2019-06-26 | Fixture | 1 |  | None | 0 | 0 | 0 | 67.9 | 0.0164 | -0.737 | [6 empty] | DEER:Indoor_Non-CFL_Ltg | Annual
Any | SWLG011L | ERC | Ex | CZ13 | cWtd | SWLG011-01 | ExAnte2020 | IOU workpaper | 2019-06-26 | Fixture | 1 |  | None | 0 | 0 | 0 | 69.2 | 0.0159 | -0.659 | [6 empty] | DEER:Indoor_Non-CFL_Ltg | Annual
Any | SWLG011L | ERC | Ex | CZ14 | cWtd | SWLG011-01 | ExAnte2020 | IOU workpaper | 2019-06-26 | Fixture | 1 |  | None | 0 | 0 | 0 | 70.5 | 0.016 | -0.698 | [6 empty] | DEER:Indoor_Non-CFL_Ltg | Annual
Any | SWLG011L | ERC | Ex | CZ15 | cWtd | SWLG011-01 | ExAnte2020 | IOU workpaper | 2019-06-26 | Fixture | 1 |  | None | 0 | 0 | 0 | 76.9 | 0.0165 | -0.187 | [6 empty] | DEER:Indoor_Non-CFL_Ltg | Annual
Any | SWLG011L | ERC | Ex | CZ16 | cWtd | SWLG011-01 | ExAnte2020 | IOU workpaper | 2019-06-26 | Fixture | 1 |  | None | 0 | 0 | 0 | 64 | 0.0147 | -1.02 | [6 empty] | DEER:Indoor_Non-CFL_Ltg | Annual
Any | SWLG011L | ESe | Ex | CZ01 | cWtd | SWLG011-01 | ExAnte2020 | IOU workpaper | 2019-06-26 | Fixture | 1 |  | None | 0 | 0 | 0 | 129 | 0.031 | -3.15 | [6 empty] | DEER:Indoor_Non-CFL_Ltg | Annual
Any | SWLG011L | ESe | Ex | CZ02 | cWtd | SWLG011-01 | ExAnte2020 | IOU workpaper | 2019-06-26 | Fixture | 1 |  | None | 0 | 0 | 0 | 136 | 0.0434 | -2.27 | [6 empty] | DEER:Indoor_Non-CFL_Ltg | Annual
Any | SWLG011L | ESe | Ex | CZ03 | cWtd | SWLG011-01 | ExAnte2020 | IOU workpaper | 2019-06-26 | Fixture | 1 |  | None | 0 | 0 | 0 | 133 | 0.0322 | -2.44 | [6 empty] | DEER:Indoor_Non-CFL_Ltg | Annual
Any | SWLG011L | ESe | Ex | CZ04 | cWtd | SWLG011-01 | ExAnte2020 | IOU workpaper | 2019-06-26 | Fixture | 1 |  | None | 0 | 0 | 0 | 137 | 0.034 | -2.01 | [6 empty] | DEER:Indoor_Non-CFL_Ltg | Annual
Any | SWLG011L | ESe | Ex | CZ05 | cWtd | SWLG011-01 | ExAnte2020 | IOU workpaper | 2019-06-26 | Fixture | 1 |  | None | 0 | 0 | 0 | 133 | 0.0325 | -2.35 | [6 empty] | DEER:Indoor_Non-CFL_Ltg | Annual
Any | SWLG011L | ESe | Ex | CZ06 | cWtd | SWLG011-01 | ExAnte2020 | IOU workpaper | 2019-06-26 | Fixture | 1 |  | None | 0 | 0 | 0 | 140 | 0.0355 | -1.52 | [6 empty] | DEER:Indoor_Non-CFL_Ltg | Annual
Any | SWLG011L | ESe | Ex | CZ07 | cWtd | SWLG011-01 | ExAnte2020 | IOU workpaper | 2019-06-26 | Fixture | 1 |  | None | 0 | 0 | 0 | 139 | 0.0355 | -1.48 | [6 empty] | DEER:Indoor_Non-CFL_Ltg | Annual
Any | SWLG011L | ESe | Ex | CZ08 | cWtd | SWLG011-01 | ExAnte2020 | IOU workpaper | 2019-06-26 | Fixture | 1 |  | None | 0 | 0 | 0 | 143 | 0.0349 | -1.27 | [6 empty] | DEER:Indoor_Non-CFL_Ltg | Annual
Any | SWLG011L | ESe | Ex | CZ09 | cWtd | SWLG011-01 | ExAnte2020 | IOU workpaper | 2019-06-26 | Fixture | 1 |  | None | 0 | 0 | 0 | 143 | 0.0361 | -1.43 | [6 empty] | DEER:Indoor_Non-CFL_Ltg | Annual
Any | SWLG011L | ESe | Ex | CZ10 | cWtd | SWLG011-01 | ExAnte2020 | IOU workpaper | 2019-06-26 | Fixture | 1 |  | None | 0 | 0 | 0 | 143 | 0.0358 | -1.48 | [6 empty] | DEER:Indoor_Non-CFL_Ltg | Annual
Any | SWLG011L | ESe | Ex | CZ11 | cWtd | SWLG011-01 | ExAnte2020 | IOU workpaper | 2019-06-26 | Fixture | 1 |  | None | 0 | 0 | 0 | 140 | 0.0395 | -2 | [6 empty] | DEER:Indoor_Non-CFL_Ltg | Annual
Any | SWLG011L | ESe | Ex | CZ12 | cWtd | SWLG011-01 | ExAnte2020 | IOU workpaper | 2019-06-26 | Fixture | 1 |  | None | 0 | 0 | 0 | 139 | 0.0443 | -2.05 | [6 empty] | DEER:Indoor_Non-CFL_Ltg | Annual
Any | SWLG011L | ESe | Ex | CZ13 | cWtd | SWLG011-01 | ExAnte2020 | IOU workpaper | 2019-06-26 | Fixture | 1 |  | None | 0 | 0 | 0 | 141 | 0.038 | -1.85 | [6 empty] | DEER:Indoor_Non-CFL_Ltg | Annual
Any | SWLG011L | ESe | Ex | CZ14 | cWtd | SWLG011-01 | ExAnte2020 | IOU workpaper | 2019-06-26 | Fixture | 1 |  | None | 0 | 0 | 0 | 141 | 0.0352 | -1.82 | [6 empty] | DEER:Indoor_Non-CFL_Ltg | Annual
Any | SWLG011L | ESe | Ex | CZ15 | cWtd | SWLG011-01 | ExAnte2020 | IOU workpaper | 2019-06-26 | Fixture | 1 |  | None | 0 | 0 | 0 | 153 | 0.0404 | -0.695 | [6 empty] | DEER:Indoor_Non-CFL_Ltg | Annual
Any | SWLG011L | ESe | Ex | CZ16 | cWtd | SWLG011-01 | ExAnte2020 | IOU workpaper | 2019-06-26 | Fixture | 1 |  | None | 0 | 0 | 0 | 130 | 0.0425 | -2.53 | [6 empty] | DEER:Indoor_Non-CFL_Ltg | Annual
Any | SWLG011L | EUn | Ex | CZ01 | cWtd | SWLG011-01 | ExAnte2020 | IOU workpaper | 2019-06-26 | Fixture | 1 |  | None | 0 | 0 | 0 | 143 | 0.0407 | -4.3 | [6 empty] | DEER:Indoor_Non-CFL_Ltg | Annual
Any | SWLG011L | EUn | Ex | CZ02 | cWtd | SWLG011-01 | ExAnte2020 | IOU workpaper | 2019-06-26 | Fixture | 1 |  | None | 0 | 0 | 0 | 152 | 0.0451 | -2.84 | [6 empty] | DEER:Indoor_Non-CFL_Ltg | Annual
Any | SWLG011L | EUn | Ex | CZ03 | cWtd | SWLG011-01 | ExAnte2020 | IOU workpaper | 2019-06-26 | Fixture | 1 |  | None | 0 | 0 | 0 | 149 | 0.0451 | -3.27 | [6 empty] | DEER:Indoor_Non-CFL_Ltg | Annual
Any | SWLG011L | EUn | Ex | CZ04 | cWtd | SWLG011-01 | ExAnte2020 | IOU workpaper | 2019-06-26 | Fixture | 1 |  | None | 0 | 0 | 0 | 153 | 0.0451 | -2.52 | [6 empty] | DEER:Indoor_Non-CFL_Ltg | Annual
Any | SWLG011L | EUn | Ex | CZ05 | cWtd | SWLG011-01 | ExAnte2020 | IOU workpaper | 2019-06-26 | Fixture | 1 |  | None | 0 | 0 | 0 | 149 | 0.0433 | -3.21 | [6 empty] | DEER:Indoor_Non-CFL_Ltg | Annual
Any | SWLG011L | EUn | Ex | CZ06 | cWtd | SWLG011-01 | ExAnte2020 | IOU workpaper | 2019-06-26 | Fixture | 1 |  | None | 0 | 0 | 0 | 158 | 0.0459 | -2.01 | [6 empty] | DEER:Indoor_Non-CFL_Ltg | Annual
Any | SWLG011L | EUn | Ex | CZ07 | cWtd | SWLG011-01 | ExAnte2020 | IOU workpaper | 2019-06-26 | Fixture | 1 |  | None | 0 | 0 | 0 | 156 | 0.0466 | -2.04 | [6 empty] | DEER:Indoor_Non-CFL_Ltg | Annual
Any | SWLG011L | EUn | Ex | CZ08 | cWtd | SWLG011-01 | ExAnte2020 | IOU workpaper | 2019-06-26 | Fixture | 1 |  | None | 0 | 0 | 0 | 158 | 0.0459 | -1.74 | [6 empty] | DEER:Indoor_Non-CFL_Ltg | Annual
Any | SWLG011L | EUn | Ex | CZ09 | cWtd | SWLG011-01 | ExAnte2020 | IOU workpaper | 2019-06-26 | Fixture | 1 |  | None | 0 | 0 | 0 | 158 | 0.0477 | -1.82 | [6 empty] | DEER:Indoor_Non-CFL_Ltg | Annual
Any | SWLG011L | EUn | Ex | CZ10 | cWtd | SWLG011-01 | ExAnte2020 | IOU workpaper | 2019-06-26 | Fixture | 1 |  | None | 0 | 0 | 0 | 158 | 0.0466 | -1.87 | [6 empty] | DEER:Indoor_Non-CFL_Ltg | Annual
Any | SWLG011L | EUn | Ex | CZ11 | cWtd | SWLG011-01 | ExAnte2020 | IOU workpaper | 2019-06-26 | Fixture | 1 |  | None | 0 | 0 | 0 | 155 | 0.0459 | -2.26 | [6 empty] | DEER:Indoor_Non-CFL_Ltg | Annual
Any | SWLG011L | EUn | Ex | CZ12 | cWtd | SWLG011-01 | ExAnte2020 | IOU workpaper | 2019-06-26 | Fixture | 1 |  | None | 0 | 0 | 0 | 155 | 0.0459 | -2.44 | [6 empty] | DEER:Indoor_Non-CFL_Ltg | Annual
Any | SWLG011L | EUn | Ex | CZ13 | cWtd | SWLG011-01 | ExAnte2020 | IOU workpaper | 2019-06-26 | Fixture | 1 |  | None | 0 | 0 | 0 | 156 | 0.0463 | -2.13 | [6 empty] | DEER:Indoor_Non-CFL_Ltg | Annual
Any | SWLG011L | EUn | Ex | CZ14 | cWtd | SWLG011-01 | ExAnte2020 | IOU workpaper | 2019-06-26 | Fixture | 1 |  | None | 0 | 0 | 0 | 156 | 0.0507 | -2.29 | [6 empty] | DEER:Indoor_Non-CFL_Ltg | Annual
Any | SWLG011L | EUn | Ex | CZ15 | cWtd | SWLG011-01 | ExAnte2020 | IOU workpaper | 2019-06-26 | Fixture | 1 |  | None | 0 | 0 | 0 | 166 | 0.0474 | -0.897 | [6 empty] | DEER:Indoor_Non-CFL_Ltg | Annual
Any | SWLG011L | EUn | Ex | CZ16 | cWtd | SWLG011-01 | ExAnte2020 | IOU workpaper | 2019-06-26 | Fixture | 1 |  | None | 0 | 0 | 0 | 147 | 0.0444 | -3.36 | [6 empty] | DEER:Indoor_Non-CFL_Ltg | Annual
Any | SWLG011L | Gro | Ex | CZ01 | cWtd | SWLG011-01 | ExAnte2020 | IOU workpaper | 2019-06-26 | Fixture | 1 |  | None | 0 | 0 | 0 | 316 | 0.0526 | -5.45 | [6 empty] | DEER:Indoor_Non-CFL_Ltg | Annual
Any | SWLG011L | Gro | Ex | CZ02 | cWtd | SWLG011-01 | ExAnte2020 | IOU workpaper | 2019-06-26 | Fixture | 1 |  | None | 0 | 0 | 0 | 329 | 0.0624 | -4.19 | [6 empty] | DEER:Indoor_Non-CFL_Ltg | Annual
Any | SWLG011L | Gro | Ex | CZ03 | cWtd | SWLG011-01 | ExAnte2020 | IOU workpaper | 2019-06-26 | Fixture | 1 |  | None | 0 | 0 | 0 | 323 | 0.0582 | -4.74 | [6 empty] | DEER:Indoor_Non-CFL_Ltg | Annual
Any | SWLG011L | Gro | Ex | CZ04 | cWtd | SWLG011-01 | ExAnte2020 | IOU workpaper | 2019-06-26 | Fixture | 1 |  | None | 0 | 0 | 0 | 329 | 0.0603 | -4.06 | [6 empty] | DEER:Indoor_Non-CFL_Ltg | Annual
Any | SWLG011L | Gro | Ex | CZ05 | cWtd | SWLG011-01 | ExAnte2020 | IOU workpaper | 2019-06-26 | Fixture | 1 |  | None | 0 | 0 | 0 | 319 | 0.0572 | -4.84 | [6 empty] | DEER:Indoor_Non-CFL_Ltg | Annual
Any | SWLG011L | Gro | Ex | CZ06 | cWtd | SWLG011-01 | ExAnte2020 | IOU workpaper | 2019-06-26 | Fixture | 1 |  | None | 0 | 0 | 0 | 323 | 0.0598 | -4.35 | [6 empty] | DEER:Indoor_Non-CFL_Ltg | Annual
Any | SWLG011L | Gro | Ex | CZ07 | cWtd | SWLG011-01 | ExAnte2020 | IOU workpaper | 2019-06-26 | Fixture | 1 |  | None | 0 | 0 | 0 | 323 | 0.0582 | -4.39 | [6 empty] | DEER:Indoor_Non-CFL_Ltg | Annual
Any | SWLG011L | Gro | Ex | CZ08 | cWtd | SWLG011-01 | ExAnte2020 | IOU workpaper | 2019-06-26 | Fixture | 1 |  | None | 0 | 0 | 0 | 329 | 0.0598 | -3.9 | [6 empty] | DEER:Indoor_Non-CFL_Ltg | Annual
Any | SWLG011L | Gro | Ex | CZ09 | cWtd | SWLG011-01 | ExAnte2020 | IOU workpaper | 2019-06-26 | Fixture | 1 |  | None | 0 | 0 | 0 | 329 | 0.0613 | -3.87 | [6 empty] | DEER:Indoor_Non-CFL_Ltg | Annual
Any | SWLG011L | Gro | Ex | CZ10 | cWtd | SWLG011-01 | ExAnte2020 | IOU workpaper | 2019-06-26 | Fixture | 1 |  | None | 0 | 0 | 0 | 332 | 0.0618 | -3.9 | [6 empty] | DEER:Indoor_Non-CFL_Ltg | Annual
Any | SWLG011L | Gro | Ex | CZ11 | cWtd | SWLG011-01 | ExAnte2020 | IOU workpaper | 2019-06-26 | Fixture | 1 |  | None | 0 | 0 | 0 | 339 | 0.0639 | -3.45 | [6 empty] | DEER:Indoor_Non-CFL_Ltg | Annual
Any | SWLG011L | Gro | Ex | CZ12 | cWtd | SWLG011-01 | ExAnte2020 | IOU workpaper | 2019-06-26 | Fixture | 1 |  | None | 0 | 0 | 0 | 332 | 0.0634 | -3.74 | [6 empty] | DEER:Indoor_Non-CFL_Ltg | Annual
Any | SWLG011L | Gro | Ex | CZ13 | cWtd | SWLG011-01 | ExAnte2020 | IOU workpaper | 2019-06-26 | Fixture | 1 |  | None | 0 | 0 | 0 | 339 | 0.0618 | -3.26 | [6 empty] | DEER:Indoor_Non-CFL_Ltg | Annual
Any | SWLG011L | Gro | Ex | CZ14 | cWtd | SWLG011-01 | ExAnte2020 | IOU workpaper | 2019-06-26 | Fixture | 1 |  | None | 0 | 0 | 0 | 335 | 0.0624 | -4 | [6 empty] | DEER:Indoor_Non-CFL_Ltg | Annual
Any | SWLG011L | Gro | Ex | CZ15 | cWtd | SWLG011-01 | ExAnte2020 | IOU workpaper | 2019-06-26 | Fixture | 1 |  | None | 0 | 0 | 0 | 355 | 0.0634 | -2.26 | [6 empty] | DEER:Indoor_Non-CFL_Ltg | Annual
Any | SWLG011L | Gro | Ex | CZ16 | cWtd | SWLG011-01 | ExAnte2020 | IOU workpaper | 2019-06-26 | Fixture | 1 |  | None | 0 | 0 | 0 | 313 | 0.0603 | -5.23 | [6 empty] | DEER:Indoor_Non-CFL_Ltg | Annual
Any | SWLG011L | Hsp | Ex | CZ01 | cWtd | SWLG011-01 | ExAnte2020 | IOU workpaper | 2019-06-26 | Fixture | 1 |  | None | 0 | 0 | 0 | 338 | 0.0492 | -9.74 | [6 empty] | DEER:Indoor_Non-CFL_Ltg | Annual
Any | SWLG011L | Hsp | Ex | CZ02 | cWtd | SWLG011-01 | ExAnte2020 | IOU workpaper | 2019-06-26 | Fixture | 1 |  | None | 0 | 0 | 0 | 364 | 0.0576 | -6.21 | [6 empty] | DEER:Indoor_Non-CFL_Ltg | Annual
Any | SWLG011L | Hsp | Ex | CZ03 | cWtd | SWLG011-01 | ExAnte2020 | IOU workpaper | 2019-06-26 | Fixture | 1 |  | None | 0 | 0 | 0 | 357 | 0.0557 | -5.88 | [6 empty] | DEER:Indoor_Non-CFL_Ltg | Annual
Any | SWLG011L | Hsp | Ex | CZ04 | cWtd | SWLG011-01 | ExAnte2020 | IOU workpaper | 2019-06-26 | Fixture | 1 |  | None | 0 | 0 | 0 | 371 | 0.0562 | -5.07 | [6 empty] | DEER:Indoor_Non-CFL_Ltg | Annual
Any | SWLG011L | Hsp | Ex | CZ05 | cWtd | SWLG011-01 | ExAnte2020 | IOU workpaper | 2019-06-26 | Fixture | 1 |  | None | 0 | 0 | 0 | 357 | 0.0529 | -6.25 | [6 empty] | DEER:Indoor_Non-CFL_Ltg | Annual
Any | SWLG011L | Hsp | Ex | CZ06 | cWtd | SWLG011-01 | ExAnte2020 | IOU workpaper | 2019-06-26 | Fixture | 1 |  | None | 0 | 0 | 0 | 382 | 0.0599 | -3.28 | [6 empty] | DEER:Indoor_Non-CFL_Ltg | Annual
Any | SWLG011L | Hsp | Ex | CZ07 | cWtd | SWLG011-01 | ExAnte2020 | IOU workpaper | 2019-06-26 | Fixture | 1 |  | None | 0 | 0 | 0 | 386 | 0.0566 | -2.32 | [6 empty] | DEER:Indoor_Non-CFL_Ltg | Annual
Any | SWLG011L | Hsp | Ex | CZ08 | cWtd | SWLG011-01 | ExAnte2020 | IOU workpaper | 2019-06-26 | Fixture | 1 |  | None | 0 | 0 | 0 | 386 | 0.0571 | -2.79 | [6 empty] | DEER:Indoor_Non-CFL_Ltg | Annual
Any | SWLG011L | Hsp | Ex | CZ09 | cWtd | SWLG011-01 | ExAnte2020 | IOU workpaper | 2019-06-26 | Fixture | 1 |  | None | 0 | 0 | 0 | 386 | 0.059 | -3.33 | [6 empty] | DEER:Indoor_Non-CFL_Ltg | Annual
Any | SWLG011L | Hsp | Ex | CZ10 | cWtd | SWLG011-01 | ExAnte2020 | IOU workpaper | 2019-06-26 | Fixture | 1 |  | None | 0 | 0 | 0 | 386 | 0.0599 | -3.56 | [6 empty] | DEER:Indoor_Non-CFL_Ltg | Annual
Any | SWLG011L | Hsp | Ex | CZ11 | cWtd | SWLG011-01 | ExAnte2020 | IOU workpaper | 2019-06-26 | Fixture | 1 |  | None | 0 | 0 | 0 | 379 | 0.0571 | -5.22 | [6 empty] | DEER:Indoor_Non-CFL_Ltg | Annual
Any | SWLG011L | Hsp | Ex | CZ12 | cWtd | SWLG011-01 | ExAnte2020 | IOU workpaper | 2019-06-26 | Fixture | 1 |  | None | 0 | 0 | 0 | 375 | 0.0571 | -5.33 | [6 empty] | DEER:Indoor_Non-CFL_Ltg | Annual
Any | SWLG011L | Hsp | Ex | CZ13 | cWtd | SWLG011-01 | ExAnte2020 | IOU workpaper | 2019-06-26 | Fixture | 1 |  | None | 0 | 0 | 0 | 382 | 0.0571 | -4.89 | [6 empty] | DEER:Indoor_Non-CFL_Ltg | Annual
Any | SWLG011L | Hsp | Ex | CZ14 | cWtd | SWLG011-01 | ExAnte2020 | IOU workpaper | 2019-06-26 | Fixture | 1 |  | None | 0 | 0 | 0 | 379 | 0.0576 | -4.96 | [6 empty] | DEER:Indoor_Non-CFL_Ltg | Annual
Any | SWLG011L | Hsp | Ex | CZ15 | cWtd | SWLG011-01 | ExAnte2020 | IOU workpaper | 2019-06-26 | Fixture | 1 |  | None | 0 | 0 | 0 | 412 | 0.0585 | -1.88 | [6 empty] | DEER:Indoor_Non-CFL_Ltg | Annual
Any | SWLG011L | Hsp | Ex | CZ16 | cWtd | SWLG011-01 | ExAnte2020 | IOU workpaper | 2019-06-26 | Fixture | 1 |  | None | 0 | 0 | 0 | 357 | 0.0566 | -6.88 | [6 empty] | DEER:Indoor_Non-CFL_Ltg | Annual
Any | SWLG011L | Htl | Ex | CZ01 | cWtd | SWLG011-01 | ExAnte2020 | IOU workpaper | 2019-06-26 | Fixture | 1 |  | None | 0 | 0 | 0 | 264 | 0.0425 | -5.6 | [6 empty] | DEER:Indoor_Non-CFL_Ltg | Annual
Any | SWLG011L | Htl | Ex | CZ02 | cWtd | SWLG011-01 | ExAnte2020 | IOU workpaper | 2019-06-26 | Fixture | 1 |  | None | 0 | 0 | 0 | 296 | 0.0484 | -4.04 | [6 empty] | DEER:Indoor_Non-CFL_Ltg | Annual
Any | SWLG011L | Htl | Ex | CZ03 | cWtd | SWLG011-01 | ExAnte2020 | IOU workpaper | 2019-06-26 | Fixture | 1 |  | None | 0 | 0 | 0 | 293 | 0.0476 | -4.23 | [6 empty] | DEER:Indoor_Non-CFL_Ltg | Annual
Any | SWLG011L | Htl | Ex | CZ04 | cWtd | SWLG011-01 | ExAnte2020 | IOU workpaper | 2019-06-26 | Fixture | 1 |  | None | 0 | 0 | 0 | 303 | 0.0472 | -3.22 | [6 empty] | DEER:Indoor_Non-CFL_Ltg | Annual
Any | SWLG011L | Htl | Ex | CZ05 | cWtd | SWLG011-01 | ExAnte2020 | IOU workpaper | 2019-06-26 | Fixture | 1 |  | None | 0 | 0 | 0 | 290 | 0.0456 | -4.36 | [6 empty] | DEER:Indoor_Non-CFL_Ltg | Annual
Any | SWLG011L | Htl | Ex | CZ06 | cWtd | SWLG011-01 | ExAnte2020 | IOU workpaper | 2019-06-26 | Fixture | 1 |  | None | 0 | 0 | 0 | 329 | 0.0495 | -2.29 | [6 empty] | DEER:Indoor_Non-CFL_Ltg | Annual
Any | SWLG011L | Htl | Ex | CZ07 | cWtd | SWLG011-01 | ExAnte2020 | IOU workpaper | 2019-06-26 | Fixture | 1 |  | None | 0 | 0 | 0 | 335 | 0.0491 | -2.04 | [6 empty] | DEER:Indoor_Non-CFL_Ltg | Annual
Any | SWLG011L | Htl | Ex | CZ08 | cWtd | SWLG011-01 | ExAnte2020 | IOU workpaper | 2019-06-26 | Fixture | 1 |  | None | 0 | 0 | 0 | 339 | 0.0488 | -2.01 | [6 empty] | DEER:Indoor_Non-CFL_Ltg | Annual
Any | SWLG011L | Htl | Ex | CZ09 | cWtd | SWLG011-01 | ExAnte2020 | IOU workpaper | 2019-06-26 | Fixture | 1 |  | None | 0 | 0 | 0 | 332 | 0.0507 | -2.32 | [6 empty] | DEER:Indoor_Non-CFL_Ltg | Annual
Any | SWLG011L | Htl | Ex | CZ10 | cWtd | SWLG011-01 | ExAnte2020 | IOU workpaper | 2019-06-26 | Fixture | 1 |  | None | 0 | 0 | 0 | 329 | 0.0511 | -2.42 | [6 empty] | DEER:Indoor_Non-CFL_Ltg | Annual
Any | SWLG011L | Htl | Ex | CZ11 | cWtd | SWLG011-01 | ExAnte2020 | IOU workpaper | 2019-06-26 | Fixture | 1 |  | None | 0 | 0 | 0 | 306 | 0.0484 | -3.97 | [6 empty] | DEER:Indoor_Non-CFL_Ltg | Annual
Any | SWLG011L | Htl | Ex | CZ12 | cWtd | SWLG011-01 | ExAnte2020 | IOU workpaper | 2019-06-26 | Fixture | 1 |  | None | 0 | 0 | 0 | 303 | 0.0484 | -3.84 | [6 empty] | DEER:Indoor_Non-CFL_Ltg | Annual
Any | SWLG011L | Htl | Ex | CZ13 | cWtd | SWLG011-01 | ExAnte2020 | IOU workpaper | 2019-06-26 | Fixture | 1 |  | None | 0 | 0 | 0 | 306 | 0.048 | -3.52 | [6 empty] | DEER:Indoor_Non-CFL_Ltg | Annual
Any | SWLG011L | Htl | Ex | CZ14 | cWtd | SWLG011-01 | ExAnte2020 | IOU workpaper | 2019-06-26 | Fixture | 1 |  | None | 0 | 0 | 0 | 313 | 0.0491 | -2.73 | [6 empty] | DEER:Indoor_Non-CFL_Ltg | Annual
Any | SWLG011L | Htl | Ex | CZ15 | cWtd | SWLG011-01 | ExAnte2020 | IOU workpaper | 2019-06-26 | Fixture | 1 |  | None | 0 | 0 | 0 | 358 | 0.0511 | -1.42 | [6 empty] | DEER:Indoor_Non-CFL_Ltg | Annual
Any | SWLG011L | Htl | Ex | CZ16 | cWtd | SWLG011-01 | ExAnte2020 | IOU workpaper | 2019-06-26 | Fixture | 1 |  | None | 0 | 0 | 0 | 283 | 0.0484 | -3.87 | [6 empty] | DEER:Indoor_Non-CFL_Ltg | Annual
Any | SWLG011L | MBT | Ex | CZ01 | cWtd | SWLG011-01 | ExAnte2020 | IOU workpaper | 2019-06-26 | Fixture | 1 |  | None | 0 | 0 | 0 | 160 | 0.0179 | -1.55 | [6 empty] | DEER:Indoor_Non-CFL_Ltg | Annual
Any | SWLG011L | MBT | Ex | CZ02 | cWtd | SWLG011-01 | ExAnte2020 | IOU workpaper | 2019-06-26 | Fixture | 1 |  | None | 0 | 0 | 0 | 170 | 0.0206 | -0.87 | [6 empty] | DEER:Indoor_Non-CFL_Ltg | Annual
Any | SWLG011L | MBT | Ex | CZ03 | cWtd | SWLG011-01 | ExAnte2020 | IOU workpaper | 2019-06-26 | Fixture | 1 |  | None | 0 | 0 | 0 | 170 | 0.0201 | -0.689 | [6 empty] | DEER:Indoor_Non-CFL_Ltg | Annual
Any | SWLG011L | MBT | Ex | CZ04 | cWtd | SWLG011-01 | ExAnte2020 | IOU workpaper | 2019-06-26 | Fixture | 1 |  | None | 0 | 0 | 0 | 173 | 0.0206 | -0.57 | [6 empty] | DEER:Indoor_Non-CFL_Ltg | Annual
Any | SWLG011L | MBT | Ex | CZ05 | cWtd | SWLG011-01 | ExAnte2020 | IOU workpaper | 2019-06-26 | Fixture | 1 |  | None | 0 | 0 | 0 | 170 | 0.0204 | -0.729 | [6 empty] | DEER:Indoor_Non-CFL_Ltg | Annual
Any | SWLG011L | MBT | Ex | CZ06 | cWtd | SWLG011-01 | ExAnte2020 | IOU workpaper | 2019-06-26 | Fixture | 1 |  | None | 0 | 0 | 0 | 178 | 0.0216 | -0.396 | [6 empty] | DEER:Indoor_Non-CFL_Ltg | Annual
Any | SWLG011L | MBT | Ex | CZ07 | cWtd | SWLG011-01 | ExAnte2020 | IOU workpaper | 2019-06-26 | Fixture | 1 |  | None | 0 | 0 | 0 | 180 | 0.0218 | -0.267 | [6 empty] | DEER:Indoor_Non-CFL_Ltg | Annual
Any | SWLG011L | MBT | Ex | CZ08 | cWtd | SWLG011-01 | ExAnte2020 | IOU workpaper | 2019-06-26 | Fixture | 1 |  | None | 0 | 0 | 0 | 181 | 0.0216 | -0.33 | [6 empty] | DEER:Indoor_Non-CFL_Ltg | Annual
Any | SWLG011L | MBT | Ex | CZ09 | cWtd | SWLG011-01 | ExAnte2020 | IOU workpaper | 2019-06-26 | Fixture | 1 |  | None | 0 | 0 | 0 | 180 | 0.0224 | -0.404 | [6 empty] | DEER:Indoor_Non-CFL_Ltg | Annual
Any | SWLG011L | MBT | Ex | CZ10 | cWtd | SWLG011-01 | ExAnte2020 | IOU workpaper | 2019-06-26 | Fixture | 1 |  | None | 0 | 0 | 0 | 181 | 0.0224 | -0.325 | [6 empty] | DEER:Indoor_Non-CFL_Ltg | Annual
Any | SWLG011L | MBT | Ex | CZ11 | cWtd | SWLG011-01 | ExAnte2020 | IOU workpaper | 2019-06-26 | Fixture | 1 |  | None | 0 | 0 | 0 | 173 | 0.0208 | -0.885 | [6 empty] | DEER:Indoor_Non-CFL_Ltg | Annual
Any | SWLG011L | MBT | Ex | CZ12 | cWtd | SWLG011-01 | ExAnte2020 | IOU workpaper | 2019-06-26 | Fixture | 1 |  | None | 0 | 0 | 0 | 171 | 0.0206 | -0.839 | [6 empty] | DEER:Indoor_Non-CFL_Ltg | Annual
Any | SWLG011L | MBT | Ex | CZ13 | cWtd | SWLG011-01 | ExAnte2020 | IOU workpaper | 2019-06-26 | Fixture | 1 |  | None | 0 | 0 | 0 | 173 | 0.0204 | -0.76 | [6 empty] | DEER:Indoor_Non-CFL_Ltg | Annual
Any | SWLG011L | MBT | Ex | CZ14 | cWtd | SWLG011-01 | ExAnte2020 | IOU workpaper | 2019-06-26 | Fixture | 1 |  | None | 0 | 0 | 0 | 176 | 0.0222 | -0.849 | [6 empty] | DEER:Indoor_Non-CFL_Ltg | Annual
Any | SWLG011L | MBT | Ex | CZ15 | cWtd | SWLG011-01 | ExAnte2020 | IOU workpaper | 2019-06-26 | Fixture | 1 |  | None | 0 | 0 | 0 | 190 | 0.0221 | -0.13 | [6 empty] | DEER:Indoor_Non-CFL_Ltg | Annual
Any | SWLG011L | MBT | Ex | CZ16 | cWtd | SWLG011-01 | ExAnte2020 | IOU workpaper | 2019-06-26 | Fixture | 1 |  | None | 0 | 0 | 0 | 166 | 0.0211 | -1.98 | [6 empty] | DEER:Indoor_Non-CFL_Ltg | Annual
Any | SWLG011L | MLI | Ex | CZ01 | cWtd | SWLG011-01 | ExAnte2020 | IOU workpaper | 2019-06-26 | Fixture | 1 |  | None | 0 | 0 | 0 | 154 | 0.0196 | -2.86 | [6 empty] | DEER:Indoor_Non-CFL_Ltg | Annual
Any | SWLG011L | MLI | Ex | CZ02 | cWtd | SWLG011-01 | ExAnte2020 | IOU workpaper | 2019-06-26 | Fixture | 1 |  | None | 0 | 0 | 0 | 164 | 0.0215 | -1.8 | [6 empty] | DEER:Indoor_Non-CFL_Ltg | Annual
Any | SWLG011L | MLI | Ex | CZ03 | cWtd | SWLG011-01 | ExAnte2020 | IOU workpaper | 2019-06-26 | Fixture | 1 |  | None | 0 | 0 | 0 | 162 | 0.0215 | -1.84 | [6 empty] | DEER:Indoor_Non-CFL_Ltg | Annual
Any | SWLG011L | MLI | Ex | CZ04 | cWtd | SWLG011-01 | ExAnte2020 | IOU workpaper | 2019-06-26 | Fixture | 1 |  | None | 0 | 0 | 0 | 165 | 0.0215 | -1.47 | [6 empty] | DEER:Indoor_Non-CFL_Ltg | Annual
Any | SWLG011L | MLI | Ex | CZ05 | cWtd | SWLG011-01 | ExAnte2020 | IOU workpaper | 2019-06-26 | Fixture | 1 |  | None | 0 | 0 | 0 | 162 | 0.0207 | -1.82 | [6 empty] | DEER:Indoor_Non-CFL_Ltg | Annual
Any | SWLG011L | MLI | Ex | CZ06 | cWtd | SWLG011-01 | ExAnte2020 | IOU workpaper | 2019-06-26 | Fixture | 1 |  | None | 0 | 0 | 0 | 172 | 0.022 | -0.92 | [6 empty] | DEER:Indoor_Non-CFL_Ltg | Annual
Any | SWLG011L | MLI | Ex | CZ07 | cWtd | SWLG011-01 | ExAnte2020 | IOU workpaper | 2019-06-26 | Fixture | 1 |  | None | 0 | 0 | 0 | 170 | 0.0222 | -0.789 | [6 empty] | DEER:Indoor_Non-CFL_Ltg | Annual
Any | SWLG011L | MLI | Ex | CZ08 | cWtd | SWLG011-01 | ExAnte2020 | IOU workpaper | 2019-06-26 | Fixture | 1 |  | None | 0 | 0 | 0 | 174 | 0.022 | -0.842 | [6 empty] | DEER:Indoor_Non-CFL_Ltg | Annual
Any | SWLG011L | MLI | Ex | CZ09 | cWtd | SWLG011-01 | ExAnte2020 | IOU workpaper | 2019-06-26 | Fixture | 1 |  | None | 0 | 0 | 0 | 172 | 0.0224 | -0.96 | [6 empty] | DEER:Indoor_Non-CFL_Ltg | Annual
Any | SWLG011L | MLI | Ex | CZ10 | cWtd | SWLG011-01 | ExAnte2020 | IOU workpaper | 2019-06-26 | Fixture | 1 |  | None | 0 | 0 | 0 | 172 | 0.0226 | -0.961 | [6 empty] | DEER:Indoor_Non-CFL_Ltg | Annual
Any | SWLG011L | MLI | Ex | CZ11 | cWtd | SWLG011-01 | ExAnte2020 | IOU workpaper | 2019-06-26 | Fixture | 1 |  | None | 0 | 0 | 0 | 167 | 0.0222 | -1.55 | [6 empty] | DEER:Indoor_Non-CFL_Ltg | Annual
Any | SWLG011L | MLI | Ex | CZ12 | cWtd | SWLG011-01 | ExAnte2020 | IOU workpaper | 2019-06-26 | Fixture | 1 |  | None | 0 | 0 | 0 | 165 | 0.0216 | -1.6 | [6 empty] | DEER:Indoor_Non-CFL_Ltg | Annual
Any | SWLG011L | MLI | Ex | CZ13 | cWtd | SWLG011-01 | ExAnte2020 | IOU workpaper | 2019-06-26 | Fixture | 1 |  | None | 0 | 0 | 0 | 169 | 0.0213 | -1.4 | [6 empty] | DEER:Indoor_Non-CFL_Ltg | Annual
Any | SWLG011L | MLI | Ex | CZ14 | cWtd | SWLG011-01 | ExAnte2020 | IOU workpaper | 2019-06-26 | Fixture | 1 |  | None | 0 | 0 | 0 | 170 | 0.0226 | -1.5 | [6 empty] | DEER:Indoor_Non-CFL_Ltg | Annual
Any | SWLG011L | MLI | Ex | CZ15 | cWtd | SWLG011-01 | ExAnte2020 | IOU workpaper | 2019-06-26 | Fixture | 1 |  | None | 0 | 0 | 0 | 184 | 0.0231 | -0.405 | [6 empty] | DEER:Indoor_Non-CFL_Ltg | Annual
Any | SWLG011L | MLI | Ex | CZ16 | cWtd | SWLG011-01 | ExAnte2020 | IOU workpaper | 2019-06-26 | Fixture | 1 |  | None | 0 | 0 | 0 | 160 | 0.0218 | -2.4 | [6 empty] | DEER:Indoor_Non-CFL_Ltg | Annual
Any | SWLG011L | Mtl | Ex | CZ01 | cWtd | SWLG011-01 | ExAnte2020 | IOU workpaper | 2019-06-26 | Fixture | 1 |  | None | 0 | 0 | 0 | 200 | 0.0329 | -3.48 | [6 empty] | DEER:Indoor_Non-CFL_Ltg | Annual
Any | SWLG011L | Mtl | Ex | CZ02 | cWtd | SWLG011-01 | ExAnte2020 | IOU workpaper | 2019-06-26 | Fixture | 1 |  | None | 0 | 0 | 0 | 224 | 0.0353 | -2.38 | [6 empty] | DEER:Indoor_Non-CFL_Ltg | Annual
Any | SWLG011L | Mtl | Ex | CZ03 | cWtd | SWLG011-01 | ExAnte2020 | IOU workpaper | 2019-06-26 | Fixture | 1 |  | None | 0 | 0 | 0 | 222 | 0.035 | -2.33 | [6 empty] | DEER:Indoor_Non-CFL_Ltg | Annual
Any | SWLG011L | Mtl | Ex | CZ04 | cWtd | SWLG011-01 | ExAnte2020 | IOU workpaper | 2019-06-26 | Fixture | 1 |  | None | 0 | 0 | 0 | 234 | 0.035 | -1.93 | [6 empty] | DEER:Indoor_Non-CFL_Ltg | Annual
Any | SWLG011L | Mtl | Ex | CZ05 | cWtd | SWLG011-01 | ExAnte2020 | IOU workpaper | 2019-06-26 | Fixture | 1 |  | None | 0 | 0 | 0 | 220 | 0.0338 | -2.59 | [6 empty] | DEER:Indoor_Non-CFL_Ltg | Annual
Any | SWLG011L | Mtl | Ex | CZ06 | cWtd | SWLG011-01 | ExAnte2020 | IOU workpaper | 2019-06-26 | Fixture | 1 |  | None | 0 | 0 | 0 | 259 | 0.0365 | -0.898 | [6 empty] | DEER:Indoor_Non-CFL_Ltg | Annual
Any | SWLG011L | Mtl | Ex | CZ07 | cWtd | SWLG011-01 | ExAnte2020 | IOU workpaper | 2019-06-26 | Fixture | 1 |  | None | 0 | 0 | 0 | 266 | 0.0362 | -0.56 | [6 empty] | DEER:Indoor_Non-CFL_Ltg | Annual
Any | SWLG011L | Mtl | Ex | CZ08 | cWtd | SWLG011-01 | ExAnte2020 | IOU workpaper | 2019-06-26 | Fixture | 1 |  | None | 0 | 0 | 0 | 266 | 0.0362 | -0.787 | [6 empty] | DEER:Indoor_Non-CFL_Ltg | Annual
Any | SWLG011L | Mtl | Ex | CZ09 | cWtd | SWLG011-01 | ExAnte2020 | IOU workpaper | 2019-06-26 | Fixture | 1 |  | None | 0 | 0 | 0 | 259 | 0.0374 | -0.893 | [6 empty] | DEER:Indoor_Non-CFL_Ltg | Annual
Any | SWLG011L | Mtl | Ex | CZ10 | cWtd | SWLG011-01 | ExAnte2020 | IOU workpaper | 2019-06-26 | Fixture | 1 |  | None | 0 | 0 | 0 | 254 | 0.0371 | -1.11 | [6 empty] | DEER:Indoor_Non-CFL_Ltg | Annual
Any | SWLG011L | Mtl | Ex | CZ11 | cWtd | SWLG011-01 | ExAnte2020 | IOU workpaper | 2019-06-26 | Fixture | 1 |  | None | 0 | 0 | 0 | 237 | 0.0356 | -1.84 | [6 empty] | DEER:Indoor_Non-CFL_Ltg | Annual
Any | SWLG011L | Mtl | Ex | CZ12 | cWtd | SWLG011-01 | ExAnte2020 | IOU workpaper | 2019-06-26 | Fixture | 1 |  | None | 0 | 0 | 0 | 234 | 0.0353 | -1.92 | [6 empty] | DEER:Indoor_Non-CFL_Ltg | Annual
Any | SWLG011L | Mtl | Ex | CZ13 | cWtd | SWLG011-01 | ExAnte2020 | IOU workpaper | 2019-06-26 | Fixture | 1 |  | None | 0 | 0 | 0 | 242 | 0.0353 | -1.7 | [6 empty] | DEER:Indoor_Non-CFL_Ltg | Annual
Any | SWLG011L | Mtl | Ex | CZ14 | cWtd | SWLG011-01 | ExAnte2020 | IOU workpaper | 2019-06-26 | Fixture | 1 |  | None | 0 | 0 | 0 | 242 | 0.0368 | -1.53 | [6 empty] | DEER:Indoor_Non-CFL_Ltg | Annual
Any | SWLG011L | Mtl | Ex | CZ15 | cWtd | SWLG011-01 | ExAnte2020 | IOU workpaper | 2019-06-26 | Fixture | 1 |  | None | 0 | 0 | 0 | 276 | 0.0374 | -0.451 | [6 empty] | DEER:Indoor_Non-CFL_Ltg | Annual
Any | SWLG011L | Mtl | Ex | CZ16 | cWtd | SWLG011-01 | ExAnte2020 | IOU workpaper | 2019-06-26 | Fixture | 1 |  | None | 0 | 0 | 0 | 215 | 0.0359 | -2.29 | [6 empty] | DEER:Indoor_Non-CFL_Ltg | Annual
Any | SWLG011L | Nrs | Ex | CZ01 | cWtd | SWLG011-01 | ExAnte2020 | IOU workpaper | 2019-06-26 | Fixture | 1 |  | None | 0 | 0 | 0 | 219 | 0.044 | -4.36 | [6 empty] | DEER:Indoor_Non-CFL_Ltg | Annual
Any | SWLG011L | Nrs | Ex | CZ02 | cWtd | SWLG011-01 | ExAnte2020 | IOU workpaper | 2019-06-26 | Fixture | 1 |  | None | 0 | 0 | 0 | 235 | 0.048 | -2.96 | [6 empty] | DEER:Indoor_Non-CFL_Ltg | Annual
Any | SWLG011L | Nrs | Ex | CZ03 | cWtd | SWLG011-01 | ExAnte2020 | IOU workpaper | 2019-06-26 | Fixture | 1 |  | None | 0 | 0 | 0 | 233 | 0.0472 | -2.82 | [6 empty] | DEER:Indoor_Non-CFL_Ltg | Annual
Any | SWLG011L | Nrs | Ex | CZ04 | cWtd | SWLG011-01 | ExAnte2020 | IOU workpaper | 2019-06-26 | Fixture | 1 |  | None | 0 | 0 | 0 | 239 | 0.048 | -2.33 | [6 empty] | DEER:Indoor_Non-CFL_Ltg | Annual
Any | SWLG011L | Nrs | Ex | CZ05 | cWtd | SWLG011-01 | ExAnte2020 | IOU workpaper | 2019-06-26 | Fixture | 1 |  | None | 0 | 0 | 0 | 233 | 0.0456 | -2.91 | [6 empty] | DEER:Indoor_Non-CFL_Ltg | Annual
Any | SWLG011L | Nrs | Ex | CZ06 | cWtd | SWLG011-01 | ExAnte2020 | IOU workpaper | 2019-06-26 | Fixture | 1 |  | None | 0 | 0 | 0 | 251 | 0.0504 | -1.53 | [6 empty] | DEER:Indoor_Non-CFL_Ltg | Annual
Any | SWLG011L | Nrs | Ex | CZ07 | cWtd | SWLG011-01 | ExAnte2020 | IOU workpaper | 2019-06-26 | Fixture | 1 |  | None | 0 | 0 | 0 | 251 | 0.0508 | -1.31 | [6 empty] | DEER:Indoor_Non-CFL_Ltg | Annual
Any | SWLG011L | Nrs | Ex | CZ08 | cWtd | SWLG011-01 | ExAnte2020 | IOU workpaper | 2019-06-26 | Fixture | 1 |  | None | 0 | 0 | 0 | 253 | 0.0512 | -1.4 | [6 empty] | DEER:Indoor_Non-CFL_Ltg | Annual
Any | SWLG011L | Nrs | Ex | CZ09 | cWtd | SWLG011-01 | ExAnte2020 | IOU workpaper | 2019-06-26 | Fixture | 1 |  | None | 0 | 0 | 0 | 253 | 0.0516 | -1.51 | [6 empty] | DEER:Indoor_Non-CFL_Ltg | Annual
Any | SWLG011L | Nrs | Ex | CZ10 | cWtd | SWLG011-01 | ExAnte2020 | IOU workpaper | 2019-06-26 | Fixture | 1 |  | None | 0 | 0 | 0 | 255 | 0.0544 | -1.61 | [6 empty] | DEER:Indoor_Non-CFL_Ltg | Annual
Any | SWLG011L | Nrs | Ex | CZ11 | cWtd | SWLG011-01 | ExAnte2020 | IOU workpaper | 2019-06-26 | Fixture | 1 |  | None | 0 | 0 | 0 | 242 | 0.0492 | -2.42 | [6 empty] | DEER:Indoor_Non-CFL_Ltg | Annual
Any | SWLG011L | Nrs | Ex | CZ12 | cWtd | SWLG011-01 | ExAnte2020 | IOU workpaper | 2019-06-26 | Fixture | 1 |  | None | 0 | 0 | 0 | 239 | 0.0488 | -2.53 | [6 empty] | DEER:Indoor_Non-CFL_Ltg | Annual
Any | SWLG011L | Nrs | Ex | CZ13 | cWtd | SWLG011-01 | ExAnte2020 | IOU workpaper | 2019-06-26 | Fixture | 1 |  | None | 0 | 0 | 0 | 244 | 0.0488 | -2.28 | [6 empty] | DEER:Indoor_Non-CFL_Ltg | Annual
Any | SWLG011L | Nrs | Ex | CZ14 | cWtd | SWLG011-01 | ExAnte2020 | IOU workpaper | 2019-06-26 | Fixture | 1 |  | None | 0 | 0 | 0 | 249 | 0.0508 | -2.14 | [6 empty] | DEER:Indoor_Non-CFL_Ltg | Annual
Any | SWLG011L | Nrs | Ex | CZ15 | cWtd | SWLG011-01 | ExAnte2020 | IOU workpaper | 2019-06-26 | Fixture | 1 |  | None | 0 | 0 | 0 | 269 | 0.0528 | -0.773 | [6 empty] | DEER:Indoor_Non-CFL_Ltg | Annual
Any | SWLG011L | Nrs | Ex | CZ16 | cWtd | SWLG011-01 | ExAnte2020 | IOU workpaper | 2019-06-26 | Fixture | 1 |  | None | 0 | 0 | 0 | 228 | 0.048 | -3.61 | [6 empty] | DEER:Indoor_Non-CFL_Ltg | Annual
Any | SWLG011L | OfL | Ex | CZ01 | cWtd | SWLG011-01 | ExAnte2020 | IOU workpaper | 2019-06-26 | Fixture | 1 |  | None | 0 | 0 | 0 | 158 | 0.0234 | -0.764 | [6 empty] | DEER:Indoor_Non-CFL_Ltg | Annual
Any | SWLG011L | OfL | Ex | CZ02 | cWtd | SWLG011-01 | ExAnte2020 | IOU workpaper | 2019-06-26 | Fixture | 1 |  | None | 0 | 0 | 0 | 166 | 0.0245 | -0.438 | [6 empty] | DEER:Indoor_Non-CFL_Ltg | Annual
Any | SWLG011L | OfL | Ex | CZ03 | cWtd | SWLG011-01 | ExAnte2020 | IOU workpaper | 2019-06-26 | Fixture | 1 |  | None | 0 | 0 | 0 | 164 | 0.0241 | -0.384 | [6 empty] | DEER:Indoor_Non-CFL_Ltg | Annual
Any | SWLG011L | OfL | Ex | CZ04 | cWtd | SWLG011-01 | ExAnte2020 | IOU workpaper | 2019-06-26 | Fixture | 1 |  | None | 0 | 0 | 0 | 166 | 0.0251 | -0.386 | [6 empty] | DEER:Indoor_Non-CFL_Ltg | Annual
Any | SWLG011L | OfL | Ex | CZ05 | cWtd | SWLG011-01 | ExAnte2020 | IOU workpaper | 2019-06-26 | Fixture | 1 |  | None | 0 | 0 | 0 | 166 | 0.0237 | -0.324 | [6 empty] | DEER:Indoor_Non-CFL_Ltg | Annual
Any | SWLG011L | OfL | Ex | CZ06 | cWtd | SWLG011-01 | ExAnte2020 | IOU workpaper | 2019-06-26 | Fixture | 1 |  | None | 0 | 0 | 0 | 176 | 0.0247 | -0.11 | [6 empty] | DEER:Indoor_Non-CFL_Ltg | Annual
Any | SWLG011L | OfL | Ex | CZ07 | cWtd | SWLG011-01 | ExAnte2020 | IOU workpaper | 2019-06-26 | Fixture | 1 |  | None | 0 | 0 | 0 | 175 | 0.0243 | -0.00831 | [6 empty] | DEER:Indoor_Non-CFL_Ltg | Annual
Any | SWLG011L | OfL | Ex | CZ08 | cWtd | SWLG011-01 | ExAnte2020 | IOU workpaper | 2019-06-26 | Fixture | 1 |  | None | 0 | 0 | 0 | 176 | 0.0245 | -0.0829 | [6 empty] | DEER:Indoor_Non-CFL_Ltg | Annual
Any | SWLG011L | OfL | Ex | CZ09 | cWtd | SWLG011-01 | ExAnte2020 | IOU workpaper | 2019-06-26 | Fixture | 1 |  | None | 0 | 0 | 0 | 175 | 0.0259 | -0.161 | [6 empty] | DEER:Indoor_Non-CFL_Ltg | Annual
Any | SWLG011L | OfL | Ex | CZ10 | cWtd | SWLG011-01 | ExAnte2020 | IOU workpaper | 2019-06-26 | Fixture | 1 |  | None | 0 | 0 | 0 | 178 | 0.0261 | -0.0932 | [6 empty] | DEER:Indoor_Non-CFL_Ltg | Annual
Any | SWLG011L | OfL | Ex | CZ11 | cWtd | SWLG011-01 | ExAnte2020 | IOU workpaper | 2019-06-26 | Fixture | 1 |  | None | 0 | 0 | 0 | 167 | 0.0255 | -0.478 | [6 empty] | DEER:Indoor_Non-CFL_Ltg | Annual
Any | SWLG011L | OfL | Ex | CZ12 | cWtd | SWLG011-01 | ExAnte2020 | IOU workpaper | 2019-06-26 | Fixture | 1 |  | None | 0 | 0 | 0 | 167 | 0.0271 | -0.445 | [6 empty] | DEER:Indoor_Non-CFL_Ltg | Annual
Any | SWLG011L | OfL | Ex | CZ13 | cWtd | SWLG011-01 | ExAnte2020 | IOU workpaper | 2019-06-26 | Fixture | 1 |  | None | 0 | 0 | 0 | 169 | 0.0267 | -0.415 | [6 empty] | DEER:Indoor_Non-CFL_Ltg | Annual
Any | SWLG011L | OfL | Ex | CZ14 | cWtd | SWLG011-01 | ExAnte2020 | IOU workpaper | 2019-06-26 | Fixture | 1 |  | None | 0 | 0 | 0 | 173 | 0.0255 | -0.408 | [6 empty] | DEER:Indoor_Non-CFL_Ltg | Annual
Any | SWLG011L | OfL | Ex | CZ15 | cWtd | SWLG011-01 | ExAnte2020 | IOU workpaper | 2019-06-26 | Fixture | 1 |  | None | 0 | 0 | 0 | 181 | 0.0277 | -0.0235 | [6 empty] | DEER:Indoor_Non-CFL_Ltg | Annual
Any | SWLG011L | OfL | Ex | CZ16 | cWtd | SWLG011-01 | ExAnte2020 | IOU workpaper | 2019-06-26 | Fixture | 1 |  | None | 0 | 0 | 0 | 163 | 0.0247 | -1.22 | [6 empty] | DEER:Indoor_Non-CFL_Ltg | Annual
Any | SWLG011L | OfS | Ex | CZ01 | cWtd | SWLG011-01 | ExAnte2020 | IOU workpaper | 2019-06-26 | Fixture | 1 |  | None | 0 | 0 | 0 | 117 | 0.0196 | -0.956 | [6 empty] | DEER:Indoor_Non-CFL_Ltg | Annual
Any | SWLG011L | OfS | Ex | CZ02 | cWtd | SWLG011-01 | ExAnte2020 | IOU workpaper | 2019-06-26 | Fixture | 1 |  | None | 0 | 0 | 0 | 126 | 0.0213 | -0.59 | [6 empty] | DEER:Indoor_Non-CFL_Ltg | Annual
Any | SWLG011L | OfS | Ex | CZ03 | cWtd | SWLG011-01 | ExAnte2020 | IOU workpaper | 2019-06-26 | Fixture | 1 |  | None | 0 | 0 | 0 | 124 | 0.0205 | -0.56 | [6 empty] | DEER:Indoor_Non-CFL_Ltg | Annual
Any | SWLG011L | OfS | Ex | CZ04 | cWtd | SWLG011-01 | ExAnte2020 | IOU workpaper | 2019-06-26 | Fixture | 1 |  | None | 0 | 0 | 0 | 128 | 0.0206 | -0.486 | [6 empty] | DEER:Indoor_Non-CFL_Ltg | Annual
Any | SWLG011L | OfS | Ex | CZ05 | cWtd | SWLG011-01 | ExAnte2020 | IOU workpaper | 2019-06-26 | Fixture | 1 |  | None | 0 | 0 | 0 | 125 | 0.0199 | -0.485 | [6 empty] | DEER:Indoor_Non-CFL_Ltg | Annual
Any | SWLG011L | OfS | Ex | CZ06 | cWtd | SWLG011-01 | ExAnte2020 | IOU workpaper | 2019-06-26 | Fixture | 1 |  | None | 0 | 0 | 0 | 135 | 0.0212 | -0.211 | [6 empty] | DEER:Indoor_Non-CFL_Ltg | Annual
Any | SWLG011L | OfS | Ex | CZ07 | cWtd | SWLG011-01 | ExAnte2020 | IOU workpaper | 2019-06-26 | Fixture | 1 |  | None | 0 | 0 | 0 | 134 | 0.0205 | -0.124 | [6 empty] | DEER:Indoor_Non-CFL_Ltg | Annual
Any | SWLG011L | OfS | Ex | CZ08 | cWtd | SWLG011-01 | ExAnte2020 | IOU workpaper | 2019-06-26 | Fixture | 1 |  | None | 0 | 0 | 0 | 136 | 0.0212 | -0.214 | [6 empty] | DEER:Indoor_Non-CFL_Ltg | Annual
Any | SWLG011L | OfS | Ex | CZ09 | cWtd | SWLG011-01 | ExAnte2020 | IOU workpaper | 2019-06-26 | Fixture | 1 |  | None | 0 | 0 | 0 | 135 | 0.0219 | -0.264 | [6 empty] | DEER:Indoor_Non-CFL_Ltg | Annual
Any | SWLG011L | OfS | Ex | CZ10 | cWtd | SWLG011-01 | ExAnte2020 | IOU workpaper | 2019-06-26 | Fixture | 1 |  | None | 0 | 0 | 0 | 135 | 0.0219 | -0.211 | [6 empty] | DEER:Indoor_Non-CFL_Ltg | Annual
Any | SWLG011L | OfS | Ex | CZ11 | cWtd | SWLG011-01 | ExAnte2020 | IOU workpaper | 2019-06-26 | Fixture | 1 |  | None | 0 | 0 | 0 | 128 | 0.0228 | -0.557 | [6 empty] | DEER:Indoor_Non-CFL_Ltg | Annual
Any | SWLG011L | OfS | Ex | CZ12 | cWtd | SWLG011-01 | ExAnte2020 | IOU workpaper | 2019-06-26 | Fixture | 1 |  | None | 0 | 0 | 0 | 128 | 0.0219 | -0.565 | [6 empty] | DEER:Indoor_Non-CFL_Ltg | Annual
Any | SWLG011L | OfS | Ex | CZ13 | cWtd | SWLG011-01 | ExAnte2020 | IOU workpaper | 2019-06-26 | Fixture | 1 |  | None | 0 | 0 | 0 | 129 | 0.0217 | -0.518 | [6 empty] | DEER:Indoor_Non-CFL_Ltg | Annual
Any | SWLG011L | OfS | Ex | CZ14 | cWtd | SWLG011-01 | ExAnte2020 | IOU workpaper | 2019-06-26 | Fixture | 1 |  | None | 0 | 0 | 0 | 131 | 0.0221 | -0.423 | [6 empty] | DEER:Indoor_Non-CFL_Ltg | Annual
Any | SWLG011L | OfS | Ex | CZ15 | cWtd | SWLG011-01 | ExAnte2020 | IOU workpaper | 2019-06-26 | Fixture | 1 |  | None | 0 | 0 | 0 | 142 | 0.0229 | -0.0805 | [6 empty] | DEER:Indoor_Non-CFL_Ltg | Annual
Any | SWLG011L | OfS | Ex | CZ16 | cWtd | SWLG011-01 | ExAnte2020 | IOU workpaper | 2019-06-26 | Fixture | 1 |  | None | 0 | 0 | 0 | 120 | 0.0215 | -1.02 | [6 empty] | DEER:Indoor_Non-CFL_Ltg | Annual
Any | SWLG011L | RFF | Ex | CZ01 | cWtd | SWLG011-01 | ExAnte2020 | IOU workpaper | 2019-06-26 | Fixture | 1 |  | None | 0 | 0 | 0 | 181 | 0.0314 | -3.67 | [6 empty] | DEER:Indoor_Non-CFL_Ltg | Annual
Any | SWLG011L | RFF | Ex | CZ02 | cWtd | SWLG011-01 | ExAnte2020 | IOU workpaper | 2019-06-26 | Fixture | 1 |  | None | 0 | 0 | 0 | 198 | 0.0335 | -2.34 | [6 empty] | DEER:Indoor_Non-CFL_Ltg | Annual
Any | SWLG011L | RFF | Ex | CZ03 | cWtd | SWLG011-01 | ExAnte2020 | IOU workpaper | 2019-06-26 | Fixture | 1 |  | None | 0 | 0 | 0 | 194 | 0.0338 | -2.52 | [6 empty] | DEER:Indoor_Non-CFL_Ltg | Annual
Any | SWLG011L | RFF | Ex | CZ04 | cWtd | SWLG011-01 | ExAnte2020 | IOU workpaper | 2019-06-26 | Fixture | 1 |  | None | 0 | 0 | 0 | 200 | 0.0338 | -1.95 | [6 empty] | DEER:Indoor_Non-CFL_Ltg | Annual
Any | SWLG011L | RFF | Ex | CZ05 | cWtd | SWLG011-01 | ExAnte2020 | IOU workpaper | 2019-06-26 | Fixture | 1 |  | None | 0 | 0 | 0 | 194 | 0.0332 | -2.52 | [6 empty] | DEER:Indoor_Non-CFL_Ltg | Annual
Any | SWLG011L | RFF | Ex | CZ06 | cWtd | SWLG011-01 | ExAnte2020 | IOU workpaper | 2019-06-26 | Fixture | 1 |  | None | 0 | 0 | 0 | 214 | 0.0355 | -1.63 | [6 empty] | DEER:Indoor_Non-CFL_Ltg | Annual
Any | SWLG011L | RFF | Ex | CZ07 | cWtd | SWLG011-01 | ExAnte2020 | IOU workpaper | 2019-06-26 | Fixture | 1 |  | None | 0 | 0 | 0 | 216 | 0.0358 | -1.33 | [6 empty] | DEER:Indoor_Non-CFL_Ltg | Annual
Any | SWLG011L | RFF | Ex | CZ08 | cWtd | SWLG011-01 | ExAnte2020 | IOU workpaper | 2019-06-26 | Fixture | 1 |  | None | 0 | 0 | 0 | 216 | 0.0352 | -1.36 | [6 empty] | DEER:Indoor_Non-CFL_Ltg | Annual
Any | SWLG011L | RFF | Ex | CZ09 | cWtd | SWLG011-01 | ExAnte2020 | IOU workpaper | 2019-06-26 | Fixture | 1 |  | None | 0 | 0 | 0 | 214 | 0.0358 | -1.61 | [6 empty] | DEER:Indoor_Non-CFL_Ltg | Annual
Any | SWLG011L | RFF | Ex | CZ10 | cWtd | SWLG011-01 | ExAnte2020 | IOU workpaper | 2019-06-26 | Fixture | 1 |  | None | 0 | 0 | 0 | 214 | 0.0355 | -1.63 | [6 empty] | DEER:Indoor_Non-CFL_Ltg | Annual
Any | SWLG011L | RFF | Ex | CZ11 | cWtd | SWLG011-01 | ExAnte2020 | IOU workpaper | 2019-06-26 | Fixture | 1 |  | None | 0 | 0 | 0 | 202 | 0.0343 | -1.96 | [6 empty] | DEER:Indoor_Non-CFL_Ltg | Annual
Any | SWLG011L | RFF | Ex | CZ12 | cWtd | SWLG011-01 | ExAnte2020 | IOU workpaper | 2019-06-26 | Fixture | 1 |  | None | 0 | 0 | 0 | 200 | 0.0346 | -2 | [6 empty] | DEER:Indoor_Non-CFL_Ltg | Annual
Any | SWLG011L | RFF | Ex | CZ13 | cWtd | SWLG011-01 | ExAnte2020 | IOU workpaper | 2019-06-26 | Fixture | 1 |  | None | 0 | 0 | 0 | 204 | 0.0346 | -1.84 | [6 empty] | DEER:Indoor_Non-CFL_Ltg | Annual
Any | SWLG011L | RFF | Ex | CZ14 | cWtd | SWLG011-01 | ExAnte2020 | IOU workpaper | 2019-06-26 | Fixture | 1 |  | None | 0 | 0 | 0 | 210 | 0.0358 | -2.26 | [6 empty] | DEER:Indoor_Non-CFL_Ltg | Annual
Any | SWLG011L | RFF | Ex | CZ15 | cWtd | SWLG011-01 | ExAnte2020 | IOU workpaper | 2019-06-26 | Fixture | 1 |  | None | 0 | 0 | 0 | 226 | 0.0364 | -0.748 | [6 empty] | DEER:Indoor_Non-CFL_Ltg | Annual
Any | SWLG011L | RFF | Ex | CZ16 | cWtd | SWLG011-01 | ExAnte2020 | IOU workpaper | 2019-06-26 | Fixture | 1 |  | None | 0 | 0 | 0 | 200 | 0.0346 | -3.13 | [6 empty] | DEER:Indoor_Non-CFL_Ltg | Annual
Any | SWLG011L | RSD | Ex | CZ01 | cWtd | SWLG011-01 | ExAnte2020 | IOU workpaper | 2019-06-26 | Fixture | 1 |  | None | 0 | 0 | 0 | 208 | 0.0452 | -3.77 | [6 empty] | DEER:Indoor_Non-CFL_Ltg | Annual
Any | SWLG011L | RSD | Ex | CZ02 | cWtd | SWLG011-01 | ExAnte2020 | IOU workpaper | 2019-06-26 | Fixture | 1 |  | None | 0 | 0 | 0 | 228 | 0.0456 | -1.94 | [6 empty] | DEER:Indoor_Non-CFL_Ltg | Annual
Any | SWLG011L | RSD | Ex | CZ03 | cWtd | SWLG011-01 | ExAnte2020 | IOU workpaper | 2019-06-26 | Fixture | 1 |  | None | 0 | 0 | 0 | 228 | 0.0456 | -1.9 | [6 empty] | DEER:Indoor_Non-CFL_Ltg | Annual
Any | SWLG011L | RSD | Ex | CZ04 | cWtd | SWLG011-01 | ExAnte2020 | IOU workpaper | 2019-06-26 | Fixture | 1 |  | None | 0 | 0 | 0 | 233 | 0.0456 | -1.44 | [6 empty] | DEER:Indoor_Non-CFL_Ltg | Annual
Any | SWLG011L | RSD | Ex | CZ05 | cWtd | SWLG011-01 | ExAnte2020 | IOU workpaper | 2019-06-26 | Fixture | 1 |  | None | 0 | 0 | 0 | 228 | 0.0452 | -1.77 | [6 empty] | DEER:Indoor_Non-CFL_Ltg | Annual
Any | SWLG011L | RSD | Ex | CZ06 | cWtd | SWLG011-01 | ExAnte2020 | IOU workpaper | 2019-06-26 | Fixture | 1 |  | None | 0 | 0 | 0 | 251 | 0.048 | -0.748 | [6 empty] | DEER:Indoor_Non-CFL_Ltg | Annual
Any | SWLG011L | RSD | Ex | CZ07 | cWtd | SWLG011-01 | ExAnte2020 | IOU workpaper | 2019-06-26 | Fixture | 1 |  | None | 0 | 0 | 0 | 255 | 0.0484 | -0.359 | [6 empty] | DEER:Indoor_Non-CFL_Ltg | Annual
Any | SWLG011L | RSD | Ex | CZ08 | cWtd | SWLG011-01 | ExAnte2020 | IOU workpaper | 2019-06-26 | Fixture | 1 |  | None | 0 | 0 | 0 | 251 | 0.0476 | -0.657 | [6 empty] | DEER:Indoor_Non-CFL_Ltg | Annual
Any | SWLG011L | RSD | Ex | CZ09 | cWtd | SWLG011-01 | ExAnte2020 | IOU workpaper | 2019-06-26 | Fixture | 1 |  | None | 0 | 0 | 0 | 246 | 0.0488 | -0.872 | [6 empty] | DEER:Indoor_Non-CFL_Ltg | Annual
Any | SWLG011L | RSD | Ex | CZ10 | cWtd | SWLG011-01 | ExAnte2020 | IOU workpaper | 2019-06-26 | Fixture | 1 |  | None | 0 | 0 | 0 | 246 | 0.0484 | -1.11 | [6 empty] | DEER:Indoor_Non-CFL_Ltg | Annual
Any | SWLG011L | RSD | Ex | CZ11 | cWtd | SWLG011-01 | ExAnte2020 | IOU workpaper | 2019-06-26 | Fixture | 1 |  | None | 0 | 0 | 0 | 230 | 0.0468 | -1.81 | [6 empty] | DEER:Indoor_Non-CFL_Ltg | Annual
Any | SWLG011L | RSD | Ex | CZ12 | cWtd | SWLG011-01 | ExAnte2020 | IOU workpaper | 2019-06-26 | Fixture | 1 |  | None | 0 | 0 | 0 | 230 | 0.046 | -1.83 | [6 empty] | DEER:Indoor_Non-CFL_Ltg | Annual
Any | SWLG011L | RSD | Ex | CZ13 | cWtd | SWLG011-01 | ExAnte2020 | IOU workpaper | 2019-06-26 | Fixture | 1 |  | None | 0 | 0 | 0 | 233 | 0.0468 | -1.73 | [6 empty] | DEER:Indoor_Non-CFL_Ltg | Annual
Any | SWLG011L | RSD | Ex | CZ14 | cWtd | SWLG011-01 | ExAnte2020 | IOU workpaper | 2019-06-26 | Fixture | 1 |  | None | 0 | 0 | 0 | 242 | 0.0484 | -2.08 | [6 empty] | DEER:Indoor_Non-CFL_Ltg | Annual
Any | SWLG011L | RSD | Ex | CZ15 | cWtd | SWLG011-01 | ExAnte2020 | IOU workpaper | 2019-06-26 | Fixture | 1 |  | None | 0 | 0 | 0 | 258 | 0.0504 | -0.332 | [6 empty] | DEER:Indoor_Non-CFL_Ltg | Annual
Any | SWLG011L | RSD | Ex | CZ16 | cWtd | SWLG011-01 | ExAnte2020 | IOU workpaper | 2019-06-26 | Fixture | 1 |  | None | 0 | 0 | 0 | 228 | 0.0472 | -3.37 | [6 empty] | DEER:Indoor_Non-CFL_Ltg | Annual
Any | SWLG011L | Rt3 | Ex | CZ01 | cWtd | SWLG011-01 | ExAnte2020 | IOU workpaper | 2019-06-26 | Fixture | 1 |  | None | 0 | 0 | 0 | 315 | 0.0585 | -2.96 | [6 empty] | DEER:Indoor_Non-CFL_Ltg | Annual
Any | SWLG011L | Rt3 | Ex | CZ02 | cWtd | SWLG011-01 | ExAnte2020 | IOU workpaper | 2019-06-26 | Fixture | 1 |  | None | 0 | 0 | 0 | 335 | 0.059 | -1.66 | [6 empty] | DEER:Indoor_Non-CFL_Ltg | Annual
Any | SWLG011L | Rt3 | Ex | CZ03 | cWtd | SWLG011-01 | ExAnte2020 | IOU workpaper | 2019-06-26 | Fixture | 1 |  | None | 0 | 0 | 0 | 335 | 0.0585 | -1.32 | [6 empty] | DEER:Indoor_Non-CFL_Ltg | Annual
Any | SWLG011L | Rt3 | Ex | CZ04 | cWtd | SWLG011-01 | ExAnte2020 | IOU workpaper | 2019-06-26 | Fixture | 1 |  | None | 0 | 0 | 0 | 341 | 0.059 | -1.05 | [6 empty] | DEER:Indoor_Non-CFL_Ltg | Annual
Any | SWLG011L | Rt3 | Ex | CZ05 | cWtd | SWLG011-01 | ExAnte2020 | IOU workpaper | 2019-06-26 | Fixture | 1 |  | None | 0 | 0 | 0 | 338 | 0.0575 | -1.02 | [6 empty] | DEER:Indoor_Non-CFL_Ltg | Annual
Any | SWLG011L | Rt3 | Ex | CZ06 | cWtd | SWLG011-01 | ExAnte2020 | IOU workpaper | 2019-06-26 | Fixture | 1 |  | None | 0 | 0 | 0 | 361 | 0.0615 | -0.29 | [6 empty] | DEER:Indoor_Non-CFL_Ltg | Annual
Any | SWLG011L | Rt3 | Ex | CZ07 | cWtd | SWLG011-01 | ExAnte2020 | IOU workpaper | 2019-06-26 | Fixture | 1 |  | None | 0 | 0 | 0 | 364 | 0.061 | -0.0825 | [6 empty] | DEER:Indoor_Non-CFL_Ltg | Annual
Any | SWLG011L | Rt3 | Ex | CZ08 | cWtd | SWLG011-01 | ExAnte2020 | IOU workpaper | 2019-06-26 | Fixture | 1 |  | None | 0 | 0 | 0 | 361 | 0.061 | -0.235 | [6 empty] | DEER:Indoor_Non-CFL_Ltg | Annual
Any | SWLG011L | Rt3 | Ex | CZ09 | cWtd | SWLG011-01 | ExAnte2020 | IOU workpaper | 2019-06-26 | Fixture | 1 |  | None | 0 | 0 | 0 | 354 | 0.0625 | -0.426 | [6 empty] | DEER:Indoor_Non-CFL_Ltg | Annual
Any | SWLG011L | Rt3 | Ex | CZ10 | cWtd | SWLG011-01 | ExAnte2020 | IOU workpaper | 2019-06-26 | Fixture | 1 |  | None | 0 | 0 | 0 | 357 | 0.0625 | -0.448 | [6 empty] | DEER:Indoor_Non-CFL_Ltg | Annual
Any | SWLG011L | Rt3 | Ex | CZ11 | cWtd | SWLG011-01 | ExAnte2020 | IOU workpaper | 2019-06-26 | Fixture | 1 |  | None | 0 | 0 | 0 | 338 | 0.061 | -1.63 | [6 empty] | DEER:Indoor_Non-CFL_Ltg | Annual
Any | SWLG011L | Rt3 | Ex | CZ12 | cWtd | SWLG011-01 | ExAnte2020 | IOU workpaper | 2019-06-26 | Fixture | 1 |  | None | 0 | 0 | 0 | 338 | 0.06 | -1.67 | [6 empty] | DEER:Indoor_Non-CFL_Ltg | Annual
Any | SWLG011L | Rt3 | Ex | CZ13 | cWtd | SWLG011-01 | ExAnte2020 | IOU workpaper | 2019-06-26 | Fixture | 1 |  | None | 0 | 0 | 0 | 341 | 0.0605 | -1.52 | [6 empty] | DEER:Indoor_Non-CFL_Ltg | Annual
Any | SWLG011L | Rt3 | Ex | CZ14 | cWtd | SWLG011-01 | ExAnte2020 | IOU workpaper | 2019-06-26 | Fixture | 1 |  | None | 0 | 0 | 0 | 348 | 0.0625 | -1.5 | [6 empty] | DEER:Indoor_Non-CFL_Ltg | Annual
Any | SWLG011L | Rt3 | Ex | CZ15 | cWtd | SWLG011-01 | ExAnte2020 | IOU workpaper | 2019-06-26 | Fixture | 1 |  | None | 0 | 0 | 0 | 370 | 0.0645 | -0.0799 | [6 empty] | DEER:Indoor_Non-CFL_Ltg | Annual
Any | SWLG011L | Rt3 | Ex | CZ16 | cWtd | SWLG011-01 | ExAnte2020 | IOU workpaper | 2019-06-26 | Fixture | 1 |  | None | 0 | 0 | 0 | 322 | 0.06 | -3.48 | [6 empty] | DEER:Indoor_Non-CFL_Ltg | Annual
Any | SWLG011L | RtL | Ex | CZ01 | cWtd | SWLG011-01 | ExAnte2020 | IOU workpaper | 2019-06-26 | Fixture | 1 |  | None | 0 | 0 | 0 | 241 | 0.0374 | -2.03 | [6 empty] | DEER:Indoor_Non-CFL_Ltg | Annual
Any | SWLG011L | RtL | Ex | CZ02 | cWtd | SWLG011-01 | ExAnte2020 | IOU workpaper | 2019-06-26 | Fixture | 1 |  | None | 0 | 0 | 0 | 253 | 0.0377 | -1.2 | [6 empty] | DEER:Indoor_Non-CFL_Ltg | Annual
Any | SWLG011L | RtL | Ex | CZ03 | cWtd | SWLG011-01 | ExAnte2020 | IOU workpaper | 2019-06-26 | Fixture | 1 |  | None | 0 | 0 | 0 | 255 | 0.037 | -0.958 | [6 empty] | DEER:Indoor_Non-CFL_Ltg | Annual
Any | SWLG011L | RtL | Ex | CZ04 | cWtd | SWLG011-01 | ExAnte2020 | IOU workpaper | 2019-06-26 | Fixture | 1 |  | None | 0 | 0 | 0 | 258 | 0.0374 | -0.793 | [6 empty] | DEER:Indoor_Non-CFL_Ltg | Annual
Any | SWLG011L | RtL | Ex | CZ05 | cWtd | SWLG011-01 | ExAnte2020 | IOU workpaper | 2019-06-26 | Fixture | 1 |  | None | 0 | 0 | 0 | 255 | 0.0364 | -0.958 | [6 empty] | DEER:Indoor_Non-CFL_Ltg | Annual
Any | SWLG011L | RtL | Ex | CZ06 | cWtd | SWLG011-01 | ExAnte2020 | IOU workpaper | 2019-06-26 | Fixture | 1 |  | None | 0 | 0 | 0 | 272 | 0.0389 | -0.408 | [6 empty] | DEER:Indoor_Non-CFL_Ltg | Annual
Any | SWLG011L | RtL | Ex | CZ07 | cWtd | SWLG011-01 | ExAnte2020 | IOU workpaper | 2019-06-26 | Fixture | 1 |  | None | 0 | 0 | 0 | 275 | 0.0389 | -0.299 | [6 empty] | DEER:Indoor_Non-CFL_Ltg | Annual
Any | SWLG011L | RtL | Ex | CZ08 | cWtd | SWLG011-01 | ExAnte2020 | IOU workpaper | 2019-06-26 | Fixture | 1 |  | None | 0 | 0 | 0 | 272 | 0.0389 | -0.35 | [6 empty] | DEER:Indoor_Non-CFL_Ltg | Annual
Any | SWLG011L | RtL | Ex | CZ09 | cWtd | SWLG011-01 | ExAnte2020 | IOU workpaper | 2019-06-26 | Fixture | 1 |  | None | 0 | 0 | 0 | 267 | 0.0398 | -0.484 | [6 empty] | DEER:Indoor_Non-CFL_Ltg | Annual
Any | SWLG011L | RtL | Ex | CZ10 | cWtd | SWLG011-01 | ExAnte2020 | IOU workpaper | 2019-06-26 | Fixture | 1 |  | None | 0 | 0 | 0 | 267 | 0.0398 | -0.474 | [6 empty] | DEER:Indoor_Non-CFL_Ltg | Annual
Any | SWLG011L | RtL | Ex | CZ11 | cWtd | SWLG011-01 | ExAnte2020 | IOU workpaper | 2019-06-26 | Fixture | 1 |  | None | 0 | 0 | 0 | 255 | 0.0386 | -1.21 | [6 empty] | DEER:Indoor_Non-CFL_Ltg | Annual
Any | SWLG011L | RtL | Ex | CZ12 | cWtd | SWLG011-01 | ExAnte2020 | IOU workpaper | 2019-06-26 | Fixture | 1 |  | None | 0 | 0 | 0 | 253 | 0.0383 | -1.17 | [6 empty] | DEER:Indoor_Non-CFL_Ltg | Annual
Any | SWLG011L | RtL | Ex | CZ13 | cWtd | SWLG011-01 | ExAnte2020 | IOU workpaper | 2019-06-26 | Fixture | 1 |  | None | 0 | 0 | 0 | 255 | 0.0383 | -1.12 | [6 empty] | DEER:Indoor_Non-CFL_Ltg | Annual
Any | SWLG011L | RtL | Ex | CZ14 | cWtd | SWLG011-01 | ExAnte2020 | IOU workpaper | 2019-06-26 | Fixture | 1 |  | None | 0 | 0 | 0 | 260 | 0.0402 | -1.18 | [6 empty] | DEER:Indoor_Non-CFL_Ltg | Annual
Any | SWLG011L | RtL | Ex | CZ15 | cWtd | SWLG011-01 | ExAnte2020 | IOU workpaper | 2019-06-26 | Fixture | 1 |  | None | 0 | 0 | 0 | 280 | 0.0411 | -0.177 | [6 empty] | DEER:Indoor_Non-CFL_Ltg | Annual
Any | SWLG011L | RtL | Ex | CZ16 | cWtd | SWLG011-01 | ExAnte2020 | IOU workpaper | 2019-06-26 | Fixture | 1 |  | None | 0 | 0 | 0 | 243 | 0.0383 | -2.58 | [6 empty] | DEER:Indoor_Non-CFL_Ltg | Annual
Any | SWLG011L | RtS | Ex | CZ01 | cWtd | SWLG011-01 | ExAnte2020 | IOU workpaper | 2019-06-26 | Fixture | 1 |  | None | 0 | 0 | 0 | 139 | 0.0255 | -2.23 | [6 empty] | DEER:Indoor_Non-CFL_Ltg | Annual
Any | SWLG011L | RtS | Ex | CZ02 | cWtd | SWLG011-01 | ExAnte2020 | IOU workpaper | 2019-06-26 | Fixture | 1 |  | None | 0 | 0 | 0 | 150 | 0.0264 | -1.23 | [6 empty] | DEER:Indoor_Non-CFL_Ltg | Annual
Any | SWLG011L | RtS | Ex | CZ03 | cWtd | SWLG011-01 | ExAnte2020 | IOU workpaper | 2019-06-26 | Fixture | 1 |  | None | 0 | 0 | 0 | 149 | 0.0264 | -1.32 | [6 empty] | DEER:Indoor_Non-CFL_Ltg | Annual
Any | SWLG011L | RtS | Ex | CZ04 | cWtd | SWLG011-01 | ExAnte2020 | IOU workpaper | 2019-06-26 | Fixture | 1 |  | None | 0 | 0 | 0 | 152 | 0.0264 | -1.03 | [6 empty] | DEER:Indoor_Non-CFL_Ltg | Annual
Any | SWLG011L | RtS | Ex | CZ05 | cWtd | SWLG011-01 | ExAnte2020 | IOU workpaper | 2019-06-26 | Fixture | 1 |  | None | 0 | 0 | 0 | 150 | 0.026 | -1.2 | [6 empty] | DEER:Indoor_Non-CFL_Ltg | Annual
Any | SWLG011L | RtS | Ex | CZ06 | cWtd | SWLG011-01 | ExAnte2020 | IOU workpaper | 2019-06-26 | Fixture | 1 |  | None | 0 | 0 | 0 | 160 | 0.0273 | -0.598 | [6 empty] | DEER:Indoor_Non-CFL_Ltg | Annual
Any | SWLG011L | RtS | Ex | CZ07 | cWtd | SWLG011-01 | ExAnte2020 | IOU workpaper | 2019-06-26 | Fixture | 1 |  | None | 0 | 0 | 0 | 163 | 0.0273 | -0.443 | [6 empty] | DEER:Indoor_Non-CFL_Ltg | Annual
Any | SWLG011L | RtS | Ex | CZ08 | cWtd | SWLG011-01 | ExAnte2020 | IOU workpaper | 2019-06-26 | Fixture | 1 |  | None | 0 | 0 | 0 | 162 | 0.027 | -0.506 | [6 empty] | DEER:Indoor_Non-CFL_Ltg | Annual
Any | SWLG011L | RtS | Ex | CZ09 | cWtd | SWLG011-01 | ExAnte2020 | IOU workpaper | 2019-06-26 | Fixture | 1 |  | None | 0 | 0 | 0 | 160 | 0.0277 | -0.661 | [6 empty] | DEER:Indoor_Non-CFL_Ltg | Annual
Any | SWLG011L | RtS | Ex | CZ10 | cWtd | SWLG011-01 | ExAnte2020 | IOU workpaper | 2019-06-26 | Fixture | 1 |  | None | 0 | 0 | 0 | 162 | 0.0278 | -0.632 | [6 empty] | DEER:Indoor_Non-CFL_Ltg | Annual
Any | SWLG011L | RtS | Ex | CZ11 | cWtd | SWLG011-01 | ExAnte2020 | IOU workpaper | 2019-06-26 | Fixture | 1 |  | None | 0 | 0 | 0 | 152 | 0.0269 | -1.16 | [6 empty] | DEER:Indoor_Non-CFL_Ltg | Annual
Any | SWLG011L | RtS | Ex | CZ12 | cWtd | SWLG011-01 | ExAnte2020 | IOU workpaper | 2019-06-26 | Fixture | 1 |  | None | 0 | 0 | 0 | 152 | 0.0269 | -1.17 | [6 empty] | DEER:Indoor_Non-CFL_Ltg | Annual
Any | SWLG011L | RtS | Ex | CZ13 | cWtd | SWLG011-01 | ExAnte2020 | IOU workpaper | 2019-06-26 | Fixture | 1 |  | None | 0 | 0 | 0 | 152 | 0.0268 | -1.11 | [6 empty] | DEER:Indoor_Non-CFL_Ltg | Annual
Any | SWLG011L | RtS | Ex | CZ14 | cWtd | SWLG011-01 | ExAnte2020 | IOU workpaper | 2019-06-26 | Fixture | 1 |  | None | 0 | 0 | 0 | 156 | 0.028 | -1.06 | [6 empty] | DEER:Indoor_Non-CFL_Ltg | Annual
Any | SWLG011L | RtS | Ex | CZ15 | cWtd | SWLG011-01 | ExAnte2020 | IOU workpaper | 2019-06-26 | Fixture | 1 |  | None | 0 | 0 | 0 | 169 | 0.0282 | -0.244 | [6 empty] | DEER:Indoor_Non-CFL_Ltg | Annual
Any | SWLG011L | RtS | Ex | CZ16 | cWtd | SWLG011-01 | ExAnte2020 | IOU workpaper | 2019-06-26 | Fixture | 1 |  | None | 0 | 0 | 0 | 144 | 0.027 | -1.75 | [6 empty] | DEER:Indoor_Non-CFL_Ltg | Annual
Any | SWLG011L | SCn | Ex | CZ01 | cWtd | SWLG011-01 | ExAnte2020 | IOU workpaper | 2019-06-26 | Fixture | 1 |  | None | 0 | 0 | 0 | 104 | 0.0126 | -2.49 | [6 empty] | DEER:Indoor_Non-CFL_Ltg | Annual
Any | SWLG011L | SCn | Ex | CZ02 | cWtd | SWLG011-01 | ExAnte2020 | IOU workpaper | 2019-06-26 | Fixture | 1 |  | None | 0 | 0 | 0 | 122 | 0.0159 | -1.62 | [6 empty] | DEER:Indoor_Non-CFL_Ltg | Annual
Any | SWLG011L | SCn | Ex | CZ03 | cWtd | SWLG011-01 | ExAnte2020 | IOU workpaper | 2019-06-26 | Fixture | 1 |  | None | 0 | 0 | 0 | 114 | 0.0159 | -2.04 | [6 empty] | DEER:Indoor_Non-CFL_Ltg | Annual
Any | SWLG011L | SCn | Ex | CZ04 | cWtd | SWLG011-01 | ExAnte2020 | IOU workpaper | 2019-06-26 | Fixture | 1 |  | None | 0 | 0 | 0 | 126 | 0.016 | -1.66 | [6 empty] | DEER:Indoor_Non-CFL_Ltg | Annual
Any | SWLG011L | SCn | Ex | CZ05 | cWtd | SWLG011-01 | ExAnte2020 | IOU workpaper | 2019-06-26 | Fixture | 1 |  | None | 0 | 0 | 0 | 120 | 0.0142 | -2.28 | [6 empty] | DEER:Indoor_Non-CFL_Ltg | Annual
Any | SWLG011L | SCn | Ex | CZ06 | cWtd | SWLG011-01 | ExAnte2020 | IOU workpaper | 2019-06-26 | Fixture | 1 |  | None | 0 | 0 | 0 | 131 | 0.0166 | -1.2 | [6 empty] | DEER:Indoor_Non-CFL_Ltg | Annual
Any | SWLG011L | SCn | Ex | CZ07 | cWtd | SWLG011-01 | ExAnte2020 | IOU workpaper | 2019-06-26 | Fixture | 1 |  | None | 0 | 0 | 0 | 132 | 0.017 | -1.14 | [6 empty] | DEER:Indoor_Non-CFL_Ltg | Annual
Any | SWLG011L | SCn | Ex | CZ08 | cWtd | SWLG011-01 | ExAnte2020 | IOU workpaper | 2019-06-26 | Fixture | 1 |  | None | 0 | 0 | 0 | 138 | 0.016 | -1.02 | [6 empty] | DEER:Indoor_Non-CFL_Ltg | Annual
Any | SWLG011L | SCn | Ex | CZ09 | cWtd | SWLG011-01 | ExAnte2020 | IOU workpaper | 2019-06-26 | Fixture | 1 |  | None | 0 | 0 | 0 | 135 | 0.0164 | -1.23 | [6 empty] | DEER:Indoor_Non-CFL_Ltg | Annual
Any | SWLG011L | SCn | Ex | CZ10 | cWtd | SWLG011-01 | ExAnte2020 | IOU workpaper | 2019-06-26 | Fixture | 1 |  | None | 0 | 0 | 0 | 132 | 0.0162 | -1.37 | [6 empty] | DEER:Indoor_Non-CFL_Ltg | Annual
Any | SWLG011L | SCn | Ex | CZ11 | cWtd | SWLG011-01 | ExAnte2020 | IOU workpaper | 2019-06-26 | Fixture | 1 |  | None | 0 | 0 | 0 | 127 | 0.0155 | -1.49 | [6 empty] | DEER:Indoor_Non-CFL_Ltg | Annual
Any | SWLG011L | SCn | Ex | CZ12 | cWtd | SWLG011-01 | ExAnte2020 | IOU workpaper | 2019-06-26 | Fixture | 1 |  | None | 0 | 0 | 0 | 128 | 0.0156 | -1.47 | [6 empty] | DEER:Indoor_Non-CFL_Ltg | Annual
Any | SWLG011L | SCn | Ex | CZ13 | cWtd | SWLG011-01 | ExAnte2020 | IOU workpaper | 2019-06-26 | Fixture | 1 |  | None | 0 | 0 | 0 | 131 | 0.0154 | -1.28 | [6 empty] | DEER:Indoor_Non-CFL_Ltg | Annual
Any | SWLG011L | SCn | Ex | CZ14 | cWtd | SWLG011-01 | ExAnte2020 | IOU workpaper | 2019-06-26 | Fixture | 1 |  | None | 0 | 0 | 0 | 134 | 0.0162 | -1.45 | [6 empty] | DEER:Indoor_Non-CFL_Ltg | Annual
Any | SWLG011L | SCn | Ex | CZ15 | cWtd | SWLG011-01 | ExAnte2020 | IOU workpaper | 2019-06-26 | Fixture | 1 |  | None | 0 | 0 | 0 | 145 | 0.017 | -0.726 | [6 empty] | DEER:Indoor_Non-CFL_Ltg | Annual
Any | SWLG011L | SCn | Ex | CZ16 | cWtd | SWLG011-01 | ExAnte2020 | IOU workpaper | 2019-06-26 | Fixture | 1 |  | None | 0 | 0 | 0 | 124 | 0.0168 | -1.92 | [6 empty] | DEER:Indoor_Non-CFL_Ltg | Annual
Any | SWLG011L | SUn | Ex | CZ01 | cWtd | SWLG011-01 | ExAnte2020 | IOU workpaper | 2019-06-26 | Fixture | 1 |  | None | 0 | 0 | 0 | 127 | 0.018 | 0 | [6 empty] | DEER:Indoor_Non-CFL_Ltg | Annual
Any | SWLG011L | SUn | Ex | CZ02 | cWtd | SWLG011-01 | ExAnte2020 | IOU workpaper | 2019-06-26 | Fixture | 1 |  | None | 0 | 0 | 0 | 127 | 0.018 | 0 | [6 empty] | DEER:Indoor_Non-CFL_Ltg | Annual
Any | SWLG011L | SUn | Ex | CZ03 | cWtd | SWLG011-01 | ExAnte2020 | IOU workpaper | 2019-06-26 | Fixture | 1 |  | None | 0 | 0 | 0 | 127 | 0.018 | 0 | [6 empty] | DEER:Indoor_Non-CFL_Ltg | Annual
Any | SWLG011L | SUn | Ex | CZ04 | cWtd | SWLG011-01 | ExAnte2020 | IOU workpaper | 2019-06-26 | Fixture | 1 |  | None | 0 | 0 | 0 | 127 | 0.018 | 0 | [6 empty] | DEER:Indoor_Non-CFL_Ltg | Annual
Any | SWLG011L | SUn | Ex | CZ05 | cWtd | SWLG011-01 | ExAnte2020 | IOU workpaper | 2019-06-26 | Fixture | 1 |  | None | 0 | 0 | 0 | 127 | 0.018 | 0 | [6 empty] | DEER:Indoor_Non-CFL_Ltg | Annual
Any | SWLG011L | SUn | Ex | CZ06 | cWtd | SWLG011-01 | ExAnte2020 | IOU workpaper | 2019-06-26 | Fixture | 1 |  | None | 0 | 0 | 0 | 127 | 0.018 | 0 | [6 empty] | DEER:Indoor_Non-CFL_Ltg | Annual
Any | SWLG011L | SUn | Ex | CZ07 | cWtd | SWLG011-01 | ExAnte2020 | IOU workpaper | 2019-06-26 | Fixture | 1 |  | None | 0 | 0 | 0 | 127 | 0.018 | 0 | [6 empty] | DEER:Indoor_Non-CFL_Ltg | Annual
Any | SWLG011L | SUn | Ex | CZ08 | cWtd | SWLG011-01 | ExAnte2020 | IOU workpaper | 2019-06-26 | Fixture | 1 |  | None | 0 | 0 | 0 | 127 | 0.018 | 0 | [6 empty] | DEER:Indoor_Non-CFL_Ltg | Annual
Any | SWLG011L | SUn | Ex | CZ09 | cWtd | SWLG011-01 | ExAnte2020 | IOU workpaper | 2019-06-26 | Fixture | 1 |  | None | 0 | 0 | 0 | 127 | 0.018 | 0 | [6 empty] | DEER:Indoor_Non-CFL_Ltg | Annual
Any | SWLG011L | SUn | Ex | CZ10 | cWtd | SWLG011-01 | ExAnte2020 | IOU workpaper | 2019-06-26 | Fixture | 1 |  | None | 0 | 0 | 0 | 127 | 0.018 | 0 | [6 empty] | DEER:Indoor_Non-CFL_Ltg | Annual
Any | SWLG011L | SUn | Ex | CZ11 | cWtd | SWLG011-01 | ExAnte2020 | IOU workpaper | 2019-06-26 | Fixture | 1 |  | None | 0 | 0 | 0 | 127 | 0.018 | 0 | [6 empty] | DEER:Indoor_Non-CFL_Ltg | Annual
Any | SWLG011L | SUn | Ex | CZ12 | cWtd | SWLG011-01 | ExAnte2020 | IOU workpaper | 2019-06-26 | Fixture | 1 |  | None | 0 | 0 | 0 | 127 | 0.018 | 0 | [6 empty] | DEER:Indoor_Non-CFL_Ltg | Annual
Any | SWLG011L | SUn | Ex | CZ13 | cWtd | SWLG011-01 | ExAnte2020 | IOU workpaper | 2019-06-26 | Fixture | 1 |  | None | 0 | 0 | 0 | 127 | 0.018 | 0 | [6 empty] | DEER:Indoor_Non-CFL_Ltg | Annual
Any | SWLG011L | SUn | Ex | CZ14 | cWtd | SWLG011-01 | ExAnte2020 | IOU workpaper | 2019-06-26 | Fixture | 1 |  | None | 0 | 0 | 0 | 127 | 0.018 | 0 | [6 empty] | DEER:Indoor_Non-CFL_Ltg | Annual
Any | SWLG011L | SUn | Ex | CZ15 | cWtd | SWLG011-01 | ExAnte2020 | IOU workpaper | 2019-06-26 | Fixture | 1 |  | None | 0 | 0 | 0 | 127 | 0.018 | 0 | [6 empty] | DEER:Indoor_Non-CFL_Ltg | Annual
Any | SWLG011L | SUn | Ex | CZ16 | cWtd | SWLG011-01 | ExAnte2020 | IOU workpaper | 2019-06-26 | Fixture | 1 |  | None | 0 | 0 | 0 | 127 | 0.018 | 0 | [6 empty] | DEER:Indoor_Non-CFL_Ltg | Annual
Any | SWLG011L | WRf | Ex | CZ01 | cWtd | SWLG011-01 | ExAnte2020 | IOU workpaper | 2019-06-26 | Fixture | 1 |  | None | 0 | 0 | 0 | 360 | 0.0391 | 0 | [6 empty] | DEER:Indoor_Non-CFL_Ltg | Annual
Any | SWLG011L | WRf | Ex | CZ02 | cWtd | SWLG011-01 | ExAnte2020 | IOU workpaper | 2019-06-26 | Fixture | 1 |  | None | 0 | 0 | 0 | 363 | 0.0395 | 0 | [6 empty] | DEER:Indoor_Non-CFL_Ltg | Annual
Any | SWLG011L | WRf | Ex | CZ03 | cWtd | SWLG011-01 | ExAnte2020 | IOU workpaper | 2019-06-26 | Fixture | 1 |  | None | 0 | 0 | 0 | 354 | 0.0395 | 0 | [6 empty] | DEER:Indoor_Non-CFL_Ltg | Annual
Any | SWLG011L | WRf | Ex | CZ04 | cWtd | SWLG011-01 | ExAnte2020 | IOU workpaper | 2019-06-26 | Fixture | 1 |  | None | 0 | 0 | 0 | 360 | 0.0391 | 0 | [6 empty] | DEER:Indoor_Non-CFL_Ltg | Annual
Any | SWLG011L | WRf | Ex | CZ05 | cWtd | SWLG011-01 | ExAnte2020 | IOU workpaper | 2019-06-26 | Fixture | 1 |  | None | 0 | 0 | 0 | 352 | 0.0391 | 0 | [6 empty] | DEER:Indoor_Non-CFL_Ltg | Annual
Any | SWLG011L | WRf | Ex | CZ06 | cWtd | SWLG011-01 | ExAnte2020 | IOU workpaper | 2019-06-26 | Fixture | 1 |  | None | 0 | 0 | 0 | 363 | 0.0391 | 0 | [6 empty] | DEER:Indoor_Non-CFL_Ltg | Annual
Any | SWLG011L | WRf | Ex | CZ07 | cWtd | SWLG011-01 | ExAnte2020 | IOU workpaper | 2019-06-26 | Fixture | 1 |  | None | 0 | 0 | 0 | 360 | 0.0395 | 0 | [6 empty] | DEER:Indoor_Non-CFL_Ltg | Annual
Any | SWLG011L | WRf | Ex | CZ08 | cWtd | SWLG011-01 | ExAnte2020 | IOU workpaper | 2019-06-26 | Fixture | 1 |  | None | 0 | 0 | 0 | 360 | 0.045 | 0 | [6 empty] | DEER:Indoor_Non-CFL_Ltg | Annual
Any | SWLG011L | WRf | Ex | CZ09 | cWtd | SWLG011-01 | ExAnte2020 | IOU workpaper | 2019-06-26 | Fixture | 1 |  | None | 0 | 0 | 0 | 360 | 0.0404 | 0 | [6 empty] | DEER:Indoor_Non-CFL_Ltg | Annual
Any | SWLG011L | WRf | Ex | CZ10 | cWtd | SWLG011-01 | ExAnte2020 | IOU workpaper | 2019-06-26 | Fixture | 1 |  | None | 0 | 0 | 0 | 354 | 0.0395 | 0 | [6 empty] | DEER:Indoor_Non-CFL_Ltg | Annual
Any | SWLG011L | WRf | Ex | CZ11 | cWtd | SWLG011-01 | ExAnte2020 | IOU workpaper | 2019-06-26 | Fixture | 1 |  | None | 0 | 0 | 0 | 363 | 0.0391 | 0 | [6 empty] | DEER:Indoor_Non-CFL_Ltg | Annual
Any | SWLG011L | WRf | Ex | CZ12 | cWtd | SWLG011-01 | ExAnte2020 | IOU workpaper | 2019-06-26 | Fixture | 1 |  | None | 0 | 0 | 0 | 360 | 0.0401 | 0 | [6 empty] | DEER:Indoor_Non-CFL_Ltg | Annual
Any | SWLG011L | WRf | Ex | CZ13 | cWtd | SWLG011-01 | ExAnte2020 | IOU workpaper | 2019-06-26 | Fixture | 1 |  | None | 0 | 0 | 0 | 366 | 0.0391 | 0 | [6 empty] | DEER:Indoor_Non-CFL_Ltg | Annual
Any | SWLG011L | WRf | Ex | CZ14 | cWtd | SWLG011-01 | ExAnte2020 | IOU workpaper | 2019-06-26 | Fixture | 1 |  | None | 0 | 0 | 0 | 360 | 0.0395 | 0 | [6 empty] | DEER:Indoor_Non-CFL_Ltg | Annual
Any | SWLG011L | WRf | Ex | CZ15 | cWtd | SWLG011-01 | ExAnte2020 | IOU workpaper | 2019-06-26 | Fixture | 1 |  | None | 0 | 0 | 0 | 363 | 0.0398 | 0 | [6 empty] | DEER:Indoor_Non-CFL_Ltg | Annual
Any | SWLG011L | WRf | Ex | CZ16 | cWtd | SWLG011-01 | ExAnte2020 | IOU workpaper | 2019-06-26 | Fixture | 1 |  | None | 0 | 0 | 0 | 363 | 0.0388 | 0 | [6 empty] | DEER:Indoor_Non-CFL_Ltg | Annual
Any | SWLG011M | Asm | Ex | CZ01 | cWtd | SWLG011-01 | ExAnte2020 | IOU workpaper | 2019-06-26 | Fixture | 1 |  | None | 0 | 0 | 0 | 24.6 | 0.0111 | -0.608 | [6 empty] | DEER:Indoor_Non-CFL_Ltg | Annual
Any | SWLG011M | Asm | Ex | CZ02 | cWtd | SWLG011-01 | ExAnte2020 | IOU workpaper | 2019-06-26 | Fixture | 1 |  | None | 0 | 0 | 0 | 27 | 0.0112 | -0.341 | [6 empty] | DEER:Indoor_Non-CFL_Ltg | Annual
Any | SWLG011M | Asm | Ex | CZ03 | cWtd | SWLG011-01 | ExAnte2020 | IOU workpaper | 2019-06-26 | Fixture | 1 |  | None | 0 | 0 | 0 | 26.7 | 0.0112 | -0.396 | [6 empty] | DEER:Indoor_Non-CFL_Ltg | Annual
Any | SWLG011M | Asm | Ex | CZ04 | cWtd | SWLG011-01 | ExAnte2020 | IOU workpaper | 2019-06-26 | Fixture | 1 |  | None | 0 | 0 | 0 | 27.5 | 0.0112 | -0.293 | [6 empty] | DEER:Indoor_Non-CFL_Ltg | Annual
Any | SWLG011M | Asm | Ex | CZ05 | cWtd | SWLG011-01 | ExAnte2020 | IOU workpaper | 2019-06-26 | Fixture | 1 |  | None | 0 | 0 | 0 | 26.7 | 0.0111 | -0.375 | [6 empty] | DEER:Indoor_Non-CFL_Ltg | Annual
Any | SWLG011M | Asm | Ex | CZ06 | cWtd | SWLG011-01 | ExAnte2020 | IOU workpaper | 2019-06-26 | Fixture | 1 |  | None | 0 | 0 | 0 | 29.1 | 0.0119 | -0.222 | [6 empty] | DEER:Indoor_Non-CFL_Ltg | Annual
Any | SWLG011M | Asm | Ex | CZ07 | cWtd | SWLG011-01 | ExAnte2020 | IOU workpaper | 2019-06-26 | Fixture | 1 |  | None | 0 | 0 | 0 | 29.6 | 0.0121 | -0.21 | [6 empty] | DEER:Indoor_Non-CFL_Ltg | Annual
Any | SWLG011M | Asm | Ex | CZ08 | cWtd | SWLG011-01 | ExAnte2020 | IOU workpaper | 2019-06-26 | Fixture | 1 |  | None | 0 | 0 | 0 | 29.6 | 0.0118 | -0.173 | [6 empty] | DEER:Indoor_Non-CFL_Ltg | Annual
Any | SWLG011M | Asm | Ex | CZ09 | cWtd | SWLG011-01 | ExAnte2020 | IOU workpaper | 2019-06-26 | Fixture | 1 |  | None | 0 | 0 | 0 | 29.1 | 0.012 | -0.201 | [6 empty] | DEER:Indoor_Non-CFL_Ltg | Annual
Any | SWLG011M | Asm | Ex | CZ10 | cWtd | SWLG011-01 | ExAnte2020 | IOU workpaper | 2019-06-26 | Fixture | 1 |  | None | 0 | 0 | 0 | 29.3 | 0.0121 | -0.191 | [6 empty] | DEER:Indoor_Non-CFL_Ltg | Annual
Any | SWLG011M | Asm | Ex | CZ11 | cWtd | SWLG011-01 | ExAnte2020 | IOU workpaper | 2019-06-26 | Fixture | 1 |  | None | 0 | 0 | 0 | 27.5 | 0.0115 | -0.285 | [6 empty] | DEER:Indoor_Non-CFL_Ltg | Annual
Any | SWLG011M | Asm | Ex | CZ12 | cWtd | SWLG011-01 | ExAnte2020 | IOU workpaper | 2019-06-26 | Fixture | 1 |  | None | 0 | 0 | 0 | 27.5 | 0.0114 | -0.304 | [6 empty] | DEER:Indoor_Non-CFL_Ltg | Annual
Any | SWLG011M | Asm | Ex | CZ13 | cWtd | SWLG011-01 | ExAnte2020 | IOU workpaper | 2019-06-26 | Fixture | 1 |  | None | 0 | 0 | 0 | 27.5 | 0.0115 | -0.275 | [6 empty] | DEER:Indoor_Non-CFL_Ltg | Annual
Any | SWLG011M | Asm | Ex | CZ14 | cWtd | SWLG011-01 | ExAnte2020 | IOU workpaper | 2019-06-26 | Fixture | 1 |  | None | 0 | 0 | 0 | 28.3 | 0.0119 | -0.272 | [6 empty] | DEER:Indoor_Non-CFL_Ltg | Annual
Any | SWLG011M | Asm | Ex | CZ15 | cWtd | SWLG011-01 | ExAnte2020 | IOU workpaper | 2019-06-26 | Fixture | 1 |  | None | 0 | 0 | 0 | 30.4 | 0.0119 | -0.0962 | [6 empty] | DEER:Indoor_Non-CFL_Ltg | Annual
Any | SWLG011M | Asm | Ex | CZ16 | cWtd | SWLG011-01 | ExAnte2020 | IOU workpaper | 2019-06-26 | Fixture | 1 |  | None | 0 | 0 | 0 | 26.2 | 0.0116 | -0.436 | [6 empty] | DEER:Indoor_Non-CFL_Ltg | Annual
Any | SWLG011M | Com | Ex | CZ01 | cWtd | SWLG011-01 | ExAnte2020 | IOU workpaper | 2019-06-26 | Fixture | 1 |  | None | 0 | 0 | 0 | 45.6 | 0.00773 | -0.684 | [6 empty] | DEER:Indoor_Non-CFL_Ltg | Annual
Any | SWLG011M | Com | Ex | CZ02 | cWtd | SWLG011-01 | ExAnte2020 | IOU workpaper | 2019-06-26 | Fixture | 1 |  | None | 0 | 0 | 0 | 49.5 | 0.00858 | -0.439 | [6 empty] | DEER:Indoor_Non-CFL_Ltg | Annual
Any | SWLG011M | Com | Ex | CZ03 | cWtd | SWLG011-01 | ExAnte2020 | IOU workpaper | 2019-06-26 | Fixture | 1 |  | None | 0 | 0 | 0 | 49.5 | 0.00829 | -0.383 | [6 empty] | DEER:Indoor_Non-CFL_Ltg | Annual
Any | SWLG011M | Com | Ex | CZ04 | cWtd | SWLG011-01 | ExAnte2020 | IOU workpaper | 2019-06-26 | Fixture | 1 |  | None | 0 | 0 | 0 | 50.9 | 0.00851 | -0.311 | [6 empty] | DEER:Indoor_Non-CFL_Ltg | Annual
Any | SWLG011M | Com | Ex | CZ05 | cWtd | SWLG011-01 | ExAnte2020 | IOU workpaper | 2019-06-26 | Fixture | 1 |  | None | 0 | 0 | 0 | 49 | 0.00815 | -0.514 | [6 empty] | DEER:Indoor_Non-CFL_Ltg | Annual
Any | SWLG011M | Com | Ex | CZ06 | cWtd | SWLG011-01 | ExAnte2020 | IOU workpaper | 2019-06-26 | Fixture | 1 |  | None | 0 | 0 | 0 | 51.7 | 0.00857 | -0.23 | [6 empty] | DEER:Indoor_Non-CFL_Ltg | Annual
Any | SWLG011M | Com | Ex | CZ07 | cWtd | SWLG011-01 | ExAnte2020 | IOU workpaper | 2019-06-26 | Fixture | 1 |  | None | 0 | 0 | 0 | 55.3 | 0.0091 | -0.222 | [6 empty] | DEER:Indoor_Non-CFL_Ltg | Annual
Any | SWLG011M | Com | Ex | CZ08 | cWtd | SWLG011-01 | ExAnte2020 | IOU workpaper | 2019-06-26 | Fixture | 1 |  | None | 0 | 0 | 0 | 51.7 | 0.00843 | -0.204 | [6 empty] | DEER:Indoor_Non-CFL_Ltg | Annual
Any | SWLG011M | Com | Ex | CZ09 | cWtd | SWLG011-01 | ExAnte2020 | IOU workpaper | 2019-06-26 | Fixture | 1 |  | None | 0 | 0 | 0 | 51.7 | 0.00878 | -0.223 | [6 empty] | DEER:Indoor_Non-CFL_Ltg | Annual
Any | SWLG011M | Com | Ex | CZ10 | cWtd | SWLG011-01 | ExAnte2020 | IOU workpaper | 2019-06-26 | Fixture | 1 |  | None | 0 | 0 | 0 | 50.2 | 0.0085 | -0.24 | [6 empty] | DEER:Indoor_Non-CFL_Ltg | Annual
Any | SWLG011M | Com | Ex | CZ11 | cWtd | SWLG011-01 | ExAnte2020 | IOU workpaper | 2019-06-26 | Fixture | 1 |  | None | 0 | 0 | 0 | 50 | 0.00865 | -0.398 | [6 empty] | DEER:Indoor_Non-CFL_Ltg | Annual
Any | SWLG011M | Com | Ex | CZ12 | cWtd | SWLG011-01 | ExAnte2020 | IOU workpaper | 2019-06-26 | Fixture | 1 |  | None | 0 | 0 | 0 | 50 | 0.00879 | -0.356 | [6 empty] | DEER:Indoor_Non-CFL_Ltg | Annual
Any | SWLG011M | Com | Ex | CZ13 | cWtd | SWLG011-01 | ExAnte2020 | IOU workpaper | 2019-06-26 | Fixture | 1 |  | None | 0 | 0 | 0 | 50.9 | 0.00858 | -0.34 | [6 empty] | DEER:Indoor_Non-CFL_Ltg | Annual
Any | SWLG011M | Com | Ex | CZ14 | cWtd | SWLG011-01 | ExAnte2020 | IOU workpaper | 2019-06-26 | Fixture | 1 |  | None | 0 | 0 | 0 | 50.7 | 0.00878 | -0.388 | [6 empty] | DEER:Indoor_Non-CFL_Ltg | Annual
Any | SWLG011M | Com | Ex | CZ15 | cWtd | SWLG011-01 | ExAnte2020 | IOU workpaper | 2019-06-26 | Fixture | 1 |  | None | 0 | 0 | 0 | 54.6 | 0.00899 | -0.112 | [6 empty] | DEER:Indoor_Non-CFL_Ltg | Annual
Any | SWLG011M | Com | Ex | CZ16 | cWtd | SWLG011-01 | ExAnte2020 | IOU workpaper | 2019-06-26 | Fixture | 1 |  | None | 0 | 0 | 0 | 47.4 | 0.0085 | -0.689 | [6 empty] | DEER:Indoor_Non-CFL_Ltg | Annual
Any | SWLG011M | ECC | Ex | CZ01 | cWtd | SWLG011-01 | ExAnte2020 | IOU workpaper | 2019-06-26 | Fixture | 1 |  | None | 0 | 0 | 0 | 40.8 | 0.00658 | -1.14 | [6 empty] | DEER:Indoor_Non-CFL_Ltg | Annual
Any | SWLG011M | ECC | Ex | CZ02 | cWtd | SWLG011-01 | ExAnte2020 | IOU workpaper | 2019-06-26 | Fixture | 1 |  | None | 0 | 0 | 0 | 43.3 | 0.0079 | -0.723 | [6 empty] | DEER:Indoor_Non-CFL_Ltg | Annual
Any | SWLG011M | ECC | Ex | CZ03 | cWtd | SWLG011-01 | ExAnte2020 | IOU workpaper | 2019-06-26 | Fixture | 1 |  | None | 0 | 0 | 0 | 42.5 | 0.00758 | -0.837 | [6 empty] | DEER:Indoor_Non-CFL_Ltg | Annual
Any | SWLG011M | ECC | Ex | CZ04 | cWtd | SWLG011-01 | ExAnte2020 | IOU workpaper | 2019-06-26 | Fixture | 1 |  | None | 0 | 0 | 0 | 43.7 | 0.0079 | -0.639 | [6 empty] | DEER:Indoor_Non-CFL_Ltg | Annual
Any | SWLG011M | ECC | Ex | CZ05 | cWtd | SWLG011-01 | ExAnte2020 | IOU workpaper | 2019-06-26 | Fixture | 1 |  | None | 0 | 0 | 0 | 42.5 | 0.00733 | -0.837 | [6 empty] | DEER:Indoor_Non-CFL_Ltg | Annual
Any | SWLG011M | ECC | Ex | CZ06 | cWtd | SWLG011-01 | ExAnte2020 | IOU workpaper | 2019-06-26 | Fixture | 1 |  | None | 0 | 0 | 0 | 45 | 0.00827 | -0.454 | [6 empty] | DEER:Indoor_Non-CFL_Ltg | Annual
Any | SWLG011M | ECC | Ex | CZ07 | cWtd | SWLG011-01 | ExAnte2020 | IOU workpaper | 2019-06-26 | Fixture | 1 |  | None | 0 | 0 | 0 | 45 | 0.0079 | -0.454 | [6 empty] | DEER:Indoor_Non-CFL_Ltg | Annual
Any | SWLG011M | ECC | Ex | CZ08 | cWtd | SWLG011-01 | ExAnte2020 | IOU workpaper | 2019-06-26 | Fixture | 1 |  | None | 0 | 0 | 0 | 45.4 | 0.00783 | -0.376 | [6 empty] | DEER:Indoor_Non-CFL_Ltg | Annual
Any | SWLG011M | ECC | Ex | CZ09 | cWtd | SWLG011-01 | ExAnte2020 | IOU workpaper | 2019-06-26 | Fixture | 1 |  | None | 0 | 0 | 0 | 44.6 | 0.00821 | -0.425 | [6 empty] | DEER:Indoor_Non-CFL_Ltg | Annual
Any | SWLG011M | ECC | Ex | CZ10 | cWtd | SWLG011-01 | ExAnte2020 | IOU workpaper | 2019-06-26 | Fixture | 1 |  | None | 0 | 0 | 0 | 44.6 | 0.00809 | -0.413 | [6 empty] | DEER:Indoor_Non-CFL_Ltg | Annual
Any | SWLG011M | ECC | Ex | CZ11 | cWtd | SWLG011-01 | ExAnte2020 | IOU workpaper | 2019-06-26 | Fixture | 1 |  | None | 0 | 0 | 0 | 44.6 | 0.00815 | -0.593 | [6 empty] | DEER:Indoor_Non-CFL_Ltg | Annual
Any | SWLG011M | ECC | Ex | CZ12 | cWtd | SWLG011-01 | ExAnte2020 | IOU workpaper | 2019-06-26 | Fixture | 1 |  | None | 0 | 0 | 0 | 44.6 | 0.00809 | -0.631 | [6 empty] | DEER:Indoor_Non-CFL_Ltg | Annual
Any | SWLG011M | ECC | Ex | CZ13 | cWtd | SWLG011-01 | ExAnte2020 | IOU workpaper | 2019-06-26 | Fixture | 1 |  | None | 0 | 0 | 0 | 45 | 0.00809 | -0.543 | [6 empty] | DEER:Indoor_Non-CFL_Ltg | Annual
Any | SWLG011M | ECC | Ex | CZ14 | cWtd | SWLG011-01 | ExAnte2020 | IOU workpaper | 2019-06-26 | Fixture | 1 |  | None | 0 | 0 | 0 | 45 | 0.00809 | -0.555 | [6 empty] | DEER:Indoor_Non-CFL_Ltg | Annual
Any | SWLG011M | ECC | Ex | CZ15 | cWtd | SWLG011-01 | ExAnte2020 | IOU workpaper | 2019-06-26 | Fixture | 1 |  | None | 0 | 0 | 0 | 47.1 | 0.00809 | -0.189 | [6 empty] | DEER:Indoor_Non-CFL_Ltg | Annual
Any | SWLG011M | ECC | Ex | CZ16 | cWtd | SWLG011-01 | ExAnte2020 | IOU workpaper | 2019-06-26 | Fixture | 1 |  | None | 0 | 0 | 0 | 42.5 | 0.00796 | -0.854 | [6 empty] | DEER:Indoor_Non-CFL_Ltg | Annual
Any | SWLG011M | EPr | Ex | CZ01 | cWtd | SWLG011-01 | ExAnte2020 | IOU workpaper | 2019-06-26 | Fixture | 1 |  | None | 0 | 0 | 0 | 34.7 | 0.00841 | -0.922 | [6 empty] | DEER:Indoor_Non-CFL_Ltg | Annual
Any | SWLG011M | EPr | Ex | CZ02 | cWtd | SWLG011-01 | ExAnte2020 | IOU workpaper | 2019-06-26 | Fixture | 1 |  | None | 0 | 0 | 0 | 36.5 | 0.0124 | -0.668 | [6 empty] | DEER:Indoor_Non-CFL_Ltg | Annual
Any | SWLG011M | EPr | Ex | CZ03 | cWtd | SWLG011-01 | ExAnte2020 | IOU workpaper | 2019-06-26 | Fixture | 1 |  | None | 0 | 0 | 0 | 36.2 | 0.00825 | -0.723 | [6 empty] | DEER:Indoor_Non-CFL_Ltg | Annual
Any | SWLG011M | EPr | Ex | CZ04 | cWtd | SWLG011-01 | ExAnte2020 | IOU workpaper | 2019-06-26 | Fixture | 1 |  | None | 0 | 0 | 0 | 36.9 | 0.00949 | -0.601 | [6 empty] | DEER:Indoor_Non-CFL_Ltg | Annual
Any | SWLG011M | EPr | Ex | CZ05 | cWtd | SWLG011-01 | ExAnte2020 | IOU workpaper | 2019-06-26 | Fixture | 1 |  | None | 0 | 0 | 0 | 36.2 | 0.00916 | -0.723 | [6 empty] | DEER:Indoor_Non-CFL_Ltg | Annual
Any | SWLG011M | EPr | Ex | CZ06 | cWtd | SWLG011-01 | ExAnte2020 | IOU workpaper | 2019-06-26 | Fixture | 1 |  | None | 0 | 0 | 0 | 38 | 0.00982 | -0.421 | [6 empty] | DEER:Indoor_Non-CFL_Ltg | Annual
Any | SWLG011M | EPr | Ex | CZ07 | cWtd | SWLG011-01 | ExAnte2020 | IOU workpaper | 2019-06-26 | Fixture | 1 |  | None | 0 | 0 | 0 | 37.6 | 0.0099 | -0.45 | [6 empty] | DEER:Indoor_Non-CFL_Ltg | Annual
Any | SWLG011M | EPr | Ex | CZ08 | cWtd | SWLG011-01 | ExAnte2020 | IOU workpaper | 2019-06-26 | Fixture | 1 |  | None | 0 | 0 | 0 | 38.4 | 0.00973 | -0.376 | [6 empty] | DEER:Indoor_Non-CFL_Ltg | Annual
Any | SWLG011M | EPr | Ex | CZ09 | cWtd | SWLG011-01 | ExAnte2020 | IOU workpaper | 2019-06-26 | Fixture | 1 |  | None | 0 | 0 | 0 | 38.4 | 0.00998 | -0.417 | [6 empty] | DEER:Indoor_Non-CFL_Ltg | Annual
Any | SWLG011M | EPr | Ex | CZ10 | cWtd | SWLG011-01 | ExAnte2020 | IOU workpaper | 2019-06-26 | Fixture | 1 |  | None | 0 | 0 | 0 | 39.1 | 0.0099 | -0.384 | [6 empty] | DEER:Indoor_Non-CFL_Ltg | Annual
Any | SWLG011M | EPr | Ex | CZ11 | cWtd | SWLG011-01 | ExAnte2020 | IOU workpaper | 2019-06-26 | Fixture | 1 |  | None | 0 | 0 | 0 | 38 | 0.0113 | -0.568 | [6 empty] | DEER:Indoor_Non-CFL_Ltg | Annual
Any | SWLG011M | EPr | Ex | CZ12 | cWtd | SWLG011-01 | ExAnte2020 | IOU workpaper | 2019-06-26 | Fixture | 1 |  | None | 0 | 0 | 0 | 37.3 | 0.0129 | -0.583 | [6 empty] | DEER:Indoor_Non-CFL_Ltg | Annual
Any | SWLG011M | EPr | Ex | CZ13 | cWtd | SWLG011-01 | ExAnte2020 | IOU workpaper | 2019-06-26 | Fixture | 1 |  | None | 0 | 0 | 0 | 38 | 0.0106 | -0.546 | [6 empty] | DEER:Indoor_Non-CFL_Ltg | Annual
Any | SWLG011M | EPr | Ex | CZ14 | cWtd | SWLG011-01 | ExAnte2020 | IOU workpaper | 2019-06-26 | Fixture | 1 |  | None | 0 | 0 | 0 | 38.4 | 0.00982 | -0.502 | [6 empty] | DEER:Indoor_Non-CFL_Ltg | Annual
Any | SWLG011M | EPr | Ex | CZ15 | cWtd | SWLG011-01 | ExAnte2020 | IOU workpaper | 2019-06-26 | Fixture | 1 |  | None | 0 | 0 | 0 | 41.7 | 0.0101 | -0.183 | [6 empty] | DEER:Indoor_Non-CFL_Ltg | Annual
Any | SWLG011M | EPr | Ex | CZ16 | cWtd | SWLG011-01 | ExAnte2020 | IOU workpaper | 2019-06-26 | Fixture | 1 |  | None | 0 | 0 | 0 | 35.1 | 0.00817 | -0.745 | [6 empty] | DEER:Indoor_Non-CFL_Ltg | Annual
Any | SWLG011M | ERC | Ex | CZ01 | cWtd | SWLG011-01 | ExAnte2020 | IOU workpaper | 2019-06-26 | Fixture | 1 |  | None | 0 | 0 | 0 | 17 | 0.00379 | -0.325 | [6 empty] | DEER:Indoor_Non-CFL_Ltg | Annual
Any | SWLG011M | ERC | Ex | CZ02 | cWtd | SWLG011-01 | ExAnte2020 | IOU workpaper | 2019-06-26 | Fixture | 1 |  | None | 0 | 0 | 0 | 18.1 | 0.00459 | -0.228 | [6 empty] | DEER:Indoor_Non-CFL_Ltg | Annual
Any | SWLG011M | ERC | Ex | CZ03 | cWtd | SWLG011-01 | ExAnte2020 | IOU workpaper | 2019-06-26 | Fixture | 1 |  | None | 0 | 0 | 0 | 18.1 | 0.00332 | -0.204 | [6 empty] | DEER:Indoor_Non-CFL_Ltg | Annual
Any | SWLG011M | ERC | Ex | CZ04 | cWtd | SWLG011-01 | ExAnte2020 | IOU workpaper | 2019-06-26 | Fixture | 1 |  | None | 0 | 0 | 0 | 18.4 | 0.00382 | -0.169 | [6 empty] | DEER:Indoor_Non-CFL_Ltg | Annual
Any | SWLG011M | ERC | Ex | CZ05 | cWtd | SWLG011-01 | ExAnte2020 | IOU workpaper | 2019-06-26 | Fixture | 1 |  | None | 0 | 0 | 0 | 18.3 | 0.00345 | -0.183 | [6 empty] | DEER:Indoor_Non-CFL_Ltg | Annual
Any | SWLG011M | ERC | Ex | CZ06 | cWtd | SWLG011-01 | ExAnte2020 | IOU workpaper | 2019-06-26 | Fixture | 1 |  | None | 0 | 0 | 0 | 19.3 | 0.00388 | -0.13 | [6 empty] | DEER:Indoor_Non-CFL_Ltg | Annual
Any | SWLG011M | ERC | Ex | CZ07 | cWtd | SWLG011-01 | ExAnte2020 | IOU workpaper | 2019-06-26 | Fixture | 1 |  | None | 0 | 0 | 0 | 19.3 | 0.00379 | -0.106 | [6 empty] | DEER:Indoor_Non-CFL_Ltg | Annual
Any | SWLG011M | ERC | Ex | CZ08 | cWtd | SWLG011-01 | ExAnte2020 | IOU workpaper | 2019-06-26 | Fixture | 1 |  | None | 0 | 0 | 0 | 19.7 | 0.00394 | -0.0978 | [6 empty] | DEER:Indoor_Non-CFL_Ltg | Annual
Any | SWLG011M | ERC | Ex | CZ09 | cWtd | SWLG011-01 | ExAnte2020 | IOU workpaper | 2019-06-26 | Fixture | 1 |  | None | 0 | 0 | 0 | 19.5 | 0.00422 | -0.124 | [6 empty] | DEER:Indoor_Non-CFL_Ltg | Annual
Any | SWLG011M | ERC | Ex | CZ10 | cWtd | SWLG011-01 | ExAnte2020 | IOU workpaper | 2019-06-26 | Fixture | 1 |  | None | 0 | 0 | 0 | 19.7 | 0.00428 | -0.134 | [6 empty] | DEER:Indoor_Non-CFL_Ltg | Annual
Any | SWLG011M | ERC | Ex | CZ11 | cWtd | SWLG011-01 | ExAnte2020 | IOU workpaper | 2019-06-26 | Fixture | 1 |  | None | 0 | 0 | 0 | 18.6 | 0.00449 | -0.195 | [6 empty] | DEER:Indoor_Non-CFL_Ltg | Annual
Any | SWLG011M | ERC | Ex | CZ12 | cWtd | SWLG011-01 | ExAnte2020 | IOU workpaper | 2019-06-26 | Fixture | 1 |  | None | 0 | 0 | 0 | 18.4 | 0.00446 | -0.2 | [6 empty] | DEER:Indoor_Non-CFL_Ltg | Annual
Any | SWLG011M | ERC | Ex | CZ13 | cWtd | SWLG011-01 | ExAnte2020 | IOU workpaper | 2019-06-26 | Fixture | 1 |  | None | 0 | 0 | 0 | 18.8 | 0.00431 | -0.179 | [6 empty] | DEER:Indoor_Non-CFL_Ltg | Annual
Any | SWLG011M | ERC | Ex | CZ14 | cWtd | SWLG011-01 | ExAnte2020 | IOU workpaper | 2019-06-26 | Fixture | 1 |  | None | 0 | 0 | 0 | 19.1 | 0.00434 | -0.19 | [6 empty] | DEER:Indoor_Non-CFL_Ltg | Annual
Any | SWLG011M | ERC | Ex | CZ15 | cWtd | SWLG011-01 | ExAnte2020 | IOU workpaper | 2019-06-26 | Fixture | 1 |  | None | 0 | 0 | 0 | 20.9 | 0.00449 | -0.0508 | [6 empty] | DEER:Indoor_Non-CFL_Ltg | Annual
Any | SWLG011M | ERC | Ex | CZ16 | cWtd | SWLG011-01 | ExAnte2020 | IOU workpaper | 2019-06-26 | Fixture | 1 |  | None | 0 | 0 | 0 | 17.4 | 0.004 | -0.277 | [6 empty] | DEER:Indoor_Non-CFL_Ltg | Annual
Any | SWLG011M | ESe | Ex | CZ01 | cWtd | SWLG011-01 | ExAnte2020 | IOU workpaper | 2019-06-26 | Fixture | 1 |  | None | 0 | 0 | 0 | 35.1 | 0.00843 | -0.856 | [6 empty] | DEER:Indoor_Non-CFL_Ltg | Annual
Any | SWLG011M | ESe | Ex | CZ02 | cWtd | SWLG011-01 | ExAnte2020 | IOU workpaper | 2019-06-26 | Fixture | 1 |  | None | 0 | 0 | 0 | 36.9 | 0.0118 | -0.616 | [6 empty] | DEER:Indoor_Non-CFL_Ltg | Annual
Any | SWLG011M | ESe | Ex | CZ03 | cWtd | SWLG011-01 | ExAnte2020 | IOU workpaper | 2019-06-26 | Fixture | 1 |  | None | 0 | 0 | 0 | 36.2 | 0.00876 | -0.664 | [6 empty] | DEER:Indoor_Non-CFL_Ltg | Annual
Any | SWLG011M | ESe | Ex | CZ04 | cWtd | SWLG011-01 | ExAnte2020 | IOU workpaper | 2019-06-26 | Fixture | 1 |  | None | 0 | 0 | 0 | 37.3 | 0.00925 | -0.546 | [6 empty] | DEER:Indoor_Non-CFL_Ltg | Annual
Any | SWLG011M | ESe | Ex | CZ05 | cWtd | SWLG011-01 | ExAnte2020 | IOU workpaper | 2019-06-26 | Fixture | 1 |  | None | 0 | 0 | 0 | 36.2 | 0.00884 | -0.638 | [6 empty] | DEER:Indoor_Non-CFL_Ltg | Annual
Any | SWLG011M | ESe | Ex | CZ06 | cWtd | SWLG011-01 | ExAnte2020 | IOU workpaper | 2019-06-26 | Fixture | 1 |  | None | 0 | 0 | 0 | 38 | 0.00966 | -0.413 | [6 empty] | DEER:Indoor_Non-CFL_Ltg | Annual
Any | SWLG011M | ESe | Ex | CZ07 | cWtd | SWLG011-01 | ExAnte2020 | IOU workpaper | 2019-06-26 | Fixture | 1 |  | None | 0 | 0 | 0 | 37.6 | 0.00966 | -0.402 | [6 empty] | DEER:Indoor_Non-CFL_Ltg | Annual
Any | SWLG011M | ESe | Ex | CZ08 | cWtd | SWLG011-01 | ExAnte2020 | IOU workpaper | 2019-06-26 | Fixture | 1 |  | None | 0 | 0 | 0 | 38.7 | 0.0095 | -0.345 | [6 empty] | DEER:Indoor_Non-CFL_Ltg | Annual
Any | SWLG011M | ESe | Ex | CZ09 | cWtd | SWLG011-01 | ExAnte2020 | IOU workpaper | 2019-06-26 | Fixture | 1 |  | None | 0 | 0 | 0 | 38.7 | 0.00982 | -0.387 | [6 empty] | DEER:Indoor_Non-CFL_Ltg | Annual
Any | SWLG011M | ESe | Ex | CZ10 | cWtd | SWLG011-01 | ExAnte2020 | IOU workpaper | 2019-06-26 | Fixture | 1 |  | None | 0 | 0 | 0 | 38.7 | 0.00974 | -0.402 | [6 empty] | DEER:Indoor_Non-CFL_Ltg | Annual
Any | SWLG011M | ESe | Ex | CZ11 | cWtd | SWLG011-01 | ExAnte2020 | IOU workpaper | 2019-06-26 | Fixture | 1 |  | None | 0 | 0 | 0 | 38 | 0.0107 | -0.542 | [6 empty] | DEER:Indoor_Non-CFL_Ltg | Annual
Any | SWLG011M | ESe | Ex | CZ12 | cWtd | SWLG011-01 | ExAnte2020 | IOU workpaper | 2019-06-26 | Fixture | 1 |  | None | 0 | 0 | 0 | 37.6 | 0.012 | -0.557 | [6 empty] | DEER:Indoor_Non-CFL_Ltg | Annual
Any | SWLG011M | ESe | Ex | CZ13 | cWtd | SWLG011-01 | ExAnte2020 | IOU workpaper | 2019-06-26 | Fixture | 1 |  | None | 0 | 0 | 0 | 38.4 | 0.0103 | -0.502 | [6 empty] | DEER:Indoor_Non-CFL_Ltg | Annual
Any | SWLG011M | ESe | Ex | CZ14 | cWtd | SWLG011-01 | ExAnte2020 | IOU workpaper | 2019-06-26 | Fixture | 1 |  | None | 0 | 0 | 0 | 38.4 | 0.00958 | -0.494 | [6 empty] | DEER:Indoor_Non-CFL_Ltg | Annual
Any | SWLG011M | ESe | Ex | CZ15 | cWtd | SWLG011-01 | ExAnte2020 | IOU workpaper | 2019-06-26 | Fixture | 1 |  | None | 0 | 0 | 0 | 41.7 | 0.011 | -0.189 | [6 empty] | DEER:Indoor_Non-CFL_Ltg | Annual
Any | SWLG011M | ESe | Ex | CZ16 | cWtd | SWLG011-01 | ExAnte2020 | IOU workpaper | 2019-06-26 | Fixture | 1 |  | None | 0 | 0 | 0 | 35.4 | 0.0115 | -0.686 | [6 empty] | DEER:Indoor_Non-CFL_Ltg | Annual
Any | SWLG011M | EUn | Ex | CZ01 | cWtd | SWLG011-01 | ExAnte2020 | IOU workpaper | 2019-06-26 | Fixture | 1 |  | None | 0 | 0 | 0 | 38.8 | 0.011 | -1.17 | [6 empty] | DEER:Indoor_Non-CFL_Ltg | Annual
Any | SWLG011M | EUn | Ex | CZ02 | cWtd | SWLG011-01 | ExAnte2020 | IOU workpaper | 2019-06-26 | Fixture | 1 |  | None | 0 | 0 | 0 | 41.2 | 0.0123 | -0.773 | [6 empty] | DEER:Indoor_Non-CFL_Ltg | Annual
Any | SWLG011M | EUn | Ex | CZ03 | cWtd | SWLG011-01 | ExAnte2020 | IOU workpaper | 2019-06-26 | Fixture | 1 |  | None | 0 | 0 | 0 | 40.4 | 0.0123 | -0.888 | [6 empty] | DEER:Indoor_Non-CFL_Ltg | Annual
Any | SWLG011M | EUn | Ex | CZ04 | cWtd | SWLG011-01 | ExAnte2020 | IOU workpaper | 2019-06-26 | Fixture | 1 |  | None | 0 | 0 | 0 | 41.6 | 0.0123 | -0.686 | [6 empty] | DEER:Indoor_Non-CFL_Ltg | Annual
Any | SWLG011M | EUn | Ex | CZ05 | cWtd | SWLG011-01 | ExAnte2020 | IOU workpaper | 2019-06-26 | Fixture | 1 |  | None | 0 | 0 | 0 | 40.4 | 0.0118 | -0.872 | [6 empty] | DEER:Indoor_Non-CFL_Ltg | Annual
Any | SWLG011M | EUn | Ex | CZ06 | cWtd | SWLG011-01 | ExAnte2020 | IOU workpaper | 2019-06-26 | Fixture | 1 |  | None | 0 | 0 | 0 | 42.8 | 0.0125 | -0.547 | [6 empty] | DEER:Indoor_Non-CFL_Ltg | Annual
Any | SWLG011M | EUn | Ex | CZ07 | cWtd | SWLG011-01 | ExAnte2020 | IOU workpaper | 2019-06-26 | Fixture | 1 |  | None | 0 | 0 | 0 | 42.4 | 0.0127 | -0.555 | [6 empty] | DEER:Indoor_Non-CFL_Ltg | Annual
Any | SWLG011M | EUn | Ex | CZ08 | cWtd | SWLG011-01 | ExAnte2020 | IOU workpaper | 2019-06-26 | Fixture | 1 |  | None | 0 | 0 | 0 | 42.8 | 0.0125 | -0.472 | [6 empty] | DEER:Indoor_Non-CFL_Ltg | Annual
Any | SWLG011M | EUn | Ex | CZ09 | cWtd | SWLG011-01 | ExAnte2020 | IOU workpaper | 2019-06-26 | Fixture | 1 |  | None | 0 | 0 | 0 | 42.8 | 0.013 | -0.495 | [6 empty] | DEER:Indoor_Non-CFL_Ltg | Annual
Any | SWLG011M | EUn | Ex | CZ10 | cWtd | SWLG011-01 | ExAnte2020 | IOU workpaper | 2019-06-26 | Fixture | 1 |  | None | 0 | 0 | 0 | 42.8 | 0.0127 | -0.507 | [6 empty] | DEER:Indoor_Non-CFL_Ltg | Annual
Any | SWLG011M | EUn | Ex | CZ11 | cWtd | SWLG011-01 | ExAnte2020 | IOU workpaper | 2019-06-26 | Fixture | 1 |  | None | 0 | 0 | 0 | 42 | 0.0125 | -0.614 | [6 empty] | DEER:Indoor_Non-CFL_Ltg | Annual
Any | SWLG011M | EUn | Ex | CZ12 | cWtd | SWLG011-01 | ExAnte2020 | IOU workpaper | 2019-06-26 | Fixture | 1 |  | None | 0 | 0 | 0 | 42 | 0.0125 | -0.662 | [6 empty] | DEER:Indoor_Non-CFL_Ltg | Annual
Any | SWLG011M | EUn | Ex | CZ13 | cWtd | SWLG011-01 | ExAnte2020 | IOU workpaper | 2019-06-26 | Fixture | 1 |  | None | 0 | 0 | 0 | 42.4 | 0.0126 | -0.579 | [6 empty] | DEER:Indoor_Non-CFL_Ltg | Annual
Any | SWLG011M | EUn | Ex | CZ14 | cWtd | SWLG011-01 | ExAnte2020 | IOU workpaper | 2019-06-26 | Fixture | 1 |  | None | 0 | 0 | 0 | 42.4 | 0.0138 | -0.622 | [6 empty] | DEER:Indoor_Non-CFL_Ltg | Annual
Any | SWLG011M | EUn | Ex | CZ15 | cWtd | SWLG011-01 | ExAnte2020 | IOU workpaper | 2019-06-26 | Fixture | 1 |  | None | 0 | 0 | 0 | 45.2 | 0.0129 | -0.244 | [6 empty] | DEER:Indoor_Non-CFL_Ltg | Annual
Any | SWLG011M | EUn | Ex | CZ16 | cWtd | SWLG011-01 | ExAnte2020 | IOU workpaper | 2019-06-26 | Fixture | 1 |  | None | 0 | 0 | 0 | 40 | 0.0121 | -0.912 | [6 empty] | DEER:Indoor_Non-CFL_Ltg | Annual
Any | SWLG011M | Gro | Ex | CZ01 | cWtd | SWLG011-01 | ExAnte2020 | IOU workpaper | 2019-06-26 | Fixture | 1 |  | None | 0 | 0 | 0 | 85.9 | 0.0143 | -1.48 | [6 empty] | DEER:Indoor_Non-CFL_Ltg | Annual
Any | SWLG011M | Gro | Ex | CZ02 | cWtd | SWLG011-01 | ExAnte2020 | IOU workpaper | 2019-06-26 | Fixture | 1 |  | None | 0 | 0 | 0 | 89.4 | 0.0169 | -1.14 | [6 empty] | DEER:Indoor_Non-CFL_Ltg | Annual
Any | SWLG011M | Gro | Ex | CZ03 | cWtd | SWLG011-01 | ExAnte2020 | IOU workpaper | 2019-06-26 | Fixture | 1 |  | None | 0 | 0 | 0 | 87.7 | 0.0158 | -1.29 | [6 empty] | DEER:Indoor_Non-CFL_Ltg | Annual
Any | SWLG011M | Gro | Ex | CZ04 | cWtd | SWLG011-01 | ExAnte2020 | IOU workpaper | 2019-06-26 | Fixture | 1 |  | None | 0 | 0 | 0 | 89.4 | 0.0164 | -1.1 | [6 empty] | DEER:Indoor_Non-CFL_Ltg | Annual
Any | SWLG011M | Gro | Ex | CZ05 | cWtd | SWLG011-01 | ExAnte2020 | IOU workpaper | 2019-06-26 | Fixture | 1 |  | None | 0 | 0 | 0 | 86.8 | 0.0155 | -1.31 | [6 empty] | DEER:Indoor_Non-CFL_Ltg | Annual
Any | SWLG011M | Gro | Ex | CZ06 | cWtd | SWLG011-01 | ExAnte2020 | IOU workpaper | 2019-06-26 | Fixture | 1 |  | None | 0 | 0 | 0 | 87.7 | 0.0162 | -1.18 | [6 empty] | DEER:Indoor_Non-CFL_Ltg | Annual
Any | SWLG011M | Gro | Ex | CZ07 | cWtd | SWLG011-01 | ExAnte2020 | IOU workpaper | 2019-06-26 | Fixture | 1 |  | None | 0 | 0 | 0 | 87.7 | 0.0158 | -1.19 | [6 empty] | DEER:Indoor_Non-CFL_Ltg | Annual
Any | SWLG011M | Gro | Ex | CZ08 | cWtd | SWLG011-01 | ExAnte2020 | IOU workpaper | 2019-06-26 | Fixture | 1 |  | None | 0 | 0 | 0 | 89.4 | 0.0162 | -1.06 | [6 empty] | DEER:Indoor_Non-CFL_Ltg | Annual
Any | SWLG011M | Gro | Ex | CZ09 | cWtd | SWLG011-01 | ExAnte2020 | IOU workpaper | 2019-06-26 | Fixture | 1 |  | None | 0 | 0 | 0 | 89.4 | 0.0167 | -1.05 | [6 empty] | DEER:Indoor_Non-CFL_Ltg | Annual
Any | SWLG011M | Gro | Ex | CZ10 | cWtd | SWLG011-01 | ExAnte2020 | IOU workpaper | 2019-06-26 | Fixture | 1 |  | None | 0 | 0 | 0 | 90.3 | 0.0168 | -1.06 | [6 empty] | DEER:Indoor_Non-CFL_Ltg | Annual
Any | SWLG011M | Gro | Ex | CZ11 | cWtd | SWLG011-01 | ExAnte2020 | IOU workpaper | 2019-06-26 | Fixture | 1 |  | None | 0 | 0 | 0 | 92 | 0.0174 | -0.938 | [6 empty] | DEER:Indoor_Non-CFL_Ltg | Annual
Any | SWLG011M | Gro | Ex | CZ12 | cWtd | SWLG011-01 | ExAnte2020 | IOU workpaper | 2019-06-26 | Fixture | 1 |  | None | 0 | 0 | 0 | 90.3 | 0.0172 | -1.02 | [6 empty] | DEER:Indoor_Non-CFL_Ltg | Annual
Any | SWLG011M | Gro | Ex | CZ13 | cWtd | SWLG011-01 | ExAnte2020 | IOU workpaper | 2019-06-26 | Fixture | 1 |  | None | 0 | 0 | 0 | 92 | 0.0168 | -0.885 | [6 empty] | DEER:Indoor_Non-CFL_Ltg | Annual
Any | SWLG011M | Gro | Ex | CZ14 | cWtd | SWLG011-01 | ExAnte2020 | IOU workpaper | 2019-06-26 | Fixture | 1 |  | None | 0 | 0 | 0 | 91.2 | 0.0169 | -1.09 | [6 empty] | DEER:Indoor_Non-CFL_Ltg | Annual
Any | SWLG011M | Gro | Ex | CZ15 | cWtd | SWLG011-01 | ExAnte2020 | IOU workpaper | 2019-06-26 | Fixture | 1 |  | None | 0 | 0 | 0 | 96.4 | 0.0172 | -0.614 | [6 empty] | DEER:Indoor_Non-CFL_Ltg | Annual
Any | SWLG011M | Gro | Ex | CZ16 | cWtd | SWLG011-01 | ExAnte2020 | IOU workpaper | 2019-06-26 | Fixture | 1 |  | None | 0 | 0 | 0 | 85 | 0.0164 | -1.42 | [6 empty] | DEER:Indoor_Non-CFL_Ltg | Annual
Any | SWLG011M | Hsp | Ex | CZ01 | cWtd | SWLG011-01 | ExAnte2020 | IOU workpaper | 2019-06-26 | Fixture | 1 |  | None | 0 | 0 | 0 | 91.9 | 0.0134 | -2.65 | [6 empty] | DEER:Indoor_Non-CFL_Ltg | Annual
Any | SWLG011M | Hsp | Ex | CZ02 | cWtd | SWLG011-01 | ExAnte2020 | IOU workpaper | 2019-06-26 | Fixture | 1 |  | None | 0 | 0 | 0 | 98.9 | 0.0156 | -1.69 | [6 empty] | DEER:Indoor_Non-CFL_Ltg | Annual
Any | SWLG011M | Hsp | Ex | CZ03 | cWtd | SWLG011-01 | ExAnte2020 | IOU workpaper | 2019-06-26 | Fixture | 1 |  | None | 0 | 0 | 0 | 96.9 | 0.0151 | -1.6 | [6 empty] | DEER:Indoor_Non-CFL_Ltg | Annual
Any | SWLG011M | Hsp | Ex | CZ04 | cWtd | SWLG011-01 | ExAnte2020 | IOU workpaper | 2019-06-26 | Fixture | 1 |  | None | 0 | 0 | 0 | 101 | 0.0153 | -1.38 | [6 empty] | DEER:Indoor_Non-CFL_Ltg | Annual
Any | SWLG011M | Hsp | Ex | CZ05 | cWtd | SWLG011-01 | ExAnte2020 | IOU workpaper | 2019-06-26 | Fixture | 1 |  | None | 0 | 0 | 0 | 96.9 | 0.0144 | -1.7 | [6 empty] | DEER:Indoor_Non-CFL_Ltg | Annual
Any | SWLG011M | Hsp | Ex | CZ06 | cWtd | SWLG011-01 | ExAnte2020 | IOU workpaper | 2019-06-26 | Fixture | 1 |  | None | 0 | 0 | 0 | 104 | 0.0163 | -0.89 | [6 empty] | DEER:Indoor_Non-CFL_Ltg | Annual
Any | SWLG011M | Hsp | Ex | CZ07 | cWtd | SWLG011-01 | ExAnte2020 | IOU workpaper | 2019-06-26 | Fixture | 1 |  | None | 0 | 0 | 0 | 105 | 0.0154 | -0.631 | [6 empty] | DEER:Indoor_Non-CFL_Ltg | Annual
Any | SWLG011M | Hsp | Ex | CZ08 | cWtd | SWLG011-01 | ExAnte2020 | IOU workpaper | 2019-06-26 | Fixture | 1 |  | None | 0 | 0 | 0 | 105 | 0.0155 | -0.757 | [6 empty] | DEER:Indoor_Non-CFL_Ltg | Annual
Any | SWLG011M | Hsp | Ex | CZ09 | cWtd | SWLG011-01 | ExAnte2020 | IOU workpaper | 2019-06-26 | Fixture | 1 |  | None | 0 | 0 | 0 | 105 | 0.016 | -0.905 | [6 empty] | DEER:Indoor_Non-CFL_Ltg | Annual
Any | SWLG011M | Hsp | Ex | CZ10 | cWtd | SWLG011-01 | ExAnte2020 | IOU workpaper | 2019-06-26 | Fixture | 1 |  | None | 0 | 0 | 0 | 105 | 0.0163 | -0.966 | [6 empty] | DEER:Indoor_Non-CFL_Ltg | Annual
Any | SWLG011M | Hsp | Ex | CZ11 | cWtd | SWLG011-01 | ExAnte2020 | IOU workpaper | 2019-06-26 | Fixture | 1 |  | None | 0 | 0 | 0 | 103 | 0.0155 | -1.42 | [6 empty] | DEER:Indoor_Non-CFL_Ltg | Annual
Any | SWLG011M | Hsp | Ex | CZ12 | cWtd | SWLG011-01 | ExAnte2020 | IOU workpaper | 2019-06-26 | Fixture | 1 |  | None | 0 | 0 | 0 | 102 | 0.0155 | -1.45 | [6 empty] | DEER:Indoor_Non-CFL_Ltg | Annual
Any | SWLG011M | Hsp | Ex | CZ13 | cWtd | SWLG011-01 | ExAnte2020 | IOU workpaper | 2019-06-26 | Fixture | 1 |  | None | 0 | 0 | 0 | 104 | 0.0155 | -1.33 | [6 empty] | DEER:Indoor_Non-CFL_Ltg | Annual
Any | SWLG011M | Hsp | Ex | CZ14 | cWtd | SWLG011-01 | ExAnte2020 | IOU workpaper | 2019-06-26 | Fixture | 1 |  | None | 0 | 0 | 0 | 103 | 0.0156 | -1.35 | [6 empty] | DEER:Indoor_Non-CFL_Ltg | Annual
Any | SWLG011M | Hsp | Ex | CZ15 | cWtd | SWLG011-01 | ExAnte2020 | IOU workpaper | 2019-06-26 | Fixture | 1 |  | None | 0 | 0 | 0 | 112 | 0.0159 | -0.509 | [6 empty] | DEER:Indoor_Non-CFL_Ltg | Annual
Any | SWLG011M | Hsp | Ex | CZ16 | cWtd | SWLG011-01 | ExAnte2020 | IOU workpaper | 2019-06-26 | Fixture | 1 |  | None | 0 | 0 | 0 | 96.9 | 0.0154 | -1.87 | [6 empty] | DEER:Indoor_Non-CFL_Ltg | Annual
Any | SWLG011M | Htl | Ex | CZ01 | cWtd | SWLG011-01 | ExAnte2020 | IOU workpaper | 2019-06-26 | Fixture | 1 |  | None | 0 | 0 | 0 | 71.7 | 0.0115 | -1.52 | [6 empty] | DEER:Indoor_Non-CFL_Ltg | Annual
Any | SWLG011M | Htl | Ex | CZ02 | cWtd | SWLG011-01 | ExAnte2020 | IOU workpaper | 2019-06-26 | Fixture | 1 |  | None | 0 | 0 | 0 | 80.5 | 0.0131 | -1.1 | [6 empty] | DEER:Indoor_Non-CFL_Ltg | Annual
Any | SWLG011M | Htl | Ex | CZ03 | cWtd | SWLG011-01 | ExAnte2020 | IOU workpaper | 2019-06-26 | Fixture | 1 |  | None | 0 | 0 | 0 | 79.6 | 0.0129 | -1.15 | [6 empty] | DEER:Indoor_Non-CFL_Ltg | Annual
Any | SWLG011M | Htl | Ex | CZ04 | cWtd | SWLG011-01 | ExAnte2020 | IOU workpaper | 2019-06-26 | Fixture | 1 |  | None | 0 | 0 | 0 | 82.3 | 0.0128 | -0.876 | [6 empty] | DEER:Indoor_Non-CFL_Ltg | Annual
Any | SWLG011M | Htl | Ex | CZ05 | cWtd | SWLG011-01 | ExAnte2020 | IOU workpaper | 2019-06-26 | Fixture | 1 |  | None | 0 | 0 | 0 | 78.7 | 0.0124 | -1.19 | [6 empty] | DEER:Indoor_Non-CFL_Ltg | Annual
Any | SWLG011M | Htl | Ex | CZ06 | cWtd | SWLG011-01 | ExAnte2020 | IOU workpaper | 2019-06-26 | Fixture | 1 |  | None | 0 | 0 | 0 | 89.3 | 0.0135 | -0.622 | [6 empty] | DEER:Indoor_Non-CFL_Ltg | Annual
Any | SWLG011M | Htl | Ex | CZ07 | cWtd | SWLG011-01 | ExAnte2020 | IOU workpaper | 2019-06-26 | Fixture | 1 |  | None | 0 | 0 | 0 | 91.1 | 0.0134 | -0.554 | [6 empty] | DEER:Indoor_Non-CFL_Ltg | Annual
Any | SWLG011M | Htl | Ex | CZ08 | cWtd | SWLG011-01 | ExAnte2020 | IOU workpaper | 2019-06-26 | Fixture | 1 |  | None | 0 | 0 | 0 | 92 | 0.0132 | -0.547 | [6 empty] | DEER:Indoor_Non-CFL_Ltg | Annual
Any | SWLG011M | Htl | Ex | CZ09 | cWtd | SWLG011-01 | ExAnte2020 | IOU workpaper | 2019-06-26 | Fixture | 1 |  | None | 0 | 0 | 0 | 90.2 | 0.0138 | -0.632 | [6 empty] | DEER:Indoor_Non-CFL_Ltg | Annual
Any | SWLG011M | Htl | Ex | CZ10 | cWtd | SWLG011-01 | ExAnte2020 | IOU workpaper | 2019-06-26 | Fixture | 1 |  | None | 0 | 0 | 0 | 89.3 | 0.0139 | -0.656 | [6 empty] | DEER:Indoor_Non-CFL_Ltg | Annual
Any | SWLG011M | Htl | Ex | CZ11 | cWtd | SWLG011-01 | ExAnte2020 | IOU workpaper | 2019-06-26 | Fixture | 1 |  | None | 0 | 0 | 0 | 83.2 | 0.0131 | -1.08 | [6 empty] | DEER:Indoor_Non-CFL_Ltg | Annual
Any | SWLG011M | Htl | Ex | CZ12 | cWtd | SWLG011-01 | ExAnte2020 | IOU workpaper | 2019-06-26 | Fixture | 1 |  | None | 0 | 0 | 0 | 82.3 | 0.0131 | -1.04 | [6 empty] | DEER:Indoor_Non-CFL_Ltg | Annual
Any | SWLG011M | Htl | Ex | CZ13 | cWtd | SWLG011-01 | ExAnte2020 | IOU workpaper | 2019-06-26 | Fixture | 1 |  | None | 0 | 0 | 0 | 83.2 | 0.013 | -0.955 | [6 empty] | DEER:Indoor_Non-CFL_Ltg | Annual
Any | SWLG011M | Htl | Ex | CZ14 | cWtd | SWLG011-01 | ExAnte2020 | IOU workpaper | 2019-06-26 | Fixture | 1 |  | None | 0 | 0 | 0 | 84.9 | 0.0134 | -0.742 | [6 empty] | DEER:Indoor_Non-CFL_Ltg | Annual
Any | SWLG011M | Htl | Ex | CZ15 | cWtd | SWLG011-01 | ExAnte2020 | IOU workpaper | 2019-06-26 | Fixture | 1 |  | None | 0 | 0 | 0 | 97.3 | 0.0139 | -0.385 | [6 empty] | DEER:Indoor_Non-CFL_Ltg | Annual
Any | SWLG011M | Htl | Ex | CZ16 | cWtd | SWLG011-01 | ExAnte2020 | IOU workpaper | 2019-06-26 | Fixture | 1 |  | None | 0 | 0 | 0 | 77 | 0.0131 | -1.05 | [6 empty] | DEER:Indoor_Non-CFL_Ltg | Annual
Any | SWLG011M | MBT | Ex | CZ01 | cWtd | SWLG011-01 | ExAnte2020 | IOU workpaper | 2019-06-26 | Fixture | 1 |  | None | 0 | 0 | 0 | 43.5 | 0.00487 | -0.422 | [6 empty] | DEER:Indoor_Non-CFL_Ltg | Annual
Any | SWLG011M | MBT | Ex | CZ02 | cWtd | SWLG011-01 | ExAnte2020 | IOU workpaper | 2019-06-26 | Fixture | 1 |  | None | 0 | 0 | 0 | 46.1 | 0.00559 | -0.237 | [6 empty] | DEER:Indoor_Non-CFL_Ltg | Annual
Any | SWLG011M | MBT | Ex | CZ03 | cWtd | SWLG011-01 | ExAnte2020 | IOU workpaper | 2019-06-26 | Fixture | 1 |  | None | 0 | 0 | 0 | 46.1 | 0.00546 | -0.187 | [6 empty] | DEER:Indoor_Non-CFL_Ltg | Annual
Any | SWLG011M | MBT | Ex | CZ04 | cWtd | SWLG011-01 | ExAnte2020 | IOU workpaper | 2019-06-26 | Fixture | 1 |  | None | 0 | 0 | 0 | 47 | 0.00559 | -0.155 | [6 empty] | DEER:Indoor_Non-CFL_Ltg | Annual
Any | SWLG011M | MBT | Ex | CZ05 | cWtd | SWLG011-01 | ExAnte2020 | IOU workpaper | 2019-06-26 | Fixture | 1 |  | None | 0 | 0 | 0 | 46.1 | 0.00555 | -0.198 | [6 empty] | DEER:Indoor_Non-CFL_Ltg | Annual
Any | SWLG011M | MBT | Ex | CZ06 | cWtd | SWLG011-01 | ExAnte2020 | IOU workpaper | 2019-06-26 | Fixture | 1 |  | None | 0 | 0 | 0 | 48.4 | 0.00587 | -0.108 | [6 empty] | DEER:Indoor_Non-CFL_Ltg | Annual
Any | SWLG011M | MBT | Ex | CZ07 | cWtd | SWLG011-01 | ExAnte2020 | IOU workpaper | 2019-06-26 | Fixture | 1 |  | None | 0 | 0 | 0 | 48.8 | 0.00591 | -0.0726 | [6 empty] | DEER:Indoor_Non-CFL_Ltg | Annual
Any | SWLG011M | MBT | Ex | CZ08 | cWtd | SWLG011-01 | ExAnte2020 | IOU workpaper | 2019-06-26 | Fixture | 1 |  | None | 0 | 0 | 0 | 49.3 | 0.00587 | -0.0896 | [6 empty] | DEER:Indoor_Non-CFL_Ltg | Annual
Any | SWLG011M | MBT | Ex | CZ09 | cWtd | SWLG011-01 | ExAnte2020 | IOU workpaper | 2019-06-26 | Fixture | 1 |  | None | 0 | 0 | 0 | 48.8 | 0.00609 | -0.11 | [6 empty] | DEER:Indoor_Non-CFL_Ltg | Annual
Any | SWLG011M | MBT | Ex | CZ10 | cWtd | SWLG011-01 | ExAnte2020 | IOU workpaper | 2019-06-26 | Fixture | 1 |  | None | 0 | 0 | 0 | 49.3 | 0.00609 | -0.0882 | [6 empty] | DEER:Indoor_Non-CFL_Ltg | Annual
Any | SWLG011M | MBT | Ex | CZ11 | cWtd | SWLG011-01 | ExAnte2020 | IOU workpaper | 2019-06-26 | Fixture | 1 |  | None | 0 | 0 | 0 | 47 | 0.00564 | -0.241 | [6 empty] | DEER:Indoor_Non-CFL_Ltg | Annual
Any | SWLG011M | MBT | Ex | CZ12 | cWtd | SWLG011-01 | ExAnte2020 | IOU workpaper | 2019-06-26 | Fixture | 1 |  | None | 0 | 0 | 0 | 46.6 | 0.00559 | -0.228 | [6 empty] | DEER:Indoor_Non-CFL_Ltg | Annual
Any | SWLG011M | MBT | Ex | CZ13 | cWtd | SWLG011-01 | ExAnte2020 | IOU workpaper | 2019-06-26 | Fixture | 1 |  | None | 0 | 0 | 0 | 47 | 0.00555 | -0.206 | [6 empty] | DEER:Indoor_Non-CFL_Ltg | Annual
Any | SWLG011M | MBT | Ex | CZ14 | cWtd | SWLG011-01 | ExAnte2020 | IOU workpaper | 2019-06-26 | Fixture | 1 |  | None | 0 | 0 | 0 | 47.9 | 0.00605 | -0.231 | [6 empty] | DEER:Indoor_Non-CFL_Ltg | Annual
Any | SWLG011M | MBT | Ex | CZ15 | cWtd | SWLG011-01 | ExAnte2020 | IOU workpaper | 2019-06-26 | Fixture | 1 |  | None | 0 | 0 | 0 | 51.5 | 0.006 | -0.0354 | [6 empty] | DEER:Indoor_Non-CFL_Ltg | Annual
Any | SWLG011M | MBT | Ex | CZ16 | cWtd | SWLG011-01 | ExAnte2020 | IOU workpaper | 2019-06-26 | Fixture | 1 |  | None | 0 | 0 | 0 | 45.2 | 0.00573 | -0.538 | [6 empty] | DEER:Indoor_Non-CFL_Ltg | Annual
Any | SWLG011M | MLI | Ex | CZ01 | cWtd | SWLG011-01 | ExAnte2020 | IOU workpaper | 2019-06-26 | Fixture | 1 |  | None | 0 | 0 | 0 | 41.8 | 0.00533 | -0.778 | [6 empty] | DEER:Indoor_Non-CFL_Ltg | Annual
Any | SWLG011M | MLI | Ex | CZ02 | cWtd | SWLG011-01 | ExAnte2020 | IOU workpaper | 2019-06-26 | Fixture | 1 |  | None | 0 | 0 | 0 | 44.5 | 0.00583 | -0.49 | [6 empty] | DEER:Indoor_Non-CFL_Ltg | Annual
Any | SWLG011M | MLI | Ex | CZ03 | cWtd | SWLG011-01 | ExAnte2020 | IOU workpaper | 2019-06-26 | Fixture | 1 |  | None | 0 | 0 | 0 | 44.1 | 0.00583 | -0.499 | [6 empty] | DEER:Indoor_Non-CFL_Ltg | Annual
Any | SWLG011M | MLI | Ex | CZ04 | cWtd | SWLG011-01 | ExAnte2020 | IOU workpaper | 2019-06-26 | Fixture | 1 |  | None | 0 | 0 | 0 | 45 | 0.00583 | -0.399 | [6 empty] | DEER:Indoor_Non-CFL_Ltg | Annual
Any | SWLG011M | MLI | Ex | CZ05 | cWtd | SWLG011-01 | ExAnte2020 | IOU workpaper | 2019-06-26 | Fixture | 1 |  | None | 0 | 0 | 0 | 44.1 | 0.00563 | -0.495 | [6 empty] | DEER:Indoor_Non-CFL_Ltg | Annual
Any | SWLG011M | MLI | Ex | CZ06 | cWtd | SWLG011-01 | ExAnte2020 | IOU workpaper | 2019-06-26 | Fixture | 1 |  | None | 0 | 0 | 0 | 46.8 | 0.00598 | -0.25 | [6 empty] | DEER:Indoor_Non-CFL_Ltg | Annual
Any | SWLG011M | MLI | Ex | CZ07 | cWtd | SWLG011-01 | ExAnte2020 | IOU workpaper | 2019-06-26 | Fixture | 1 |  | None | 0 | 0 | 0 | 46.3 | 0.00603 | -0.214 | [6 empty] | DEER:Indoor_Non-CFL_Ltg | Annual
Any | SWLG011M | MLI | Ex | CZ08 | cWtd | SWLG011-01 | ExAnte2020 | IOU workpaper | 2019-06-26 | Fixture | 1 |  | None | 0 | 0 | 0 | 47.2 | 0.00598 | -0.229 | [6 empty] | DEER:Indoor_Non-CFL_Ltg | Annual
Any | SWLG011M | MLI | Ex | CZ09 | cWtd | SWLG011-01 | ExAnte2020 | IOU workpaper | 2019-06-26 | Fixture | 1 |  | None | 0 | 0 | 0 | 46.8 | 0.00608 | -0.261 | [6 empty] | DEER:Indoor_Non-CFL_Ltg | Annual
Any | SWLG011M | MLI | Ex | CZ10 | cWtd | SWLG011-01 | ExAnte2020 | IOU workpaper | 2019-06-26 | Fixture | 1 |  | None | 0 | 0 | 0 | 46.8 | 0.00613 | -0.261 | [6 empty] | DEER:Indoor_Non-CFL_Ltg | Annual
Any | SWLG011M | MLI | Ex | CZ11 | cWtd | SWLG011-01 | ExAnte2020 | IOU workpaper | 2019-06-26 | Fixture | 1 |  | None | 0 | 0 | 0 | 45.4 | 0.00603 | -0.421 | [6 empty] | DEER:Indoor_Non-CFL_Ltg | Annual
Any | SWLG011M | MLI | Ex | CZ12 | cWtd | SWLG011-01 | ExAnte2020 | IOU workpaper | 2019-06-26 | Fixture | 1 |  | None | 0 | 0 | 0 | 45 | 0.00588 | -0.434 | [6 empty] | DEER:Indoor_Non-CFL_Ltg | Annual
Any | SWLG011M | MLI | Ex | CZ13 | cWtd | SWLG011-01 | ExAnte2020 | IOU workpaper | 2019-06-26 | Fixture | 1 |  | None | 0 | 0 | 0 | 45.9 | 0.00578 | -0.38 | [6 empty] | DEER:Indoor_Non-CFL_Ltg | Annual
Any | SWLG011M | MLI | Ex | CZ14 | cWtd | SWLG011-01 | ExAnte2020 | IOU workpaper | 2019-06-26 | Fixture | 1 |  | None | 0 | 0 | 0 | 46.3 | 0.00613 | -0.407 | [6 empty] | DEER:Indoor_Non-CFL_Ltg | Annual
Any | SWLG011M | MLI | Ex | CZ15 | cWtd | SWLG011-01 | ExAnte2020 | IOU workpaper | 2019-06-26 | Fixture | 1 |  | None | 0 | 0 | 0 | 49.9 | 0.00628 | -0.11 | [6 empty] | DEER:Indoor_Non-CFL_Ltg | Annual
Any | SWLG011M | MLI | Ex | CZ16 | cWtd | SWLG011-01 | ExAnte2020 | IOU workpaper | 2019-06-26 | Fixture | 1 |  | None | 0 | 0 | 0 | 43.6 | 0.00593 | -0.652 | [6 empty] | DEER:Indoor_Non-CFL_Ltg | Annual
Any | SWLG011M | Mtl | Ex | CZ01 | cWtd | SWLG011-01 | ExAnte2020 | IOU workpaper | 2019-06-26 | Fixture | 1 |  | None | 0 | 0 | 0 | 54.3 | 0.00894 | -0.945 | [6 empty] | DEER:Indoor_Non-CFL_Ltg | Annual
Any | SWLG011M | Mtl | Ex | CZ02 | cWtd | SWLG011-01 | ExAnte2020 | IOU workpaper | 2019-06-26 | Fixture | 1 |  | None | 0 | 0 | 0 | 61 | 0.00959 | -0.646 | [6 empty] | DEER:Indoor_Non-CFL_Ltg | Annual
Any | SWLG011M | Mtl | Ex | CZ03 | cWtd | SWLG011-01 | ExAnte2020 | IOU workpaper | 2019-06-26 | Fixture | 1 |  | None | 0 | 0 | 0 | 60.3 | 0.00951 | -0.633 | [6 empty] | DEER:Indoor_Non-CFL_Ltg | Annual
Any | SWLG011M | Mtl | Ex | CZ04 | cWtd | SWLG011-01 | ExAnte2020 | IOU workpaper | 2019-06-26 | Fixture | 1 |  | None | 0 | 0 | 0 | 63.7 | 0.00951 | -0.525 | [6 empty] | DEER:Indoor_Non-CFL_Ltg | Annual
Any | SWLG011M | Mtl | Ex | CZ05 | cWtd | SWLG011-01 | ExAnte2020 | IOU workpaper | 2019-06-26 | Fixture | 1 |  | None | 0 | 0 | 0 | 59.7 | 0.00918 | -0.704 | [6 empty] | DEER:Indoor_Non-CFL_Ltg | Annual
Any | SWLG011M | Mtl | Ex | CZ06 | cWtd | SWLG011-01 | ExAnte2020 | IOU workpaper | 2019-06-26 | Fixture | 1 |  | None | 0 | 0 | 0 | 70.4 | 0.00991 | -0.244 | [6 empty] | DEER:Indoor_Non-CFL_Ltg | Annual
Any | SWLG011M | Mtl | Ex | CZ07 | cWtd | SWLG011-01 | ExAnte2020 | IOU workpaper | 2019-06-26 | Fixture | 1 |  | None | 0 | 0 | 0 | 72.4 | 0.00983 | -0.152 | [6 empty] | DEER:Indoor_Non-CFL_Ltg | Annual
Any | SWLG011M | Mtl | Ex | CZ08 | cWtd | SWLG011-01 | ExAnte2020 | IOU workpaper | 2019-06-26 | Fixture | 1 |  | None | 0 | 0 | 0 | 72.4 | 0.00983 | -0.214 | [6 empty] | DEER:Indoor_Non-CFL_Ltg | Annual
Any | SWLG011M | Mtl | Ex | CZ09 | cWtd | SWLG011-01 | ExAnte2020 | IOU workpaper | 2019-06-26 | Fixture | 1 |  | None | 0 | 0 | 0 | 70.4 | 0.0102 | -0.243 | [6 empty] | DEER:Indoor_Non-CFL_Ltg | Annual
Any | SWLG011M | Mtl | Ex | CZ10 | cWtd | SWLG011-01 | ExAnte2020 | IOU workpaper | 2019-06-26 | Fixture | 1 |  | None | 0 | 0 | 0 | 69 | 0.0101 | -0.303 | [6 empty] | DEER:Indoor_Non-CFL_Ltg | Annual
Any | SWLG011M | Mtl | Ex | CZ11 | cWtd | SWLG011-01 | ExAnte2020 | IOU workpaper | 2019-06-26 | Fixture | 1 |  | None | 0 | 0 | 0 | 64.3 | 0.00967 | -0.501 | [6 empty] | DEER:Indoor_Non-CFL_Ltg | Annual
Any | SWLG011M | Mtl | Ex | CZ12 | cWtd | SWLG011-01 | ExAnte2020 | IOU workpaper | 2019-06-26 | Fixture | 1 |  | None | 0 | 0 | 0 | 63.7 | 0.00959 | -0.521 | [6 empty] | DEER:Indoor_Non-CFL_Ltg | Annual
Any | SWLG011M | Mtl | Ex | CZ13 | cWtd | SWLG011-01 | ExAnte2020 | IOU workpaper | 2019-06-26 | Fixture | 1 |  | None | 0 | 0 | 0 | 65.7 | 0.00959 | -0.463 | [6 empty] | DEER:Indoor_Non-CFL_Ltg | Annual
Any | SWLG011M | Mtl | Ex | CZ14 | cWtd | SWLG011-01 | ExAnte2020 | IOU workpaper | 2019-06-26 | Fixture | 1 |  | None | 0 | 0 | 0 | 65.7 | 0.00999 | -0.416 | [6 empty] | DEER:Indoor_Non-CFL_Ltg | Annual
Any | SWLG011M | Mtl | Ex | CZ15 | cWtd | SWLG011-01 | ExAnte2020 | IOU workpaper | 2019-06-26 | Fixture | 1 |  | None | 0 | 0 | 0 | 75.1 | 0.0102 | -0.123 | [6 empty] | DEER:Indoor_Non-CFL_Ltg | Annual
Any | SWLG011M | Mtl | Ex | CZ16 | cWtd | SWLG011-01 | ExAnte2020 | IOU workpaper | 2019-06-26 | Fixture | 1 |  | None | 0 | 0 | 0 | 58.3 | 0.00975 | -0.621 | [6 empty] | DEER:Indoor_Non-CFL_Ltg | Annual
Any | SWLG011M | Nrs | Ex | CZ01 | cWtd | SWLG011-01 | ExAnte2020 | IOU workpaper | 2019-06-26 | Fixture | 1 |  | None | 0 | 0 | 0 | 59.5 | 0.012 | -1.18 | [6 empty] | DEER:Indoor_Non-CFL_Ltg | Annual
Any | SWLG011M | Nrs | Ex | CZ02 | cWtd | SWLG011-01 | ExAnte2020 | IOU workpaper | 2019-06-26 | Fixture | 1 |  | None | 0 | 0 | 0 | 63.8 | 0.0131 | -0.804 | [6 empty] | DEER:Indoor_Non-CFL_Ltg | Annual
Any | SWLG011M | Nrs | Ex | CZ03 | cWtd | SWLG011-01 | ExAnte2020 | IOU workpaper | 2019-06-26 | Fixture | 1 |  | None | 0 | 0 | 0 | 63.2 | 0.0128 | -0.767 | [6 empty] | DEER:Indoor_Non-CFL_Ltg | Annual
Any | SWLG011M | Nrs | Ex | CZ04 | cWtd | SWLG011-01 | ExAnte2020 | IOU workpaper | 2019-06-26 | Fixture | 1 |  | None | 0 | 0 | 0 | 65.1 | 0.0131 | -0.632 | [6 empty] | DEER:Indoor_Non-CFL_Ltg | Annual
Any | SWLG011M | Nrs | Ex | CZ05 | cWtd | SWLG011-01 | ExAnte2020 | IOU workpaper | 2019-06-26 | Fixture | 1 |  | None | 0 | 0 | 0 | 63.2 | 0.0124 | -0.792 | [6 empty] | DEER:Indoor_Non-CFL_Ltg | Annual
Any | SWLG011M | Nrs | Ex | CZ06 | cWtd | SWLG011-01 | ExAnte2020 | IOU workpaper | 2019-06-26 | Fixture | 1 |  | None | 0 | 0 | 0 | 68.1 | 0.0137 | -0.415 | [6 empty] | DEER:Indoor_Non-CFL_Ltg | Annual
Any | SWLG011M | Nrs | Ex | CZ07 | cWtd | SWLG011-01 | ExAnte2020 | IOU workpaper | 2019-06-26 | Fixture | 1 |  | None | 0 | 0 | 0 | 68.1 | 0.0138 | -0.356 | [6 empty] | DEER:Indoor_Non-CFL_Ltg | Annual
Any | SWLG011M | Nrs | Ex | CZ08 | cWtd | SWLG011-01 | ExAnte2020 | IOU workpaper | 2019-06-26 | Fixture | 1 |  | None | 0 | 0 | 0 | 68.8 | 0.0139 | -0.379 | [6 empty] | DEER:Indoor_Non-CFL_Ltg | Annual
Any | SWLG011M | Nrs | Ex | CZ09 | cWtd | SWLG011-01 | ExAnte2020 | IOU workpaper | 2019-06-26 | Fixture | 1 |  | None | 0 | 0 | 0 | 68.8 | 0.014 | -0.41 | [6 empty] | DEER:Indoor_Non-CFL_Ltg | Annual
Any | SWLG011M | Nrs | Ex | CZ10 | cWtd | SWLG011-01 | ExAnte2020 | IOU workpaper | 2019-06-26 | Fixture | 1 |  | None | 0 | 0 | 0 | 69.4 | 0.0148 | -0.437 | [6 empty] | DEER:Indoor_Non-CFL_Ltg | Annual
Any | SWLG011M | Nrs | Ex | CZ11 | cWtd | SWLG011-01 | ExAnte2020 | IOU workpaper | 2019-06-26 | Fixture | 1 |  | None | 0 | 0 | 0 | 65.7 | 0.0134 | -0.657 | [6 empty] | DEER:Indoor_Non-CFL_Ltg | Annual
Any | SWLG011M | Nrs | Ex | CZ12 | cWtd | SWLG011-01 | ExAnte2020 | IOU workpaper | 2019-06-26 | Fixture | 1 |  | None | 0 | 0 | 0 | 65.1 | 0.0133 | -0.688 | [6 empty] | DEER:Indoor_Non-CFL_Ltg | Annual
Any | SWLG011M | Nrs | Ex | CZ13 | cWtd | SWLG011-01 | ExAnte2020 | IOU workpaper | 2019-06-26 | Fixture | 1 |  | None | 0 | 0 | 0 | 66.3 | 0.0133 | -0.62 | [6 empty] | DEER:Indoor_Non-CFL_Ltg | Annual
Any | SWLG011M | Nrs | Ex | CZ14 | cWtd | SWLG011-01 | ExAnte2020 | IOU workpaper | 2019-06-26 | Fixture | 1 |  | None | 0 | 0 | 0 | 67.5 | 0.0138 | -0.58 | [6 empty] | DEER:Indoor_Non-CFL_Ltg | Annual
Any | SWLG011M | Nrs | Ex | CZ15 | cWtd | SWLG011-01 | ExAnte2020 | IOU workpaper | 2019-06-26 | Fixture | 1 |  | None | 0 | 0 | 0 | 73.1 | 0.0144 | -0.21 | [6 empty] | DEER:Indoor_Non-CFL_Ltg | Annual
Any | SWLG011M | Nrs | Ex | CZ16 | cWtd | SWLG011-01 | ExAnte2020 | IOU workpaper | 2019-06-26 | Fixture | 1 |  | None | 0 | 0 | 0 | 62 | 0.0131 | -0.982 | [6 empty] | DEER:Indoor_Non-CFL_Ltg | Annual
Any | SWLG011M | OfL | Ex | CZ01 | cWtd | SWLG011-01 | ExAnte2020 | IOU workpaper | 2019-06-26 | Fixture | 1 |  | None | 0 | 0 | 0 | 43 | 0.00637 | -0.207 | [6 empty] | DEER:Indoor_Non-CFL_Ltg | Annual
Any | SWLG011M | OfL | Ex | CZ02 | cWtd | SWLG011-01 | ExAnte2020 | IOU workpaper | 2019-06-26 | Fixture | 1 |  | None | 0 | 0 | 0 | 45.1 | 0.00666 | -0.119 | [6 empty] | DEER:Indoor_Non-CFL_Ltg | Annual
Any | SWLG011M | OfL | Ex | CZ03 | cWtd | SWLG011-01 | ExAnte2020 | IOU workpaper | 2019-06-26 | Fixture | 1 |  | None | 0 | 0 | 0 | 44.7 | 0.00655 | -0.104 | [6 empty] | DEER:Indoor_Non-CFL_Ltg | Annual
Any | SWLG011M | OfL | Ex | CZ04 | cWtd | SWLG011-01 | ExAnte2020 | IOU workpaper | 2019-06-26 | Fixture | 1 |  | None | 0 | 0 | 0 | 45.1 | 0.00682 | -0.105 | [6 empty] | DEER:Indoor_Non-CFL_Ltg | Annual
Any | SWLG011M | OfL | Ex | CZ05 | cWtd | SWLG011-01 | ExAnte2020 | IOU workpaper | 2019-06-26 | Fixture | 1 |  | None | 0 | 0 | 0 | 45.1 | 0.00644 | -0.0881 | [6 empty] | DEER:Indoor_Non-CFL_Ltg | Annual
Any | SWLG011M | OfL | Ex | CZ06 | cWtd | SWLG011-01 | ExAnte2020 | IOU workpaper | 2019-06-26 | Fixture | 1 |  | None | 0 | 0 | 0 | 47.9 | 0.00671 | -0.03 | [6 empty] | DEER:Indoor_Non-CFL_Ltg | Annual
Any | SWLG011M | OfL | Ex | CZ07 | cWtd | SWLG011-01 | ExAnte2020 | IOU workpaper | 2019-06-26 | Fixture | 1 |  | None | 0 | 0 | 0 | 47.5 | 0.0066 | -0.00226 | [6 empty] | DEER:Indoor_Non-CFL_Ltg | Annual
Any | SWLG011M | OfL | Ex | CZ08 | cWtd | SWLG011-01 | ExAnte2020 | IOU workpaper | 2019-06-26 | Fixture | 1 |  | None | 0 | 0 | 0 | 47.9 | 0.00666 | -0.0225 | [6 empty] | DEER:Indoor_Non-CFL_Ltg | Annual
Any | SWLG011M | OfL | Ex | CZ09 | cWtd | SWLG011-01 | ExAnte2020 | IOU workpaper | 2019-06-26 | Fixture | 1 |  | None | 0 | 0 | 0 | 47.5 | 0.00704 | -0.0439 | [6 empty] | DEER:Indoor_Non-CFL_Ltg | Annual
Any | SWLG011M | OfL | Ex | CZ10 | cWtd | SWLG011-01 | ExAnte2020 | IOU workpaper | 2019-06-26 | Fixture | 1 |  | None | 0 | 0 | 0 | 48.3 | 0.00709 | -0.0253 | [6 empty] | DEER:Indoor_Non-CFL_Ltg | Annual
Any | SWLG011M | OfL | Ex | CZ11 | cWtd | SWLG011-01 | ExAnte2020 | IOU workpaper | 2019-06-26 | Fixture | 1 |  | None | 0 | 0 | 0 | 45.5 | 0.00693 | -0.13 | [6 empty] | DEER:Indoor_Non-CFL_Ltg | Annual
Any | SWLG011M | OfL | Ex | CZ12 | cWtd | SWLG011-01 | ExAnte2020 | IOU workpaper | 2019-06-26 | Fixture | 1 |  | None | 0 | 0 | 0 | 45.5 | 0.00736 | -0.121 | [6 empty] | DEER:Indoor_Non-CFL_Ltg | Annual
Any | SWLG011M | OfL | Ex | CZ13 | cWtd | SWLG011-01 | ExAnte2020 | IOU workpaper | 2019-06-26 | Fixture | 1 |  | None | 0 | 0 | 0 | 45.9 | 0.00725 | -0.113 | [6 empty] | DEER:Indoor_Non-CFL_Ltg | Annual
Any | SWLG011M | OfL | Ex | CZ14 | cWtd | SWLG011-01 | ExAnte2020 | IOU workpaper | 2019-06-26 | Fixture | 1 |  | None | 0 | 0 | 0 | 47.1 | 0.00693 | -0.111 | [6 empty] | DEER:Indoor_Non-CFL_Ltg | Annual
Any | SWLG011M | OfL | Ex | CZ15 | cWtd | SWLG011-01 | ExAnte2020 | IOU workpaper | 2019-06-26 | Fixture | 1 |  | None | 0 | 0 | 0 | 49.1 | 0.00753 | -0.00637 | [6 empty] | DEER:Indoor_Non-CFL_Ltg | Annual
Any | SWLG011M | OfL | Ex | CZ16 | cWtd | SWLG011-01 | ExAnte2020 | IOU workpaper | 2019-06-26 | Fixture | 1 |  | None | 0 | 0 | 0 | 44.3 | 0.00671 | -0.331 | [6 empty] | DEER:Indoor_Non-CFL_Ltg | Annual
Any | SWLG011M | OfS | Ex | CZ01 | cWtd | SWLG011-01 | ExAnte2020 | IOU workpaper | 2019-06-26 | Fixture | 1 |  | None | 0 | 0 | 0 | 31.7 | 0.00532 | -0.26 | [6 empty] | DEER:Indoor_Non-CFL_Ltg | Annual
Any | SWLG011M | OfS | Ex | CZ02 | cWtd | SWLG011-01 | ExAnte2020 | IOU workpaper | 2019-06-26 | Fixture | 1 |  | None | 0 | 0 | 0 | 34.4 | 0.0058 | -0.16 | [6 empty] | DEER:Indoor_Non-CFL_Ltg | Annual
Any | SWLG011M | OfS | Ex | CZ03 | cWtd | SWLG011-01 | ExAnte2020 | IOU workpaper | 2019-06-26 | Fixture | 1 |  | None | 0 | 0 | 0 | 33.7 | 0.00556 | -0.152 | [6 empty] | DEER:Indoor_Non-CFL_Ltg | Annual
Any | SWLG011M | OfS | Ex | CZ04 | cWtd | SWLG011-01 | ExAnte2020 | IOU workpaper | 2019-06-26 | Fixture | 1 |  | None | 0 | 0 | 0 | 34.7 | 0.00561 | -0.132 | [6 empty] | DEER:Indoor_Non-CFL_Ltg | Annual
Any | SWLG011M | OfS | Ex | CZ05 | cWtd | SWLG011-01 | ExAnte2020 | IOU workpaper | 2019-06-26 | Fixture | 1 |  | None | 0 | 0 | 0 | 34 | 0.00541 | -0.132 | [6 empty] | DEER:Indoor_Non-CFL_Ltg | Annual
Any | SWLG011M | OfS | Ex | CZ06 | cWtd | SWLG011-01 | ExAnte2020 | IOU workpaper | 2019-06-26 | Fixture | 1 |  | None | 0 | 0 | 0 | 36.7 | 0.00575 | -0.0574 | [6 empty] | DEER:Indoor_Non-CFL_Ltg | Annual
Any | SWLG011M | OfS | Ex | CZ07 | cWtd | SWLG011-01 | ExAnte2020 | IOU workpaper | 2019-06-26 | Fixture | 1 |  | None | 0 | 0 | 0 | 36.4 | 0.00556 | -0.0337 | [6 empty] | DEER:Indoor_Non-CFL_Ltg | Annual
Any | SWLG011M | OfS | Ex | CZ08 | cWtd | SWLG011-01 | ExAnte2020 | IOU workpaper | 2019-06-26 | Fixture | 1 |  | None | 0 | 0 | 0 | 37 | 0.00575 | -0.058 | [6 empty] | DEER:Indoor_Non-CFL_Ltg | Annual
Any | SWLG011M | OfS | Ex | CZ09 | cWtd | SWLG011-01 | ExAnte2020 | IOU workpaper | 2019-06-26 | Fixture | 1 |  | None | 0 | 0 | 0 | 36.7 | 0.00595 | -0.0717 | [6 empty] | DEER:Indoor_Non-CFL_Ltg | Annual
Any | SWLG011M | OfS | Ex | CZ10 | cWtd | SWLG011-01 | ExAnte2020 | IOU workpaper | 2019-06-26 | Fixture | 1 |  | None | 0 | 0 | 0 | 36.7 | 0.00595 | -0.0574 | [6 empty] | DEER:Indoor_Non-CFL_Ltg | Annual
Any | SWLG011M | OfS | Ex | CZ11 | cWtd | SWLG011-01 | ExAnte2020 | IOU workpaper | 2019-06-26 | Fixture | 1 |  | None | 0 | 0 | 0 | 34.7 | 0.00619 | -0.151 | [6 empty] | DEER:Indoor_Non-CFL_Ltg | Annual
Any | SWLG011M | OfS | Ex | CZ12 | cWtd | SWLG011-01 | ExAnte2020 | IOU workpaper | 2019-06-26 | Fixture | 1 |  | None | 0 | 0 | 0 | 34.7 | 0.00595 | -0.153 | [6 empty] | DEER:Indoor_Non-CFL_Ltg | Annual
Any | SWLG011M | OfS | Ex | CZ13 | cWtd | SWLG011-01 | ExAnte2020 | IOU workpaper | 2019-06-26 | Fixture | 1 |  | None | 0 | 0 | 0 | 35 | 0.0059 | -0.141 | [6 empty] | DEER:Indoor_Non-CFL_Ltg | Annual
Any | SWLG011M | OfS | Ex | CZ14 | cWtd | SWLG011-01 | ExAnte2020 | IOU workpaper | 2019-06-26 | Fixture | 1 |  | None | 0 | 0 | 0 | 35.7 | 0.00599 | -0.115 | [6 empty] | DEER:Indoor_Non-CFL_Ltg | Annual
Any | SWLG011M | OfS | Ex | CZ15 | cWtd | SWLG011-01 | ExAnte2020 | IOU workpaper | 2019-06-26 | Fixture | 1 |  | None | 0 | 0 | 0 | 38.7 | 0.00624 | -0.0219 | [6 empty] | DEER:Indoor_Non-CFL_Ltg | Annual
Any | SWLG011M | OfS | Ex | CZ16 | cWtd | SWLG011-01 | ExAnte2020 | IOU workpaper | 2019-06-26 | Fixture | 1 |  | None | 0 | 0 | 0 | 32.7 | 0.00585 | -0.278 | [6 empty] | DEER:Indoor_Non-CFL_Ltg | Annual
Any | SWLG011M | RFF | Ex | CZ01 | cWtd | SWLG011-01 | ExAnte2020 | IOU workpaper | 2019-06-26 | Fixture | 1 |  | None | 0 | 0 | 0 | 49.3 | 0.00853 | -0.997 | [6 empty] | DEER:Indoor_Non-CFL_Ltg | Annual
Any | SWLG011M | RFF | Ex | CZ02 | cWtd | SWLG011-01 | ExAnte2020 | IOU workpaper | 2019-06-26 | Fixture | 1 |  | None | 0 | 0 | 0 | 53.7 | 0.00909 | -0.635 | [6 empty] | DEER:Indoor_Non-CFL_Ltg | Annual
Any | SWLG011M | RFF | Ex | CZ03 | cWtd | SWLG011-01 | ExAnte2020 | IOU workpaper | 2019-06-26 | Fixture | 1 |  | None | 0 | 0 | 0 | 52.6 | 0.00917 | -0.685 | [6 empty] | DEER:Indoor_Non-CFL_Ltg | Annual
Any | SWLG011M | RFF | Ex | CZ04 | cWtd | SWLG011-01 | ExAnte2020 | IOU workpaper | 2019-06-26 | Fixture | 1 |  | None | 0 | 0 | 0 | 54.2 | 0.00917 | -0.53 | [6 empty] | DEER:Indoor_Non-CFL_Ltg | Annual
Any | SWLG011M | RFF | Ex | CZ05 | cWtd | SWLG011-01 | ExAnte2020 | IOU workpaper | 2019-06-26 | Fixture | 1 |  | None | 0 | 0 | 0 | 52.6 | 0.00901 | -0.685 | [6 empty] | DEER:Indoor_Non-CFL_Ltg | Annual
Any | SWLG011M | RFF | Ex | CZ06 | cWtd | SWLG011-01 | ExAnte2020 | IOU workpaper | 2019-06-26 | Fixture | 1 |  | None | 0 | 0 | 0 | 58.1 | 0.00965 | -0.442 | [6 empty] | DEER:Indoor_Non-CFL_Ltg | Annual
Any | SWLG011M | RFF | Ex | CZ07 | cWtd | SWLG011-01 | ExAnte2020 | IOU workpaper | 2019-06-26 | Fixture | 1 |  | None | 0 | 0 | 0 | 58.6 | 0.00973 | -0.362 | [6 empty] | DEER:Indoor_Non-CFL_Ltg | Annual
Any | SWLG011M | RFF | Ex | CZ08 | cWtd | SWLG011-01 | ExAnte2020 | IOU workpaper | 2019-06-26 | Fixture | 1 |  | None | 0 | 0 | 0 | 58.6 | 0.00957 | -0.369 | [6 empty] | DEER:Indoor_Non-CFL_Ltg | Annual
Any | SWLG011M | RFF | Ex | CZ09 | cWtd | SWLG011-01 | ExAnte2020 | IOU workpaper | 2019-06-26 | Fixture | 1 |  | None | 0 | 0 | 0 | 58.1 | 0.00973 | -0.439 | [6 empty] | DEER:Indoor_Non-CFL_Ltg | Annual
Any | SWLG011M | RFF | Ex | CZ10 | cWtd | SWLG011-01 | ExAnte2020 | IOU workpaper | 2019-06-26 | Fixture | 1 |  | None | 0 | 0 | 0 | 58.1 | 0.00965 | -0.442 | [6 empty] | DEER:Indoor_Non-CFL_Ltg | Annual
Any | SWLG011M | RFF | Ex | CZ11 | cWtd | SWLG011-01 | ExAnte2020 | IOU workpaper | 2019-06-26 | Fixture | 1 |  | None | 0 | 0 | 0 | 54.8 | 0.00933 | -0.533 | [6 empty] | DEER:Indoor_Non-CFL_Ltg | Annual
Any | SWLG011M | RFF | Ex | CZ12 | cWtd | SWLG011-01 | ExAnte2020 | IOU workpaper | 2019-06-26 | Fixture | 1 |  | None | 0 | 0 | 0 | 54.2 | 0.00941 | -0.545 | [6 empty] | DEER:Indoor_Non-CFL_Ltg | Annual
Any | SWLG011M | RFF | Ex | CZ13 | cWtd | SWLG011-01 | ExAnte2020 | IOU workpaper | 2019-06-26 | Fixture | 1 |  | None | 0 | 0 | 0 | 55.3 | 0.00941 | -0.5 | [6 empty] | DEER:Indoor_Non-CFL_Ltg | Annual
Any | SWLG011M | RFF | Ex | CZ14 | cWtd | SWLG011-01 | ExAnte2020 | IOU workpaper | 2019-06-26 | Fixture | 1 |  | None | 0 | 0 | 0 | 57 | 0.00973 | -0.614 | [6 empty] | DEER:Indoor_Non-CFL_Ltg | Annual
Any | SWLG011M | RFF | Ex | CZ15 | cWtd | SWLG011-01 | ExAnte2020 | IOU workpaper | 2019-06-26 | Fixture | 1 |  | None | 0 | 0 | 0 | 61.4 | 0.00989 | -0.203 | [6 empty] | DEER:Indoor_Non-CFL_Ltg | Annual
Any | SWLG011M | RFF | Ex | CZ16 | cWtd | SWLG011-01 | ExAnte2020 | IOU workpaper | 2019-06-26 | Fixture | 1 |  | None | 0 | 0 | 0 | 54.2 | 0.00941 | -0.849 | [6 empty] | DEER:Indoor_Non-CFL_Ltg | Annual
Any | SWLG011M | RSD | Ex | CZ01 | cWtd | SWLG011-01 | ExAnte2020 | IOU workpaper | 2019-06-26 | Fixture | 1 |  | None | 0 | 0 | 0 | 56.5 | 0.0123 | -1.03 | [6 empty] | DEER:Indoor_Non-CFL_Ltg | Annual
Any | SWLG011M | RSD | Ex | CZ02 | cWtd | SWLG011-01 | ExAnte2020 | IOU workpaper | 2019-06-26 | Fixture | 1 |  | None | 0 | 0 | 0 | 62 | 0.0124 | -0.527 | [6 empty] | DEER:Indoor_Non-CFL_Ltg | Annual
Any | SWLG011M | RSD | Ex | CZ03 | cWtd | SWLG011-01 | ExAnte2020 | IOU workpaper | 2019-06-26 | Fixture | 1 |  | None | 0 | 0 | 0 | 62 | 0.0124 | -0.516 | [6 empty] | DEER:Indoor_Non-CFL_Ltg | Annual
Any | SWLG011M | RSD | Ex | CZ04 | cWtd | SWLG011-01 | ExAnte2020 | IOU workpaper | 2019-06-26 | Fixture | 1 |  | None | 0 | 0 | 0 | 63.2 | 0.0124 | -0.391 | [6 empty] | DEER:Indoor_Non-CFL_Ltg | Annual
Any | SWLG011M | RSD | Ex | CZ05 | cWtd | SWLG011-01 | ExAnte2020 | IOU workpaper | 2019-06-26 | Fixture | 1 |  | None | 0 | 0 | 0 | 62 | 0.0123 | -0.481 | [6 empty] | DEER:Indoor_Non-CFL_Ltg | Annual
Any | SWLG011M | RSD | Ex | CZ06 | cWtd | SWLG011-01 | ExAnte2020 | IOU workpaper | 2019-06-26 | Fixture | 1 |  | None | 0 | 0 | 0 | 68.1 | 0.013 | -0.203 | [6 empty] | DEER:Indoor_Non-CFL_Ltg | Annual
Any | SWLG011M | RSD | Ex | CZ07 | cWtd | SWLG011-01 | ExAnte2020 | IOU workpaper | 2019-06-26 | Fixture | 1 |  | None | 0 | 0 | 0 | 69.4 | 0.0132 | -0.0976 | [6 empty] | DEER:Indoor_Non-CFL_Ltg | Annual
Any | SWLG011M | RSD | Ex | CZ08 | cWtd | SWLG011-01 | ExAnte2020 | IOU workpaper | 2019-06-26 | Fixture | 1 |  | None | 0 | 0 | 0 | 68.1 | 0.0129 | -0.179 | [6 empty] | DEER:Indoor_Non-CFL_Ltg | Annual
Any | SWLG011M | RSD | Ex | CZ09 | cWtd | SWLG011-01 | ExAnte2020 | IOU workpaper | 2019-06-26 | Fixture | 1 |  | None | 0 | 0 | 0 | 66.9 | 0.0133 | -0.237 | [6 empty] | DEER:Indoor_Non-CFL_Ltg | Annual
Any | SWLG011M | RSD | Ex | CZ10 | cWtd | SWLG011-01 | ExAnte2020 | IOU workpaper | 2019-06-26 | Fixture | 1 |  | None | 0 | 0 | 0 | 66.9 | 0.0132 | -0.301 | [6 empty] | DEER:Indoor_Non-CFL_Ltg | Annual
Any | SWLG011M | RSD | Ex | CZ11 | cWtd | SWLG011-01 | ExAnte2020 | IOU workpaper | 2019-06-26 | Fixture | 1 |  | None | 0 | 0 | 0 | 62.6 | 0.0127 | -0.493 | [6 empty] | DEER:Indoor_Non-CFL_Ltg | Annual
Any | SWLG011M | RSD | Ex | CZ12 | cWtd | SWLG011-01 | ExAnte2020 | IOU workpaper | 2019-06-26 | Fixture | 1 |  | None | 0 | 0 | 0 | 62.6 | 0.0125 | -0.498 | [6 empty] | DEER:Indoor_Non-CFL_Ltg | Annual
Any | SWLG011M | RSD | Ex | CZ13 | cWtd | SWLG011-01 | ExAnte2020 | IOU workpaper | 2019-06-26 | Fixture | 1 |  | None | 0 | 0 | 0 | 63.2 | 0.0127 | -0.471 | [6 empty] | DEER:Indoor_Non-CFL_Ltg | Annual
Any | SWLG011M | RSD | Ex | CZ14 | cWtd | SWLG011-01 | ExAnte2020 | IOU workpaper | 2019-06-26 | Fixture | 1 |  | None | 0 | 0 | 0 | 65.7 | 0.0132 | -0.565 | [6 empty] | DEER:Indoor_Non-CFL_Ltg | Annual
Any | SWLG011M | RSD | Ex | CZ15 | cWtd | SWLG011-01 | ExAnte2020 | IOU workpaper | 2019-06-26 | Fixture | 1 |  | None | 0 | 0 | 0 | 70 | 0.0137 | -0.0902 | [6 empty] | DEER:Indoor_Non-CFL_Ltg | Annual
Any | SWLG011M | RSD | Ex | CZ16 | cWtd | SWLG011-01 | ExAnte2020 | IOU workpaper | 2019-06-26 | Fixture | 1 |  | None | 0 | 0 | 0 | 62 | 0.0128 | -0.915 | [6 empty] | DEER:Indoor_Non-CFL_Ltg | Annual
Any | SWLG011M | Rt3 | Ex | CZ01 | cWtd | SWLG011-01 | ExAnte2020 | IOU workpaper | 2019-06-26 | Fixture | 1 |  | None | 0 | 0 | 0 | 85.6 | 0.0159 | -0.804 | [6 empty] | DEER:Indoor_Non-CFL_Ltg | Annual
Any | SWLG011M | Rt3 | Ex | CZ02 | cWtd | SWLG011-01 | ExAnte2020 | IOU workpaper | 2019-06-26 | Fixture | 1 |  | None | 0 | 0 | 0 | 90.9 | 0.016 | -0.451 | [6 empty] | DEER:Indoor_Non-CFL_Ltg | Annual
Any | SWLG011M | Rt3 | Ex | CZ03 | cWtd | SWLG011-01 | ExAnte2020 | IOU workpaper | 2019-06-26 | Fixture | 1 |  | None | 0 | 0 | 0 | 90.9 | 0.0159 | -0.358 | [6 empty] | DEER:Indoor_Non-CFL_Ltg | Annual
Any | SWLG011M | Rt3 | Ex | CZ04 | cWtd | SWLG011-01 | ExAnte2020 | IOU workpaper | 2019-06-26 | Fixture | 1 |  | None | 0 | 0 | 0 | 92.7 | 0.016 | -0.284 | [6 empty] | DEER:Indoor_Non-CFL_Ltg | Annual
Any | SWLG011M | Rt3 | Ex | CZ05 | cWtd | SWLG011-01 | ExAnte2020 | IOU workpaper | 2019-06-26 | Fixture | 1 |  | None | 0 | 0 | 0 | 91.8 | 0.0156 | -0.277 | [6 empty] | DEER:Indoor_Non-CFL_Ltg | Annual
Any | SWLG011M | Rt3 | Ex | CZ06 | cWtd | SWLG011-01 | ExAnte2020 | IOU workpaper | 2019-06-26 | Fixture | 1 |  | None | 0 | 0 | 0 | 98 | 0.0167 | -0.0788 | [6 empty] | DEER:Indoor_Non-CFL_Ltg | Annual
Any | SWLG011M | Rt3 | Ex | CZ07 | cWtd | SWLG011-01 | ExAnte2020 | IOU workpaper | 2019-06-26 | Fixture | 1 |  | None | 0 | 0 | 0 | 98.9 | 0.0166 | -0.0224 | [6 empty] | DEER:Indoor_Non-CFL_Ltg | Annual
Any | SWLG011M | Rt3 | Ex | CZ08 | cWtd | SWLG011-01 | ExAnte2020 | IOU workpaper | 2019-06-26 | Fixture | 1 |  | None | 0 | 0 | 0 | 98 | 0.0166 | -0.0639 | [6 empty] | DEER:Indoor_Non-CFL_Ltg | Annual
Any | SWLG011M | Rt3 | Ex | CZ09 | cWtd | SWLG011-01 | ExAnte2020 | IOU workpaper | 2019-06-26 | Fixture | 1 |  | None | 0 | 0 | 0 | 96.2 | 0.017 | -0.116 | [6 empty] | DEER:Indoor_Non-CFL_Ltg | Annual
Any | SWLG011M | Rt3 | Ex | CZ10 | cWtd | SWLG011-01 | ExAnte2020 | IOU workpaper | 2019-06-26 | Fixture | 1 |  | None | 0 | 0 | 0 | 97.1 | 0.017 | -0.122 | [6 empty] | DEER:Indoor_Non-CFL_Ltg | Annual
Any | SWLG011M | Rt3 | Ex | CZ11 | cWtd | SWLG011-01 | ExAnte2020 | IOU workpaper | 2019-06-26 | Fixture | 1 |  | None | 0 | 0 | 0 | 91.8 | 0.0166 | -0.444 | [6 empty] | DEER:Indoor_Non-CFL_Ltg | Annual
Any | SWLG011M | Rt3 | Ex | CZ12 | cWtd | SWLG011-01 | ExAnte2020 | IOU workpaper | 2019-06-26 | Fixture | 1 |  | None | 0 | 0 | 0 | 91.8 | 0.0163 | -0.455 | [6 empty] | DEER:Indoor_Non-CFL_Ltg | Annual
Any | SWLG011M | Rt3 | Ex | CZ13 | cWtd | SWLG011-01 | ExAnte2020 | IOU workpaper | 2019-06-26 | Fixture | 1 |  | None | 0 | 0 | 0 | 92.7 | 0.0164 | -0.413 | [6 empty] | DEER:Indoor_Non-CFL_Ltg | Annual
Any | SWLG011M | Rt3 | Ex | CZ14 | cWtd | SWLG011-01 | ExAnte2020 | IOU workpaper | 2019-06-26 | Fixture | 1 |  | None | 0 | 0 | 0 | 94.5 | 0.017 | -0.407 | [6 empty] | DEER:Indoor_Non-CFL_Ltg | Annual
Any | SWLG011M | Rt3 | Ex | CZ15 | cWtd | SWLG011-01 | ExAnte2020 | IOU workpaper | 2019-06-26 | Fixture | 1 |  | None | 0 | 0 | 0 | 101 | 0.0175 | -0.0217 | [6 empty] | DEER:Indoor_Non-CFL_Ltg | Annual
Any | SWLG011M | Rt3 | Ex | CZ16 | cWtd | SWLG011-01 | ExAnte2020 | IOU workpaper | 2019-06-26 | Fixture | 1 |  | None | 0 | 0 | 0 | 87.4 | 0.0163 | -0.945 | [6 empty] | DEER:Indoor_Non-CFL_Ltg | Annual
Any | SWLG011M | RtL | Ex | CZ01 | cWtd | SWLG011-01 | ExAnte2020 | IOU workpaper | 2019-06-26 | Fixture | 1 |  | None | 0 | 0 | 0 | 65.4 | 0.0102 | -0.552 | [6 empty] | DEER:Indoor_Non-CFL_Ltg | Annual
Any | SWLG011M | RtL | Ex | CZ02 | cWtd | SWLG011-01 | ExAnte2020 | IOU workpaper | 2019-06-26 | Fixture | 1 |  | None | 0 | 0 | 0 | 68.7 | 0.0102 | -0.326 | [6 empty] | DEER:Indoor_Non-CFL_Ltg | Annual
Any | SWLG011M | RtL | Ex | CZ03 | cWtd | SWLG011-01 | ExAnte2020 | IOU workpaper | 2019-06-26 | Fixture | 1 |  | None | 0 | 0 | 0 | 69.4 | 0.0101 | -0.26 | [6 empty] | DEER:Indoor_Non-CFL_Ltg | Annual
Any | SWLG011M | RtL | Ex | CZ04 | cWtd | SWLG011-01 | ExAnte2020 | IOU workpaper | 2019-06-26 | Fixture | 1 |  | None | 0 | 0 | 0 | 70 | 0.0102 | -0.215 | [6 empty] | DEER:Indoor_Non-CFL_Ltg | Annual
Any | SWLG011M | RtL | Ex | CZ05 | cWtd | SWLG011-01 | ExAnte2020 | IOU workpaper | 2019-06-26 | Fixture | 1 |  | None | 0 | 0 | 0 | 69.4 | 0.0099 | -0.26 | [6 empty] | DEER:Indoor_Non-CFL_Ltg | Annual
Any | SWLG011M | RtL | Ex | CZ06 | cWtd | SWLG011-01 | ExAnte2020 | IOU workpaper | 2019-06-26 | Fixture | 1 |  | None | 0 | 0 | 0 | 74 | 0.0106 | -0.111 | [6 empty] | DEER:Indoor_Non-CFL_Ltg | Annual
Any | SWLG011M | RtL | Ex | CZ07 | cWtd | SWLG011-01 | ExAnte2020 | IOU workpaper | 2019-06-26 | Fixture | 1 |  | None | 0 | 0 | 0 | 74.7 | 0.0106 | -0.0813 | [6 empty] | DEER:Indoor_Non-CFL_Ltg | Annual
Any | SWLG011M | RtL | Ex | CZ08 | cWtd | SWLG011-01 | ExAnte2020 | IOU workpaper | 2019-06-26 | Fixture | 1 |  | None | 0 | 0 | 0 | 74 | 0.0106 | -0.0951 | [6 empty] | DEER:Indoor_Non-CFL_Ltg | Annual
Any | SWLG011M | RtL | Ex | CZ09 | cWtd | SWLG011-01 | ExAnte2020 | IOU workpaper | 2019-06-26 | Fixture | 1 |  | None | 0 | 0 | 0 | 72.7 | 0.0108 | -0.131 | [6 empty] | DEER:Indoor_Non-CFL_Ltg | Annual
Any | SWLG011M | RtL | Ex | CZ10 | cWtd | SWLG011-01 | ExAnte2020 | IOU workpaper | 2019-06-26 | Fixture | 1 |  | None | 0 | 0 | 0 | 72.7 | 0.0108 | -0.129 | [6 empty] | DEER:Indoor_Non-CFL_Ltg | Annual
Any | SWLG011M | RtL | Ex | CZ11 | cWtd | SWLG011-01 | ExAnte2020 | IOU workpaper | 2019-06-26 | Fixture | 1 |  | None | 0 | 0 | 0 | 69.4 | 0.0105 | -0.328 | [6 empty] | DEER:Indoor_Non-CFL_Ltg | Annual
Any | SWLG011M | RtL | Ex | CZ12 | cWtd | SWLG011-01 | ExAnte2020 | IOU workpaper | 2019-06-26 | Fixture | 1 |  | None | 0 | 0 | 0 | 68.7 | 0.0104 | -0.318 | [6 empty] | DEER:Indoor_Non-CFL_Ltg | Annual
Any | SWLG011M | RtL | Ex | CZ13 | cWtd | SWLG011-01 | ExAnte2020 | IOU workpaper | 2019-06-26 | Fixture | 1 |  | None | 0 | 0 | 0 | 69.4 | 0.0104 | -0.305 | [6 empty] | DEER:Indoor_Non-CFL_Ltg | Annual
Any | SWLG011M | RtL | Ex | CZ14 | cWtd | SWLG011-01 | ExAnte2020 | IOU workpaper | 2019-06-26 | Fixture | 1 |  | None | 0 | 0 | 0 | 70.7 | 0.0109 | -0.32 | [6 empty] | DEER:Indoor_Non-CFL_Ltg | Annual
Any | SWLG011M | RtL | Ex | CZ15 | cWtd | SWLG011-01 | ExAnte2020 | IOU workpaper | 2019-06-26 | Fixture | 1 |  | None | 0 | 0 | 0 | 76 | 0.0112 | -0.0482 | [6 empty] | DEER:Indoor_Non-CFL_Ltg | Annual
Any | SWLG011M | RtL | Ex | CZ16 | cWtd | SWLG011-01 | ExAnte2020 | IOU workpaper | 2019-06-26 | Fixture | 1 |  | None | 0 | 0 | 0 | 66.1 | 0.0104 | -0.7 | [6 empty] | DEER:Indoor_Non-CFL_Ltg | Annual
Any | SWLG011M | RtS | Ex | CZ01 | cWtd | SWLG011-01 | ExAnte2020 | IOU workpaper | 2019-06-26 | Fixture | 1 |  | None | 0 | 0 | 0 | 37.7 | 0.00692 | -0.606 | [6 empty] | DEER:Indoor_Non-CFL_Ltg | Annual
Any | SWLG011M | RtS | Ex | CZ02 | cWtd | SWLG011-01 | ExAnte2020 | IOU workpaper | 2019-06-26 | Fixture | 1 |  | None | 0 | 0 | 0 | 40.8 | 0.00718 | -0.335 | [6 empty] | DEER:Indoor_Non-CFL_Ltg | Annual
Any | SWLG011M | RtS | Ex | CZ03 | cWtd | SWLG011-01 | ExAnte2020 | IOU workpaper | 2019-06-26 | Fixture | 1 |  | None | 0 | 0 | 0 | 40.4 | 0.00716 | -0.36 | [6 empty] | DEER:Indoor_Non-CFL_Ltg | Annual
Any | SWLG011M | RtS | Ex | CZ04 | cWtd | SWLG011-01 | ExAnte2020 | IOU workpaper | 2019-06-26 | Fixture | 1 |  | None | 0 | 0 | 0 | 41.2 | 0.00718 | -0.281 | [6 empty] | DEER:Indoor_Non-CFL_Ltg | Annual
Any | SWLG011M | RtS | Ex | CZ05 | cWtd | SWLG011-01 | ExAnte2020 | IOU workpaper | 2019-06-26 | Fixture | 1 |  | None | 0 | 0 | 0 | 40.8 | 0.00706 | -0.326 | [6 empty] | DEER:Indoor_Non-CFL_Ltg | Annual
Any | SWLG011M | RtS | Ex | CZ06 | cWtd | SWLG011-01 | ExAnte2020 | IOU workpaper | 2019-06-26 | Fixture | 1 |  | None | 0 | 0 | 0 | 43.6 | 0.00741 | -0.163 | [6 empty] | DEER:Indoor_Non-CFL_Ltg | Annual
Any | SWLG011M | RtS | Ex | CZ07 | cWtd | SWLG011-01 | ExAnte2020 | IOU workpaper | 2019-06-26 | Fixture | 1 |  | None | 0 | 0 | 0 | 44.4 | 0.00741 | -0.12 | [6 empty] | DEER:Indoor_Non-CFL_Ltg | Annual
Any | SWLG011M | RtS | Ex | CZ08 | cWtd | SWLG011-01 | ExAnte2020 | IOU workpaper | 2019-06-26 | Fixture | 1 |  | None | 0 | 0 | 0 | 44 | 0.00735 | -0.138 | [6 empty] | DEER:Indoor_Non-CFL_Ltg | Annual
Any | SWLG011M | RtS | Ex | CZ09 | cWtd | SWLG011-01 | ExAnte2020 | IOU workpaper | 2019-06-26 | Fixture | 1 |  | None | 0 | 0 | 0 | 43.6 | 0.00753 | -0.18 | [6 empty] | DEER:Indoor_Non-CFL_Ltg | Annual
Any | SWLG011M | RtS | Ex | CZ10 | cWtd | SWLG011-01 | ExAnte2020 | IOU workpaper | 2019-06-26 | Fixture | 1 |  | None | 0 | 0 | 0 | 44 | 0.00755 | -0.172 | [6 empty] | DEER:Indoor_Non-CFL_Ltg | Annual
Any | SWLG011M | RtS | Ex | CZ11 | cWtd | SWLG011-01 | ExAnte2020 | IOU workpaper | 2019-06-26 | Fixture | 1 |  | None | 0 | 0 | 0 | 41.2 | 0.00731 | -0.316 | [6 empty] | DEER:Indoor_Non-CFL_Ltg | Annual
Any | SWLG011M | RtS | Ex | CZ12 | cWtd | SWLG011-01 | ExAnte2020 | IOU workpaper | 2019-06-26 | Fixture | 1 |  | None | 0 | 0 | 0 | 41.2 | 0.00731 | -0.318 | [6 empty] | DEER:Indoor_Non-CFL_Ltg | Annual
Any | SWLG011M | RtS | Ex | CZ13 | cWtd | SWLG011-01 | ExAnte2020 | IOU workpaper | 2019-06-26 | Fixture | 1 |  | None | 0 | 0 | 0 | 41.2 | 0.00729 | -0.3 | [6 empty] | DEER:Indoor_Non-CFL_Ltg | Annual
Any | SWLG011M | RtS | Ex | CZ14 | cWtd | SWLG011-01 | ExAnte2020 | IOU workpaper | 2019-06-26 | Fixture | 1 |  | None | 0 | 0 | 0 | 42.4 | 0.00761 | -0.289 | [6 empty] | DEER:Indoor_Non-CFL_Ltg | Annual
Any | SWLG011M | RtS | Ex | CZ15 | cWtd | SWLG011-01 | ExAnte2020 | IOU workpaper | 2019-06-26 | Fixture | 1 |  | None | 0 | 0 | 0 | 46 | 0.00767 | -0.0662 | [6 empty] | DEER:Indoor_Non-CFL_Ltg | Annual
Any | SWLG011M | RtS | Ex | CZ16 | cWtd | SWLG011-01 | ExAnte2020 | IOU workpaper | 2019-06-26 | Fixture | 1 |  | None | 0 | 0 | 0 | 39.2 | 0.00735 | -0.476 | [6 empty] | DEER:Indoor_Non-CFL_Ltg | Annual
Any | SWLG011M | SCn | Ex | CZ01 | cWtd | SWLG011-01 | ExAnte2020 | IOU workpaper | 2019-06-26 | Fixture | 1 |  | None | 0 | 0 | 0 | 28.3 | 0.00341 | -0.676 | [6 empty] | DEER:Indoor_Non-CFL_Ltg | Annual
Any | SWLG011M | SCn | Ex | CZ02 | cWtd | SWLG011-01 | ExAnte2020 | IOU workpaper | 2019-06-26 | Fixture | 1 |  | None | 0 | 0 | 0 | 33.1 | 0.00431 | -0.441 | [6 empty] | DEER:Indoor_Non-CFL_Ltg | Annual
Any | SWLG011M | SCn | Ex | CZ03 | cWtd | SWLG011-01 | ExAnte2020 | IOU workpaper | 2019-06-26 | Fixture | 1 |  | None | 0 | 0 | 0 | 30.9 | 0.00431 | -0.555 | [6 empty] | DEER:Indoor_Non-CFL_Ltg | Annual
Any | SWLG011M | SCn | Ex | CZ04 | cWtd | SWLG011-01 | ExAnte2020 | IOU workpaper | 2019-06-26 | Fixture | 1 |  | None | 0 | 0 | 0 | 34.2 | 0.00434 | -0.452 | [6 empty] | DEER:Indoor_Non-CFL_Ltg | Annual
Any | SWLG011M | SCn | Ex | CZ05 | cWtd | SWLG011-01 | ExAnte2020 | IOU workpaper | 2019-06-26 | Fixture | 1 |  | None | 0 | 0 | 0 | 32.7 | 0.00386 | -0.621 | [6 empty] | DEER:Indoor_Non-CFL_Ltg | Annual
Any | SWLG011M | SCn | Ex | CZ06 | cWtd | SWLG011-01 | ExAnte2020 | IOU workpaper | 2019-06-26 | Fixture | 1 |  | None | 0 | 0 | 0 | 35.6 | 0.00452 | -0.325 | [6 empty] | DEER:Indoor_Non-CFL_Ltg | Annual
Any | SWLG011M | SCn | Ex | CZ07 | cWtd | SWLG011-01 | ExAnte2020 | IOU workpaper | 2019-06-26 | Fixture | 1 |  | None | 0 | 0 | 0 | 36 | 0.00462 | -0.311 | [6 empty] | DEER:Indoor_Non-CFL_Ltg | Annual
Any | SWLG011M | SCn | Ex | CZ08 | cWtd | SWLG011-01 | ExAnte2020 | IOU workpaper | 2019-06-26 | Fixture | 1 |  | None | 0 | 0 | 0 | 37.5 | 0.00434 | -0.278 | [6 empty] | DEER:Indoor_Non-CFL_Ltg | Annual
Any | SWLG011M | SCn | Ex | CZ09 | cWtd | SWLG011-01 | ExAnte2020 | IOU workpaper | 2019-06-26 | Fixture | 1 |  | None | 0 | 0 | 0 | 36.7 | 0.00445 | -0.334 | [6 empty] | DEER:Indoor_Non-CFL_Ltg | Annual
Any | SWLG011M | SCn | Ex | CZ10 | cWtd | SWLG011-01 | ExAnte2020 | IOU workpaper | 2019-06-26 | Fixture | 1 |  | None | 0 | 0 | 0 | 36 | 0.00441 | -0.371 | [6 empty] | DEER:Indoor_Non-CFL_Ltg | Annual
Any | SWLG011M | SCn | Ex | CZ11 | cWtd | SWLG011-01 | ExAnte2020 | IOU workpaper | 2019-06-26 | Fixture | 1 |  | None | 0 | 0 | 0 | 34.5 | 0.00421 | -0.404 | [6 empty] | DEER:Indoor_Non-CFL_Ltg | Annual
Any | SWLG011M | SCn | Ex | CZ12 | cWtd | SWLG011-01 | ExAnte2020 | IOU workpaper | 2019-06-26 | Fixture | 1 |  | None | 0 | 0 | 0 | 34.9 | 0.00424 | -0.4 | [6 empty] | DEER:Indoor_Non-CFL_Ltg | Annual
Any | SWLG011M | SCn | Ex | CZ13 | cWtd | SWLG011-01 | ExAnte2020 | IOU workpaper | 2019-06-26 | Fixture | 1 |  | None | 0 | 0 | 0 | 35.6 | 0.00417 | -0.348 | [6 empty] | DEER:Indoor_Non-CFL_Ltg | Annual
Any | SWLG011M | SCn | Ex | CZ14 | cWtd | SWLG011-01 | ExAnte2020 | IOU workpaper | 2019-06-26 | Fixture | 1 |  | None | 0 | 0 | 0 | 36.4 | 0.00441 | -0.393 | [6 empty] | DEER:Indoor_Non-CFL_Ltg | Annual
Any | SWLG011M | SCn | Ex | CZ15 | cWtd | SWLG011-01 | ExAnte2020 | IOU workpaper | 2019-06-26 | Fixture | 1 |  | None | 0 | 0 | 0 | 39.3 | 0.00462 | -0.197 | [6 empty] | DEER:Indoor_Non-CFL_Ltg | Annual
Any | SWLG011M | SCn | Ex | CZ16 | cWtd | SWLG011-01 | ExAnte2020 | IOU workpaper | 2019-06-26 | Fixture | 1 |  | None | 0 | 0 | 0 | 33.8 | 0.00455 | -0.522 | [6 empty] | DEER:Indoor_Non-CFL_Ltg | Annual
Any | SWLG011M | SUn | Ex | CZ01 | cWtd | SWLG011-01 | ExAnte2020 | IOU workpaper | 2019-06-26 | Fixture | 1 |  | None | 0 | 0 | 0 | 34.6 | 0.0049 | 0 | [6 empty] | DEER:Indoor_Non-CFL_Ltg | Annual
Any | SWLG011M | SUn | Ex | CZ02 | cWtd | SWLG011-01 | ExAnte2020 | IOU workpaper | 2019-06-26 | Fixture | 1 |  | None | 0 | 0 | 0 | 34.6 | 0.0049 | 0 | [6 empty] | DEER:Indoor_Non-CFL_Ltg | Annual
Any | SWLG011M | SUn | Ex | CZ03 | cWtd | SWLG011-01 | ExAnte2020 | IOU workpaper | 2019-06-26 | Fixture | 1 |  | None | 0 | 0 | 0 | 34.6 | 0.0049 | 0 | [6 empty] | DEER:Indoor_Non-CFL_Ltg | Annual
Any | SWLG011M | SUn | Ex | CZ04 | cWtd | SWLG011-01 | ExAnte2020 | IOU workpaper | 2019-06-26 | Fixture | 1 |  | None | 0 | 0 | 0 | 34.6 | 0.0049 | 0 | [6 empty] | DEER:Indoor_Non-CFL_Ltg | Annual
Any | SWLG011M | SUn | Ex | CZ05 | cWtd | SWLG011-01 | ExAnte2020 | IOU workpaper | 2019-06-26 | Fixture | 1 |  | None | 0 | 0 | 0 | 34.6 | 0.0049 | 0 | [6 empty] | DEER:Indoor_Non-CFL_Ltg | Annual
Any | SWLG011M | SUn | Ex | CZ06 | cWtd | SWLG011-01 | ExAnte2020 | IOU workpaper | 2019-06-26 | Fixture | 1 |  | None | 0 | 0 | 0 | 34.6 | 0.0049 | 0 | [6 empty] | DEER:Indoor_Non-CFL_Ltg | Annual
Any | SWLG011M | SUn | Ex | CZ07 | cWtd | SWLG011-01 | ExAnte2020 | IOU workpaper | 2019-06-26 | Fixture | 1 |  | None | 0 | 0 | 0 | 34.6 | 0.0049 | 0 | [6 empty] | DEER:Indoor_Non-CFL_Ltg | Annual
Any | SWLG011M | SUn | Ex | CZ08 | cWtd | SWLG011-01 | ExAnte2020 | IOU workpaper | 2019-06-26 | Fixture | 1 |  | None | 0 | 0 | 0 | 34.6 | 0.0049 | 0 | [6 empty] | DEER:Indoor_Non-CFL_Ltg | Annual
Any | SWLG011M | SUn | Ex | CZ09 | cWtd | SWLG011-01 | ExAnte2020 | IOU workpaper | 2019-06-26 | Fixture | 1 |  | None | 0 | 0 | 0 | 34.6 | 0.0049 | 0 | [6 empty] | DEER:Indoor_Non-CFL_Ltg | Annual
Any | SWLG011M | SUn | Ex | CZ10 | cWtd | SWLG011-01 | ExAnte2020 | IOU workpaper | 2019-06-26 | Fixture | 1 |  | None | 0 | 0 | 0 | 34.6 | 0.0049 | 0 | [6 empty] | DEER:Indoor_Non-CFL_Ltg | Annual
Any | SWLG011M | SUn | Ex | CZ11 | cWtd | SWLG011-01 | ExAnte2020 | IOU workpaper | 2019-06-26 | Fixture | 1 |  | None | 0 | 0 | 0 | 34.6 | 0.0049 | 0 | [6 empty] | DEER:Indoor_Non-CFL_Ltg | Annual
Any | SWLG011M | SUn | Ex | CZ12 | cWtd | SWLG011-01 | ExAnte2020 | IOU workpaper | 2019-06-26 | Fixture | 1 |  | None | 0 | 0 | 0 | 34.6 | 0.0049 | 0 | [6 empty] | DEER:Indoor_Non-CFL_Ltg | Annual
Any | SWLG011M | SUn | Ex | CZ13 | cWtd | SWLG011-01 | ExAnte2020 | IOU workpaper | 2019-06-26 | Fixture | 1 |  | None | 0 | 0 | 0 | 34.6 | 0.0049 | 0 | [6 empty] | DEER:Indoor_Non-CFL_Ltg | Annual
Any | SWLG011M | SUn | Ex | CZ14 | cWtd | SWLG011-01 | ExAnte2020 | IOU workpaper | 2019-06-26 | Fixture | 1 |  | None | 0 | 0 | 0 | 34.6 | 0.0049 | 0 | [6 empty] | DEER:Indoor_Non-CFL_Ltg | Annual
Any | SWLG011M | SUn | Ex | CZ15 | cWtd | SWLG011-01 | ExAnte2020 | IOU workpaper | 2019-06-26 | Fixture | 1 |  | None | 0 | 0 | 0 | 34.6 | 0.0049 | 0 | [6 empty] | DEER:Indoor_Non-CFL_Ltg | Annual
Any | SWLG011M | SUn | Ex | CZ16 | cWtd | SWLG011-01 | ExAnte2020 | IOU workpaper | 2019-06-26 | Fixture | 1 |  | None | 0 | 0 | 0 | 34.6 | 0.0049 | 0 | [6 empty] | DEER:Indoor_Non-CFL_Ltg | Annual
Any | SWLG011M | WRf | Ex | CZ01 | cWtd | SWLG011-01 | ExAnte2020 | IOU workpaper | 2019-06-26 | Fixture | 1 |  | None | 0 | 0 | 0 | 97.9 | 0.0106 | 0 | [6 empty] | DEER:Indoor_Non-CFL_Ltg | Annual
Any | SWLG011M | WRf | Ex | CZ02 | cWtd | SWLG011-01 | ExAnte2020 | IOU workpaper | 2019-06-26 | Fixture | 1 |  | None | 0 | 0 | 0 | 98.6 | 0.0107 | 0 | [6 empty] | DEER:Indoor_Non-CFL_Ltg | Annual
Any | SWLG011M | WRf | Ex | CZ03 | cWtd | SWLG011-01 | ExAnte2020 | IOU workpaper | 2019-06-26 | Fixture | 1 |  | None | 0 | 0 | 0 | 96.3 | 0.0107 | 0 | [6 empty] | DEER:Indoor_Non-CFL_Ltg | Annual
Any | SWLG011M | WRf | Ex | CZ04 | cWtd | SWLG011-01 | ExAnte2020 | IOU workpaper | 2019-06-26 | Fixture | 1 |  | None | 0 | 0 | 0 | 97.9 | 0.0106 | 0 | [6 empty] | DEER:Indoor_Non-CFL_Ltg | Annual
Any | SWLG011M | WRf | Ex | CZ05 | cWtd | SWLG011-01 | ExAnte2020 | IOU workpaper | 2019-06-26 | Fixture | 1 |  | None | 0 | 0 | 0 | 95.5 | 0.0106 | 0 | [6 empty] | DEER:Indoor_Non-CFL_Ltg | Annual
Any | SWLG011M | WRf | Ex | CZ06 | cWtd | SWLG011-01 | ExAnte2020 | IOU workpaper | 2019-06-26 | Fixture | 1 |  | None | 0 | 0 | 0 | 98.6 | 0.0106 | 0 | [6 empty] | DEER:Indoor_Non-CFL_Ltg | Annual
Any | SWLG011M | WRf | Ex | CZ07 | cWtd | SWLG011-01 | ExAnte2020 | IOU workpaper | 2019-06-26 | Fixture | 1 |  | None | 0 | 0 | 0 | 97.9 | 0.0107 | 0 | [6 empty] | DEER:Indoor_Non-CFL_Ltg | Annual
Any | SWLG011M | WRf | Ex | CZ08 | cWtd | SWLG011-01 | ExAnte2020 | IOU workpaper | 2019-06-26 | Fixture | 1 |  | None | 0 | 0 | 0 | 97.9 | 0.0122 | 0 | [6 empty] | DEER:Indoor_Non-CFL_Ltg | Annual
Any | SWLG011M | WRf | Ex | CZ09 | cWtd | SWLG011-01 | ExAnte2020 | IOU workpaper | 2019-06-26 | Fixture | 1 |  | None | 0 | 0 | 0 | 97.9 | 0.011 | 0 | [6 empty] | DEER:Indoor_Non-CFL_Ltg | Annual
Any | SWLG011M | WRf | Ex | CZ10 | cWtd | SWLG011-01 | ExAnte2020 | IOU workpaper | 2019-06-26 | Fixture | 1 |  | None | 0 | 0 | 0 | 96.3 | 0.0107 | 0 | [6 empty] | DEER:Indoor_Non-CFL_Ltg | Annual
Any | SWLG011M | WRf | Ex | CZ11 | cWtd | SWLG011-01 | ExAnte2020 | IOU workpaper | 2019-06-26 | Fixture | 1 |  | None | 0 | 0 | 0 | 98.6 | 0.0106 | 0 | [6 empty] | DEER:Indoor_Non-CFL_Ltg | Annual
Any | SWLG011M | WRf | Ex | CZ12 | cWtd | SWLG011-01 | ExAnte2020 | IOU workpaper | 2019-06-26 | Fixture | 1 |  | None | 0 | 0 | 0 | 97.9 | 0.0109 | 0 | [6 empty] | DEER:Indoor_Non-CFL_Ltg | Annual
Any | SWLG011M | WRf | Ex | CZ13 | cWtd | SWLG011-01 | ExAnte2020 | IOU workpaper | 2019-06-26 | Fixture | 1 |  | None | 0 | 0 | 0 | 99.4 | 0.0106 | 0 | [6 empty] | DEER:Indoor_Non-CFL_Ltg | Annual
Any | SWLG011M | WRf | Ex | CZ14 | cWtd | SWLG011-01 | ExAnte2020 | IOU workpaper | 2019-06-26 | Fixture | 1 |  | None | 0 | 0 | 0 | 97.9 | 0.0107 | 0 | [6 empty] | DEER:Indoor_Non-CFL_Ltg | Annual
Any | SWLG011M | WRf | Ex | CZ15 | cWtd | SWLG011-01 | ExAnte2020 | IOU workpaper | 2019-06-26 | Fixture | 1 |  | None | 0 | 0 | 0 | 98.6 | 0.0108 | 0 | [6 empty] | DEER:Indoor_Non-CFL_Ltg | Annual
Any | SWLG011M | WRf | Ex | CZ16 | cWtd | SWLG011-01 | ExAnte2020 | IOU workpaper | 2019-06-26 | Fixture | 1 |  | None | 0 | 0 | 0 | 98.6 | 0.0105 | 0 | [6 empty] | DEER:Indoor_Non-CFL_Ltg | Annual
Any | SWLG011N | Asm | Ex | CZ01 | cWtd | SWLG011-01 | ExAnte2020 | IOU workpaper | 2019-06-26 | Fixture | 1 |  | None | 0 | 0 | 0 | 30.1 | 0.0136 | -0.745 | [6 empty] | DEER:Indoor_Non-CFL_Ltg | Annual
Any | SWLG011N | Asm | Ex | CZ02 | cWtd | SWLG011-01 | ExAnte2020 | IOU workpaper | 2019-06-26 | Fixture | 1 |  | None | 0 | 0 | 0 | 33 | 0.0137 | -0.418 | [6 empty] | DEER:Indoor_Non-CFL_Ltg | Annual
Any | SWLG011N | Asm | Ex | CZ03 | cWtd | SWLG011-01 | ExAnte2020 | IOU workpaper | 2019-06-26 | Fixture | 1 |  | None | 0 | 0 | 0 | 32.7 | 0.0137 | -0.486 | [6 empty] | DEER:Indoor_Non-CFL_Ltg | Annual
Any | SWLG011N | Asm | Ex | CZ04 | cWtd | SWLG011-01 | ExAnte2020 | IOU workpaper | 2019-06-26 | Fixture | 1 |  | None | 0 | 0 | 0 | 33.7 | 0.0137 | -0.36 | [6 empty] | DEER:Indoor_Non-CFL_Ltg | Annual
Any | SWLG011N | Asm | Ex | CZ05 | cWtd | SWLG011-01 | ExAnte2020 | IOU workpaper | 2019-06-26 | Fixture | 1 |  | None | 0 | 0 | 0 | 32.7 | 0.0136 | -0.46 | [6 empty] | DEER:Indoor_Non-CFL_Ltg | Annual
Any | SWLG011N | Asm | Ex | CZ06 | cWtd | SWLG011-01 | ExAnte2020 | IOU workpaper | 2019-06-26 | Fixture | 1 |  | None | 0 | 0 | 0 | 35.6 | 0.0145 | -0.272 | [6 empty] | DEER:Indoor_Non-CFL_Ltg | Annual
Any | SWLG011N | Asm | Ex | CZ07 | cWtd | SWLG011-01 | ExAnte2020 | IOU workpaper | 2019-06-26 | Fixture | 1 |  | None | 0 | 0 | 0 | 36.3 | 0.0149 | -0.257 | [6 empty] | DEER:Indoor_Non-CFL_Ltg | Annual
Any | SWLG011N | Asm | Ex | CZ08 | cWtd | SWLG011-01 | ExAnte2020 | IOU workpaper | 2019-06-26 | Fixture | 1 |  | None | 0 | 0 | 0 | 36.3 | 0.0144 | -0.212 | [6 empty] | DEER:Indoor_Non-CFL_Ltg | Annual
Any | SWLG011N | Asm | Ex | CZ09 | cWtd | SWLG011-01 | ExAnte2020 | IOU workpaper | 2019-06-26 | Fixture | 1 |  | None | 0 | 0 | 0 | 35.6 | 0.0148 | -0.247 | [6 empty] | DEER:Indoor_Non-CFL_Ltg | Annual
Any | SWLG011N | Asm | Ex | CZ10 | cWtd | SWLG011-01 | ExAnte2020 | IOU workpaper | 2019-06-26 | Fixture | 1 |  | None | 0 | 0 | 0 | 36 | 0.0149 | -0.234 | [6 empty] | DEER:Indoor_Non-CFL_Ltg | Annual
Any | SWLG011N | Asm | Ex | CZ11 | cWtd | SWLG011-01 | ExAnte2020 | IOU workpaper | 2019-06-26 | Fixture | 1 |  | None | 0 | 0 | 0 | 33.7 | 0.0141 | -0.35 | [6 empty] | DEER:Indoor_Non-CFL_Ltg | Annual
Any | SWLG011N | Asm | Ex | CZ12 | cWtd | SWLG011-01 | ExAnte2020 | IOU workpaper | 2019-06-26 | Fixture | 1 |  | None | 0 | 0 | 0 | 33.7 | 0.0139 | -0.373 | [6 empty] | DEER:Indoor_Non-CFL_Ltg | Annual
Any | SWLG011N | Asm | Ex | CZ13 | cWtd | SWLG011-01 | ExAnte2020 | IOU workpaper | 2019-06-26 | Fixture | 1 |  | None | 0 | 0 | 0 | 33.7 | 0.0141 | -0.337 | [6 empty] | DEER:Indoor_Non-CFL_Ltg | Annual
Any | SWLG011N | Asm | Ex | CZ14 | cWtd | SWLG011-01 | ExAnte2020 | IOU workpaper | 2019-06-26 | Fixture | 1 |  | None | 0 | 0 | 0 | 34.7 | 0.0145 | -0.334 | [6 empty] | DEER:Indoor_Non-CFL_Ltg | Annual
Any | SWLG011N | Asm | Ex | CZ15 | cWtd | SWLG011-01 | ExAnte2020 | IOU workpaper | 2019-06-26 | Fixture | 1 |  | None | 0 | 0 | 0 | 37.3 | 0.0145 | -0.118 | [6 empty] | DEER:Indoor_Non-CFL_Ltg | Annual
Any | SWLG011N | Asm | Ex | CZ16 | cWtd | SWLG011-01 | ExAnte2020 | IOU workpaper | 2019-06-26 | Fixture | 1 |  | None | 0 | 0 | 0 | 32.1 | 0.0142 | -0.535 | [6 empty] | DEER:Indoor_Non-CFL_Ltg | Annual
Any | SWLG011N | Com | Ex | CZ01 | cWtd | SWLG011-01 | ExAnte2020 | IOU workpaper | 2019-06-26 | Fixture | 1 |  | None | 0 | 0 | 0 | 55.9 | 0.00947 | -0.838 | [6 empty] | DEER:Indoor_Non-CFL_Ltg | Annual
Any | SWLG011N | Com | Ex | CZ02 | cWtd | SWLG011-01 | ExAnte2020 | IOU workpaper | 2019-06-26 | Fixture | 1 |  | None | 0 | 0 | 0 | 60.6 | 0.0105 | -0.539 | [6 empty] | DEER:Indoor_Non-CFL_Ltg | Annual
Any | SWLG011N | Com | Ex | CZ03 | cWtd | SWLG011-01 | ExAnte2020 | IOU workpaper | 2019-06-26 | Fixture | 1 |  | None | 0 | 0 | 0 | 60.6 | 0.0102 | -0.47 | [6 empty] | DEER:Indoor_Non-CFL_Ltg | Annual
Any | SWLG011N | Com | Ex | CZ04 | cWtd | SWLG011-01 | ExAnte2020 | IOU workpaper | 2019-06-26 | Fixture | 1 |  | None | 0 | 0 | 0 | 62.4 | 0.0104 | -0.382 | [6 empty] | DEER:Indoor_Non-CFL_Ltg | Annual
Any | SWLG011N | Com | Ex | CZ05 | cWtd | SWLG011-01 | ExAnte2020 | IOU workpaper | 2019-06-26 | Fixture | 1 |  | None | 0 | 0 | 0 | 60.1 | 0.01 | -0.63 | [6 empty] | DEER:Indoor_Non-CFL_Ltg | Annual
Any | SWLG011N | Com | Ex | CZ06 | cWtd | SWLG011-01 | ExAnte2020 | IOU workpaper | 2019-06-26 | Fixture | 1 |  | None | 0 | 0 | 0 | 63.4 | 0.0105 | -0.282 | [6 empty] | DEER:Indoor_Non-CFL_Ltg | Annual
Any | SWLG011N | Com | Ex | CZ07 | cWtd | SWLG011-01 | ExAnte2020 | IOU workpaper | 2019-06-26 | Fixture | 1 |  | None | 0 | 0 | 0 | 67.8 | 0.0112 | -0.272 | [6 empty] | DEER:Indoor_Non-CFL_Ltg | Annual
Any | SWLG011N | Com | Ex | CZ08 | cWtd | SWLG011-01 | ExAnte2020 | IOU workpaper | 2019-06-26 | Fixture | 1 |  | None | 0 | 0 | 0 | 63.4 | 0.0103 | -0.251 | [6 empty] | DEER:Indoor_Non-CFL_Ltg | Annual
Any | SWLG011N | Com | Ex | CZ09 | cWtd | SWLG011-01 | ExAnte2020 | IOU workpaper | 2019-06-26 | Fixture | 1 |  | None | 0 | 0 | 0 | 63.4 | 0.0108 | -0.274 | [6 empty] | DEER:Indoor_Non-CFL_Ltg | Annual
Any | SWLG011N | Com | Ex | CZ10 | cWtd | SWLG011-01 | ExAnte2020 | IOU workpaper | 2019-06-26 | Fixture | 1 |  | None | 0 | 0 | 0 | 61.6 | 0.0104 | -0.294 | [6 empty] | DEER:Indoor_Non-CFL_Ltg | Annual
Any | SWLG011N | Com | Ex | CZ11 | cWtd | SWLG011-01 | ExAnte2020 | IOU workpaper | 2019-06-26 | Fixture | 1 |  | None | 0 | 0 | 0 | 61.2 | 0.0106 | -0.488 | [6 empty] | DEER:Indoor_Non-CFL_Ltg | Annual
Any | SWLG011N | Com | Ex | CZ12 | cWtd | SWLG011-01 | ExAnte2020 | IOU workpaper | 2019-06-26 | Fixture | 1 |  | None | 0 | 0 | 0 | 61.2 | 0.0108 | -0.436 | [6 empty] | DEER:Indoor_Non-CFL_Ltg | Annual
Any | SWLG011N | Com | Ex | CZ13 | cWtd | SWLG011-01 | ExAnte2020 | IOU workpaper | 2019-06-26 | Fixture | 1 |  | None | 0 | 0 | 0 | 62.4 | 0.0105 | -0.417 | [6 empty] | DEER:Indoor_Non-CFL_Ltg | Annual
Any | SWLG011N | Com | Ex | CZ14 | cWtd | SWLG011-01 | ExAnte2020 | IOU workpaper | 2019-06-26 | Fixture | 1 |  | None | 0 | 0 | 0 | 62.2 | 0.0108 | -0.475 | [6 empty] | DEER:Indoor_Non-CFL_Ltg | Annual
Any | SWLG011N | Com | Ex | CZ15 | cWtd | SWLG011-01 | ExAnte2020 | IOU workpaper | 2019-06-26 | Fixture | 1 |  | None | 0 | 0 | 0 | 66.9 | 0.011 | -0.137 | [6 empty] | DEER:Indoor_Non-CFL_Ltg | Annual
Any | SWLG011N | Com | Ex | CZ16 | cWtd | SWLG011-01 | ExAnte2020 | IOU workpaper | 2019-06-26 | Fixture | 1 |  | None | 0 | 0 | 0 | 58.1 | 0.0104 | -0.845 | [6 empty] | DEER:Indoor_Non-CFL_Ltg | Annual
Any | SWLG011N | ECC | Ex | CZ01 | cWtd | SWLG011-01 | ExAnte2020 | IOU workpaper | 2019-06-26 | Fixture | 1 |  | None | 0 | 0 | 0 | 50 | 0.00807 | -1.4 | [6 empty] | DEER:Indoor_Non-CFL_Ltg | Annual
Any | SWLG011N | ECC | Ex | CZ02 | cWtd | SWLG011-01 | ExAnte2020 | IOU workpaper | 2019-06-26 | Fixture | 1 |  | None | 0 | 0 | 0 | 53.1 | 0.00968 | -0.887 | [6 empty] | DEER:Indoor_Non-CFL_Ltg | Annual
Any | SWLG011N | ECC | Ex | CZ03 | cWtd | SWLG011-01 | ExAnte2020 | IOU workpaper | 2019-06-26 | Fixture | 1 |  | None | 0 | 0 | 0 | 52.1 | 0.0093 | -1.03 | [6 empty] | DEER:Indoor_Non-CFL_Ltg | Annual
Any | SWLG011N | ECC | Ex | CZ04 | cWtd | SWLG011-01 | ExAnte2020 | IOU workpaper | 2019-06-26 | Fixture | 1 |  | None | 0 | 0 | 0 | 53.6 | 0.00968 | -0.784 | [6 empty] | DEER:Indoor_Non-CFL_Ltg | Annual
Any | SWLG011N | ECC | Ex | CZ05 | cWtd | SWLG011-01 | ExAnte2020 | IOU workpaper | 2019-06-26 | Fixture | 1 |  | None | 0 | 0 | 0 | 52.1 | 0.00899 | -1.03 | [6 empty] | DEER:Indoor_Non-CFL_Ltg | Annual
Any | SWLG011N | ECC | Ex | CZ06 | cWtd | SWLG011-01 | ExAnte2020 | IOU workpaper | 2019-06-26 | Fixture | 1 |  | None | 0 | 0 | 0 | 55.2 | 0.0101 | -0.557 | [6 empty] | DEER:Indoor_Non-CFL_Ltg | Annual
Any | SWLG011N | ECC | Ex | CZ07 | cWtd | SWLG011-01 | ExAnte2020 | IOU workpaper | 2019-06-26 | Fixture | 1 |  | None | 0 | 0 | 0 | 55.2 | 0.00968 | -0.557 | [6 empty] | DEER:Indoor_Non-CFL_Ltg | Annual
Any | SWLG011N | ECC | Ex | CZ08 | cWtd | SWLG011-01 | ExAnte2020 | IOU workpaper | 2019-06-26 | Fixture | 1 |  | None | 0 | 0 | 0 | 55.7 | 0.0096 | -0.461 | [6 empty] | DEER:Indoor_Non-CFL_Ltg | Annual
Any | SWLG011N | ECC | Ex | CZ09 | cWtd | SWLG011-01 | ExAnte2020 | IOU workpaper | 2019-06-26 | Fixture | 1 |  | None | 0 | 0 | 0 | 54.6 | 0.0101 | -0.521 | [6 empty] | DEER:Indoor_Non-CFL_Ltg | Annual
Any | SWLG011N | ECC | Ex | CZ10 | cWtd | SWLG011-01 | ExAnte2020 | IOU workpaper | 2019-06-26 | Fixture | 1 |  | None | 0 | 0 | 0 | 54.6 | 0.00991 | -0.506 | [6 empty] | DEER:Indoor_Non-CFL_Ltg | Annual
Any | SWLG011N | ECC | Ex | CZ11 | cWtd | SWLG011-01 | ExAnte2020 | IOU workpaper | 2019-06-26 | Fixture | 1 |  | None | 0 | 0 | 0 | 54.6 | 0.00999 | -0.727 | [6 empty] | DEER:Indoor_Non-CFL_Ltg | Annual
Any | SWLG011N | ECC | Ex | CZ12 | cWtd | SWLG011-01 | ExAnte2020 | IOU workpaper | 2019-06-26 | Fixture | 1 |  | None | 0 | 0 | 0 | 54.6 | 0.00991 | -0.773 | [6 empty] | DEER:Indoor_Non-CFL_Ltg | Annual
Any | SWLG011N | ECC | Ex | CZ13 | cWtd | SWLG011-01 | ExAnte2020 | IOU workpaper | 2019-06-26 | Fixture | 1 |  | None | 0 | 0 | 0 | 55.2 | 0.00991 | -0.665 | [6 empty] | DEER:Indoor_Non-CFL_Ltg | Annual
Any | SWLG011N | ECC | Ex | CZ14 | cWtd | SWLG011-01 | ExAnte2020 | IOU workpaper | 2019-06-26 | Fixture | 1 |  | None | 0 | 0 | 0 | 55.2 | 0.00991 | -0.681 | [6 empty] | DEER:Indoor_Non-CFL_Ltg | Annual
Any | SWLG011N | ECC | Ex | CZ15 | cWtd | SWLG011-01 | ExAnte2020 | IOU workpaper | 2019-06-26 | Fixture | 1 |  | None | 0 | 0 | 0 | 57.7 | 0.00991 | -0.231 | [6 empty] | DEER:Indoor_Non-CFL_Ltg | Annual
Any | SWLG011N | ECC | Ex | CZ16 | cWtd | SWLG011-01 | ExAnte2020 | IOU workpaper | 2019-06-26 | Fixture | 1 |  | None | 0 | 0 | 0 | 52.1 | 0.00976 | -1.05 | [6 empty] | DEER:Indoor_Non-CFL_Ltg | Annual
Any | SWLG011N | EPr | Ex | CZ01 | cWtd | SWLG011-01 | ExAnte2020 | IOU workpaper | 2019-06-26 | Fixture | 1 |  | None | 0 | 0 | 0 | 42.5 | 0.0103 | -1.13 | [6 empty] | DEER:Indoor_Non-CFL_Ltg | Annual
Any | SWLG011N | EPr | Ex | CZ02 | cWtd | SWLG011-01 | ExAnte2020 | IOU workpaper | 2019-06-26 | Fixture | 1 |  | None | 0 | 0 | 0 | 44.8 | 0.0152 | -0.819 | [6 empty] | DEER:Indoor_Non-CFL_Ltg | Annual
Any | SWLG011N | EPr | Ex | CZ03 | cWtd | SWLG011-01 | ExAnte2020 | IOU workpaper | 2019-06-26 | Fixture | 1 |  | None | 0 | 0 | 0 | 44.3 | 0.0101 | -0.887 | [6 empty] | DEER:Indoor_Non-CFL_Ltg | Annual
Any | SWLG011N | EPr | Ex | CZ04 | cWtd | SWLG011-01 | ExAnte2020 | IOU workpaper | 2019-06-26 | Fixture | 1 |  | None | 0 | 0 | 0 | 45.2 | 0.0116 | -0.737 | [6 empty] | DEER:Indoor_Non-CFL_Ltg | Annual
Any | SWLG011N | EPr | Ex | CZ05 | cWtd | SWLG011-01 | ExAnte2020 | IOU workpaper | 2019-06-26 | Fixture | 1 |  | None | 0 | 0 | 0 | 44.3 | 0.0112 | -0.887 | [6 empty] | DEER:Indoor_Non-CFL_Ltg | Annual
Any | SWLG011N | EPr | Ex | CZ06 | cWtd | SWLG011-01 | ExAnte2020 | IOU workpaper | 2019-06-26 | Fixture | 1 |  | None | 0 | 0 | 0 | 46.6 | 0.012 | -0.516 | [6 empty] | DEER:Indoor_Non-CFL_Ltg | Annual
Any | SWLG011N | EPr | Ex | CZ07 | cWtd | SWLG011-01 | ExAnte2020 | IOU workpaper | 2019-06-26 | Fixture | 1 |  | None | 0 | 0 | 0 | 46.1 | 0.0121 | -0.552 | [6 empty] | DEER:Indoor_Non-CFL_Ltg | Annual
Any | SWLG011N | EPr | Ex | CZ08 | cWtd | SWLG011-01 | ExAnte2020 | IOU workpaper | 2019-06-26 | Fixture | 1 |  | None | 0 | 0 | 0 | 47 | 0.0119 | -0.461 | [6 empty] | DEER:Indoor_Non-CFL_Ltg | Annual
Any | SWLG011N | EPr | Ex | CZ09 | cWtd | SWLG011-01 | ExAnte2020 | IOU workpaper | 2019-06-26 | Fixture | 1 |  | None | 0 | 0 | 0 | 47 | 0.0122 | -0.511 | [6 empty] | DEER:Indoor_Non-CFL_Ltg | Annual
Any | SWLG011N | EPr | Ex | CZ10 | cWtd | SWLG011-01 | ExAnte2020 | IOU workpaper | 2019-06-26 | Fixture | 1 |  | None | 0 | 0 | 0 | 47.9 | 0.0121 | -0.47 | [6 empty] | DEER:Indoor_Non-CFL_Ltg | Annual
Any | SWLG011N | EPr | Ex | CZ11 | cWtd | SWLG011-01 | ExAnte2020 | IOU workpaper | 2019-06-26 | Fixture | 1 |  | None | 0 | 0 | 0 | 46.6 | 0.0139 | -0.697 | [6 empty] | DEER:Indoor_Non-CFL_Ltg | Annual
Any | SWLG011N | EPr | Ex | CZ12 | cWtd | SWLG011-01 | ExAnte2020 | IOU workpaper | 2019-06-26 | Fixture | 1 |  | None | 0 | 0 | 0 | 45.7 | 0.0158 | -0.715 | [6 empty] | DEER:Indoor_Non-CFL_Ltg | Annual
Any | SWLG011N | EPr | Ex | CZ13 | cWtd | SWLG011-01 | ExAnte2020 | IOU workpaper | 2019-06-26 | Fixture | 1 |  | None | 0 | 0 | 0 | 46.6 | 0.013 | -0.669 | [6 empty] | DEER:Indoor_Non-CFL_Ltg | Annual
Any | SWLG011N | EPr | Ex | CZ14 | cWtd | SWLG011-01 | ExAnte2020 | IOU workpaper | 2019-06-26 | Fixture | 1 |  | None | 0 | 0 | 0 | 47 | 0.012 | -0.615 | [6 empty] | DEER:Indoor_Non-CFL_Ltg | Annual
Any | SWLG011N | EPr | Ex | CZ15 | cWtd | SWLG011-01 | ExAnte2020 | IOU workpaper | 2019-06-26 | Fixture | 1 |  | None | 0 | 0 | 0 | 51.1 | 0.0123 | -0.224 | [6 empty] | DEER:Indoor_Non-CFL_Ltg | Annual
Any | SWLG011N | EPr | Ex | CZ16 | cWtd | SWLG011-01 | ExAnte2020 | IOU workpaper | 2019-06-26 | Fixture | 1 |  | None | 0 | 0 | 0 | 43 | 0.01 | -0.914 | [6 empty] | DEER:Indoor_Non-CFL_Ltg | Annual
Any | SWLG011N | ERC | Ex | CZ01 | cWtd | SWLG011-01 | ExAnte2020 | IOU workpaper | 2019-06-26 | Fixture | 1 |  | None | 0 | 0 | 0 | 20.9 | 0.00464 | -0.398 | [6 empty] | DEER:Indoor_Non-CFL_Ltg | Annual
Any | SWLG011N | ERC | Ex | CZ02 | cWtd | SWLG011-01 | ExAnte2020 | IOU workpaper | 2019-06-26 | Fixture | 1 |  | None | 0 | 0 | 0 | 22.2 | 0.00562 | -0.28 | [6 empty] | DEER:Indoor_Non-CFL_Ltg | Annual
Any | SWLG011N | ERC | Ex | CZ03 | cWtd | SWLG011-01 | ExAnte2020 | IOU workpaper | 2019-06-26 | Fixture | 1 |  | None | 0 | 0 | 0 | 22.2 | 0.00407 | -0.25 | [6 empty] | DEER:Indoor_Non-CFL_Ltg | Annual
Any | SWLG011N | ERC | Ex | CZ04 | cWtd | SWLG011-01 | ExAnte2020 | IOU workpaper | 2019-06-26 | Fixture | 1 |  | None | 0 | 0 | 0 | 22.6 | 0.00468 | -0.208 | [6 empty] | DEER:Indoor_Non-CFL_Ltg | Annual
Any | SWLG011N | ERC | Ex | CZ05 | cWtd | SWLG011-01 | ExAnte2020 | IOU workpaper | 2019-06-26 | Fixture | 1 |  | None | 0 | 0 | 0 | 22.4 | 0.00423 | -0.224 | [6 empty] | DEER:Indoor_Non-CFL_Ltg | Annual
Any | SWLG011N | ERC | Ex | CZ06 | cWtd | SWLG011-01 | ExAnte2020 | IOU workpaper | 2019-06-26 | Fixture | 1 |  | None | 0 | 0 | 0 | 23.7 | 0.00475 | -0.16 | [6 empty] | DEER:Indoor_Non-CFL_Ltg | Annual
Any | SWLG011N | ERC | Ex | CZ07 | cWtd | SWLG011-01 | ExAnte2020 | IOU workpaper | 2019-06-26 | Fixture | 1 |  | None | 0 | 0 | 0 | 23.7 | 0.00464 | -0.13 | [6 empty] | DEER:Indoor_Non-CFL_Ltg | Annual
Any | SWLG011N | ERC | Ex | CZ08 | cWtd | SWLG011-01 | ExAnte2020 | IOU workpaper | 2019-06-26 | Fixture | 1 |  | None | 0 | 0 | 0 | 24.1 | 0.00483 | -0.12 | [6 empty] | DEER:Indoor_Non-CFL_Ltg | Annual
Any | SWLG011N | ERC | Ex | CZ09 | cWtd | SWLG011-01 | ExAnte2020 | IOU workpaper | 2019-06-26 | Fixture | 1 |  | None | 0 | 0 | 0 | 23.9 | 0.00517 | -0.152 | [6 empty] | DEER:Indoor_Non-CFL_Ltg | Annual
Any | SWLG011N | ERC | Ex | CZ10 | cWtd | SWLG011-01 | ExAnte2020 | IOU workpaper | 2019-06-26 | Fixture | 1 |  | None | 0 | 0 | 0 | 24.1 | 0.00524 | -0.164 | [6 empty] | DEER:Indoor_Non-CFL_Ltg | Annual
Any | SWLG011N | ERC | Ex | CZ11 | cWtd | SWLG011-01 | ExAnte2020 | IOU workpaper | 2019-06-26 | Fixture | 1 |  | None | 0 | 0 | 0 | 22.8 | 0.00551 | -0.239 | [6 empty] | DEER:Indoor_Non-CFL_Ltg | Annual
Any | SWLG011N | ERC | Ex | CZ12 | cWtd | SWLG011-01 | ExAnte2020 | IOU workpaper | 2019-06-26 | Fixture | 1 |  | None | 0 | 0 | 0 | 22.6 | 0.00547 | -0.245 | [6 empty] | DEER:Indoor_Non-CFL_Ltg | Annual
Any | SWLG011N | ERC | Ex | CZ13 | cWtd | SWLG011-01 | ExAnte2020 | IOU workpaper | 2019-06-26 | Fixture | 1 |  | None | 0 | 0 | 0 | 23 | 0.00528 | -0.22 | [6 empty] | DEER:Indoor_Non-CFL_Ltg | Annual
Any | SWLG011N | ERC | Ex | CZ14 | cWtd | SWLG011-01 | ExAnte2020 | IOU workpaper | 2019-06-26 | Fixture | 1 |  | None | 0 | 0 | 0 | 23.5 | 0.00532 | -0.233 | [6 empty] | DEER:Indoor_Non-CFL_Ltg | Annual
Any | SWLG011N | ERC | Ex | CZ15 | cWtd | SWLG011-01 | ExAnte2020 | IOU workpaper | 2019-06-26 | Fixture | 1 |  | None | 0 | 0 | 0 | 25.6 | 0.00551 | -0.0622 | [6 empty] | DEER:Indoor_Non-CFL_Ltg | Annual
Any | SWLG011N | ERC | Ex | CZ16 | cWtd | SWLG011-01 | ExAnte2020 | IOU workpaper | 2019-06-26 | Fixture | 1 |  | None | 0 | 0 | 0 | 21.3 | 0.0049 | -0.34 | [6 empty] | DEER:Indoor_Non-CFL_Ltg | Annual
Any | SWLG011N | ESe | Ex | CZ01 | cWtd | SWLG011-01 | ExAnte2020 | IOU workpaper | 2019-06-26 | Fixture | 1 |  | None | 0 | 0 | 0 | 43 | 0.0103 | -1.05 | [6 empty] | DEER:Indoor_Non-CFL_Ltg | Annual
Any | SWLG011N | ESe | Ex | CZ02 | cWtd | SWLG011-01 | ExAnte2020 | IOU workpaper | 2019-06-26 | Fixture | 1 |  | None | 0 | 0 | 0 | 45.2 | 0.0144 | -0.755 | [6 empty] | DEER:Indoor_Non-CFL_Ltg | Annual
Any | SWLG011N | ESe | Ex | CZ03 | cWtd | SWLG011-01 | ExAnte2020 | IOU workpaper | 2019-06-26 | Fixture | 1 |  | None | 0 | 0 | 0 | 44.3 | 0.0107 | -0.814 | [6 empty] | DEER:Indoor_Non-CFL_Ltg | Annual
Any | SWLG011N | ESe | Ex | CZ04 | cWtd | SWLG011-01 | ExAnte2020 | IOU workpaper | 2019-06-26 | Fixture | 1 |  | None | 0 | 0 | 0 | 45.7 | 0.0113 | -0.669 | [6 empty] | DEER:Indoor_Non-CFL_Ltg | Annual
Any | SWLG011N | ESe | Ex | CZ05 | cWtd | SWLG011-01 | ExAnte2020 | IOU workpaper | 2019-06-26 | Fixture | 1 |  | None | 0 | 0 | 0 | 44.3 | 0.0108 | -0.783 | [6 empty] | DEER:Indoor_Non-CFL_Ltg | Annual
Any | SWLG011N | ESe | Ex | CZ06 | cWtd | SWLG011-01 | ExAnte2020 | IOU workpaper | 2019-06-26 | Fixture | 1 |  | None | 0 | 0 | 0 | 46.6 | 0.0118 | -0.507 | [6 empty] | DEER:Indoor_Non-CFL_Ltg | Annual
Any | SWLG011N | ESe | Ex | CZ07 | cWtd | SWLG011-01 | ExAnte2020 | IOU workpaper | 2019-06-26 | Fixture | 1 |  | None | 0 | 0 | 0 | 46.1 | 0.0118 | -0.493 | [6 empty] | DEER:Indoor_Non-CFL_Ltg | Annual
Any | SWLG011N | ESe | Ex | CZ08 | cWtd | SWLG011-01 | ExAnte2020 | IOU workpaper | 2019-06-26 | Fixture | 1 |  | None | 0 | 0 | 0 | 47.5 | 0.0116 | -0.423 | [6 empty] | DEER:Indoor_Non-CFL_Ltg | Annual
Any | SWLG011N | ESe | Ex | CZ09 | cWtd | SWLG011-01 | ExAnte2020 | IOU workpaper | 2019-06-26 | Fixture | 1 |  | None | 0 | 0 | 0 | 47.5 | 0.012 | -0.475 | [6 empty] | DEER:Indoor_Non-CFL_Ltg | Annual
Any | SWLG011N | ESe | Ex | CZ10 | cWtd | SWLG011-01 | ExAnte2020 | IOU workpaper | 2019-06-26 | Fixture | 1 |  | None | 0 | 0 | 0 | 47.5 | 0.0119 | -0.493 | [6 empty] | DEER:Indoor_Non-CFL_Ltg | Annual
Any | SWLG011N | ESe | Ex | CZ11 | cWtd | SWLG011-01 | ExAnte2020 | IOU workpaper | 2019-06-26 | Fixture | 1 |  | None | 0 | 0 | 0 | 46.6 | 0.0131 | -0.665 | [6 empty] | DEER:Indoor_Non-CFL_Ltg | Annual
Any | SWLG011N | ESe | Ex | CZ12 | cWtd | SWLG011-01 | ExAnte2020 | IOU workpaper | 2019-06-26 | Fixture | 1 |  | None | 0 | 0 | 0 | 46.1 | 0.0148 | -0.683 | [6 empty] | DEER:Indoor_Non-CFL_Ltg | Annual
Any | SWLG011N | ESe | Ex | CZ13 | cWtd | SWLG011-01 | ExAnte2020 | IOU workpaper | 2019-06-26 | Fixture | 1 |  | None | 0 | 0 | 0 | 47 | 0.0126 | -0.615 | [6 empty] | DEER:Indoor_Non-CFL_Ltg | Annual
Any | SWLG011N | ESe | Ex | CZ14 | cWtd | SWLG011-01 | ExAnte2020 | IOU workpaper | 2019-06-26 | Fixture | 1 |  | None | 0 | 0 | 0 | 47 | 0.0117 | -0.606 | [6 empty] | DEER:Indoor_Non-CFL_Ltg | Annual
Any | SWLG011N | ESe | Ex | CZ15 | cWtd | SWLG011-01 | ExAnte2020 | IOU workpaper | 2019-06-26 | Fixture | 1 |  | None | 0 | 0 | 0 | 51.1 | 0.0134 | -0.232 | [6 empty] | DEER:Indoor_Non-CFL_Ltg | Annual
Any | SWLG011N | ESe | Ex | CZ16 | cWtd | SWLG011-01 | ExAnte2020 | IOU workpaper | 2019-06-26 | Fixture | 1 |  | None | 0 | 0 | 0 | 43.4 | 0.0141 | -0.841 | [6 empty] | DEER:Indoor_Non-CFL_Ltg | Annual
Any | SWLG011N | EUn | Ex | CZ01 | cWtd | SWLG011-01 | ExAnte2020 | IOU workpaper | 2019-06-26 | Fixture | 1 |  | None | 0 | 0 | 0 | 47.6 | 0.0135 | -1.43 | [6 empty] | DEER:Indoor_Non-CFL_Ltg | Annual
Any | SWLG011N | EUn | Ex | CZ02 | cWtd | SWLG011-01 | ExAnte2020 | IOU workpaper | 2019-06-26 | Fixture | 1 |  | None | 0 | 0 | 0 | 50.5 | 0.015 | -0.948 | [6 empty] | DEER:Indoor_Non-CFL_Ltg | Annual
Any | SWLG011N | EUn | Ex | CZ03 | cWtd | SWLG011-01 | ExAnte2020 | IOU workpaper | 2019-06-26 | Fixture | 1 |  | None | 0 | 0 | 0 | 49.6 | 0.015 | -1.09 | [6 empty] | DEER:Indoor_Non-CFL_Ltg | Annual
Any | SWLG011N | EUn | Ex | CZ04 | cWtd | SWLG011-01 | ExAnte2020 | IOU workpaper | 2019-06-26 | Fixture | 1 |  | None | 0 | 0 | 0 | 51 | 0.015 | -0.841 | [6 empty] | DEER:Indoor_Non-CFL_Ltg | Annual
Any | SWLG011N | EUn | Ex | CZ05 | cWtd | SWLG011-01 | ExAnte2020 | IOU workpaper | 2019-06-26 | Fixture | 1 |  | None | 0 | 0 | 0 | 49.6 | 0.0144 | -1.07 | [6 empty] | DEER:Indoor_Non-CFL_Ltg | Annual
Any | SWLG011N | EUn | Ex | CZ06 | cWtd | SWLG011-01 | ExAnte2020 | IOU workpaper | 2019-06-26 | Fixture | 1 |  | None | 0 | 0 | 0 | 52.5 | 0.0153 | -0.671 | [6 empty] | DEER:Indoor_Non-CFL_Ltg | Annual
Any | SWLG011N | EUn | Ex | CZ07 | cWtd | SWLG011-01 | ExAnte2020 | IOU workpaper | 2019-06-26 | Fixture | 1 |  | None | 0 | 0 | 0 | 52 | 0.0155 | -0.68 | [6 empty] | DEER:Indoor_Non-CFL_Ltg | Annual
Any | SWLG011N | EUn | Ex | CZ08 | cWtd | SWLG011-01 | ExAnte2020 | IOU workpaper | 2019-06-26 | Fixture | 1 |  | None | 0 | 0 | 0 | 52.5 | 0.0153 | -0.578 | [6 empty] | DEER:Indoor_Non-CFL_Ltg | Annual
Any | SWLG011N | EUn | Ex | CZ09 | cWtd | SWLG011-01 | ExAnte2020 | IOU workpaper | 2019-06-26 | Fixture | 1 |  | None | 0 | 0 | 0 | 52.5 | 0.0159 | -0.607 | [6 empty] | DEER:Indoor_Non-CFL_Ltg | Annual
Any | SWLG011N | EUn | Ex | CZ10 | cWtd | SWLG011-01 | ExAnte2020 | IOU workpaper | 2019-06-26 | Fixture | 1 |  | None | 0 | 0 | 0 | 52.5 | 0.0155 | -0.622 | [6 empty] | DEER:Indoor_Non-CFL_Ltg | Annual
Any | SWLG011N | EUn | Ex | CZ11 | cWtd | SWLG011-01 | ExAnte2020 | IOU workpaper | 2019-06-26 | Fixture | 1 |  | None | 0 | 0 | 0 | 51.5 | 0.0153 | -0.753 | [6 empty] | DEER:Indoor_Non-CFL_Ltg | Annual
Any | SWLG011N | EUn | Ex | CZ12 | cWtd | SWLG011-01 | ExAnte2020 | IOU workpaper | 2019-06-26 | Fixture | 1 |  | None | 0 | 0 | 0 | 51.5 | 0.0153 | -0.812 | [6 empty] | DEER:Indoor_Non-CFL_Ltg | Annual
Any | SWLG011N | EUn | Ex | CZ13 | cWtd | SWLG011-01 | ExAnte2020 | IOU workpaper | 2019-06-26 | Fixture | 1 |  | None | 0 | 0 | 0 | 52 | 0.0154 | -0.709 | [6 empty] | DEER:Indoor_Non-CFL_Ltg | Annual
Any | SWLG011N | EUn | Ex | CZ14 | cWtd | SWLG011-01 | ExAnte2020 | IOU workpaper | 2019-06-26 | Fixture | 1 |  | None | 0 | 0 | 0 | 52 | 0.0169 | -0.763 | [6 empty] | DEER:Indoor_Non-CFL_Ltg | Annual
Any | SWLG011N | EUn | Ex | CZ15 | cWtd | SWLG011-01 | ExAnte2020 | IOU workpaper | 2019-06-26 | Fixture | 1 |  | None | 0 | 0 | 0 | 55.4 | 0.0158 | -0.299 | [6 empty] | DEER:Indoor_Non-CFL_Ltg | Annual
Any | SWLG011N | EUn | Ex | CZ16 | cWtd | SWLG011-01 | ExAnte2020 | IOU workpaper | 2019-06-26 | Fixture | 1 |  | None | 0 | 0 | 0 | 49.1 | 0.0148 | -1.12 | [6 empty] | DEER:Indoor_Non-CFL_Ltg | Annual
Any | SWLG011N | Gro | Ex | CZ01 | cWtd | SWLG011-01 | ExAnte2020 | IOU workpaper | 2019-06-26 | Fixture | 1 |  | None | 0 | 0 | 0 | 105 | 0.0175 | -1.82 | [6 empty] | DEER:Indoor_Non-CFL_Ltg | Annual
Any | SWLG011N | Gro | Ex | CZ02 | cWtd | SWLG011-01 | ExAnte2020 | IOU workpaper | 2019-06-26 | Fixture | 1 |  | None | 0 | 0 | 0 | 110 | 0.0208 | -1.4 | [6 empty] | DEER:Indoor_Non-CFL_Ltg | Annual
Any | SWLG011N | Gro | Ex | CZ03 | cWtd | SWLG011-01 | ExAnte2020 | IOU workpaper | 2019-06-26 | Fixture | 1 |  | None | 0 | 0 | 0 | 107 | 0.0194 | -1.58 | [6 empty] | DEER:Indoor_Non-CFL_Ltg | Annual
Any | SWLG011N | Gro | Ex | CZ04 | cWtd | SWLG011-01 | ExAnte2020 | IOU workpaper | 2019-06-26 | Fixture | 1 |  | None | 0 | 0 | 0 | 110 | 0.0201 | -1.35 | [6 empty] | DEER:Indoor_Non-CFL_Ltg | Annual
Any | SWLG011N | Gro | Ex | CZ05 | cWtd | SWLG011-01 | ExAnte2020 | IOU workpaper | 2019-06-26 | Fixture | 1 |  | None | 0 | 0 | 0 | 106 | 0.0191 | -1.61 | [6 empty] | DEER:Indoor_Non-CFL_Ltg | Annual
Any | SWLG011N | Gro | Ex | CZ06 | cWtd | SWLG011-01 | ExAnte2020 | IOU workpaper | 2019-06-26 | Fixture | 1 |  | None | 0 | 0 | 0 | 107 | 0.0199 | -1.45 | [6 empty] | DEER:Indoor_Non-CFL_Ltg | Annual
Any | SWLG011N | Gro | Ex | CZ07 | cWtd | SWLG011-01 | ExAnte2020 | IOU workpaper | 2019-06-26 | Fixture | 1 |  | None | 0 | 0 | 0 | 107 | 0.0194 | -1.46 | [6 empty] | DEER:Indoor_Non-CFL_Ltg | Annual
Any | SWLG011N | Gro | Ex | CZ08 | cWtd | SWLG011-01 | ExAnte2020 | IOU workpaper | 2019-06-26 | Fixture | 1 |  | None | 0 | 0 | 0 | 110 | 0.0199 | -1.3 | [6 empty] | DEER:Indoor_Non-CFL_Ltg | Annual
Any | SWLG011N | Gro | Ex | CZ09 | cWtd | SWLG011-01 | ExAnte2020 | IOU workpaper | 2019-06-26 | Fixture | 1 |  | None | 0 | 0 | 0 | 110 | 0.0204 | -1.29 | [6 empty] | DEER:Indoor_Non-CFL_Ltg | Annual
Any | SWLG011N | Gro | Ex | CZ10 | cWtd | SWLG011-01 | ExAnte2020 | IOU workpaper | 2019-06-26 | Fixture | 1 |  | None | 0 | 0 | 0 | 111 | 0.0206 | -1.3 | [6 empty] | DEER:Indoor_Non-CFL_Ltg | Annual
Any | SWLG011N | Gro | Ex | CZ11 | cWtd | SWLG011-01 | ExAnte2020 | IOU workpaper | 2019-06-26 | Fixture | 1 |  | None | 0 | 0 | 0 | 113 | 0.0213 | -1.15 | [6 empty] | DEER:Indoor_Non-CFL_Ltg | Annual
Any | SWLG011N | Gro | Ex | CZ12 | cWtd | SWLG011-01 | ExAnte2020 | IOU workpaper | 2019-06-26 | Fixture | 1 |  | None | 0 | 0 | 0 | 111 | 0.0211 | -1.25 | [6 empty] | DEER:Indoor_Non-CFL_Ltg | Annual
Any | SWLG011N | Gro | Ex | CZ13 | cWtd | SWLG011-01 | ExAnte2020 | IOU workpaper | 2019-06-26 | Fixture | 1 |  | None | 0 | 0 | 0 | 113 | 0.0206 | -1.09 | [6 empty] | DEER:Indoor_Non-CFL_Ltg | Annual
Any | SWLG011N | Gro | Ex | CZ14 | cWtd | SWLG011-01 | ExAnte2020 | IOU workpaper | 2019-06-26 | Fixture | 1 |  | None | 0 | 0 | 0 | 112 | 0.0208 | -1.33 | [6 empty] | DEER:Indoor_Non-CFL_Ltg | Annual
Any | SWLG011N | Gro | Ex | CZ15 | cWtd | SWLG011-01 | ExAnte2020 | IOU workpaper | 2019-06-26 | Fixture | 1 |  | None | 0 | 0 | 0 | 118 | 0.0211 | -0.753 | [6 empty] | DEER:Indoor_Non-CFL_Ltg | Annual
Any | SWLG011N | Gro | Ex | CZ16 | cWtd | SWLG011-01 | ExAnte2020 | IOU workpaper | 2019-06-26 | Fixture | 1 |  | None | 0 | 0 | 0 | 104 | 0.0201 | -1.74 | [6 empty] | DEER:Indoor_Non-CFL_Ltg | Annual
Any | SWLG011N | Hsp | Ex | CZ01 | cWtd | SWLG011-01 | ExAnte2020 | IOU workpaper | 2019-06-26 | Fixture | 1 |  | None | 0 | 0 | 0 | 113 | 0.0164 | -3.25 | [6 empty] | DEER:Indoor_Non-CFL_Ltg | Annual
Any | SWLG011N | Hsp | Ex | CZ02 | cWtd | SWLG011-01 | ExAnte2020 | IOU workpaper | 2019-06-26 | Fixture | 1 |  | None | 0 | 0 | 0 | 121 | 0.0192 | -2.07 | [6 empty] | DEER:Indoor_Non-CFL_Ltg | Annual
Any | SWLG011N | Hsp | Ex | CZ03 | cWtd | SWLG011-01 | ExAnte2020 | IOU workpaper | 2019-06-26 | Fixture | 1 |  | None | 0 | 0 | 0 | 119 | 0.0186 | -1.96 | [6 empty] | DEER:Indoor_Non-CFL_Ltg | Annual
Any | SWLG011N | Hsp | Ex | CZ04 | cWtd | SWLG011-01 | ExAnte2020 | IOU workpaper | 2019-06-26 | Fixture | 1 |  | None | 0 | 0 | 0 | 124 | 0.0187 | -1.69 | [6 empty] | DEER:Indoor_Non-CFL_Ltg | Annual
Any | SWLG011N | Hsp | Ex | CZ05 | cWtd | SWLG011-01 | ExAnte2020 | IOU workpaper | 2019-06-26 | Fixture | 1 |  | None | 0 | 0 | 0 | 119 | 0.0176 | -2.08 | [6 empty] | DEER:Indoor_Non-CFL_Ltg | Annual
Any | SWLG011N | Hsp | Ex | CZ06 | cWtd | SWLG011-01 | ExAnte2020 | IOU workpaper | 2019-06-26 | Fixture | 1 |  | None | 0 | 0 | 0 | 127 | 0.02 | -1.09 | [6 empty] | DEER:Indoor_Non-CFL_Ltg | Annual
Any | SWLG011N | Hsp | Ex | CZ07 | cWtd | SWLG011-01 | ExAnte2020 | IOU workpaper | 2019-06-26 | Fixture | 1 |  | None | 0 | 0 | 0 | 129 | 0.0189 | -0.774 | [6 empty] | DEER:Indoor_Non-CFL_Ltg | Annual
Any | SWLG011N | Hsp | Ex | CZ08 | cWtd | SWLG011-01 | ExAnte2020 | IOU workpaper | 2019-06-26 | Fixture | 1 |  | None | 0 | 0 | 0 | 129 | 0.019 | -0.928 | [6 empty] | DEER:Indoor_Non-CFL_Ltg | Annual
Any | SWLG011N | Hsp | Ex | CZ09 | cWtd | SWLG011-01 | ExAnte2020 | IOU workpaper | 2019-06-26 | Fixture | 1 |  | None | 0 | 0 | 0 | 129 | 0.0196 | -1.11 | [6 empty] | DEER:Indoor_Non-CFL_Ltg | Annual
Any | SWLG011N | Hsp | Ex | CZ10 | cWtd | SWLG011-01 | ExAnte2020 | IOU workpaper | 2019-06-26 | Fixture | 1 |  | None | 0 | 0 | 0 | 129 | 0.02 | -1.18 | [6 empty] | DEER:Indoor_Non-CFL_Ltg | Annual
Any | SWLG011N | Hsp | Ex | CZ11 | cWtd | SWLG011-01 | ExAnte2020 | IOU workpaper | 2019-06-26 | Fixture | 1 |  | None | 0 | 0 | 0 | 126 | 0.019 | -1.74 | [6 empty] | DEER:Indoor_Non-CFL_Ltg | Annual
Any | SWLG011N | Hsp | Ex | CZ12 | cWtd | SWLG011-01 | ExAnte2020 | IOU workpaper | 2019-06-26 | Fixture | 1 |  | None | 0 | 0 | 0 | 125 | 0.019 | -1.78 | [6 empty] | DEER:Indoor_Non-CFL_Ltg | Annual
Any | SWLG011N | Hsp | Ex | CZ13 | cWtd | SWLG011-01 | ExAnte2020 | IOU workpaper | 2019-06-26 | Fixture | 1 |  | None | 0 | 0 | 0 | 127 | 0.019 | -1.63 | [6 empty] | DEER:Indoor_Non-CFL_Ltg | Annual
Any | SWLG011N | Hsp | Ex | CZ14 | cWtd | SWLG011-01 | ExAnte2020 | IOU workpaper | 2019-06-26 | Fixture | 1 |  | None | 0 | 0 | 0 | 126 | 0.0192 | -1.65 | [6 empty] | DEER:Indoor_Non-CFL_Ltg | Annual
Any | SWLG011N | Hsp | Ex | CZ15 | cWtd | SWLG011-01 | ExAnte2020 | IOU workpaper | 2019-06-26 | Fixture | 1 |  | None | 0 | 0 | 0 | 137 | 0.0195 | -0.625 | [6 empty] | DEER:Indoor_Non-CFL_Ltg | Annual
Any | SWLG011N | Hsp | Ex | CZ16 | cWtd | SWLG011-01 | ExAnte2020 | IOU workpaper | 2019-06-26 | Fixture | 1 |  | None | 0 | 0 | 0 | 119 | 0.0189 | -2.29 | [6 empty] | DEER:Indoor_Non-CFL_Ltg | Annual
Any | SWLG011N | Htl | Ex | CZ01 | cWtd | SWLG011-01 | ExAnte2020 | IOU workpaper | 2019-06-26 | Fixture | 1 |  | None | 0 | 0 | 0 | 87.8 | 0.0141 | -1.87 | [6 empty] | DEER:Indoor_Non-CFL_Ltg | Annual
Any | SWLG011N | Htl | Ex | CZ02 | cWtd | SWLG011-01 | ExAnte2020 | IOU workpaper | 2019-06-26 | Fixture | 1 |  | None | 0 | 0 | 0 | 98.7 | 0.0161 | -1.34 | [6 empty] | DEER:Indoor_Non-CFL_Ltg | Annual
Any | SWLG011N | Htl | Ex | CZ03 | cWtd | SWLG011-01 | ExAnte2020 | IOU workpaper | 2019-06-26 | Fixture | 1 |  | None | 0 | 0 | 0 | 97.6 | 0.0158 | -1.41 | [6 empty] | DEER:Indoor_Non-CFL_Ltg | Annual
Any | SWLG011N | Htl | Ex | CZ04 | cWtd | SWLG011-01 | ExAnte2020 | IOU workpaper | 2019-06-26 | Fixture | 1 |  | None | 0 | 0 | 0 | 101 | 0.0157 | -1.07 | [6 empty] | DEER:Indoor_Non-CFL_Ltg | Annual
Any | SWLG011N | Htl | Ex | CZ05 | cWtd | SWLG011-01 | ExAnte2020 | IOU workpaper | 2019-06-26 | Fixture | 1 |  | None | 0 | 0 | 0 | 96.5 | 0.0152 | -1.45 | [6 empty] | DEER:Indoor_Non-CFL_Ltg | Annual
Any | SWLG011N | Htl | Ex | CZ06 | cWtd | SWLG011-01 | ExAnte2020 | IOU workpaper | 2019-06-26 | Fixture | 1 |  | None | 0 | 0 | 0 | 110 | 0.0165 | -0.762 | [6 empty] | DEER:Indoor_Non-CFL_Ltg | Annual
Any | SWLG011N | Htl | Ex | CZ07 | cWtd | SWLG011-01 | ExAnte2020 | IOU workpaper | 2019-06-26 | Fixture | 1 |  | None | 0 | 0 | 0 | 112 | 0.0164 | -0.679 | [6 empty] | DEER:Indoor_Non-CFL_Ltg | Annual
Any | SWLG011N | Htl | Ex | CZ08 | cWtd | SWLG011-01 | ExAnte2020 | IOU workpaper | 2019-06-26 | Fixture | 1 |  | None | 0 | 0 | 0 | 113 | 0.0162 | -0.67 | [6 empty] | DEER:Indoor_Non-CFL_Ltg | Annual
Any | SWLG011N | Htl | Ex | CZ09 | cWtd | SWLG011-01 | ExAnte2020 | IOU workpaper | 2019-06-26 | Fixture | 1 |  | None | 0 | 0 | 0 | 111 | 0.0169 | -0.774 | [6 empty] | DEER:Indoor_Non-CFL_Ltg | Annual
Any | SWLG011N | Htl | Ex | CZ10 | cWtd | SWLG011-01 | ExAnte2020 | IOU workpaper | 2019-06-26 | Fixture | 1 |  | None | 0 | 0 | 0 | 110 | 0.017 | -0.805 | [6 empty] | DEER:Indoor_Non-CFL_Ltg | Annual
Any | SWLG011N | Htl | Ex | CZ11 | cWtd | SWLG011-01 | ExAnte2020 | IOU workpaper | 2019-06-26 | Fixture | 1 |  | None | 0 | 0 | 0 | 102 | 0.0161 | -1.32 | [6 empty] | DEER:Indoor_Non-CFL_Ltg | Annual
Any | SWLG011N | Htl | Ex | CZ12 | cWtd | SWLG011-01 | ExAnte2020 | IOU workpaper | 2019-06-26 | Fixture | 1 |  | None | 0 | 0 | 0 | 101 | 0.0161 | -1.28 | [6 empty] | DEER:Indoor_Non-CFL_Ltg | Annual
Any | SWLG011N | Htl | Ex | CZ13 | cWtd | SWLG011-01 | ExAnte2020 | IOU workpaper | 2019-06-26 | Fixture | 1 |  | None | 0 | 0 | 0 | 102 | 0.016 | -1.17 | [6 empty] | DEER:Indoor_Non-CFL_Ltg | Annual
Any | SWLG011N | Htl | Ex | CZ14 | cWtd | SWLG011-01 | ExAnte2020 | IOU workpaper | 2019-06-26 | Fixture | 1 |  | None | 0 | 0 | 0 | 104 | 0.0164 | -0.91 | [6 empty] | DEER:Indoor_Non-CFL_Ltg | Annual
Any | SWLG011N | Htl | Ex | CZ15 | cWtd | SWLG011-01 | ExAnte2020 | IOU workpaper | 2019-06-26 | Fixture | 1 |  | None | 0 | 0 | 0 | 119 | 0.017 | -0.472 | [6 empty] | DEER:Indoor_Non-CFL_Ltg | Annual
Any | SWLG011N | Htl | Ex | CZ16 | cWtd | SWLG011-01 | ExAnte2020 | IOU workpaper | 2019-06-26 | Fixture | 1 |  | None | 0 | 0 | 0 | 94.3 | 0.0161 | -1.29 | [6 empty] | DEER:Indoor_Non-CFL_Ltg | Annual
Any | SWLG011N | MBT | Ex | CZ01 | cWtd | SWLG011-01 | ExAnte2020 | IOU workpaper | 2019-06-26 | Fixture | 1 |  | None | 0 | 0 | 0 | 53.3 | 0.00597 | -0.518 | [6 empty] | DEER:Indoor_Non-CFL_Ltg | Annual
Any | SWLG011N | MBT | Ex | CZ02 | cWtd | SWLG011-01 | ExAnte2020 | IOU workpaper | 2019-06-26 | Fixture | 1 |  | None | 0 | 0 | 0 | 56.6 | 0.00686 | -0.29 | [6 empty] | DEER:Indoor_Non-CFL_Ltg | Annual
Any | SWLG011N | MBT | Ex | CZ03 | cWtd | SWLG011-01 | ExAnte2020 | IOU workpaper | 2019-06-26 | Fixture | 1 |  | None | 0 | 0 | 0 | 56.6 | 0.00669 | -0.23 | [6 empty] | DEER:Indoor_Non-CFL_Ltg | Annual
Any | SWLG011N | MBT | Ex | CZ04 | cWtd | SWLG011-01 | ExAnte2020 | IOU workpaper | 2019-06-26 | Fixture | 1 |  | None | 0 | 0 | 0 | 57.7 | 0.00686 | -0.19 | [6 empty] | DEER:Indoor_Non-CFL_Ltg | Annual
Any | SWLG011N | MBT | Ex | CZ05 | cWtd | SWLG011-01 | ExAnte2020 | IOU workpaper | 2019-06-26 | Fixture | 1 |  | None | 0 | 0 | 0 | 56.6 | 0.0068 | -0.243 | [6 empty] | DEER:Indoor_Non-CFL_Ltg | Annual
Any | SWLG011N | MBT | Ex | CZ06 | cWtd | SWLG011-01 | ExAnte2020 | IOU workpaper | 2019-06-26 | Fixture | 1 |  | None | 0 | 0 | 0 | 59.3 | 0.00719 | -0.132 | [6 empty] | DEER:Indoor_Non-CFL_Ltg | Annual
Any | SWLG011N | MBT | Ex | CZ07 | cWtd | SWLG011-01 | ExAnte2020 | IOU workpaper | 2019-06-26 | Fixture | 1 |  | None | 0 | 0 | 0 | 59.9 | 0.00725 | -0.089 | [6 empty] | DEER:Indoor_Non-CFL_Ltg | Annual
Any | SWLG011N | MBT | Ex | CZ08 | cWtd | SWLG011-01 | ExAnte2020 | IOU workpaper | 2019-06-26 | Fixture | 1 |  | None | 0 | 0 | 0 | 60.4 | 0.00719 | -0.11 | [6 empty] | DEER:Indoor_Non-CFL_Ltg | Annual
Any | SWLG011N | MBT | Ex | CZ09 | cWtd | SWLG011-01 | ExAnte2020 | IOU workpaper | 2019-06-26 | Fixture | 1 |  | None | 0 | 0 | 0 | 59.9 | 0.00747 | -0.135 | [6 empty] | DEER:Indoor_Non-CFL_Ltg | Annual
Any | SWLG011N | MBT | Ex | CZ10 | cWtd | SWLG011-01 | ExAnte2020 | IOU workpaper | 2019-06-26 | Fixture | 1 |  | None | 0 | 0 | 0 | 60.4 | 0.00747 | -0.108 | [6 empty] | DEER:Indoor_Non-CFL_Ltg | Annual
Any | SWLG011N | MBT | Ex | CZ11 | cWtd | SWLG011-01 | ExAnte2020 | IOU workpaper | 2019-06-26 | Fixture | 1 |  | None | 0 | 0 | 0 | 57.7 | 0.00691 | -0.295 | [6 empty] | DEER:Indoor_Non-CFL_Ltg | Annual
Any | SWLG011N | MBT | Ex | CZ12 | cWtd | SWLG011-01 | ExAnte2020 | IOU workpaper | 2019-06-26 | Fixture | 1 |  | None | 0 | 0 | 0 | 57.1 | 0.00686 | -0.28 | [6 empty] | DEER:Indoor_Non-CFL_Ltg | Annual
Any | SWLG011N | MBT | Ex | CZ13 | cWtd | SWLG011-01 | ExAnte2020 | IOU workpaper | 2019-06-26 | Fixture | 1 |  | None | 0 | 0 | 0 | 57.7 | 0.0068 | -0.253 | [6 empty] | DEER:Indoor_Non-CFL_Ltg | Annual
Any | SWLG011N | MBT | Ex | CZ14 | cWtd | SWLG011-01 | ExAnte2020 | IOU workpaper | 2019-06-26 | Fixture | 1 |  | None | 0 | 0 | 0 | 58.8 | 0.00741 | -0.283 | [6 empty] | DEER:Indoor_Non-CFL_Ltg | Annual
Any | SWLG011N | MBT | Ex | CZ15 | cWtd | SWLG011-01 | ExAnte2020 | IOU workpaper | 2019-06-26 | Fixture | 1 |  | None | 0 | 0 | 0 | 63.2 | 0.00736 | -0.0434 | [6 empty] | DEER:Indoor_Non-CFL_Ltg | Annual
Any | SWLG011N | MBT | Ex | CZ16 | cWtd | SWLG011-01 | ExAnte2020 | IOU workpaper | 2019-06-26 | Fixture | 1 |  | None | 0 | 0 | 0 | 55.5 | 0.00702 | -0.659 | [6 empty] | DEER:Indoor_Non-CFL_Ltg | Annual
Any | SWLG011N | MLI | Ex | CZ01 | cWtd | SWLG011-01 | ExAnte2020 | IOU workpaper | 2019-06-26 | Fixture | 1 |  | None | 0 | 0 | 0 | 51.3 | 0.00653 | -0.953 | [6 empty] | DEER:Indoor_Non-CFL_Ltg | Annual
Any | SWLG011N | MLI | Ex | CZ02 | cWtd | SWLG011-01 | ExAnte2020 | IOU workpaper | 2019-06-26 | Fixture | 1 |  | None | 0 | 0 | 0 | 54.6 | 0.00715 | -0.601 | [6 empty] | DEER:Indoor_Non-CFL_Ltg | Annual
Any | SWLG011N | MLI | Ex | CZ03 | cWtd | SWLG011-01 | ExAnte2020 | IOU workpaper | 2019-06-26 | Fixture | 1 |  | None | 0 | 0 | 0 | 54 | 0.00715 | -0.612 | [6 empty] | DEER:Indoor_Non-CFL_Ltg | Annual
Any | SWLG011N | MLI | Ex | CZ04 | cWtd | SWLG011-01 | ExAnte2020 | IOU workpaper | 2019-06-26 | Fixture | 1 |  | None | 0 | 0 | 0 | 55.1 | 0.00715 | -0.489 | [6 empty] | DEER:Indoor_Non-CFL_Ltg | Annual
Any | SWLG011N | MLI | Ex | CZ05 | cWtd | SWLG011-01 | ExAnte2020 | IOU workpaper | 2019-06-26 | Fixture | 1 |  | None | 0 | 0 | 0 | 54 | 0.0069 | -0.606 | [6 empty] | DEER:Indoor_Non-CFL_Ltg | Annual
Any | SWLG011N | MLI | Ex | CZ06 | cWtd | SWLG011-01 | ExAnte2020 | IOU workpaper | 2019-06-26 | Fixture | 1 |  | None | 0 | 0 | 0 | 57.3 | 0.00733 | -0.306 | [6 empty] | DEER:Indoor_Non-CFL_Ltg | Annual
Any | SWLG011N | MLI | Ex | CZ07 | cWtd | SWLG011-01 | ExAnte2020 | IOU workpaper | 2019-06-26 | Fixture | 1 |  | None | 0 | 0 | 0 | 56.8 | 0.0074 | -0.263 | [6 empty] | DEER:Indoor_Non-CFL_Ltg | Annual
Any | SWLG011N | MLI | Ex | CZ08 | cWtd | SWLG011-01 | ExAnte2020 | IOU workpaper | 2019-06-26 | Fixture | 1 |  | None | 0 | 0 | 0 | 57.9 | 0.00733 | -0.281 | [6 empty] | DEER:Indoor_Non-CFL_Ltg | Annual
Any | SWLG011N | MLI | Ex | CZ09 | cWtd | SWLG011-01 | ExAnte2020 | IOU workpaper | 2019-06-26 | Fixture | 1 |  | None | 0 | 0 | 0 | 57.3 | 0.00746 | -0.32 | [6 empty] | DEER:Indoor_Non-CFL_Ltg | Annual
Any | SWLG011N | MLI | Ex | CZ10 | cWtd | SWLG011-01 | ExAnte2020 | IOU workpaper | 2019-06-26 | Fixture | 1 |  | None | 0 | 0 | 0 | 57.3 | 0.00752 | -0.32 | [6 empty] | DEER:Indoor_Non-CFL_Ltg | Annual
Any | SWLG011N | MLI | Ex | CZ11 | cWtd | SWLG011-01 | ExAnte2020 | IOU workpaper | 2019-06-26 | Fixture | 1 |  | None | 0 | 0 | 0 | 55.7 | 0.0074 | -0.516 | [6 empty] | DEER:Indoor_Non-CFL_Ltg | Annual
Any | SWLG011N | MLI | Ex | CZ12 | cWtd | SWLG011-01 | ExAnte2020 | IOU workpaper | 2019-06-26 | Fixture | 1 |  | None | 0 | 0 | 0 | 55.1 | 0.00721 | -0.532 | [6 empty] | DEER:Indoor_Non-CFL_Ltg | Annual
Any | SWLG011N | MLI | Ex | CZ13 | cWtd | SWLG011-01 | ExAnte2020 | IOU workpaper | 2019-06-26 | Fixture | 1 |  | None | 0 | 0 | 0 | 56.2 | 0.00709 | -0.466 | [6 empty] | DEER:Indoor_Non-CFL_Ltg | Annual
Any | SWLG011N | MLI | Ex | CZ14 | cWtd | SWLG011-01 | ExAnte2020 | IOU workpaper | 2019-06-26 | Fixture | 1 |  | None | 0 | 0 | 0 | 56.8 | 0.00752 | -0.499 | [6 empty] | DEER:Indoor_Non-CFL_Ltg | Annual
Any | SWLG011N | MLI | Ex | CZ15 | cWtd | SWLG011-01 | ExAnte2020 | IOU workpaper | 2019-06-26 | Fixture | 1 |  | None | 0 | 0 | 0 | 61.2 | 0.0077 | -0.135 | [6 empty] | DEER:Indoor_Non-CFL_Ltg | Annual
Any | SWLG011N | MLI | Ex | CZ16 | cWtd | SWLG011-01 | ExAnte2020 | IOU workpaper | 2019-06-26 | Fixture | 1 |  | None | 0 | 0 | 0 | 53.5 | 0.00727 | -0.799 | [6 empty] | DEER:Indoor_Non-CFL_Ltg | Annual
Any | SWLG011N | Mtl | Ex | CZ01 | cWtd | SWLG011-01 | ExAnte2020 | IOU workpaper | 2019-06-26 | Fixture | 1 |  | None | 0 | 0 | 0 | 66.6 | 0.011 | -1.16 | [6 empty] | DEER:Indoor_Non-CFL_Ltg | Annual
Any | SWLG011N | Mtl | Ex | CZ02 | cWtd | SWLG011-01 | ExAnte2020 | IOU workpaper | 2019-06-26 | Fixture | 1 |  | None | 0 | 0 | 0 | 74.8 | 0.0118 | -0.792 | [6 empty] | DEER:Indoor_Non-CFL_Ltg | Annual
Any | SWLG011N | Mtl | Ex | CZ03 | cWtd | SWLG011-01 | ExAnte2020 | IOU workpaper | 2019-06-26 | Fixture | 1 |  | None | 0 | 0 | 0 | 74 | 0.0117 | -0.776 | [6 empty] | DEER:Indoor_Non-CFL_Ltg | Annual
Any | SWLG011N | Mtl | Ex | CZ04 | cWtd | SWLG011-01 | ExAnte2020 | IOU workpaper | 2019-06-26 | Fixture | 1 |  | None | 0 | 0 | 0 | 78.1 | 0.0117 | -0.643 | [6 empty] | DEER:Indoor_Non-CFL_Ltg | Annual
Any | SWLG011N | Mtl | Ex | CZ05 | cWtd | SWLG011-01 | ExAnte2020 | IOU workpaper | 2019-06-26 | Fixture | 1 |  | None | 0 | 0 | 0 | 73.1 | 0.0113 | -0.863 | [6 empty] | DEER:Indoor_Non-CFL_Ltg | Annual
Any | SWLG011N | Mtl | Ex | CZ06 | cWtd | SWLG011-01 | ExAnte2020 | IOU workpaper | 2019-06-26 | Fixture | 1 |  | None | 0 | 0 | 0 | 86.3 | 0.0121 | -0.299 | [6 empty] | DEER:Indoor_Non-CFL_Ltg | Annual
Any | SWLG011N | Mtl | Ex | CZ07 | cWtd | SWLG011-01 | ExAnte2020 | IOU workpaper | 2019-06-26 | Fixture | 1 |  | None | 0 | 0 | 0 | 88.7 | 0.012 | -0.187 | [6 empty] | DEER:Indoor_Non-CFL_Ltg | Annual
Any | SWLG011N | Mtl | Ex | CZ08 | cWtd | SWLG011-01 | ExAnte2020 | IOU workpaper | 2019-06-26 | Fixture | 1 |  | None | 0 | 0 | 0 | 88.7 | 0.012 | -0.262 | [6 empty] | DEER:Indoor_Non-CFL_Ltg | Annual
Any | SWLG011N | Mtl | Ex | CZ09 | cWtd | SWLG011-01 | ExAnte2020 | IOU workpaper | 2019-06-26 | Fixture | 1 |  | None | 0 | 0 | 0 | 86.3 | 0.0124 | -0.297 | [6 empty] | DEER:Indoor_Non-CFL_Ltg | Annual
Any | SWLG011N | Mtl | Ex | CZ10 | cWtd | SWLG011-01 | ExAnte2020 | IOU workpaper | 2019-06-26 | Fixture | 1 |  | None | 0 | 0 | 0 | 84.6 | 0.0123 | -0.371 | [6 empty] | DEER:Indoor_Non-CFL_Ltg | Annual
Any | SWLG011N | Mtl | Ex | CZ11 | cWtd | SWLG011-01 | ExAnte2020 | IOU workpaper | 2019-06-26 | Fixture | 1 |  | None | 0 | 0 | 0 | 78.9 | 0.0119 | -0.614 | [6 empty] | DEER:Indoor_Non-CFL_Ltg | Annual
Any | SWLG011N | Mtl | Ex | CZ12 | cWtd | SWLG011-01 | ExAnte2020 | IOU workpaper | 2019-06-26 | Fixture | 1 |  | None | 0 | 0 | 0 | 78.1 | 0.0118 | -0.638 | [6 empty] | DEER:Indoor_Non-CFL_Ltg | Annual
Any | SWLG011N | Mtl | Ex | CZ13 | cWtd | SWLG011-01 | ExAnte2020 | IOU workpaper | 2019-06-26 | Fixture | 1 |  | None | 0 | 0 | 0 | 80.5 | 0.0118 | -0.568 | [6 empty] | DEER:Indoor_Non-CFL_Ltg | Annual
Any | SWLG011N | Mtl | Ex | CZ14 | cWtd | SWLG011-01 | ExAnte2020 | IOU workpaper | 2019-06-26 | Fixture | 1 |  | None | 0 | 0 | 0 | 80.5 | 0.0122 | -0.509 | [6 empty] | DEER:Indoor_Non-CFL_Ltg | Annual
Any | SWLG011N | Mtl | Ex | CZ15 | cWtd | SWLG011-01 | ExAnte2020 | IOU workpaper | 2019-06-26 | Fixture | 1 |  | None | 0 | 0 | 0 | 92 | 0.0124 | -0.15 | [6 empty] | DEER:Indoor_Non-CFL_Ltg | Annual
Any | SWLG011N | Mtl | Ex | CZ16 | cWtd | SWLG011-01 | ExAnte2020 | IOU workpaper | 2019-06-26 | Fixture | 1 |  | None | 0 | 0 | 0 | 71.5 | 0.012 | -0.762 | [6 empty] | DEER:Indoor_Non-CFL_Ltg | Annual
Any | SWLG011N | Nrs | Ex | CZ01 | cWtd | SWLG011-01 | ExAnte2020 | IOU workpaper | 2019-06-26 | Fixture | 1 |  | None | 0 | 0 | 0 | 73 | 0.0147 | -1.45 | [6 empty] | DEER:Indoor_Non-CFL_Ltg | Annual
Any | SWLG011N | Nrs | Ex | CZ02 | cWtd | SWLG011-01 | ExAnte2020 | IOU workpaper | 2019-06-26 | Fixture | 1 |  | None | 0 | 0 | 0 | 78.3 | 0.016 | -0.986 | [6 empty] | DEER:Indoor_Non-CFL_Ltg | Annual
Any | SWLG011N | Nrs | Ex | CZ03 | cWtd | SWLG011-01 | ExAnte2020 | IOU workpaper | 2019-06-26 | Fixture | 1 |  | None | 0 | 0 | 0 | 77.5 | 0.0157 | -0.941 | [6 empty] | DEER:Indoor_Non-CFL_Ltg | Annual
Any | SWLG011N | Nrs | Ex | CZ04 | cWtd | SWLG011-01 | ExAnte2020 | IOU workpaper | 2019-06-26 | Fixture | 1 |  | None | 0 | 0 | 0 | 79.8 | 0.016 | -0.775 | [6 empty] | DEER:Indoor_Non-CFL_Ltg | Annual
Any | SWLG011N | Nrs | Ex | CZ05 | cWtd | SWLG011-01 | ExAnte2020 | IOU workpaper | 2019-06-26 | Fixture | 1 |  | None | 0 | 0 | 0 | 77.5 | 0.0152 | -0.971 | [6 empty] | DEER:Indoor_Non-CFL_Ltg | Annual
Any | SWLG011N | Nrs | Ex | CZ06 | cWtd | SWLG011-01 | ExAnte2020 | IOU workpaper | 2019-06-26 | Fixture | 1 |  | None | 0 | 0 | 0 | 83.5 | 0.0168 | -0.509 | [6 empty] | DEER:Indoor_Non-CFL_Ltg | Annual
Any | SWLG011N | Nrs | Ex | CZ07 | cWtd | SWLG011-01 | ExAnte2020 | IOU workpaper | 2019-06-26 | Fixture | 1 |  | None | 0 | 0 | 0 | 83.5 | 0.0169 | -0.437 | [6 empty] | DEER:Indoor_Non-CFL_Ltg | Annual
Any | SWLG011N | Nrs | Ex | CZ08 | cWtd | SWLG011-01 | ExAnte2020 | IOU workpaper | 2019-06-26 | Fixture | 1 |  | None | 0 | 0 | 0 | 84.3 | 0.0171 | -0.465 | [6 empty] | DEER:Indoor_Non-CFL_Ltg | Annual
Any | SWLG011N | Nrs | Ex | CZ09 | cWtd | SWLG011-01 | ExAnte2020 | IOU workpaper | 2019-06-26 | Fixture | 1 |  | None | 0 | 0 | 0 | 84.3 | 0.0172 | -0.503 | [6 empty] | DEER:Indoor_Non-CFL_Ltg | Annual
Any | SWLG011N | Nrs | Ex | CZ10 | cWtd | SWLG011-01 | ExAnte2020 | IOU workpaper | 2019-06-26 | Fixture | 1 |  | None | 0 | 0 | 0 | 85 | 0.0181 | -0.536 | [6 empty] | DEER:Indoor_Non-CFL_Ltg | Annual
Any | SWLG011N | Nrs | Ex | CZ11 | cWtd | SWLG011-01 | ExAnte2020 | IOU workpaper | 2019-06-26 | Fixture | 1 |  | None | 0 | 0 | 0 | 80.5 | 0.0164 | -0.805 | [6 empty] | DEER:Indoor_Non-CFL_Ltg | Annual
Any | SWLG011N | Nrs | Ex | CZ12 | cWtd | SWLG011-01 | ExAnte2020 | IOU workpaper | 2019-06-26 | Fixture | 1 |  | None | 0 | 0 | 0 | 79.8 | 0.0163 | -0.843 | [6 empty] | DEER:Indoor_Non-CFL_Ltg | Annual
Any | SWLG011N | Nrs | Ex | CZ13 | cWtd | SWLG011-01 | ExAnte2020 | IOU workpaper | 2019-06-26 | Fixture | 1 |  | None | 0 | 0 | 0 | 81.3 | 0.0163 | -0.76 | [6 empty] | DEER:Indoor_Non-CFL_Ltg | Annual
Any | SWLG011N | Nrs | Ex | CZ14 | cWtd | SWLG011-01 | ExAnte2020 | IOU workpaper | 2019-06-26 | Fixture | 1 |  | None | 0 | 0 | 0 | 82.8 | 0.0169 | -0.711 | [6 empty] | DEER:Indoor_Non-CFL_Ltg | Annual
Any | SWLG011N | Nrs | Ex | CZ15 | cWtd | SWLG011-01 | ExAnte2020 | IOU workpaper | 2019-06-26 | Fixture | 1 |  | None | 0 | 0 | 0 | 89.6 | 0.0176 | -0.257 | [6 empty] | DEER:Indoor_Non-CFL_Ltg | Annual
Any | SWLG011N | Nrs | Ex | CZ16 | cWtd | SWLG011-01 | ExAnte2020 | IOU workpaper | 2019-06-26 | Fixture | 1 |  | None | 0 | 0 | 0 | 76 | 0.016 | -1.2 | [6 empty] | DEER:Indoor_Non-CFL_Ltg | Annual
Any | SWLG011N | OfL | Ex | CZ01 | cWtd | SWLG011-01 | ExAnte2020 | IOU workpaper | 2019-06-26 | Fixture | 1 |  | None | 0 | 0 | 0 | 52.8 | 0.00781 | -0.254 | [6 empty] | DEER:Indoor_Non-CFL_Ltg | Annual
Any | SWLG011N | OfL | Ex | CZ02 | cWtd | SWLG011-01 | ExAnte2020 | IOU workpaper | 2019-06-26 | Fixture | 1 |  | None | 0 | 0 | 0 | 55.3 | 0.00816 | -0.146 | [6 empty] | DEER:Indoor_Non-CFL_Ltg | Annual
Any | SWLG011N | OfL | Ex | CZ03 | cWtd | SWLG011-01 | ExAnte2020 | IOU workpaper | 2019-06-26 | Fixture | 1 |  | None | 0 | 0 | 0 | 54.8 | 0.00803 | -0.128 | [6 empty] | DEER:Indoor_Non-CFL_Ltg | Annual
Any | SWLG011N | OfL | Ex | CZ04 | cWtd | SWLG011-01 | ExAnte2020 | IOU workpaper | 2019-06-26 | Fixture | 1 |  | None | 0 | 0 | 0 | 55.3 | 0.00836 | -0.128 | [6 empty] | DEER:Indoor_Non-CFL_Ltg | Annual
Any | SWLG011N | OfL | Ex | CZ05 | cWtd | SWLG011-01 | ExAnte2020 | IOU workpaper | 2019-06-26 | Fixture | 1 |  | None | 0 | 0 | 0 | 55.3 | 0.0079 | -0.108 | [6 empty] | DEER:Indoor_Non-CFL_Ltg | Annual
Any | SWLG011N | OfL | Ex | CZ06 | cWtd | SWLG011-01 | ExAnte2020 | IOU workpaper | 2019-06-26 | Fixture | 1 |  | None | 0 | 0 | 0 | 58.7 | 0.00823 | -0.0368 | [6 empty] | DEER:Indoor_Non-CFL_Ltg | Annual
Any | SWLG011N | OfL | Ex | CZ07 | cWtd | SWLG011-01 | ExAnte2020 | IOU workpaper | 2019-06-26 | Fixture | 1 |  | None | 0 | 0 | 0 | 58.2 | 0.0081 | -0.00277 | [6 empty] | DEER:Indoor_Non-CFL_Ltg | Annual
Any | SWLG011N | OfL | Ex | CZ08 | cWtd | SWLG011-01 | ExAnte2020 | IOU workpaper | 2019-06-26 | Fixture | 1 |  | None | 0 | 0 | 0 | 58.7 | 0.00816 | -0.0276 | [6 empty] | DEER:Indoor_Non-CFL_Ltg | Annual
Any | SWLG011N | OfL | Ex | CZ09 | cWtd | SWLG011-01 | ExAnte2020 | IOU workpaper | 2019-06-26 | Fixture | 1 |  | None | 0 | 0 | 0 | 58.2 | 0.00863 | -0.0538 | [6 empty] | DEER:Indoor_Non-CFL_Ltg | Annual
Any | SWLG011N | OfL | Ex | CZ10 | cWtd | SWLG011-01 | ExAnte2020 | IOU workpaper | 2019-06-26 | Fixture | 1 |  | None | 0 | 0 | 0 | 59.2 | 0.00869 | -0.0311 | [6 empty] | DEER:Indoor_Non-CFL_Ltg | Annual
Any | SWLG011N | OfL | Ex | CZ11 | cWtd | SWLG011-01 | ExAnte2020 | IOU workpaper | 2019-06-26 | Fixture | 1 |  | None | 0 | 0 | 0 | 55.8 | 0.0085 | -0.159 | [6 empty] | DEER:Indoor_Non-CFL_Ltg | Annual
Any | SWLG011N | OfL | Ex | CZ12 | cWtd | SWLG011-01 | ExAnte2020 | IOU workpaper | 2019-06-26 | Fixture | 1 |  | None | 0 | 0 | 0 | 55.8 | 0.00903 | -0.148 | [6 empty] | DEER:Indoor_Non-CFL_Ltg | Annual
Any | SWLG011N | OfL | Ex | CZ13 | cWtd | SWLG011-01 | ExAnte2020 | IOU workpaper | 2019-06-26 | Fixture | 1 |  | None | 0 | 0 | 0 | 56.2 | 0.00889 | -0.138 | [6 empty] | DEER:Indoor_Non-CFL_Ltg | Annual
Any | SWLG011N | OfL | Ex | CZ14 | cWtd | SWLG011-01 | ExAnte2020 | IOU workpaper | 2019-06-26 | Fixture | 1 |  | None | 0 | 0 | 0 | 57.7 | 0.0085 | -0.136 | [6 empty] | DEER:Indoor_Non-CFL_Ltg | Annual
Any | SWLG011N | OfL | Ex | CZ15 | cWtd | SWLG011-01 | ExAnte2020 | IOU workpaper | 2019-06-26 | Fixture | 1 |  | None | 0 | 0 | 0 | 60.2 | 0.00923 | -0.00782 | [6 empty] | DEER:Indoor_Non-CFL_Ltg | Annual
Any | SWLG011N | OfL | Ex | CZ16 | cWtd | SWLG011-01 | ExAnte2020 | IOU workpaper | 2019-06-26 | Fixture | 1 |  | None | 0 | 0 | 0 | 54.3 | 0.00823 | -0.406 | [6 empty] | DEER:Indoor_Non-CFL_Ltg | Annual
Any | SWLG011N | OfS | Ex | CZ01 | cWtd | SWLG011-01 | ExAnte2020 | IOU workpaper | 2019-06-26 | Fixture | 1 |  | None | 0 | 0 | 0 | 38.8 | 0.00652 | -0.319 | [6 empty] | DEER:Indoor_Non-CFL_Ltg | Annual
Any | SWLG011N | OfS | Ex | CZ02 | cWtd | SWLG011-01 | ExAnte2020 | IOU workpaper | 2019-06-26 | Fixture | 1 |  | None | 0 | 0 | 0 | 42.1 | 0.00711 | -0.197 | [6 empty] | DEER:Indoor_Non-CFL_Ltg | Annual
Any | SWLG011N | OfS | Ex | CZ03 | cWtd | SWLG011-01 | ExAnte2020 | IOU workpaper | 2019-06-26 | Fixture | 1 |  | None | 0 | 0 | 0 | 41.3 | 0.00681 | -0.186 | [6 empty] | DEER:Indoor_Non-CFL_Ltg | Annual
Any | SWLG011N | OfS | Ex | CZ04 | cWtd | SWLG011-01 | ExAnte2020 | IOU workpaper | 2019-06-26 | Fixture | 1 |  | None | 0 | 0 | 0 | 42.5 | 0.00687 | -0.162 | [6 empty] | DEER:Indoor_Non-CFL_Ltg | Annual
Any | SWLG011N | OfS | Ex | CZ05 | cWtd | SWLG011-01 | ExAnte2020 | IOU workpaper | 2019-06-26 | Fixture | 1 |  | None | 0 | 0 | 0 | 41.7 | 0.00664 | -0.162 | [6 empty] | DEER:Indoor_Non-CFL_Ltg | Annual
Any | SWLG011N | OfS | Ex | CZ06 | cWtd | SWLG011-01 | ExAnte2020 | IOU workpaper | 2019-06-26 | Fixture | 1 |  | None | 0 | 0 | 0 | 45 | 0.00705 | -0.0703 | [6 empty] | DEER:Indoor_Non-CFL_Ltg | Annual
Any | SWLG011N | OfS | Ex | CZ07 | cWtd | SWLG011-01 | ExAnte2020 | IOU workpaper | 2019-06-26 | Fixture | 1 |  | None | 0 | 0 | 0 | 44.6 | 0.00681 | -0.0413 | [6 empty] | DEER:Indoor_Non-CFL_Ltg | Annual
Any | SWLG011N | OfS | Ex | CZ08 | cWtd | SWLG011-01 | ExAnte2020 | IOU workpaper | 2019-06-26 | Fixture | 1 |  | None | 0 | 0 | 0 | 45.4 | 0.00705 | -0.0711 | [6 empty] | DEER:Indoor_Non-CFL_Ltg | Annual
Any | SWLG011N | OfS | Ex | CZ09 | cWtd | SWLG011-01 | ExAnte2020 | IOU workpaper | 2019-06-26 | Fixture | 1 |  | None | 0 | 0 | 0 | 45 | 0.00729 | -0.0879 | [6 empty] | DEER:Indoor_Non-CFL_Ltg | Annual
Any | SWLG011N | OfS | Ex | CZ10 | cWtd | SWLG011-01 | ExAnte2020 | IOU workpaper | 2019-06-26 | Fixture | 1 |  | None | 0 | 0 | 0 | 45 | 0.00729 | -0.0703 | [6 empty] | DEER:Indoor_Non-CFL_Ltg | Annual
Any | SWLG011N | OfS | Ex | CZ11 | cWtd | SWLG011-01 | ExAnte2020 | IOU workpaper | 2019-06-26 | Fixture | 1 |  | None | 0 | 0 | 0 | 42.5 | 0.00759 | -0.186 | [6 empty] | DEER:Indoor_Non-CFL_Ltg | Annual
Any | SWLG011N | OfS | Ex | CZ12 | cWtd | SWLG011-01 | ExAnte2020 | IOU workpaper | 2019-06-26 | Fixture | 1 |  | None | 0 | 0 | 0 | 42.5 | 0.00729 | -0.188 | [6 empty] | DEER:Indoor_Non-CFL_Ltg | Annual
Any | SWLG011N | OfS | Ex | CZ13 | cWtd | SWLG011-01 | ExAnte2020 | IOU workpaper | 2019-06-26 | Fixture | 1 |  | None | 0 | 0 | 0 | 42.9 | 0.00723 | -0.173 | [6 empty] | DEER:Indoor_Non-CFL_Ltg | Annual
Any | SWLG011N | OfS | Ex | CZ14 | cWtd | SWLG011-01 | ExAnte2020 | IOU workpaper | 2019-06-26 | Fixture | 1 |  | None | 0 | 0 | 0 | 43.8 | 0.00735 | -0.141 | [6 empty] | DEER:Indoor_Non-CFL_Ltg | Annual
Any | SWLG011N | OfS | Ex | CZ15 | cWtd | SWLG011-01 | ExAnte2020 | IOU workpaper | 2019-06-26 | Fixture | 1 |  | None | 0 | 0 | 0 | 47.4 | 0.00764 | -0.0268 | [6 empty] | DEER:Indoor_Non-CFL_Ltg | Annual
Any | SWLG011N | OfS | Ex | CZ16 | cWtd | SWLG011-01 | ExAnte2020 | IOU workpaper | 2019-06-26 | Fixture | 1 |  | None | 0 | 0 | 0 | 40.1 | 0.00717 | -0.341 | [6 empty] | DEER:Indoor_Non-CFL_Ltg | Annual
Any | SWLG011N | RFF | Ex | CZ01 | cWtd | SWLG011-01 | ExAnte2020 | IOU workpaper | 2019-06-26 | Fixture | 1 |  | None | 0 | 0 | 0 | 60.4 | 0.0105 | -1.22 | [6 empty] | DEER:Indoor_Non-CFL_Ltg | Annual
Any | SWLG011N | RFF | Ex | CZ02 | cWtd | SWLG011-01 | ExAnte2020 | IOU workpaper | 2019-06-26 | Fixture | 1 |  | None | 0 | 0 | 0 | 65.8 | 0.0111 | -0.779 | [6 empty] | DEER:Indoor_Non-CFL_Ltg | Annual
Any | SWLG011N | RFF | Ex | CZ03 | cWtd | SWLG011-01 | ExAnte2020 | IOU workpaper | 2019-06-26 | Fixture | 1 |  | None | 0 | 0 | 0 | 64.5 | 0.0112 | -0.84 | [6 empty] | DEER:Indoor_Non-CFL_Ltg | Annual
Any | SWLG011N | RFF | Ex | CZ04 | cWtd | SWLG011-01 | ExAnte2020 | IOU workpaper | 2019-06-26 | Fixture | 1 |  | None | 0 | 0 | 0 | 66.5 | 0.0112 | -0.65 | [6 empty] | DEER:Indoor_Non-CFL_Ltg | Annual
Any | SWLG011N | RFF | Ex | CZ05 | cWtd | SWLG011-01 | ExAnte2020 | IOU workpaper | 2019-06-26 | Fixture | 1 |  | None | 0 | 0 | 0 | 64.5 | 0.011 | -0.84 | [6 empty] | DEER:Indoor_Non-CFL_Ltg | Annual
Any | SWLG011N | RFF | Ex | CZ06 | cWtd | SWLG011-01 | ExAnte2020 | IOU workpaper | 2019-06-26 | Fixture | 1 |  | None | 0 | 0 | 0 | 71.2 | 0.0118 | -0.542 | [6 empty] | DEER:Indoor_Non-CFL_Ltg | Annual
Any | SWLG011N | RFF | Ex | CZ07 | cWtd | SWLG011-01 | ExAnte2020 | IOU workpaper | 2019-06-26 | Fixture | 1 |  | None | 0 | 0 | 0 | 71.9 | 0.0119 | -0.443 | [6 empty] | DEER:Indoor_Non-CFL_Ltg | Annual
Any | SWLG011N | RFF | Ex | CZ08 | cWtd | SWLG011-01 | ExAnte2020 | IOU workpaper | 2019-06-26 | Fixture | 1 |  | None | 0 | 0 | 0 | 71.9 | 0.0117 | -0.453 | [6 empty] | DEER:Indoor_Non-CFL_Ltg | Annual
Any | SWLG011N | RFF | Ex | CZ09 | cWtd | SWLG011-01 | ExAnte2020 | IOU workpaper | 2019-06-26 | Fixture | 1 |  | None | 0 | 0 | 0 | 71.2 | 0.0119 | -0.538 | [6 empty] | DEER:Indoor_Non-CFL_Ltg | Annual
Any | SWLG011N | RFF | Ex | CZ10 | cWtd | SWLG011-01 | ExAnte2020 | IOU workpaper | 2019-06-26 | Fixture | 1 |  | None | 0 | 0 | 0 | 71.2 | 0.0118 | -0.541 | [6 empty] | DEER:Indoor_Non-CFL_Ltg | Annual
Any | SWLG011N | RFF | Ex | CZ11 | cWtd | SWLG011-01 | ExAnte2020 | IOU workpaper | 2019-06-26 | Fixture | 1 |  | None | 0 | 0 | 0 | 67.2 | 0.0114 | -0.653 | [6 empty] | DEER:Indoor_Non-CFL_Ltg | Annual
Any | SWLG011N | RFF | Ex | CZ12 | cWtd | SWLG011-01 | ExAnte2020 | IOU workpaper | 2019-06-26 | Fixture | 1 |  | None | 0 | 0 | 0 | 66.5 | 0.0115 | -0.668 | [6 empty] | DEER:Indoor_Non-CFL_Ltg | Annual
Any | SWLG011N | RFF | Ex | CZ13 | cWtd | SWLG011-01 | ExAnte2020 | IOU workpaper | 2019-06-26 | Fixture | 1 |  | None | 0 | 0 | 0 | 67.8 | 0.0115 | -0.613 | [6 empty] | DEER:Indoor_Non-CFL_Ltg | Annual
Any | SWLG011N | RFF | Ex | CZ14 | cWtd | SWLG011-01 | ExAnte2020 | IOU workpaper | 2019-06-26 | Fixture | 1 |  | None | 0 | 0 | 0 | 69.8 | 0.0119 | -0.752 | [6 empty] | DEER:Indoor_Non-CFL_Ltg | Annual
Any | SWLG011N | RFF | Ex | CZ15 | cWtd | SWLG011-01 | ExAnte2020 | IOU workpaper | 2019-06-26 | Fixture | 1 |  | None | 0 | 0 | 0 | 75.2 | 0.0121 | -0.249 | [6 empty] | DEER:Indoor_Non-CFL_Ltg | Annual
Any | SWLG011N | RFF | Ex | CZ16 | cWtd | SWLG011-01 | ExAnte2020 | IOU workpaper | 2019-06-26 | Fixture | 1 |  | None | 0 | 0 | 0 | 66.5 | 0.0115 | -1.04 | [6 empty] | DEER:Indoor_Non-CFL_Ltg | Annual
Any | SWLG011N | RSD | Ex | CZ01 | cWtd | SWLG011-01 | ExAnte2020 | IOU workpaper | 2019-06-26 | Fixture | 1 |  | None | 0 | 0 | 0 | 69.2 | 0.0151 | -1.26 | [6 empty] | DEER:Indoor_Non-CFL_Ltg | Annual
Any | SWLG011N | RSD | Ex | CZ02 | cWtd | SWLG011-01 | ExAnte2020 | IOU workpaper | 2019-06-26 | Fixture | 1 |  | None | 0 | 0 | 0 | 76 | 0.0152 | -0.646 | [6 empty] | DEER:Indoor_Non-CFL_Ltg | Annual
Any | SWLG011N | RSD | Ex | CZ03 | cWtd | SWLG011-01 | ExAnte2020 | IOU workpaper | 2019-06-26 | Fixture | 1 |  | None | 0 | 0 | 0 | 76 | 0.0152 | -0.632 | [6 empty] | DEER:Indoor_Non-CFL_Ltg | Annual
Any | SWLG011N | RSD | Ex | CZ04 | cWtd | SWLG011-01 | ExAnte2020 | IOU workpaper | 2019-06-26 | Fixture | 1 |  | None | 0 | 0 | 0 | 77.5 | 0.0152 | -0.479 | [6 empty] | DEER:Indoor_Non-CFL_Ltg | Annual
Any | SWLG011N | RSD | Ex | CZ05 | cWtd | SWLG011-01 | ExAnte2020 | IOU workpaper | 2019-06-26 | Fixture | 1 |  | None | 0 | 0 | 0 | 76 | 0.0151 | -0.589 | [6 empty] | DEER:Indoor_Non-CFL_Ltg | Annual
Any | SWLG011N | RSD | Ex | CZ06 | cWtd | SWLG011-01 | ExAnte2020 | IOU workpaper | 2019-06-26 | Fixture | 1 |  | None | 0 | 0 | 0 | 83.5 | 0.016 | -0.249 | [6 empty] | DEER:Indoor_Non-CFL_Ltg | Annual
Any | SWLG011N | RSD | Ex | CZ07 | cWtd | SWLG011-01 | ExAnte2020 | IOU workpaper | 2019-06-26 | Fixture | 1 |  | None | 0 | 0 | 0 | 85 | 0.0161 | -0.12 | [6 empty] | DEER:Indoor_Non-CFL_Ltg | Annual
Any | SWLG011N | RSD | Ex | CZ08 | cWtd | SWLG011-01 | ExAnte2020 | IOU workpaper | 2019-06-26 | Fixture | 1 |  | None | 0 | 0 | 0 | 83.5 | 0.0159 | -0.219 | [6 empty] | DEER:Indoor_Non-CFL_Ltg | Annual
Any | SWLG011N | RSD | Ex | CZ09 | cWtd | SWLG011-01 | ExAnte2020 | IOU workpaper | 2019-06-26 | Fixture | 1 |  | None | 0 | 0 | 0 | 82 | 0.0163 | -0.291 | [6 empty] | DEER:Indoor_Non-CFL_Ltg | Annual
Any | SWLG011N | RSD | Ex | CZ10 | cWtd | SWLG011-01 | ExAnte2020 | IOU workpaper | 2019-06-26 | Fixture | 1 |  | None | 0 | 0 | 0 | 82 | 0.0161 | -0.369 | [6 empty] | DEER:Indoor_Non-CFL_Ltg | Annual
Any | SWLG011N | RSD | Ex | CZ11 | cWtd | SWLG011-01 | ExAnte2020 | IOU workpaper | 2019-06-26 | Fixture | 1 |  | None | 0 | 0 | 0 | 76.8 | 0.0156 | -0.604 | [6 empty] | DEER:Indoor_Non-CFL_Ltg | Annual
Any | SWLG011N | RSD | Ex | CZ12 | cWtd | SWLG011-01 | ExAnte2020 | IOU workpaper | 2019-06-26 | Fixture | 1 |  | None | 0 | 0 | 0 | 76.8 | 0.0153 | -0.611 | [6 empty] | DEER:Indoor_Non-CFL_Ltg | Annual
Any | SWLG011N | RSD | Ex | CZ13 | cWtd | SWLG011-01 | ExAnte2020 | IOU workpaper | 2019-06-26 | Fixture | 1 |  | None | 0 | 0 | 0 | 77.5 | 0.0156 | -0.577 | [6 empty] | DEER:Indoor_Non-CFL_Ltg | Annual
Any | SWLG011N | RSD | Ex | CZ14 | cWtd | SWLG011-01 | ExAnte2020 | IOU workpaper | 2019-06-26 | Fixture | 1 |  | None | 0 | 0 | 0 | 80.5 | 0.0161 | -0.693 | [6 empty] | DEER:Indoor_Non-CFL_Ltg | Annual
Any | SWLG011N | RSD | Ex | CZ15 | cWtd | SWLG011-01 | ExAnte2020 | IOU workpaper | 2019-06-26 | Fixture | 1 |  | None | 0 | 0 | 0 | 85.8 | 0.0168 | -0.111 | [6 empty] | DEER:Indoor_Non-CFL_Ltg | Annual
Any | SWLG011N | RSD | Ex | CZ16 | cWtd | SWLG011-01 | ExAnte2020 | IOU workpaper | 2019-06-26 | Fixture | 1 |  | None | 0 | 0 | 0 | 76 | 0.0157 | -1.12 | [6 empty] | DEER:Indoor_Non-CFL_Ltg | Annual
Any | SWLG011N | Rt3 | Ex | CZ01 | cWtd | SWLG011-01 | ExAnte2020 | IOU workpaper | 2019-06-26 | Fixture | 1 |  | None | 0 | 0 | 0 | 105 | 0.0195 | -0.986 | [6 empty] | DEER:Indoor_Non-CFL_Ltg | Annual
Any | SWLG011N | Rt3 | Ex | CZ02 | cWtd | SWLG011-01 | ExAnte2020 | IOU workpaper | 2019-06-26 | Fixture | 1 |  | None | 0 | 0 | 0 | 111 | 0.0196 | -0.553 | [6 empty] | DEER:Indoor_Non-CFL_Ltg | Annual
Any | SWLG011N | Rt3 | Ex | CZ03 | cWtd | SWLG011-01 | ExAnte2020 | IOU workpaper | 2019-06-26 | Fixture | 1 |  | None | 0 | 0 | 0 | 111 | 0.0195 | -0.438 | [6 empty] | DEER:Indoor_Non-CFL_Ltg | Annual
Any | SWLG011N | Rt3 | Ex | CZ04 | cWtd | SWLG011-01 | ExAnte2020 | IOU workpaper | 2019-06-26 | Fixture | 1 |  | None | 0 | 0 | 0 | 114 | 0.0196 | -0.349 | [6 empty] | DEER:Indoor_Non-CFL_Ltg | Annual
Any | SWLG011N | Rt3 | Ex | CZ05 | cWtd | SWLG011-01 | ExAnte2020 | IOU workpaper | 2019-06-26 | Fixture | 1 |  | None | 0 | 0 | 0 | 113 | 0.0191 | -0.34 | [6 empty] | DEER:Indoor_Non-CFL_Ltg | Annual
Any | SWLG011N | Rt3 | Ex | CZ06 | cWtd | SWLG011-01 | ExAnte2020 | IOU workpaper | 2019-06-26 | Fixture | 1 |  | None | 0 | 0 | 0 | 120 | 0.0205 | -0.0966 | [6 empty] | DEER:Indoor_Non-CFL_Ltg | Annual
Any | SWLG011N | Rt3 | Ex | CZ07 | cWtd | SWLG011-01 | ExAnte2020 | IOU workpaper | 2019-06-26 | Fixture | 1 |  | None | 0 | 0 | 0 | 121 | 0.0203 | -0.0275 | [6 empty] | DEER:Indoor_Non-CFL_Ltg | Annual
Any | SWLG011N | Rt3 | Ex | CZ08 | cWtd | SWLG011-01 | ExAnte2020 | IOU workpaper | 2019-06-26 | Fixture | 1 |  | None | 0 | 0 | 0 | 120 | 0.0203 | -0.0784 | [6 empty] | DEER:Indoor_Non-CFL_Ltg | Annual
Any | SWLG011N | Rt3 | Ex | CZ09 | cWtd | SWLG011-01 | ExAnte2020 | IOU workpaper | 2019-06-26 | Fixture | 1 |  | None | 0 | 0 | 0 | 118 | 0.0208 | -0.142 | [6 empty] | DEER:Indoor_Non-CFL_Ltg | Annual
Any | SWLG011N | Rt3 | Ex | CZ10 | cWtd | SWLG011-01 | ExAnte2020 | IOU workpaper | 2019-06-26 | Fixture | 1 |  | None | 0 | 0 | 0 | 119 | 0.0208 | -0.149 | [6 empty] | DEER:Indoor_Non-CFL_Ltg | Annual
Any | SWLG011N | Rt3 | Ex | CZ11 | cWtd | SWLG011-01 | ExAnte2020 | IOU workpaper | 2019-06-26 | Fixture | 1 |  | None | 0 | 0 | 0 | 113 | 0.0203 | -0.544 | [6 empty] | DEER:Indoor_Non-CFL_Ltg | Annual
Any | SWLG011N | Rt3 | Ex | CZ12 | cWtd | SWLG011-01 | ExAnte2020 | IOU workpaper | 2019-06-26 | Fixture | 1 |  | None | 0 | 0 | 0 | 113 | 0.02 | -0.557 | [6 empty] | DEER:Indoor_Non-CFL_Ltg | Annual
Any | SWLG011N | Rt3 | Ex | CZ13 | cWtd | SWLG011-01 | ExAnte2020 | IOU workpaper | 2019-06-26 | Fixture | 1 |  | None | 0 | 0 | 0 | 114 | 0.0201 | -0.507 | [6 empty] | DEER:Indoor_Non-CFL_Ltg | Annual
Any | SWLG011N | Rt3 | Ex | CZ14 | cWtd | SWLG011-01 | ExAnte2020 | IOU workpaper | 2019-06-26 | Fixture | 1 |  | None | 0 | 0 | 0 | 116 | 0.0208 | -0.499 | [6 empty] | DEER:Indoor_Non-CFL_Ltg | Annual
Any | SWLG011N | Rt3 | Ex | CZ15 | cWtd | SWLG011-01 | ExAnte2020 | IOU workpaper | 2019-06-26 | Fixture | 1 |  | None | 0 | 0 | 0 | 123 | 0.0215 | -0.0266 | [6 empty] | DEER:Indoor_Non-CFL_Ltg | Annual
Any | SWLG011N | Rt3 | Ex | CZ16 | cWtd | SWLG011-01 | ExAnte2020 | IOU workpaper | 2019-06-26 | Fixture | 1 |  | None | 0 | 0 | 0 | 107 | 0.02 | -1.16 | [6 empty] | DEER:Indoor_Non-CFL_Ltg | Annual
Any | SWLG011N | RtL | Ex | CZ01 | cWtd | SWLG011-01 | ExAnte2020 | IOU workpaper | 2019-06-26 | Fixture | 1 |  | None | 0 | 0 | 0 | 80.2 | 0.0124 | -0.676 | [6 empty] | DEER:Indoor_Non-CFL_Ltg | Annual
Any | SWLG011N | RtL | Ex | CZ02 | cWtd | SWLG011-01 | ExAnte2020 | IOU workpaper | 2019-06-26 | Fixture | 1 |  | None | 0 | 0 | 0 | 84.2 | 0.0125 | -0.4 | [6 empty] | DEER:Indoor_Non-CFL_Ltg | Annual
Any | SWLG011N | RtL | Ex | CZ03 | cWtd | SWLG011-01 | ExAnte2020 | IOU workpaper | 2019-06-26 | Fixture | 1 |  | None | 0 | 0 | 0 | 85 | 0.0123 | -0.319 | [6 empty] | DEER:Indoor_Non-CFL_Ltg | Annual
Any | SWLG011N | RtL | Ex | CZ04 | cWtd | SWLG011-01 | ExAnte2020 | IOU workpaper | 2019-06-26 | Fixture | 1 |  | None | 0 | 0 | 0 | 85.8 | 0.0124 | -0.264 | [6 empty] | DEER:Indoor_Non-CFL_Ltg | Annual
Any | SWLG011N | RtL | Ex | CZ05 | cWtd | SWLG011-01 | ExAnte2020 | IOU workpaper | 2019-06-26 | Fixture | 1 |  | None | 0 | 0 | 0 | 85 | 0.0121 | -0.319 | [6 empty] | DEER:Indoor_Non-CFL_Ltg | Annual
Any | SWLG011N | RtL | Ex | CZ06 | cWtd | SWLG011-01 | ExAnte2020 | IOU workpaper | 2019-06-26 | Fixture | 1 |  | None | 0 | 0 | 0 | 90.7 | 0.013 | -0.136 | [6 empty] | DEER:Indoor_Non-CFL_Ltg | Annual
Any | SWLG011N | RtL | Ex | CZ07 | cWtd | SWLG011-01 | ExAnte2020 | IOU workpaper | 2019-06-26 | Fixture | 1 |  | None | 0 | 0 | 0 | 91.5 | 0.013 | -0.0996 | [6 empty] | DEER:Indoor_Non-CFL_Ltg | Annual
Any | SWLG011N | RtL | Ex | CZ08 | cWtd | SWLG011-01 | ExAnte2020 | IOU workpaper | 2019-06-26 | Fixture | 1 |  | None | 0 | 0 | 0 | 90.7 | 0.013 | -0.117 | [6 empty] | DEER:Indoor_Non-CFL_Ltg | Annual
Any | SWLG011N | RtL | Ex | CZ09 | cWtd | SWLG011-01 | ExAnte2020 | IOU workpaper | 2019-06-26 | Fixture | 1 |  | None | 0 | 0 | 0 | 89.1 | 0.0133 | -0.161 | [6 empty] | DEER:Indoor_Non-CFL_Ltg | Annual
Any | SWLG011N | RtL | Ex | CZ10 | cWtd | SWLG011-01 | ExAnte2020 | IOU workpaper | 2019-06-26 | Fixture | 1 |  | None | 0 | 0 | 0 | 89.1 | 0.0133 | -0.158 | [6 empty] | DEER:Indoor_Non-CFL_Ltg | Annual
Any | SWLG011N | RtL | Ex | CZ11 | cWtd | SWLG011-01 | ExAnte2020 | IOU workpaper | 2019-06-26 | Fixture | 1 |  | None | 0 | 0 | 0 | 85 | 0.0129 | -0.403 | [6 empty] | DEER:Indoor_Non-CFL_Ltg | Annual
Any | SWLG011N | RtL | Ex | CZ12 | cWtd | SWLG011-01 | ExAnte2020 | IOU workpaper | 2019-06-26 | Fixture | 1 |  | None | 0 | 0 | 0 | 84.2 | 0.0128 | -0.39 | [6 empty] | DEER:Indoor_Non-CFL_Ltg | Annual
Any | SWLG011N | RtL | Ex | CZ13 | cWtd | SWLG011-01 | ExAnte2020 | IOU workpaper | 2019-06-26 | Fixture | 1 |  | None | 0 | 0 | 0 | 85 | 0.0128 | -0.374 | [6 empty] | DEER:Indoor_Non-CFL_Ltg | Annual
Any | SWLG011N | RtL | Ex | CZ14 | cWtd | SWLG011-01 | ExAnte2020 | IOU workpaper | 2019-06-26 | Fixture | 1 |  | None | 0 | 0 | 0 | 86.7 | 0.0134 | -0.393 | [6 empty] | DEER:Indoor_Non-CFL_Ltg | Annual
Any | SWLG011N | RtL | Ex | CZ15 | cWtd | SWLG011-01 | ExAnte2020 | IOU workpaper | 2019-06-26 | Fixture | 1 |  | None | 0 | 0 | 0 | 93.1 | 0.0137 | -0.059 | [6 empty] | DEER:Indoor_Non-CFL_Ltg | Annual
Any | SWLG011N | RtL | Ex | CZ16 | cWtd | SWLG011-01 | ExAnte2020 | IOU workpaper | 2019-06-26 | Fixture | 1 |  | None | 0 | 0 | 0 | 81 | 0.0128 | -0.858 | [6 empty] | DEER:Indoor_Non-CFL_Ltg | Annual
Any | SWLG011N | RtS | Ex | CZ01 | cWtd | SWLG011-01 | ExAnte2020 | IOU workpaper | 2019-06-26 | Fixture | 1 |  | None | 0 | 0 | 0 | 46.2 | 0.00848 | -0.743 | [6 empty] | DEER:Indoor_Non-CFL_Ltg | Annual
Any | SWLG011N | RtS | Ex | CZ02 | cWtd | SWLG011-01 | ExAnte2020 | IOU workpaper | 2019-06-26 | Fixture | 1 |  | None | 0 | 0 | 0 | 50.1 | 0.00881 | -0.411 | [6 empty] | DEER:Indoor_Non-CFL_Ltg | Annual
Any | SWLG011N | RtS | Ex | CZ03 | cWtd | SWLG011-01 | ExAnte2020 | IOU workpaper | 2019-06-26 | Fixture | 1 |  | None | 0 | 0 | 0 | 49.6 | 0.00878 | -0.441 | [6 empty] | DEER:Indoor_Non-CFL_Ltg | Annual
Any | SWLG011N | RtS | Ex | CZ04 | cWtd | SWLG011-01 | ExAnte2020 | IOU workpaper | 2019-06-26 | Fixture | 1 |  | None | 0 | 0 | 0 | 50.5 | 0.00881 | -0.345 | [6 empty] | DEER:Indoor_Non-CFL_Ltg | Annual
Any | SWLG011N | RtS | Ex | CZ05 | cWtd | SWLG011-01 | ExAnte2020 | IOU workpaper | 2019-06-26 | Fixture | 1 |  | None | 0 | 0 | 0 | 50.1 | 0.00865 | -0.399 | [6 empty] | DEER:Indoor_Non-CFL_Ltg | Annual
Any | SWLG011N | RtS | Ex | CZ06 | cWtd | SWLG011-01 | ExAnte2020 | IOU workpaper | 2019-06-26 | Fixture | 1 |  | None | 0 | 0 | 0 | 53.5 | 0.00908 | -0.199 | [6 empty] | DEER:Indoor_Non-CFL_Ltg | Annual
Any | SWLG011N | RtS | Ex | CZ07 | cWtd | SWLG011-01 | ExAnte2020 | IOU workpaper | 2019-06-26 | Fixture | 1 |  | None | 0 | 0 | 0 | 54.4 | 0.00908 | -0.148 | [6 empty] | DEER:Indoor_Non-CFL_Ltg | Annual
Any | SWLG011N | RtS | Ex | CZ08 | cWtd | SWLG011-01 | ExAnte2020 | IOU workpaper | 2019-06-26 | Fixture | 1 |  | None | 0 | 0 | 0 | 53.9 | 0.00901 | -0.169 | [6 empty] | DEER:Indoor_Non-CFL_Ltg | Annual
Any | SWLG011N | RtS | Ex | CZ09 | cWtd | SWLG011-01 | ExAnte2020 | IOU workpaper | 2019-06-26 | Fixture | 1 |  | None | 0 | 0 | 0 | 53.5 | 0.00923 | -0.22 | [6 empty] | DEER:Indoor_Non-CFL_Ltg | Annual
Any | SWLG011N | RtS | Ex | CZ10 | cWtd | SWLG011-01 | ExAnte2020 | IOU workpaper | 2019-06-26 | Fixture | 1 |  | None | 0 | 0 | 0 | 53.9 | 0.00926 | -0.21 | [6 empty] | DEER:Indoor_Non-CFL_Ltg | Annual
Any | SWLG011N | RtS | Ex | CZ11 | cWtd | SWLG011-01 | ExAnte2020 | IOU workpaper | 2019-06-26 | Fixture | 1 |  | None | 0 | 0 | 0 | 50.5 | 0.00896 | -0.387 | [6 empty] | DEER:Indoor_Non-CFL_Ltg | Annual
Any | SWLG011N | RtS | Ex | CZ12 | cWtd | SWLG011-01 | ExAnte2020 | IOU workpaper | 2019-06-26 | Fixture | 1 |  | None | 0 | 0 | 0 | 50.5 | 0.00896 | -0.39 | [6 empty] | DEER:Indoor_Non-CFL_Ltg | Annual
Any | SWLG011N | RtS | Ex | CZ13 | cWtd | SWLG011-01 | ExAnte2020 | IOU workpaper | 2019-06-26 | Fixture | 1 |  | None | 0 | 0 | 0 | 50.5 | 0.00893 | -0.368 | [6 empty] | DEER:Indoor_Non-CFL_Ltg | Annual
Any | SWLG011N | RtS | Ex | CZ14 | cWtd | SWLG011-01 | ExAnte2020 | IOU workpaper | 2019-06-26 | Fixture | 1 |  | None | 0 | 0 | 0 | 52 | 0.00933 | -0.354 | [6 empty] | DEER:Indoor_Non-CFL_Ltg | Annual
Any | SWLG011N | RtS | Ex | CZ15 | cWtd | SWLG011-01 | ExAnte2020 | IOU workpaper | 2019-06-26 | Fixture | 1 |  | None | 0 | 0 | 0 | 56.4 | 0.00941 | -0.0812 | [6 empty] | DEER:Indoor_Non-CFL_Ltg | Annual
Any | SWLG011N | RtS | Ex | CZ16 | cWtd | SWLG011-01 | ExAnte2020 | IOU workpaper | 2019-06-26 | Fixture | 1 |  | None | 0 | 0 | 0 | 48.1 | 0.00901 | -0.583 | [6 empty] | DEER:Indoor_Non-CFL_Ltg | Annual
Any | SWLG011N | SCn | Ex | CZ01 | cWtd | SWLG011-01 | ExAnte2020 | IOU workpaper | 2019-06-26 | Fixture | 1 |  | None | 0 | 0 | 0 | 34.7 | 0.00418 | -0.829 | [6 empty] | DEER:Indoor_Non-CFL_Ltg | Annual
Any | SWLG011N | SCn | Ex | CZ02 | cWtd | SWLG011-01 | ExAnte2020 | IOU workpaper | 2019-06-26 | Fixture | 1 |  | None | 0 | 0 | 0 | 40.5 | 0.00528 | -0.54 | [6 empty] | DEER:Indoor_Non-CFL_Ltg | Annual
Any | SWLG011N | SCn | Ex | CZ03 | cWtd | SWLG011-01 | ExAnte2020 | IOU workpaper | 2019-06-26 | Fixture | 1 |  | None | 0 | 0 | 0 | 37.8 | 0.00528 | -0.68 | [6 empty] | DEER:Indoor_Non-CFL_Ltg | Annual
Any | SWLG011N | SCn | Ex | CZ04 | cWtd | SWLG011-01 | ExAnte2020 | IOU workpaper | 2019-06-26 | Fixture | 1 |  | None | 0 | 0 | 0 | 41.9 | 0.00533 | -0.554 | [6 empty] | DEER:Indoor_Non-CFL_Ltg | Annual
Any | SWLG011N | SCn | Ex | CZ05 | cWtd | SWLG011-01 | ExAnte2020 | IOU workpaper | 2019-06-26 | Fixture | 1 |  | None | 0 | 0 | 0 | 40.1 | 0.00473 | -0.761 | [6 empty] | DEER:Indoor_Non-CFL_Ltg | Annual
Any | SWLG011N | SCn | Ex | CZ06 | cWtd | SWLG011-01 | ExAnte2020 | IOU workpaper | 2019-06-26 | Fixture | 1 |  | None | 0 | 0 | 0 | 43.7 | 0.00554 | -0.399 | [6 empty] | DEER:Indoor_Non-CFL_Ltg | Annual
Any | SWLG011N | SCn | Ex | CZ07 | cWtd | SWLG011-01 | ExAnte2020 | IOU workpaper | 2019-06-26 | Fixture | 1 |  | None | 0 | 0 | 0 | 44.1 | 0.00566 | -0.381 | [6 empty] | DEER:Indoor_Non-CFL_Ltg | Annual
Any | SWLG011N | SCn | Ex | CZ08 | cWtd | SWLG011-01 | ExAnte2020 | IOU workpaper | 2019-06-26 | Fixture | 1 |  | None | 0 | 0 | 0 | 45.9 | 0.00533 | -0.34 | [6 empty] | DEER:Indoor_Non-CFL_Ltg | Annual
Any | SWLG011N | SCn | Ex | CZ09 | cWtd | SWLG011-01 | ExAnte2020 | IOU workpaper | 2019-06-26 | Fixture | 1 |  | None | 0 | 0 | 0 | 45 | 0.00545 | -0.41 | [6 empty] | DEER:Indoor_Non-CFL_Ltg | Annual
Any | SWLG011N | SCn | Ex | CZ10 | cWtd | SWLG011-01 | ExAnte2020 | IOU workpaper | 2019-06-26 | Fixture | 1 |  | None | 0 | 0 | 0 | 44.1 | 0.00541 | -0.455 | [6 empty] | DEER:Indoor_Non-CFL_Ltg | Annual
Any | SWLG011N | SCn | Ex | CZ11 | cWtd | SWLG011-01 | ExAnte2020 | IOU workpaper | 2019-06-26 | Fixture | 1 |  | None | 0 | 0 | 0 | 42.3 | 0.00516 | -0.495 | [6 empty] | DEER:Indoor_Non-CFL_Ltg | Annual
Any | SWLG011N | SCn | Ex | CZ12 | cWtd | SWLG011-01 | ExAnte2020 | IOU workpaper | 2019-06-26 | Fixture | 1 |  | None | 0 | 0 | 0 | 42.8 | 0.0052 | -0.491 | [6 empty] | DEER:Indoor_Non-CFL_Ltg | Annual
Any | SWLG011N | SCn | Ex | CZ13 | cWtd | SWLG011-01 | ExAnte2020 | IOU workpaper | 2019-06-26 | Fixture | 1 |  | None | 0 | 0 | 0 | 43.7 | 0.00511 | -0.427 | [6 empty] | DEER:Indoor_Non-CFL_Ltg | Annual
Any | SWLG011N | SCn | Ex | CZ14 | cWtd | SWLG011-01 | ExAnte2020 | IOU workpaper | 2019-06-26 | Fixture | 1 |  | None | 0 | 0 | 0 | 44.6 | 0.00541 | -0.482 | [6 empty] | DEER:Indoor_Non-CFL_Ltg | Annual
Any | SWLG011N | SCn | Ex | CZ15 | cWtd | SWLG011-01 | ExAnte2020 | IOU workpaper | 2019-06-26 | Fixture | 1 |  | None | 0 | 0 | 0 | 48.2 | 0.00566 | -0.242 | [6 empty] | DEER:Indoor_Non-CFL_Ltg | Annual
Any | SWLG011N | SCn | Ex | CZ16 | cWtd | SWLG011-01 | ExAnte2020 | IOU workpaper | 2019-06-26 | Fixture | 1 |  | None | 0 | 0 | 0 | 41.4 | 0.00558 | -0.64 | [6 empty] | DEER:Indoor_Non-CFL_Ltg | Annual
Any | SWLG011N | SUn | Ex | CZ01 | cWtd | SWLG011-01 | ExAnte2020 | IOU workpaper | 2019-06-26 | Fixture | 1 |  | None | 0 | 0 | 0 | 42.5 | 0.006 | 0 | [6 empty] | DEER:Indoor_Non-CFL_Ltg | Annual
Any | SWLG011N | SUn | Ex | CZ02 | cWtd | SWLG011-01 | ExAnte2020 | IOU workpaper | 2019-06-26 | Fixture | 1 |  | None | 0 | 0 | 0 | 42.5 | 0.006 | 0 | [6 empty] | DEER:Indoor_Non-CFL_Ltg | Annual
Any | SWLG011N | SUn | Ex | CZ03 | cWtd | SWLG011-01 | ExAnte2020 | IOU workpaper | 2019-06-26 | Fixture | 1 |  | None | 0 | 0 | 0 | 42.5 | 0.006 | 0 | [6 empty] | DEER:Indoor_Non-CFL_Ltg | Annual
Any | SWLG011N | SUn | Ex | CZ04 | cWtd | SWLG011-01 | ExAnte2020 | IOU workpaper | 2019-06-26 | Fixture | 1 |  | None | 0 | 0 | 0 | 42.5 | 0.006 | 0 | [6 empty] | DEER:Indoor_Non-CFL_Ltg | Annual
Any | SWLG011N | SUn | Ex | CZ05 | cWtd | SWLG011-01 | ExAnte2020 | IOU workpaper | 2019-06-26 | Fixture | 1 |  | None | 0 | 0 | 0 | 42.5 | 0.006 | 0 | [6 empty] | DEER:Indoor_Non-CFL_Ltg | Annual
Any | SWLG011N | SUn | Ex | CZ06 | cWtd | SWLG011-01 | ExAnte2020 | IOU workpaper | 2019-06-26 | Fixture | 1 |  | None | 0 | 0 | 0 | 42.5 | 0.006 | 0 | [6 empty] | DEER:Indoor_Non-CFL_Ltg | Annual
Any | SWLG011N | SUn | Ex | CZ07 | cWtd | SWLG011-01 | ExAnte2020 | IOU workpaper | 2019-06-26 | Fixture | 1 |  | None | 0 | 0 | 0 | 42.5 | 0.006 | 0 | [6 empty] | DEER:Indoor_Non-CFL_Ltg | Annual
Any | SWLG011N | SUn | Ex | CZ08 | cWtd | SWLG011-01 | ExAnte2020 | IOU workpaper | 2019-06-26 | Fixture | 1 |  | None | 0 | 0 | 0 | 42.5 | 0.006 | 0 | [6 empty] | DEER:Indoor_Non-CFL_Ltg | Annual
Any | SWLG011N | SUn | Ex | CZ09 | cWtd | SWLG011-01 | ExAnte2020 | IOU workpaper | 2019-06-26 | Fixture | 1 |  | None | 0 | 0 | 0 | 42.5 | 0.006 | 0 | [6 empty] | DEER:Indoor_Non-CFL_Ltg | Annual
Any | SWLG011N | SUn | Ex | CZ10 | cWtd | SWLG011-01 | ExAnte2020 | IOU workpaper | 2019-06-26 | Fixture | 1 |  | None | 0 | 0 | 0 | 42.5 | 0.006 | 0 | [6 empty] | DEER:Indoor_Non-CFL_Ltg | Annual
Any | SWLG011N | SUn | Ex | CZ11 | cWtd | SWLG011-01 | ExAnte2020 | IOU workpaper | 2019-06-26 | Fixture | 1 |  | None | 0 | 0 | 0 | 42.5 | 0.006 | 0 | [6 empty] | DEER:Indoor_Non-CFL_Ltg | Annual
Any | SWLG011N | SUn | Ex | CZ12 | cWtd | SWLG011-01 | ExAnte2020 | IOU workpaper | 2019-06-26 | Fixture | 1 |  | None | 0 | 0 | 0 | 42.5 | 0.006 | 0 | [6 empty] | DEER:Indoor_Non-CFL_Ltg | Annual
Any | SWLG011N | SUn | Ex | CZ13 | cWtd | SWLG011-01 | ExAnte2020 | IOU workpaper | 2019-06-26 | Fixture | 1 |  | None | 0 | 0 | 0 | 42.5 | 0.006 | 0 | [6 empty] | DEER:Indoor_Non-CFL_Ltg | Annual
Any | SWLG011N | SUn | Ex | CZ14 | cWtd | SWLG011-01 | ExAnte2020 | IOU workpaper | 2019-06-26 | Fixture | 1 |  | None | 0 | 0 | 0 | 42.5 | 0.006 | 0 | [6 empty] | DEER:Indoor_Non-CFL_Ltg | Annual
Any | SWLG011N | SUn | Ex | CZ15 | cWtd | SWLG011-01 | ExAnte2020 | IOU workpaper | 2019-06-26 | Fixture | 1 |  | None | 0 | 0 | 0 | 42.5 | 0.006 | 0 | [6 empty] | DEER:Indoor_Non-CFL_Ltg | Annual
Any | SWLG011N | SUn | Ex | CZ16 | cWtd | SWLG011-01 | ExAnte2020 | IOU workpaper | 2019-06-26 | Fixture | 1 |  | None | 0 | 0 | 0 | 42.5 | 0.006 | 0 | [6 empty] | DEER:Indoor_Non-CFL_Ltg | Annual
Any | SWLG011N | WRf | Ex | CZ01 | cWtd | SWLG011-01 | ExAnte2020 | IOU workpaper | 2019-06-26 | Fixture | 1 |  | None | 0 | 0 | 0 | 120 | 0.013 | 0 | [6 empty] | DEER:Indoor_Non-CFL_Ltg | Annual
Any | SWLG011N | WRf | Ex | CZ02 | cWtd | SWLG011-01 | ExAnte2020 | IOU workpaper | 2019-06-26 | Fixture | 1 |  | None | 0 | 0 | 0 | 121 | 0.0131 | 0 | [6 empty] | DEER:Indoor_Non-CFL_Ltg | Annual
Any | SWLG011N | WRf | Ex | CZ03 | cWtd | SWLG011-01 | ExAnte2020 | IOU workpaper | 2019-06-26 | Fixture | 1 |  | None | 0 | 0 | 0 | 118 | 0.0131 | 0 | [6 empty] | DEER:Indoor_Non-CFL_Ltg | Annual
Any | SWLG011N | WRf | Ex | CZ04 | cWtd | SWLG011-01 | ExAnte2020 | IOU workpaper | 2019-06-26 | Fixture | 1 |  | None | 0 | 0 | 0 | 120 | 0.013 | 0 | [6 empty] | DEER:Indoor_Non-CFL_Ltg | Annual
Any | SWLG011N | WRf | Ex | CZ05 | cWtd | SWLG011-01 | ExAnte2020 | IOU workpaper | 2019-06-26 | Fixture | 1 |  | None | 0 | 0 | 0 | 117 | 0.013 | 0 | [6 empty] | DEER:Indoor_Non-CFL_Ltg | Annual
Any | SWLG011N | WRf | Ex | CZ06 | cWtd | SWLG011-01 | ExAnte2020 | IOU workpaper | 2019-06-26 | Fixture | 1 |  | None | 0 | 0 | 0 | 121 | 0.013 | 0 | [6 empty] | DEER:Indoor_Non-CFL_Ltg | Annual
Any | SWLG011N | WRf | Ex | CZ07 | cWtd | SWLG011-01 | ExAnte2020 | IOU workpaper | 2019-06-26 | Fixture | 1 |  | None | 0 | 0 | 0 | 120 | 0.0131 | 0 | [6 empty] | DEER:Indoor_Non-CFL_Ltg | Annual
Any | SWLG011N | WRf | Ex | CZ08 | cWtd | SWLG011-01 | ExAnte2020 | IOU workpaper | 2019-06-26 | Fixture | 1 |  | None | 0 | 0 | 0 | 120 | 0.015 | 0 | [6 empty] | DEER:Indoor_Non-CFL_Ltg | Annual
Any | SWLG011N | WRf | Ex | CZ09 | cWtd | SWLG011-01 | ExAnte2020 | IOU workpaper | 2019-06-26 | Fixture | 1 |  | None | 0 | 0 | 0 | 120 | 0.0135 | 0 | [6 empty] | DEER:Indoor_Non-CFL_Ltg | Annual
Any | SWLG011N | WRf | Ex | CZ10 | cWtd | SWLG011-01 | ExAnte2020 | IOU workpaper | 2019-06-26 | Fixture | 1 |  | None | 0 | 0 | 0 | 118 | 0.0131 | 0 | [6 empty] | DEER:Indoor_Non-CFL_Ltg | Annual
Any | SWLG011N | WRf | Ex | CZ11 | cWtd | SWLG011-01 | ExAnte2020 | IOU workpaper | 2019-06-26 | Fixture | 1 |  | None | 0 | 0 | 0 | 121 | 0.013 | 0 | [6 empty] | DEER:Indoor_Non-CFL_Ltg | Annual
Any | SWLG011N | WRf | Ex | CZ12 | cWtd | SWLG011-01 | ExAnte2020 | IOU workpaper | 2019-06-26 | Fixture | 1 |  | None | 0 | 0 | 0 | 120 | 0.0134 | 0 | [6 empty] | DEER:Indoor_Non-CFL_Ltg | Annual
Any | SWLG011N | WRf | Ex | CZ13 | cWtd | SWLG011-01 | ExAnte2020 | IOU workpaper | 2019-06-26 | Fixture | 1 |  | None | 0 | 0 | 0 | 122 | 0.013 | 0 | [6 empty] | DEER:Indoor_Non-CFL_Ltg | Annual
Any | SWLG011N | WRf | Ex | CZ14 | cWtd | SWLG011-01 | ExAnte2020 | IOU workpaper | 2019-06-26 | Fixture | 1 |  | None | 0 | 0 | 0 | 120 | 0.0131 | 0 | [6 empty] | DEER:Indoor_Non-CFL_Ltg | Annual
Any | SWLG011N | WRf | Ex | CZ15 | cWtd | SWLG011-01 | ExAnte2020 | IOU workpaper | 2019-06-26 | Fixture | 1 |  | None | 0 | 0 | 0 | 121 | 0.0133 | 0 | [6 empty] | DEER:Indoor_Non-CFL_Ltg | Annual
Any | SWLG011N | WRf | Ex | CZ16 | cWtd | SWLG011-01 | ExAnte2020 | IOU workpaper | 2019-06-26 | Fixture | 1 |  | None | 0 | 0 | 0 | 121 | 0.0129 | 0 | [6 empty] | DEER:Indoor_Non-CFL_Ltg | Annual
Any | SWLG011O | Asm | Ex | CZ01 | cWtd | SWLG011-01 | ExAnte2020 | IOU workpaper | 2019-06-26 | Fixture | 1 |  | None | 0 | 0 | 0 | 32.5 | 0.0147 | -0.805 | [6 empty] | DEER:Indoor_Non-CFL_Ltg | Annual
Any | SWLG011O | Asm | Ex | CZ02 | cWtd | SWLG011-01 | ExAnte2020 | IOU workpaper | 2019-06-26 | Fixture | 1 |  | None | 0 | 0 | 0 | 35.7 | 0.0148 | -0.451 | [6 empty] | DEER:Indoor_Non-CFL_Ltg | Annual
Any | SWLG011O | Asm | Ex | CZ03 | cWtd | SWLG011-01 | ExAnte2020 | IOU workpaper | 2019-06-26 | Fixture | 1 |  | None | 0 | 0 | 0 | 35.3 | 0.0148 | -0.525 | [6 empty] | DEER:Indoor_Non-CFL_Ltg | Annual
Any | SWLG011O | Asm | Ex | CZ04 | cWtd | SWLG011-01 | ExAnte2020 | IOU workpaper | 2019-06-26 | Fixture | 1 |  | None | 0 | 0 | 0 | 36.4 | 0.0148 | -0.388 | [6 empty] | DEER:Indoor_Non-CFL_Ltg | Annual
Any | SWLG011O | Asm | Ex | CZ05 | cWtd | SWLG011-01 | ExAnte2020 | IOU workpaper | 2019-06-26 | Fixture | 1 |  | None | 0 | 0 | 0 | 35.3 | 0.0147 | -0.497 | [6 empty] | DEER:Indoor_Non-CFL_Ltg | Annual
Any | SWLG011O | Asm | Ex | CZ06 | cWtd | SWLG011-01 | ExAnte2020 | IOU workpaper | 2019-06-26 | Fixture | 1 |  | None | 0 | 0 | 0 | 38.5 | 0.0157 | -0.294 | [6 empty] | DEER:Indoor_Non-CFL_Ltg | Annual
Any | SWLG011O | Asm | Ex | CZ07 | cWtd | SWLG011-01 | ExAnte2020 | IOU workpaper | 2019-06-26 | Fixture | 1 |  | None | 0 | 0 | 0 | 39.2 | 0.0161 | -0.278 | [6 empty] | DEER:Indoor_Non-CFL_Ltg | Annual
Any | SWLG011O | Asm | Ex | CZ08 | cWtd | SWLG011-01 | ExAnte2020 | IOU workpaper | 2019-06-26 | Fixture | 1 |  | None | 0 | 0 | 0 | 39.2 | 0.0156 | -0.229 | [6 empty] | DEER:Indoor_Non-CFL_Ltg | Annual
Any | SWLG011O | Asm | Ex | CZ09 | cWtd | SWLG011-01 | ExAnte2020 | IOU workpaper | 2019-06-26 | Fixture | 1 |  | None | 0 | 0 | 0 | 38.5 | 0.016 | -0.266 | [6 empty] | DEER:Indoor_Non-CFL_Ltg | Annual
Any | SWLG011O | Asm | Ex | CZ10 | cWtd | SWLG011-01 | ExAnte2020 | IOU workpaper | 2019-06-26 | Fixture | 1 |  | None | 0 | 0 | 0 | 38.8 | 0.0161 | -0.253 | [6 empty] | DEER:Indoor_Non-CFL_Ltg | Annual
Any | SWLG011O | Asm | Ex | CZ11 | cWtd | SWLG011-01 | ExAnte2020 | IOU workpaper | 2019-06-26 | Fixture | 1 |  | None | 0 | 0 | 0 | 36.4 | 0.0152 | -0.378 | [6 empty] | DEER:Indoor_Non-CFL_Ltg | Annual
Any | SWLG011O | Asm | Ex | CZ12 | cWtd | SWLG011-01 | ExAnte2020 | IOU workpaper | 2019-06-26 | Fixture | 1 |  | None | 0 | 0 | 0 | 36.4 | 0.0151 | -0.402 | [6 empty] | DEER:Indoor_Non-CFL_Ltg | Annual
Any | SWLG011O | Asm | Ex | CZ13 | cWtd | SWLG011-01 | ExAnte2020 | IOU workpaper | 2019-06-26 | Fixture | 1 |  | None | 0 | 0 | 0 | 36.4 | 0.0152 | -0.364 | [6 empty] | DEER:Indoor_Non-CFL_Ltg | Annual
Any | SWLG011O | Asm | Ex | CZ14 | cWtd | SWLG011-01 | ExAnte2020 | IOU workpaper | 2019-06-26 | Fixture | 1 |  | None | 0 | 0 | 0 | 37.4 | 0.0157 | -0.36 | [6 empty] | DEER:Indoor_Non-CFL_Ltg | Annual
Any | SWLG011O | Asm | Ex | CZ15 | cWtd | SWLG011-01 | ExAnte2020 | IOU workpaper | 2019-06-26 | Fixture | 1 |  | None | 0 | 0 | 0 | 40.2 | 0.0157 | -0.127 | [6 empty] | DEER:Indoor_Non-CFL_Ltg | Annual
Any | SWLG011O | Asm | Ex | CZ16 | cWtd | SWLG011-01 | ExAnte2020 | IOU workpaper | 2019-06-26 | Fixture | 1 |  | None | 0 | 0 | 0 | 34.6 | 0.0153 | -0.577 | [6 empty] | DEER:Indoor_Non-CFL_Ltg | Annual
Any | SWLG011O | Com | Ex | CZ01 | cWtd | SWLG011-01 | ExAnte2020 | IOU workpaper | 2019-06-26 | Fixture | 1 |  | None | 0 | 0 | 0 | 60.4 | 0.0102 | -0.906 | [6 empty] | DEER:Indoor_Non-CFL_Ltg | Annual
Any | SWLG011O | Com | Ex | CZ02 | cWtd | SWLG011-01 | ExAnte2020 | IOU workpaper | 2019-06-26 | Fixture | 1 |  | None | 0 | 0 | 0 | 65.5 | 0.0114 | -0.582 | [6 empty] | DEER:Indoor_Non-CFL_Ltg | Annual
Any | SWLG011O | Com | Ex | CZ03 | cWtd | SWLG011-01 | ExAnte2020 | IOU workpaper | 2019-06-26 | Fixture | 1 |  | None | 0 | 0 | 0 | 65.5 | 0.011 | -0.507 | [6 empty] | DEER:Indoor_Non-CFL_Ltg | Annual
Any | SWLG011O | Com | Ex | CZ04 | cWtd | SWLG011-01 | ExAnte2020 | IOU workpaper | 2019-06-26 | Fixture | 1 |  | None | 0 | 0 | 0 | 67.4 | 0.0113 | -0.412 | [6 empty] | DEER:Indoor_Non-CFL_Ltg | Annual
Any | SWLG011O | Com | Ex | CZ05 | cWtd | SWLG011-01 | ExAnte2020 | IOU workpaper | 2019-06-26 | Fixture | 1 |  | None | 0 | 0 | 0 | 64.9 | 0.0108 | -0.681 | [6 empty] | DEER:Indoor_Non-CFL_Ltg | Annual
Any | SWLG011O | Com | Ex | CZ06 | cWtd | SWLG011-01 | ExAnte2020 | IOU workpaper | 2019-06-26 | Fixture | 1 |  | None | 0 | 0 | 0 | 68.4 | 0.0114 | -0.305 | [6 empty] | DEER:Indoor_Non-CFL_Ltg | Annual
Any | SWLG011O | Com | Ex | CZ07 | cWtd | SWLG011-01 | ExAnte2020 | IOU workpaper | 2019-06-26 | Fixture | 1 |  | None | 0 | 0 | 0 | 73.3 | 0.0121 | -0.294 | [6 empty] | DEER:Indoor_Non-CFL_Ltg | Annual
Any | SWLG011O | Com | Ex | CZ08 | cWtd | SWLG011-01 | ExAnte2020 | IOU workpaper | 2019-06-26 | Fixture | 1 |  | None | 0 | 0 | 0 | 68.4 | 0.0112 | -0.271 | [6 empty] | DEER:Indoor_Non-CFL_Ltg | Annual
Any | SWLG011O | Com | Ex | CZ09 | cWtd | SWLG011-01 | ExAnte2020 | IOU workpaper | 2019-06-26 | Fixture | 1 |  | None | 0 | 0 | 0 | 68.4 | 0.0116 | -0.296 | [6 empty] | DEER:Indoor_Non-CFL_Ltg | Annual
Any | SWLG011O | Com | Ex | CZ10 | cWtd | SWLG011-01 | ExAnte2020 | IOU workpaper | 2019-06-26 | Fixture | 1 |  | None | 0 | 0 | 0 | 66.5 | 0.0113 | -0.318 | [6 empty] | DEER:Indoor_Non-CFL_Ltg | Annual
Any | SWLG011O | Com | Ex | CZ11 | cWtd | SWLG011-01 | ExAnte2020 | IOU workpaper | 2019-06-26 | Fixture | 1 |  | None | 0 | 0 | 0 | 66.2 | 0.0115 | -0.527 | [6 empty] | DEER:Indoor_Non-CFL_Ltg | Annual
Any | SWLG011O | Com | Ex | CZ12 | cWtd | SWLG011-01 | ExAnte2020 | IOU workpaper | 2019-06-26 | Fixture | 1 |  | None | 0 | 0 | 0 | 66.2 | 0.0116 | -0.471 | [6 empty] | DEER:Indoor_Non-CFL_Ltg | Annual
Any | SWLG011O | Com | Ex | CZ13 | cWtd | SWLG011-01 | ExAnte2020 | IOU workpaper | 2019-06-26 | Fixture | 1 |  | None | 0 | 0 | 0 | 67.4 | 0.0114 | -0.451 | [6 empty] | DEER:Indoor_Non-CFL_Ltg | Annual
Any | SWLG011O | Com | Ex | CZ14 | cWtd | SWLG011-01 | ExAnte2020 | IOU workpaper | 2019-06-26 | Fixture | 1 |  | None | 0 | 0 | 0 | 67.2 | 0.0116 | -0.513 | [6 empty] | DEER:Indoor_Non-CFL_Ltg | Annual
Any | SWLG011O | Com | Ex | CZ15 | cWtd | SWLG011-01 | ExAnte2020 | IOU workpaper | 2019-06-26 | Fixture | 1 |  | None | 0 | 0 | 0 | 72.2 | 0.0119 | -0.148 | [6 empty] | DEER:Indoor_Non-CFL_Ltg | Annual
Any | SWLG011O | Com | Ex | CZ16 | cWtd | SWLG011-01 | ExAnte2020 | IOU workpaper | 2019-06-26 | Fixture | 1 |  | None | 0 | 0 | 0 | 62.7 | 0.0113 | -0.913 | [6 empty] | DEER:Indoor_Non-CFL_Ltg | Annual
Any | SWLG011O | ECC | Ex | CZ01 | cWtd | SWLG011-01 | ExAnte2020 | IOU workpaper | 2019-06-26 | Fixture | 1 |  | None | 0 | 0 | 0 | 54 | 0.00872 | -1.51 | [6 empty] | DEER:Indoor_Non-CFL_Ltg | Annual
Any | SWLG011O | ECC | Ex | CZ02 | cWtd | SWLG011-01 | ExAnte2020 | IOU workpaper | 2019-06-26 | Fixture | 1 |  | None | 0 | 0 | 0 | 57.4 | 0.0105 | -0.958 | [6 empty] | DEER:Indoor_Non-CFL_Ltg | Annual
Any | SWLG011O | ECC | Ex | CZ03 | cWtd | SWLG011-01 | ExAnte2020 | IOU workpaper | 2019-06-26 | Fixture | 1 |  | None | 0 | 0 | 0 | 56.2 | 0.01 | -1.11 | [6 empty] | DEER:Indoor_Non-CFL_Ltg | Annual
Any | SWLG011O | ECC | Ex | CZ04 | cWtd | SWLG011-01 | ExAnte2020 | IOU workpaper | 2019-06-26 | Fixture | 1 |  | None | 0 | 0 | 0 | 57.9 | 0.0105 | -0.847 | [6 empty] | DEER:Indoor_Non-CFL_Ltg | Annual
Any | SWLG011O | ECC | Ex | CZ05 | cWtd | SWLG011-01 | ExAnte2020 | IOU workpaper | 2019-06-26 | Fixture | 1 |  | None | 0 | 0 | 0 | 56.2 | 0.00971 | -1.11 | [6 empty] | DEER:Indoor_Non-CFL_Ltg | Annual
Any | SWLG011O | ECC | Ex | CZ06 | cWtd | SWLG011-01 | ExAnte2020 | IOU workpaper | 2019-06-26 | Fixture | 1 |  | None | 0 | 0 | 0 | 59.6 | 0.011 | -0.601 | [6 empty] | DEER:Indoor_Non-CFL_Ltg | Annual
Any | SWLG011O | ECC | Ex | CZ07 | cWtd | SWLG011-01 | ExAnte2020 | IOU workpaper | 2019-06-26 | Fixture | 1 |  | None | 0 | 0 | 0 | 59.6 | 0.0105 | -0.601 | [6 empty] | DEER:Indoor_Non-CFL_Ltg | Annual
Any | SWLG011O | ECC | Ex | CZ08 | cWtd | SWLG011-01 | ExAnte2020 | IOU workpaper | 2019-06-26 | Fixture | 1 |  | None | 0 | 0 | 0 | 60.1 | 0.0104 | -0.498 | [6 empty] | DEER:Indoor_Non-CFL_Ltg | Annual
Any | SWLG011O | ECC | Ex | CZ09 | cWtd | SWLG011-01 | ExAnte2020 | IOU workpaper | 2019-06-26 | Fixture | 1 |  | None | 0 | 0 | 0 | 59 | 0.0109 | -0.562 | [6 empty] | DEER:Indoor_Non-CFL_Ltg | Annual
Any | SWLG011O | ECC | Ex | CZ10 | cWtd | SWLG011-01 | ExAnte2020 | IOU workpaper | 2019-06-26 | Fixture | 1 |  | None | 0 | 0 | 0 | 59 | 0.0107 | -0.546 | [6 empty] | DEER:Indoor_Non-CFL_Ltg | Annual
Any | SWLG011O | ECC | Ex | CZ11 | cWtd | SWLG011-01 | ExAnte2020 | IOU workpaper | 2019-06-26 | Fixture | 1 |  | None | 0 | 0 | 0 | 59 | 0.0108 | -0.785 | [6 empty] | DEER:Indoor_Non-CFL_Ltg | Annual
Any | SWLG011O | ECC | Ex | CZ12 | cWtd | SWLG011-01 | ExAnte2020 | IOU workpaper | 2019-06-26 | Fixture | 1 |  | None | 0 | 0 | 0 | 59 | 0.0107 | -0.835 | [6 empty] | DEER:Indoor_Non-CFL_Ltg | Annual
Any | SWLG011O | ECC | Ex | CZ13 | cWtd | SWLG011-01 | ExAnte2020 | IOU workpaper | 2019-06-26 | Fixture | 1 |  | None | 0 | 0 | 0 | 59.6 | 0.0107 | -0.718 | [6 empty] | DEER:Indoor_Non-CFL_Ltg | Annual
Any | SWLG011O | ECC | Ex | CZ14 | cWtd | SWLG011-01 | ExAnte2020 | IOU workpaper | 2019-06-26 | Fixture | 1 |  | None | 0 | 0 | 0 | 59.6 | 0.0107 | -0.735 | [6 empty] | DEER:Indoor_Non-CFL_Ltg | Annual
Any | SWLG011O | ECC | Ex | CZ15 | cWtd | SWLG011-01 | ExAnte2020 | IOU workpaper | 2019-06-26 | Fixture | 1 |  | None | 0 | 0 | 0 | 62.4 | 0.0107 | -0.25 | [6 empty] | DEER:Indoor_Non-CFL_Ltg | Annual
Any | SWLG011O | ECC | Ex | CZ16 | cWtd | SWLG011-01 | ExAnte2020 | IOU workpaper | 2019-06-26 | Fixture | 1 |  | None | 0 | 0 | 0 | 56.2 | 0.0105 | -1.13 | [6 empty] | DEER:Indoor_Non-CFL_Ltg | Annual
Any | SWLG011O | EPr | Ex | CZ01 | cWtd | SWLG011-01 | ExAnte2020 | IOU workpaper | 2019-06-26 | Fixture | 1 |  | None | 0 | 0 | 0 | 45.9 | 0.0111 | -1.22 | [6 empty] | DEER:Indoor_Non-CFL_Ltg | Annual
Any | SWLG011O | EPr | Ex | CZ02 | cWtd | SWLG011-01 | ExAnte2020 | IOU workpaper | 2019-06-26 | Fixture | 1 |  | None | 0 | 0 | 0 | 48.4 | 0.0164 | -0.884 | [6 empty] | DEER:Indoor_Non-CFL_Ltg | Annual
Any | SWLG011O | EPr | Ex | CZ03 | cWtd | SWLG011-01 | ExAnte2020 | IOU workpaper | 2019-06-26 | Fixture | 1 |  | None | 0 | 0 | 0 | 47.9 | 0.0109 | -0.958 | [6 empty] | DEER:Indoor_Non-CFL_Ltg | Annual
Any | SWLG011O | EPr | Ex | CZ04 | cWtd | SWLG011-01 | ExAnte2020 | IOU workpaper | 2019-06-26 | Fixture | 1 |  | None | 0 | 0 | 0 | 48.9 | 0.0126 | -0.796 | [6 empty] | DEER:Indoor_Non-CFL_Ltg | Annual
Any | SWLG011O | EPr | Ex | CZ05 | cWtd | SWLG011-01 | ExAnte2020 | IOU workpaper | 2019-06-26 | Fixture | 1 |  | None | 0 | 0 | 0 | 47.9 | 0.0121 | -0.958 | [6 empty] | DEER:Indoor_Non-CFL_Ltg | Annual
Any | SWLG011O | EPr | Ex | CZ06 | cWtd | SWLG011-01 | ExAnte2020 | IOU workpaper | 2019-06-26 | Fixture | 1 |  | None | 0 | 0 | 0 | 50.3 | 0.013 | -0.557 | [6 empty] | DEER:Indoor_Non-CFL_Ltg | Annual
Any | SWLG011O | EPr | Ex | CZ07 | cWtd | SWLG011-01 | ExAnte2020 | IOU workpaper | 2019-06-26 | Fixture | 1 |  | None | 0 | 0 | 0 | 49.8 | 0.0131 | -0.596 | [6 empty] | DEER:Indoor_Non-CFL_Ltg | Annual
Any | SWLG011O | EPr | Ex | CZ08 | cWtd | SWLG011-01 | ExAnte2020 | IOU workpaper | 2019-06-26 | Fixture | 1 |  | None | 0 | 0 | 0 | 50.8 | 0.0129 | -0.498 | [6 empty] | DEER:Indoor_Non-CFL_Ltg | Annual
Any | SWLG011O | EPr | Ex | CZ09 | cWtd | SWLG011-01 | ExAnte2020 | IOU workpaper | 2019-06-26 | Fixture | 1 |  | None | 0 | 0 | 0 | 50.8 | 0.0132 | -0.552 | [6 empty] | DEER:Indoor_Non-CFL_Ltg | Annual
Any | SWLG011O | EPr | Ex | CZ10 | cWtd | SWLG011-01 | ExAnte2020 | IOU workpaper | 2019-06-26 | Fixture | 1 |  | None | 0 | 0 | 0 | 51.8 | 0.0131 | -0.508 | [6 empty] | DEER:Indoor_Non-CFL_Ltg | Annual
Any | SWLG011O | EPr | Ex | CZ11 | cWtd | SWLG011-01 | ExAnte2020 | IOU workpaper | 2019-06-26 | Fixture | 1 |  | None | 0 | 0 | 0 | 50.3 | 0.015 | -0.753 | [6 empty] | DEER:Indoor_Non-CFL_Ltg | Annual
Any | SWLG011O | EPr | Ex | CZ12 | cWtd | SWLG011-01 | ExAnte2020 | IOU workpaper | 2019-06-26 | Fixture | 1 |  | None | 0 | 0 | 0 | 49.4 | 0.017 | -0.772 | [6 empty] | DEER:Indoor_Non-CFL_Ltg | Annual
Any | SWLG011O | EPr | Ex | CZ13 | cWtd | SWLG011-01 | ExAnte2020 | IOU workpaper | 2019-06-26 | Fixture | 1 |  | None | 0 | 0 | 0 | 50.3 | 0.0141 | -0.723 | [6 empty] | DEER:Indoor_Non-CFL_Ltg | Annual
Any | SWLG011O | EPr | Ex | CZ14 | cWtd | SWLG011-01 | ExAnte2020 | IOU workpaper | 2019-06-26 | Fixture | 1 |  | None | 0 | 0 | 0 | 50.8 | 0.013 | -0.665 | [6 empty] | DEER:Indoor_Non-CFL_Ltg | Annual
Any | SWLG011O | EPr | Ex | CZ15 | cWtd | SWLG011-01 | ExAnte2020 | IOU workpaper | 2019-06-26 | Fixture | 1 |  | None | 0 | 0 | 0 | 55.2 | 0.0133 | -0.242 | [6 empty] | DEER:Indoor_Non-CFL_Ltg | Annual
Any | SWLG011O | EPr | Ex | CZ16 | cWtd | SWLG011-01 | ExAnte2020 | IOU workpaper | 2019-06-26 | Fixture | 1 |  | None | 0 | 0 | 0 | 46.4 | 0.0108 | -0.987 | [6 empty] | DEER:Indoor_Non-CFL_Ltg | Annual
Any | SWLG011O | ERC | Ex | CZ01 | cWtd | SWLG011-01 | ExAnte2020 | IOU workpaper | 2019-06-26 | Fixture | 1 |  | None | 0 | 0 | 0 | 22.6 | 0.00501 | -0.43 | [6 empty] | DEER:Indoor_Non-CFL_Ltg | Annual
Any | SWLG011O | ERC | Ex | CZ02 | cWtd | SWLG011-01 | ExAnte2020 | IOU workpaper | 2019-06-26 | Fixture | 1 |  | None | 0 | 0 | 0 | 24 | 0.00607 | -0.302 | [6 empty] | DEER:Indoor_Non-CFL_Ltg | Annual
Any | SWLG011O | ERC | Ex | CZ03 | cWtd | SWLG011-01 | ExAnte2020 | IOU workpaper | 2019-06-26 | Fixture | 1 |  | None | 0 | 0 | 0 | 24 | 0.0044 | -0.27 | [6 empty] | DEER:Indoor_Non-CFL_Ltg | Annual
Any | SWLG011O | ERC | Ex | CZ04 | cWtd | SWLG011-01 | ExAnte2020 | IOU workpaper | 2019-06-26 | Fixture | 1 |  | None | 0 | 0 | 0 | 24.4 | 0.00505 | -0.224 | [6 empty] | DEER:Indoor_Non-CFL_Ltg | Annual
Any | SWLG011O | ERC | Ex | CZ05 | cWtd | SWLG011-01 | ExAnte2020 | IOU workpaper | 2019-06-26 | Fixture | 1 |  | None | 0 | 0 | 0 | 24.2 | 0.00456 | -0.242 | [6 empty] | DEER:Indoor_Non-CFL_Ltg | Annual
Any | SWLG011O | ERC | Ex | CZ06 | cWtd | SWLG011-01 | ExAnte2020 | IOU workpaper | 2019-06-26 | Fixture | 1 |  | None | 0 | 0 | 0 | 25.6 | 0.00514 | -0.173 | [6 empty] | DEER:Indoor_Non-CFL_Ltg | Annual
Any | SWLG011O | ERC | Ex | CZ07 | cWtd | SWLG011-01 | ExAnte2020 | IOU workpaper | 2019-06-26 | Fixture | 1 |  | None | 0 | 0 | 0 | 25.6 | 0.00501 | -0.141 | [6 empty] | DEER:Indoor_Non-CFL_Ltg | Annual
Any | SWLG011O | ERC | Ex | CZ08 | cWtd | SWLG011-01 | ExAnte2020 | IOU workpaper | 2019-06-26 | Fixture | 1 |  | None | 0 | 0 | 0 | 26 | 0.00522 | -0.13 | [6 empty] | DEER:Indoor_Non-CFL_Ltg | Annual
Any | SWLG011O | ERC | Ex | CZ09 | cWtd | SWLG011-01 | ExAnte2020 | IOU workpaper | 2019-06-26 | Fixture | 1 |  | None | 0 | 0 | 0 | 25.8 | 0.00558 | -0.164 | [6 empty] | DEER:Indoor_Non-CFL_Ltg | Annual
Any | SWLG011O | ERC | Ex | CZ10 | cWtd | SWLG011-01 | ExAnte2020 | IOU workpaper | 2019-06-26 | Fixture | 1 |  | None | 0 | 0 | 0 | 26 | 0.00567 | -0.177 | [6 empty] | DEER:Indoor_Non-CFL_Ltg | Annual
Any | SWLG011O | ERC | Ex | CZ11 | cWtd | SWLG011-01 | ExAnte2020 | IOU workpaper | 2019-06-26 | Fixture | 1 |  | None | 0 | 0 | 0 | 24.7 | 0.00595 | -0.258 | [6 empty] | DEER:Indoor_Non-CFL_Ltg | Annual
Any | SWLG011O | ERC | Ex | CZ12 | cWtd | SWLG011-01 | ExAnte2020 | IOU workpaper | 2019-06-26 | Fixture | 1 |  | None | 0 | 0 | 0 | 24.4 | 0.00591 | -0.265 | [6 empty] | DEER:Indoor_Non-CFL_Ltg | Annual
Any | SWLG011O | ERC | Ex | CZ13 | cWtd | SWLG011-01 | ExAnte2020 | IOU workpaper | 2019-06-26 | Fixture | 1 |  | None | 0 | 0 | 0 | 24.9 | 0.00571 | -0.237 | [6 empty] | DEER:Indoor_Non-CFL_Ltg | Annual
Any | SWLG011O | ERC | Ex | CZ14 | cWtd | SWLG011-01 | ExAnte2020 | IOU workpaper | 2019-06-26 | Fixture | 1 |  | None | 0 | 0 | 0 | 25.4 | 0.00575 | -0.251 | [6 empty] | DEER:Indoor_Non-CFL_Ltg | Annual
Any | SWLG011O | ERC | Ex | CZ15 | cWtd | SWLG011-01 | ExAnte2020 | IOU workpaper | 2019-06-26 | Fixture | 1 |  | None | 0 | 0 | 0 | 27.7 | 0.00595 | -0.0672 | [6 empty] | DEER:Indoor_Non-CFL_Ltg | Annual
Any | SWLG011O | ERC | Ex | CZ16 | cWtd | SWLG011-01 | ExAnte2020 | IOU workpaper | 2019-06-26 | Fixture | 1 |  | None | 0 | 0 | 0 | 23 | 0.0053 | -0.367 | [6 empty] | DEER:Indoor_Non-CFL_Ltg | Annual
Any | SWLG011O | ESe | Ex | CZ01 | cWtd | SWLG011-01 | ExAnte2020 | IOU workpaper | 2019-06-26 | Fixture | 1 |  | None | 0 | 0 | 0 | 46.4 | 0.0112 | -1.13 | [6 empty] | DEER:Indoor_Non-CFL_Ltg | Annual
Any | SWLG011O | ESe | Ex | CZ02 | cWtd | SWLG011-01 | ExAnte2020 | IOU workpaper | 2019-06-26 | Fixture | 1 |  | None | 0 | 0 | 0 | 48.9 | 0.0156 | -0.816 | [6 empty] | DEER:Indoor_Non-CFL_Ltg | Annual
Any | SWLG011O | ESe | Ex | CZ03 | cWtd | SWLG011-01 | ExAnte2020 | IOU workpaper | 2019-06-26 | Fixture | 1 |  | None | 0 | 0 | 0 | 47.9 | 0.0116 | -0.88 | [6 empty] | DEER:Indoor_Non-CFL_Ltg | Annual
Any | SWLG011O | ESe | Ex | CZ04 | cWtd | SWLG011-01 | ExAnte2020 | IOU workpaper | 2019-06-26 | Fixture | 1 |  | None | 0 | 0 | 0 | 49.4 | 0.0122 | -0.723 | [6 empty] | DEER:Indoor_Non-CFL_Ltg | Annual
Any | SWLG011O | ESe | Ex | CZ05 | cWtd | SWLG011-01 | ExAnte2020 | IOU workpaper | 2019-06-26 | Fixture | 1 |  | None | 0 | 0 | 0 | 47.9 | 0.0117 | -0.845 | [6 empty] | DEER:Indoor_Non-CFL_Ltg | Annual
Any | SWLG011O | ESe | Ex | CZ06 | cWtd | SWLG011-01 | ExAnte2020 | IOU workpaper | 2019-06-26 | Fixture | 1 |  | None | 0 | 0 | 0 | 50.3 | 0.0128 | -0.547 | [6 empty] | DEER:Indoor_Non-CFL_Ltg | Annual
Any | SWLG011O | ESe | Ex | CZ07 | cWtd | SWLG011-01 | ExAnte2020 | IOU workpaper | 2019-06-26 | Fixture | 1 |  | None | 0 | 0 | 0 | 49.8 | 0.0128 | -0.533 | [6 empty] | DEER:Indoor_Non-CFL_Ltg | Annual
Any | SWLG011O | ESe | Ex | CZ08 | cWtd | SWLG011-01 | ExAnte2020 | IOU workpaper | 2019-06-26 | Fixture | 1 |  | None | 0 | 0 | 0 | 51.3 | 0.0126 | -0.457 | [6 empty] | DEER:Indoor_Non-CFL_Ltg | Annual
Any | SWLG011O | ESe | Ex | CZ09 | cWtd | SWLG011-01 | ExAnte2020 | IOU workpaper | 2019-06-26 | Fixture | 1 |  | None | 0 | 0 | 0 | 51.3 | 0.013 | -0.513 | [6 empty] | DEER:Indoor_Non-CFL_Ltg | Annual
Any | SWLG011O | ESe | Ex | CZ10 | cWtd | SWLG011-01 | ExAnte2020 | IOU workpaper | 2019-06-26 | Fixture | 1 |  | None | 0 | 0 | 0 | 51.3 | 0.0129 | -0.533 | [6 empty] | DEER:Indoor_Non-CFL_Ltg | Annual
Any | SWLG011O | ESe | Ex | CZ11 | cWtd | SWLG011-01 | ExAnte2020 | IOU workpaper | 2019-06-26 | Fixture | 1 |  | None | 0 | 0 | 0 | 50.3 | 0.0142 | -0.718 | [6 empty] | DEER:Indoor_Non-CFL_Ltg | Annual
Any | SWLG011O | ESe | Ex | CZ12 | cWtd | SWLG011-01 | ExAnte2020 | IOU workpaper | 2019-06-26 | Fixture | 1 |  | None | 0 | 0 | 0 | 49.8 | 0.0159 | -0.738 | [6 empty] | DEER:Indoor_Non-CFL_Ltg | Annual
Any | SWLG011O | ESe | Ex | CZ13 | cWtd | SWLG011-01 | ExAnte2020 | IOU workpaper | 2019-06-26 | Fixture | 1 |  | None | 0 | 0 | 0 | 50.8 | 0.0137 | -0.665 | [6 empty] | DEER:Indoor_Non-CFL_Ltg | Annual
Any | SWLG011O | ESe | Ex | CZ14 | cWtd | SWLG011-01 | ExAnte2020 | IOU workpaper | 2019-06-26 | Fixture | 1 |  | None | 0 | 0 | 0 | 50.8 | 0.0127 | -0.655 | [6 empty] | DEER:Indoor_Non-CFL_Ltg | Annual
Any | SWLG011O | ESe | Ex | CZ15 | cWtd | SWLG011-01 | ExAnte2020 | IOU workpaper | 2019-06-26 | Fixture | 1 |  | None | 0 | 0 | 0 | 55.2 | 0.0145 | -0.25 | [6 empty] | DEER:Indoor_Non-CFL_Ltg | Annual
Any | SWLG011O | ESe | Ex | CZ16 | cWtd | SWLG011-01 | ExAnte2020 | IOU workpaper | 2019-06-26 | Fixture | 1 |  | None | 0 | 0 | 0 | 46.9 | 0.0153 | -0.909 | [6 empty] | DEER:Indoor_Non-CFL_Ltg | Annual
Any | SWLG011O | EUn | Ex | CZ01 | cWtd | SWLG011-01 | ExAnte2020 | IOU workpaper | 2019-06-26 | Fixture | 1 |  | None | 0 | 0 | 0 | 51.4 | 0.0146 | -1.55 | [6 empty] | DEER:Indoor_Non-CFL_Ltg | Annual
Any | SWLG011O | EUn | Ex | CZ02 | cWtd | SWLG011-01 | ExAnte2020 | IOU workpaper | 2019-06-26 | Fixture | 1 |  | None | 0 | 0 | 0 | 54.6 | 0.0162 | -1.02 | [6 empty] | DEER:Indoor_Non-CFL_Ltg | Annual
Any | SWLG011O | EUn | Ex | CZ03 | cWtd | SWLG011-01 | ExAnte2020 | IOU workpaper | 2019-06-26 | Fixture | 1 |  | None | 0 | 0 | 0 | 53.5 | 0.0162 | -1.18 | [6 empty] | DEER:Indoor_Non-CFL_Ltg | Annual
Any | SWLG011O | EUn | Ex | CZ04 | cWtd | SWLG011-01 | ExAnte2020 | IOU workpaper | 2019-06-26 | Fixture | 1 |  | None | 0 | 0 | 0 | 55.1 | 0.0162 | -0.908 | [6 empty] | DEER:Indoor_Non-CFL_Ltg | Annual
Any | SWLG011O | EUn | Ex | CZ05 | cWtd | SWLG011-01 | ExAnte2020 | IOU workpaper | 2019-06-26 | Fixture | 1 |  | None | 0 | 0 | 0 | 53.5 | 0.0156 | -1.15 | [6 empty] | DEER:Indoor_Non-CFL_Ltg | Annual
Any | SWLG011O | EUn | Ex | CZ06 | cWtd | SWLG011-01 | ExAnte2020 | IOU workpaper | 2019-06-26 | Fixture | 1 |  | None | 0 | 0 | 0 | 56.7 | 0.0165 | -0.724 | [6 empty] | DEER:Indoor_Non-CFL_Ltg | Annual
Any | SWLG011O | EUn | Ex | CZ07 | cWtd | SWLG011-01 | ExAnte2020 | IOU workpaper | 2019-06-26 | Fixture | 1 |  | None | 0 | 0 | 0 | 56.2 | 0.0168 | -0.735 | [6 empty] | DEER:Indoor_Non-CFL_Ltg | Annual
Any | SWLG011O | EUn | Ex | CZ08 | cWtd | SWLG011-01 | ExAnte2020 | IOU workpaper | 2019-06-26 | Fixture | 1 |  | None | 0 | 0 | 0 | 56.7 | 0.0165 | -0.625 | [6 empty] | DEER:Indoor_Non-CFL_Ltg | Annual
Any | SWLG011O | EUn | Ex | CZ09 | cWtd | SWLG011-01 | ExAnte2020 | IOU workpaper | 2019-06-26 | Fixture | 1 |  | None | 0 | 0 | 0 | 56.7 | 0.0172 | -0.656 | [6 empty] | DEER:Indoor_Non-CFL_Ltg | Annual
Any | SWLG011O | EUn | Ex | CZ10 | cWtd | SWLG011-01 | ExAnte2020 | IOU workpaper | 2019-06-26 | Fixture | 1 |  | None | 0 | 0 | 0 | 56.7 | 0.0168 | -0.672 | [6 empty] | DEER:Indoor_Non-CFL_Ltg | Annual
Any | SWLG011O | EUn | Ex | CZ11 | cWtd | SWLG011-01 | ExAnte2020 | IOU workpaper | 2019-06-26 | Fixture | 1 |  | None | 0 | 0 | 0 | 55.6 | 0.0165 | -0.814 | [6 empty] | DEER:Indoor_Non-CFL_Ltg | Annual
Any | SWLG011O | EUn | Ex | CZ12 | cWtd | SWLG011-01 | ExAnte2020 | IOU workpaper | 2019-06-26 | Fixture | 1 |  | None | 0 | 0 | 0 | 55.6 | 0.0165 | -0.877 | [6 empty] | DEER:Indoor_Non-CFL_Ltg | Annual
Any | SWLG011O | EUn | Ex | CZ13 | cWtd | SWLG011-01 | ExAnte2020 | IOU workpaper | 2019-06-26 | Fixture | 1 |  | None | 0 | 0 | 0 | 56.2 | 0.0166 | -0.766 | [6 empty] | DEER:Indoor_Non-CFL_Ltg | Annual
Any | SWLG011O | EUn | Ex | CZ14 | cWtd | SWLG011-01 | ExAnte2020 | IOU workpaper | 2019-06-26 | Fixture | 1 |  | None | 0 | 0 | 0 | 56.2 | 0.0183 | -0.824 | [6 empty] | DEER:Indoor_Non-CFL_Ltg | Annual
Any | SWLG011O | EUn | Ex | CZ15 | cWtd | SWLG011-01 | ExAnte2020 | IOU workpaper | 2019-06-26 | Fixture | 1 |  | None | 0 | 0 | 0 | 59.8 | 0.017 | -0.323 | [6 empty] | DEER:Indoor_Non-CFL_Ltg | Annual
Any | SWLG011O | EUn | Ex | CZ16 | cWtd | SWLG011-01 | ExAnte2020 | IOU workpaper | 2019-06-26 | Fixture | 1 |  | None | 0 | 0 | 0 | 53 | 0.016 | -1.21 | [6 empty] | DEER:Indoor_Non-CFL_Ltg | Annual
Any | SWLG011O | Gro | Ex | CZ01 | cWtd | SWLG011-01 | ExAnte2020 | IOU workpaper | 2019-06-26 | Fixture | 1 |  | None | 0 | 0 | 0 | 114 | 0.0189 | -1.96 | [6 empty] | DEER:Indoor_Non-CFL_Ltg | Annual
Any | SWLG011O | Gro | Ex | CZ02 | cWtd | SWLG011-01 | ExAnte2020 | IOU workpaper | 2019-06-26 | Fixture | 1 |  | None | 0 | 0 | 0 | 118 | 0.0224 | -1.51 | [6 empty] | DEER:Indoor_Non-CFL_Ltg | Annual
Any | SWLG011O | Gro | Ex | CZ03 | cWtd | SWLG011-01 | ExAnte2020 | IOU workpaper | 2019-06-26 | Fixture | 1 |  | None | 0 | 0 | 0 | 116 | 0.021 | -1.71 | [6 empty] | DEER:Indoor_Non-CFL_Ltg | Annual
Any | SWLG011O | Gro | Ex | CZ04 | cWtd | SWLG011-01 | ExAnte2020 | IOU workpaper | 2019-06-26 | Fixture | 1 |  | None | 0 | 0 | 0 | 118 | 0.0217 | -1.46 | [6 empty] | DEER:Indoor_Non-CFL_Ltg | Annual
Any | SWLG011O | Gro | Ex | CZ05 | cWtd | SWLG011-01 | ExAnte2020 | IOU workpaper | 2019-06-26 | Fixture | 1 |  | None | 0 | 0 | 0 | 115 | 0.0206 | -1.74 | [6 empty] | DEER:Indoor_Non-CFL_Ltg | Annual
Any | SWLG011O | Gro | Ex | CZ06 | cWtd | SWLG011-01 | ExAnte2020 | IOU workpaper | 2019-06-26 | Fixture | 1 |  | None | 0 | 0 | 0 | 116 | 0.0215 | -1.57 | [6 empty] | DEER:Indoor_Non-CFL_Ltg | Annual
Any | SWLG011O | Gro | Ex | CZ07 | cWtd | SWLG011-01 | ExAnte2020 | IOU workpaper | 2019-06-26 | Fixture | 1 |  | None | 0 | 0 | 0 | 116 | 0.021 | -1.58 | [6 empty] | DEER:Indoor_Non-CFL_Ltg | Annual
Any | SWLG011O | Gro | Ex | CZ08 | cWtd | SWLG011-01 | ExAnte2020 | IOU workpaper | 2019-06-26 | Fixture | 1 |  | None | 0 | 0 | 0 | 118 | 0.0215 | -1.4 | [6 empty] | DEER:Indoor_Non-CFL_Ltg | Annual
Any | SWLG011O | Gro | Ex | CZ09 | cWtd | SWLG011-01 | ExAnte2020 | IOU workpaper | 2019-06-26 | Fixture | 1 |  | None | 0 | 0 | 0 | 118 | 0.0221 | -1.39 | [6 empty] | DEER:Indoor_Non-CFL_Ltg | Annual
Any | SWLG011O | Gro | Ex | CZ10 | cWtd | SWLG011-01 | ExAnte2020 | IOU workpaper | 2019-06-26 | Fixture | 1 |  | None | 0 | 0 | 0 | 120 | 0.0223 | -1.4 | [6 empty] | DEER:Indoor_Non-CFL_Ltg | Annual
Any | SWLG011O | Gro | Ex | CZ11 | cWtd | SWLG011-01 | ExAnte2020 | IOU workpaper | 2019-06-26 | Fixture | 1 |  | None | 0 | 0 | 0 | 122 | 0.023 | -1.24 | [6 empty] | DEER:Indoor_Non-CFL_Ltg | Annual
Any | SWLG011O | Gro | Ex | CZ12 | cWtd | SWLG011-01 | ExAnte2020 | IOU workpaper | 2019-06-26 | Fixture | 1 |  | None | 0 | 0 | 0 | 120 | 0.0228 | -1.35 | [6 empty] | DEER:Indoor_Non-CFL_Ltg | Annual
Any | SWLG011O | Gro | Ex | CZ13 | cWtd | SWLG011-01 | ExAnte2020 | IOU workpaper | 2019-06-26 | Fixture | 1 |  | None | 0 | 0 | 0 | 122 | 0.0223 | -1.17 | [6 empty] | DEER:Indoor_Non-CFL_Ltg | Annual
Any | SWLG011O | Gro | Ex | CZ14 | cWtd | SWLG011-01 | ExAnte2020 | IOU workpaper | 2019-06-26 | Fixture | 1 |  | None | 0 | 0 | 0 | 121 | 0.0224 | -1.44 | [6 empty] | DEER:Indoor_Non-CFL_Ltg | Annual
Any | SWLG011O | Gro | Ex | CZ15 | cWtd | SWLG011-01 | ExAnte2020 | IOU workpaper | 2019-06-26 | Fixture | 1 |  | None | 0 | 0 | 0 | 128 | 0.0228 | -0.814 | [6 empty] | DEER:Indoor_Non-CFL_Ltg | Annual
Any | SWLG011O | Gro | Ex | CZ16 | cWtd | SWLG011-01 | ExAnte2020 | IOU workpaper | 2019-06-26 | Fixture | 1 |  | None | 0 | 0 | 0 | 113 | 0.0217 | -1.88 | [6 empty] | DEER:Indoor_Non-CFL_Ltg | Annual
Any | SWLG011O | Hsp | Ex | CZ01 | cWtd | SWLG011-01 | ExAnte2020 | IOU workpaper | 2019-06-26 | Fixture | 1 |  | None | 0 | 0 | 0 | 122 | 0.0177 | -3.51 | [6 empty] | DEER:Indoor_Non-CFL_Ltg | Annual
Any | SWLG011O | Hsp | Ex | CZ02 | cWtd | SWLG011-01 | ExAnte2020 | IOU workpaper | 2019-06-26 | Fixture | 1 |  | None | 0 | 0 | 0 | 131 | 0.0207 | -2.24 | [6 empty] | DEER:Indoor_Non-CFL_Ltg | Annual
Any | SWLG011O | Hsp | Ex | CZ03 | cWtd | SWLG011-01 | ExAnte2020 | IOU workpaper | 2019-06-26 | Fixture | 1 |  | None | 0 | 0 | 0 | 128 | 0.02 | -2.12 | [6 empty] | DEER:Indoor_Non-CFL_Ltg | Annual
Any | SWLG011O | Hsp | Ex | CZ04 | cWtd | SWLG011-01 | ExAnte2020 | IOU workpaper | 2019-06-26 | Fixture | 1 |  | None | 0 | 0 | 0 | 134 | 0.0202 | -1.83 | [6 empty] | DEER:Indoor_Non-CFL_Ltg | Annual
Any | SWLG011O | Hsp | Ex | CZ05 | cWtd | SWLG011-01 | ExAnte2020 | IOU workpaper | 2019-06-26 | Fixture | 1 |  | None | 0 | 0 | 0 | 128 | 0.019 | -2.25 | [6 empty] | DEER:Indoor_Non-CFL_Ltg | Annual
Any | SWLG011O | Hsp | Ex | CZ06 | cWtd | SWLG011-01 | ExAnte2020 | IOU workpaper | 2019-06-26 | Fixture | 1 |  | None | 0 | 0 | 0 | 138 | 0.0216 | -1.18 | [6 empty] | DEER:Indoor_Non-CFL_Ltg | Annual
Any | SWLG011O | Hsp | Ex | CZ07 | cWtd | SWLG011-01 | ExAnte2020 | IOU workpaper | 2019-06-26 | Fixture | 1 |  | None | 0 | 0 | 0 | 139 | 0.0204 | -0.836 | [6 empty] | DEER:Indoor_Non-CFL_Ltg | Annual
Any | SWLG011O | Hsp | Ex | CZ08 | cWtd | SWLG011-01 | ExAnte2020 | IOU workpaper | 2019-06-26 | Fixture | 1 |  | None | 0 | 0 | 0 | 139 | 0.0206 | -1 | [6 empty] | DEER:Indoor_Non-CFL_Ltg | Annual
Any | SWLG011O | Hsp | Ex | CZ09 | cWtd | SWLG011-01 | ExAnte2020 | IOU workpaper | 2019-06-26 | Fixture | 1 |  | None | 0 | 0 | 0 | 139 | 0.0212 | -1.2 | [6 empty] | DEER:Indoor_Non-CFL_Ltg | Annual
Any | SWLG011O | Hsp | Ex | CZ10 | cWtd | SWLG011-01 | ExAnte2020 | IOU workpaper | 2019-06-26 | Fixture | 1 |  | None | 0 | 0 | 0 | 139 | 0.0216 | -1.28 | [6 empty] | DEER:Indoor_Non-CFL_Ltg | Annual
Any | SWLG011O | Hsp | Ex | CZ11 | cWtd | SWLG011-01 | ExAnte2020 | IOU workpaper | 2019-06-26 | Fixture | 1 |  | None | 0 | 0 | 0 | 136 | 0.0206 | -1.88 | [6 empty] | DEER:Indoor_Non-CFL_Ltg | Annual
Any | SWLG011O | Hsp | Ex | CZ12 | cWtd | SWLG011-01 | ExAnte2020 | IOU workpaper | 2019-06-26 | Fixture | 1 |  | None | 0 | 0 | 0 | 135 | 0.0206 | -1.92 | [6 empty] | DEER:Indoor_Non-CFL_Ltg | Annual
Any | SWLG011O | Hsp | Ex | CZ13 | cWtd | SWLG011-01 | ExAnte2020 | IOU workpaper | 2019-06-26 | Fixture | 1 |  | None | 0 | 0 | 0 | 138 | 0.0206 | -1.76 | [6 empty] | DEER:Indoor_Non-CFL_Ltg | Annual
Any | SWLG011O | Hsp | Ex | CZ14 | cWtd | SWLG011-01 | ExAnte2020 | IOU workpaper | 2019-06-26 | Fixture | 1 |  | None | 0 | 0 | 0 | 136 | 0.0207 | -1.79 | [6 empty] | DEER:Indoor_Non-CFL_Ltg | Annual
Any | SWLG011O | Hsp | Ex | CZ15 | cWtd | SWLG011-01 | ExAnte2020 | IOU workpaper | 2019-06-26 | Fixture | 1 |  | None | 0 | 0 | 0 | 148 | 0.0211 | -0.675 | [6 empty] | DEER:Indoor_Non-CFL_Ltg | Annual
Any | SWLG011O | Hsp | Ex | CZ16 | cWtd | SWLG011-01 | ExAnte2020 | IOU workpaper | 2019-06-26 | Fixture | 1 |  | None | 0 | 0 | 0 | 128 | 0.0204 | -2.47 | [6 empty] | DEER:Indoor_Non-CFL_Ltg | Annual
Any | SWLG011O | Htl | Ex | CZ01 | cWtd | SWLG011-01 | ExAnte2020 | IOU workpaper | 2019-06-26 | Fixture | 1 |  | None | 0 | 0 | 0 | 94.9 | 0.0153 | -2.01 | [6 empty] | DEER:Indoor_Non-CFL_Ltg | Annual
Any | SWLG011O | Htl | Ex | CZ02 | cWtd | SWLG011-01 | ExAnte2020 | IOU workpaper | 2019-06-26 | Fixture | 1 |  | None | 0 | 0 | 0 | 107 | 0.0174 | -1.45 | [6 empty] | DEER:Indoor_Non-CFL_Ltg | Annual
Any | SWLG011O | Htl | Ex | CZ03 | cWtd | SWLG011-01 | ExAnte2020 | IOU workpaper | 2019-06-26 | Fixture | 1 |  | None | 0 | 0 | 0 | 105 | 0.0171 | -1.52 | [6 empty] | DEER:Indoor_Non-CFL_Ltg | Annual
Any | SWLG011O | Htl | Ex | CZ04 | cWtd | SWLG011-01 | ExAnte2020 | IOU workpaper | 2019-06-26 | Fixture | 1 |  | None | 0 | 0 | 0 | 109 | 0.017 | -1.16 | [6 empty] | DEER:Indoor_Non-CFL_Ltg | Annual
Any | SWLG011O | Htl | Ex | CZ05 | cWtd | SWLG011-01 | ExAnte2020 | IOU workpaper | 2019-06-26 | Fixture | 1 |  | None | 0 | 0 | 0 | 104 | 0.0164 | -1.57 | [6 empty] | DEER:Indoor_Non-CFL_Ltg | Annual
Any | SWLG011O | Htl | Ex | CZ06 | cWtd | SWLG011-01 | ExAnte2020 | IOU workpaper | 2019-06-26 | Fixture | 1 |  | None | 0 | 0 | 0 | 118 | 0.0178 | -0.824 | [6 empty] | DEER:Indoor_Non-CFL_Ltg | Annual
Any | SWLG011O | Htl | Ex | CZ07 | cWtd | SWLG011-01 | ExAnte2020 | IOU workpaper | 2019-06-26 | Fixture | 1 |  | None | 0 | 0 | 0 | 121 | 0.0177 | -0.733 | [6 empty] | DEER:Indoor_Non-CFL_Ltg | Annual
Any | SWLG011O | Htl | Ex | CZ08 | cWtd | SWLG011-01 | ExAnte2020 | IOU workpaper | 2019-06-26 | Fixture | 1 |  | None | 0 | 0 | 0 | 122 | 0.0175 | -0.724 | [6 empty] | DEER:Indoor_Non-CFL_Ltg | Annual
Any | SWLG011O | Htl | Ex | CZ09 | cWtd | SWLG011-01 | ExAnte2020 | IOU workpaper | 2019-06-26 | Fixture | 1 |  | None | 0 | 0 | 0 | 119 | 0.0182 | -0.836 | [6 empty] | DEER:Indoor_Non-CFL_Ltg | Annual
Any | SWLG011O | Htl | Ex | CZ10 | cWtd | SWLG011-01 | ExAnte2020 | IOU workpaper | 2019-06-26 | Fixture | 1 |  | None | 0 | 0 | 0 | 118 | 0.0184 | -0.869 | [6 empty] | DEER:Indoor_Non-CFL_Ltg | Annual
Any | SWLG011O | Htl | Ex | CZ11 | cWtd | SWLG011-01 | ExAnte2020 | IOU workpaper | 2019-06-26 | Fixture | 1 |  | None | 0 | 0 | 0 | 110 | 0.0174 | -1.43 | [6 empty] | DEER:Indoor_Non-CFL_Ltg | Annual
Any | SWLG011O | Htl | Ex | CZ12 | cWtd | SWLG011-01 | ExAnte2020 | IOU workpaper | 2019-06-26 | Fixture | 1 |  | None | 0 | 0 | 0 | 109 | 0.0174 | -1.38 | [6 empty] | DEER:Indoor_Non-CFL_Ltg | Annual
Any | SWLG011O | Htl | Ex | CZ13 | cWtd | SWLG011-01 | ExAnte2020 | IOU workpaper | 2019-06-26 | Fixture | 1 |  | None | 0 | 0 | 0 | 110 | 0.0173 | -1.27 | [6 empty] | DEER:Indoor_Non-CFL_Ltg | Annual
Any | SWLG011O | Htl | Ex | CZ14 | cWtd | SWLG011-01 | ExAnte2020 | IOU workpaper | 2019-06-26 | Fixture | 1 |  | None | 0 | 0 | 0 | 112 | 0.0177 | -0.983 | [6 empty] | DEER:Indoor_Non-CFL_Ltg | Annual
Any | SWLG011O | Htl | Ex | CZ15 | cWtd | SWLG011-01 | ExAnte2020 | IOU workpaper | 2019-06-26 | Fixture | 1 |  | None | 0 | 0 | 0 | 129 | 0.0184 | -0.51 | [6 empty] | DEER:Indoor_Non-CFL_Ltg | Annual
Any | SWLG011O | Htl | Ex | CZ16 | cWtd | SWLG011-01 | ExAnte2020 | IOU workpaper | 2019-06-26 | Fixture | 1 |  | None | 0 | 0 | 0 | 102 | 0.0174 | -1.39 | [6 empty] | DEER:Indoor_Non-CFL_Ltg | Annual
Any | SWLG011O | MBT | Ex | CZ01 | cWtd | SWLG011-01 | ExAnte2020 | IOU workpaper | 2019-06-26 | Fixture | 1 |  | None | 0 | 0 | 0 | 57.5 | 0.00645 | -0.559 | [6 empty] | DEER:Indoor_Non-CFL_Ltg | Annual
Any | SWLG011O | MBT | Ex | CZ02 | cWtd | SWLG011-01 | ExAnte2020 | IOU workpaper | 2019-06-26 | Fixture | 1 |  | None | 0 | 0 | 0 | 61.1 | 0.00741 | -0.313 | [6 empty] | DEER:Indoor_Non-CFL_Ltg | Annual
Any | SWLG011O | MBT | Ex | CZ03 | cWtd | SWLG011-01 | ExAnte2020 | IOU workpaper | 2019-06-26 | Fixture | 1 |  | None | 0 | 0 | 0 | 61.1 | 0.00723 | -0.248 | [6 empty] | DEER:Indoor_Non-CFL_Ltg | Annual
Any | SWLG011O | MBT | Ex | CZ04 | cWtd | SWLG011-01 | ExAnte2020 | IOU workpaper | 2019-06-26 | Fixture | 1 |  | None | 0 | 0 | 0 | 62.3 | 0.00741 | -0.205 | [6 empty] | DEER:Indoor_Non-CFL_Ltg | Annual
Any | SWLG011O | MBT | Ex | CZ05 | cWtd | SWLG011-01 | ExAnte2020 | IOU workpaper | 2019-06-26 | Fixture | 1 |  | None | 0 | 0 | 0 | 61.1 | 0.00735 | -0.262 | [6 empty] | DEER:Indoor_Non-CFL_Ltg | Annual
Any | SWLG011O | MBT | Ex | CZ06 | cWtd | SWLG011-01 | ExAnte2020 | IOU workpaper | 2019-06-26 | Fixture | 1 |  | None | 0 | 0 | 0 | 64.1 | 0.00777 | -0.142 | [6 empty] | DEER:Indoor_Non-CFL_Ltg | Annual
Any | SWLG011O | MBT | Ex | CZ07 | cWtd | SWLG011-01 | ExAnte2020 | IOU workpaper | 2019-06-26 | Fixture | 1 |  | None | 0 | 0 | 0 | 64.7 | 0.00783 | -0.0961 | [6 empty] | DEER:Indoor_Non-CFL_Ltg | Annual
Any | SWLG011O | MBT | Ex | CZ08 | cWtd | SWLG011-01 | ExAnte2020 | IOU workpaper | 2019-06-26 | Fixture | 1 |  | None | 0 | 0 | 0 | 65.3 | 0.00777 | -0.119 | [6 empty] | DEER:Indoor_Non-CFL_Ltg | Annual
Any | SWLG011O | MBT | Ex | CZ09 | cWtd | SWLG011-01 | ExAnte2020 | IOU workpaper | 2019-06-26 | Fixture | 1 |  | None | 0 | 0 | 0 | 64.7 | 0.00807 | -0.145 | [6 empty] | DEER:Indoor_Non-CFL_Ltg | Annual
Any | SWLG011O | MBT | Ex | CZ10 | cWtd | SWLG011-01 | ExAnte2020 | IOU workpaper | 2019-06-26 | Fixture | 1 |  | None | 0 | 0 | 0 | 65.3 | 0.00807 | -0.117 | [6 empty] | DEER:Indoor_Non-CFL_Ltg | Annual
Any | SWLG011O | MBT | Ex | CZ11 | cWtd | SWLG011-01 | ExAnte2020 | IOU workpaper | 2019-06-26 | Fixture | 1 |  | None | 0 | 0 | 0 | 62.3 | 0.00747 | -0.319 | [6 empty] | DEER:Indoor_Non-CFL_Ltg | Annual
Any | SWLG011O | MBT | Ex | CZ12 | cWtd | SWLG011-01 | ExAnte2020 | IOU workpaper | 2019-06-26 | Fixture | 1 |  | None | 0 | 0 | 0 | 61.7 | 0.00741 | -0.302 | [6 empty] | DEER:Indoor_Non-CFL_Ltg | Annual
Any | SWLG011O | MBT | Ex | CZ13 | cWtd | SWLG011-01 | ExAnte2020 | IOU workpaper | 2019-06-26 | Fixture | 1 |  | None | 0 | 0 | 0 | 62.3 | 0.00735 | -0.273 | [6 empty] | DEER:Indoor_Non-CFL_Ltg | Annual
Any | SWLG011O | MBT | Ex | CZ14 | cWtd | SWLG011-01 | ExAnte2020 | IOU workpaper | 2019-06-26 | Fixture | 1 |  | None | 0 | 0 | 0 | 63.5 | 0.00801 | -0.305 | [6 empty] | DEER:Indoor_Non-CFL_Ltg | Annual
Any | SWLG011O | MBT | Ex | CZ15 | cWtd | SWLG011-01 | ExAnte2020 | IOU workpaper | 2019-06-26 | Fixture | 1 |  | None | 0 | 0 | 0 | 68.2 | 0.00795 | -0.0469 | [6 empty] | DEER:Indoor_Non-CFL_Ltg | Annual
Any | SWLG011O | MBT | Ex | CZ16 | cWtd | SWLG011-01 | ExAnte2020 | IOU workpaper | 2019-06-26 | Fixture | 1 |  | None | 0 | 0 | 0 | 59.9 | 0.00759 | -0.712 | [6 empty] | DEER:Indoor_Non-CFL_Ltg | Annual
Any | SWLG011O | MLI | Ex | CZ01 | cWtd | SWLG011-01 | ExAnte2020 | IOU workpaper | 2019-06-26 | Fixture | 1 |  | None | 0 | 0 | 0 | 55.4 | 0.00706 | -1.03 | [6 empty] | DEER:Indoor_Non-CFL_Ltg | Annual
Any | SWLG011O | MLI | Ex | CZ02 | cWtd | SWLG011-01 | ExAnte2020 | IOU workpaper | 2019-06-26 | Fixture | 1 |  | None | 0 | 0 | 0 | 58.9 | 0.00772 | -0.649 | [6 empty] | DEER:Indoor_Non-CFL_Ltg | Annual
Any | SWLG011O | MLI | Ex | CZ03 | cWtd | SWLG011-01 | ExAnte2020 | IOU workpaper | 2019-06-26 | Fixture | 1 |  | None | 0 | 0 | 0 | 58.3 | 0.00772 | -0.661 | [6 empty] | DEER:Indoor_Non-CFL_Ltg | Annual
Any | SWLG011O | MLI | Ex | CZ04 | cWtd | SWLG011-01 | ExAnte2020 | IOU workpaper | 2019-06-26 | Fixture | 1 |  | None | 0 | 0 | 0 | 59.5 | 0.00772 | -0.529 | [6 empty] | DEER:Indoor_Non-CFL_Ltg | Annual
Any | SWLG011O | MLI | Ex | CZ05 | cWtd | SWLG011-01 | ExAnte2020 | IOU workpaper | 2019-06-26 | Fixture | 1 |  | None | 0 | 0 | 0 | 58.3 | 0.00746 | -0.655 | [6 empty] | DEER:Indoor_Non-CFL_Ltg | Annual
Any | SWLG011O | MLI | Ex | CZ06 | cWtd | SWLG011-01 | ExAnte2020 | IOU workpaper | 2019-06-26 | Fixture | 1 |  | None | 0 | 0 | 0 | 61.9 | 0.00792 | -0.331 | [6 empty] | DEER:Indoor_Non-CFL_Ltg | Annual
Any | SWLG011O | MLI | Ex | CZ07 | cWtd | SWLG011-01 | ExAnte2020 | IOU workpaper | 2019-06-26 | Fixture | 1 |  | None | 0 | 0 | 0 | 61.3 | 0.00799 | -0.284 | [6 empty] | DEER:Indoor_Non-CFL_Ltg | Annual
Any | SWLG011O | MLI | Ex | CZ08 | cWtd | SWLG011-01 | ExAnte2020 | IOU workpaper | 2019-06-26 | Fixture | 1 |  | None | 0 | 0 | 0 | 62.5 | 0.00792 | -0.303 | [6 empty] | DEER:Indoor_Non-CFL_Ltg | Annual
Any | SWLG011O | MLI | Ex | CZ09 | cWtd | SWLG011-01 | ExAnte2020 | IOU workpaper | 2019-06-26 | Fixture | 1 |  | None | 0 | 0 | 0 | 61.9 | 0.00806 | -0.345 | [6 empty] | DEER:Indoor_Non-CFL_Ltg | Annual
Any | SWLG011O | MLI | Ex | CZ10 | cWtd | SWLG011-01 | ExAnte2020 | IOU workpaper | 2019-06-26 | Fixture | 1 |  | None | 0 | 0 | 0 | 61.9 | 0.00812 | -0.346 | [6 empty] | DEER:Indoor_Non-CFL_Ltg | Annual
Any | SWLG011O | MLI | Ex | CZ11 | cWtd | SWLG011-01 | ExAnte2020 | IOU workpaper | 2019-06-26 | Fixture | 1 |  | None | 0 | 0 | 0 | 60.1 | 0.00799 | -0.557 | [6 empty] | DEER:Indoor_Non-CFL_Ltg | Annual
Any | SWLG011O | MLI | Ex | CZ12 | cWtd | SWLG011-01 | ExAnte2020 | IOU workpaper | 2019-06-26 | Fixture | 1 |  | None | 0 | 0 | 0 | 59.5 | 0.00779 | -0.575 | [6 empty] | DEER:Indoor_Non-CFL_Ltg | Annual
Any | SWLG011O | MLI | Ex | CZ13 | cWtd | SWLG011-01 | ExAnte2020 | IOU workpaper | 2019-06-26 | Fixture | 1 |  | None | 0 | 0 | 0 | 60.7 | 0.00766 | -0.504 | [6 empty] | DEER:Indoor_Non-CFL_Ltg | Annual
Any | SWLG011O | MLI | Ex | CZ14 | cWtd | SWLG011-01 | ExAnte2020 | IOU workpaper | 2019-06-26 | Fixture | 1 |  | None | 0 | 0 | 0 | 61.3 | 0.00812 | -0.539 | [6 empty] | DEER:Indoor_Non-CFL_Ltg | Annual
Any | SWLG011O | MLI | Ex | CZ15 | cWtd | SWLG011-01 | ExAnte2020 | IOU workpaper | 2019-06-26 | Fixture | 1 |  | None | 0 | 0 | 0 | 66.1 | 0.00832 | -0.146 | [6 empty] | DEER:Indoor_Non-CFL_Ltg | Annual
Any | SWLG011O | MLI | Ex | CZ16 | cWtd | SWLG011-01 | ExAnte2020 | IOU workpaper | 2019-06-26 | Fixture | 1 |  | None | 0 | 0 | 0 | 57.7 | 0.00786 | -0.863 | [6 empty] | DEER:Indoor_Non-CFL_Ltg | Annual
Any | SWLG011O | Mtl | Ex | CZ01 | cWtd | SWLG011-01 | ExAnte2020 | IOU workpaper | 2019-06-26 | Fixture | 1 |  | None | 0 | 0 | 0 | 71.9 | 0.0118 | -1.25 | [6 empty] | DEER:Indoor_Non-CFL_Ltg | Annual
Any | SWLG011O | Mtl | Ex | CZ02 | cWtd | SWLG011-01 | ExAnte2020 | IOU workpaper | 2019-06-26 | Fixture | 1 |  | None | 0 | 0 | 0 | 80.8 | 0.0127 | -0.856 | [6 empty] | DEER:Indoor_Non-CFL_Ltg | Annual
Any | SWLG011O | Mtl | Ex | CZ03 | cWtd | SWLG011-01 | ExAnte2020 | IOU workpaper | 2019-06-26 | Fixture | 1 |  | None | 0 | 0 | 0 | 79.9 | 0.0126 | -0.838 | [6 empty] | DEER:Indoor_Non-CFL_Ltg | Annual
Any | SWLG011O | Mtl | Ex | CZ04 | cWtd | SWLG011-01 | ExAnte2020 | IOU workpaper | 2019-06-26 | Fixture | 1 |  | None | 0 | 0 | 0 | 84.3 | 0.0126 | -0.695 | [6 empty] | DEER:Indoor_Non-CFL_Ltg | Annual
Any | SWLG011O | Mtl | Ex | CZ05 | cWtd | SWLG011-01 | ExAnte2020 | IOU workpaper | 2019-06-26 | Fixture | 1 |  | None | 0 | 0 | 0 | 79 | 0.0122 | -0.932 | [6 empty] | DEER:Indoor_Non-CFL_Ltg | Annual
Any | SWLG011O | Mtl | Ex | CZ06 | cWtd | SWLG011-01 | ExAnte2020 | IOU workpaper | 2019-06-26 | Fixture | 1 |  | None | 0 | 0 | 0 | 93.2 | 0.0131 | -0.323 | [6 empty] | DEER:Indoor_Non-CFL_Ltg | Annual
Any | SWLG011O | Mtl | Ex | CZ07 | cWtd | SWLG011-01 | ExAnte2020 | IOU workpaper | 2019-06-26 | Fixture | 1 |  | None | 0 | 0 | 0 | 95.9 | 0.013 | -0.202 | [6 empty] | DEER:Indoor_Non-CFL_Ltg | Annual
Any | SWLG011O | Mtl | Ex | CZ08 | cWtd | SWLG011-01 | ExAnte2020 | IOU workpaper | 2019-06-26 | Fixture | 1 |  | None | 0 | 0 | 0 | 95.9 | 0.013 | -0.283 | [6 empty] | DEER:Indoor_Non-CFL_Ltg | Annual
Any | SWLG011O | Mtl | Ex | CZ09 | cWtd | SWLG011-01 | ExAnte2020 | IOU workpaper | 2019-06-26 | Fixture | 1 |  | None | 0 | 0 | 0 | 93.2 | 0.0134 | -0.321 | [6 empty] | DEER:Indoor_Non-CFL_Ltg | Annual
Any | SWLG011O | Mtl | Ex | CZ10 | cWtd | SWLG011-01 | ExAnte2020 | IOU workpaper | 2019-06-26 | Fixture | 1 |  | None | 0 | 0 | 0 | 91.4 | 0.0133 | -0.401 | [6 empty] | DEER:Indoor_Non-CFL_Ltg | Annual
Any | SWLG011O | Mtl | Ex | CZ11 | cWtd | SWLG011-01 | ExAnte2020 | IOU workpaper | 2019-06-26 | Fixture | 1 |  | None | 0 | 0 | 0 | 85.2 | 0.0128 | -0.663 | [6 empty] | DEER:Indoor_Non-CFL_Ltg | Annual
Any | SWLG011O | Mtl | Ex | CZ12 | cWtd | SWLG011-01 | ExAnte2020 | IOU workpaper | 2019-06-26 | Fixture | 1 |  | None | 0 | 0 | 0 | 84.3 | 0.0127 | -0.69 | [6 empty] | DEER:Indoor_Non-CFL_Ltg | Annual
Any | SWLG011O | Mtl | Ex | CZ13 | cWtd | SWLG011-01 | ExAnte2020 | IOU workpaper | 2019-06-26 | Fixture | 1 |  | None | 0 | 0 | 0 | 87 | 0.0127 | -0.613 | [6 empty] | DEER:Indoor_Non-CFL_Ltg | Annual
Any | SWLG011O | Mtl | Ex | CZ14 | cWtd | SWLG011-01 | ExAnte2020 | IOU workpaper | 2019-06-26 | Fixture | 1 |  | None | 0 | 0 | 0 | 87 | 0.0132 | -0.55 | [6 empty] | DEER:Indoor_Non-CFL_Ltg | Annual
Any | SWLG011O | Mtl | Ex | CZ15 | cWtd | SWLG011-01 | ExAnte2020 | IOU workpaper | 2019-06-26 | Fixture | 1 |  | None | 0 | 0 | 0 | 99.4 | 0.0134 | -0.162 | [6 empty] | DEER:Indoor_Non-CFL_Ltg | Annual
Any | SWLG011O | Mtl | Ex | CZ16 | cWtd | SWLG011-01 | ExAnte2020 | IOU workpaper | 2019-06-26 | Fixture | 1 |  | None | 0 | 0 | 0 | 77.2 | 0.0129 | -0.823 | [6 empty] | DEER:Indoor_Non-CFL_Ltg | Annual
Any | SWLG011O | Nrs | Ex | CZ01 | cWtd | SWLG011-01 | ExAnte2020 | IOU workpaper | 2019-06-26 | Fixture | 1 |  | None | 0 | 0 | 0 | 78.9 | 0.0158 | -1.57 | [6 empty] | DEER:Indoor_Non-CFL_Ltg | Annual
Any | SWLG011O | Nrs | Ex | CZ02 | cWtd | SWLG011-01 | ExAnte2020 | IOU workpaper | 2019-06-26 | Fixture | 1 |  | None | 0 | 0 | 0 | 84.6 | 0.0173 | -1.07 | [6 empty] | DEER:Indoor_Non-CFL_Ltg | Annual
Any | SWLG011O | Nrs | Ex | CZ03 | cWtd | SWLG011-01 | ExAnte2020 | IOU workpaper | 2019-06-26 | Fixture | 1 |  | None | 0 | 0 | 0 | 83.7 | 0.017 | -1.02 | [6 empty] | DEER:Indoor_Non-CFL_Ltg | Annual
Any | SWLG011O | Nrs | Ex | CZ04 | cWtd | SWLG011-01 | ExAnte2020 | IOU workpaper | 2019-06-26 | Fixture | 1 |  | None | 0 | 0 | 0 | 86.2 | 0.0173 | -0.837 | [6 empty] | DEER:Indoor_Non-CFL_Ltg | Annual
Any | SWLG011O | Nrs | Ex | CZ05 | cWtd | SWLG011-01 | ExAnte2020 | IOU workpaper | 2019-06-26 | Fixture | 1 |  | None | 0 | 0 | 0 | 83.7 | 0.0164 | -1.05 | [6 empty] | DEER:Indoor_Non-CFL_Ltg | Annual
Any | SWLG011O | Nrs | Ex | CZ06 | cWtd | SWLG011-01 | ExAnte2020 | IOU workpaper | 2019-06-26 | Fixture | 1 |  | None | 0 | 0 | 0 | 90.2 | 0.0181 | -0.55 | [6 empty] | DEER:Indoor_Non-CFL_Ltg | Annual
Any | SWLG011O | Nrs | Ex | CZ07 | cWtd | SWLG011-01 | ExAnte2020 | IOU workpaper | 2019-06-26 | Fixture | 1 |  | None | 0 | 0 | 0 | 90.2 | 0.0183 | -0.472 | [6 empty] | DEER:Indoor_Non-CFL_Ltg | Annual
Any | SWLG011O | Nrs | Ex | CZ08 | cWtd | SWLG011-01 | ExAnte2020 | IOU workpaper | 2019-06-26 | Fixture | 1 |  | None | 0 | 0 | 0 | 91.1 | 0.0184 | -0.502 | [6 empty] | DEER:Indoor_Non-CFL_Ltg | Annual
Any | SWLG011O | Nrs | Ex | CZ09 | cWtd | SWLG011-01 | ExAnte2020 | IOU workpaper | 2019-06-26 | Fixture | 1 |  | None | 0 | 0 | 0 | 91.1 | 0.0186 | -0.543 | [6 empty] | DEER:Indoor_Non-CFL_Ltg | Annual
Any | SWLG011O | Nrs | Ex | CZ10 | cWtd | SWLG011-01 | ExAnte2020 | IOU workpaper | 2019-06-26 | Fixture | 1 |  | None | 0 | 0 | 0 | 91.9 | 0.0196 | -0.579 | [6 empty] | DEER:Indoor_Non-CFL_Ltg | Annual
Any | SWLG011O | Nrs | Ex | CZ11 | cWtd | SWLG011-01 | ExAnte2020 | IOU workpaper | 2019-06-26 | Fixture | 1 |  | None | 0 | 0 | 0 | 87 | 0.0177 | -0.87 | [6 empty] | DEER:Indoor_Non-CFL_Ltg | Annual
Any | SWLG011O | Nrs | Ex | CZ12 | cWtd | SWLG011-01 | ExAnte2020 | IOU workpaper | 2019-06-26 | Fixture | 1 |  | None | 0 | 0 | 0 | 86.2 | 0.0176 | -0.911 | [6 empty] | DEER:Indoor_Non-CFL_Ltg | Annual
Any | SWLG011O | Nrs | Ex | CZ13 | cWtd | SWLG011-01 | ExAnte2020 | IOU workpaper | 2019-06-26 | Fixture | 1 |  | None | 0 | 0 | 0 | 87.8 | 0.0176 | -0.821 | [6 empty] | DEER:Indoor_Non-CFL_Ltg | Annual
Any | SWLG011O | Nrs | Ex | CZ14 | cWtd | SWLG011-01 | ExAnte2020 | IOU workpaper | 2019-06-26 | Fixture | 1 |  | None | 0 | 0 | 0 | 89.4 | 0.0183 | -0.768 | [6 empty] | DEER:Indoor_Non-CFL_Ltg | Annual
Any | SWLG011O | Nrs | Ex | CZ15 | cWtd | SWLG011-01 | ExAnte2020 | IOU workpaper | 2019-06-26 | Fixture | 1 |  | None | 0 | 0 | 0 | 96.7 | 0.019 | -0.278 | [6 empty] | DEER:Indoor_Non-CFL_Ltg | Annual
Any | SWLG011O | Nrs | Ex | CZ16 | cWtd | SWLG011-01 | ExAnte2020 | IOU workpaper | 2019-06-26 | Fixture | 1 |  | None | 0 | 0 | 0 | 82.1 | 0.0173 | -1.3 | [6 empty] | DEER:Indoor_Non-CFL_Ltg | Annual
Any | SWLG011O | OfL | Ex | CZ01 | cWtd | SWLG011-01 | ExAnte2020 | IOU workpaper | 2019-06-26 | Fixture | 1 |  | None | 0 | 0 | 0 | 57 | 0.00844 | -0.275 | [6 empty] | DEER:Indoor_Non-CFL_Ltg | Annual
Any | SWLG011O | OfL | Ex | CZ02 | cWtd | SWLG011-01 | ExAnte2020 | IOU workpaper | 2019-06-26 | Fixture | 1 |  | None | 0 | 0 | 0 | 59.7 | 0.00882 | -0.158 | [6 empty] | DEER:Indoor_Non-CFL_Ltg | Annual
Any | SWLG011O | OfL | Ex | CZ03 | cWtd | SWLG011-01 | ExAnte2020 | IOU workpaper | 2019-06-26 | Fixture | 1 |  | None | 0 | 0 | 0 | 59.1 | 0.00868 | -0.138 | [6 empty] | DEER:Indoor_Non-CFL_Ltg | Annual
Any | SWLG011O | OfL | Ex | CZ04 | cWtd | SWLG011-01 | ExAnte2020 | IOU workpaper | 2019-06-26 | Fixture | 1 |  | None | 0 | 0 | 0 | 59.7 | 0.00903 | -0.139 | [6 empty] | DEER:Indoor_Non-CFL_Ltg | Annual
Any | SWLG011O | OfL | Ex | CZ05 | cWtd | SWLG011-01 | ExAnte2020 | IOU workpaper | 2019-06-26 | Fixture | 1 |  | None | 0 | 0 | 0 | 59.7 | 0.00853 | -0.117 | [6 empty] | DEER:Indoor_Non-CFL_Ltg | Annual
Any | SWLG011O | OfL | Ex | CZ06 | cWtd | SWLG011-01 | ExAnte2020 | IOU workpaper | 2019-06-26 | Fixture | 1 |  | None | 0 | 0 | 0 | 63.5 | 0.00889 | -0.0397 | [6 empty] | DEER:Indoor_Non-CFL_Ltg | Annual
Any | SWLG011O | OfL | Ex | CZ07 | cWtd | SWLG011-01 | ExAnte2020 | IOU workpaper | 2019-06-26 | Fixture | 1 |  | None | 0 | 0 | 0 | 62.9 | 0.00875 | -0.00299 | [6 empty] | DEER:Indoor_Non-CFL_Ltg | Annual
Any | SWLG011O | OfL | Ex | CZ08 | cWtd | SWLG011-01 | ExAnte2020 | IOU workpaper | 2019-06-26 | Fixture | 1 |  | None | 0 | 0 | 0 | 63.5 | 0.00882 | -0.0298 | [6 empty] | DEER:Indoor_Non-CFL_Ltg | Annual
Any | SWLG011O | OfL | Ex | CZ09 | cWtd | SWLG011-01 | ExAnte2020 | IOU workpaper | 2019-06-26 | Fixture | 1 |  | None | 0 | 0 | 0 | 62.9 | 0.00932 | -0.0581 | [6 empty] | DEER:Indoor_Non-CFL_Ltg | Annual
Any | SWLG011O | OfL | Ex | CZ10 | cWtd | SWLG011-01 | ExAnte2020 | IOU workpaper | 2019-06-26 | Fixture | 1 |  | None | 0 | 0 | 0 | 64 | 0.00939 | -0.0336 | [6 empty] | DEER:Indoor_Non-CFL_Ltg | Annual
Any | SWLG011O | OfL | Ex | CZ11 | cWtd | SWLG011-01 | ExAnte2020 | IOU workpaper | 2019-06-26 | Fixture | 1 |  | None | 0 | 0 | 0 | 60.2 | 0.00918 | -0.172 | [6 empty] | DEER:Indoor_Non-CFL_Ltg | Annual
Any | SWLG011O | OfL | Ex | CZ12 | cWtd | SWLG011-01 | ExAnte2020 | IOU workpaper | 2019-06-26 | Fixture | 1 |  | None | 0 | 0 | 0 | 60.2 | 0.00975 | -0.16 | [6 empty] | DEER:Indoor_Non-CFL_Ltg | Annual
Any | SWLG011O | OfL | Ex | CZ13 | cWtd | SWLG011-01 | ExAnte2020 | IOU workpaper | 2019-06-26 | Fixture | 1 |  | None | 0 | 0 | 0 | 60.8 | 0.00961 | -0.149 | [6 empty] | DEER:Indoor_Non-CFL_Ltg | Annual
Any | SWLG011O | OfL | Ex | CZ14 | cWtd | SWLG011-01 | ExAnte2020 | IOU workpaper | 2019-06-26 | Fixture | 1 |  | None | 0 | 0 | 0 | 62.4 | 0.00918 | -0.147 | [6 empty] | DEER:Indoor_Non-CFL_Ltg | Annual
Any | SWLG011O | OfL | Ex | CZ15 | cWtd | SWLG011-01 | ExAnte2020 | IOU workpaper | 2019-06-26 | Fixture | 1 |  | None | 0 | 0 | 0 | 65.1 | 0.00997 | -0.00844 | [6 empty] | DEER:Indoor_Non-CFL_Ltg | Annual
Any | SWLG011O | OfL | Ex | CZ16 | cWtd | SWLG011-01 | ExAnte2020 | IOU workpaper | 2019-06-26 | Fixture | 1 |  | None | 0 | 0 | 0 | 58.6 | 0.00889 | -0.439 | [6 empty] | DEER:Indoor_Non-CFL_Ltg | Annual
Any | SWLG011O | OfS | Ex | CZ01 | cWtd | SWLG011-01 | ExAnte2020 | IOU workpaper | 2019-06-26 | Fixture | 1 |  | None | 0 | 0 | 0 | 42 | 0.00704 | -0.344 | [6 empty] | DEER:Indoor_Non-CFL_Ltg | Annual
Any | SWLG011O | OfS | Ex | CZ02 | cWtd | SWLG011-01 | ExAnte2020 | IOU workpaper | 2019-06-26 | Fixture | 1 |  | None | 0 | 0 | 0 | 45.5 | 0.00768 | -0.212 | [6 empty] | DEER:Indoor_Non-CFL_Ltg | Annual
Any | SWLG011O | OfS | Ex | CZ03 | cWtd | SWLG011-01 | ExAnte2020 | IOU workpaper | 2019-06-26 | Fixture | 1 |  | None | 0 | 0 | 0 | 44.6 | 0.00736 | -0.201 | [6 empty] | DEER:Indoor_Non-CFL_Ltg | Annual
Any | SWLG011O | OfS | Ex | CZ04 | cWtd | SWLG011-01 | ExAnte2020 | IOU workpaper | 2019-06-26 | Fixture | 1 |  | None | 0 | 0 | 0 | 45.9 | 0.00743 | -0.175 | [6 empty] | DEER:Indoor_Non-CFL_Ltg | Annual
Any | SWLG011O | OfS | Ex | CZ05 | cWtd | SWLG011-01 | ExAnte2020 | IOU workpaper | 2019-06-26 | Fixture | 1 |  | None | 0 | 0 | 0 | 45.1 | 0.00717 | -0.174 | [6 empty] | DEER:Indoor_Non-CFL_Ltg | Annual
Any | SWLG011O | OfS | Ex | CZ06 | cWtd | SWLG011-01 | ExAnte2020 | IOU workpaper | 2019-06-26 | Fixture | 1 |  | None | 0 | 0 | 0 | 48.6 | 0.00762 | -0.076 | [6 empty] | DEER:Indoor_Non-CFL_Ltg | Annual
Any | SWLG011O | OfS | Ex | CZ07 | cWtd | SWLG011-01 | ExAnte2020 | IOU workpaper | 2019-06-26 | Fixture | 1 |  | None | 0 | 0 | 0 | 48.1 | 0.00736 | -0.0446 | [6 empty] | DEER:Indoor_Non-CFL_Ltg | Annual
Any | SWLG011O | OfS | Ex | CZ08 | cWtd | SWLG011-01 | ExAnte2020 | IOU workpaper | 2019-06-26 | Fixture | 1 |  | None | 0 | 0 | 0 | 49 | 0.00762 | -0.0769 | [6 empty] | DEER:Indoor_Non-CFL_Ltg | Annual
Any | SWLG011O | OfS | Ex | CZ09 | cWtd | SWLG011-01 | ExAnte2020 | IOU workpaper | 2019-06-26 | Fixture | 1 |  | None | 0 | 0 | 0 | 48.6 | 0.00787 | -0.095 | [6 empty] | DEER:Indoor_Non-CFL_Ltg | Annual
Any | SWLG011O | OfS | Ex | CZ10 | cWtd | SWLG011-01 | ExAnte2020 | IOU workpaper | 2019-06-26 | Fixture | 1 |  | None | 0 | 0 | 0 | 48.6 | 0.00787 | -0.076 | [6 empty] | DEER:Indoor_Non-CFL_Ltg | Annual
Any | SWLG011O | OfS | Ex | CZ11 | cWtd | SWLG011-01 | ExAnte2020 | IOU workpaper | 2019-06-26 | Fixture | 1 |  | None | 0 | 0 | 0 | 45.9 | 0.00819 | -0.201 | [6 empty] | DEER:Indoor_Non-CFL_Ltg | Annual
Any | SWLG011O | OfS | Ex | CZ12 | cWtd | SWLG011-01 | ExAnte2020 | IOU workpaper | 2019-06-26 | Fixture | 1 |  | None | 0 | 0 | 0 | 45.9 | 0.00787 | -0.203 | [6 empty] | DEER:Indoor_Non-CFL_Ltg | Annual
Any | SWLG011O | OfS | Ex | CZ13 | cWtd | SWLG011-01 | ExAnte2020 | IOU workpaper | 2019-06-26 | Fixture | 1 |  | None | 0 | 0 | 0 | 46.4 | 0.00781 | -0.186 | [6 empty] | DEER:Indoor_Non-CFL_Ltg | Annual
Any | SWLG011O | OfS | Ex | CZ14 | cWtd | SWLG011-01 | ExAnte2020 | IOU workpaper | 2019-06-26 | Fixture | 1 |  | None | 0 | 0 | 0 | 47.3 | 0.00794 | -0.152 | [6 empty] | DEER:Indoor_Non-CFL_Ltg | Annual
Any | SWLG011O | OfS | Ex | CZ15 | cWtd | SWLG011-01 | ExAnte2020 | IOU workpaper | 2019-06-26 | Fixture | 1 |  | None | 0 | 0 | 0 | 51.2 | 0.00826 | -0.029 | [6 empty] | DEER:Indoor_Non-CFL_Ltg | Annual
Any | SWLG011O | OfS | Ex | CZ16 | cWtd | SWLG011-01 | ExAnte2020 | IOU workpaper | 2019-06-26 | Fixture | 1 |  | None | 0 | 0 | 0 | 43.3 | 0.00775 | -0.368 | [6 empty] | DEER:Indoor_Non-CFL_Ltg | Annual
Any | SWLG011O | RFF | Ex | CZ01 | cWtd | SWLG011-01 | ExAnte2020 | IOU workpaper | 2019-06-26 | Fixture | 1 |  | None | 0 | 0 | 0 | 65.3 | 0.0113 | -1.32 | [6 empty] | DEER:Indoor_Non-CFL_Ltg | Annual
Any | SWLG011O | RFF | Ex | CZ02 | cWtd | SWLG011-01 | ExAnte2020 | IOU workpaper | 2019-06-26 | Fixture | 1 |  | None | 0 | 0 | 0 | 71.1 | 0.012 | -0.842 | [6 empty] | DEER:Indoor_Non-CFL_Ltg | Annual
Any | SWLG011O | RFF | Ex | CZ03 | cWtd | SWLG011-01 | ExAnte2020 | IOU workpaper | 2019-06-26 | Fixture | 1 |  | None | 0 | 0 | 0 | 69.6 | 0.0121 | -0.907 | [6 empty] | DEER:Indoor_Non-CFL_Ltg | Annual
Any | SWLG011O | RFF | Ex | CZ04 | cWtd | SWLG011-01 | ExAnte2020 | IOU workpaper | 2019-06-26 | Fixture | 1 |  | None | 0 | 0 | 0 | 71.8 | 0.0121 | -0.702 | [6 empty] | DEER:Indoor_Non-CFL_Ltg | Annual
Any | SWLG011O | RFF | Ex | CZ05 | cWtd | SWLG011-01 | ExAnte2020 | IOU workpaper | 2019-06-26 | Fixture | 1 |  | None | 0 | 0 | 0 | 69.6 | 0.0119 | -0.907 | [6 empty] | DEER:Indoor_Non-CFL_Ltg | Annual
Any | SWLG011O | RFF | Ex | CZ06 | cWtd | SWLG011-01 | ExAnte2020 | IOU workpaper | 2019-06-26 | Fixture | 1 |  | None | 0 | 0 | 0 | 76.9 | 0.0128 | -0.585 | [6 empty] | DEER:Indoor_Non-CFL_Ltg | Annual
Any | SWLG011O | RFF | Ex | CZ07 | cWtd | SWLG011-01 | ExAnte2020 | IOU workpaper | 2019-06-26 | Fixture | 1 |  | None | 0 | 0 | 0 | 77.6 | 0.0129 | -0.479 | [6 empty] | DEER:Indoor_Non-CFL_Ltg | Annual
Any | SWLG011O | RFF | Ex | CZ08 | cWtd | SWLG011-01 | ExAnte2020 | IOU workpaper | 2019-06-26 | Fixture | 1 |  | None | 0 | 0 | 0 | 77.6 | 0.0127 | -0.489 | [6 empty] | DEER:Indoor_Non-CFL_Ltg | Annual
Any | SWLG011O | RFF | Ex | CZ09 | cWtd | SWLG011-01 | ExAnte2020 | IOU workpaper | 2019-06-26 | Fixture | 1 |  | None | 0 | 0 | 0 | 76.9 | 0.0129 | -0.581 | [6 empty] | DEER:Indoor_Non-CFL_Ltg | Annual
Any | SWLG011O | RFF | Ex | CZ10 | cWtd | SWLG011-01 | ExAnte2020 | IOU workpaper | 2019-06-26 | Fixture | 1 |  | None | 0 | 0 | 0 | 76.9 | 0.0128 | -0.585 | [6 empty] | DEER:Indoor_Non-CFL_Ltg | Annual
Any | SWLG011O | RFF | Ex | CZ11 | cWtd | SWLG011-01 | ExAnte2020 | IOU workpaper | 2019-06-26 | Fixture | 1 |  | None | 0 | 0 | 0 | 72.6 | 0.0124 | -0.706 | [6 empty] | DEER:Indoor_Non-CFL_Ltg | Annual
Any | SWLG011O | RFF | Ex | CZ12 | cWtd | SWLG011-01 | ExAnte2020 | IOU workpaper | 2019-06-26 | Fixture | 1 |  | None | 0 | 0 | 0 | 71.8 | 0.0125 | -0.721 | [6 empty] | DEER:Indoor_Non-CFL_Ltg | Annual
Any | SWLG011O | RFF | Ex | CZ13 | cWtd | SWLG011-01 | ExAnte2020 | IOU workpaper | 2019-06-26 | Fixture | 1 |  | None | 0 | 0 | 0 | 73.3 | 0.0125 | -0.662 | [6 empty] | DEER:Indoor_Non-CFL_Ltg | Annual
Any | SWLG011O | RFF | Ex | CZ14 | cWtd | SWLG011-01 | ExAnte2020 | IOU workpaper | 2019-06-26 | Fixture | 1 |  | None | 0 | 0 | 0 | 75.5 | 0.0129 | -0.813 | [6 empty] | DEER:Indoor_Non-CFL_Ltg | Annual
Any | SWLG011O | RFF | Ex | CZ15 | cWtd | SWLG011-01 | ExAnte2020 | IOU workpaper | 2019-06-26 | Fixture | 1 |  | None | 0 | 0 | 0 | 81.3 | 0.0131 | -0.269 | [6 empty] | DEER:Indoor_Non-CFL_Ltg | Annual
Any | SWLG011O | RFF | Ex | CZ16 | cWtd | SWLG011-01 | ExAnte2020 | IOU workpaper | 2019-06-26 | Fixture | 1 |  | None | 0 | 0 | 0 | 71.8 | 0.0125 | -1.12 | [6 empty] | DEER:Indoor_Non-CFL_Ltg | Annual
Any | SWLG011O | RSD | Ex | CZ01 | cWtd | SWLG011-01 | ExAnte2020 | IOU workpaper | 2019-06-26 | Fixture | 1 |  | None | 0 | 0 | 0 | 74.8 | 0.0163 | -1.36 | [6 empty] | DEER:Indoor_Non-CFL_Ltg | Annual
Any | SWLG011O | RSD | Ex | CZ02 | cWtd | SWLG011-01 | ExAnte2020 | IOU workpaper | 2019-06-26 | Fixture | 1 |  | None | 0 | 0 | 0 | 82.1 | 0.0164 | -0.698 | [6 empty] | DEER:Indoor_Non-CFL_Ltg | Annual
Any | SWLG011O | RSD | Ex | CZ03 | cWtd | SWLG011-01 | ExAnte2020 | IOU workpaper | 2019-06-26 | Fixture | 1 |  | None | 0 | 0 | 0 | 82.1 | 0.0164 | -0.683 | [6 empty] | DEER:Indoor_Non-CFL_Ltg | Annual
Any | SWLG011O | RSD | Ex | CZ04 | cWtd | SWLG011-01 | ExAnte2020 | IOU workpaper | 2019-06-26 | Fixture | 1 |  | None | 0 | 0 | 0 | 83.7 | 0.0164 | -0.518 | [6 empty] | DEER:Indoor_Non-CFL_Ltg | Annual
Any | SWLG011O | RSD | Ex | CZ05 | cWtd | SWLG011-01 | ExAnte2020 | IOU workpaper | 2019-06-26 | Fixture | 1 |  | None | 0 | 0 | 0 | 82.1 | 0.0163 | -0.637 | [6 empty] | DEER:Indoor_Non-CFL_Ltg | Annual
Any | SWLG011O | RSD | Ex | CZ06 | cWtd | SWLG011-01 | ExAnte2020 | IOU workpaper | 2019-06-26 | Fixture | 1 |  | None | 0 | 0 | 0 | 90.2 | 0.0173 | -0.269 | [6 empty] | DEER:Indoor_Non-CFL_Ltg | Annual
Any | SWLG011O | RSD | Ex | CZ07 | cWtd | SWLG011-01 | ExAnte2020 | IOU workpaper | 2019-06-26 | Fixture | 1 |  | None | 0 | 0 | 0 | 91.9 | 0.0174 | -0.129 | [6 empty] | DEER:Indoor_Non-CFL_Ltg | Annual
Any | SWLG011O | RSD | Ex | CZ08 | cWtd | SWLG011-01 | ExAnte2020 | IOU workpaper | 2019-06-26 | Fixture | 1 |  | None | 0 | 0 | 0 | 90.2 | 0.0171 | -0.237 | [6 empty] | DEER:Indoor_Non-CFL_Ltg | Annual
Any | SWLG011O | RSD | Ex | CZ09 | cWtd | SWLG011-01 | ExAnte2020 | IOU workpaper | 2019-06-26 | Fixture | 1 |  | None | 0 | 0 | 0 | 88.6 | 0.0176 | -0.314 | [6 empty] | DEER:Indoor_Non-CFL_Ltg | Annual
Any | SWLG011O | RSD | Ex | CZ10 | cWtd | SWLG011-01 | ExAnte2020 | IOU workpaper | 2019-06-26 | Fixture | 1 |  | None | 0 | 0 | 0 | 88.6 | 0.0174 | -0.398 | [6 empty] | DEER:Indoor_Non-CFL_Ltg | Annual
Any | SWLG011O | RSD | Ex | CZ11 | cWtd | SWLG011-01 | ExAnte2020 | IOU workpaper | 2019-06-26 | Fixture | 1 |  | None | 0 | 0 | 0 | 82.9 | 0.0168 | -0.653 | [6 empty] | DEER:Indoor_Non-CFL_Ltg | Annual
Any | SWLG011O | RSD | Ex | CZ12 | cWtd | SWLG011-01 | ExAnte2020 | IOU workpaper | 2019-06-26 | Fixture | 1 |  | None | 0 | 0 | 0 | 82.9 | 0.0166 | -0.66 | [6 empty] | DEER:Indoor_Non-CFL_Ltg | Annual
Any | SWLG011O | RSD | Ex | CZ13 | cWtd | SWLG011-01 | ExAnte2020 | IOU workpaper | 2019-06-26 | Fixture | 1 |  | None | 0 | 0 | 0 | 83.7 | 0.0168 | -0.624 | [6 empty] | DEER:Indoor_Non-CFL_Ltg | Annual
Any | SWLG011O | RSD | Ex | CZ14 | cWtd | SWLG011-01 | ExAnte2020 | IOU workpaper | 2019-06-26 | Fixture | 1 |  | None | 0 | 0 | 0 | 87 | 0.0174 | -0.749 | [6 empty] | DEER:Indoor_Non-CFL_Ltg | Annual
Any | SWLG011O | RSD | Ex | CZ15 | cWtd | SWLG011-01 | ExAnte2020 | IOU workpaper | 2019-06-26 | Fixture | 1 |  | None | 0 | 0 | 0 | 92.7 | 0.0181 | -0.12 | [6 empty] | DEER:Indoor_Non-CFL_Ltg | Annual
Any | SWLG011O | RSD | Ex | CZ16 | cWtd | SWLG011-01 | ExAnte2020 | IOU workpaper | 2019-06-26 | Fixture | 1 |  | None | 0 | 0 | 0 | 82.1 | 0.017 | -1.21 | [6 empty] | DEER:Indoor_Non-CFL_Ltg | Annual
Any | SWLG011O | Rt3 | Ex | CZ01 | cWtd | SWLG011-01 | ExAnte2020 | IOU workpaper | 2019-06-26 | Fixture | 1 |  | None | 0 | 0 | 0 | 113 | 0.021 | -1.07 | [6 empty] | DEER:Indoor_Non-CFL_Ltg | Annual
Any | SWLG011O | Rt3 | Ex | CZ02 | cWtd | SWLG011-01 | ExAnte2020 | IOU workpaper | 2019-06-26 | Fixture | 1 |  | None | 0 | 0 | 0 | 120 | 0.0212 | -0.598 | [6 empty] | DEER:Indoor_Non-CFL_Ltg | Annual
Any | SWLG011O | Rt3 | Ex | CZ03 | cWtd | SWLG011-01 | ExAnte2020 | IOU workpaper | 2019-06-26 | Fixture | 1 |  | None | 0 | 0 | 0 | 120 | 0.021 | -0.474 | [6 empty] | DEER:Indoor_Non-CFL_Ltg | Annual
Any | SWLG011O | Rt3 | Ex | CZ04 | cWtd | SWLG011-01 | ExAnte2020 | IOU workpaper | 2019-06-26 | Fixture | 1 |  | None | 0 | 0 | 0 | 123 | 0.0212 | -0.377 | [6 empty] | DEER:Indoor_Non-CFL_Ltg | Annual
Any | SWLG011O | Rt3 | Ex | CZ05 | cWtd | SWLG011-01 | ExAnte2020 | IOU workpaper | 2019-06-26 | Fixture | 1 |  | None | 0 | 0 | 0 | 122 | 0.0207 | -0.367 | [6 empty] | DEER:Indoor_Non-CFL_Ltg | Annual
Any | SWLG011O | Rt3 | Ex | CZ06 | cWtd | SWLG011-01 | ExAnte2020 | IOU workpaper | 2019-06-26 | Fixture | 1 |  | None | 0 | 0 | 0 | 130 | 0.0221 | -0.104 | [6 empty] | DEER:Indoor_Non-CFL_Ltg | Annual
Any | SWLG011O | Rt3 | Ex | CZ07 | cWtd | SWLG011-01 | ExAnte2020 | IOU workpaper | 2019-06-26 | Fixture | 1 |  | None | 0 | 0 | 0 | 131 | 0.0219 | -0.0297 | [6 empty] | DEER:Indoor_Non-CFL_Ltg | Annual
Any | SWLG011O | Rt3 | Ex | CZ08 | cWtd | SWLG011-01 | ExAnte2020 | IOU workpaper | 2019-06-26 | Fixture | 1 |  | None | 0 | 0 | 0 | 130 | 0.0219 | -0.0847 | [6 empty] | DEER:Indoor_Non-CFL_Ltg | Annual
Any | SWLG011O | Rt3 | Ex | CZ09 | cWtd | SWLG011-01 | ExAnte2020 | IOU workpaper | 2019-06-26 | Fixture | 1 |  | None | 0 | 0 | 0 | 127 | 0.0225 | -0.153 | [6 empty] | DEER:Indoor_Non-CFL_Ltg | Annual
Any | SWLG011O | Rt3 | Ex | CZ10 | cWtd | SWLG011-01 | ExAnte2020 | IOU workpaper | 2019-06-26 | Fixture | 1 |  | None | 0 | 0 | 0 | 129 | 0.0225 | -0.161 | [6 empty] | DEER:Indoor_Non-CFL_Ltg | Annual
Any | SWLG011O | Rt3 | Ex | CZ11 | cWtd | SWLG011-01 | ExAnte2020 | IOU workpaper | 2019-06-26 | Fixture | 1 |  | None | 0 | 0 | 0 | 122 | 0.0219 | -0.588 | [6 empty] | DEER:Indoor_Non-CFL_Ltg | Annual
Any | SWLG011O | Rt3 | Ex | CZ12 | cWtd | SWLG011-01 | ExAnte2020 | IOU workpaper | 2019-06-26 | Fixture | 1 |  | None | 0 | 0 | 0 | 122 | 0.0216 | -0.602 | [6 empty] | DEER:Indoor_Non-CFL_Ltg | Annual
Any | SWLG011O | Rt3 | Ex | CZ13 | cWtd | SWLG011-01 | ExAnte2020 | IOU workpaper | 2019-06-26 | Fixture | 1 |  | None | 0 | 0 | 0 | 123 | 0.0218 | -0.547 | [6 empty] | DEER:Indoor_Non-CFL_Ltg | Annual
Any | SWLG011O | Rt3 | Ex | CZ14 | cWtd | SWLG011-01 | ExAnte2020 | IOU workpaper | 2019-06-26 | Fixture | 1 |  | None | 0 | 0 | 0 | 125 | 0.0225 | -0.539 | [6 empty] | DEER:Indoor_Non-CFL_Ltg | Annual
Any | SWLG011O | Rt3 | Ex | CZ15 | cWtd | SWLG011-01 | ExAnte2020 | IOU workpaper | 2019-06-26 | Fixture | 1 |  | None | 0 | 0 | 0 | 133 | 0.0232 | -0.0288 | [6 empty] | DEER:Indoor_Non-CFL_Ltg | Annual
Any | SWLG011O | Rt3 | Ex | CZ16 | cWtd | SWLG011-01 | ExAnte2020 | IOU workpaper | 2019-06-26 | Fixture | 1 |  | None | 0 | 0 | 0 | 116 | 0.0216 | -1.25 | [6 empty] | DEER:Indoor_Non-CFL_Ltg | Annual
Any | SWLG011O | RtL | Ex | CZ01 | cWtd | SWLG011-01 | ExAnte2020 | IOU workpaper | 2019-06-26 | Fixture | 1 |  | None | 0 | 0 | 0 | 86.6 | 0.0134 | -0.731 | [6 empty] | DEER:Indoor_Non-CFL_Ltg | Annual
Any | SWLG011O | RtL | Ex | CZ02 | cWtd | SWLG011-01 | ExAnte2020 | IOU workpaper | 2019-06-26 | Fixture | 1 |  | None | 0 | 0 | 0 | 91 | 0.0136 | -0.432 | [6 empty] | DEER:Indoor_Non-CFL_Ltg | Annual
Any | SWLG011O | RtL | Ex | CZ03 | cWtd | SWLG011-01 | ExAnte2020 | IOU workpaper | 2019-06-26 | Fixture | 1 |  | None | 0 | 0 | 0 | 91.9 | 0.0133 | -0.345 | [6 empty] | DEER:Indoor_Non-CFL_Ltg | Annual
Any | SWLG011O | RtL | Ex | CZ04 | cWtd | SWLG011-01 | ExAnte2020 | IOU workpaper | 2019-06-26 | Fixture | 1 |  | None | 0 | 0 | 0 | 92.7 | 0.0134 | -0.285 | [6 empty] | DEER:Indoor_Non-CFL_Ltg | Annual
Any | SWLG011O | RtL | Ex | CZ05 | cWtd | SWLG011-01 | ExAnte2020 | IOU workpaper | 2019-06-26 | Fixture | 1 |  | None | 0 | 0 | 0 | 91.9 | 0.0131 | -0.345 | [6 empty] | DEER:Indoor_Non-CFL_Ltg | Annual
Any | SWLG011O | RtL | Ex | CZ06 | cWtd | SWLG011-01 | ExAnte2020 | IOU workpaper | 2019-06-26 | Fixture | 1 |  | None | 0 | 0 | 0 | 98 | 0.014 | -0.147 | [6 empty] | DEER:Indoor_Non-CFL_Ltg | Annual
Any | SWLG011O | RtL | Ex | CZ07 | cWtd | SWLG011-01 | ExAnte2020 | IOU workpaper | 2019-06-26 | Fixture | 1 |  | None | 0 | 0 | 0 | 98.9 | 0.014 | -0.108 | [6 empty] | DEER:Indoor_Non-CFL_Ltg | Annual
Any | SWLG011O | RtL | Ex | CZ08 | cWtd | SWLG011-01 | ExAnte2020 | IOU workpaper | 2019-06-26 | Fixture | 1 |  | None | 0 | 0 | 0 | 98 | 0.014 | -0.126 | [6 empty] | DEER:Indoor_Non-CFL_Ltg | Annual
Any | SWLG011O | RtL | Ex | CZ09 | cWtd | SWLG011-01 | ExAnte2020 | IOU workpaper | 2019-06-26 | Fixture | 1 |  | None | 0 | 0 | 0 | 96.2 | 0.0143 | -0.174 | [6 empty] | DEER:Indoor_Non-CFL_Ltg | Annual
Any | SWLG011O | RtL | Ex | CZ10 | cWtd | SWLG011-01 | ExAnte2020 | IOU workpaper | 2019-06-26 | Fixture | 1 |  | None | 0 | 0 | 0 | 96.2 | 0.0143 | -0.171 | [6 empty] | DEER:Indoor_Non-CFL_Ltg | Annual
Any | SWLG011O | RtL | Ex | CZ11 | cWtd | SWLG011-01 | ExAnte2020 | IOU workpaper | 2019-06-26 | Fixture | 1 |  | None | 0 | 0 | 0 | 91.9 | 0.0139 | -0.435 | [6 empty] | DEER:Indoor_Non-CFL_Ltg | Annual
Any | SWLG011O | RtL | Ex | CZ12 | cWtd | SWLG011-01 | ExAnte2020 | IOU workpaper | 2019-06-26 | Fixture | 1 |  | None | 0 | 0 | 0 | 91 | 0.0138 | -0.421 | [6 empty] | DEER:Indoor_Non-CFL_Ltg | Annual
Any | SWLG011O | RtL | Ex | CZ13 | cWtd | SWLG011-01 | ExAnte2020 | IOU workpaper | 2019-06-26 | Fixture | 1 |  | None | 0 | 0 | 0 | 91.9 | 0.0138 | -0.404 | [6 empty] | DEER:Indoor_Non-CFL_Ltg | Annual
Any | SWLG011O | RtL | Ex | CZ14 | cWtd | SWLG011-01 | ExAnte2020 | IOU workpaper | 2019-06-26 | Fixture | 1 |  | None | 0 | 0 | 0 | 93.6 | 0.0145 | -0.424 | [6 empty] | DEER:Indoor_Non-CFL_Ltg | Annual
Any | SWLG011O | RtL | Ex | CZ15 | cWtd | SWLG011-01 | ExAnte2020 | IOU workpaper | 2019-06-26 | Fixture | 1 |  | None | 0 | 0 | 0 | 101 | 0.0148 | -0.0638 | [6 empty] | DEER:Indoor_Non-CFL_Ltg | Annual
Any | SWLG011O | RtL | Ex | CZ16 | cWtd | SWLG011-01 | ExAnte2020 | IOU workpaper | 2019-06-26 | Fixture | 1 |  | None | 0 | 0 | 0 | 87.5 | 0.0138 | -0.927 | [6 empty] | DEER:Indoor_Non-CFL_Ltg | Annual
Any | SWLG011O | RtS | Ex | CZ01 | cWtd | SWLG011-01 | ExAnte2020 | IOU workpaper | 2019-06-26 | Fixture | 1 |  | None | 0 | 0 | 0 | 49.9 | 0.00916 | -0.803 | [6 empty] | DEER:Indoor_Non-CFL_Ltg | Annual
Any | SWLG011O | RtS | Ex | CZ02 | cWtd | SWLG011-01 | ExAnte2020 | IOU workpaper | 2019-06-26 | Fixture | 1 |  | None | 0 | 0 | 0 | 54.1 | 0.00951 | -0.444 | [6 empty] | DEER:Indoor_Non-CFL_Ltg | Annual
Any | SWLG011O | RtS | Ex | CZ03 | cWtd | SWLG011-01 | ExAnte2020 | IOU workpaper | 2019-06-26 | Fixture | 1 |  | None | 0 | 0 | 0 | 53.5 | 0.00949 | -0.476 | [6 empty] | DEER:Indoor_Non-CFL_Ltg | Annual
Any | SWLG011O | RtS | Ex | CZ04 | cWtd | SWLG011-01 | ExAnte2020 | IOU workpaper | 2019-06-26 | Fixture | 1 |  | None | 0 | 0 | 0 | 54.6 | 0.00951 | -0.372 | [6 empty] | DEER:Indoor_Non-CFL_Ltg | Annual
Any | SWLG011O | RtS | Ex | CZ05 | cWtd | SWLG011-01 | ExAnte2020 | IOU workpaper | 2019-06-26 | Fixture | 1 |  | None | 0 | 0 | 0 | 54.1 | 0.00935 | -0.431 | [6 empty] | DEER:Indoor_Non-CFL_Ltg | Annual
Any | SWLG011O | RtS | Ex | CZ06 | cWtd | SWLG011-01 | ExAnte2020 | IOU workpaper | 2019-06-26 | Fixture | 1 |  | None | 0 | 0 | 0 | 57.7 | 0.00981 | -0.215 | [6 empty] | DEER:Indoor_Non-CFL_Ltg | Annual
Any | SWLG011O | RtS | Ex | CZ07 | cWtd | SWLG011-01 | ExAnte2020 | IOU workpaper | 2019-06-26 | Fixture | 1 |  | None | 0 | 0 | 0 | 58.8 | 0.00981 | -0.16 | [6 empty] | DEER:Indoor_Non-CFL_Ltg | Annual
Any | SWLG011O | RtS | Ex | CZ08 | cWtd | SWLG011-01 | ExAnte2020 | IOU workpaper | 2019-06-26 | Fixture | 1 |  | None | 0 | 0 | 0 | 58.3 | 0.00973 | -0.182 | [6 empty] | DEER:Indoor_Non-CFL_Ltg | Annual
Any | SWLG011O | RtS | Ex | CZ09 | cWtd | SWLG011-01 | ExAnte2020 | IOU workpaper | 2019-06-26 | Fixture | 1 |  | None | 0 | 0 | 0 | 57.7 | 0.00997 | -0.238 | [6 empty] | DEER:Indoor_Non-CFL_Ltg | Annual
Any | SWLG011O | RtS | Ex | CZ10 | cWtd | SWLG011-01 | ExAnte2020 | IOU workpaper | 2019-06-26 | Fixture | 1 |  | None | 0 | 0 | 0 | 58.3 | 0.01 | -0.227 | [6 empty] | DEER:Indoor_Non-CFL_Ltg | Annual
Any | SWLG011O | RtS | Ex | CZ11 | cWtd | SWLG011-01 | ExAnte2020 | IOU workpaper | 2019-06-26 | Fixture | 1 |  | None | 0 | 0 | 0 | 54.6 | 0.00967 | -0.418 | [6 empty] | DEER:Indoor_Non-CFL_Ltg | Annual
Any | SWLG011O | RtS | Ex | CZ12 | cWtd | SWLG011-01 | ExAnte2020 | IOU workpaper | 2019-06-26 | Fixture | 1 |  | None | 0 | 0 | 0 | 54.6 | 0.00967 | -0.421 | [6 empty] | DEER:Indoor_Non-CFL_Ltg | Annual
Any | SWLG011O | RtS | Ex | CZ13 | cWtd | SWLG011-01 | ExAnte2020 | IOU workpaper | 2019-06-26 | Fixture | 1 |  | None | 0 | 0 | 0 | 54.6 | 0.00965 | -0.398 | [6 empty] | DEER:Indoor_Non-CFL_Ltg | Annual
Any | SWLG011O | RtS | Ex | CZ14 | cWtd | SWLG011-01 | ExAnte2020 | IOU workpaper | 2019-06-26 | Fixture | 1 |  | None | 0 | 0 | 0 | 56.2 | 0.0101 | -0.382 | [6 empty] | DEER:Indoor_Non-CFL_Ltg | Annual
Any | SWLG011O | RtS | Ex | CZ15 | cWtd | SWLG011-01 | ExAnte2020 | IOU workpaper | 2019-06-26 | Fixture | 1 |  | None | 0 | 0 | 0 | 60.9 | 0.0102 | -0.0877 | [6 empty] | DEER:Indoor_Non-CFL_Ltg | Annual
Any | SWLG011O | RtS | Ex | CZ16 | cWtd | SWLG011-01 | ExAnte2020 | IOU workpaper | 2019-06-26 | Fixture | 1 |  | None | 0 | 0 | 0 | 52 | 0.00973 | -0.63 | [6 empty] | DEER:Indoor_Non-CFL_Ltg | Annual
Any | SWLG011O | SCn | Ex | CZ01 | cWtd | SWLG011-01 | ExAnte2020 | IOU workpaper | 2019-06-26 | Fixture | 1 |  | None | 0 | 0 | 0 | 37.5 | 0.00452 | -0.895 | [6 empty] | DEER:Indoor_Non-CFL_Ltg | Annual
Any | SWLG011O | SCn | Ex | CZ02 | cWtd | SWLG011-01 | ExAnte2020 | IOU workpaper | 2019-06-26 | Fixture | 1 |  | None | 0 | 0 | 0 | 43.8 | 0.00571 | -0.584 | [6 empty] | DEER:Indoor_Non-CFL_Ltg | Annual
Any | SWLG011O | SCn | Ex | CZ03 | cWtd | SWLG011-01 | ExAnte2020 | IOU workpaper | 2019-06-26 | Fixture | 1 |  | None | 0 | 0 | 0 | 40.9 | 0.00571 | -0.735 | [6 empty] | DEER:Indoor_Non-CFL_Ltg | Annual
Any | SWLG011O | SCn | Ex | CZ04 | cWtd | SWLG011-01 | ExAnte2020 | IOU workpaper | 2019-06-26 | Fixture | 1 |  | None | 0 | 0 | 0 | 45.2 | 0.00575 | -0.598 | [6 empty] | DEER:Indoor_Non-CFL_Ltg | Annual
Any | SWLG011O | SCn | Ex | CZ05 | cWtd | SWLG011-01 | ExAnte2020 | IOU workpaper | 2019-06-26 | Fixture | 1 |  | None | 0 | 0 | 0 | 43.3 | 0.00511 | -0.822 | [6 empty] | DEER:Indoor_Non-CFL_Ltg | Annual
Any | SWLG011O | SCn | Ex | CZ06 | cWtd | SWLG011-01 | ExAnte2020 | IOU workpaper | 2019-06-26 | Fixture | 1 |  | None | 0 | 0 | 0 | 47.2 | 0.00598 | -0.431 | [6 empty] | DEER:Indoor_Non-CFL_Ltg | Annual
Any | SWLG011O | SCn | Ex | CZ07 | cWtd | SWLG011-01 | ExAnte2020 | IOU workpaper | 2019-06-26 | Fixture | 1 |  | None | 0 | 0 | 0 | 47.7 | 0.00612 | -0.412 | [6 empty] | DEER:Indoor_Non-CFL_Ltg | Annual
Any | SWLG011O | SCn | Ex | CZ08 | cWtd | SWLG011-01 | ExAnte2020 | IOU workpaper | 2019-06-26 | Fixture | 1 |  | None | 0 | 0 | 0 | 49.6 | 0.00575 | -0.368 | [6 empty] | DEER:Indoor_Non-CFL_Ltg | Annual
Any | SWLG011O | SCn | Ex | CZ09 | cWtd | SWLG011-01 | ExAnte2020 | IOU workpaper | 2019-06-26 | Fixture | 1 |  | None | 0 | 0 | 0 | 48.7 | 0.00589 | -0.443 | [6 empty] | DEER:Indoor_Non-CFL_Ltg | Annual
Any | SWLG011O | SCn | Ex | CZ10 | cWtd | SWLG011-01 | ExAnte2020 | IOU workpaper | 2019-06-26 | Fixture | 1 |  | None | 0 | 0 | 0 | 47.7 | 0.00584 | -0.491 | [6 empty] | DEER:Indoor_Non-CFL_Ltg | Annual
Any | SWLG011O | SCn | Ex | CZ11 | cWtd | SWLG011-01 | ExAnte2020 | IOU workpaper | 2019-06-26 | Fixture | 1 |  | None | 0 | 0 | 0 | 45.7 | 0.00557 | -0.535 | [6 empty] | DEER:Indoor_Non-CFL_Ltg | Annual
Any | SWLG011O | SCn | Ex | CZ12 | cWtd | SWLG011-01 | ExAnte2020 | IOU workpaper | 2019-06-26 | Fixture | 1 |  | None | 0 | 0 | 0 | 46.2 | 0.00562 | -0.53 | [6 empty] | DEER:Indoor_Non-CFL_Ltg | Annual
Any | SWLG011O | SCn | Ex | CZ13 | cWtd | SWLG011-01 | ExAnte2020 | IOU workpaper | 2019-06-26 | Fixture | 1 |  | None | 0 | 0 | 0 | 47.2 | 0.00553 | -0.461 | [6 empty] | DEER:Indoor_Non-CFL_Ltg | Annual
Any | SWLG011O | SCn | Ex | CZ14 | cWtd | SWLG011-01 | ExAnte2020 | IOU workpaper | 2019-06-26 | Fixture | 1 |  | None | 0 | 0 | 0 | 48.2 | 0.00584 | -0.521 | [6 empty] | DEER:Indoor_Non-CFL_Ltg | Annual
Any | SWLG011O | SCn | Ex | CZ15 | cWtd | SWLG011-01 | ExAnte2020 | IOU workpaper | 2019-06-26 | Fixture | 1 |  | None | 0 | 0 | 0 | 52.1 | 0.00612 | -0.261 | [6 empty] | DEER:Indoor_Non-CFL_Ltg | Annual
Any | SWLG011O | SCn | Ex | CZ16 | cWtd | SWLG011-01 | ExAnte2020 | IOU workpaper | 2019-06-26 | Fixture | 1 |  | None | 0 | 0 | 0 | 44.8 | 0.00603 | -0.691 | [6 empty] | DEER:Indoor_Non-CFL_Ltg | Annual
Any | SWLG011O | SUn | Ex | CZ01 | cWtd | SWLG011-01 | ExAnte2020 | IOU workpaper | 2019-06-26 | Fixture | 1 |  | None | 0 | 0 | 0 | 45.9 | 0.00649 | 0 | [6 empty] | DEER:Indoor_Non-CFL_Ltg | Annual
Any | SWLG011O | SUn | Ex | CZ02 | cWtd | SWLG011-01 | ExAnte2020 | IOU workpaper | 2019-06-26 | Fixture | 1 |  | None | 0 | 0 | 0 | 45.9 | 0.00649 | 0 | [6 empty] | DEER:Indoor_Non-CFL_Ltg | Annual
Any | SWLG011O | SUn | Ex | CZ03 | cWtd | SWLG011-01 | ExAnte2020 | IOU workpaper | 2019-06-26 | Fixture | 1 |  | None | 0 | 0 | 0 | 45.9 | 0.00649 | 0 | [6 empty] | DEER:Indoor_Non-CFL_Ltg | Annual
Any | SWLG011O | SUn | Ex | CZ04 | cWtd | SWLG011-01 | ExAnte2020 | IOU workpaper | 2019-06-26 | Fixture | 1 |  | None | 0 | 0 | 0 | 45.9 | 0.00649 | 0 | [6 empty] | DEER:Indoor_Non-CFL_Ltg | Annual
Any | SWLG011O | SUn | Ex | CZ05 | cWtd | SWLG011-01 | ExAnte2020 | IOU workpaper | 2019-06-26 | Fixture | 1 |  | None | 0 | 0 | 0 | 45.9 | 0.00649 | 0 | [6 empty] | DEER:Indoor_Non-CFL_Ltg | Annual
Any | SWLG011O | SUn | Ex | CZ06 | cWtd | SWLG011-01 | ExAnte2020 | IOU workpaper | 2019-06-26 | Fixture | 1 |  | None | 0 | 0 | 0 | 45.9 | 0.00649 | 0 | [6 empty] | DEER:Indoor_Non-CFL_Ltg | Annual
Any | SWLG011O | SUn | Ex | CZ07 | cWtd | SWLG011-01 | ExAnte2020 | IOU workpaper | 2019-06-26 | Fixture | 1 |  | None | 0 | 0 | 0 | 45.9 | 0.00649 | 0 | [6 empty] | DEER:Indoor_Non-CFL_Ltg | Annual
Any | SWLG011O | SUn | Ex | CZ08 | cWtd | SWLG011-01 | ExAnte2020 | IOU workpaper | 2019-06-26 | Fixture | 1 |  | None | 0 | 0 | 0 | 45.9 | 0.00649 | 0 | [6 empty] | DEER:Indoor_Non-CFL_Ltg | Annual
Any | SWLG011O | SUn | Ex | CZ09 | cWtd | SWLG011-01 | ExAnte2020 | IOU workpaper | 2019-06-26 | Fixture | 1 |  | None | 0 | 0 | 0 | 45.9 | 0.00649 | 0 | [6 empty] | DEER:Indoor_Non-CFL_Ltg | Annual
Any | SWLG011O | SUn | Ex | CZ10 | cWtd | SWLG011-01 | ExAnte2020 | IOU workpaper | 2019-06-26 | Fixture | 1 |  | None | 0 | 0 | 0 | 45.9 | 0.00649 | 0 | [6 empty] | DEER:Indoor_Non-CFL_Ltg | Annual
Any | SWLG011O | SUn | Ex | CZ11 | cWtd | SWLG011-01 | ExAnte2020 | IOU workpaper | 2019-06-26 | Fixture | 1 |  | None | 0 | 0 | 0 | 45.9 | 0.00649 | 0 | [6 empty] | DEER:Indoor_Non-CFL_Ltg | Annual
Any | SWLG011O | SUn | Ex | CZ12 | cWtd | SWLG011-01 | ExAnte2020 | IOU workpaper | 2019-06-26 | Fixture | 1 |  | None | 0 | 0 | 0 | 45.9 | 0.00649 | 0 | [6 empty] | DEER:Indoor_Non-CFL_Ltg | Annual
Any | SWLG011O | SUn | Ex | CZ13 | cWtd | SWLG011-01 | ExAnte2020 | IOU workpaper | 2019-06-26 | Fixture | 1 |  | None | 0 | 0 | 0 | 45.9 | 0.00649 | 0 | [6 empty] | DEER:Indoor_Non-CFL_Ltg | Annual
Any | SWLG011O | SUn | Ex | CZ14 | cWtd | SWLG011-01 | ExAnte2020 | IOU workpaper | 2019-06-26 | Fixture | 1 |  | None | 0 | 0 | 0 | 45.9 | 0.00649 | 0 | [6 empty] | DEER:Indoor_Non-CFL_Ltg | Annual
Any | SWLG011O | SUn | Ex | CZ15 | cWtd | SWLG011-01 | ExAnte2020 | IOU workpaper | 2019-06-26 | Fixture | 1 |  | None | 0 | 0 | 0 | 45.9 | 0.00649 | 0 | [6 empty] | DEER:Indoor_Non-CFL_Ltg | Annual
Any | SWLG011O | SUn | Ex | CZ16 | cWtd | SWLG011-01 | ExAnte2020 | IOU workpaper | 2019-06-26 | Fixture | 1 |  | None | 0 | 0 | 0 | 45.9 | 0.00649 | 0 | [6 empty] | DEER:Indoor_Non-CFL_Ltg | Annual
Any | SWLG011O | WRf | Ex | CZ01 | cWtd | SWLG011-01 | ExAnte2020 | IOU workpaper | 2019-06-26 | Fixture | 1 |  | None | 0 | 0 | 0 | 130 | 0.0141 | 0 | [6 empty] | DEER:Indoor_Non-CFL_Ltg | Annual
Any | SWLG011O | WRf | Ex | CZ02 | cWtd | SWLG011-01 | ExAnte2020 | IOU workpaper | 2019-06-26 | Fixture | 1 |  | None | 0 | 0 | 0 | 131 | 0.0142 | 0 | [6 empty] | DEER:Indoor_Non-CFL_Ltg | Annual
Any | SWLG011O | WRf | Ex | CZ03 | cWtd | SWLG011-01 | ExAnte2020 | IOU workpaper | 2019-06-26 | Fixture | 1 |  | None | 0 | 0 | 0 | 128 | 0.0142 | 0 | [6 empty] | DEER:Indoor_Non-CFL_Ltg | Annual
Any | SWLG011O | WRf | Ex | CZ04 | cWtd | SWLG011-01 | ExAnte2020 | IOU workpaper | 2019-06-26 | Fixture | 1 |  | None | 0 | 0 | 0 | 130 | 0.0141 | 0 | [6 empty] | DEER:Indoor_Non-CFL_Ltg | Annual
Any | SWLG011O | WRf | Ex | CZ05 | cWtd | SWLG011-01 | ExAnte2020 | IOU workpaper | 2019-06-26 | Fixture | 1 |  | None | 0 | 0 | 0 | 127 | 0.0141 | 0 | [6 empty] | DEER:Indoor_Non-CFL_Ltg | Annual
Any | SWLG011O | WRf | Ex | CZ06 | cWtd | SWLG011-01 | ExAnte2020 | IOU workpaper | 2019-06-26 | Fixture | 1 |  | None | 0 | 0 | 0 | 131 | 0.0141 | 0 | [6 empty] | DEER:Indoor_Non-CFL_Ltg | Annual
Any | SWLG011O | WRf | Ex | CZ07 | cWtd | SWLG011-01 | ExAnte2020 | IOU workpaper | 2019-06-26 | Fixture | 1 |  | None | 0 | 0 | 0 | 130 | 0.0142 | 0 | [6 empty] | DEER:Indoor_Non-CFL_Ltg | Annual
Any | SWLG011O | WRf | Ex | CZ08 | cWtd | SWLG011-01 | ExAnte2020 | IOU workpaper | 2019-06-26 | Fixture | 1 |  | None | 0 | 0 | 0 | 130 | 0.0162 | 0 | [6 empty] | DEER:Indoor_Non-CFL_Ltg | Annual
Any | SWLG011O | WRf | Ex | CZ09 | cWtd | SWLG011-01 | ExAnte2020 | IOU workpaper | 2019-06-26 | Fixture | 1 |  | None | 0 | 0 | 0 | 130 | 0.0146 | 0 | [6 empty] | DEER:Indoor_Non-CFL_Ltg | Annual
Any | SWLG011O | WRf | Ex | CZ10 | cWtd | SWLG011-01 | ExAnte2020 | IOU workpaper | 2019-06-26 | Fixture | 1 |  | None | 0 | 0 | 0 | 128 | 0.0142 | 0 | [6 empty] | DEER:Indoor_Non-CFL_Ltg | Annual
Any | SWLG011O | WRf | Ex | CZ11 | cWtd | SWLG011-01 | ExAnte2020 | IOU workpaper | 2019-06-26 | Fixture | 1 |  | None | 0 | 0 | 0 | 131 | 0.0141 | 0 | [6 empty] | DEER:Indoor_Non-CFL_Ltg | Annual
Any | SWLG011O | WRf | Ex | CZ12 | cWtd | SWLG011-01 | ExAnte2020 | IOU workpaper | 2019-06-26 | Fixture | 1 |  | None | 0 | 0 | 0 | 130 | 0.0144 | 0 | [6 empty] | DEER:Indoor_Non-CFL_Ltg | Annual
Any | SWLG011O | WRf | Ex | CZ13 | cWtd | SWLG011-01 | ExAnte2020 | IOU workpaper | 2019-06-26 | Fixture | 1 |  | None | 0 | 0 | 0 | 132 | 0.0141 | 0 | [6 empty] | DEER:Indoor_Non-CFL_Ltg | Annual
Any | SWLG011O | WRf | Ex | CZ14 | cWtd | SWLG011-01 | ExAnte2020 | IOU workpaper | 2019-06-26 | Fixture | 1 |  | None | 0 | 0 | 0 | 130 | 0.0142 | 0 | [6 empty] | DEER:Indoor_Non-CFL_Ltg | Annual
Any | SWLG011O | WRf | Ex | CZ15 | cWtd | SWLG011-01 | ExAnte2020 | IOU workpaper | 2019-06-26 | Fixture | 1 |  | None | 0 | 0 | 0 | 131 | 0.0143 | 0 | [6 empty] | DEER:Indoor_Non-CFL_Ltg | Annual
Any | SWLG011O | WRf | Ex | CZ16 | cWtd | SWLG011-01 | ExAnte2020 | IOU workpaper | 2019-06-26 | Fixture | 1 |  | None | 0 | 0 | 0 | 131 | 0.014 | 0 | [6 empty] | DEER:Indoor_Non-CFL_Ltg | Annual
Any | SWLG011P | Asm | Ex | CZ01 | cWtd | SWLG011-01 | ExAnte2020 | IOU workpaper | 2019-06-26 | Fixture | 1 |  | None | 0 | 0 | 0 | 41.7 | 0.0188 | -1.03 | [6 empty] | DEER:Indoor_Non-CFL_Ltg | Annual
Any | SWLG011P | Asm | Ex | CZ02 | cWtd | SWLG011-01 | ExAnte2020 | IOU workpaper | 2019-06-26 | Fixture | 1 |  | None | 0 | 0 | 0 | 45.8 | 0.019 | -0.579 | [6 empty] | DEER:Indoor_Non-CFL_Ltg | Annual
Any | SWLG011P | Asm | Ex | CZ03 | cWtd | SWLG011-01 | ExAnte2020 | IOU workpaper | 2019-06-26 | Fixture | 1 |  | None | 0 | 0 | 0 | 45.3 | 0.019 | -0.673 | [6 empty] | DEER:Indoor_Non-CFL_Ltg | Annual
Any | SWLG011P | Asm | Ex | CZ04 | cWtd | SWLG011-01 | ExAnte2020 | IOU workpaper | 2019-06-26 | Fixture | 1 |  | None | 0 | 0 | 0 | 46.7 | 0.019 | -0.498 | [6 empty] | DEER:Indoor_Non-CFL_Ltg | Annual
Any | SWLG011P | Asm | Ex | CZ05 | cWtd | SWLG011-01 | ExAnte2020 | IOU workpaper | 2019-06-26 | Fixture | 1 |  | None | 0 | 0 | 0 | 45.3 | 0.0188 | -0.637 | [6 empty] | DEER:Indoor_Non-CFL_Ltg | Annual
Any | SWLG011P | Asm | Ex | CZ06 | cWtd | SWLG011-01 | ExAnte2020 | IOU workpaper | 2019-06-26 | Fixture | 1 |  | None | 0 | 0 | 0 | 49.4 | 0.0201 | -0.377 | [6 empty] | DEER:Indoor_Non-CFL_Ltg | Annual
Any | SWLG011P | Asm | Ex | CZ07 | cWtd | SWLG011-01 | ExAnte2020 | IOU workpaper | 2019-06-26 | Fixture | 1 |  | None | 0 | 0 | 0 | 50.3 | 0.0206 | -0.356 | [6 empty] | DEER:Indoor_Non-CFL_Ltg | Annual
Any | SWLG011P | Asm | Ex | CZ08 | cWtd | SWLG011-01 | ExAnte2020 | IOU workpaper | 2019-06-26 | Fixture | 1 |  | None | 0 | 0 | 0 | 50.3 | 0.02 | -0.293 | [6 empty] | DEER:Indoor_Non-CFL_Ltg | Annual
Any | SWLG011P | Asm | Ex | CZ09 | cWtd | SWLG011-01 | ExAnte2020 | IOU workpaper | 2019-06-26 | Fixture | 1 |  | None | 0 | 0 | 0 | 49.4 | 0.0205 | -0.342 | [6 empty] | DEER:Indoor_Non-CFL_Ltg | Annual
Any | SWLG011P | Asm | Ex | CZ10 | cWtd | SWLG011-01 | ExAnte2020 | IOU workpaper | 2019-06-26 | Fixture | 1 |  | None | 0 | 0 | 0 | 49.8 | 0.0206 | -0.325 | [6 empty] | DEER:Indoor_Non-CFL_Ltg | Annual
Any | SWLG011P | Asm | Ex | CZ11 | cWtd | SWLG011-01 | ExAnte2020 | IOU workpaper | 2019-06-26 | Fixture | 1 |  | None | 0 | 0 | 0 | 46.7 | 0.0195 | -0.485 | [6 empty] | DEER:Indoor_Non-CFL_Ltg | Annual
Any | SWLG011P | Asm | Ex | CZ12 | cWtd | SWLG011-01 | ExAnte2020 | IOU workpaper | 2019-06-26 | Fixture | 1 |  | None | 0 | 0 | 0 | 46.7 | 0.0193 | -0.516 | [6 empty] | DEER:Indoor_Non-CFL_Ltg | Annual
Any | SWLG011P | Asm | Ex | CZ13 | cWtd | SWLG011-01 | ExAnte2020 | IOU workpaper | 2019-06-26 | Fixture | 1 |  | None | 0 | 0 | 0 | 46.7 | 0.0195 | -0.467 | [6 empty] | DEER:Indoor_Non-CFL_Ltg | Annual
Any | SWLG011P | Asm | Ex | CZ14 | cWtd | SWLG011-01 | ExAnte2020 | IOU workpaper | 2019-06-26 | Fixture | 1 |  | None | 0 | 0 | 0 | 48 | 0.0201 | -0.462 | [6 empty] | DEER:Indoor_Non-CFL_Ltg | Annual
Any | SWLG011P | Asm | Ex | CZ15 | cWtd | SWLG011-01 | ExAnte2020 | IOU workpaper | 2019-06-26 | Fixture | 1 |  | None | 0 | 0 | 0 | 51.6 | 0.0201 | -0.163 | [6 empty] | DEER:Indoor_Non-CFL_Ltg | Annual
Any | SWLG011P | Asm | Ex | CZ16 | cWtd | SWLG011-01 | ExAnte2020 | IOU workpaper | 2019-06-26 | Fixture | 1 |  | None | 0 | 0 | 0 | 44.4 | 0.0196 | -0.741 | [6 empty] | DEER:Indoor_Non-CFL_Ltg | Annual
Any | SWLG011P | Com | Ex | CZ01 | cWtd | SWLG011-01 | ExAnte2020 | IOU workpaper | 2019-06-26 | Fixture | 1 |  | None | 0 | 0 | 0 | 77.4 | 0.0131 | -1.16 | [6 empty] | DEER:Indoor_Non-CFL_Ltg | Annual
Any | SWLG011P | Com | Ex | CZ02 | cWtd | SWLG011-01 | ExAnte2020 | IOU workpaper | 2019-06-26 | Fixture | 1 |  | None | 0 | 0 | 0 | 84 | 0.0146 | -0.746 | [6 empty] | DEER:Indoor_Non-CFL_Ltg | Annual
Any | SWLG011P | Com | Ex | CZ03 | cWtd | SWLG011-01 | ExAnte2020 | IOU workpaper | 2019-06-26 | Fixture | 1 |  | None | 0 | 0 | 0 | 84 | 0.0141 | -0.651 | [6 empty] | DEER:Indoor_Non-CFL_Ltg | Annual
Any | SWLG011P | Com | Ex | CZ04 | cWtd | SWLG011-01 | ExAnte2020 | IOU workpaper | 2019-06-26 | Fixture | 1 |  | None | 0 | 0 | 0 | 86.5 | 0.0145 | -0.529 | [6 empty] | DEER:Indoor_Non-CFL_Ltg | Annual
Any | SWLG011P | Com | Ex | CZ05 | cWtd | SWLG011-01 | ExAnte2020 | IOU workpaper | 2019-06-26 | Fixture | 1 |  | None | 0 | 0 | 0 | 83.2 | 0.0139 | -0.873 | [6 empty] | DEER:Indoor_Non-CFL_Ltg | Annual
Any | SWLG011P | Com | Ex | CZ06 | cWtd | SWLG011-01 | ExAnte2020 | IOU workpaper | 2019-06-26 | Fixture | 1 |  | None | 0 | 0 | 0 | 87.8 | 0.0146 | -0.391 | [6 empty] | DEER:Indoor_Non-CFL_Ltg | Annual
Any | SWLG011P | Com | Ex | CZ07 | cWtd | SWLG011-01 | ExAnte2020 | IOU workpaper | 2019-06-26 | Fixture | 1 |  | None | 0 | 0 | 0 | 94 | 0.0155 | -0.377 | [6 empty] | DEER:Indoor_Non-CFL_Ltg | Annual
Any | SWLG011P | Com | Ex | CZ08 | cWtd | SWLG011-01 | ExAnte2020 | IOU workpaper | 2019-06-26 | Fixture | 1 |  | None | 0 | 0 | 0 | 87.8 | 0.0143 | -0.347 | [6 empty] | DEER:Indoor_Non-CFL_Ltg | Annual
Any | SWLG011P | Com | Ex | CZ09 | cWtd | SWLG011-01 | ExAnte2020 | IOU workpaper | 2019-06-26 | Fixture | 1 |  | None | 0 | 0 | 0 | 87.8 | 0.0149 | -0.38 | [6 empty] | DEER:Indoor_Non-CFL_Ltg | Annual
Any | SWLG011P | Com | Ex | CZ10 | cWtd | SWLG011-01 | ExAnte2020 | IOU workpaper | 2019-06-26 | Fixture | 1 |  | None | 0 | 0 | 0 | 85.4 | 0.0144 | -0.407 | [6 empty] | DEER:Indoor_Non-CFL_Ltg | Annual
Any | SWLG011P | Com | Ex | CZ11 | cWtd | SWLG011-01 | ExAnte2020 | IOU workpaper | 2019-06-26 | Fixture | 1 |  | None | 0 | 0 | 0 | 84.9 | 0.0147 | -0.676 | [6 empty] | DEER:Indoor_Non-CFL_Ltg | Annual
Any | SWLG011P | Com | Ex | CZ12 | cWtd | SWLG011-01 | ExAnte2020 | IOU workpaper | 2019-06-26 | Fixture | 1 |  | None | 0 | 0 | 0 | 84.9 | 0.0149 | -0.604 | [6 empty] | DEER:Indoor_Non-CFL_Ltg | Annual
Any | SWLG011P | Com | Ex | CZ13 | cWtd | SWLG011-01 | ExAnte2020 | IOU workpaper | 2019-06-26 | Fixture | 1 |  | None | 0 | 0 | 0 | 86.5 | 0.0146 | -0.578 | [6 empty] | DEER:Indoor_Non-CFL_Ltg | Annual
Any | SWLG011P | Com | Ex | CZ14 | cWtd | SWLG011-01 | ExAnte2020 | IOU workpaper | 2019-06-26 | Fixture | 1 |  | None | 0 | 0 | 0 | 86.2 | 0.0149 | -0.658 | [6 empty] | DEER:Indoor_Non-CFL_Ltg | Annual
Any | SWLG011P | Com | Ex | CZ15 | cWtd | SWLG011-01 | ExAnte2020 | IOU workpaper | 2019-06-26 | Fixture | 1 |  | None | 0 | 0 | 0 | 92.7 | 0.0153 | -0.189 | [6 empty] | DEER:Indoor_Non-CFL_Ltg | Annual
Any | SWLG011P | Com | Ex | CZ16 | cWtd | SWLG011-01 | ExAnte2020 | IOU workpaper | 2019-06-26 | Fixture | 1 |  | None | 0 | 0 | 0 | 80.5 | 0.0144 | -1.17 | [6 empty] | DEER:Indoor_Non-CFL_Ltg | Annual
Any | SWLG011P | ECC | Ex | CZ01 | cWtd | SWLG011-01 | ExAnte2020 | IOU workpaper | 2019-06-26 | Fixture | 1 |  | None | 0 | 0 | 0 | 69.3 | 0.0112 | -1.94 | [6 empty] | DEER:Indoor_Non-CFL_Ltg | Annual
Any | SWLG011P | ECC | Ex | CZ02 | cWtd | SWLG011-01 | ExAnte2020 | IOU workpaper | 2019-06-26 | Fixture | 1 |  | None | 0 | 0 | 0 | 73.6 | 0.0134 | -1.23 | [6 empty] | DEER:Indoor_Non-CFL_Ltg | Annual
Any | SWLG011P | ECC | Ex | CZ03 | cWtd | SWLG011-01 | ExAnte2020 | IOU workpaper | 2019-06-26 | Fixture | 1 |  | None | 0 | 0 | 0 | 72.2 | 0.0129 | -1.42 | [6 empty] | DEER:Indoor_Non-CFL_Ltg | Annual
Any | SWLG011P | ECC | Ex | CZ04 | cWtd | SWLG011-01 | ExAnte2020 | IOU workpaper | 2019-06-26 | Fixture | 1 |  | None | 0 | 0 | 0 | 74.3 | 0.0134 | -1.09 | [6 empty] | DEER:Indoor_Non-CFL_Ltg | Annual
Any | SWLG011P | ECC | Ex | CZ05 | cWtd | SWLG011-01 | ExAnte2020 | IOU workpaper | 2019-06-26 | Fixture | 1 |  | None | 0 | 0 | 0 | 72.2 | 0.0125 | -1.42 | [6 empty] | DEER:Indoor_Non-CFL_Ltg | Annual
Any | SWLG011P | ECC | Ex | CZ06 | cWtd | SWLG011-01 | ExAnte2020 | IOU workpaper | 2019-06-26 | Fixture | 1 |  | None | 0 | 0 | 0 | 76.4 | 0.0141 | -0.772 | [6 empty] | DEER:Indoor_Non-CFL_Ltg | Annual
Any | SWLG011P | ECC | Ex | CZ07 | cWtd | SWLG011-01 | ExAnte2020 | IOU workpaper | 2019-06-26 | Fixture | 1 |  | None | 0 | 0 | 0 | 76.4 | 0.0134 | -0.772 | [6 empty] | DEER:Indoor_Non-CFL_Ltg | Annual
Any | SWLG011P | ECC | Ex | CZ08 | cWtd | SWLG011-01 | ExAnte2020 | IOU workpaper | 2019-06-26 | Fixture | 1 |  | None | 0 | 0 | 0 | 77.2 | 0.0133 | -0.639 | [6 empty] | DEER:Indoor_Non-CFL_Ltg | Annual
Any | SWLG011P | ECC | Ex | CZ09 | cWtd | SWLG011-01 | ExAnte2020 | IOU workpaper | 2019-06-26 | Fixture | 1 |  | None | 0 | 0 | 0 | 75.7 | 0.0139 | -0.722 | [6 empty] | DEER:Indoor_Non-CFL_Ltg | Annual
Any | SWLG011P | ECC | Ex | CZ10 | cWtd | SWLG011-01 | ExAnte2020 | IOU workpaper | 2019-06-26 | Fixture | 1 |  | None | 0 | 0 | 0 | 75.7 | 0.0137 | -0.701 | [6 empty] | DEER:Indoor_Non-CFL_Ltg | Annual
Any | SWLG011P | ECC | Ex | CZ11 | cWtd | SWLG011-01 | ExAnte2020 | IOU workpaper | 2019-06-26 | Fixture | 1 |  | None | 0 | 0 | 0 | 75.7 | 0.0138 | -1.01 | [6 empty] | DEER:Indoor_Non-CFL_Ltg | Annual
Any | SWLG011P | ECC | Ex | CZ12 | cWtd | SWLG011-01 | ExAnte2020 | IOU workpaper | 2019-06-26 | Fixture | 1 |  | None | 0 | 0 | 0 | 75.7 | 0.0137 | -1.07 | [6 empty] | DEER:Indoor_Non-CFL_Ltg | Annual
Any | SWLG011P | ECC | Ex | CZ13 | cWtd | SWLG011-01 | ExAnte2020 | IOU workpaper | 2019-06-26 | Fixture | 1 |  | None | 0 | 0 | 0 | 76.4 | 0.0137 | -0.922 | [6 empty] | DEER:Indoor_Non-CFL_Ltg | Annual
Any | SWLG011P | ECC | Ex | CZ14 | cWtd | SWLG011-01 | ExAnte2020 | IOU workpaper | 2019-06-26 | Fixture | 1 |  | None | 0 | 0 | 0 | 76.4 | 0.0137 | -0.943 | [6 empty] | DEER:Indoor_Non-CFL_Ltg | Annual
Any | SWLG011P | ECC | Ex | CZ15 | cWtd | SWLG011-01 | ExAnte2020 | IOU workpaper | 2019-06-26 | Fixture | 1 |  | None | 0 | 0 | 0 | 80 | 0.0137 | -0.321 | [6 empty] | DEER:Indoor_Non-CFL_Ltg | Annual
Any | SWLG011P | ECC | Ex | CZ16 | cWtd | SWLG011-01 | ExAnte2020 | IOU workpaper | 2019-06-26 | Fixture | 1 |  | None | 0 | 0 | 0 | 72.2 | 0.0135 | -1.45 | [6 empty] | DEER:Indoor_Non-CFL_Ltg | Annual
Any | SWLG011P | EPr | Ex | CZ01 | cWtd | SWLG011-01 | ExAnte2020 | IOU workpaper | 2019-06-26 | Fixture | 1 |  | None | 0 | 0 | 0 | 58.9 | 0.0143 | -1.57 | [6 empty] | DEER:Indoor_Non-CFL_Ltg | Annual
Any | SWLG011P | EPr | Ex | CZ02 | cWtd | SWLG011-01 | ExAnte2020 | IOU workpaper | 2019-06-26 | Fixture | 1 |  | None | 0 | 0 | 0 | 62.1 | 0.021 | -1.13 | [6 empty] | DEER:Indoor_Non-CFL_Ltg | Annual
Any | SWLG011P | EPr | Ex | CZ03 | cWtd | SWLG011-01 | ExAnte2020 | IOU workpaper | 2019-06-26 | Fixture | 1 |  | None | 0 | 0 | 0 | 61.4 | 0.014 | -1.23 | [6 empty] | DEER:Indoor_Non-CFL_Ltg | Annual
Any | SWLG011P | EPr | Ex | CZ04 | cWtd | SWLG011-01 | ExAnte2020 | IOU workpaper | 2019-06-26 | Fixture | 1 |  | None | 0 | 0 | 0 | 62.7 | 0.0161 | -1.02 | [6 empty] | DEER:Indoor_Non-CFL_Ltg | Annual
Any | SWLG011P | EPr | Ex | CZ05 | cWtd | SWLG011-01 | ExAnte2020 | IOU workpaper | 2019-06-26 | Fixture | 1 |  | None | 0 | 0 | 0 | 61.4 | 0.0156 | -1.23 | [6 empty] | DEER:Indoor_Non-CFL_Ltg | Annual
Any | SWLG011P | EPr | Ex | CZ06 | cWtd | SWLG011-01 | ExAnte2020 | IOU workpaper | 2019-06-26 | Fixture | 1 |  | None | 0 | 0 | 0 | 64.6 | 0.0167 | -0.715 | [6 empty] | DEER:Indoor_Non-CFL_Ltg | Annual
Any | SWLG011P | EPr | Ex | CZ07 | cWtd | SWLG011-01 | ExAnte2020 | IOU workpaper | 2019-06-26 | Fixture | 1 |  | None | 0 | 0 | 0 | 63.9 | 0.0168 | -0.765 | [6 empty] | DEER:Indoor_Non-CFL_Ltg | Annual
Any | SWLG011P | EPr | Ex | CZ08 | cWtd | SWLG011-01 | ExAnte2020 | IOU workpaper | 2019-06-26 | Fixture | 1 |  | None | 0 | 0 | 0 | 65.2 | 0.0165 | -0.639 | [6 empty] | DEER:Indoor_Non-CFL_Ltg | Annual
Any | SWLG011P | EPr | Ex | CZ09 | cWtd | SWLG011-01 | ExAnte2020 | IOU workpaper | 2019-06-26 | Fixture | 1 |  | None | 0 | 0 | 0 | 65.2 | 0.017 | -0.708 | [6 empty] | DEER:Indoor_Non-CFL_Ltg | Annual
Any | SWLG011P | EPr | Ex | CZ10 | cWtd | SWLG011-01 | ExAnte2020 | IOU workpaper | 2019-06-26 | Fixture | 1 |  | None | 0 | 0 | 0 | 66.4 | 0.0168 | -0.652 | [6 empty] | DEER:Indoor_Non-CFL_Ltg | Annual
Any | SWLG011P | EPr | Ex | CZ11 | cWtd | SWLG011-01 | ExAnte2020 | IOU workpaper | 2019-06-26 | Fixture | 1 |  | None | 0 | 0 | 0 | 64.6 | 0.0192 | -0.965 | [6 empty] | DEER:Indoor_Non-CFL_Ltg | Annual
Any | SWLG011P | EPr | Ex | CZ12 | cWtd | SWLG011-01 | ExAnte2020 | IOU workpaper | 2019-06-26 | Fixture | 1 |  | None | 0 | 0 | 0 | 63.3 | 0.0219 | -0.99 | [6 empty] | DEER:Indoor_Non-CFL_Ltg | Annual
Any | SWLG011P | EPr | Ex | CZ13 | cWtd | SWLG011-01 | ExAnte2020 | IOU workpaper | 2019-06-26 | Fixture | 1 |  | None | 0 | 0 | 0 | 64.6 | 0.0181 | -0.928 | [6 empty] | DEER:Indoor_Non-CFL_Ltg | Annual
Any | SWLG011P | EPr | Ex | CZ14 | cWtd | SWLG011-01 | ExAnte2020 | IOU workpaper | 2019-06-26 | Fixture | 1 |  | None | 0 | 0 | 0 | 65.2 | 0.0167 | -0.852 | [6 empty] | DEER:Indoor_Non-CFL_Ltg | Annual
Any | SWLG011P | EPr | Ex | CZ15 | cWtd | SWLG011-01 | ExAnte2020 | IOU workpaper | 2019-06-26 | Fixture | 1 |  | None | 0 | 0 | 0 | 70.8 | 0.0171 | -0.31 | [6 empty] | DEER:Indoor_Non-CFL_Ltg | Annual
Any | SWLG011P | EPr | Ex | CZ16 | cWtd | SWLG011-01 | ExAnte2020 | IOU workpaper | 2019-06-26 | Fixture | 1 |  | None | 0 | 0 | 0 | 59.5 | 0.0139 | -1.27 | [6 empty] | DEER:Indoor_Non-CFL_Ltg | Annual
Any | SWLG011P | ERC | Ex | CZ01 | cWtd | SWLG011-01 | ExAnte2020 | IOU workpaper | 2019-06-26 | Fixture | 1 |  | None | 0 | 0 | 0 | 28.9 | 0.00643 | -0.552 | [6 empty] | DEER:Indoor_Non-CFL_Ltg | Annual
Any | SWLG011P | ERC | Ex | CZ02 | cWtd | SWLG011-01 | ExAnte2020 | IOU workpaper | 2019-06-26 | Fixture | 1 |  | None | 0 | 0 | 0 | 30.7 | 0.00779 | -0.388 | [6 empty] | DEER:Indoor_Non-CFL_Ltg | Annual
Any | SWLG011P | ERC | Ex | CZ03 | cWtd | SWLG011-01 | ExAnte2020 | IOU workpaper | 2019-06-26 | Fixture | 1 |  | None | 0 | 0 | 0 | 30.7 | 0.00565 | -0.346 | [6 empty] | DEER:Indoor_Non-CFL_Ltg | Annual
Any | SWLG011P | ERC | Ex | CZ04 | cWtd | SWLG011-01 | ExAnte2020 | IOU workpaper | 2019-06-26 | Fixture | 1 |  | None | 0 | 0 | 0 | 31.3 | 0.00648 | -0.288 | [6 empty] | DEER:Indoor_Non-CFL_Ltg | Annual
Any | SWLG011P | ERC | Ex | CZ05 | cWtd | SWLG011-01 | ExAnte2020 | IOU workpaper | 2019-06-26 | Fixture | 1 |  | None | 0 | 0 | 0 | 31 | 0.00586 | -0.31 | [6 empty] | DEER:Indoor_Non-CFL_Ltg | Annual
Any | SWLG011P | ERC | Ex | CZ06 | cWtd | SWLG011-01 | ExAnte2020 | IOU workpaper | 2019-06-26 | Fixture | 1 |  | None | 0 | 0 | 0 | 32.8 | 0.00659 | -0.222 | [6 empty] | DEER:Indoor_Non-CFL_Ltg | Annual
Any | SWLG011P | ERC | Ex | CZ07 | cWtd | SWLG011-01 | ExAnte2020 | IOU workpaper | 2019-06-26 | Fixture | 1 |  | None | 0 | 0 | 0 | 32.8 | 0.00643 | -0.181 | [6 empty] | DEER:Indoor_Non-CFL_Ltg | Annual
Any | SWLG011P | ERC | Ex | CZ08 | cWtd | SWLG011-01 | ExAnte2020 | IOU workpaper | 2019-06-26 | Fixture | 1 |  | None | 0 | 0 | 0 | 33.4 | 0.00669 | -0.166 | [6 empty] | DEER:Indoor_Non-CFL_Ltg | Annual
Any | SWLG011P | ERC | Ex | CZ09 | cWtd | SWLG011-01 | ExAnte2020 | IOU workpaper | 2019-06-26 | Fixture | 1 |  | None | 0 | 0 | 0 | 33.1 | 0.00716 | -0.211 | [6 empty] | DEER:Indoor_Non-CFL_Ltg | Annual
Any | SWLG011P | ERC | Ex | CZ10 | cWtd | SWLG011-01 | ExAnte2020 | IOU workpaper | 2019-06-26 | Fixture | 1 |  | None | 0 | 0 | 0 | 33.4 | 0.00727 | -0.227 | [6 empty] | DEER:Indoor_Non-CFL_Ltg | Annual
Any | SWLG011P | ERC | Ex | CZ11 | cWtd | SWLG011-01 | ExAnte2020 | IOU workpaper | 2019-06-26 | Fixture | 1 |  | None | 0 | 0 | 0 | 31.6 | 0.00763 | -0.331 | [6 empty] | DEER:Indoor_Non-CFL_Ltg | Annual
Any | SWLG011P | ERC | Ex | CZ12 | cWtd | SWLG011-01 | ExAnte2020 | IOU workpaper | 2019-06-26 | Fixture | 1 |  | None | 0 | 0 | 0 | 31.3 | 0.00758 | -0.34 | [6 empty] | DEER:Indoor_Non-CFL_Ltg | Annual
Any | SWLG011P | ERC | Ex | CZ13 | cWtd | SWLG011-01 | ExAnte2020 | IOU workpaper | 2019-06-26 | Fixture | 1 |  | None | 0 | 0 | 0 | 31.9 | 0.00732 | -0.304 | [6 empty] | DEER:Indoor_Non-CFL_Ltg | Annual
Any | SWLG011P | ERC | Ex | CZ14 | cWtd | SWLG011-01 | ExAnte2020 | IOU workpaper | 2019-06-26 | Fixture | 1 |  | None | 0 | 0 | 0 | 32.5 | 0.00737 | -0.322 | [6 empty] | DEER:Indoor_Non-CFL_Ltg | Annual
Any | SWLG011P | ERC | Ex | CZ15 | cWtd | SWLG011-01 | ExAnte2020 | IOU workpaper | 2019-06-26 | Fixture | 1 |  | None | 0 | 0 | 0 | 35.5 | 0.00763 | -0.0862 | [6 empty] | DEER:Indoor_Non-CFL_Ltg | Annual
Any | SWLG011P | ERC | Ex | CZ16 | cWtd | SWLG011-01 | ExAnte2020 | IOU workpaper | 2019-06-26 | Fixture | 1 |  | None | 0 | 0 | 0 | 29.5 | 0.0068 | -0.471 | [6 empty] | DEER:Indoor_Non-CFL_Ltg | Annual
Any | SWLG011P | ESe | Ex | CZ01 | cWtd | SWLG011-01 | ExAnte2020 | IOU workpaper | 2019-06-26 | Fixture | 1 |  | None | 0 | 0 | 0 | 59.5 | 0.0143 | -1.45 | [6 empty] | DEER:Indoor_Non-CFL_Ltg | Annual
Any | SWLG011P | ESe | Ex | CZ02 | cWtd | SWLG011-01 | ExAnte2020 | IOU workpaper | 2019-06-26 | Fixture | 1 |  | None | 0 | 0 | 0 | 62.7 | 0.02 | -1.05 | [6 empty] | DEER:Indoor_Non-CFL_Ltg | Annual
Any | SWLG011P | ESe | Ex | CZ03 | cWtd | SWLG011-01 | ExAnte2020 | IOU workpaper | 2019-06-26 | Fixture | 1 |  | None | 0 | 0 | 0 | 61.4 | 0.0149 | -1.13 | [6 empty] | DEER:Indoor_Non-CFL_Ltg | Annual
Any | SWLG011P | ESe | Ex | CZ04 | cWtd | SWLG011-01 | ExAnte2020 | IOU workpaper | 2019-06-26 | Fixture | 1 |  | None | 0 | 0 | 0 | 63.3 | 0.0157 | -0.928 | [6 empty] | DEER:Indoor_Non-CFL_Ltg | Annual
Any | SWLG011P | ESe | Ex | CZ05 | cWtd | SWLG011-01 | ExAnte2020 | IOU workpaper | 2019-06-26 | Fixture | 1 |  | None | 0 | 0 | 0 | 61.4 | 0.015 | -1.08 | [6 empty] | DEER:Indoor_Non-CFL_Ltg | Annual
Any | SWLG011P | ESe | Ex | CZ06 | cWtd | SWLG011-01 | ExAnte2020 | IOU workpaper | 2019-06-26 | Fixture | 1 |  | None | 0 | 0 | 0 | 64.6 | 0.0164 | -0.702 | [6 empty] | DEER:Indoor_Non-CFL_Ltg | Annual
Any | SWLG011P | ESe | Ex | CZ07 | cWtd | SWLG011-01 | ExAnte2020 | IOU workpaper | 2019-06-26 | Fixture | 1 |  | None | 0 | 0 | 0 | 63.9 | 0.0164 | -0.683 | [6 empty] | DEER:Indoor_Non-CFL_Ltg | Annual
Any | SWLG011P | ESe | Ex | CZ08 | cWtd | SWLG011-01 | ExAnte2020 | IOU workpaper | 2019-06-26 | Fixture | 1 |  | None | 0 | 0 | 0 | 65.8 | 0.0161 | -0.587 | [6 empty] | DEER:Indoor_Non-CFL_Ltg | Annual
Any | SWLG011P | ESe | Ex | CZ09 | cWtd | SWLG011-01 | ExAnte2020 | IOU workpaper | 2019-06-26 | Fixture | 1 |  | None | 0 | 0 | 0 | 65.8 | 0.0167 | -0.658 | [6 empty] | DEER:Indoor_Non-CFL_Ltg | Annual
Any | SWLG011P | ESe | Ex | CZ10 | cWtd | SWLG011-01 | ExAnte2020 | IOU workpaper | 2019-06-26 | Fixture | 1 |  | None | 0 | 0 | 0 | 65.8 | 0.0165 | -0.683 | [6 empty] | DEER:Indoor_Non-CFL_Ltg | Annual
Any | SWLG011P | ESe | Ex | CZ11 | cWtd | SWLG011-01 | ExAnte2020 | IOU workpaper | 2019-06-26 | Fixture | 1 |  | None | 0 | 0 | 0 | 64.6 | 0.0182 | -0.921 | [6 empty] | DEER:Indoor_Non-CFL_Ltg | Annual
Any | SWLG011P | ESe | Ex | CZ12 | cWtd | SWLG011-01 | ExAnte2020 | IOU workpaper | 2019-06-26 | Fixture | 1 |  | None | 0 | 0 | 0 | 63.9 | 0.0204 | -0.947 | [6 empty] | DEER:Indoor_Non-CFL_Ltg | Annual
Any | SWLG011P | ESe | Ex | CZ13 | cWtd | SWLG011-01 | ExAnte2020 | IOU workpaper | 2019-06-26 | Fixture | 1 |  | None | 0 | 0 | 0 | 65.2 | 0.0175 | -0.852 | [6 empty] | DEER:Indoor_Non-CFL_Ltg | Annual
Any | SWLG011P | ESe | Ex | CZ14 | cWtd | SWLG011-01 | ExAnte2020 | IOU workpaper | 2019-06-26 | Fixture | 1 |  | None | 0 | 0 | 0 | 65.2 | 0.0163 | -0.84 | [6 empty] | DEER:Indoor_Non-CFL_Ltg | Annual
Any | SWLG011P | ESe | Ex | CZ15 | cWtd | SWLG011-01 | ExAnte2020 | IOU workpaper | 2019-06-26 | Fixture | 1 |  | None | 0 | 0 | 0 | 70.8 | 0.0186 | -0.321 | [6 empty] | DEER:Indoor_Non-CFL_Ltg | Annual
Any | SWLG011P | ESe | Ex | CZ16 | cWtd | SWLG011-01 | ExAnte2020 | IOU workpaper | 2019-06-26 | Fixture | 1 |  | None | 0 | 0 | 0 | 60.2 | 0.0196 | -1.17 | [6 empty] | DEER:Indoor_Non-CFL_Ltg | Annual
Any | SWLG011P | EUn | Ex | CZ01 | cWtd | SWLG011-01 | ExAnte2020 | IOU workpaper | 2019-06-26 | Fixture | 1 |  | None | 0 | 0 | 0 | 66 | 0.0188 | -1.99 | [6 empty] | DEER:Indoor_Non-CFL_Ltg | Annual
Any | SWLG011P | EUn | Ex | CZ02 | cWtd | SWLG011-01 | ExAnte2020 | IOU workpaper | 2019-06-26 | Fixture | 1 |  | None | 0 | 0 | 0 | 70 | 0.0208 | -1.31 | [6 empty] | DEER:Indoor_Non-CFL_Ltg | Annual
Any | SWLG011P | EUn | Ex | CZ03 | cWtd | SWLG011-01 | ExAnte2020 | IOU workpaper | 2019-06-26 | Fixture | 1 |  | None | 0 | 0 | 0 | 68.7 | 0.0208 | -1.51 | [6 empty] | DEER:Indoor_Non-CFL_Ltg | Annual
Any | SWLG011P | EUn | Ex | CZ04 | cWtd | SWLG011-01 | ExAnte2020 | IOU workpaper | 2019-06-26 | Fixture | 1 |  | None | 0 | 0 | 0 | 70.7 | 0.0208 | -1.16 | [6 empty] | DEER:Indoor_Non-CFL_Ltg | Annual
Any | SWLG011P | EUn | Ex | CZ05 | cWtd | SWLG011-01 | ExAnte2020 | IOU workpaper | 2019-06-26 | Fixture | 1 |  | None | 0 | 0 | 0 | 68.7 | 0.02 | -1.48 | [6 empty] | DEER:Indoor_Non-CFL_Ltg | Annual
Any | SWLG011P | EUn | Ex | CZ06 | cWtd | SWLG011-01 | ExAnte2020 | IOU workpaper | 2019-06-26 | Fixture | 1 |  | None | 0 | 0 | 0 | 72.7 | 0.0212 | -0.929 | [6 empty] | DEER:Indoor_Non-CFL_Ltg | Annual
Any | SWLG011P | EUn | Ex | CZ07 | cWtd | SWLG011-01 | ExAnte2020 | IOU workpaper | 2019-06-26 | Fixture | 1 |  | None | 0 | 0 | 0 | 72 | 0.0215 | -0.943 | [6 empty] | DEER:Indoor_Non-CFL_Ltg | Annual
Any | SWLG011P | EUn | Ex | CZ08 | cWtd | SWLG011-01 | ExAnte2020 | IOU workpaper | 2019-06-26 | Fixture | 1 |  | None | 0 | 0 | 0 | 72.7 | 0.0212 | -0.801 | [6 empty] | DEER:Indoor_Non-CFL_Ltg | Annual
Any | SWLG011P | EUn | Ex | CZ09 | cWtd | SWLG011-01 | ExAnte2020 | IOU workpaper | 2019-06-26 | Fixture | 1 |  | None | 0 | 0 | 0 | 72.7 | 0.022 | -0.842 | [6 empty] | DEER:Indoor_Non-CFL_Ltg | Annual
Any | SWLG011P | EUn | Ex | CZ10 | cWtd | SWLG011-01 | ExAnte2020 | IOU workpaper | 2019-06-26 | Fixture | 1 |  | None | 0 | 0 | 0 | 72.7 | 0.0215 | -0.862 | [6 empty] | DEER:Indoor_Non-CFL_Ltg | Annual
Any | SWLG011P | EUn | Ex | CZ11 | cWtd | SWLG011-01 | ExAnte2020 | IOU workpaper | 2019-06-26 | Fixture | 1 |  | None | 0 | 0 | 0 | 71.4 | 0.0212 | -1.04 | [6 empty] | DEER:Indoor_Non-CFL_Ltg | Annual
Any | SWLG011P | EUn | Ex | CZ12 | cWtd | SWLG011-01 | ExAnte2020 | IOU workpaper | 2019-06-26 | Fixture | 1 |  | None | 0 | 0 | 0 | 71.4 | 0.0212 | -1.12 | [6 empty] | DEER:Indoor_Non-CFL_Ltg | Annual
Any | SWLG011P | EUn | Ex | CZ13 | cWtd | SWLG011-01 | ExAnte2020 | IOU workpaper | 2019-06-26 | Fixture | 1 |  | None | 0 | 0 | 0 | 72 | 0.0213 | -0.983 | [6 empty] | DEER:Indoor_Non-CFL_Ltg | Annual
Any | SWLG011P | EUn | Ex | CZ14 | cWtd | SWLG011-01 | ExAnte2020 | IOU workpaper | 2019-06-26 | Fixture | 1 |  | None | 0 | 0 | 0 | 72 | 0.0234 | -1.06 | [6 empty] | DEER:Indoor_Non-CFL_Ltg | Annual
Any | SWLG011P | EUn | Ex | CZ15 | cWtd | SWLG011-01 | ExAnte2020 | IOU workpaper | 2019-06-26 | Fixture | 1 |  | None | 0 | 0 | 0 | 76.8 | 0.0219 | -0.414 | [6 empty] | DEER:Indoor_Non-CFL_Ltg | Annual
Any | SWLG011P | EUn | Ex | CZ16 | cWtd | SWLG011-01 | ExAnte2020 | IOU workpaper | 2019-06-26 | Fixture | 1 |  | None | 0 | 0 | 0 | 68 | 0.0205 | -1.55 | [6 empty] | DEER:Indoor_Non-CFL_Ltg | Annual
Any | SWLG011P | Gro | Ex | CZ01 | cWtd | SWLG011-01 | ExAnte2020 | IOU workpaper | 2019-06-26 | Fixture | 1 |  | None | 0 | 0 | 0 | 146 | 0.0243 | -2.52 | [6 empty] | DEER:Indoor_Non-CFL_Ltg | Annual
Any | SWLG011P | Gro | Ex | CZ02 | cWtd | SWLG011-01 | ExAnte2020 | IOU workpaper | 2019-06-26 | Fixture | 1 |  | None | 0 | 0 | 0 | 152 | 0.0288 | -1.94 | [6 empty] | DEER:Indoor_Non-CFL_Ltg | Annual
Any | SWLG011P | Gro | Ex | CZ03 | cWtd | SWLG011-01 | ExAnte2020 | IOU workpaper | 2019-06-26 | Fixture | 1 |  | None | 0 | 0 | 0 | 149 | 0.0269 | -2.19 | [6 empty] | DEER:Indoor_Non-CFL_Ltg | Annual
Any | SWLG011P | Gro | Ex | CZ04 | cWtd | SWLG011-01 | ExAnte2020 | IOU workpaper | 2019-06-26 | Fixture | 1 |  | None | 0 | 0 | 0 | 152 | 0.0278 | -1.88 | [6 empty] | DEER:Indoor_Non-CFL_Ltg | Annual
Any | SWLG011P | Gro | Ex | CZ05 | cWtd | SWLG011-01 | ExAnte2020 | IOU workpaper | 2019-06-26 | Fixture | 1 |  | None | 0 | 0 | 0 | 147 | 0.0264 | -2.23 | [6 empty] | DEER:Indoor_Non-CFL_Ltg | Annual
Any | SWLG011P | Gro | Ex | CZ06 | cWtd | SWLG011-01 | ExAnte2020 | IOU workpaper | 2019-06-26 | Fixture | 1 |  | None | 0 | 0 | 0 | 149 | 0.0276 | -2.01 | [6 empty] | DEER:Indoor_Non-CFL_Ltg | Annual
Any | SWLG011P | Gro | Ex | CZ07 | cWtd | SWLG011-01 | ExAnte2020 | IOU workpaper | 2019-06-26 | Fixture | 1 |  | None | 0 | 0 | 0 | 149 | 0.0269 | -2.03 | [6 empty] | DEER:Indoor_Non-CFL_Ltg | Annual
Any | SWLG011P | Gro | Ex | CZ08 | cWtd | SWLG011-01 | ExAnte2020 | IOU workpaper | 2019-06-26 | Fixture | 1 |  | None | 0 | 0 | 0 | 152 | 0.0276 | -1.8 | [6 empty] | DEER:Indoor_Non-CFL_Ltg | Annual
Any | SWLG011P | Gro | Ex | CZ09 | cWtd | SWLG011-01 | ExAnte2020 | IOU workpaper | 2019-06-26 | Fixture | 1 |  | None | 0 | 0 | 0 | 152 | 0.0283 | -1.79 | [6 empty] | DEER:Indoor_Non-CFL_Ltg | Annual
Any | SWLG011P | Gro | Ex | CZ10 | cWtd | SWLG011-01 | ExAnte2020 | IOU workpaper | 2019-06-26 | Fixture | 1 |  | None | 0 | 0 | 0 | 153 | 0.0285 | -1.8 | [6 empty] | DEER:Indoor_Non-CFL_Ltg | Annual
Any | SWLG011P | Gro | Ex | CZ11 | cWtd | SWLG011-01 | ExAnte2020 | IOU workpaper | 2019-06-26 | Fixture | 1 |  | None | 0 | 0 | 0 | 156 | 0.0295 | -1.59 | [6 empty] | DEER:Indoor_Non-CFL_Ltg | Annual
Any | SWLG011P | Gro | Ex | CZ12 | cWtd | SWLG011-01 | ExAnte2020 | IOU workpaper | 2019-06-26 | Fixture | 1 |  | None | 0 | 0 | 0 | 153 | 0.0293 | -1.73 | [6 empty] | DEER:Indoor_Non-CFL_Ltg | Annual
Any | SWLG011P | Gro | Ex | CZ13 | cWtd | SWLG011-01 | ExAnte2020 | IOU workpaper | 2019-06-26 | Fixture | 1 |  | None | 0 | 0 | 0 | 156 | 0.0285 | -1.5 | [6 empty] | DEER:Indoor_Non-CFL_Ltg | Annual
Any | SWLG011P | Gro | Ex | CZ14 | cWtd | SWLG011-01 | ExAnte2020 | IOU workpaper | 2019-06-26 | Fixture | 1 |  | None | 0 | 0 | 0 | 155 | 0.0288 | -1.85 | [6 empty] | DEER:Indoor_Non-CFL_Ltg | Annual
Any | SWLG011P | Gro | Ex | CZ15 | cWtd | SWLG011-01 | ExAnte2020 | IOU workpaper | 2019-06-26 | Fixture | 1 |  | None | 0 | 0 | 0 | 164 | 0.0293 | -1.04 | [6 empty] | DEER:Indoor_Non-CFL_Ltg | Annual
Any | SWLG011P | Gro | Ex | CZ16 | cWtd | SWLG011-01 | ExAnte2020 | IOU workpaper | 2019-06-26 | Fixture | 1 |  | None | 0 | 0 | 0 | 144 | 0.0278 | -2.41 | [6 empty] | DEER:Indoor_Non-CFL_Ltg | Annual
Any | SWLG011P | Hsp | Ex | CZ01 | cWtd | SWLG011-01 | ExAnte2020 | IOU workpaper | 2019-06-26 | Fixture | 1 |  | None | 0 | 0 | 0 | 156 | 0.0227 | -4.5 | [6 empty] | DEER:Indoor_Non-CFL_Ltg | Annual
Any | SWLG011P | Hsp | Ex | CZ02 | cWtd | SWLG011-01 | ExAnte2020 | IOU workpaper | 2019-06-26 | Fixture | 1 |  | None | 0 | 0 | 0 | 168 | 0.0266 | -2.87 | [6 empty] | DEER:Indoor_Non-CFL_Ltg | Annual
Any | SWLG011P | Hsp | Ex | CZ03 | cWtd | SWLG011-01 | ExAnte2020 | IOU workpaper | 2019-06-26 | Fixture | 1 |  | None | 0 | 0 | 0 | 165 | 0.0257 | -2.72 | [6 empty] | DEER:Indoor_Non-CFL_Ltg | Annual
Any | SWLG011P | Hsp | Ex | CZ04 | cWtd | SWLG011-01 | ExAnte2020 | IOU workpaper | 2019-06-26 | Fixture | 1 |  | None | 0 | 0 | 0 | 171 | 0.0259 | -2.34 | [6 empty] | DEER:Indoor_Non-CFL_Ltg | Annual
Any | SWLG011P | Hsp | Ex | CZ05 | cWtd | SWLG011-01 | ExAnte2020 | IOU workpaper | 2019-06-26 | Fixture | 1 |  | None | 0 | 0 | 0 | 165 | 0.0244 | -2.89 | [6 empty] | DEER:Indoor_Non-CFL_Ltg | Annual
Any | SWLG011P | Hsp | Ex | CZ06 | cWtd | SWLG011-01 | ExAnte2020 | IOU workpaper | 2019-06-26 | Fixture | 1 |  | None | 0 | 0 | 0 | 176 | 0.0276 | -1.51 | [6 empty] | DEER:Indoor_Non-CFL_Ltg | Annual
Any | SWLG011P | Hsp | Ex | CZ07 | cWtd | SWLG011-01 | ExAnte2020 | IOU workpaper | 2019-06-26 | Fixture | 1 |  | None | 0 | 0 | 0 | 178 | 0.0261 | -1.07 | [6 empty] | DEER:Indoor_Non-CFL_Ltg | Annual
Any | SWLG011P | Hsp | Ex | CZ08 | cWtd | SWLG011-01 | ExAnte2020 | IOU workpaper | 2019-06-26 | Fixture | 1 |  | None | 0 | 0 | 0 | 178 | 0.0264 | -1.29 | [6 empty] | DEER:Indoor_Non-CFL_Ltg | Annual
Any | SWLG011P | Hsp | Ex | CZ09 | cWtd | SWLG011-01 | ExAnte2020 | IOU workpaper | 2019-06-26 | Fixture | 1 |  | None | 0 | 0 | 0 | 178 | 0.0272 | -1.54 | [6 empty] | DEER:Indoor_Non-CFL_Ltg | Annual
Any | SWLG011P | Hsp | Ex | CZ10 | cWtd | SWLG011-01 | ExAnte2020 | IOU workpaper | 2019-06-26 | Fixture | 1 |  | None | 0 | 0 | 0 | 178 | 0.0276 | -1.64 | [6 empty] | DEER:Indoor_Non-CFL_Ltg | Annual
Any | SWLG011P | Hsp | Ex | CZ11 | cWtd | SWLG011-01 | ExAnte2020 | IOU workpaper | 2019-06-26 | Fixture | 1 |  | None | 0 | 0 | 0 | 175 | 0.0264 | -2.41 | [6 empty] | DEER:Indoor_Non-CFL_Ltg | Annual
Any | SWLG011P | Hsp | Ex | CZ12 | cWtd | SWLG011-01 | ExAnte2020 | IOU workpaper | 2019-06-26 | Fixture | 1 |  | None | 0 | 0 | 0 | 173 | 0.0264 | -2.46 | [6 empty] | DEER:Indoor_Non-CFL_Ltg | Annual
Any | SWLG011P | Hsp | Ex | CZ13 | cWtd | SWLG011-01 | ExAnte2020 | IOU workpaper | 2019-06-26 | Fixture | 1 |  | None | 0 | 0 | 0 | 176 | 0.0264 | -2.26 | [6 empty] | DEER:Indoor_Non-CFL_Ltg | Annual
Any | SWLG011P | Hsp | Ex | CZ14 | cWtd | SWLG011-01 | ExAnte2020 | IOU workpaper | 2019-06-26 | Fixture | 1 |  | None | 0 | 0 | 0 | 175 | 0.0266 | -2.29 | [6 empty] | DEER:Indoor_Non-CFL_Ltg | Annual
Any | SWLG011P | Hsp | Ex | CZ15 | cWtd | SWLG011-01 | ExAnte2020 | IOU workpaper | 2019-06-26 | Fixture | 1 |  | None | 0 | 0 | 0 | 190 | 0.027 | -0.866 | [6 empty] | DEER:Indoor_Non-CFL_Ltg | Annual
Any | SWLG011P | Hsp | Ex | CZ16 | cWtd | SWLG011-01 | ExAnte2020 | IOU workpaper | 2019-06-26 | Fixture | 1 |  | None | 0 | 0 | 0 | 165 | 0.0261 | -3.17 | [6 empty] | DEER:Indoor_Non-CFL_Ltg | Annual
Any | SWLG011P | Htl | Ex | CZ01 | cWtd | SWLG011-01 | ExAnte2020 | IOU workpaper | 2019-06-26 | Fixture | 1 |  | None | 0 | 0 | 0 | 122 | 0.0196 | -2.58 | [6 empty] | DEER:Indoor_Non-CFL_Ltg | Annual
Any | SWLG011P | Htl | Ex | CZ02 | cWtd | SWLG011-01 | ExAnte2020 | IOU workpaper | 2019-06-26 | Fixture | 1 |  | None | 0 | 0 | 0 | 137 | 0.0223 | -1.86 | [6 empty] | DEER:Indoor_Non-CFL_Ltg | Annual
Any | SWLG011P | Htl | Ex | CZ03 | cWtd | SWLG011-01 | ExAnte2020 | IOU workpaper | 2019-06-26 | Fixture | 1 |  | None | 0 | 0 | 0 | 135 | 0.022 | -1.95 | [6 empty] | DEER:Indoor_Non-CFL_Ltg | Annual
Any | SWLG011P | Htl | Ex | CZ04 | cWtd | SWLG011-01 | ExAnte2020 | IOU workpaper | 2019-06-26 | Fixture | 1 |  | None | 0 | 0 | 0 | 140 | 0.0218 | -1.49 | [6 empty] | DEER:Indoor_Non-CFL_Ltg | Annual
Any | SWLG011P | Htl | Ex | CZ05 | cWtd | SWLG011-01 | ExAnte2020 | IOU workpaper | 2019-06-26 | Fixture | 1 |  | None | 0 | 0 | 0 | 134 | 0.0211 | -2.01 | [6 empty] | DEER:Indoor_Non-CFL_Ltg | Annual
Any | SWLG011P | Htl | Ex | CZ06 | cWtd | SWLG011-01 | ExAnte2020 | IOU workpaper | 2019-06-26 | Fixture | 1 |  | None | 0 | 0 | 0 | 152 | 0.0229 | -1.06 | [6 empty] | DEER:Indoor_Non-CFL_Ltg | Annual
Any | SWLG011P | Htl | Ex | CZ07 | cWtd | SWLG011-01 | ExAnte2020 | IOU workpaper | 2019-06-26 | Fixture | 1 |  | None | 0 | 0 | 0 | 155 | 0.0227 | -0.941 | [6 empty] | DEER:Indoor_Non-CFL_Ltg | Annual
Any | SWLG011P | Htl | Ex | CZ08 | cWtd | SWLG011-01 | ExAnte2020 | IOU workpaper | 2019-06-26 | Fixture | 1 |  | None | 0 | 0 | 0 | 156 | 0.0225 | -0.929 | [6 empty] | DEER:Indoor_Non-CFL_Ltg | Annual
Any | SWLG011P | Htl | Ex | CZ09 | cWtd | SWLG011-01 | ExAnte2020 | IOU workpaper | 2019-06-26 | Fixture | 1 |  | None | 0 | 0 | 0 | 153 | 0.0234 | -1.07 | [6 empty] | DEER:Indoor_Non-CFL_Ltg | Annual
Any | SWLG011P | Htl | Ex | CZ10 | cWtd | SWLG011-01 | ExAnte2020 | IOU workpaper | 2019-06-26 | Fixture | 1 |  | None | 0 | 0 | 0 | 152 | 0.0236 | -1.12 | [6 empty] | DEER:Indoor_Non-CFL_Ltg | Annual
Any | SWLG011P | Htl | Ex | CZ11 | cWtd | SWLG011-01 | ExAnte2020 | IOU workpaper | 2019-06-26 | Fixture | 1 |  | None | 0 | 0 | 0 | 141 | 0.0223 | -1.83 | [6 empty] | DEER:Indoor_Non-CFL_Ltg | Annual
Any | SWLG011P | Htl | Ex | CZ12 | cWtd | SWLG011-01 | ExAnte2020 | IOU workpaper | 2019-06-26 | Fixture | 1 |  | None | 0 | 0 | 0 | 140 | 0.0223 | -1.77 | [6 empty] | DEER:Indoor_Non-CFL_Ltg | Annual
Any | SWLG011P | Htl | Ex | CZ13 | cWtd | SWLG011-01 | ExAnte2020 | IOU workpaper | 2019-06-26 | Fixture | 1 |  | None | 0 | 0 | 0 | 141 | 0.0221 | -1.62 | [6 empty] | DEER:Indoor_Non-CFL_Ltg | Annual
Any | SWLG011P | Htl | Ex | CZ14 | cWtd | SWLG011-01 | ExAnte2020 | IOU workpaper | 2019-06-26 | Fixture | 1 |  | None | 0 | 0 | 0 | 144 | 0.0227 | -1.26 | [6 empty] | DEER:Indoor_Non-CFL_Ltg | Annual
Any | SWLG011P | Htl | Ex | CZ15 | cWtd | SWLG011-01 | ExAnte2020 | IOU workpaper | 2019-06-26 | Fixture | 1 |  | None | 0 | 0 | 0 | 165 | 0.0236 | -0.654 | [6 empty] | DEER:Indoor_Non-CFL_Ltg | Annual
Any | SWLG011P | Htl | Ex | CZ16 | cWtd | SWLG011-01 | ExAnte2020 | IOU workpaper | 2019-06-26 | Fixture | 1 |  | None | 0 | 0 | 0 | 131 | 0.0223 | -1.79 | [6 empty] | DEER:Indoor_Non-CFL_Ltg | Annual
Any | SWLG011P | MBT | Ex | CZ01 | cWtd | SWLG011-01 | ExAnte2020 | IOU workpaper | 2019-06-26 | Fixture | 1 |  | None | 0 | 0 | 0 | 73.8 | 0.00828 | -0.718 | [6 empty] | DEER:Indoor_Non-CFL_Ltg | Annual
Any | SWLG011P | MBT | Ex | CZ02 | cWtd | SWLG011-01 | ExAnte2020 | IOU workpaper | 2019-06-26 | Fixture | 1 |  | None | 0 | 0 | 0 | 78.4 | 0.0095 | -0.402 | [6 empty] | DEER:Indoor_Non-CFL_Ltg | Annual
Any | SWLG011P | MBT | Ex | CZ03 | cWtd | SWLG011-01 | ExAnte2020 | IOU workpaper | 2019-06-26 | Fixture | 1 |  | None | 0 | 0 | 0 | 78.4 | 0.00927 | -0.318 | [6 empty] | DEER:Indoor_Non-CFL_Ltg | Annual
Any | SWLG011P | MBT | Ex | CZ04 | cWtd | SWLG011-01 | ExAnte2020 | IOU workpaper | 2019-06-26 | Fixture | 1 |  | None | 0 | 0 | 0 | 79.9 | 0.0095 | -0.263 | [6 empty] | DEER:Indoor_Non-CFL_Ltg | Annual
Any | SWLG011P | MBT | Ex | CZ05 | cWtd | SWLG011-01 | ExAnte2020 | IOU workpaper | 2019-06-26 | Fixture | 1 |  | None | 0 | 0 | 0 | 78.4 | 0.00943 | -0.336 | [6 empty] | DEER:Indoor_Non-CFL_Ltg | Annual
Any | SWLG011P | MBT | Ex | CZ06 | cWtd | SWLG011-01 | ExAnte2020 | IOU workpaper | 2019-06-26 | Fixture | 1 |  | None | 0 | 0 | 0 | 82.2 | 0.00996 | -0.183 | [6 empty] | DEER:Indoor_Non-CFL_Ltg | Annual
Any | SWLG011P | MBT | Ex | CZ07 | cWtd | SWLG011-01 | ExAnte2020 | IOU workpaper | 2019-06-26 | Fixture | 1 |  | None | 0 | 0 | 0 | 82.9 | 0.01 | -0.123 | [6 empty] | DEER:Indoor_Non-CFL_Ltg | Annual
Any | SWLG011P | MBT | Ex | CZ08 | cWtd | SWLG011-01 | ExAnte2020 | IOU workpaper | 2019-06-26 | Fixture | 1 |  | None | 0 | 0 | 0 | 83.7 | 0.00996 | -0.152 | [6 empty] | DEER:Indoor_Non-CFL_Ltg | Annual
Any | SWLG011P | MBT | Ex | CZ09 | cWtd | SWLG011-01 | ExAnte2020 | IOU workpaper | 2019-06-26 | Fixture | 1 |  | None | 0 | 0 | 0 | 82.9 | 0.0103 | -0.186 | [6 empty] | DEER:Indoor_Non-CFL_Ltg | Annual
Any | SWLG011P | MBT | Ex | CZ10 | cWtd | SWLG011-01 | ExAnte2020 | IOU workpaper | 2019-06-26 | Fixture | 1 |  | None | 0 | 0 | 0 | 83.7 | 0.0103 | -0.15 | [6 empty] | DEER:Indoor_Non-CFL_Ltg | Annual
Any | SWLG011P | MBT | Ex | CZ11 | cWtd | SWLG011-01 | ExAnte2020 | IOU workpaper | 2019-06-26 | Fixture | 1 |  | None | 0 | 0 | 0 | 79.9 | 0.00958 | -0.409 | [6 empty] | DEER:Indoor_Non-CFL_Ltg | Annual
Any | SWLG011P | MBT | Ex | CZ12 | cWtd | SWLG011-01 | ExAnte2020 | IOU workpaper | 2019-06-26 | Fixture | 1 |  | None | 0 | 0 | 0 | 79.1 | 0.0095 | -0.387 | [6 empty] | DEER:Indoor_Non-CFL_Ltg | Annual
Any | SWLG011P | MBT | Ex | CZ13 | cWtd | SWLG011-01 | ExAnte2020 | IOU workpaper | 2019-06-26 | Fixture | 1 |  | None | 0 | 0 | 0 | 79.9 | 0.00943 | -0.351 | [6 empty] | DEER:Indoor_Non-CFL_Ltg | Annual
Any | SWLG011P | MBT | Ex | CZ14 | cWtd | SWLG011-01 | ExAnte2020 | IOU workpaper | 2019-06-26 | Fixture | 1 |  | None | 0 | 0 | 0 | 81.4 | 0.0103 | -0.392 | [6 empty] | DEER:Indoor_Non-CFL_Ltg | Annual
Any | SWLG011P | MBT | Ex | CZ15 | cWtd | SWLG011-01 | ExAnte2020 | IOU workpaper | 2019-06-26 | Fixture | 1 |  | None | 0 | 0 | 0 | 87.5 | 0.0102 | -0.0601 | [6 empty] | DEER:Indoor_Non-CFL_Ltg | Annual
Any | SWLG011P | MBT | Ex | CZ16 | cWtd | SWLG011-01 | ExAnte2020 | IOU workpaper | 2019-06-26 | Fixture | 1 |  | None | 0 | 0 | 0 | 76.9 | 0.00973 | -0.913 | [6 empty] | DEER:Indoor_Non-CFL_Ltg | Annual
Any | SWLG011P | MLI | Ex | CZ01 | cWtd | SWLG011-01 | ExAnte2020 | IOU workpaper | 2019-06-26 | Fixture | 1 |  | None | 0 | 0 | 0 | 71 | 0.00905 | -1.32 | [6 empty] | DEER:Indoor_Non-CFL_Ltg | Annual
Any | SWLG011P | MLI | Ex | CZ02 | cWtd | SWLG011-01 | ExAnte2020 | IOU workpaper | 2019-06-26 | Fixture | 1 |  | None | 0 | 0 | 0 | 75.6 | 0.00991 | -0.832 | [6 empty] | DEER:Indoor_Non-CFL_Ltg | Annual
Any | SWLG011P | MLI | Ex | CZ03 | cWtd | SWLG011-01 | ExAnte2020 | IOU workpaper | 2019-06-26 | Fixture | 1 |  | None | 0 | 0 | 0 | 74.8 | 0.00991 | -0.848 | [6 empty] | DEER:Indoor_Non-CFL_Ltg | Annual
Any | SWLG011P | MLI | Ex | CZ04 | cWtd | SWLG011-01 | ExAnte2020 | IOU workpaper | 2019-06-26 | Fixture | 1 |  | None | 0 | 0 | 0 | 76.4 | 0.00991 | -0.678 | [6 empty] | DEER:Indoor_Non-CFL_Ltg | Annual
Any | SWLG011P | MLI | Ex | CZ05 | cWtd | SWLG011-01 | ExAnte2020 | IOU workpaper | 2019-06-26 | Fixture | 1 |  | None | 0 | 0 | 0 | 74.8 | 0.00956 | -0.84 | [6 empty] | DEER:Indoor_Non-CFL_Ltg | Annual
Any | SWLG011P | MLI | Ex | CZ06 | cWtd | SWLG011-01 | ExAnte2020 | IOU workpaper | 2019-06-26 | Fixture | 1 |  | None | 0 | 0 | 0 | 79.4 | 0.0102 | -0.425 | [6 empty] | DEER:Indoor_Non-CFL_Ltg | Annual
Any | SWLG011P | MLI | Ex | CZ07 | cWtd | SWLG011-01 | ExAnte2020 | IOU workpaper | 2019-06-26 | Fixture | 1 |  | None | 0 | 0 | 0 | 78.7 | 0.0102 | -0.364 | [6 empty] | DEER:Indoor_Non-CFL_Ltg | Annual
Any | SWLG011P | MLI | Ex | CZ08 | cWtd | SWLG011-01 | ExAnte2020 | IOU workpaper | 2019-06-26 | Fixture | 1 |  | None | 0 | 0 | 0 | 80.2 | 0.0102 | -0.389 | [6 empty] | DEER:Indoor_Non-CFL_Ltg | Annual
Any | SWLG011P | MLI | Ex | CZ09 | cWtd | SWLG011-01 | ExAnte2020 | IOU workpaper | 2019-06-26 | Fixture | 1 |  | None | 0 | 0 | 0 | 79.4 | 0.0103 | -0.443 | [6 empty] | DEER:Indoor_Non-CFL_Ltg | Annual
Any | SWLG011P | MLI | Ex | CZ10 | cWtd | SWLG011-01 | ExAnte2020 | IOU workpaper | 2019-06-26 | Fixture | 1 |  | None | 0 | 0 | 0 | 79.4 | 0.0104 | -0.444 | [6 empty] | DEER:Indoor_Non-CFL_Ltg | Annual
Any | SWLG011P | MLI | Ex | CZ11 | cWtd | SWLG011-01 | ExAnte2020 | IOU workpaper | 2019-06-26 | Fixture | 1 |  | None | 0 | 0 | 0 | 77.1 | 0.0102 | -0.715 | [6 empty] | DEER:Indoor_Non-CFL_Ltg | Annual
Any | SWLG011P | MLI | Ex | CZ12 | cWtd | SWLG011-01 | ExAnte2020 | IOU workpaper | 2019-06-26 | Fixture | 1 |  | None | 0 | 0 | 0 | 76.4 | 0.00999 | -0.737 | [6 empty] | DEER:Indoor_Non-CFL_Ltg | Annual
Any | SWLG011P | MLI | Ex | CZ13 | cWtd | SWLG011-01 | ExAnte2020 | IOU workpaper | 2019-06-26 | Fixture | 1 |  | None | 0 | 0 | 0 | 77.9 | 0.00982 | -0.646 | [6 empty] | DEER:Indoor_Non-CFL_Ltg | Annual
Any | SWLG011P | MLI | Ex | CZ14 | cWtd | SWLG011-01 | ExAnte2020 | IOU workpaper | 2019-06-26 | Fixture | 1 |  | None | 0 | 0 | 0 | 78.7 | 0.0104 | -0.692 | [6 empty] | DEER:Indoor_Non-CFL_Ltg | Annual
Any | SWLG011P | MLI | Ex | CZ15 | cWtd | SWLG011-01 | ExAnte2020 | IOU workpaper | 2019-06-26 | Fixture | 1 |  | None | 0 | 0 | 0 | 84.8 | 0.0107 | -0.187 | [6 empty] | DEER:Indoor_Non-CFL_Ltg | Annual
Any | SWLG011P | MLI | Ex | CZ16 | cWtd | SWLG011-01 | ExAnte2020 | IOU workpaper | 2019-06-26 | Fixture | 1 |  | None | 0 | 0 | 0 | 74.1 | 0.0101 | -1.11 | [6 empty] | DEER:Indoor_Non-CFL_Ltg | Annual
Any | SWLG011P | Mtl | Ex | CZ01 | cWtd | SWLG011-01 | ExAnte2020 | IOU workpaper | 2019-06-26 | Fixture | 1 |  | None | 0 | 0 | 0 | 92.2 | 0.0152 | -1.61 | [6 empty] | DEER:Indoor_Non-CFL_Ltg | Annual
Any | SWLG011P | Mtl | Ex | CZ02 | cWtd | SWLG011-01 | ExAnte2020 | IOU workpaper | 2019-06-26 | Fixture | 1 |  | None | 0 | 0 | 0 | 104 | 0.0163 | -1.1 | [6 empty] | DEER:Indoor_Non-CFL_Ltg | Annual
Any | SWLG011P | Mtl | Ex | CZ03 | cWtd | SWLG011-01 | ExAnte2020 | IOU workpaper | 2019-06-26 | Fixture | 1 |  | None | 0 | 0 | 0 | 102 | 0.0161 | -1.07 | [6 empty] | DEER:Indoor_Non-CFL_Ltg | Annual
Any | SWLG011P | Mtl | Ex | CZ04 | cWtd | SWLG011-01 | ExAnte2020 | IOU workpaper | 2019-06-26 | Fixture | 1 |  | None | 0 | 0 | 0 | 108 | 0.0161 | -0.892 | [6 empty] | DEER:Indoor_Non-CFL_Ltg | Annual
Any | SWLG011P | Mtl | Ex | CZ05 | cWtd | SWLG011-01 | ExAnte2020 | IOU workpaper | 2019-06-26 | Fixture | 1 |  | None | 0 | 0 | 0 | 101 | 0.0156 | -1.2 | [6 empty] | DEER:Indoor_Non-CFL_Ltg | Annual
Any | SWLG011P | Mtl | Ex | CZ06 | cWtd | SWLG011-01 | ExAnte2020 | IOU workpaper | 2019-06-26 | Fixture | 1 |  | None | 0 | 0 | 0 | 120 | 0.0168 | -0.414 | [6 empty] | DEER:Indoor_Non-CFL_Ltg | Annual
Any | SWLG011P | Mtl | Ex | CZ07 | cWtd | SWLG011-01 | ExAnte2020 | IOU workpaper | 2019-06-26 | Fixture | 1 |  | None | 0 | 0 | 0 | 123 | 0.0167 | -0.258 | [6 empty] | DEER:Indoor_Non-CFL_Ltg | Annual
Any | SWLG011P | Mtl | Ex | CZ08 | cWtd | SWLG011-01 | ExAnte2020 | IOU workpaper | 2019-06-26 | Fixture | 1 |  | None | 0 | 0 | 0 | 123 | 0.0167 | -0.363 | [6 empty] | DEER:Indoor_Non-CFL_Ltg | Annual
Any | SWLG011P | Mtl | Ex | CZ09 | cWtd | SWLG011-01 | ExAnte2020 | IOU workpaper | 2019-06-26 | Fixture | 1 |  | None | 0 | 0 | 0 | 120 | 0.0172 | -0.412 | [6 empty] | DEER:Indoor_Non-CFL_Ltg | Annual
Any | SWLG011P | Mtl | Ex | CZ10 | cWtd | SWLG011-01 | ExAnte2020 | IOU workpaper | 2019-06-26 | Fixture | 1 |  | None | 0 | 0 | 0 | 117 | 0.0171 | -0.515 | [6 empty] | DEER:Indoor_Non-CFL_Ltg | Annual
Any | SWLG011P | Mtl | Ex | CZ11 | cWtd | SWLG011-01 | ExAnte2020 | IOU workpaper | 2019-06-26 | Fixture | 1 |  | None | 0 | 0 | 0 | 109 | 0.0164 | -0.851 | [6 empty] | DEER:Indoor_Non-CFL_Ltg | Annual
Any | SWLG011P | Mtl | Ex | CZ12 | cWtd | SWLG011-01 | ExAnte2020 | IOU workpaper | 2019-06-26 | Fixture | 1 |  | None | 0 | 0 | 0 | 108 | 0.0163 | -0.885 | [6 empty] | DEER:Indoor_Non-CFL_Ltg | Annual
Any | SWLG011P | Mtl | Ex | CZ13 | cWtd | SWLG011-01 | ExAnte2020 | IOU workpaper | 2019-06-26 | Fixture | 1 |  | None | 0 | 0 | 0 | 112 | 0.0163 | -0.787 | [6 empty] | DEER:Indoor_Non-CFL_Ltg | Annual
Any | SWLG011P | Mtl | Ex | CZ14 | cWtd | SWLG011-01 | ExAnte2020 | IOU workpaper | 2019-06-26 | Fixture | 1 |  | None | 0 | 0 | 0 | 112 | 0.017 | -0.706 | [6 empty] | DEER:Indoor_Non-CFL_Ltg | Annual
Any | SWLG011P | Mtl | Ex | CZ15 | cWtd | SWLG011-01 | ExAnte2020 | IOU workpaper | 2019-06-26 | Fixture | 1 |  | None | 0 | 0 | 0 | 128 | 0.0172 | -0.208 | [6 empty] | DEER:Indoor_Non-CFL_Ltg | Annual
Any | SWLG011P | Mtl | Ex | CZ16 | cWtd | SWLG011-01 | ExAnte2020 | IOU workpaper | 2019-06-26 | Fixture | 1 |  | None | 0 | 0 | 0 | 99.1 | 0.0166 | -1.06 | [6 empty] | DEER:Indoor_Non-CFL_Ltg | Annual
Any | SWLG011P | Nrs | Ex | CZ01 | cWtd | SWLG011-01 | ExAnte2020 | IOU workpaper | 2019-06-26 | Fixture | 1 |  | None | 0 | 0 | 0 | 101 | 0.0203 | -2.01 | [6 empty] | DEER:Indoor_Non-CFL_Ltg | Annual
Any | SWLG011P | Nrs | Ex | CZ02 | cWtd | SWLG011-01 | ExAnte2020 | IOU workpaper | 2019-06-26 | Fixture | 1 |  | None | 0 | 0 | 0 | 108 | 0.0222 | -1.37 | [6 empty] | DEER:Indoor_Non-CFL_Ltg | Annual
Any | SWLG011P | Nrs | Ex | CZ03 | cWtd | SWLG011-01 | ExAnte2020 | IOU workpaper | 2019-06-26 | Fixture | 1 |  | None | 0 | 0 | 0 | 107 | 0.0218 | -1.3 | [6 empty] | DEER:Indoor_Non-CFL_Ltg | Annual
Any | SWLG011P | Nrs | Ex | CZ04 | cWtd | SWLG011-01 | ExAnte2020 | IOU workpaper | 2019-06-26 | Fixture | 1 |  | None | 0 | 0 | 0 | 111 | 0.0222 | -1.07 | [6 empty] | DEER:Indoor_Non-CFL_Ltg | Annual
Any | SWLG011P | Nrs | Ex | CZ05 | cWtd | SWLG011-01 | ExAnte2020 | IOU workpaper | 2019-06-26 | Fixture | 1 |  | None | 0 | 0 | 0 | 107 | 0.0211 | -1.35 | [6 empty] | DEER:Indoor_Non-CFL_Ltg | Annual
Any | SWLG011P | Nrs | Ex | CZ06 | cWtd | SWLG011-01 | ExAnte2020 | IOU workpaper | 2019-06-26 | Fixture | 1 |  | None | 0 | 0 | 0 | 116 | 0.0233 | -0.705 | [6 empty] | DEER:Indoor_Non-CFL_Ltg | Annual
Any | SWLG011P | Nrs | Ex | CZ07 | cWtd | SWLG011-01 | ExAnte2020 | IOU workpaper | 2019-06-26 | Fixture | 1 |  | None | 0 | 0 | 0 | 116 | 0.0235 | -0.605 | [6 empty] | DEER:Indoor_Non-CFL_Ltg | Annual
Any | SWLG011P | Nrs | Ex | CZ08 | cWtd | SWLG011-01 | ExAnte2020 | IOU workpaper | 2019-06-26 | Fixture | 1 |  | None | 0 | 0 | 0 | 117 | 0.0236 | -0.645 | [6 empty] | DEER:Indoor_Non-CFL_Ltg | Annual
Any | SWLG011P | Nrs | Ex | CZ09 | cWtd | SWLG011-01 | ExAnte2020 | IOU workpaper | 2019-06-26 | Fixture | 1 |  | None | 0 | 0 | 0 | 117 | 0.0238 | -0.697 | [6 empty] | DEER:Indoor_Non-CFL_Ltg | Annual
Any | SWLG011P | Nrs | Ex | CZ10 | cWtd | SWLG011-01 | ExAnte2020 | IOU workpaper | 2019-06-26 | Fixture | 1 |  | None | 0 | 0 | 0 | 118 | 0.0251 | -0.743 | [6 empty] | DEER:Indoor_Non-CFL_Ltg | Annual
Any | SWLG011P | Nrs | Ex | CZ11 | cWtd | SWLG011-01 | ExAnte2020 | IOU workpaper | 2019-06-26 | Fixture | 1 |  | None | 0 | 0 | 0 | 112 | 0.0227 | -1.12 | [6 empty] | DEER:Indoor_Non-CFL_Ltg | Annual
Any | SWLG011P | Nrs | Ex | CZ12 | cWtd | SWLG011-01 | ExAnte2020 | IOU workpaper | 2019-06-26 | Fixture | 1 |  | None | 0 | 0 | 0 | 111 | 0.0225 | -1.17 | [6 empty] | DEER:Indoor_Non-CFL_Ltg | Annual
Any | SWLG011P | Nrs | Ex | CZ13 | cWtd | SWLG011-01 | ExAnte2020 | IOU workpaper | 2019-06-26 | Fixture | 1 |  | None | 0 | 0 | 0 | 113 | 0.0225 | -1.05 | [6 empty] | DEER:Indoor_Non-CFL_Ltg | Annual
Any | SWLG011P | Nrs | Ex | CZ14 | cWtd | SWLG011-01 | ExAnte2020 | IOU workpaper | 2019-06-26 | Fixture | 1 |  | None | 0 | 0 | 0 | 115 | 0.0235 | -0.986 | [6 empty] | DEER:Indoor_Non-CFL_Ltg | Annual
Any | SWLG011P | Nrs | Ex | CZ15 | cWtd | SWLG011-01 | ExAnte2020 | IOU workpaper | 2019-06-26 | Fixture | 1 |  | None | 0 | 0 | 0 | 124 | 0.0244 | -0.357 | [6 empty] | DEER:Indoor_Non-CFL_Ltg | Annual
Any | SWLG011P | Nrs | Ex | CZ16 | cWtd | SWLG011-01 | ExAnte2020 | IOU workpaper | 2019-06-26 | Fixture | 1 |  | None | 0 | 0 | 0 | 105 | 0.0222 | -1.67 | [6 empty] | DEER:Indoor_Non-CFL_Ltg | Annual
Any | SWLG011P | OfL | Ex | CZ01 | cWtd | SWLG011-01 | ExAnte2020 | IOU workpaper | 2019-06-26 | Fixture | 1 |  | None | 0 | 0 | 0 | 73.1 | 0.0108 | -0.352 | [6 empty] | DEER:Indoor_Non-CFL_Ltg | Annual
Any | SWLG011P | OfL | Ex | CZ02 | cWtd | SWLG011-01 | ExAnte2020 | IOU workpaper | 2019-06-26 | Fixture | 1 |  | None | 0 | 0 | 0 | 76.6 | 0.0113 | -0.202 | [6 empty] | DEER:Indoor_Non-CFL_Ltg | Annual
Any | SWLG011P | OfL | Ex | CZ03 | cWtd | SWLG011-01 | ExAnte2020 | IOU workpaper | 2019-06-26 | Fixture | 1 |  | None | 0 | 0 | 0 | 75.9 | 0.0111 | -0.177 | [6 empty] | DEER:Indoor_Non-CFL_Ltg | Annual
Any | SWLG011P | OfL | Ex | CZ04 | cWtd | SWLG011-01 | ExAnte2020 | IOU workpaper | 2019-06-26 | Fixture | 1 |  | None | 0 | 0 | 0 | 76.6 | 0.0116 | -0.178 | [6 empty] | DEER:Indoor_Non-CFL_Ltg | Annual
Any | SWLG011P | OfL | Ex | CZ05 | cWtd | SWLG011-01 | ExAnte2020 | IOU workpaper | 2019-06-26 | Fixture | 1 |  | None | 0 | 0 | 0 | 76.6 | 0.0109 | -0.15 | [6 empty] | DEER:Indoor_Non-CFL_Ltg | Annual
Any | SWLG011P | OfL | Ex | CZ06 | cWtd | SWLG011-01 | ExAnte2020 | IOU workpaper | 2019-06-26 | Fixture | 1 |  | None | 0 | 0 | 0 | 81.4 | 0.0114 | -0.051 | [6 empty] | DEER:Indoor_Non-CFL_Ltg | Annual
Any | SWLG011P | OfL | Ex | CZ07 | cWtd | SWLG011-01 | ExAnte2020 | IOU workpaper | 2019-06-26 | Fixture | 1 |  | None | 0 | 0 | 0 | 80.7 | 0.0112 | -0.00384 | [6 empty] | DEER:Indoor_Non-CFL_Ltg | Annual
Any | SWLG011P | OfL | Ex | CZ08 | cWtd | SWLG011-01 | ExAnte2020 | IOU workpaper | 2019-06-26 | Fixture | 1 |  | None | 0 | 0 | 0 | 81.4 | 0.0113 | -0.0383 | [6 empty] | DEER:Indoor_Non-CFL_Ltg | Annual
Any | SWLG011P | OfL | Ex | CZ09 | cWtd | SWLG011-01 | ExAnte2020 | IOU workpaper | 2019-06-26 | Fixture | 1 |  | None | 0 | 0 | 0 | 80.7 | 0.012 | -0.0745 | [6 empty] | DEER:Indoor_Non-CFL_Ltg | Annual
Any | SWLG011P | OfL | Ex | CZ10 | cWtd | SWLG011-01 | ExAnte2020 | IOU workpaper | 2019-06-26 | Fixture | 1 |  | None | 0 | 0 | 0 | 82.1 | 0.012 | -0.043 | [6 empty] | DEER:Indoor_Non-CFL_Ltg | Annual
Any | SWLG011P | OfL | Ex | CZ11 | cWtd | SWLG011-01 | ExAnte2020 | IOU workpaper | 2019-06-26 | Fixture | 1 |  | None | 0 | 0 | 0 | 77.3 | 0.0118 | -0.221 | [6 empty] | DEER:Indoor_Non-CFL_Ltg | Annual
Any | SWLG011P | OfL | Ex | CZ12 | cWtd | SWLG011-01 | ExAnte2020 | IOU workpaper | 2019-06-26 | Fixture | 1 |  | None | 0 | 0 | 0 | 77.3 | 0.0125 | -0.206 | [6 empty] | DEER:Indoor_Non-CFL_Ltg | Annual
Any | SWLG011P | OfL | Ex | CZ13 | cWtd | SWLG011-01 | ExAnte2020 | IOU workpaper | 2019-06-26 | Fixture | 1 |  | None | 0 | 0 | 0 | 77.9 | 0.0123 | -0.192 | [6 empty] | DEER:Indoor_Non-CFL_Ltg | Annual
Any | SWLG011P | OfL | Ex | CZ14 | cWtd | SWLG011-01 | ExAnte2020 | IOU workpaper | 2019-06-26 | Fixture | 1 |  | None | 0 | 0 | 0 | 80 | 0.0118 | -0.188 | [6 empty] | DEER:Indoor_Non-CFL_Ltg | Annual
Any | SWLG011P | OfL | Ex | CZ15 | cWtd | SWLG011-01 | ExAnte2020 | IOU workpaper | 2019-06-26 | Fixture | 1 |  | None | 0 | 0 | 0 | 83.5 | 0.0128 | -0.0108 | [6 empty] | DEER:Indoor_Non-CFL_Ltg | Annual
Any | SWLG011P | OfL | Ex | CZ16 | cWtd | SWLG011-01 | ExAnte2020 | IOU workpaper | 2019-06-26 | Fixture | 1 |  | None | 0 | 0 | 0 | 75.2 | 0.0114 | -0.563 | [6 empty] | DEER:Indoor_Non-CFL_Ltg | Annual
Any | SWLG011P | OfS | Ex | CZ01 | cWtd | SWLG011-01 | ExAnte2020 | IOU workpaper | 2019-06-26 | Fixture | 1 |  | None | 0 | 0 | 0 | 53.8 | 0.00903 | -0.441 | [6 empty] | DEER:Indoor_Non-CFL_Ltg | Annual
Any | SWLG011P | OfS | Ex | CZ02 | cWtd | SWLG011-01 | ExAnte2020 | IOU workpaper | 2019-06-26 | Fixture | 1 |  | None | 0 | 0 | 0 | 58.4 | 0.00985 | -0.273 | [6 empty] | DEER:Indoor_Non-CFL_Ltg | Annual
Any | SWLG011P | OfS | Ex | CZ03 | cWtd | SWLG011-01 | ExAnte2020 | IOU workpaper | 2019-06-26 | Fixture | 1 |  | None | 0 | 0 | 0 | 57.2 | 0.00944 | -0.258 | [6 empty] | DEER:Indoor_Non-CFL_Ltg | Annual
Any | SWLG011P | OfS | Ex | CZ04 | cWtd | SWLG011-01 | ExAnte2020 | IOU workpaper | 2019-06-26 | Fixture | 1 |  | None | 0 | 0 | 0 | 58.9 | 0.00953 | -0.224 | [6 empty] | DEER:Indoor_Non-CFL_Ltg | Annual
Any | SWLG011P | OfS | Ex | CZ05 | cWtd | SWLG011-01 | ExAnte2020 | IOU workpaper | 2019-06-26 | Fixture | 1 |  | None | 0 | 0 | 0 | 57.8 | 0.0092 | -0.224 | [6 empty] | DEER:Indoor_Non-CFL_Ltg | Annual
Any | SWLG011P | OfS | Ex | CZ06 | cWtd | SWLG011-01 | ExAnte2020 | IOU workpaper | 2019-06-26 | Fixture | 1 |  | None | 0 | 0 | 0 | 62.3 | 0.00977 | -0.0975 | [6 empty] | DEER:Indoor_Non-CFL_Ltg | Annual
Any | SWLG011P | OfS | Ex | CZ07 | cWtd | SWLG011-01 | ExAnte2020 | IOU workpaper | 2019-06-26 | Fixture | 1 |  | None | 0 | 0 | 0 | 61.8 | 0.00944 | -0.0572 | [6 empty] | DEER:Indoor_Non-CFL_Ltg | Annual
Any | SWLG011P | OfS | Ex | CZ08 | cWtd | SWLG011-01 | ExAnte2020 | IOU workpaper | 2019-06-26 | Fixture | 1 |  | None | 0 | 0 | 0 | 62.9 | 0.00977 | -0.0986 | [6 empty] | DEER:Indoor_Non-CFL_Ltg | Annual
Any | SWLG011P | OfS | Ex | CZ09 | cWtd | SWLG011-01 | ExAnte2020 | IOU workpaper | 2019-06-26 | Fixture | 1 |  | None | 0 | 0 | 0 | 62.3 | 0.0101 | -0.122 | [6 empty] | DEER:Indoor_Non-CFL_Ltg | Annual
Any | SWLG011P | OfS | Ex | CZ10 | cWtd | SWLG011-01 | ExAnte2020 | IOU workpaper | 2019-06-26 | Fixture | 1 |  | None | 0 | 0 | 0 | 62.3 | 0.0101 | -0.0975 | [6 empty] | DEER:Indoor_Non-CFL_Ltg | Annual
Any | SWLG011P | OfS | Ex | CZ11 | cWtd | SWLG011-01 | ExAnte2020 | IOU workpaper | 2019-06-26 | Fixture | 1 |  | None | 0 | 0 | 0 | 58.9 | 0.0105 | -0.257 | [6 empty] | DEER:Indoor_Non-CFL_Ltg | Annual
Any | SWLG011P | OfS | Ex | CZ12 | cWtd | SWLG011-01 | ExAnte2020 | IOU workpaper | 2019-06-26 | Fixture | 1 |  | None | 0 | 0 | 0 | 58.9 | 0.0101 | -0.261 | [6 empty] | DEER:Indoor_Non-CFL_Ltg | Annual
Any | SWLG011P | OfS | Ex | CZ13 | cWtd | SWLG011-01 | ExAnte2020 | IOU workpaper | 2019-06-26 | Fixture | 1 |  | None | 0 | 0 | 0 | 59.5 | 0.01 | -0.239 | [6 empty] | DEER:Indoor_Non-CFL_Ltg | Annual
Any | SWLG011P | OfS | Ex | CZ14 | cWtd | SWLG011-01 | ExAnte2020 | IOU workpaper | 2019-06-26 | Fixture | 1 |  | None | 0 | 0 | 0 | 60.6 | 0.0102 | -0.195 | [6 empty] | DEER:Indoor_Non-CFL_Ltg | Annual
Any | SWLG011P | OfS | Ex | CZ15 | cWtd | SWLG011-01 | ExAnte2020 | IOU workpaper | 2019-06-26 | Fixture | 1 |  | None | 0 | 0 | 0 | 65.7 | 0.0106 | -0.0372 | [6 empty] | DEER:Indoor_Non-CFL_Ltg | Annual
Any | SWLG011P | OfS | Ex | CZ16 | cWtd | SWLG011-01 | ExAnte2020 | IOU workpaper | 2019-06-26 | Fixture | 1 |  | None | 0 | 0 | 0 | 55.5 | 0.00994 | -0.472 | [6 empty] | DEER:Indoor_Non-CFL_Ltg | Annual
Any | SWLG011P | RFF | Ex | CZ01 | cWtd | SWLG011-01 | ExAnte2020 | IOU workpaper | 2019-06-26 | Fixture | 1 |  | None | 0 | 0 | 0 | 83.8 | 0.0145 | -1.69 | [6 empty] | DEER:Indoor_Non-CFL_Ltg | Annual
Any | SWLG011P | RFF | Ex | CZ02 | cWtd | SWLG011-01 | ExAnte2020 | IOU workpaper | 2019-06-26 | Fixture | 1 |  | None | 0 | 0 | 0 | 91.2 | 0.0154 | -1.08 | [6 empty] | DEER:Indoor_Non-CFL_Ltg | Annual
Any | SWLG011P | RFF | Ex | CZ03 | cWtd | SWLG011-01 | ExAnte2020 | IOU workpaper | 2019-06-26 | Fixture | 1 |  | None | 0 | 0 | 0 | 89.3 | 0.0156 | -1.16 | [6 empty] | DEER:Indoor_Non-CFL_Ltg | Annual
Any | SWLG011P | RFF | Ex | CZ04 | cWtd | SWLG011-01 | ExAnte2020 | IOU workpaper | 2019-06-26 | Fixture | 1 |  | None | 0 | 0 | 0 | 92.1 | 0.0156 | -0.901 | [6 empty] | DEER:Indoor_Non-CFL_Ltg | Annual
Any | SWLG011P | RFF | Ex | CZ05 | cWtd | SWLG011-01 | ExAnte2020 | IOU workpaper | 2019-06-26 | Fixture | 1 |  | None | 0 | 0 | 0 | 89.3 | 0.0153 | -1.16 | [6 empty] | DEER:Indoor_Non-CFL_Ltg | Annual
Any | SWLG011P | RFF | Ex | CZ06 | cWtd | SWLG011-01 | ExAnte2020 | IOU workpaper | 2019-06-26 | Fixture | 1 |  | None | 0 | 0 | 0 | 98.6 | 0.0164 | -0.751 | [6 empty] | DEER:Indoor_Non-CFL_Ltg | Annual
Any | SWLG011P | RFF | Ex | CZ07 | cWtd | SWLG011-01 | ExAnte2020 | IOU workpaper | 2019-06-26 | Fixture | 1 |  | None | 0 | 0 | 0 | 99.6 | 0.0165 | -0.614 | [6 empty] | DEER:Indoor_Non-CFL_Ltg | Annual
Any | SWLG011P | RFF | Ex | CZ08 | cWtd | SWLG011-01 | ExAnte2020 | IOU workpaper | 2019-06-26 | Fixture | 1 |  | None | 0 | 0 | 0 | 99.6 | 0.0163 | -0.627 | [6 empty] | DEER:Indoor_Non-CFL_Ltg | Annual
Any | SWLG011P | RFF | Ex | CZ09 | cWtd | SWLG011-01 | ExAnte2020 | IOU workpaper | 2019-06-26 | Fixture | 1 |  | None | 0 | 0 | 0 | 98.6 | 0.0165 | -0.745 | [6 empty] | DEER:Indoor_Non-CFL_Ltg | Annual
Any | SWLG011P | RFF | Ex | CZ10 | cWtd | SWLG011-01 | ExAnte2020 | IOU workpaper | 2019-06-26 | Fixture | 1 |  | None | 0 | 0 | 0 | 98.6 | 0.0164 | -0.75 | [6 empty] | DEER:Indoor_Non-CFL_Ltg | Annual
Any | SWLG011P | RFF | Ex | CZ11 | cWtd | SWLG011-01 | ExAnte2020 | IOU workpaper | 2019-06-26 | Fixture | 1 |  | None | 0 | 0 | 0 | 93.1 | 0.0159 | -0.906 | [6 empty] | DEER:Indoor_Non-CFL_Ltg | Annual
Any | SWLG011P | RFF | Ex | CZ12 | cWtd | SWLG011-01 | ExAnte2020 | IOU workpaper | 2019-06-26 | Fixture | 1 |  | None | 0 | 0 | 0 | 92.1 | 0.016 | -0.925 | [6 empty] | DEER:Indoor_Non-CFL_Ltg | Annual
Any | SWLG011P | RFF | Ex | CZ13 | cWtd | SWLG011-01 | ExAnte2020 | IOU workpaper | 2019-06-26 | Fixture | 1 |  | None | 0 | 0 | 0 | 94 | 0.016 | -0.849 | [6 empty] | DEER:Indoor_Non-CFL_Ltg | Annual
Any | SWLG011P | RFF | Ex | CZ14 | cWtd | SWLG011-01 | ExAnte2020 | IOU workpaper | 2019-06-26 | Fixture | 1 |  | None | 0 | 0 | 0 | 96.8 | 0.0165 | -1.04 | [6 empty] | DEER:Indoor_Non-CFL_Ltg | Annual
Any | SWLG011P | RFF | Ex | CZ15 | cWtd | SWLG011-01 | ExAnte2020 | IOU workpaper | 2019-06-26 | Fixture | 1 |  | None | 0 | 0 | 0 | 104 | 0.0168 | -0.345 | [6 empty] | DEER:Indoor_Non-CFL_Ltg | Annual
Any | SWLG011P | RFF | Ex | CZ16 | cWtd | SWLG011-01 | ExAnte2020 | IOU workpaper | 2019-06-26 | Fixture | 1 |  | None | 0 | 0 | 0 | 92.1 | 0.016 | -1.44 | [6 empty] | DEER:Indoor_Non-CFL_Ltg | Annual
Any | SWLG011P | RSD | Ex | CZ01 | cWtd | SWLG011-01 | ExAnte2020 | IOU workpaper | 2019-06-26 | Fixture | 1 |  | None | 0 | 0 | 0 | 95.9 | 0.0209 | -1.74 | [6 empty] | DEER:Indoor_Non-CFL_Ltg | Annual
Any | SWLG011P | RSD | Ex | CZ02 | cWtd | SWLG011-01 | ExAnte2020 | IOU workpaper | 2019-06-26 | Fixture | 1 |  | None | 0 | 0 | 0 | 105 | 0.0211 | -0.896 | [6 empty] | DEER:Indoor_Non-CFL_Ltg | Annual
Any | SWLG011P | RSD | Ex | CZ03 | cWtd | SWLG011-01 | ExAnte2020 | IOU workpaper | 2019-06-26 | Fixture | 1 |  | None | 0 | 0 | 0 | 105 | 0.0211 | -0.876 | [6 empty] | DEER:Indoor_Non-CFL_Ltg | Annual
Any | SWLG011P | RSD | Ex | CZ04 | cWtd | SWLG011-01 | ExAnte2020 | IOU workpaper | 2019-06-26 | Fixture | 1 |  | None | 0 | 0 | 0 | 107 | 0.0211 | -0.664 | [6 empty] | DEER:Indoor_Non-CFL_Ltg | Annual
Any | SWLG011P | RSD | Ex | CZ05 | cWtd | SWLG011-01 | ExAnte2020 | IOU workpaper | 2019-06-26 | Fixture | 1 |  | None | 0 | 0 | 0 | 105 | 0.0209 | -0.817 | [6 empty] | DEER:Indoor_Non-CFL_Ltg | Annual
Any | SWLG011P | RSD | Ex | CZ06 | cWtd | SWLG011-01 | ExAnte2020 | IOU workpaper | 2019-06-26 | Fixture | 1 |  | None | 0 | 0 | 0 | 116 | 0.0222 | -0.345 | [6 empty] | DEER:Indoor_Non-CFL_Ltg | Annual
Any | SWLG011P | RSD | Ex | CZ07 | cWtd | SWLG011-01 | ExAnte2020 | IOU workpaper | 2019-06-26 | Fixture | 1 |  | None | 0 | 0 | 0 | 118 | 0.0223 | -0.166 | [6 empty] | DEER:Indoor_Non-CFL_Ltg | Annual
Any | SWLG011P | RSD | Ex | CZ08 | cWtd | SWLG011-01 | ExAnte2020 | IOU workpaper | 2019-06-26 | Fixture | 1 |  | None | 0 | 0 | 0 | 116 | 0.022 | -0.303 | [6 empty] | DEER:Indoor_Non-CFL_Ltg | Annual
Any | SWLG011P | RSD | Ex | CZ09 | cWtd | SWLG011-01 | ExAnte2020 | IOU workpaper | 2019-06-26 | Fixture | 1 |  | None | 0 | 0 | 0 | 114 | 0.0225 | -0.403 | [6 empty] | DEER:Indoor_Non-CFL_Ltg | Annual
Any | SWLG011P | RSD | Ex | CZ10 | cWtd | SWLG011-01 | ExAnte2020 | IOU workpaper | 2019-06-26 | Fixture | 1 |  | None | 0 | 0 | 0 | 114 | 0.0223 | -0.511 | [6 empty] | DEER:Indoor_Non-CFL_Ltg | Annual
Any | SWLG011P | RSD | Ex | CZ11 | cWtd | SWLG011-01 | ExAnte2020 | IOU workpaper | 2019-06-26 | Fixture | 1 |  | None | 0 | 0 | 0 | 106 | 0.0216 | -0.837 | [6 empty] | DEER:Indoor_Non-CFL_Ltg | Annual
Any | SWLG011P | RSD | Ex | CZ12 | cWtd | SWLG011-01 | ExAnte2020 | IOU workpaper | 2019-06-26 | Fixture | 1 |  | None | 0 | 0 | 0 | 106 | 0.0212 | -0.847 | [6 empty] | DEER:Indoor_Non-CFL_Ltg | Annual
Any | SWLG011P | RSD | Ex | CZ13 | cWtd | SWLG011-01 | ExAnte2020 | IOU workpaper | 2019-06-26 | Fixture | 1 |  | None | 0 | 0 | 0 | 107 | 0.0216 | -0.8 | [6 empty] | DEER:Indoor_Non-CFL_Ltg | Annual
Any | SWLG011P | RSD | Ex | CZ14 | cWtd | SWLG011-01 | ExAnte2020 | IOU workpaper | 2019-06-26 | Fixture | 1 |  | None | 0 | 0 | 0 | 112 | 0.0223 | -0.96 | [6 empty] | DEER:Indoor_Non-CFL_Ltg | Annual
Any | SWLG011P | RSD | Ex | CZ15 | cWtd | SWLG011-01 | ExAnte2020 | IOU workpaper | 2019-06-26 | Fixture | 1 |  | None | 0 | 0 | 0 | 119 | 0.0233 | -0.153 | [6 empty] | DEER:Indoor_Non-CFL_Ltg | Annual
Any | SWLG011P | RSD | Ex | CZ16 | cWtd | SWLG011-01 | ExAnte2020 | IOU workpaper | 2019-06-26 | Fixture | 1 |  | None | 0 | 0 | 0 | 105 | 0.0218 | -1.55 | [6 empty] | DEER:Indoor_Non-CFL_Ltg | Annual
Any | SWLG011P | Rt3 | Ex | CZ01 | cWtd | SWLG011-01 | ExAnte2020 | IOU workpaper | 2019-06-26 | Fixture | 1 |  | None | 0 | 0 | 0 | 145 | 0.027 | -1.37 | [6 empty] | DEER:Indoor_Non-CFL_Ltg | Annual
Any | SWLG011P | Rt3 | Ex | CZ02 | cWtd | SWLG011-01 | ExAnte2020 | IOU workpaper | 2019-06-26 | Fixture | 1 |  | None | 0 | 0 | 0 | 154 | 0.0272 | -0.766 | [6 empty] | DEER:Indoor_Non-CFL_Ltg | Annual
Any | SWLG011P | Rt3 | Ex | CZ03 | cWtd | SWLG011-01 | ExAnte2020 | IOU workpaper | 2019-06-26 | Fixture | 1 |  | None | 0 | 0 | 0 | 154 | 0.027 | -0.607 | [6 empty] | DEER:Indoor_Non-CFL_Ltg | Annual
Any | SWLG011P | Rt3 | Ex | CZ04 | cWtd | SWLG011-01 | ExAnte2020 | IOU workpaper | 2019-06-26 | Fixture | 1 |  | None | 0 | 0 | 0 | 157 | 0.0272 | -0.483 | [6 empty] | DEER:Indoor_Non-CFL_Ltg | Annual
Any | SWLG011P | Rt3 | Ex | CZ05 | cWtd | SWLG011-01 | ExAnte2020 | IOU workpaper | 2019-06-26 | Fixture | 1 |  | None | 0 | 0 | 0 | 156 | 0.0265 | -0.471 | [6 empty] | DEER:Indoor_Non-CFL_Ltg | Annual
Any | SWLG011P | Rt3 | Ex | CZ06 | cWtd | SWLG011-01 | ExAnte2020 | IOU workpaper | 2019-06-26 | Fixture | 1 |  | None | 0 | 0 | 0 | 166 | 0.0284 | -0.134 | [6 empty] | DEER:Indoor_Non-CFL_Ltg | Annual
Any | SWLG011P | Rt3 | Ex | CZ07 | cWtd | SWLG011-01 | ExAnte2020 | IOU workpaper | 2019-06-26 | Fixture | 1 |  | None | 0 | 0 | 0 | 168 | 0.0282 | -0.0381 | [6 empty] | DEER:Indoor_Non-CFL_Ltg | Annual
Any | SWLG011P | Rt3 | Ex | CZ08 | cWtd | SWLG011-01 | ExAnte2020 | IOU workpaper | 2019-06-26 | Fixture | 1 |  | None | 0 | 0 | 0 | 166 | 0.0282 | -0.109 | [6 empty] | DEER:Indoor_Non-CFL_Ltg | Annual
Any | SWLG011P | Rt3 | Ex | CZ09 | cWtd | SWLG011-01 | ExAnte2020 | IOU workpaper | 2019-06-26 | Fixture | 1 |  | None | 0 | 0 | 0 | 163 | 0.0288 | -0.196 | [6 empty] | DEER:Indoor_Non-CFL_Ltg | Annual
Any | SWLG011P | Rt3 | Ex | CZ10 | cWtd | SWLG011-01 | ExAnte2020 | IOU workpaper | 2019-06-26 | Fixture | 1 |  | None | 0 | 0 | 0 | 165 | 0.0288 | -0.207 | [6 empty] | DEER:Indoor_Non-CFL_Ltg | Annual
Any | SWLG011P | Rt3 | Ex | CZ11 | cWtd | SWLG011-01 | ExAnte2020 | IOU workpaper | 2019-06-26 | Fixture | 1 |  | None | 0 | 0 | 0 | 156 | 0.0282 | -0.754 | [6 empty] | DEER:Indoor_Non-CFL_Ltg | Annual
Any | SWLG011P | Rt3 | Ex | CZ12 | cWtd | SWLG011-01 | ExAnte2020 | IOU workpaper | 2019-06-26 | Fixture | 1 |  | None | 0 | 0 | 0 | 156 | 0.0277 | -0.772 | [6 empty] | DEER:Indoor_Non-CFL_Ltg | Annual
Any | SWLG011P | Rt3 | Ex | CZ13 | cWtd | SWLG011-01 | ExAnte2020 | IOU workpaper | 2019-06-26 | Fixture | 1 |  | None | 0 | 0 | 0 | 157 | 0.0279 | -0.702 | [6 empty] | DEER:Indoor_Non-CFL_Ltg | Annual
Any | SWLG011P | Rt3 | Ex | CZ14 | cWtd | SWLG011-01 | ExAnte2020 | IOU workpaper | 2019-06-26 | Fixture | 1 |  | None | 0 | 0 | 0 | 160 | 0.0288 | -0.691 | [6 empty] | DEER:Indoor_Non-CFL_Ltg | Annual
Any | SWLG011P | Rt3 | Ex | CZ15 | cWtd | SWLG011-01 | ExAnte2020 | IOU workpaper | 2019-06-26 | Fixture | 1 |  | None | 0 | 0 | 0 | 171 | 0.0298 | -0.0369 | [6 empty] | DEER:Indoor_Non-CFL_Ltg | Annual
Any | SWLG011P | Rt3 | Ex | CZ16 | cWtd | SWLG011-01 | ExAnte2020 | IOU workpaper | 2019-06-26 | Fixture | 1 |  | None | 0 | 0 | 0 | 148 | 0.0277 | -1.6 | [6 empty] | DEER:Indoor_Non-CFL_Ltg | Annual
Any | SWLG011P | RtL | Ex | CZ01 | cWtd | SWLG011-01 | ExAnte2020 | IOU workpaper | 2019-06-26 | Fixture | 1 |  | None | 0 | 0 | 0 | 111 | 0.0172 | -0.937 | [6 empty] | DEER:Indoor_Non-CFL_Ltg | Annual
Any | SWLG011P | RtL | Ex | CZ02 | cWtd | SWLG011-01 | ExAnte2020 | IOU workpaper | 2019-06-26 | Fixture | 1 |  | None | 0 | 0 | 0 | 117 | 0.0174 | -0.554 | [6 empty] | DEER:Indoor_Non-CFL_Ltg | Annual
Any | SWLG011P | RtL | Ex | CZ03 | cWtd | SWLG011-01 | ExAnte2020 | IOU workpaper | 2019-06-26 | Fixture | 1 |  | None | 0 | 0 | 0 | 118 | 0.0171 | -0.442 | [6 empty] | DEER:Indoor_Non-CFL_Ltg | Annual
Any | SWLG011P | RtL | Ex | CZ04 | cWtd | SWLG011-01 | ExAnte2020 | IOU workpaper | 2019-06-26 | Fixture | 1 |  | None | 0 | 0 | 0 | 119 | 0.0172 | -0.366 | [6 empty] | DEER:Indoor_Non-CFL_Ltg | Annual
Any | SWLG011P | RtL | Ex | CZ05 | cWtd | SWLG011-01 | ExAnte2020 | IOU workpaper | 2019-06-26 | Fixture | 1 |  | None | 0 | 0 | 0 | 118 | 0.0168 | -0.442 | [6 empty] | DEER:Indoor_Non-CFL_Ltg | Annual
Any | SWLG011P | RtL | Ex | CZ06 | cWtd | SWLG011-01 | ExAnte2020 | IOU workpaper | 2019-06-26 | Fixture | 1 |  | None | 0 | 0 | 0 | 126 | 0.018 | -0.189 | [6 empty] | DEER:Indoor_Non-CFL_Ltg | Annual
Any | SWLG011P | RtL | Ex | CZ07 | cWtd | SWLG011-01 | ExAnte2020 | IOU workpaper | 2019-06-26 | Fixture | 1 |  | None | 0 | 0 | 0 | 127 | 0.018 | -0.138 | [6 empty] | DEER:Indoor_Non-CFL_Ltg | Annual
Any | SWLG011P | RtL | Ex | CZ08 | cWtd | SWLG011-01 | ExAnte2020 | IOU workpaper | 2019-06-26 | Fixture | 1 |  | None | 0 | 0 | 0 | 126 | 0.018 | -0.162 | [6 empty] | DEER:Indoor_Non-CFL_Ltg | Annual
Any | SWLG011P | RtL | Ex | CZ09 | cWtd | SWLG011-01 | ExAnte2020 | IOU workpaper | 2019-06-26 | Fixture | 1 |  | None | 0 | 0 | 0 | 123 | 0.0184 | -0.223 | [6 empty] | DEER:Indoor_Non-CFL_Ltg | Annual
Any | SWLG011P | RtL | Ex | CZ10 | cWtd | SWLG011-01 | ExAnte2020 | IOU workpaper | 2019-06-26 | Fixture | 1 |  | None | 0 | 0 | 0 | 123 | 0.0184 | -0.219 | [6 empty] | DEER:Indoor_Non-CFL_Ltg | Annual
Any | SWLG011P | RtL | Ex | CZ11 | cWtd | SWLG011-01 | ExAnte2020 | IOU workpaper | 2019-06-26 | Fixture | 1 |  | None | 0 | 0 | 0 | 118 | 0.0178 | -0.558 | [6 empty] | DEER:Indoor_Non-CFL_Ltg | Annual
Any | SWLG011P | RtL | Ex | CZ12 | cWtd | SWLG011-01 | ExAnte2020 | IOU workpaper | 2019-06-26 | Fixture | 1 |  | None | 0 | 0 | 0 | 117 | 0.0177 | -0.54 | [6 empty] | DEER:Indoor_Non-CFL_Ltg | Annual
Any | SWLG011P | RtL | Ex | CZ13 | cWtd | SWLG011-01 | ExAnte2020 | IOU workpaper | 2019-06-26 | Fixture | 1 |  | None | 0 | 0 | 0 | 118 | 0.0177 | -0.518 | [6 empty] | DEER:Indoor_Non-CFL_Ltg | Annual
Any | SWLG011P | RtL | Ex | CZ14 | cWtd | SWLG011-01 | ExAnte2020 | IOU workpaper | 2019-06-26 | Fixture | 1 |  | None | 0 | 0 | 0 | 120 | 0.0185 | -0.544 | [6 empty] | DEER:Indoor_Non-CFL_Ltg | Annual
Any | SWLG011P | RtL | Ex | CZ15 | cWtd | SWLG011-01 | ExAnte2020 | IOU workpaper | 2019-06-26 | Fixture | 1 |  | None | 0 | 0 | 0 | 129 | 0.019 | -0.0818 | [6 empty] | DEER:Indoor_Non-CFL_Ltg | Annual
Any | SWLG011P | RtL | Ex | CZ16 | cWtd | SWLG011-01 | ExAnte2020 | IOU workpaper | 2019-06-26 | Fixture | 1 |  | None | 0 | 0 | 0 | 112 | 0.0177 | -1.19 | [6 empty] | DEER:Indoor_Non-CFL_Ltg | Annual
Any | SWLG011P | RtS | Ex | CZ01 | cWtd | SWLG011-01 | ExAnte2020 | IOU workpaper | 2019-06-26 | Fixture | 1 |  | None | 0 | 0 | 0 | 64 | 0.0118 | -1.03 | [6 empty] | DEER:Indoor_Non-CFL_Ltg | Annual
Any | SWLG011P | RtS | Ex | CZ02 | cWtd | SWLG011-01 | ExAnte2020 | IOU workpaper | 2019-06-26 | Fixture | 1 |  | None | 0 | 0 | 0 | 69.4 | 0.0122 | -0.57 | [6 empty] | DEER:Indoor_Non-CFL_Ltg | Annual
Any | SWLG011P | RtS | Ex | CZ03 | cWtd | SWLG011-01 | ExAnte2020 | IOU workpaper | 2019-06-26 | Fixture | 1 |  | None | 0 | 0 | 0 | 68.7 | 0.0122 | -0.611 | [6 empty] | DEER:Indoor_Non-CFL_Ltg | Annual
Any | SWLG011P | RtS | Ex | CZ04 | cWtd | SWLG011-01 | ExAnte2020 | IOU workpaper | 2019-06-26 | Fixture | 1 |  | None | 0 | 0 | 0 | 70 | 0.0122 | -0.477 | [6 empty] | DEER:Indoor_Non-CFL_Ltg | Annual
Any | SWLG011P | RtS | Ex | CZ05 | cWtd | SWLG011-01 | ExAnte2020 | IOU workpaper | 2019-06-26 | Fixture | 1 |  | None | 0 | 0 | 0 | 69.4 | 0.012 | -0.553 | [6 empty] | DEER:Indoor_Non-CFL_Ltg | Annual
Any | SWLG011P | RtS | Ex | CZ06 | cWtd | SWLG011-01 | ExAnte2020 | IOU workpaper | 2019-06-26 | Fixture | 1 |  | None | 0 | 0 | 0 | 74.1 | 0.0126 | -0.276 | [6 empty] | DEER:Indoor_Non-CFL_Ltg | Annual
Any | SWLG011P | RtS | Ex | CZ07 | cWtd | SWLG011-01 | ExAnte2020 | IOU workpaper | 2019-06-26 | Fixture | 1 |  | None | 0 | 0 | 0 | 75.4 | 0.0126 | -0.205 | [6 empty] | DEER:Indoor_Non-CFL_Ltg | Annual
Any | SWLG011P | RtS | Ex | CZ08 | cWtd | SWLG011-01 | ExAnte2020 | IOU workpaper | 2019-06-26 | Fixture | 1 |  | None | 0 | 0 | 0 | 74.7 | 0.0125 | -0.234 | [6 empty] | DEER:Indoor_Non-CFL_Ltg | Annual
Any | SWLG011P | RtS | Ex | CZ09 | cWtd | SWLG011-01 | ExAnte2020 | IOU workpaper | 2019-06-26 | Fixture | 1 |  | None | 0 | 0 | 0 | 74.1 | 0.0128 | -0.305 | [6 empty] | DEER:Indoor_Non-CFL_Ltg | Annual
Any | SWLG011P | RtS | Ex | CZ10 | cWtd | SWLG011-01 | ExAnte2020 | IOU workpaper | 2019-06-26 | Fixture | 1 |  | None | 0 | 0 | 0 | 74.7 | 0.0128 | -0.292 | [6 empty] | DEER:Indoor_Non-CFL_Ltg | Annual
Any | SWLG011P | RtS | Ex | CZ11 | cWtd | SWLG011-01 | ExAnte2020 | IOU workpaper | 2019-06-26 | Fixture | 1 |  | None | 0 | 0 | 0 | 70 | 0.0124 | -0.536 | [6 empty] | DEER:Indoor_Non-CFL_Ltg | Annual
Any | SWLG011P | RtS | Ex | CZ12 | cWtd | SWLG011-01 | ExAnte2020 | IOU workpaper | 2019-06-26 | Fixture | 1 |  | None | 0 | 0 | 0 | 70 | 0.0124 | -0.54 | [6 empty] | DEER:Indoor_Non-CFL_Ltg | Annual
Any | SWLG011P | RtS | Ex | CZ13 | cWtd | SWLG011-01 | ExAnte2020 | IOU workpaper | 2019-06-26 | Fixture | 1 |  | None | 0 | 0 | 0 | 70 | 0.0124 | -0.51 | [6 empty] | DEER:Indoor_Non-CFL_Ltg | Annual
Any | SWLG011P | RtS | Ex | CZ14 | cWtd | SWLG011-01 | ExAnte2020 | IOU workpaper | 2019-06-26 | Fixture | 1 |  | None | 0 | 0 | 0 | 72 | 0.0129 | -0.49 | [6 empty] | DEER:Indoor_Non-CFL_Ltg | Annual
Any | SWLG011P | RtS | Ex | CZ15 | cWtd | SWLG011-01 | ExAnte2020 | IOU workpaper | 2019-06-26 | Fixture | 1 |  | None | 0 | 0 | 0 | 78.1 | 0.013 | -0.112 | [6 empty] | DEER:Indoor_Non-CFL_Ltg | Annual
Any | SWLG011P | RtS | Ex | CZ16 | cWtd | SWLG011-01 | ExAnte2020 | IOU workpaper | 2019-06-26 | Fixture | 1 |  | None | 0 | 0 | 0 | 66.7 | 0.0125 | -0.808 | [6 empty] | DEER:Indoor_Non-CFL_Ltg | Annual
Any | SWLG011P | SCn | Ex | CZ01 | cWtd | SWLG011-01 | ExAnte2020 | IOU workpaper | 2019-06-26 | Fixture | 1 |  | None | 0 | 0 | 0 | 48.1 | 0.0058 | -1.15 | [6 empty] | DEER:Indoor_Non-CFL_Ltg | Annual
Any | SWLG011P | SCn | Ex | CZ02 | cWtd | SWLG011-01 | ExAnte2020 | IOU workpaper | 2019-06-26 | Fixture | 1 |  | None | 0 | 0 | 0 | 56.2 | 0.00732 | -0.749 | [6 empty] | DEER:Indoor_Non-CFL_Ltg | Annual
Any | SWLG011P | SCn | Ex | CZ03 | cWtd | SWLG011-01 | ExAnte2020 | IOU workpaper | 2019-06-26 | Fixture | 1 |  | None | 0 | 0 | 0 | 52.4 | 0.00732 | -0.942 | [6 empty] | DEER:Indoor_Non-CFL_Ltg | Annual
Any | SWLG011P | SCn | Ex | CZ04 | cWtd | SWLG011-01 | ExAnte2020 | IOU workpaper | 2019-06-26 | Fixture | 1 |  | None | 0 | 0 | 0 | 58 | 0.00738 | -0.768 | [6 empty] | DEER:Indoor_Non-CFL_Ltg | Annual
Any | SWLG011P | SCn | Ex | CZ05 | cWtd | SWLG011-01 | ExAnte2020 | IOU workpaper | 2019-06-26 | Fixture | 1 |  | None | 0 | 0 | 0 | 55.5 | 0.00656 | -1.05 | [6 empty] | DEER:Indoor_Non-CFL_Ltg | Annual
Any | SWLG011P | SCn | Ex | CZ06 | cWtd | SWLG011-01 | ExAnte2020 | IOU workpaper | 2019-06-26 | Fixture | 1 |  | None | 0 | 0 | 0 | 60.5 | 0.00767 | -0.552 | [6 empty] | DEER:Indoor_Non-CFL_Ltg | Annual
Any | SWLG011P | SCn | Ex | CZ07 | cWtd | SWLG011-01 | ExAnte2020 | IOU workpaper | 2019-06-26 | Fixture | 1 |  | None | 0 | 0 | 0 | 61.2 | 0.00785 | -0.528 | [6 empty] | DEER:Indoor_Non-CFL_Ltg | Annual
Any | SWLG011P | SCn | Ex | CZ08 | cWtd | SWLG011-01 | ExAnte2020 | IOU workpaper | 2019-06-26 | Fixture | 1 |  | None | 0 | 0 | 0 | 63.7 | 0.00738 | -0.472 | [6 empty] | DEER:Indoor_Non-CFL_Ltg | Annual
Any | SWLG011P | SCn | Ex | CZ09 | cWtd | SWLG011-01 | ExAnte2020 | IOU workpaper | 2019-06-26 | Fixture | 1 |  | None | 0 | 0 | 0 | 62.4 | 0.00756 | -0.568 | [6 empty] | DEER:Indoor_Non-CFL_Ltg | Annual
Any | SWLG011P | SCn | Ex | CZ10 | cWtd | SWLG011-01 | ExAnte2020 | IOU workpaper | 2019-06-26 | Fixture | 1 |  | None | 0 | 0 | 0 | 61.2 | 0.0075 | -0.63 | [6 empty] | DEER:Indoor_Non-CFL_Ltg | Annual
Any | SWLG011P | SCn | Ex | CZ11 | cWtd | SWLG011-01 | ExAnte2020 | IOU workpaper | 2019-06-26 | Fixture | 1 |  | None | 0 | 0 | 0 | 58.7 | 0.00715 | -0.686 | [6 empty] | DEER:Indoor_Non-CFL_Ltg | Annual
Any | SWLG011P | SCn | Ex | CZ12 | cWtd | SWLG011-01 | ExAnte2020 | IOU workpaper | 2019-06-26 | Fixture | 1 |  | None | 0 | 0 | 0 | 59.3 | 0.0072 | -0.68 | [6 empty] | DEER:Indoor_Non-CFL_Ltg | Annual
Any | SWLG011P | SCn | Ex | CZ13 | cWtd | SWLG011-01 | ExAnte2020 | IOU workpaper | 2019-06-26 | Fixture | 1 |  | None | 0 | 0 | 0 | 60.5 | 0.00709 | -0.591 | [6 empty] | DEER:Indoor_Non-CFL_Ltg | Annual
Any | SWLG011P | SCn | Ex | CZ14 | cWtd | SWLG011-01 | ExAnte2020 | IOU workpaper | 2019-06-26 | Fixture | 1 |  | None | 0 | 0 | 0 | 61.8 | 0.0075 | -0.668 | [6 empty] | DEER:Indoor_Non-CFL_Ltg | Annual
Any | SWLG011P | SCn | Ex | CZ15 | cWtd | SWLG011-01 | ExAnte2020 | IOU workpaper | 2019-06-26 | Fixture | 1 |  | None | 0 | 0 | 0 | 66.8 | 0.00785 | -0.335 | [6 empty] | DEER:Indoor_Non-CFL_Ltg | Annual
Any | SWLG011P | SCn | Ex | CZ16 | cWtd | SWLG011-01 | ExAnte2020 | IOU workpaper | 2019-06-26 | Fixture | 1 |  | None | 0 | 0 | 0 | 57.4 | 0.00773 | -0.886 | [6 empty] | DEER:Indoor_Non-CFL_Ltg | Annual
Any | SWLG011P | SUn | Ex | CZ01 | cWtd | SWLG011-01 | ExAnte2020 | IOU workpaper | 2019-06-26 | Fixture | 1 |  | None | 0 | 0 | 0 | 58.9 | 0.00832 | 0 | [6 empty] | DEER:Indoor_Non-CFL_Ltg | Annual
Any | SWLG011P | SUn | Ex | CZ02 | cWtd | SWLG011-01 | ExAnte2020 | IOU workpaper | 2019-06-26 | Fixture | 1 |  | None | 0 | 0 | 0 | 58.9 | 0.00832 | 0 | [6 empty] | DEER:Indoor_Non-CFL_Ltg | Annual
Any | SWLG011P | SUn | Ex | CZ03 | cWtd | SWLG011-01 | ExAnte2020 | IOU workpaper | 2019-06-26 | Fixture | 1 |  | None | 0 | 0 | 0 | 58.9 | 0.00832 | 0 | [6 empty] | DEER:Indoor_Non-CFL_Ltg | Annual
Any | SWLG011P | SUn | Ex | CZ04 | cWtd | SWLG011-01 | ExAnte2020 | IOU workpaper | 2019-06-26 | Fixture | 1 |  | None | 0 | 0 | 0 | 58.9 | 0.00832 | 0 | [6 empty] | DEER:Indoor_Non-CFL_Ltg | Annual
Any | SWLG011P | SUn | Ex | CZ05 | cWtd | SWLG011-01 | ExAnte2020 | IOU workpaper | 2019-06-26 | Fixture | 1 |  | None | 0 | 0 | 0 | 58.9 | 0.00832 | 0 | [6 empty] | DEER:Indoor_Non-CFL_Ltg | Annual
Any | SWLG011P | SUn | Ex | CZ06 | cWtd | SWLG011-01 | ExAnte2020 | IOU workpaper | 2019-06-26 | Fixture | 1 |  | None | 0 | 0 | 0 | 58.9 | 0.00832 | 0 | [6 empty] | DEER:Indoor_Non-CFL_Ltg | Annual
Any | SWLG011P | SUn | Ex | CZ07 | cWtd | SWLG011-01 | ExAnte2020 | IOU workpaper | 2019-06-26 | Fixture | 1 |  | None | 0 | 0 | 0 | 58.9 | 0.00832 | 0 | [6 empty] | DEER:Indoor_Non-CFL_Ltg | Annual
Any | SWLG011P | SUn | Ex | CZ08 | cWtd | SWLG011-01 | ExAnte2020 | IOU workpaper | 2019-06-26 | Fixture | 1 |  | None | 0 | 0 | 0 | 58.9 | 0.00832 | 0 | [6 empty] | DEER:Indoor_Non-CFL_Ltg | Annual
Any | SWLG011P | SUn | Ex | CZ09 | cWtd | SWLG011-01 | ExAnte2020 | IOU workpaper | 2019-06-26 | Fixture | 1 |  | None | 0 | 0 | 0 | 58.9 | 0.00832 | 0 | [6 empty] | DEER:Indoor_Non-CFL_Ltg | Annual
Any | SWLG011P | SUn | Ex | CZ10 | cWtd | SWLG011-01 | ExAnte2020 | IOU workpaper | 2019-06-26 | Fixture | 1 |  | None | 0 | 0 | 0 | 58.9 | 0.00832 | 0 | [6 empty] | DEER:Indoor_Non-CFL_Ltg | Annual
Any | SWLG011P | SUn | Ex | CZ11 | cWtd | SWLG011-01 | ExAnte2020 | IOU workpaper | 2019-06-26 | Fixture | 1 |  | None | 0 | 0 | 0 | 58.9 | 0.00832 | 0 | [6 empty] | DEER:Indoor_Non-CFL_Ltg | Annual
Any | SWLG011P | SUn | Ex | CZ12 | cWtd | SWLG011-01 | ExAnte2020 | IOU workpaper | 2019-06-26 | Fixture | 1 |  | None | 0 | 0 | 0 | 58.9 | 0.00832 | 0 | [6 empty] | DEER:Indoor_Non-CFL_Ltg | Annual
Any | SWLG011P | SUn | Ex | CZ13 | cWtd | SWLG011-01 | ExAnte2020 | IOU workpaper | 2019-06-26 | Fixture | 1 |  | None | 0 | 0 | 0 | 58.9 | 0.00832 | 0 | [6 empty] | DEER:Indoor_Non-CFL_Ltg | Annual
Any | SWLG011P | SUn | Ex | CZ14 | cWtd | SWLG011-01 | ExAnte2020 | IOU workpaper | 2019-06-26 | Fixture | 1 |  | None | 0 | 0 | 0 | 58.9 | 0.00832 | 0 | [6 empty] | DEER:Indoor_Non-CFL_Ltg | Annual
Any | SWLG011P | SUn | Ex | CZ15 | cWtd | SWLG011-01 | ExAnte2020 | IOU workpaper | 2019-06-26 | Fixture | 1 |  | None | 0 | 0 | 0 | 58.9 | 0.00832 | 0 | [6 empty] | DEER:Indoor_Non-CFL_Ltg | Annual
Any | SWLG011P | SUn | Ex | CZ16 | cWtd | SWLG011-01 | ExAnte2020 | IOU workpaper | 2019-06-26 | Fixture | 1 |  | None | 0 | 0 | 0 | 58.9 | 0.00832 | 0 | [6 empty] | DEER:Indoor_Non-CFL_Ltg | Annual
Any | SWLG011P | WRf | Ex | CZ01 | cWtd | SWLG011-01 | ExAnte2020 | IOU workpaper | 2019-06-26 | Fixture | 1 |  | None | 0 | 0 | 0 | 166 | 0.0181 | 0 | [6 empty] | DEER:Indoor_Non-CFL_Ltg | Annual
Any | SWLG011P | WRf | Ex | CZ02 | cWtd | SWLG011-01 | ExAnte2020 | IOU workpaper | 2019-06-26 | Fixture | 1 |  | None | 0 | 0 | 0 | 168 | 0.0182 | 0 | [6 empty] | DEER:Indoor_Non-CFL_Ltg | Annual
Any | SWLG011P | WRf | Ex | CZ03 | cWtd | SWLG011-01 | ExAnte2020 | IOU workpaper | 2019-06-26 | Fixture | 1 |  | None | 0 | 0 | 0 | 164 | 0.0182 | 0 | [6 empty] | DEER:Indoor_Non-CFL_Ltg | Annual
Any | SWLG011P | WRf | Ex | CZ04 | cWtd | SWLG011-01 | ExAnte2020 | IOU workpaper | 2019-06-26 | Fixture | 1 |  | None | 0 | 0 | 0 | 166 | 0.0181 | 0 | [6 empty] | DEER:Indoor_Non-CFL_Ltg | Annual
Any | SWLG011P | WRf | Ex | CZ05 | cWtd | SWLG011-01 | ExAnte2020 | IOU workpaper | 2019-06-26 | Fixture | 1 |  | None | 0 | 0 | 0 | 162 | 0.0181 | 0 | [6 empty] | DEER:Indoor_Non-CFL_Ltg | Annual
Any | SWLG011P | WRf | Ex | CZ06 | cWtd | SWLG011-01 | ExAnte2020 | IOU workpaper | 2019-06-26 | Fixture | 1 |  | None | 0 | 0 | 0 | 168 | 0.0181 | 0 | [6 empty] | DEER:Indoor_Non-CFL_Ltg | Annual
Any | SWLG011P | WRf | Ex | CZ07 | cWtd | SWLG011-01 | ExAnte2020 | IOU workpaper | 2019-06-26 | Fixture | 1 |  | None | 0 | 0 | 0 | 166 | 0.0182 | 0 | [6 empty] | DEER:Indoor_Non-CFL_Ltg | Annual
Any | SWLG011P | WRf | Ex | CZ08 | cWtd | SWLG011-01 | ExAnte2020 | IOU workpaper | 2019-06-26 | Fixture | 1 |  | None | 0 | 0 | 0 | 166 | 0.0208 | 0 | [6 empty] | DEER:Indoor_Non-CFL_Ltg | Annual
Any | SWLG011P | WRf | Ex | CZ09 | cWtd | SWLG011-01 | ExAnte2020 | IOU workpaper | 2019-06-26 | Fixture | 1 |  | None | 0 | 0 | 0 | 166 | 0.0187 | 0 | [6 empty] | DEER:Indoor_Non-CFL_Ltg | Annual
Any | SWLG011P | WRf | Ex | CZ10 | cWtd | SWLG011-01 | ExAnte2020 | IOU workpaper | 2019-06-26 | Fixture | 1 |  | None | 0 | 0 | 0 | 164 | 0.0182 | 0 | [6 empty] | DEER:Indoor_Non-CFL_Ltg | Annual
Any | SWLG011P | WRf | Ex | CZ11 | cWtd | SWLG011-01 | ExAnte2020 | IOU workpaper | 2019-06-26 | Fixture | 1 |  | None | 0 | 0 | 0 | 168 | 0.0181 | 0 | [6 empty] | DEER:Indoor_Non-CFL_Ltg | Annual
Any | SWLG011P | WRf | Ex | CZ12 | cWtd | SWLG011-01 | ExAnte2020 | IOU workpaper | 2019-06-26 | Fixture | 1 |  | None | 0 | 0 | 0 | 166 | 0.0185 | 0 | [6 empty] | DEER:Indoor_Non-CFL_Ltg | Annual
Any | SWLG011P | WRf | Ex | CZ13 | cWtd | SWLG011-01 | ExAnte2020 | IOU workpaper | 2019-06-26 | Fixture | 1 |  | None | 0 | 0 | 0 | 169 | 0.0181 | 0 | [6 empty] | DEER:Indoor_Non-CFL_Ltg | Annual
Any | SWLG011P | WRf | Ex | CZ14 | cWtd | SWLG011-01 | ExAnte2020 | IOU workpaper | 2019-06-26 | Fixture | 1 |  | None | 0 | 0 | 0 | 166 | 0.0182 | 0 | [6 empty] | DEER:Indoor_Non-CFL_Ltg | Annual
Any | SWLG011P | WRf | Ex | CZ15 | cWtd | SWLG011-01 | ExAnte2020 | IOU workpaper | 2019-06-26 | Fixture | 1 |  | None | 0 | 0 | 0 | 168 | 0.0184 | 0 | [6 empty] | DEER:Indoor_Non-CFL_Ltg | Annual
Any | SWLG011P | WRf | Ex | CZ16 | cWtd | SWLG011-01 | ExAnte2020 | IOU workpaper | 2019-06-26 | Fixture | 1 |  | None | 0 | 0 | 0 | 168 | 0.0179 | 0 | [6 empty] | DEER:Indoor_Non-CFL_Ltg | Annual
Any | SWLG011Q | Asm | Ex | CZ01 | cWtd | SWLG011-01 | ExAnte2020 | IOU workpaper | 2019-06-26 | Fixture | 1 |  | None | 0 | 0 | 0 | 49.6 | 0.0223 | -1.23 | [6 empty] | DEER:Indoor_Non-CFL_Ltg | Annual
Any | SWLG011Q | Asm | Ex | CZ02 | cWtd | SWLG011-01 | ExAnte2020 | IOU workpaper | 2019-06-26 | Fixture | 1 |  | None | 0 | 0 | 0 | 54.4 | 0.0225 | -0.688 | [6 empty] | DEER:Indoor_Non-CFL_Ltg | Annual
Any | SWLG011Q | Asm | Ex | CZ03 | cWtd | SWLG011-01 | ExAnte2020 | IOU workpaper | 2019-06-26 | Fixture | 1 |  | None | 0 | 0 | 0 | 53.8 | 0.0225 | -0.8 | [6 empty] | DEER:Indoor_Non-CFL_Ltg | Annual
Any | SWLG011Q | Asm | Ex | CZ04 | cWtd | SWLG011-01 | ExAnte2020 | IOU workpaper | 2019-06-26 | Fixture | 1 |  | None | 0 | 0 | 0 | 55.4 | 0.0225 | -0.592 | [6 empty] | DEER:Indoor_Non-CFL_Ltg | Annual
Any | SWLG011Q | Asm | Ex | CZ05 | cWtd | SWLG011-01 | ExAnte2020 | IOU workpaper | 2019-06-26 | Fixture | 1 |  | None | 0 | 0 | 0 | 53.8 | 0.0223 | -0.757 | [6 empty] | DEER:Indoor_Non-CFL_Ltg | Annual
Any | SWLG011Q | Asm | Ex | CZ06 | cWtd | SWLG011-01 | ExAnte2020 | IOU workpaper | 2019-06-26 | Fixture | 1 |  | None | 0 | 0 | 0 | 58.6 | 0.0239 | -0.448 | [6 empty] | DEER:Indoor_Non-CFL_Ltg | Annual
Any | SWLG011Q | Asm | Ex | CZ07 | cWtd | SWLG011-01 | ExAnte2020 | IOU workpaper | 2019-06-26 | Fixture | 1 |  | None | 0 | 0 | 0 | 59.7 | 0.0245 | -0.423 | [6 empty] | DEER:Indoor_Non-CFL_Ltg | Annual
Any | SWLG011Q | Asm | Ex | CZ08 | cWtd | SWLG011-01 | ExAnte2020 | IOU workpaper | 2019-06-26 | Fixture | 1 |  | None | 0 | 0 | 0 | 59.7 | 0.0237 | -0.348 | [6 empty] | DEER:Indoor_Non-CFL_Ltg | Annual
Any | SWLG011Q | Asm | Ex | CZ09 | cWtd | SWLG011-01 | ExAnte2020 | IOU workpaper | 2019-06-26 | Fixture | 1 |  | None | 0 | 0 | 0 | 58.6 | 0.0243 | -0.406 | [6 empty] | DEER:Indoor_Non-CFL_Ltg | Annual
Any | SWLG011Q | Asm | Ex | CZ10 | cWtd | SWLG011-01 | ExAnte2020 | IOU workpaper | 2019-06-26 | Fixture | 1 |  | None | 0 | 0 | 0 | 59.2 | 0.0245 | -0.385 | [6 empty] | DEER:Indoor_Non-CFL_Ltg | Annual
Any | SWLG011Q | Asm | Ex | CZ11 | cWtd | SWLG011-01 | ExAnte2020 | IOU workpaper | 2019-06-26 | Fixture | 1 |  | None | 0 | 0 | 0 | 55.4 | 0.0231 | -0.576 | [6 empty] | DEER:Indoor_Non-CFL_Ltg | Annual
Any | SWLG011Q | Asm | Ex | CZ12 | cWtd | SWLG011-01 | ExAnte2020 | IOU workpaper | 2019-06-26 | Fixture | 1 |  | None | 0 | 0 | 0 | 55.4 | 0.0229 | -0.613 | [6 empty] | DEER:Indoor_Non-CFL_Ltg | Annual
Any | SWLG011Q | Asm | Ex | CZ13 | cWtd | SWLG011-01 | ExAnte2020 | IOU workpaper | 2019-06-26 | Fixture | 1 |  | None | 0 | 0 | 0 | 55.4 | 0.0231 | -0.554 | [6 empty] | DEER:Indoor_Non-CFL_Ltg | Annual
Any | SWLG011Q | Asm | Ex | CZ14 | cWtd | SWLG011-01 | ExAnte2020 | IOU workpaper | 2019-06-26 | Fixture | 1 |  | None | 0 | 0 | 0 | 57 | 0.0239 | -0.549 | [6 empty] | DEER:Indoor_Non-CFL_Ltg | Annual
Any | SWLG011Q | Asm | Ex | CZ15 | cWtd | SWLG011-01 | ExAnte2020 | IOU workpaper | 2019-06-26 | Fixture | 1 |  | None | 0 | 0 | 0 | 61.3 | 0.0239 | -0.194 | [6 empty] | DEER:Indoor_Non-CFL_Ltg | Annual
Any | SWLG011Q | Asm | Ex | CZ16 | cWtd | SWLG011-01 | ExAnte2020 | IOU workpaper | 2019-06-26 | Fixture | 1 |  | None | 0 | 0 | 0 | 52.8 | 0.0233 | -0.88 | [6 empty] | DEER:Indoor_Non-CFL_Ltg | Annual
Any | SWLG011Q | Com | Ex | CZ01 | cWtd | SWLG011-01 | ExAnte2020 | IOU workpaper | 2019-06-26 | Fixture | 1 |  | None | 0 | 0 | 0 | 92 | 0.0156 | -1.38 | [6 empty] | DEER:Indoor_Non-CFL_Ltg | Annual
Any | SWLG011Q | Com | Ex | CZ02 | cWtd | SWLG011-01 | ExAnte2020 | IOU workpaper | 2019-06-26 | Fixture | 1 |  | None | 0 | 0 | 0 | 99.8 | 0.0173 | -0.886 | [6 empty] | DEER:Indoor_Non-CFL_Ltg | Annual
Any | SWLG011Q | Com | Ex | CZ03 | cWtd | SWLG011-01 | ExAnte2020 | IOU workpaper | 2019-06-26 | Fixture | 1 |  | None | 0 | 0 | 0 | 99.8 | 0.0167 | -0.773 | [6 empty] | DEER:Indoor_Non-CFL_Ltg | Annual
Any | SWLG011Q | Com | Ex | CZ04 | cWtd | SWLG011-01 | ExAnte2020 | IOU workpaper | 2019-06-26 | Fixture | 1 |  | None | 0 | 0 | 0 | 103 | 0.0172 | -0.628 | [6 empty] | DEER:Indoor_Non-CFL_Ltg | Annual
Any | SWLG011Q | Com | Ex | CZ05 | cWtd | SWLG011-01 | ExAnte2020 | IOU workpaper | 2019-06-26 | Fixture | 1 |  | None | 0 | 0 | 0 | 98.8 | 0.0164 | -1.04 | [6 empty] | DEER:Indoor_Non-CFL_Ltg | Annual
Any | SWLG011Q | Com | Ex | CZ06 | cWtd | SWLG011-01 | ExAnte2020 | IOU workpaper | 2019-06-26 | Fixture | 1 |  | None | 0 | 0 | 0 | 104 | 0.0173 | -0.464 | [6 empty] | DEER:Indoor_Non-CFL_Ltg | Annual
Any | SWLG011Q | Com | Ex | CZ07 | cWtd | SWLG011-01 | ExAnte2020 | IOU workpaper | 2019-06-26 | Fixture | 1 |  | None | 0 | 0 | 0 | 112 | 0.0184 | -0.448 | [6 empty] | DEER:Indoor_Non-CFL_Ltg | Annual
Any | SWLG011Q | Com | Ex | CZ08 | cWtd | SWLG011-01 | ExAnte2020 | IOU workpaper | 2019-06-26 | Fixture | 1 |  | None | 0 | 0 | 0 | 104 | 0.017 | -0.412 | [6 empty] | DEER:Indoor_Non-CFL_Ltg | Annual
Any | SWLG011Q | Com | Ex | CZ09 | cWtd | SWLG011-01 | ExAnte2020 | IOU workpaper | 2019-06-26 | Fixture | 1 |  | None | 0 | 0 | 0 | 104 | 0.0177 | -0.451 | [6 empty] | DEER:Indoor_Non-CFL_Ltg | Annual
Any | SWLG011Q | Com | Ex | CZ10 | cWtd | SWLG011-01 | ExAnte2020 | IOU workpaper | 2019-06-26 | Fixture | 1 |  | None | 0 | 0 | 0 | 101 | 0.0171 | -0.484 | [6 empty] | DEER:Indoor_Non-CFL_Ltg | Annual
Any | SWLG011Q | Com | Ex | CZ11 | cWtd | SWLG011-01 | ExAnte2020 | IOU workpaper | 2019-06-26 | Fixture | 1 |  | None | 0 | 0 | 0 | 101 | 0.0174 | -0.803 | [6 empty] | DEER:Indoor_Non-CFL_Ltg | Annual
Any | SWLG011Q | Com | Ex | CZ12 | cWtd | SWLG011-01 | ExAnte2020 | IOU workpaper | 2019-06-26 | Fixture | 1 |  | None | 0 | 0 | 0 | 101 | 0.0177 | -0.717 | [6 empty] | DEER:Indoor_Non-CFL_Ltg | Annual
Any | SWLG011Q | Com | Ex | CZ13 | cWtd | SWLG011-01 | ExAnte2020 | IOU workpaper | 2019-06-26 | Fixture | 1 |  | None | 0 | 0 | 0 | 103 | 0.0173 | -0.687 | [6 empty] | DEER:Indoor_Non-CFL_Ltg | Annual
Any | SWLG011Q | Com | Ex | CZ14 | cWtd | SWLG011-01 | ExAnte2020 | IOU workpaper | 2019-06-26 | Fixture | 1 |  | None | 0 | 0 | 0 | 102 | 0.0177 | -0.782 | [6 empty] | DEER:Indoor_Non-CFL_Ltg | Annual
Any | SWLG011Q | Com | Ex | CZ15 | cWtd | SWLG011-01 | ExAnte2020 | IOU workpaper | 2019-06-26 | Fixture | 1 |  | None | 0 | 0 | 0 | 110 | 0.0181 | -0.225 | [6 empty] | DEER:Indoor_Non-CFL_Ltg | Annual
Any | SWLG011Q | Com | Ex | CZ16 | cWtd | SWLG011-01 | ExAnte2020 | IOU workpaper | 2019-06-26 | Fixture | 1 |  | None | 0 | 0 | 0 | 95.6 | 0.0171 | -1.39 | [6 empty] | DEER:Indoor_Non-CFL_Ltg | Annual
Any | SWLG011Q | ECC | Ex | CZ01 | cWtd | SWLG011-01 | ExAnte2020 | IOU workpaper | 2019-06-26 | Fixture | 1 |  | None | 0 | 0 | 0 | 82.3 | 0.0133 | -2.3 | [6 empty] | DEER:Indoor_Non-CFL_Ltg | Annual
Any | SWLG011Q | ECC | Ex | CZ02 | cWtd | SWLG011-01 | ExAnte2020 | IOU workpaper | 2019-06-26 | Fixture | 1 |  | None | 0 | 0 | 0 | 87.4 | 0.0159 | -1.46 | [6 empty] | DEER:Indoor_Non-CFL_Ltg | Annual
Any | SWLG011Q | ECC | Ex | CZ03 | cWtd | SWLG011-01 | ExAnte2020 | IOU workpaper | 2019-06-26 | Fixture | 1 |  | None | 0 | 0 | 0 | 85.7 | 0.0153 | -1.69 | [6 empty] | DEER:Indoor_Non-CFL_Ltg | Annual
Any | SWLG011Q | ECC | Ex | CZ04 | cWtd | SWLG011-01 | ExAnte2020 | IOU workpaper | 2019-06-26 | Fixture | 1 |  | None | 0 | 0 | 0 | 88.2 | 0.0159 | -1.29 | [6 empty] | DEER:Indoor_Non-CFL_Ltg | Annual
Any | SWLG011Q | ECC | Ex | CZ05 | cWtd | SWLG011-01 | ExAnte2020 | IOU workpaper | 2019-06-26 | Fixture | 1 |  | None | 0 | 0 | 0 | 85.7 | 0.0148 | -1.69 | [6 empty] | DEER:Indoor_Non-CFL_Ltg | Annual
Any | SWLG011Q | ECC | Ex | CZ06 | cWtd | SWLG011-01 | ExAnte2020 | IOU workpaper | 2019-06-26 | Fixture | 1 |  | None | 0 | 0 | 0 | 90.8 | 0.0167 | -0.916 | [6 empty] | DEER:Indoor_Non-CFL_Ltg | Annual
Any | SWLG011Q | ECC | Ex | CZ07 | cWtd | SWLG011-01 | ExAnte2020 | IOU workpaper | 2019-06-26 | Fixture | 1 |  | None | 0 | 0 | 0 | 90.8 | 0.0159 | -0.916 | [6 empty] | DEER:Indoor_Non-CFL_Ltg | Annual
Any | SWLG011Q | ECC | Ex | CZ08 | cWtd | SWLG011-01 | ExAnte2020 | IOU workpaper | 2019-06-26 | Fixture | 1 |  | None | 0 | 0 | 0 | 91.6 | 0.0158 | -0.758 | [6 empty] | DEER:Indoor_Non-CFL_Ltg | Annual
Any | SWLG011Q | ECC | Ex | CZ09 | cWtd | SWLG011-01 | ExAnte2020 | IOU workpaper | 2019-06-26 | Fixture | 1 |  | None | 0 | 0 | 0 | 89.9 | 0.0166 | -0.857 | [6 empty] | DEER:Indoor_Non-CFL_Ltg | Annual
Any | SWLG011Q | ECC | Ex | CZ10 | cWtd | SWLG011-01 | ExAnte2020 | IOU workpaper | 2019-06-26 | Fixture | 1 |  | None | 0 | 0 | 0 | 89.9 | 0.0163 | -0.832 | [6 empty] | DEER:Indoor_Non-CFL_Ltg | Annual
Any | SWLG011Q | ECC | Ex | CZ11 | cWtd | SWLG011-01 | ExAnte2020 | IOU workpaper | 2019-06-26 | Fixture | 1 |  | None | 0 | 0 | 0 | 89.9 | 0.0164 | -1.2 | [6 empty] | DEER:Indoor_Non-CFL_Ltg | Annual
Any | SWLG011Q | ECC | Ex | CZ12 | cWtd | SWLG011-01 | ExAnte2020 | IOU workpaper | 2019-06-26 | Fixture | 1 |  | None | 0 | 0 | 0 | 89.9 | 0.0163 | -1.27 | [6 empty] | DEER:Indoor_Non-CFL_Ltg | Annual
Any | SWLG011Q | ECC | Ex | CZ13 | cWtd | SWLG011-01 | ExAnte2020 | IOU workpaper | 2019-06-26 | Fixture | 1 |  | None | 0 | 0 | 0 | 90.8 | 0.0163 | -1.09 | [6 empty] | DEER:Indoor_Non-CFL_Ltg | Annual
Any | SWLG011Q | ECC | Ex | CZ14 | cWtd | SWLG011-01 | ExAnte2020 | IOU workpaper | 2019-06-26 | Fixture | 1 |  | None | 0 | 0 | 0 | 90.8 | 0.0163 | -1.12 | [6 empty] | DEER:Indoor_Non-CFL_Ltg | Annual
Any | SWLG011Q | ECC | Ex | CZ15 | cWtd | SWLG011-01 | ExAnte2020 | IOU workpaper | 2019-06-26 | Fixture | 1 |  | None | 0 | 0 | 0 | 95 | 0.0163 | -0.381 | [6 empty] | DEER:Indoor_Non-CFL_Ltg | Annual
Any | SWLG011Q | ECC | Ex | CZ16 | cWtd | SWLG011-01 | ExAnte2020 | IOU workpaper | 2019-06-26 | Fixture | 1 |  | None | 0 | 0 | 0 | 85.7 | 0.0161 | -1.72 | [6 empty] | DEER:Indoor_Non-CFL_Ltg | Annual
Any | SWLG011Q | EPr | Ex | CZ01 | cWtd | SWLG011-01 | ExAnte2020 | IOU workpaper | 2019-06-26 | Fixture | 1 |  | None | 0 | 0 | 0 | 70 | 0.017 | -1.86 | [6 empty] | DEER:Indoor_Non-CFL_Ltg | Annual
Any | SWLG011Q | EPr | Ex | CZ02 | cWtd | SWLG011-01 | ExAnte2020 | IOU workpaper | 2019-06-26 | Fixture | 1 |  | None | 0 | 0 | 0 | 73.7 | 0.025 | -1.35 | [6 empty] | DEER:Indoor_Non-CFL_Ltg | Annual
Any | SWLG011Q | EPr | Ex | CZ03 | cWtd | SWLG011-01 | ExAnte2020 | IOU workpaper | 2019-06-26 | Fixture | 1 |  | None | 0 | 0 | 0 | 73 | 0.0166 | -1.46 | [6 empty] | DEER:Indoor_Non-CFL_Ltg | Annual
Any | SWLG011Q | EPr | Ex | CZ04 | cWtd | SWLG011-01 | ExAnte2020 | IOU workpaper | 2019-06-26 | Fixture | 1 |  | None | 0 | 0 | 0 | 74.4 | 0.0191 | -1.21 | [6 empty] | DEER:Indoor_Non-CFL_Ltg | Annual
Any | SWLG011Q | EPr | Ex | CZ05 | cWtd | SWLG011-01 | ExAnte2020 | IOU workpaper | 2019-06-26 | Fixture | 1 |  | None | 0 | 0 | 0 | 73 | 0.0185 | -1.46 | [6 empty] | DEER:Indoor_Non-CFL_Ltg | Annual
Any | SWLG011Q | EPr | Ex | CZ06 | cWtd | SWLG011-01 | ExAnte2020 | IOU workpaper | 2019-06-26 | Fixture | 1 |  | None | 0 | 0 | 0 | 76.7 | 0.0198 | -0.849 | [6 empty] | DEER:Indoor_Non-CFL_Ltg | Annual
Any | SWLG011Q | EPr | Ex | CZ07 | cWtd | SWLG011-01 | ExAnte2020 | IOU workpaper | 2019-06-26 | Fixture | 1 |  | None | 0 | 0 | 0 | 75.9 | 0.02 | -0.908 | [6 empty] | DEER:Indoor_Non-CFL_Ltg | Annual
Any | SWLG011Q | EPr | Ex | CZ08 | cWtd | SWLG011-01 | ExAnte2020 | IOU workpaper | 2019-06-26 | Fixture | 1 |  | None | 0 | 0 | 0 | 77.4 | 0.0196 | -0.759 | [6 empty] | DEER:Indoor_Non-CFL_Ltg | Annual
Any | SWLG011Q | EPr | Ex | CZ09 | cWtd | SWLG011-01 | ExAnte2020 | IOU workpaper | 2019-06-26 | Fixture | 1 |  | None | 0 | 0 | 0 | 77.4 | 0.0201 | -0.841 | [6 empty] | DEER:Indoor_Non-CFL_Ltg | Annual
Any | SWLG011Q | EPr | Ex | CZ10 | cWtd | SWLG011-01 | ExAnte2020 | IOU workpaper | 2019-06-26 | Fixture | 1 |  | None | 0 | 0 | 0 | 78.9 | 0.02 | -0.774 | [6 empty] | DEER:Indoor_Non-CFL_Ltg | Annual
Any | SWLG011Q | EPr | Ex | CZ11 | cWtd | SWLG011-01 | ExAnte2020 | IOU workpaper | 2019-06-26 | Fixture | 1 |  | None | 0 | 0 | 0 | 76.7 | 0.0228 | -1.15 | [6 empty] | DEER:Indoor_Non-CFL_Ltg | Annual
Any | SWLG011Q | EPr | Ex | CZ12 | cWtd | SWLG011-01 | ExAnte2020 | IOU workpaper | 2019-06-26 | Fixture | 1 |  | None | 0 | 0 | 0 | 75.2 | 0.026 | -1.18 | [6 empty] | DEER:Indoor_Non-CFL_Ltg | Annual
Any | SWLG011Q | EPr | Ex | CZ13 | cWtd | SWLG011-01 | ExAnte2020 | IOU workpaper | 2019-06-26 | Fixture | 1 |  | None | 0 | 0 | 0 | 76.7 | 0.0215 | -1.1 | [6 empty] | DEER:Indoor_Non-CFL_Ltg | Annual
Any | SWLG011Q | EPr | Ex | CZ14 | cWtd | SWLG011-01 | ExAnte2020 | IOU workpaper | 2019-06-26 | Fixture | 1 |  | None | 0 | 0 | 0 | 77.4 | 0.0198 | -1.01 | [6 empty] | DEER:Indoor_Non-CFL_Ltg | Annual
Any | SWLG011Q | EPr | Ex | CZ15 | cWtd | SWLG011-01 | ExAnte2020 | IOU workpaper | 2019-06-26 | Fixture | 1 |  | None | 0 | 0 | 0 | 84.1 | 0.0203 | -0.368 | [6 empty] | DEER:Indoor_Non-CFL_Ltg | Annual
Any | SWLG011Q | EPr | Ex | CZ16 | cWtd | SWLG011-01 | ExAnte2020 | IOU workpaper | 2019-06-26 | Fixture | 1 |  | None | 0 | 0 | 0 | 70.7 | 0.0165 | -1.5 | [6 empty] | DEER:Indoor_Non-CFL_Ltg | Annual
Any | SWLG011Q | ERC | Ex | CZ01 | cWtd | SWLG011-01 | ExAnte2020 | IOU workpaper | 2019-06-26 | Fixture | 1 |  | None | 0 | 0 | 0 | 34.4 | 0.00764 | -0.655 | [6 empty] | DEER:Indoor_Non-CFL_Ltg | Annual
Any | SWLG011Q | ERC | Ex | CZ02 | cWtd | SWLG011-01 | ExAnte2020 | IOU workpaper | 2019-06-26 | Fixture | 1 |  | None | 0 | 0 | 0 | 36.5 | 0.00925 | -0.461 | [6 empty] | DEER:Indoor_Non-CFL_Ltg | Annual
Any | SWLG011Q | ERC | Ex | CZ03 | cWtd | SWLG011-01 | ExAnte2020 | IOU workpaper | 2019-06-26 | Fixture | 1 |  | None | 0 | 0 | 0 | 36.5 | 0.00671 | -0.411 | [6 empty] | DEER:Indoor_Non-CFL_Ltg | Annual
Any | SWLG011Q | ERC | Ex | CZ04 | cWtd | SWLG011-01 | ExAnte2020 | IOU workpaper | 2019-06-26 | Fixture | 1 |  | None | 0 | 0 | 0 | 37.2 | 0.0077 | -0.342 | [6 empty] | DEER:Indoor_Non-CFL_Ltg | Annual
Any | SWLG011Q | ERC | Ex | CZ05 | cWtd | SWLG011-01 | ExAnte2020 | IOU workpaper | 2019-06-26 | Fixture | 1 |  | None | 0 | 0 | 0 | 36.8 | 0.00695 | -0.368 | [6 empty] | DEER:Indoor_Non-CFL_Ltg | Annual
Any | SWLG011Q | ERC | Ex | CZ06 | cWtd | SWLG011-01 | ExAnte2020 | IOU workpaper | 2019-06-26 | Fixture | 1 |  | None | 0 | 0 | 0 | 39 | 0.00782 | -0.263 | [6 empty] | DEER:Indoor_Non-CFL_Ltg | Annual
Any | SWLG011Q | ERC | Ex | CZ07 | cWtd | SWLG011-01 | ExAnte2020 | IOU workpaper | 2019-06-26 | Fixture | 1 |  | None | 0 | 0 | 0 | 39 | 0.00764 | -0.214 | [6 empty] | DEER:Indoor_Non-CFL_Ltg | Annual
Any | SWLG011Q | ERC | Ex | CZ08 | cWtd | SWLG011-01 | ExAnte2020 | IOU workpaper | 2019-06-26 | Fixture | 1 |  | None | 0 | 0 | 0 | 39.7 | 0.00795 | -0.197 | [6 empty] | DEER:Indoor_Non-CFL_Ltg | Annual
Any | SWLG011Q | ERC | Ex | CZ09 | cWtd | SWLG011-01 | ExAnte2020 | IOU workpaper | 2019-06-26 | Fixture | 1 |  | None | 0 | 0 | 0 | 39.3 | 0.00851 | -0.25 | [6 empty] | DEER:Indoor_Non-CFL_Ltg | Annual
Any | SWLG011Q | ERC | Ex | CZ10 | cWtd | SWLG011-01 | ExAnte2020 | IOU workpaper | 2019-06-26 | Fixture | 1 |  | None | 0 | 0 | 0 | 39.7 | 0.00863 | -0.27 | [6 empty] | DEER:Indoor_Non-CFL_Ltg | Annual
Any | SWLG011Q | ERC | Ex | CZ11 | cWtd | SWLG011-01 | ExAnte2020 | IOU workpaper | 2019-06-26 | Fixture | 1 |  | None | 0 | 0 | 0 | 37.6 | 0.00906 | -0.393 | [6 empty] | DEER:Indoor_Non-CFL_Ltg | Annual
Any | SWLG011Q | ERC | Ex | CZ12 | cWtd | SWLG011-01 | ExAnte2020 | IOU workpaper | 2019-06-26 | Fixture | 1 |  | None | 0 | 0 | 0 | 37.2 | 0.009 | -0.404 | [6 empty] | DEER:Indoor_Non-CFL_Ltg | Annual
Any | SWLG011Q | ERC | Ex | CZ13 | cWtd | SWLG011-01 | ExAnte2020 | IOU workpaper | 2019-06-26 | Fixture | 1 |  | None | 0 | 0 | 0 | 37.9 | 0.00869 | -0.361 | [6 empty] | DEER:Indoor_Non-CFL_Ltg | Annual
Any | SWLG011Q | ERC | Ex | CZ14 | cWtd | SWLG011-01 | ExAnte2020 | IOU workpaper | 2019-06-26 | Fixture | 1 |  | None | 0 | 0 | 0 | 38.6 | 0.00875 | -0.383 | [6 empty] | DEER:Indoor_Non-CFL_Ltg | Annual
Any | SWLG011Q | ERC | Ex | CZ15 | cWtd | SWLG011-01 | ExAnte2020 | IOU workpaper | 2019-06-26 | Fixture | 1 |  | None | 0 | 0 | 0 | 42.2 | 0.00906 | -0.102 | [6 empty] | DEER:Indoor_Non-CFL_Ltg | Annual
Any | SWLG011Q | ERC | Ex | CZ16 | cWtd | SWLG011-01 | ExAnte2020 | IOU workpaper | 2019-06-26 | Fixture | 1 |  | None | 0 | 0 | 0 | 35.1 | 0.00807 | -0.56 | [6 empty] | DEER:Indoor_Non-CFL_Ltg | Annual
Any | SWLG011Q | ESe | Ex | CZ01 | cWtd | SWLG011-01 | ExAnte2020 | IOU workpaper | 2019-06-26 | Fixture | 1 |  | None | 0 | 0 | 0 | 70.7 | 0.017 | -1.73 | [6 empty] | DEER:Indoor_Non-CFL_Ltg | Annual
Any | SWLG011Q | ESe | Ex | CZ02 | cWtd | SWLG011-01 | ExAnte2020 | IOU workpaper | 2019-06-26 | Fixture | 1 |  | None | 0 | 0 | 0 | 74.4 | 0.0238 | -1.24 | [6 empty] | DEER:Indoor_Non-CFL_Ltg | Annual
Any | SWLG011Q | ESe | Ex | CZ03 | cWtd | SWLG011-01 | ExAnte2020 | IOU workpaper | 2019-06-26 | Fixture | 1 |  | None | 0 | 0 | 0 | 73 | 0.0177 | -1.34 | [6 empty] | DEER:Indoor_Non-CFL_Ltg | Annual
Any | SWLG011Q | ESe | Ex | CZ04 | cWtd | SWLG011-01 | ExAnte2020 | IOU workpaper | 2019-06-26 | Fixture | 1 |  | None | 0 | 0 | 0 | 75.2 | 0.0187 | -1.1 | [6 empty] | DEER:Indoor_Non-CFL_Ltg | Annual
Any | SWLG011Q | ESe | Ex | CZ05 | cWtd | SWLG011-01 | ExAnte2020 | IOU workpaper | 2019-06-26 | Fixture | 1 |  | None | 0 | 0 | 0 | 73 | 0.0178 | -1.29 | [6 empty] | DEER:Indoor_Non-CFL_Ltg | Annual
Any | SWLG011Q | ESe | Ex | CZ06 | cWtd | SWLG011-01 | ExAnte2020 | IOU workpaper | 2019-06-26 | Fixture | 1 |  | None | 0 | 0 | 0 | 76.7 | 0.0195 | -0.834 | [6 empty] | DEER:Indoor_Non-CFL_Ltg | Annual
Any | SWLG011Q | ESe | Ex | CZ07 | cWtd | SWLG011-01 | ExAnte2020 | IOU workpaper | 2019-06-26 | Fixture | 1 |  | None | 0 | 0 | 0 | 75.9 | 0.0195 | -0.811 | [6 empty] | DEER:Indoor_Non-CFL_Ltg | Annual
Any | SWLG011Q | ESe | Ex | CZ08 | cWtd | SWLG011-01 | ExAnte2020 | IOU workpaper | 2019-06-26 | Fixture | 1 |  | None | 0 | 0 | 0 | 78.2 | 0.0192 | -0.697 | [6 empty] | DEER:Indoor_Non-CFL_Ltg | Annual
Any | SWLG011Q | ESe | Ex | CZ09 | cWtd | SWLG011-01 | ExAnte2020 | IOU workpaper | 2019-06-26 | Fixture | 1 |  | None | 0 | 0 | 0 | 78.2 | 0.0198 | -0.782 | [6 empty] | DEER:Indoor_Non-CFL_Ltg | Annual
Any | SWLG011Q | ESe | Ex | CZ10 | cWtd | SWLG011-01 | ExAnte2020 | IOU workpaper | 2019-06-26 | Fixture | 1 |  | None | 0 | 0 | 0 | 78.2 | 0.0197 | -0.811 | [6 empty] | DEER:Indoor_Non-CFL_Ltg | Annual
Any | SWLG011Q | ESe | Ex | CZ11 | cWtd | SWLG011-01 | ExAnte2020 | IOU workpaper | 2019-06-26 | Fixture | 1 |  | None | 0 | 0 | 0 | 76.7 | 0.0216 | -1.09 | [6 empty] | DEER:Indoor_Non-CFL_Ltg | Annual
Any | SWLG011Q | ESe | Ex | CZ12 | cWtd | SWLG011-01 | ExAnte2020 | IOU workpaper | 2019-06-26 | Fixture | 1 |  | None | 0 | 0 | 0 | 75.9 | 0.0243 | -1.12 | [6 empty] | DEER:Indoor_Non-CFL_Ltg | Annual
Any | SWLG011Q | ESe | Ex | CZ13 | cWtd | SWLG011-01 | ExAnte2020 | IOU workpaper | 2019-06-26 | Fixture | 1 |  | None | 0 | 0 | 0 | 77.4 | 0.0208 | -1.01 | [6 empty] | DEER:Indoor_Non-CFL_Ltg | Annual
Any | SWLG011Q | ESe | Ex | CZ14 | cWtd | SWLG011-01 | ExAnte2020 | IOU workpaper | 2019-06-26 | Fixture | 1 |  | None | 0 | 0 | 0 | 77.4 | 0.0193 | -0.997 | [6 empty] | DEER:Indoor_Non-CFL_Ltg | Annual
Any | SWLG011Q | ESe | Ex | CZ15 | cWtd | SWLG011-01 | ExAnte2020 | IOU workpaper | 2019-06-26 | Fixture | 1 |  | None | 0 | 0 | 0 | 84.1 | 0.0221 | -0.381 | [6 empty] | DEER:Indoor_Non-CFL_Ltg | Annual
Any | SWLG011Q | ESe | Ex | CZ16 | cWtd | SWLG011-01 | ExAnte2020 | IOU workpaper | 2019-06-26 | Fixture | 1 |  | None | 0 | 0 | 0 | 71.5 | 0.0233 | -1.38 | [6 empty] | DEER:Indoor_Non-CFL_Ltg | Annual
Any | SWLG011Q | EUn | Ex | CZ01 | cWtd | SWLG011-01 | ExAnte2020 | IOU workpaper | 2019-06-26 | Fixture | 1 |  | None | 0 | 0 | 0 | 78.4 | 0.0223 | -2.36 | [6 empty] | DEER:Indoor_Non-CFL_Ltg | Annual
Any | SWLG011Q | EUn | Ex | CZ02 | cWtd | SWLG011-01 | ExAnte2020 | IOU workpaper | 2019-06-26 | Fixture | 1 |  | None | 0 | 0 | 0 | 83.2 | 0.0247 | -1.56 | [6 empty] | DEER:Indoor_Non-CFL_Ltg | Annual
Any | SWLG011Q | EUn | Ex | CZ03 | cWtd | SWLG011-01 | ExAnte2020 | IOU workpaper | 2019-06-26 | Fixture | 1 |  | None | 0 | 0 | 0 | 81.6 | 0.0247 | -1.79 | [6 empty] | DEER:Indoor_Non-CFL_Ltg | Annual
Any | SWLG011Q | EUn | Ex | CZ04 | cWtd | SWLG011-01 | ExAnte2020 | IOU workpaper | 2019-06-26 | Fixture | 1 |  | None | 0 | 0 | 0 | 84 | 0.0247 | -1.38 | [6 empty] | DEER:Indoor_Non-CFL_Ltg | Annual
Any | SWLG011Q | EUn | Ex | CZ05 | cWtd | SWLG011-01 | ExAnte2020 | IOU workpaper | 2019-06-26 | Fixture | 1 |  | None | 0 | 0 | 0 | 81.6 | 0.0237 | -1.76 | [6 empty] | DEER:Indoor_Non-CFL_Ltg | Annual
Any | SWLG011Q | EUn | Ex | CZ06 | cWtd | SWLG011-01 | ExAnte2020 | IOU workpaper | 2019-06-26 | Fixture | 1 |  | None | 0 | 0 | 0 | 86.4 | 0.0251 | -1.1 | [6 empty] | DEER:Indoor_Non-CFL_Ltg | Annual
Any | SWLG011Q | EUn | Ex | CZ07 | cWtd | SWLG011-01 | ExAnte2020 | IOU workpaper | 2019-06-26 | Fixture | 1 |  | None | 0 | 0 | 0 | 85.6 | 0.0256 | -1.12 | [6 empty] | DEER:Indoor_Non-CFL_Ltg | Annual
Any | SWLG011Q | EUn | Ex | CZ08 | cWtd | SWLG011-01 | ExAnte2020 | IOU workpaper | 2019-06-26 | Fixture | 1 |  | None | 0 | 0 | 0 | 86.4 | 0.0251 | -0.952 | [6 empty] | DEER:Indoor_Non-CFL_Ltg | Annual
Any | SWLG011Q | EUn | Ex | CZ09 | cWtd | SWLG011-01 | ExAnte2020 | IOU workpaper | 2019-06-26 | Fixture | 1 |  | None | 0 | 0 | 0 | 86.4 | 0.0262 | -1 | [6 empty] | DEER:Indoor_Non-CFL_Ltg | Annual
Any | SWLG011Q | EUn | Ex | CZ10 | cWtd | SWLG011-01 | ExAnte2020 | IOU workpaper | 2019-06-26 | Fixture | 1 |  | None | 0 | 0 | 0 | 86.4 | 0.0256 | -1.02 | [6 empty] | DEER:Indoor_Non-CFL_Ltg | Annual
Any | SWLG011Q | EUn | Ex | CZ11 | cWtd | SWLG011-01 | ExAnte2020 | IOU workpaper | 2019-06-26 | Fixture | 1 |  | None | 0 | 0 | 0 | 84.8 | 0.0251 | -1.24 | [6 empty] | DEER:Indoor_Non-CFL_Ltg | Annual
Any | SWLG011Q | EUn | Ex | CZ12 | cWtd | SWLG011-01 | ExAnte2020 | IOU workpaper | 2019-06-26 | Fixture | 1 |  | None | 0 | 0 | 0 | 84.8 | 0.0251 | -1.34 | [6 empty] | DEER:Indoor_Non-CFL_Ltg | Annual
Any | SWLG011Q | EUn | Ex | CZ13 | cWtd | SWLG011-01 | ExAnte2020 | IOU workpaper | 2019-06-26 | Fixture | 1 |  | None | 0 | 0 | 0 | 85.6 | 0.0254 | -1.17 | [6 empty] | DEER:Indoor_Non-CFL_Ltg | Annual
Any | SWLG011Q | EUn | Ex | CZ14 | cWtd | SWLG011-01 | ExAnte2020 | IOU workpaper | 2019-06-26 | Fixture | 1 |  | None | 0 | 0 | 0 | 85.6 | 0.0278 | -1.26 | [6 empty] | DEER:Indoor_Non-CFL_Ltg | Annual
Any | SWLG011Q | EUn | Ex | CZ15 | cWtd | SWLG011-01 | ExAnte2020 | IOU workpaper | 2019-06-26 | Fixture | 1 |  | None | 0 | 0 | 0 | 91.2 | 0.026 | -0.492 | [6 empty] | DEER:Indoor_Non-CFL_Ltg | Annual
Any | SWLG011Q | EUn | Ex | CZ16 | cWtd | SWLG011-01 | ExAnte2020 | IOU workpaper | 2019-06-26 | Fixture | 1 |  | None | 0 | 0 | 0 | 80.8 | 0.0243 | -1.84 | [6 empty] | DEER:Indoor_Non-CFL_Ltg | Annual
Any | SWLG011Q | Gro | Ex | CZ01 | cWtd | SWLG011-01 | ExAnte2020 | IOU workpaper | 2019-06-26 | Fixture | 1 |  | None | 0 | 0 | 0 | 173 | 0.0288 | -2.99 | [6 empty] | DEER:Indoor_Non-CFL_Ltg | Annual
Any | SWLG011Q | Gro | Ex | CZ02 | cWtd | SWLG011-01 | ExAnte2020 | IOU workpaper | 2019-06-26 | Fixture | 1 |  | None | 0 | 0 | 0 | 180 | 0.0342 | -2.3 | [6 empty] | DEER:Indoor_Non-CFL_Ltg | Annual
Any | SWLG011Q | Gro | Ex | CZ03 | cWtd | SWLG011-01 | ExAnte2020 | IOU workpaper | 2019-06-26 | Fixture | 1 |  | None | 0 | 0 | 0 | 177 | 0.0319 | -2.6 | [6 empty] | DEER:Indoor_Non-CFL_Ltg | Annual
Any | SWLG011Q | Gro | Ex | CZ04 | cWtd | SWLG011-01 | ExAnte2020 | IOU workpaper | 2019-06-26 | Fixture | 1 |  | None | 0 | 0 | 0 | 180 | 0.0331 | -2.23 | [6 empty] | DEER:Indoor_Non-CFL_Ltg | Annual
Any | SWLG011Q | Gro | Ex | CZ05 | cWtd | SWLG011-01 | ExAnte2020 | IOU workpaper | 2019-06-26 | Fixture | 1 |  | None | 0 | 0 | 0 | 175 | 0.0314 | -2.65 | [6 empty] | DEER:Indoor_Non-CFL_Ltg | Annual
Any | SWLG011Q | Gro | Ex | CZ06 | cWtd | SWLG011-01 | ExAnte2020 | IOU workpaper | 2019-06-26 | Fixture | 1 |  | None | 0 | 0 | 0 | 177 | 0.0328 | -2.39 | [6 empty] | DEER:Indoor_Non-CFL_Ltg | Annual
Any | SWLG011Q | Gro | Ex | CZ07 | cWtd | SWLG011-01 | ExAnte2020 | IOU workpaper | 2019-06-26 | Fixture | 1 |  | None | 0 | 0 | 0 | 177 | 0.0319 | -2.4 | [6 empty] | DEER:Indoor_Non-CFL_Ltg | Annual
Any | SWLG011Q | Gro | Ex | CZ08 | cWtd | SWLG011-01 | ExAnte2020 | IOU workpaper | 2019-06-26 | Fixture | 1 |  | None | 0 | 0 | 0 | 180 | 0.0328 | -2.14 | [6 empty] | DEER:Indoor_Non-CFL_Ltg | Annual
Any | SWLG011Q | Gro | Ex | CZ09 | cWtd | SWLG011-01 | ExAnte2020 | IOU workpaper | 2019-06-26 | Fixture | 1 |  | None | 0 | 0 | 0 | 180 | 0.0336 | -2.12 | [6 empty] | DEER:Indoor_Non-CFL_Ltg | Annual
Any | SWLG011Q | Gro | Ex | CZ10 | cWtd | SWLG011-01 | ExAnte2020 | IOU workpaper | 2019-06-26 | Fixture | 1 |  | None | 0 | 0 | 0 | 182 | 0.0339 | -2.14 | [6 empty] | DEER:Indoor_Non-CFL_Ltg | Annual
Any | SWLG011Q | Gro | Ex | CZ11 | cWtd | SWLG011-01 | ExAnte2020 | IOU workpaper | 2019-06-26 | Fixture | 1 |  | None | 0 | 0 | 0 | 186 | 0.035 | -1.89 | [6 empty] | DEER:Indoor_Non-CFL_Ltg | Annual
Any | SWLG011Q | Gro | Ex | CZ12 | cWtd | SWLG011-01 | ExAnte2020 | IOU workpaper | 2019-06-26 | Fixture | 1 |  | None | 0 | 0 | 0 | 182 | 0.0347 | -2.05 | [6 empty] | DEER:Indoor_Non-CFL_Ltg | Annual
Any | SWLG011Q | Gro | Ex | CZ13 | cWtd | SWLG011-01 | ExAnte2020 | IOU workpaper | 2019-06-26 | Fixture | 1 |  | None | 0 | 0 | 0 | 186 | 0.0339 | -1.79 | [6 empty] | DEER:Indoor_Non-CFL_Ltg | Annual
Any | SWLG011Q | Gro | Ex | CZ14 | cWtd | SWLG011-01 | ExAnte2020 | IOU workpaper | 2019-06-26 | Fixture | 1 |  | None | 0 | 0 | 0 | 184 | 0.0342 | -2.19 | [6 empty] | DEER:Indoor_Non-CFL_Ltg | Annual
Any | SWLG011Q | Gro | Ex | CZ15 | cWtd | SWLG011-01 | ExAnte2020 | IOU workpaper | 2019-06-26 | Fixture | 1 |  | None | 0 | 0 | 0 | 195 | 0.0347 | -1.24 | [6 empty] | DEER:Indoor_Non-CFL_Ltg | Annual
Any | SWLG011Q | Gro | Ex | CZ16 | cWtd | SWLG011-01 | ExAnte2020 | IOU workpaper | 2019-06-26 | Fixture | 1 |  | None | 0 | 0 | 0 | 172 | 0.0331 | -2.86 | [6 empty] | DEER:Indoor_Non-CFL_Ltg | Annual
Any | SWLG011Q | Hsp | Ex | CZ01 | cWtd | SWLG011-01 | ExAnte2020 | IOU workpaper | 2019-06-26 | Fixture | 1 |  | None | 0 | 0 | 0 | 185 | 0.027 | -5.34 | [6 empty] | DEER:Indoor_Non-CFL_Ltg | Annual
Any | SWLG011Q | Hsp | Ex | CZ02 | cWtd | SWLG011-01 | ExAnte2020 | IOU workpaper | 2019-06-26 | Fixture | 1 |  | None | 0 | 0 | 0 | 200 | 0.0316 | -3.41 | [6 empty] | DEER:Indoor_Non-CFL_Ltg | Annual
Any | SWLG011Q | Hsp | Ex | CZ03 | cWtd | SWLG011-01 | ExAnte2020 | IOU workpaper | 2019-06-26 | Fixture | 1 |  | None | 0 | 0 | 0 | 195 | 0.0305 | -3.22 | [6 empty] | DEER:Indoor_Non-CFL_Ltg | Annual
Any | SWLG011Q | Hsp | Ex | CZ04 | cWtd | SWLG011-01 | ExAnte2020 | IOU workpaper | 2019-06-26 | Fixture | 1 |  | None | 0 | 0 | 0 | 204 | 0.0308 | -2.78 | [6 empty] | DEER:Indoor_Non-CFL_Ltg | Annual
Any | SWLG011Q | Hsp | Ex | CZ05 | cWtd | SWLG011-01 | ExAnte2020 | IOU workpaper | 2019-06-26 | Fixture | 1 |  | None | 0 | 0 | 0 | 195 | 0.029 | -3.43 | [6 empty] | DEER:Indoor_Non-CFL_Ltg | Annual
Any | SWLG011Q | Hsp | Ex | CZ06 | cWtd | SWLG011-01 | ExAnte2020 | IOU workpaper | 2019-06-26 | Fixture | 1 |  | None | 0 | 0 | 0 | 210 | 0.0328 | -1.8 | [6 empty] | DEER:Indoor_Non-CFL_Ltg | Annual
Any | SWLG011Q | Hsp | Ex | CZ07 | cWtd | SWLG011-01 | ExAnte2020 | IOU workpaper | 2019-06-26 | Fixture | 1 |  | None | 0 | 0 | 0 | 212 | 0.0311 | -1.27 | [6 empty] | DEER:Indoor_Non-CFL_Ltg | Annual
Any | SWLG011Q | Hsp | Ex | CZ08 | cWtd | SWLG011-01 | ExAnte2020 | IOU workpaper | 2019-06-26 | Fixture | 1 |  | None | 0 | 0 | 0 | 212 | 0.0313 | -1.53 | [6 empty] | DEER:Indoor_Non-CFL_Ltg | Annual
Any | SWLG011Q | Hsp | Ex | CZ09 | cWtd | SWLG011-01 | ExAnte2020 | IOU workpaper | 2019-06-26 | Fixture | 1 |  | None | 0 | 0 | 0 | 212 | 0.0323 | -1.83 | [6 empty] | DEER:Indoor_Non-CFL_Ltg | Annual
Any | SWLG011Q | Hsp | Ex | CZ10 | cWtd | SWLG011-01 | ExAnte2020 | IOU workpaper | 2019-06-26 | Fixture | 1 |  | None | 0 | 0 | 0 | 212 | 0.0328 | -1.95 | [6 empty] | DEER:Indoor_Non-CFL_Ltg | Annual
Any | SWLG011Q | Hsp | Ex | CZ11 | cWtd | SWLG011-01 | ExAnte2020 | IOU workpaper | 2019-06-26 | Fixture | 1 |  | None | 0 | 0 | 0 | 208 | 0.0313 | -2.86 | [6 empty] | DEER:Indoor_Non-CFL_Ltg | Annual
Any | SWLG011Q | Hsp | Ex | CZ12 | cWtd | SWLG011-01 | ExAnte2020 | IOU workpaper | 2019-06-26 | Fixture | 1 |  | None | 0 | 0 | 0 | 206 | 0.0313 | -2.92 | [6 empty] | DEER:Indoor_Non-CFL_Ltg | Annual
Any | SWLG011Q | Hsp | Ex | CZ13 | cWtd | SWLG011-01 | ExAnte2020 | IOU workpaper | 2019-06-26 | Fixture | 1 |  | None | 0 | 0 | 0 | 210 | 0.0313 | -2.68 | [6 empty] | DEER:Indoor_Non-CFL_Ltg | Annual
Any | SWLG011Q | Hsp | Ex | CZ14 | cWtd | SWLG011-01 | ExAnte2020 | IOU workpaper | 2019-06-26 | Fixture | 1 |  | None | 0 | 0 | 0 | 208 | 0.0316 | -2.72 | [6 empty] | DEER:Indoor_Non-CFL_Ltg | Annual
Any | SWLG011Q | Hsp | Ex | CZ15 | cWtd | SWLG011-01 | ExAnte2020 | IOU workpaper | 2019-06-26 | Fixture | 1 |  | None | 0 | 0 | 0 | 226 | 0.0321 | -1.03 | [6 empty] | DEER:Indoor_Non-CFL_Ltg | Annual
Any | SWLG011Q | Hsp | Ex | CZ16 | cWtd | SWLG011-01 | ExAnte2020 | IOU workpaper | 2019-06-26 | Fixture | 1 |  | None | 0 | 0 | 0 | 195 | 0.0311 | -3.77 | [6 empty] | DEER:Indoor_Non-CFL_Ltg | Annual
Any | SWLG011Q | Htl | Ex | CZ01 | cWtd | SWLG011-01 | ExAnte2020 | IOU workpaper | 2019-06-26 | Fixture | 1 |  | None | 0 | 0 | 0 | 145 | 0.0233 | -3.07 | [6 empty] | DEER:Indoor_Non-CFL_Ltg | Annual
Any | SWLG011Q | Htl | Ex | CZ02 | cWtd | SWLG011-01 | ExAnte2020 | IOU workpaper | 2019-06-26 | Fixture | 1 |  | None | 0 | 0 | 0 | 162 | 0.0265 | -2.21 | [6 empty] | DEER:Indoor_Non-CFL_Ltg | Annual
Any | SWLG011Q | Htl | Ex | CZ03 | cWtd | SWLG011-01 | ExAnte2020 | IOU workpaper | 2019-06-26 | Fixture | 1 |  | None | 0 | 0 | 0 | 161 | 0.0261 | -2.32 | [6 empty] | DEER:Indoor_Non-CFL_Ltg | Annual
Any | SWLG011Q | Htl | Ex | CZ04 | cWtd | SWLG011-01 | ExAnte2020 | IOU workpaper | 2019-06-26 | Fixture | 1 |  | None | 0 | 0 | 0 | 166 | 0.0259 | -1.77 | [6 empty] | DEER:Indoor_Non-CFL_Ltg | Annual
Any | SWLG011Q | Htl | Ex | CZ05 | cWtd | SWLG011-01 | ExAnte2020 | IOU workpaper | 2019-06-26 | Fixture | 1 |  | None | 0 | 0 | 0 | 159 | 0.025 | -2.39 | [6 empty] | DEER:Indoor_Non-CFL_Ltg | Annual
Any | SWLG011Q | Htl | Ex | CZ06 | cWtd | SWLG011-01 | ExAnte2020 | IOU workpaper | 2019-06-26 | Fixture | 1 |  | None | 0 | 0 | 0 | 180 | 0.0272 | -1.25 | [6 empty] | DEER:Indoor_Non-CFL_Ltg | Annual
Any | SWLG011Q | Htl | Ex | CZ07 | cWtd | SWLG011-01 | ExAnte2020 | IOU workpaper | 2019-06-26 | Fixture | 1 |  | None | 0 | 0 | 0 | 184 | 0.0269 | -1.12 | [6 empty] | DEER:Indoor_Non-CFL_Ltg | Annual
Any | SWLG011Q | Htl | Ex | CZ08 | cWtd | SWLG011-01 | ExAnte2020 | IOU workpaper | 2019-06-26 | Fixture | 1 |  | None | 0 | 0 | 0 | 186 | 0.0267 | -1.1 | [6 empty] | DEER:Indoor_Non-CFL_Ltg | Annual
Any | SWLG011Q | Htl | Ex | CZ09 | cWtd | SWLG011-01 | ExAnte2020 | IOU workpaper | 2019-06-26 | Fixture | 1 |  | None | 0 | 0 | 0 | 182 | 0.0278 | -1.27 | [6 empty] | DEER:Indoor_Non-CFL_Ltg | Annual
Any | SWLG011Q | Htl | Ex | CZ10 | cWtd | SWLG011-01 | ExAnte2020 | IOU workpaper | 2019-06-26 | Fixture | 1 |  | None | 0 | 0 | 0 | 180 | 0.028 | -1.32 | [6 empty] | DEER:Indoor_Non-CFL_Ltg | Annual
Any | SWLG011Q | Htl | Ex | CZ11 | cWtd | SWLG011-01 | ExAnte2020 | IOU workpaper | 2019-06-26 | Fixture | 1 |  | None | 0 | 0 | 0 | 168 | 0.0265 | -2.18 | [6 empty] | DEER:Indoor_Non-CFL_Ltg | Annual
Any | SWLG011Q | Htl | Ex | CZ12 | cWtd | SWLG011-01 | ExAnte2020 | IOU workpaper | 2019-06-26 | Fixture | 1 |  | None | 0 | 0 | 0 | 166 | 0.0265 | -2.11 | [6 empty] | DEER:Indoor_Non-CFL_Ltg | Annual
Any | SWLG011Q | Htl | Ex | CZ13 | cWtd | SWLG011-01 | ExAnte2020 | IOU workpaper | 2019-06-26 | Fixture | 1 |  | None | 0 | 0 | 0 | 168 | 0.0263 | -1.93 | [6 empty] | DEER:Indoor_Non-CFL_Ltg | Annual
Any | SWLG011Q | Htl | Ex | CZ14 | cWtd | SWLG011-01 | ExAnte2020 | IOU workpaper | 2019-06-26 | Fixture | 1 |  | None | 0 | 0 | 0 | 171 | 0.0269 | -1.5 | [6 empty] | DEER:Indoor_Non-CFL_Ltg | Annual
Any | SWLG011Q | Htl | Ex | CZ15 | cWtd | SWLG011-01 | ExAnte2020 | IOU workpaper | 2019-06-26 | Fixture | 1 |  | None | 0 | 0 | 0 | 196 | 0.028 | -0.776 | [6 empty] | DEER:Indoor_Non-CFL_Ltg | Annual
Any | SWLG011Q | Htl | Ex | CZ16 | cWtd | SWLG011-01 | ExAnte2020 | IOU workpaper | 2019-06-26 | Fixture | 1 |  | None | 0 | 0 | 0 | 155 | 0.0265 | -2.12 | [6 empty] | DEER:Indoor_Non-CFL_Ltg | Annual
Any | SWLG011Q | MBT | Ex | CZ01 | cWtd | SWLG011-01 | ExAnte2020 | IOU workpaper | 2019-06-26 | Fixture | 1 |  | None | 0 | 0 | 0 | 87.7 | 0.00983 | -0.852 | [6 empty] | DEER:Indoor_Non-CFL_Ltg | Annual
Any | SWLG011Q | MBT | Ex | CZ02 | cWtd | SWLG011-01 | ExAnte2020 | IOU workpaper | 2019-06-26 | Fixture | 1 |  | None | 0 | 0 | 0 | 93.1 | 0.0113 | -0.477 | [6 empty] | DEER:Indoor_Non-CFL_Ltg | Annual
Any | SWLG011Q | MBT | Ex | CZ03 | cWtd | SWLG011-01 | ExAnte2020 | IOU workpaper | 2019-06-26 | Fixture | 1 |  | None | 0 | 0 | 0 | 93.1 | 0.011 | -0.378 | [6 empty] | DEER:Indoor_Non-CFL_Ltg | Annual
Any | SWLG011Q | MBT | Ex | CZ04 | cWtd | SWLG011-01 | ExAnte2020 | IOU workpaper | 2019-06-26 | Fixture | 1 |  | None | 0 | 0 | 0 | 94.9 | 0.0113 | -0.313 | [6 empty] | DEER:Indoor_Non-CFL_Ltg | Annual
Any | SWLG011Q | MBT | Ex | CZ05 | cWtd | SWLG011-01 | ExAnte2020 | IOU workpaper | 2019-06-26 | Fixture | 1 |  | None | 0 | 0 | 0 | 93.1 | 0.0112 | -0.399 | [6 empty] | DEER:Indoor_Non-CFL_Ltg | Annual
Any | SWLG011Q | MBT | Ex | CZ06 | cWtd | SWLG011-01 | ExAnte2020 | IOU workpaper | 2019-06-26 | Fixture | 1 |  | None | 0 | 0 | 0 | 97.6 | 0.0118 | -0.217 | [6 empty] | DEER:Indoor_Non-CFL_Ltg | Annual
Any | SWLG011Q | MBT | Ex | CZ07 | cWtd | SWLG011-01 | ExAnte2020 | IOU workpaper | 2019-06-26 | Fixture | 1 |  | None | 0 | 0 | 0 | 98.5 | 0.0119 | -0.146 | [6 empty] | DEER:Indoor_Non-CFL_Ltg | Annual
Any | SWLG011Q | MBT | Ex | CZ08 | cWtd | SWLG011-01 | ExAnte2020 | IOU workpaper | 2019-06-26 | Fixture | 1 |  | None | 0 | 0 | 0 | 99.4 | 0.0118 | -0.181 | [6 empty] | DEER:Indoor_Non-CFL_Ltg | Annual
Any | SWLG011Q | MBT | Ex | CZ09 | cWtd | SWLG011-01 | ExAnte2020 | IOU workpaper | 2019-06-26 | Fixture | 1 |  | None | 0 | 0 | 0 | 98.5 | 0.0123 | -0.221 | [6 empty] | DEER:Indoor_Non-CFL_Ltg | Annual
Any | SWLG011Q | MBT | Ex | CZ10 | cWtd | SWLG011-01 | ExAnte2020 | IOU workpaper | 2019-06-26 | Fixture | 1 |  | None | 0 | 0 | 0 | 99.4 | 0.0123 | -0.178 | [6 empty] | DEER:Indoor_Non-CFL_Ltg | Annual
Any | SWLG011Q | MBT | Ex | CZ11 | cWtd | SWLG011-01 | ExAnte2020 | IOU workpaper | 2019-06-26 | Fixture | 1 |  | None | 0 | 0 | 0 | 94.9 | 0.0114 | -0.485 | [6 empty] | DEER:Indoor_Non-CFL_Ltg | Annual
Any | SWLG011Q | MBT | Ex | CZ12 | cWtd | SWLG011-01 | ExAnte2020 | IOU workpaper | 2019-06-26 | Fixture | 1 |  | None | 0 | 0 | 0 | 94 | 0.0113 | -0.46 | [6 empty] | DEER:Indoor_Non-CFL_Ltg | Annual
Any | SWLG011Q | MBT | Ex | CZ13 | cWtd | SWLG011-01 | ExAnte2020 | IOU workpaper | 2019-06-26 | Fixture | 1 |  | None | 0 | 0 | 0 | 94.9 | 0.0112 | -0.417 | [6 empty] | DEER:Indoor_Non-CFL_Ltg | Annual
Any | SWLG011Q | MBT | Ex | CZ14 | cWtd | SWLG011-01 | ExAnte2020 | IOU workpaper | 2019-06-26 | Fixture | 1 |  | None | 0 | 0 | 0 | 96.7 | 0.0122 | -0.465 | [6 empty] | DEER:Indoor_Non-CFL_Ltg | Annual
Any | SWLG011Q | MBT | Ex | CZ15 | cWtd | SWLG011-01 | ExAnte2020 | IOU workpaper | 2019-06-26 | Fixture | 1 |  | None | 0 | 0 | 0 | 104 | 0.0121 | -0.0714 | [6 empty] | DEER:Indoor_Non-CFL_Ltg | Annual
Any | SWLG011Q | MBT | Ex | CZ16 | cWtd | SWLG011-01 | ExAnte2020 | IOU workpaper | 2019-06-26 | Fixture | 1 |  | None | 0 | 0 | 0 | 91.3 | 0.0116 | -1.08 | [6 empty] | DEER:Indoor_Non-CFL_Ltg | Annual
Any | SWLG011Q | MLI | Ex | CZ01 | cWtd | SWLG011-01 | ExAnte2020 | IOU workpaper | 2019-06-26 | Fixture | 1 |  | None | 0 | 0 | 0 | 84.3 | 0.0108 | -1.57 | [6 empty] | DEER:Indoor_Non-CFL_Ltg | Annual
Any | SWLG011Q | MLI | Ex | CZ02 | cWtd | SWLG011-01 | ExAnte2020 | IOU workpaper | 2019-06-26 | Fixture | 1 |  | None | 0 | 0 | 0 | 89.8 | 0.0118 | -0.989 | [6 empty] | DEER:Indoor_Non-CFL_Ltg | Annual
Any | SWLG011Q | MLI | Ex | CZ03 | cWtd | SWLG011-01 | ExAnte2020 | IOU workpaper | 2019-06-26 | Fixture | 1 |  | None | 0 | 0 | 0 | 88.9 | 0.0118 | -1.01 | [6 empty] | DEER:Indoor_Non-CFL_Ltg | Annual
Any | SWLG011Q | MLI | Ex | CZ04 | cWtd | SWLG011-01 | ExAnte2020 | IOU workpaper | 2019-06-26 | Fixture | 1 |  | None | 0 | 0 | 0 | 90.7 | 0.0118 | -0.805 | [6 empty] | DEER:Indoor_Non-CFL_Ltg | Annual
Any | SWLG011Q | MLI | Ex | CZ05 | cWtd | SWLG011-01 | ExAnte2020 | IOU workpaper | 2019-06-26 | Fixture | 1 |  | None | 0 | 0 | 0 | 88.9 | 0.0114 | -0.998 | [6 empty] | DEER:Indoor_Non-CFL_Ltg | Annual
Any | SWLG011Q | MLI | Ex | CZ06 | cWtd | SWLG011-01 | ExAnte2020 | IOU workpaper | 2019-06-26 | Fixture | 1 |  | None | 0 | 0 | 0 | 94.3 | 0.0121 | -0.504 | [6 empty] | DEER:Indoor_Non-CFL_Ltg | Annual
Any | SWLG011Q | MLI | Ex | CZ07 | cWtd | SWLG011-01 | ExAnte2020 | IOU workpaper | 2019-06-26 | Fixture | 1 |  | None | 0 | 0 | 0 | 93.4 | 0.0122 | -0.433 | [6 empty] | DEER:Indoor_Non-CFL_Ltg | Annual
Any | SWLG011Q | MLI | Ex | CZ08 | cWtd | SWLG011-01 | ExAnte2020 | IOU workpaper | 2019-06-26 | Fixture | 1 |  | None | 0 | 0 | 0 | 95.2 | 0.0121 | -0.462 | [6 empty] | DEER:Indoor_Non-CFL_Ltg | Annual
Any | SWLG011Q | MLI | Ex | CZ09 | cWtd | SWLG011-01 | ExAnte2020 | IOU workpaper | 2019-06-26 | Fixture | 1 |  | None | 0 | 0 | 0 | 94.3 | 0.0123 | -0.526 | [6 empty] | DEER:Indoor_Non-CFL_Ltg | Annual
Any | SWLG011Q | MLI | Ex | CZ10 | cWtd | SWLG011-01 | ExAnte2020 | IOU workpaper | 2019-06-26 | Fixture | 1 |  | None | 0 | 0 | 0 | 94.3 | 0.0124 | -0.527 | [6 empty] | DEER:Indoor_Non-CFL_Ltg | Annual
Any | SWLG011Q | MLI | Ex | CZ11 | cWtd | SWLG011-01 | ExAnte2020 | IOU workpaper | 2019-06-26 | Fixture | 1 |  | None | 0 | 0 | 0 | 91.6 | 0.0122 | -0.849 | [6 empty] | DEER:Indoor_Non-CFL_Ltg | Annual
Any | SWLG011Q | MLI | Ex | CZ12 | cWtd | SWLG011-01 | ExAnte2020 | IOU workpaper | 2019-06-26 | Fixture | 1 |  | None | 0 | 0 | 0 | 90.7 | 0.0119 | -0.875 | [6 empty] | DEER:Indoor_Non-CFL_Ltg | Annual
Any | SWLG011Q | MLI | Ex | CZ13 | cWtd | SWLG011-01 | ExAnte2020 | IOU workpaper | 2019-06-26 | Fixture | 1 |  | None | 0 | 0 | 0 | 92.5 | 0.0117 | -0.767 | [6 empty] | DEER:Indoor_Non-CFL_Ltg | Annual
Any | SWLG011Q | MLI | Ex | CZ14 | cWtd | SWLG011-01 | ExAnte2020 | IOU workpaper | 2019-06-26 | Fixture | 1 |  | None | 0 | 0 | 0 | 93.4 | 0.0124 | -0.822 | [6 empty] | DEER:Indoor_Non-CFL_Ltg | Annual
Any | SWLG011Q | MLI | Ex | CZ15 | cWtd | SWLG011-01 | ExAnte2020 | IOU workpaper | 2019-06-26 | Fixture | 1 |  | None | 0 | 0 | 0 | 101 | 0.0127 | -0.222 | [6 empty] | DEER:Indoor_Non-CFL_Ltg | Annual
Any | SWLG011Q | MLI | Ex | CZ16 | cWtd | SWLG011-01 | ExAnte2020 | IOU workpaper | 2019-06-26 | Fixture | 1 |  | None | 0 | 0 | 0 | 88 | 0.012 | -1.32 | [6 empty] | DEER:Indoor_Non-CFL_Ltg | Annual
Any | SWLG011Q | Mtl | Ex | CZ01 | cWtd | SWLG011-01 | ExAnte2020 | IOU workpaper | 2019-06-26 | Fixture | 1 |  | None | 0 | 0 | 0 | 110 | 0.018 | -1.91 | [6 empty] | DEER:Indoor_Non-CFL_Ltg | Annual
Any | SWLG011Q | Mtl | Ex | CZ02 | cWtd | SWLG011-01 | ExAnte2020 | IOU workpaper | 2019-06-26 | Fixture | 1 |  | None | 0 | 0 | 0 | 123 | 0.0193 | -1.3 | [6 empty] | DEER:Indoor_Non-CFL_Ltg | Annual
Any | SWLG011Q | Mtl | Ex | CZ03 | cWtd | SWLG011-01 | ExAnte2020 | IOU workpaper | 2019-06-26 | Fixture | 1 |  | None | 0 | 0 | 0 | 122 | 0.0192 | -1.28 | [6 empty] | DEER:Indoor_Non-CFL_Ltg | Annual
Any | SWLG011Q | Mtl | Ex | CZ04 | cWtd | SWLG011-01 | ExAnte2020 | IOU workpaper | 2019-06-26 | Fixture | 1 |  | None | 0 | 0 | 0 | 128 | 0.0192 | -1.06 | [6 empty] | DEER:Indoor_Non-CFL_Ltg | Annual
Any | SWLG011Q | Mtl | Ex | CZ05 | cWtd | SWLG011-01 | ExAnte2020 | IOU workpaper | 2019-06-26 | Fixture | 1 |  | None | 0 | 0 | 0 | 120 | 0.0185 | -1.42 | [6 empty] | DEER:Indoor_Non-CFL_Ltg | Annual
Any | SWLG011Q | Mtl | Ex | CZ06 | cWtd | SWLG011-01 | ExAnte2020 | IOU workpaper | 2019-06-26 | Fixture | 1 |  | None | 0 | 0 | 0 | 142 | 0.02 | -0.492 | [6 empty] | DEER:Indoor_Non-CFL_Ltg | Annual
Any | SWLG011Q | Mtl | Ex | CZ07 | cWtd | SWLG011-01 | ExAnte2020 | IOU workpaper | 2019-06-26 | Fixture | 1 |  | None | 0 | 0 | 0 | 146 | 0.0198 | -0.307 | [6 empty] | DEER:Indoor_Non-CFL_Ltg | Annual
Any | SWLG011Q | Mtl | Ex | CZ08 | cWtd | SWLG011-01 | ExAnte2020 | IOU workpaper | 2019-06-26 | Fixture | 1 |  | None | 0 | 0 | 0 | 146 | 0.0198 | -0.431 | [6 empty] | DEER:Indoor_Non-CFL_Ltg | Annual
Any | SWLG011Q | Mtl | Ex | CZ09 | cWtd | SWLG011-01 | ExAnte2020 | IOU workpaper | 2019-06-26 | Fixture | 1 |  | None | 0 | 0 | 0 | 142 | 0.0205 | -0.49 | [6 empty] | DEER:Indoor_Non-CFL_Ltg | Annual
Any | SWLG011Q | Mtl | Ex | CZ10 | cWtd | SWLG011-01 | ExAnte2020 | IOU workpaper | 2019-06-26 | Fixture | 1 |  | None | 0 | 0 | 0 | 139 | 0.0203 | -0.611 | [6 empty] | DEER:Indoor_Non-CFL_Ltg | Annual
Any | SWLG011Q | Mtl | Ex | CZ11 | cWtd | SWLG011-01 | ExAnte2020 | IOU workpaper | 2019-06-26 | Fixture | 1 |  | None | 0 | 0 | 0 | 130 | 0.0195 | -1.01 | [6 empty] | DEER:Indoor_Non-CFL_Ltg | Annual
Any | SWLG011Q | Mtl | Ex | CZ12 | cWtd | SWLG011-01 | ExAnte2020 | IOU workpaper | 2019-06-26 | Fixture | 1 |  | None | 0 | 0 | 0 | 128 | 0.0193 | -1.05 | [6 empty] | DEER:Indoor_Non-CFL_Ltg | Annual
Any | SWLG011Q | Mtl | Ex | CZ13 | cWtd | SWLG011-01 | ExAnte2020 | IOU workpaper | 2019-06-26 | Fixture | 1 |  | None | 0 | 0 | 0 | 133 | 0.0193 | -0.934 | [6 empty] | DEER:Indoor_Non-CFL_Ltg | Annual
Any | SWLG011Q | Mtl | Ex | CZ14 | cWtd | SWLG011-01 | ExAnte2020 | IOU workpaper | 2019-06-26 | Fixture | 1 |  | None | 0 | 0 | 0 | 133 | 0.0202 | -0.838 | [6 empty] | DEER:Indoor_Non-CFL_Ltg | Annual
Any | SWLG011Q | Mtl | Ex | CZ15 | cWtd | SWLG011-01 | ExAnte2020 | IOU workpaper | 2019-06-26 | Fixture | 1 |  | None | 0 | 0 | 0 | 151 | 0.0205 | -0.247 | [6 empty] | DEER:Indoor_Non-CFL_Ltg | Annual
Any | SWLG011Q | Mtl | Ex | CZ16 | cWtd | SWLG011-01 | ExAnte2020 | IOU workpaper | 2019-06-26 | Fixture | 1 |  | None | 0 | 0 | 0 | 118 | 0.0197 | -1.25 | [6 empty] | DEER:Indoor_Non-CFL_Ltg | Annual
Any | SWLG011Q | Nrs | Ex | CZ01 | cWtd | SWLG011-01 | ExAnte2020 | IOU workpaper | 2019-06-26 | Fixture | 1 |  | None | 0 | 0 | 0 | 120 | 0.0241 | -2.39 | [6 empty] | DEER:Indoor_Non-CFL_Ltg | Annual
Any | SWLG011Q | Nrs | Ex | CZ02 | cWtd | SWLG011-01 | ExAnte2020 | IOU workpaper | 2019-06-26 | Fixture | 1 |  | None | 0 | 0 | 0 | 129 | 0.0263 | -1.62 | [6 empty] | DEER:Indoor_Non-CFL_Ltg | Annual
Any | SWLG011Q | Nrs | Ex | CZ03 | cWtd | SWLG011-01 | ExAnte2020 | IOU workpaper | 2019-06-26 | Fixture | 1 |  | None | 0 | 0 | 0 | 128 | 0.0259 | -1.55 | [6 empty] | DEER:Indoor_Non-CFL_Ltg | Annual
Any | SWLG011Q | Nrs | Ex | CZ04 | cWtd | SWLG011-01 | ExAnte2020 | IOU workpaper | 2019-06-26 | Fixture | 1 |  | None | 0 | 0 | 0 | 131 | 0.0263 | -1.28 | [6 empty] | DEER:Indoor_Non-CFL_Ltg | Annual
Any | SWLG011Q | Nrs | Ex | CZ05 | cWtd | SWLG011-01 | ExAnte2020 | IOU workpaper | 2019-06-26 | Fixture | 1 |  | None | 0 | 0 | 0 | 128 | 0.025 | -1.6 | [6 empty] | DEER:Indoor_Non-CFL_Ltg | Annual
Any | SWLG011Q | Nrs | Ex | CZ06 | cWtd | SWLG011-01 | ExAnte2020 | IOU workpaper | 2019-06-26 | Fixture | 1 |  | None | 0 | 0 | 0 | 137 | 0.0276 | -0.837 | [6 empty] | DEER:Indoor_Non-CFL_Ltg | Annual
Any | SWLG011Q | Nrs | Ex | CZ07 | cWtd | SWLG011-01 | ExAnte2020 | IOU workpaper | 2019-06-26 | Fixture | 1 |  | None | 0 | 0 | 0 | 137 | 0.0279 | -0.718 | [6 empty] | DEER:Indoor_Non-CFL_Ltg | Annual
Any | SWLG011Q | Nrs | Ex | CZ08 | cWtd | SWLG011-01 | ExAnte2020 | IOU workpaper | 2019-06-26 | Fixture | 1 |  | None | 0 | 0 | 0 | 139 | 0.0281 | -0.765 | [6 empty] | DEER:Indoor_Non-CFL_Ltg | Annual
Any | SWLG011Q | Nrs | Ex | CZ09 | cWtd | SWLG011-01 | ExAnte2020 | IOU workpaper | 2019-06-26 | Fixture | 1 |  | None | 0 | 0 | 0 | 139 | 0.0283 | -0.827 | [6 empty] | DEER:Indoor_Non-CFL_Ltg | Annual
Any | SWLG011Q | Nrs | Ex | CZ10 | cWtd | SWLG011-01 | ExAnte2020 | IOU workpaper | 2019-06-26 | Fixture | 1 |  | None | 0 | 0 | 0 | 140 | 0.0298 | -0.882 | [6 empty] | DEER:Indoor_Non-CFL_Ltg | Annual
Any | SWLG011Q | Nrs | Ex | CZ11 | cWtd | SWLG011-01 | ExAnte2020 | IOU workpaper | 2019-06-26 | Fixture | 1 |  | None | 0 | 0 | 0 | 133 | 0.027 | -1.33 | [6 empty] | DEER:Indoor_Non-CFL_Ltg | Annual
Any | SWLG011Q | Nrs | Ex | CZ12 | cWtd | SWLG011-01 | ExAnte2020 | IOU workpaper | 2019-06-26 | Fixture | 1 |  | None | 0 | 0 | 0 | 131 | 0.0268 | -1.39 | [6 empty] | DEER:Indoor_Non-CFL_Ltg | Annual
Any | SWLG011Q | Nrs | Ex | CZ13 | cWtd | SWLG011-01 | ExAnte2020 | IOU workpaper | 2019-06-26 | Fixture | 1 |  | None | 0 | 0 | 0 | 134 | 0.0268 | -1.25 | [6 empty] | DEER:Indoor_Non-CFL_Ltg | Annual
Any | SWLG011Q | Nrs | Ex | CZ14 | cWtd | SWLG011-01 | ExAnte2020 | IOU workpaper | 2019-06-26 | Fixture | 1 |  | None | 0 | 0 | 0 | 136 | 0.0279 | -1.17 | [6 empty] | DEER:Indoor_Non-CFL_Ltg | Annual
Any | SWLG011Q | Nrs | Ex | CZ15 | cWtd | SWLG011-01 | ExAnte2020 | IOU workpaper | 2019-06-26 | Fixture | 1 |  | None | 0 | 0 | 0 | 147 | 0.029 | -0.424 | [6 empty] | DEER:Indoor_Non-CFL_Ltg | Annual
Any | SWLG011Q | Nrs | Ex | CZ16 | cWtd | SWLG011-01 | ExAnte2020 | IOU workpaper | 2019-06-26 | Fixture | 1 |  | None | 0 | 0 | 0 | 125 | 0.0263 | -1.98 | [6 empty] | DEER:Indoor_Non-CFL_Ltg | Annual
Any | SWLG011Q | OfL | Ex | CZ01 | cWtd | SWLG011-01 | ExAnte2020 | IOU workpaper | 2019-06-26 | Fixture | 1 |  | None | 0 | 0 | 0 | 86.8 | 0.0128 | -0.419 | [6 empty] | DEER:Indoor_Non-CFL_Ltg | Annual
Any | SWLG011Q | OfL | Ex | CZ02 | cWtd | SWLG011-01 | ExAnte2020 | IOU workpaper | 2019-06-26 | Fixture | 1 |  | None | 0 | 0 | 0 | 90.9 | 0.0134 | -0.24 | [6 empty] | DEER:Indoor_Non-CFL_Ltg | Annual
Any | SWLG011Q | OfL | Ex | CZ03 | cWtd | SWLG011-01 | ExAnte2020 | IOU workpaper | 2019-06-26 | Fixture | 1 |  | None | 0 | 0 | 0 | 90.1 | 0.0132 | -0.211 | [6 empty] | DEER:Indoor_Non-CFL_Ltg | Annual
Any | SWLG011Q | OfL | Ex | CZ04 | cWtd | SWLG011-01 | ExAnte2020 | IOU workpaper | 2019-06-26 | Fixture | 1 |  | None | 0 | 0 | 0 | 90.9 | 0.0138 | -0.211 | [6 empty] | DEER:Indoor_Non-CFL_Ltg | Annual
Any | SWLG011Q | OfL | Ex | CZ05 | cWtd | SWLG011-01 | ExAnte2020 | IOU workpaper | 2019-06-26 | Fixture | 1 |  | None | 0 | 0 | 0 | 90.9 | 0.013 | -0.178 | [6 empty] | DEER:Indoor_Non-CFL_Ltg | Annual
Any | SWLG011Q | OfL | Ex | CZ06 | cWtd | SWLG011-01 | ExAnte2020 | IOU workpaper | 2019-06-26 | Fixture | 1 |  | None | 0 | 0 | 0 | 96.7 | 0.0135 | -0.0605 | [6 empty] | DEER:Indoor_Non-CFL_Ltg | Annual
Any | SWLG011Q | OfL | Ex | CZ07 | cWtd | SWLG011-01 | ExAnte2020 | IOU workpaper | 2019-06-26 | Fixture | 1 |  | None | 0 | 0 | 0 | 95.8 | 0.0133 | -0.00455 | [6 empty] | DEER:Indoor_Non-CFL_Ltg | Annual
Any | SWLG011Q | OfL | Ex | CZ08 | cWtd | SWLG011-01 | ExAnte2020 | IOU workpaper | 2019-06-26 | Fixture | 1 |  | None | 0 | 0 | 0 | 96.7 | 0.0134 | -0.0455 | [6 empty] | DEER:Indoor_Non-CFL_Ltg | Annual
Any | SWLG011Q | OfL | Ex | CZ09 | cWtd | SWLG011-01 | ExAnte2020 | IOU workpaper | 2019-06-26 | Fixture | 1 |  | None | 0 | 0 | 0 | 95.8 | 0.0142 | -0.0885 | [6 empty] | DEER:Indoor_Non-CFL_Ltg | Annual
Any | SWLG011Q | OfL | Ex | CZ10 | cWtd | SWLG011-01 | ExAnte2020 | IOU workpaper | 2019-06-26 | Fixture | 1 |  | None | 0 | 0 | 0 | 97.5 | 0.0143 | -0.0511 | [6 empty] | DEER:Indoor_Non-CFL_Ltg | Annual
Any | SWLG011Q | OfL | Ex | CZ11 | cWtd | SWLG011-01 | ExAnte2020 | IOU workpaper | 2019-06-26 | Fixture | 1 |  | None | 0 | 0 | 0 | 91.7 | 0.014 | -0.262 | [6 empty] | DEER:Indoor_Non-CFL_Ltg | Annual
Any | SWLG011Q | OfL | Ex | CZ12 | cWtd | SWLG011-01 | ExAnte2020 | IOU workpaper | 2019-06-26 | Fixture | 1 |  | None | 0 | 0 | 0 | 91.7 | 0.0149 | -0.244 | [6 empty] | DEER:Indoor_Non-CFL_Ltg | Annual
Any | SWLG011Q | OfL | Ex | CZ13 | cWtd | SWLG011-01 | ExAnte2020 | IOU workpaper | 2019-06-26 | Fixture | 1 |  | None | 0 | 0 | 0 | 92.6 | 0.0146 | -0.228 | [6 empty] | DEER:Indoor_Non-CFL_Ltg | Annual
Any | SWLG011Q | OfL | Ex | CZ14 | cWtd | SWLG011-01 | ExAnte2020 | IOU workpaper | 2019-06-26 | Fixture | 1 |  | None | 0 | 0 | 0 | 95 | 0.014 | -0.224 | [6 empty] | DEER:Indoor_Non-CFL_Ltg | Annual
Any | SWLG011Q | OfL | Ex | CZ15 | cWtd | SWLG011-01 | ExAnte2020 | IOU workpaper | 2019-06-26 | Fixture | 1 |  | None | 0 | 0 | 0 | 99.1 | 0.0152 | -0.0129 | [6 empty] | DEER:Indoor_Non-CFL_Ltg | Annual
Any | SWLG011Q | OfL | Ex | CZ16 | cWtd | SWLG011-01 | ExAnte2020 | IOU workpaper | 2019-06-26 | Fixture | 1 |  | None | 0 | 0 | 0 | 89.3 | 0.0135 | -0.668 | [6 empty] | DEER:Indoor_Non-CFL_Ltg | Annual
Any | SWLG011Q | OfS | Ex | CZ01 | cWtd | SWLG011-01 | ExAnte2020 | IOU workpaper | 2019-06-26 | Fixture | 1 |  | None | 0 | 0 | 0 | 63.9 | 0.0107 | -0.524 | [6 empty] | DEER:Indoor_Non-CFL_Ltg | Annual
Any | SWLG011Q | OfS | Ex | CZ02 | cWtd | SWLG011-01 | ExAnte2020 | IOU workpaper | 2019-06-26 | Fixture | 1 |  | None | 0 | 0 | 0 | 69.3 | 0.0117 | -0.324 | [6 empty] | DEER:Indoor_Non-CFL_Ltg | Annual
Any | SWLG011Q | OfS | Ex | CZ03 | cWtd | SWLG011-01 | ExAnte2020 | IOU workpaper | 2019-06-26 | Fixture | 1 |  | None | 0 | 0 | 0 | 68 | 0.0112 | -0.307 | [6 empty] | DEER:Indoor_Non-CFL_Ltg | Annual
Any | SWLG011Q | OfS | Ex | CZ04 | cWtd | SWLG011-01 | ExAnte2020 | IOU workpaper | 2019-06-26 | Fixture | 1 |  | None | 0 | 0 | 0 | 70 | 0.0113 | -0.266 | [6 empty] | DEER:Indoor_Non-CFL_Ltg | Annual
Any | SWLG011Q | OfS | Ex | CZ05 | cWtd | SWLG011-01 | ExAnte2020 | IOU workpaper | 2019-06-26 | Fixture | 1 |  | None | 0 | 0 | 0 | 68.6 | 0.0109 | -0.266 | [6 empty] | DEER:Indoor_Non-CFL_Ltg | Annual
Any | SWLG011Q | OfS | Ex | CZ06 | cWtd | SWLG011-01 | ExAnte2020 | IOU workpaper | 2019-06-26 | Fixture | 1 |  | None | 0 | 0 | 0 | 74 | 0.0116 | -0.116 | [6 empty] | DEER:Indoor_Non-CFL_Ltg | Annual
Any | SWLG011Q | OfS | Ex | CZ07 | cWtd | SWLG011-01 | ExAnte2020 | IOU workpaper | 2019-06-26 | Fixture | 1 |  | None | 0 | 0 | 0 | 73.3 | 0.0112 | -0.068 | [6 empty] | DEER:Indoor_Non-CFL_Ltg | Annual
Any | SWLG011Q | OfS | Ex | CZ08 | cWtd | SWLG011-01 | ExAnte2020 | IOU workpaper | 2019-06-26 | Fixture | 1 |  | None | 0 | 0 | 0 | 74.7 | 0.0116 | -0.117 | [6 empty] | DEER:Indoor_Non-CFL_Ltg | Annual
Any | SWLG011Q | OfS | Ex | CZ09 | cWtd | SWLG011-01 | ExAnte2020 | IOU workpaper | 2019-06-26 | Fixture | 1 |  | None | 0 | 0 | 0 | 74 | 0.012 | -0.145 | [6 empty] | DEER:Indoor_Non-CFL_Ltg | Annual
Any | SWLG011Q | OfS | Ex | CZ10 | cWtd | SWLG011-01 | ExAnte2020 | IOU workpaper | 2019-06-26 | Fixture | 1 |  | None | 0 | 0 | 0 | 74 | 0.012 | -0.116 | [6 empty] | DEER:Indoor_Non-CFL_Ltg | Annual
Any | SWLG011Q | OfS | Ex | CZ11 | cWtd | SWLG011-01 | ExAnte2020 | IOU workpaper | 2019-06-26 | Fixture | 1 |  | None | 0 | 0 | 0 | 70 | 0.0125 | -0.305 | [6 empty] | DEER:Indoor_Non-CFL_Ltg | Annual
Any | SWLG011Q | OfS | Ex | CZ12 | cWtd | SWLG011-01 | ExAnte2020 | IOU workpaper | 2019-06-26 | Fixture | 1 |  | None | 0 | 0 | 0 | 70 | 0.012 | -0.31 | [6 empty] | DEER:Indoor_Non-CFL_Ltg | Annual
Any | SWLG011Q | OfS | Ex | CZ13 | cWtd | SWLG011-01 | ExAnte2020 | IOU workpaper | 2019-06-26 | Fixture | 1 |  | None | 0 | 0 | 0 | 70.7 | 0.0119 | -0.284 | [6 empty] | DEER:Indoor_Non-CFL_Ltg | Annual
Any | SWLG011Q | OfS | Ex | CZ14 | cWtd | SWLG011-01 | ExAnte2020 | IOU workpaper | 2019-06-26 | Fixture | 1 |  | None | 0 | 0 | 0 | 72 | 0.0121 | -0.232 | [6 empty] | DEER:Indoor_Non-CFL_Ltg | Annual
Any | SWLG011Q | OfS | Ex | CZ15 | cWtd | SWLG011-01 | ExAnte2020 | IOU workpaper | 2019-06-26 | Fixture | 1 |  | None | 0 | 0 | 0 | 78.1 | 0.0126 | -0.0441 | [6 empty] | DEER:Indoor_Non-CFL_Ltg | Annual
Any | SWLG011Q | OfS | Ex | CZ16 | cWtd | SWLG011-01 | ExAnte2020 | IOU workpaper | 2019-06-26 | Fixture | 1 |  | None | 0 | 0 | 0 | 65.9 | 0.0118 | -0.561 | [6 empty] | DEER:Indoor_Non-CFL_Ltg | Annual
Any | SWLG011Q | RFF | Ex | CZ01 | cWtd | SWLG011-01 | ExAnte2020 | IOU workpaper | 2019-06-26 | Fixture | 1 |  | None | 0 | 0 | 0 | 99.5 | 0.0172 | -2.01 | [6 empty] | DEER:Indoor_Non-CFL_Ltg | Annual
Any | SWLG011Q | RFF | Ex | CZ02 | cWtd | SWLG011-01 | ExAnte2020 | IOU workpaper | 2019-06-26 | Fixture | 1 |  | None | 0 | 0 | 0 | 108 | 0.0183 | -1.28 | [6 empty] | DEER:Indoor_Non-CFL_Ltg | Annual
Any | SWLG011Q | RFF | Ex | CZ03 | cWtd | SWLG011-01 | ExAnte2020 | IOU workpaper | 2019-06-26 | Fixture | 1 |  | None | 0 | 0 | 0 | 106 | 0.0185 | -1.38 | [6 empty] | DEER:Indoor_Non-CFL_Ltg | Annual
Any | SWLG011Q | RFF | Ex | CZ04 | cWtd | SWLG011-01 | ExAnte2020 | IOU workpaper | 2019-06-26 | Fixture | 1 |  | None | 0 | 0 | 0 | 109 | 0.0185 | -1.07 | [6 empty] | DEER:Indoor_Non-CFL_Ltg | Annual
Any | SWLG011Q | RFF | Ex | CZ05 | cWtd | SWLG011-01 | ExAnte2020 | IOU workpaper | 2019-06-26 | Fixture | 1 |  | None | 0 | 0 | 0 | 106 | 0.0182 | -1.38 | [6 empty] | DEER:Indoor_Non-CFL_Ltg | Annual
Any | SWLG011Q | RFF | Ex | CZ06 | cWtd | SWLG011-01 | ExAnte2020 | IOU workpaper | 2019-06-26 | Fixture | 1 |  | None | 0 | 0 | 0 | 117 | 0.0195 | -0.892 | [6 empty] | DEER:Indoor_Non-CFL_Ltg | Annual
Any | SWLG011Q | RFF | Ex | CZ07 | cWtd | SWLG011-01 | ExAnte2020 | IOU workpaper | 2019-06-26 | Fixture | 1 |  | None | 0 | 0 | 0 | 118 | 0.0196 | -0.729 | [6 empty] | DEER:Indoor_Non-CFL_Ltg | Annual
Any | SWLG011Q | RFF | Ex | CZ08 | cWtd | SWLG011-01 | ExAnte2020 | IOU workpaper | 2019-06-26 | Fixture | 1 |  | None | 0 | 0 | 0 | 118 | 0.0193 | -0.745 | [6 empty] | DEER:Indoor_Non-CFL_Ltg | Annual
Any | SWLG011Q | RFF | Ex | CZ09 | cWtd | SWLG011-01 | ExAnte2020 | IOU workpaper | 2019-06-26 | Fixture | 1 |  | None | 0 | 0 | 0 | 117 | 0.0196 | -0.885 | [6 empty] | DEER:Indoor_Non-CFL_Ltg | Annual
Any | SWLG011Q | RFF | Ex | CZ10 | cWtd | SWLG011-01 | ExAnte2020 | IOU workpaper | 2019-06-26 | Fixture | 1 |  | None | 0 | 0 | 0 | 117 | 0.0195 | -0.891 | [6 empty] | DEER:Indoor_Non-CFL_Ltg | Annual
Any | SWLG011Q | RFF | Ex | CZ11 | cWtd | SWLG011-01 | ExAnte2020 | IOU workpaper | 2019-06-26 | Fixture | 1 |  | None | 0 | 0 | 0 | 111 | 0.0188 | -1.08 | [6 empty] | DEER:Indoor_Non-CFL_Ltg | Annual
Any | SWLG011Q | RFF | Ex | CZ12 | cWtd | SWLG011-01 | ExAnte2020 | IOU workpaper | 2019-06-26 | Fixture | 1 |  | None | 0 | 0 | 0 | 109 | 0.019 | -1.1 | [6 empty] | DEER:Indoor_Non-CFL_Ltg | Annual
Any | SWLG011Q | RFF | Ex | CZ13 | cWtd | SWLG011-01 | ExAnte2020 | IOU workpaper | 2019-06-26 | Fixture | 1 |  | None | 0 | 0 | 0 | 112 | 0.019 | -1.01 | [6 empty] | DEER:Indoor_Non-CFL_Ltg | Annual
Any | SWLG011Q | RFF | Ex | CZ14 | cWtd | SWLG011-01 | ExAnte2020 | IOU workpaper | 2019-06-26 | Fixture | 1 |  | None | 0 | 0 | 0 | 115 | 0.0196 | -1.24 | [6 empty] | DEER:Indoor_Non-CFL_Ltg | Annual
Any | SWLG011Q | RFF | Ex | CZ15 | cWtd | SWLG011-01 | ExAnte2020 | IOU workpaper | 2019-06-26 | Fixture | 1 |  | None | 0 | 0 | 0 | 124 | 0.02 | -0.41 | [6 empty] | DEER:Indoor_Non-CFL_Ltg | Annual
Any | SWLG011Q | RFF | Ex | CZ16 | cWtd | SWLG011-01 | ExAnte2020 | IOU workpaper | 2019-06-26 | Fixture | 1 |  | None | 0 | 0 | 0 | 109 | 0.019 | -1.71 | [6 empty] | DEER:Indoor_Non-CFL_Ltg | Annual
Any | SWLG011Q | RSD | Ex | CZ01 | cWtd | SWLG011-01 | ExAnte2020 | IOU workpaper | 2019-06-26 | Fixture | 1 |  | None | 0 | 0 | 0 | 114 | 0.0248 | -2.07 | [6 empty] | DEER:Indoor_Non-CFL_Ltg | Annual
Any | SWLG011Q | RSD | Ex | CZ02 | cWtd | SWLG011-01 | ExAnte2020 | IOU workpaper | 2019-06-26 | Fixture | 1 |  | None | 0 | 0 | 0 | 125 | 0.025 | -1.06 | [6 empty] | DEER:Indoor_Non-CFL_Ltg | Annual
Any | SWLG011Q | RSD | Ex | CZ03 | cWtd | SWLG011-01 | ExAnte2020 | IOU workpaper | 2019-06-26 | Fixture | 1 |  | None | 0 | 0 | 0 | 125 | 0.025 | -1.04 | [6 empty] | DEER:Indoor_Non-CFL_Ltg | Annual
Any | SWLG011Q | RSD | Ex | CZ04 | cWtd | SWLG011-01 | ExAnte2020 | IOU workpaper | 2019-06-26 | Fixture | 1 |  | None | 0 | 0 | 0 | 128 | 0.025 | -0.789 | [6 empty] | DEER:Indoor_Non-CFL_Ltg | Annual
Any | SWLG011Q | RSD | Ex | CZ05 | cWtd | SWLG011-01 | ExAnte2020 | IOU workpaper | 2019-06-26 | Fixture | 1 |  | None | 0 | 0 | 0 | 125 | 0.0248 | -0.97 | [6 empty] | DEER:Indoor_Non-CFL_Ltg | Annual
Any | SWLG011Q | RSD | Ex | CZ06 | cWtd | SWLG011-01 | ExAnte2020 | IOU workpaper | 2019-06-26 | Fixture | 1 |  | None | 0 | 0 | 0 | 137 | 0.0263 | -0.41 | [6 empty] | DEER:Indoor_Non-CFL_Ltg | Annual
Any | SWLG011Q | RSD | Ex | CZ07 | cWtd | SWLG011-01 | ExAnte2020 | IOU workpaper | 2019-06-26 | Fixture | 1 |  | None | 0 | 0 | 0 | 140 | 0.0265 | -0.197 | [6 empty] | DEER:Indoor_Non-CFL_Ltg | Annual
Any | SWLG011Q | RSD | Ex | CZ08 | cWtd | SWLG011-01 | ExAnte2020 | IOU workpaper | 2019-06-26 | Fixture | 1 |  | None | 0 | 0 | 0 | 137 | 0.0261 | -0.36 | [6 empty] | DEER:Indoor_Non-CFL_Ltg | Annual
Any | SWLG011Q | RSD | Ex | CZ09 | cWtd | SWLG011-01 | ExAnte2020 | IOU workpaper | 2019-06-26 | Fixture | 1 |  | None | 0 | 0 | 0 | 135 | 0.0267 | -0.478 | [6 empty] | DEER:Indoor_Non-CFL_Ltg | Annual
Any | SWLG011Q | RSD | Ex | CZ10 | cWtd | SWLG011-01 | ExAnte2020 | IOU workpaper | 2019-06-26 | Fixture | 1 |  | None | 0 | 0 | 0 | 135 | 0.0265 | -0.607 | [6 empty] | DEER:Indoor_Non-CFL_Ltg | Annual
Any | SWLG011Q | RSD | Ex | CZ11 | cWtd | SWLG011-01 | ExAnte2020 | IOU workpaper | 2019-06-26 | Fixture | 1 |  | None | 0 | 0 | 0 | 126 | 0.0257 | -0.995 | [6 empty] | DEER:Indoor_Non-CFL_Ltg | Annual
Any | SWLG011Q | RSD | Ex | CZ12 | cWtd | SWLG011-01 | ExAnte2020 | IOU workpaper | 2019-06-26 | Fixture | 1 |  | None | 0 | 0 | 0 | 126 | 0.0252 | -1.01 | [6 empty] | DEER:Indoor_Non-CFL_Ltg | Annual
Any | SWLG011Q | RSD | Ex | CZ13 | cWtd | SWLG011-01 | ExAnte2020 | IOU workpaper | 2019-06-26 | Fixture | 1 |  | None | 0 | 0 | 0 | 128 | 0.0257 | -0.95 | [6 empty] | DEER:Indoor_Non-CFL_Ltg | Annual
Any | SWLG011Q | RSD | Ex | CZ14 | cWtd | SWLG011-01 | ExAnte2020 | IOU workpaper | 2019-06-26 | Fixture | 1 |  | None | 0 | 0 | 0 | 133 | 0.0265 | -1.14 | [6 empty] | DEER:Indoor_Non-CFL_Ltg | Annual
Any | SWLG011Q | RSD | Ex | CZ15 | cWtd | SWLG011-01 | ExAnte2020 | IOU workpaper | 2019-06-26 | Fixture | 1 |  | None | 0 | 0 | 0 | 141 | 0.0276 | -0.182 | [6 empty] | DEER:Indoor_Non-CFL_Ltg | Annual
Any | SWLG011Q | RSD | Ex | CZ16 | cWtd | SWLG011-01 | ExAnte2020 | IOU workpaper | 2019-06-26 | Fixture | 1 |  | None | 0 | 0 | 0 | 125 | 0.0259 | -1.85 | [6 empty] | DEER:Indoor_Non-CFL_Ltg | Annual
Any | SWLG011Q | Rt3 | Ex | CZ01 | cWtd | SWLG011-01 | ExAnte2020 | IOU workpaper | 2019-06-26 | Fixture | 1 |  | None | 0 | 0 | 0 | 173 | 0.0321 | -1.62 | [6 empty] | DEER:Indoor_Non-CFL_Ltg | Annual
Any | SWLG011Q | Rt3 | Ex | CZ02 | cWtd | SWLG011-01 | ExAnte2020 | IOU workpaper | 2019-06-26 | Fixture | 1 |  | None | 0 | 0 | 0 | 183 | 0.0323 | -0.91 | [6 empty] | DEER:Indoor_Non-CFL_Ltg | Annual
Any | SWLG011Q | Rt3 | Ex | CZ03 | cWtd | SWLG011-01 | ExAnte2020 | IOU workpaper | 2019-06-26 | Fixture | 1 |  | None | 0 | 0 | 0 | 183 | 0.0321 | -0.721 | [6 empty] | DEER:Indoor_Non-CFL_Ltg | Annual
Any | SWLG011Q | Rt3 | Ex | CZ04 | cWtd | SWLG011-01 | ExAnte2020 | IOU workpaper | 2019-06-26 | Fixture | 1 |  | None | 0 | 0 | 0 | 187 | 0.0323 | -0.574 | [6 empty] | DEER:Indoor_Non-CFL_Ltg | Annual
Any | SWLG011Q | Rt3 | Ex | CZ05 | cWtd | SWLG011-01 | ExAnte2020 | IOU workpaper | 2019-06-26 | Fixture | 1 |  | None | 0 | 0 | 0 | 185 | 0.0315 | -0.559 | [6 empty] | DEER:Indoor_Non-CFL_Ltg | Annual
Any | SWLG011Q | Rt3 | Ex | CZ06 | cWtd | SWLG011-01 | ExAnte2020 | IOU workpaper | 2019-06-26 | Fixture | 1 |  | None | 0 | 0 | 0 | 198 | 0.0337 | -0.159 | [6 empty] | DEER:Indoor_Non-CFL_Ltg | Annual
Any | SWLG011Q | Rt3 | Ex | CZ07 | cWtd | SWLG011-01 | ExAnte2020 | IOU workpaper | 2019-06-26 | Fixture | 1 |  | None | 0 | 0 | 0 | 200 | 0.0334 | -0.0452 | [6 empty] | DEER:Indoor_Non-CFL_Ltg | Annual
Any | SWLG011Q | Rt3 | Ex | CZ08 | cWtd | SWLG011-01 | ExAnte2020 | IOU workpaper | 2019-06-26 | Fixture | 1 |  | None | 0 | 0 | 0 | 198 | 0.0334 | -0.129 | [6 empty] | DEER:Indoor_Non-CFL_Ltg | Annual
Any | SWLG011Q | Rt3 | Ex | CZ09 | cWtd | SWLG011-01 | ExAnte2020 | IOU workpaper | 2019-06-26 | Fixture | 1 |  | None | 0 | 0 | 0 | 194 | 0.0343 | -0.233 | [6 empty] | DEER:Indoor_Non-CFL_Ltg | Annual
Any | SWLG011Q | Rt3 | Ex | CZ10 | cWtd | SWLG011-01 | ExAnte2020 | IOU workpaper | 2019-06-26 | Fixture | 1 |  | None | 0 | 0 | 0 | 196 | 0.0343 | -0.246 | [6 empty] | DEER:Indoor_Non-CFL_Ltg | Annual
Any | SWLG011Q | Rt3 | Ex | CZ11 | cWtd | SWLG011-01 | ExAnte2020 | IOU workpaper | 2019-06-26 | Fixture | 1 |  | None | 0 | 0 | 0 | 185 | 0.0334 | -0.896 | [6 empty] | DEER:Indoor_Non-CFL_Ltg | Annual
Any | SWLG011Q | Rt3 | Ex | CZ12 | cWtd | SWLG011-01 | ExAnte2020 | IOU workpaper | 2019-06-26 | Fixture | 1 |  | None | 0 | 0 | 0 | 185 | 0.0329 | -0.917 | [6 empty] | DEER:Indoor_Non-CFL_Ltg | Annual
Any | SWLG011Q | Rt3 | Ex | CZ13 | cWtd | SWLG011-01 | ExAnte2020 | IOU workpaper | 2019-06-26 | Fixture | 1 |  | None | 0 | 0 | 0 | 187 | 0.0332 | -0.834 | [6 empty] | DEER:Indoor_Non-CFL_Ltg | Annual
Any | SWLG011Q | Rt3 | Ex | CZ14 | cWtd | SWLG011-01 | ExAnte2020 | IOU workpaper | 2019-06-26 | Fixture | 1 |  | None | 0 | 0 | 0 | 191 | 0.0343 | -0.821 | [6 empty] | DEER:Indoor_Non-CFL_Ltg | Annual
Any | SWLG011Q | Rt3 | Ex | CZ15 | cWtd | SWLG011-01 | ExAnte2020 | IOU workpaper | 2019-06-26 | Fixture | 1 |  | None | 0 | 0 | 0 | 203 | 0.0354 | -0.0438 | [6 empty] | DEER:Indoor_Non-CFL_Ltg | Annual
Any | SWLG011Q | Rt3 | Ex | CZ16 | cWtd | SWLG011-01 | ExAnte2020 | IOU workpaper | 2019-06-26 | Fixture | 1 |  | None | 0 | 0 | 0 | 176 | 0.0329 | -1.91 | [6 empty] | DEER:Indoor_Non-CFL_Ltg | Annual
Any | SWLG011Q | RtL | Ex | CZ01 | cWtd | SWLG011-01 | ExAnte2020 | IOU workpaper | 2019-06-26 | Fixture | 1 |  | None | 0 | 0 | 0 | 132 | 0.0205 | -1.11 | [6 empty] | DEER:Indoor_Non-CFL_Ltg | Annual
Any | SWLG011Q | RtL | Ex | CZ02 | cWtd | SWLG011-01 | ExAnte2020 | IOU workpaper | 2019-06-26 | Fixture | 1 |  | None | 0 | 0 | 0 | 139 | 0.0206 | -0.658 | [6 empty] | DEER:Indoor_Non-CFL_Ltg | Annual
Any | SWLG011Q | RtL | Ex | CZ03 | cWtd | SWLG011-01 | ExAnte2020 | IOU workpaper | 2019-06-26 | Fixture | 1 |  | None | 0 | 0 | 0 | 140 | 0.0203 | -0.525 | [6 empty] | DEER:Indoor_Non-CFL_Ltg | Annual
Any | SWLG011Q | RtL | Ex | CZ04 | cWtd | SWLG011-01 | ExAnte2020 | IOU workpaper | 2019-06-26 | Fixture | 1 |  | None | 0 | 0 | 0 | 141 | 0.0205 | -0.434 | [6 empty] | DEER:Indoor_Non-CFL_Ltg | Annual
Any | SWLG011Q | RtL | Ex | CZ05 | cWtd | SWLG011-01 | ExAnte2020 | IOU workpaper | 2019-06-26 | Fixture | 1 |  | None | 0 | 0 | 0 | 140 | 0.02 | -0.525 | [6 empty] | DEER:Indoor_Non-CFL_Ltg | Annual
Any | SWLG011Q | RtL | Ex | CZ06 | cWtd | SWLG011-01 | ExAnte2020 | IOU workpaper | 2019-06-26 | Fixture | 1 |  | None | 0 | 0 | 0 | 149 | 0.0213 | -0.224 | [6 empty] | DEER:Indoor_Non-CFL_Ltg | Annual
Any | SWLG011Q | RtL | Ex | CZ07 | cWtd | SWLG011-01 | ExAnte2020 | IOU workpaper | 2019-06-26 | Fixture | 1 |  | None | 0 | 0 | 0 | 151 | 0.0213 | -0.164 | [6 empty] | DEER:Indoor_Non-CFL_Ltg | Annual
Any | SWLG011Q | RtL | Ex | CZ08 | cWtd | SWLG011-01 | ExAnte2020 | IOU workpaper | 2019-06-26 | Fixture | 1 |  | None | 0 | 0 | 0 | 149 | 0.0213 | -0.192 | [6 empty] | DEER:Indoor_Non-CFL_Ltg | Annual
Any | SWLG011Q | RtL | Ex | CZ09 | cWtd | SWLG011-01 | ExAnte2020 | IOU workpaper | 2019-06-26 | Fixture | 1 |  | None | 0 | 0 | 0 | 147 | 0.0218 | -0.265 | [6 empty] | DEER:Indoor_Non-CFL_Ltg | Annual
Any | SWLG011Q | RtL | Ex | CZ10 | cWtd | SWLG011-01 | ExAnte2020 | IOU workpaper | 2019-06-26 | Fixture | 1 |  | None | 0 | 0 | 0 | 147 | 0.0218 | -0.26 | [6 empty] | DEER:Indoor_Non-CFL_Ltg | Annual
Any | SWLG011Q | RtL | Ex | CZ11 | cWtd | SWLG011-01 | ExAnte2020 | IOU workpaper | 2019-06-26 | Fixture | 1 |  | None | 0 | 0 | 0 | 140 | 0.0212 | -0.662 | [6 empty] | DEER:Indoor_Non-CFL_Ltg | Annual
Any | SWLG011Q | RtL | Ex | CZ12 | cWtd | SWLG011-01 | ExAnte2020 | IOU workpaper | 2019-06-26 | Fixture | 1 |  | None | 0 | 0 | 0 | 139 | 0.021 | -0.641 | [6 empty] | DEER:Indoor_Non-CFL_Ltg | Annual
Any | SWLG011Q | RtL | Ex | CZ13 | cWtd | SWLG011-01 | ExAnte2020 | IOU workpaper | 2019-06-26 | Fixture | 1 |  | None | 0 | 0 | 0 | 140 | 0.021 | -0.616 | [6 empty] | DEER:Indoor_Non-CFL_Ltg | Annual
Any | SWLG011Q | RtL | Ex | CZ14 | cWtd | SWLG011-01 | ExAnte2020 | IOU workpaper | 2019-06-26 | Fixture | 1 |  | None | 0 | 0 | 0 | 143 | 0.022 | -0.646 | [6 empty] | DEER:Indoor_Non-CFL_Ltg | Annual
Any | SWLG011Q | RtL | Ex | CZ15 | cWtd | SWLG011-01 | ExAnte2020 | IOU workpaper | 2019-06-26 | Fixture | 1 |  | None | 0 | 0 | 0 | 153 | 0.0225 | -0.0972 | [6 empty] | DEER:Indoor_Non-CFL_Ltg | Annual
Any | SWLG011Q | RtL | Ex | CZ16 | cWtd | SWLG011-01 | ExAnte2020 | IOU workpaper | 2019-06-26 | Fixture | 1 |  | None | 0 | 0 | 0 | 133 | 0.021 | -1.41 | [6 empty] | DEER:Indoor_Non-CFL_Ltg | Annual
Any | SWLG011Q | RtS | Ex | CZ01 | cWtd | SWLG011-01 | ExAnte2020 | IOU workpaper | 2019-06-26 | Fixture | 1 |  | None | 0 | 0 | 0 | 76 | 0.014 | -1.22 | [6 empty] | DEER:Indoor_Non-CFL_Ltg | Annual
Any | SWLG011Q | RtS | Ex | CZ02 | cWtd | SWLG011-01 | ExAnte2020 | IOU workpaper | 2019-06-26 | Fixture | 1 |  | None | 0 | 0 | 0 | 82.4 | 0.0145 | -0.677 | [6 empty] | DEER:Indoor_Non-CFL_Ltg | Annual
Any | SWLG011Q | RtS | Ex | CZ03 | cWtd | SWLG011-01 | ExAnte2020 | IOU workpaper | 2019-06-26 | Fixture | 1 |  | None | 0 | 0 | 0 | 81.6 | 0.0145 | -0.725 | [6 empty] | DEER:Indoor_Non-CFL_Ltg | Annual
Any | SWLG011Q | RtS | Ex | CZ04 | cWtd | SWLG011-01 | ExAnte2020 | IOU workpaper | 2019-06-26 | Fixture | 1 |  | None | 0 | 0 | 0 | 83.2 | 0.0145 | -0.567 | [6 empty] | DEER:Indoor_Non-CFL_Ltg | Annual
Any | SWLG011Q | RtS | Ex | CZ05 | cWtd | SWLG011-01 | ExAnte2020 | IOU workpaper | 2019-06-26 | Fixture | 1 |  | None | 0 | 0 | 0 | 82.4 | 0.0142 | -0.657 | [6 empty] | DEER:Indoor_Non-CFL_Ltg | Annual
Any | SWLG011Q | RtS | Ex | CZ06 | cWtd | SWLG011-01 | ExAnte2020 | IOU workpaper | 2019-06-26 | Fixture | 1 |  | None | 0 | 0 | 0 | 88 | 0.0149 | -0.328 | [6 empty] | DEER:Indoor_Non-CFL_Ltg | Annual
Any | SWLG011Q | RtS | Ex | CZ07 | cWtd | SWLG011-01 | ExAnte2020 | IOU workpaper | 2019-06-26 | Fixture | 1 |  | None | 0 | 0 | 0 | 89.6 | 0.0149 | -0.243 | [6 empty] | DEER:Indoor_Non-CFL_Ltg | Annual
Any | SWLG011Q | RtS | Ex | CZ08 | cWtd | SWLG011-01 | ExAnte2020 | IOU workpaper | 2019-06-26 | Fixture | 1 |  | None | 0 | 0 | 0 | 88.8 | 0.0148 | -0.277 | [6 empty] | DEER:Indoor_Non-CFL_Ltg | Annual
Any | SWLG011Q | RtS | Ex | CZ09 | cWtd | SWLG011-01 | ExAnte2020 | IOU workpaper | 2019-06-26 | Fixture | 1 |  | None | 0 | 0 | 0 | 88 | 0.0152 | -0.362 | [6 empty] | DEER:Indoor_Non-CFL_Ltg | Annual
Any | SWLG011Q | RtS | Ex | CZ10 | cWtd | SWLG011-01 | ExAnte2020 | IOU workpaper | 2019-06-26 | Fixture | 1 |  | None | 0 | 0 | 0 | 88.8 | 0.0152 | -0.346 | [6 empty] | DEER:Indoor_Non-CFL_Ltg | Annual
Any | SWLG011Q | RtS | Ex | CZ11 | cWtd | SWLG011-01 | ExAnte2020 | IOU workpaper | 2019-06-26 | Fixture | 1 |  | None | 0 | 0 | 0 | 83.2 | 0.0147 | -0.637 | [6 empty] | DEER:Indoor_Non-CFL_Ltg | Annual
Any | SWLG011Q | RtS | Ex | CZ12 | cWtd | SWLG011-01 | ExAnte2020 | IOU workpaper | 2019-06-26 | Fixture | 1 |  | None | 0 | 0 | 0 | 83.2 | 0.0147 | -0.641 | [6 empty] | DEER:Indoor_Non-CFL_Ltg | Annual
Any | SWLG011Q | RtS | Ex | CZ13 | cWtd | SWLG011-01 | ExAnte2020 | IOU workpaper | 2019-06-26 | Fixture | 1 |  | None | 0 | 0 | 0 | 83.2 | 0.0147 | -0.606 | [6 empty] | DEER:Indoor_Non-CFL_Ltg | Annual
Any | SWLG011Q | RtS | Ex | CZ14 | cWtd | SWLG011-01 | ExAnte2020 | IOU workpaper | 2019-06-26 | Fixture | 1 |  | None | 0 | 0 | 0 | 85.6 | 0.0154 | -0.582 | [6 empty] | DEER:Indoor_Non-CFL_Ltg | Annual
Any | SWLG011Q | RtS | Ex | CZ15 | cWtd | SWLG011-01 | ExAnte2020 | IOU workpaper | 2019-06-26 | Fixture | 1 |  | None | 0 | 0 | 0 | 92.8 | 0.0155 | -0.134 | [6 empty] | DEER:Indoor_Non-CFL_Ltg | Annual
Any | SWLG011Q | RtS | Ex | CZ16 | cWtd | SWLG011-01 | ExAnte2020 | IOU workpaper | 2019-06-26 | Fixture | 1 |  | None | 0 | 0 | 0 | 79.2 | 0.0148 | -0.96 | [6 empty] | DEER:Indoor_Non-CFL_Ltg | Annual
Any | SWLG011Q | SCn | Ex | CZ01 | cWtd | SWLG011-01 | ExAnte2020 | IOU workpaper | 2019-06-26 | Fixture | 1 |  | None | 0 | 0 | 0 | 57.1 | 0.00689 | -1.36 | [6 empty] | DEER:Indoor_Non-CFL_Ltg | Annual
Any | SWLG011Q | SCn | Ex | CZ02 | cWtd | SWLG011-01 | ExAnte2020 | IOU workpaper | 2019-06-26 | Fixture | 1 |  | None | 0 | 0 | 0 | 66.7 | 0.0087 | -0.889 | [6 empty] | DEER:Indoor_Non-CFL_Ltg | Annual
Any | SWLG011Q | SCn | Ex | CZ03 | cWtd | SWLG011-01 | ExAnte2020 | IOU workpaper | 2019-06-26 | Fixture | 1 |  | None | 0 | 0 | 0 | 62.3 | 0.0087 | -1.12 | [6 empty] | DEER:Indoor_Non-CFL_Ltg | Annual
Any | SWLG011Q | SCn | Ex | CZ04 | cWtd | SWLG011-01 | ExAnte2020 | IOU workpaper | 2019-06-26 | Fixture | 1 |  | None | 0 | 0 | 0 | 68.9 | 0.00877 | -0.912 | [6 empty] | DEER:Indoor_Non-CFL_Ltg | Annual
Any | SWLG011Q | SCn | Ex | CZ05 | cWtd | SWLG011-01 | ExAnte2020 | IOU workpaper | 2019-06-26 | Fixture | 1 |  | None | 0 | 0 | 0 | 66 | 0.00779 | -1.25 | [6 empty] | DEER:Indoor_Non-CFL_Ltg | Annual
Any | SWLG011Q | SCn | Ex | CZ06 | cWtd | SWLG011-01 | ExAnte2020 | IOU workpaper | 2019-06-26 | Fixture | 1 |  | None | 0 | 0 | 0 | 71.9 | 0.00911 | -0.656 | [6 empty] | DEER:Indoor_Non-CFL_Ltg | Annual
Any | SWLG011Q | SCn | Ex | CZ07 | cWtd | SWLG011-01 | ExAnte2020 | IOU workpaper | 2019-06-26 | Fixture | 1 |  | None | 0 | 0 | 0 | 72.6 | 0.00932 | -0.627 | [6 empty] | DEER:Indoor_Non-CFL_Ltg | Annual
Any | SWLG011Q | SCn | Ex | CZ08 | cWtd | SWLG011-01 | ExAnte2020 | IOU workpaper | 2019-06-26 | Fixture | 1 |  | None | 0 | 0 | 0 | 75.6 | 0.00877 | -0.56 | [6 empty] | DEER:Indoor_Non-CFL_Ltg | Annual
Any | SWLG011Q | SCn | Ex | CZ09 | cWtd | SWLG011-01 | ExAnte2020 | IOU workpaper | 2019-06-26 | Fixture | 1 |  | None | 0 | 0 | 0 | 74.1 | 0.00897 | -0.674 | [6 empty] | DEER:Indoor_Non-CFL_Ltg | Annual
Any | SWLG011Q | SCn | Ex | CZ10 | cWtd | SWLG011-01 | ExAnte2020 | IOU workpaper | 2019-06-26 | Fixture | 1 |  | None | 0 | 0 | 0 | 72.6 | 0.0089 | -0.749 | [6 empty] | DEER:Indoor_Non-CFL_Ltg | Annual
Any | SWLG011Q | SCn | Ex | CZ11 | cWtd | SWLG011-01 | ExAnte2020 | IOU workpaper | 2019-06-26 | Fixture | 1 |  | None | 0 | 0 | 0 | 69.7 | 0.00849 | -0.815 | [6 empty] | DEER:Indoor_Non-CFL_Ltg | Annual
Any | SWLG011Q | SCn | Ex | CZ12 | cWtd | SWLG011-01 | ExAnte2020 | IOU workpaper | 2019-06-26 | Fixture | 1 |  | None | 0 | 0 | 0 | 70.4 | 0.00856 | -0.808 | [6 empty] | DEER:Indoor_Non-CFL_Ltg | Annual
Any | SWLG011Q | SCn | Ex | CZ13 | cWtd | SWLG011-01 | ExAnte2020 | IOU workpaper | 2019-06-26 | Fixture | 1 |  | None | 0 | 0 | 0 | 71.9 | 0.00842 | -0.702 | [6 empty] | DEER:Indoor_Non-CFL_Ltg | Annual
Any | SWLG011Q | SCn | Ex | CZ14 | cWtd | SWLG011-01 | ExAnte2020 | IOU workpaper | 2019-06-26 | Fixture | 1 |  | None | 0 | 0 | 0 | 73.4 | 0.0089 | -0.793 | [6 empty] | DEER:Indoor_Non-CFL_Ltg | Annual
Any | SWLG011Q | SCn | Ex | CZ15 | cWtd | SWLG011-01 | ExAnte2020 | IOU workpaper | 2019-06-26 | Fixture | 1 |  | None | 0 | 0 | 0 | 79.3 | 0.00932 | -0.398 | [6 empty] | DEER:Indoor_Non-CFL_Ltg | Annual
Any | SWLG011Q | SCn | Ex | CZ16 | cWtd | SWLG011-01 | ExAnte2020 | IOU workpaper | 2019-06-26 | Fixture | 1 |  | None | 0 | 0 | 0 | 68.2 | 0.00918 | -1.05 | [6 empty] | DEER:Indoor_Non-CFL_Ltg | Annual
Any | SWLG011Q | SUn | Ex | CZ01 | cWtd | SWLG011-01 | ExAnte2020 | IOU workpaper | 2019-06-26 | Fixture | 1 |  | None | 0 | 0 | 0 | 69.9 | 0.00988 | 0 | [6 empty] | DEER:Indoor_Non-CFL_Ltg | Annual
Any | SWLG011Q | SUn | Ex | CZ02 | cWtd | SWLG011-01 | ExAnte2020 | IOU workpaper | 2019-06-26 | Fixture | 1 |  | None | 0 | 0 | 0 | 69.9 | 0.00988 | 0 | [6 empty] | DEER:Indoor_Non-CFL_Ltg | Annual
Any | SWLG011Q | SUn | Ex | CZ03 | cWtd | SWLG011-01 | ExAnte2020 | IOU workpaper | 2019-06-26 | Fixture | 1 |  | None | 0 | 0 | 0 | 69.9 | 0.00988 | 0 | [6 empty] | DEER:Indoor_Non-CFL_Ltg | Annual
Any | SWLG011Q | SUn | Ex | CZ04 | cWtd | SWLG011-01 | ExAnte2020 | IOU workpaper | 2019-06-26 | Fixture | 1 |  | None | 0 | 0 | 0 | 69.9 | 0.00988 | 0 | [6 empty] | DEER:Indoor_Non-CFL_Ltg | Annual
Any | SWLG011Q | SUn | Ex | CZ05 | cWtd | SWLG011-01 | ExAnte2020 | IOU workpaper | 2019-06-26 | Fixture | 1 |  | None | 0 | 0 | 0 | 69.9 | 0.00988 | 0 | [6 empty] | DEER:Indoor_Non-CFL_Ltg | Annual
Any | SWLG011Q | SUn | Ex | CZ06 | cWtd | SWLG011-01 | ExAnte2020 | IOU workpaper | 2019-06-26 | Fixture | 1 |  | None | 0 | 0 | 0 | 69.9 | 0.00988 | 0 | [6 empty] | DEER:Indoor_Non-CFL_Ltg | Annual
Any | SWLG011Q | SUn | Ex | CZ07 | cWtd | SWLG011-01 | ExAnte2020 | IOU workpaper | 2019-06-26 | Fixture | 1 |  | None | 0 | 0 | 0 | 69.9 | 0.00988 | 0 | [6 empty] | DEER:Indoor_Non-CFL_Ltg | Annual
Any | SWLG011Q | SUn | Ex | CZ08 | cWtd | SWLG011-01 | ExAnte2020 | IOU workpaper | 2019-06-26 | Fixture | 1 |  | None | 0 | 0 | 0 | 69.9 | 0.00988 | 0 | [6 empty] | DEER:Indoor_Non-CFL_Ltg | Annual
Any | SWLG011Q | SUn | Ex | CZ09 | cWtd | SWLG011-01 | ExAnte2020 | IOU workpaper | 2019-06-26 | Fixture | 1 |  | None | 0 | 0 | 0 | 69.9 | 0.00988 | 0 | [6 empty] | DEER:Indoor_Non-CFL_Ltg | Annual
Any | SWLG011Q | SUn | Ex | CZ10 | cWtd | SWLG011-01 | ExAnte2020 | IOU workpaper | 2019-06-26 | Fixture | 1 |  | None | 0 | 0 | 0 | 69.9 | 0.00988 | 0 | [6 empty] | DEER:Indoor_Non-CFL_Ltg | Annual
Any | SWLG011Q | SUn | Ex | CZ11 | cWtd | SWLG011-01 | ExAnte2020 | IOU workpaper | 2019-06-26 | Fixture | 1 |  | None | 0 | 0 | 0 | 69.9 | 0.00988 | 0 | [6 empty] | DEER:Indoor_Non-CFL_Ltg | Annual
Any | SWLG011Q | SUn | Ex | CZ12 | cWtd | SWLG011-01 | ExAnte2020 | IOU workpaper | 2019-06-26 | Fixture | 1 |  | None | 0 | 0 | 0 | 69.9 | 0.00988 | 0 | [6 empty] | DEER:Indoor_Non-CFL_Ltg | Annual
Any | SWLG011Q | SUn | Ex | CZ13 | cWtd | SWLG011-01 | ExAnte2020 | IOU workpaper | 2019-06-26 | Fixture | 1 |  | None | 0 | 0 | 0 | 69.9 | 0.00988 | 0 | [6 empty] | DEER:Indoor_Non-CFL_Ltg | Annual
Any | SWLG011Q | SUn | Ex | CZ14 | cWtd | SWLG011-01 | ExAnte2020 | IOU workpaper | 2019-06-26 | Fixture | 1 |  | None | 0 | 0 | 0 | 69.9 | 0.00988 | 0 | [6 empty] | DEER:Indoor_Non-CFL_Ltg | Annual
Any | SWLG011Q | SUn | Ex | CZ15 | cWtd | SWLG011-01 | ExAnte2020 | IOU workpaper | 2019-06-26 | Fixture | 1 |  | None | 0 | 0 | 0 | 69.9 | 0.00988 | 0 | [6 empty] | DEER:Indoor_Non-CFL_Ltg | Annual
Any | SWLG011Q | SUn | Ex | CZ16 | cWtd | SWLG011-01 | ExAnte2020 | IOU workpaper | 2019-06-26 | Fixture | 1 |  | None | 0 | 0 | 0 | 69.9 | 0.00988 | 0 | [6 empty] | DEER:Indoor_Non-CFL_Ltg | Annual
Any | SWLG011Q | WRf | Ex | CZ01 | cWtd | SWLG011-01 | ExAnte2020 | IOU workpaper | 2019-06-26 | Fixture | 1 |  | None | 0 | 0 | 0 | 197 | 0.0215 | 0 | [6 empty] | DEER:Indoor_Non-CFL_Ltg | Annual
Any | SWLG011Q | WRf | Ex | CZ02 | cWtd | SWLG011-01 | ExAnte2020 | IOU workpaper | 2019-06-26 | Fixture | 1 |  | None | 0 | 0 | 0 | 199 | 0.0216 | 0 | [6 empty] | DEER:Indoor_Non-CFL_Ltg | Annual
Any | SWLG011Q | WRf | Ex | CZ03 | cWtd | SWLG011-01 | ExAnte2020 | IOU workpaper | 2019-06-26 | Fixture | 1 |  | None | 0 | 0 | 0 | 194 | 0.0216 | 0 | [6 empty] | DEER:Indoor_Non-CFL_Ltg | Annual
Any | SWLG011Q | WRf | Ex | CZ04 | cWtd | SWLG011-01 | ExAnte2020 | IOU workpaper | 2019-06-26 | Fixture | 1 |  | None | 0 | 0 | 0 | 197 | 0.0215 | 0 | [6 empty] | DEER:Indoor_Non-CFL_Ltg | Annual
Any | SWLG011Q | WRf | Ex | CZ05 | cWtd | SWLG011-01 | ExAnte2020 | IOU workpaper | 2019-06-26 | Fixture | 1 |  | None | 0 | 0 | 0 | 193 | 0.0215 | 0 | [6 empty] | DEER:Indoor_Non-CFL_Ltg | Annual
Any | SWLG011Q | WRf | Ex | CZ06 | cWtd | SWLG011-01 | ExAnte2020 | IOU workpaper | 2019-06-26 | Fixture | 1 |  | None | 0 | 0 | 0 | 199 | 0.0215 | 0 | [6 empty] | DEER:Indoor_Non-CFL_Ltg | Annual
Any | SWLG011Q | WRf | Ex | CZ07 | cWtd | SWLG011-01 | ExAnte2020 | IOU workpaper | 2019-06-26 | Fixture | 1 |  | None | 0 | 0 | 0 | 197 | 0.0216 | 0 | [6 empty] | DEER:Indoor_Non-CFL_Ltg | Annual
Any | SWLG011Q | WRf | Ex | CZ08 | cWtd | SWLG011-01 | ExAnte2020 | IOU workpaper | 2019-06-26 | Fixture | 1 |  | None | 0 | 0 | 0 | 197 | 0.0247 | 0 | [6 empty] | DEER:Indoor_Non-CFL_Ltg | Annual
Any | SWLG011Q | WRf | Ex | CZ09 | cWtd | SWLG011-01 | ExAnte2020 | IOU workpaper | 2019-06-26 | Fixture | 1 |  | None | 0 | 0 | 0 | 197 | 0.0222 | 0 | [6 empty] | DEER:Indoor_Non-CFL_Ltg | Annual
Any | SWLG011Q | WRf | Ex | CZ10 | cWtd | SWLG011-01 | ExAnte2020 | IOU workpaper | 2019-06-26 | Fixture | 1 |  | None | 0 | 0 | 0 | 194 | 0.0216 | 0 | [6 empty] | DEER:Indoor_Non-CFL_Ltg | Annual
Any | SWLG011Q | WRf | Ex | CZ11 | cWtd | SWLG011-01 | ExAnte2020 | IOU workpaper | 2019-06-26 | Fixture | 1 |  | None | 0 | 0 | 0 | 199 | 0.0215 | 0 | [6 empty] | DEER:Indoor_Non-CFL_Ltg | Annual
Any | SWLG011Q | WRf | Ex | CZ12 | cWtd | SWLG011-01 | ExAnte2020 | IOU workpaper | 2019-06-26 | Fixture | 1 |  | None | 0 | 0 | 0 | 197 | 0.022 | 0 | [6 empty] | DEER:Indoor_Non-CFL_Ltg | Annual
Any | SWLG011Q | WRf | Ex | CZ13 | cWtd | SWLG011-01 | ExAnte2020 | IOU workpaper | 2019-06-26 | Fixture | 1 |  | None | 0 | 0 | 0 | 201 | 0.0215 | 0 | [6 empty] | DEER:Indoor_Non-CFL_Ltg | Annual
Any | SWLG011Q | WRf | Ex | CZ14 | cWtd | SWLG011-01 | ExAnte2020 | IOU workpaper | 2019-06-26 | Fixture | 1 |  | None | 0 | 0 | 0 | 197 | 0.0216 | 0 | [6 empty] | DEER:Indoor_Non-CFL_Ltg | Annual
Any | SWLG011Q | WRf | Ex | CZ15 | cWtd | SWLG011-01 | ExAnte2020 | IOU workpaper | 2019-06-26 | Fixture | 1 |  | None | 0 | 0 | 0 | 199 | 0.0218 | 0 | [6 empty] | DEER:Indoor_Non-CFL_Ltg | Annual
Any | SWLG011Q | WRf | Ex | CZ16 | cWtd | SWLG011-01 | ExAnte2020 | IOU workpaper | 2019-06-26 | Fixture | 1 |  | None | 0 | 0 | 0 | 199 | 0.0213 | 0 | [6 empty] | DEER:Indoor_Non-CFL_Ltg | Annual
Any | SWLG011R | Asm | Ex | CZ01 | cWtd | SWLG011-01 | ExAnte2020 | IOU workpaper | 2019-06-26 | Fixture | 1 |  | None | 0 | 0 | 0 | 53.4 | 0.0241 | -1.32 | [6 empty] | DEER:Indoor_Non-CFL_Ltg | Annual
Any | SWLG011R | Asm | Ex | CZ02 | cWtd | SWLG011-01 | ExAnte2020 | IOU workpaper | 2019-06-26 | Fixture | 1 |  | None | 0 | 0 | 0 | 58.6 | 0.0243 | -0.741 | [6 empty] | DEER:Indoor_Non-CFL_Ltg | Annual
Any | SWLG011R | Asm | Ex | CZ03 | cWtd | SWLG011-01 | ExAnte2020 | IOU workpaper | 2019-06-26 | Fixture | 1 |  | None | 0 | 0 | 0 | 58 | 0.0243 | -0.862 | [6 empty] | DEER:Indoor_Non-CFL_Ltg | Annual
Any | SWLG011R | Asm | Ex | CZ04 | cWtd | SWLG011-01 | ExAnte2020 | IOU workpaper | 2019-06-26 | Fixture | 1 |  | None | 0 | 0 | 0 | 59.8 | 0.0243 | -0.638 | [6 empty] | DEER:Indoor_Non-CFL_Ltg | Annual
Any | SWLG011R | Asm | Ex | CZ05 | cWtd | SWLG011-01 | ExAnte2020 | IOU workpaper | 2019-06-26 | Fixture | 1 |  | None | 0 | 0 | 0 | 58 | 0.0241 | -0.816 | [6 empty] | DEER:Indoor_Non-CFL_Ltg | Annual
Any | SWLG011R | Asm | Ex | CZ06 | cWtd | SWLG011-01 | ExAnte2020 | IOU workpaper | 2019-06-26 | Fixture | 1 |  | None | 0 | 0 | 0 | 63.2 | 0.0258 | -0.483 | [6 empty] | DEER:Indoor_Non-CFL_Ltg | Annual
Any | SWLG011R | Asm | Ex | CZ07 | cWtd | SWLG011-01 | ExAnte2020 | IOU workpaper | 2019-06-26 | Fixture | 1 |  | None | 0 | 0 | 0 | 64.4 | 0.0264 | -0.456 | [6 empty] | DEER:Indoor_Non-CFL_Ltg | Annual
Any | SWLG011R | Asm | Ex | CZ08 | cWtd | SWLG011-01 | ExAnte2020 | IOU workpaper | 2019-06-26 | Fixture | 1 |  | None | 0 | 0 | 0 | 64.4 | 0.0256 | -0.375 | [6 empty] | DEER:Indoor_Non-CFL_Ltg | Annual
Any | SWLG011R | Asm | Ex | CZ09 | cWtd | SWLG011-01 | ExAnte2020 | IOU workpaper | 2019-06-26 | Fixture | 1 |  | None | 0 | 0 | 0 | 63.2 | 0.0262 | -0.437 | [6 empty] | DEER:Indoor_Non-CFL_Ltg | Annual
Any | SWLG011R | Asm | Ex | CZ10 | cWtd | SWLG011-01 | ExAnte2020 | IOU workpaper | 2019-06-26 | Fixture | 1 |  | None | 0 | 0 | 0 | 63.8 | 0.0264 | -0.415 | [6 empty] | DEER:Indoor_Non-CFL_Ltg | Annual
Any | SWLG011R | Asm | Ex | CZ11 | cWtd | SWLG011-01 | ExAnte2020 | IOU workpaper | 2019-06-26 | Fixture | 1 |  | None | 0 | 0 | 0 | 59.8 | 0.0249 | -0.621 | [6 empty] | DEER:Indoor_Non-CFL_Ltg | Annual
Any | SWLG011R | Asm | Ex | CZ12 | cWtd | SWLG011-01 | ExAnte2020 | IOU workpaper | 2019-06-26 | Fixture | 1 |  | None | 0 | 0 | 0 | 59.8 | 0.0247 | -0.661 | [6 empty] | DEER:Indoor_Non-CFL_Ltg | Annual
Any | SWLG011R | Asm | Ex | CZ13 | cWtd | SWLG011-01 | ExAnte2020 | IOU workpaper | 2019-06-26 | Fixture | 1 |  | None | 0 | 0 | 0 | 59.8 | 0.0249 | -0.598 | [6 empty] | DEER:Indoor_Non-CFL_Ltg | Annual
Any | SWLG011R | Asm | Ex | CZ14 | cWtd | SWLG011-01 | ExAnte2020 | IOU workpaper | 2019-06-26 | Fixture | 1 |  | None | 0 | 0 | 0 | 61.5 | 0.0258 | -0.592 | [6 empty] | DEER:Indoor_Non-CFL_Ltg | Annual
Any | SWLG011R | Asm | Ex | CZ15 | cWtd | SWLG011-01 | ExAnte2020 | IOU workpaper | 2019-06-26 | Fixture | 1 |  | None | 0 | 0 | 0 | 66.1 | 0.0258 | -0.209 | [6 empty] | DEER:Indoor_Non-CFL_Ltg | Annual
Any | SWLG011R | Asm | Ex | CZ16 | cWtd | SWLG011-01 | ExAnte2020 | IOU workpaper | 2019-06-26 | Fixture | 1 |  | None | 0 | 0 | 0 | 56.9 | 0.0251 | -0.948 | [6 empty] | DEER:Indoor_Non-CFL_Ltg | Annual
Any | SWLG011R | Com | Ex | CZ01 | cWtd | SWLG011-01 | ExAnte2020 | IOU workpaper | 2019-06-26 | Fixture | 1 |  | None | 0 | 0 | 0 | 99.1 | 0.0168 | -1.49 | [6 empty] | DEER:Indoor_Non-CFL_Ltg | Annual
Any | SWLG011R | Com | Ex | CZ02 | cWtd | SWLG011-01 | ExAnte2020 | IOU workpaper | 2019-06-26 | Fixture | 1 |  | None | 0 | 0 | 0 | 108 | 0.0187 | -0.955 | [6 empty] | DEER:Indoor_Non-CFL_Ltg | Annual
Any | SWLG011R | Com | Ex | CZ03 | cWtd | SWLG011-01 | ExAnte2020 | IOU workpaper | 2019-06-26 | Fixture | 1 |  | None | 0 | 0 | 0 | 108 | 0.018 | -0.833 | [6 empty] | DEER:Indoor_Non-CFL_Ltg | Annual
Any | SWLG011R | Com | Ex | CZ04 | cWtd | SWLG011-01 | ExAnte2020 | IOU workpaper | 2019-06-26 | Fixture | 1 |  | None | 0 | 0 | 0 | 111 | 0.0185 | -0.677 | [6 empty] | DEER:Indoor_Non-CFL_Ltg | Annual
Any | SWLG011R | Com | Ex | CZ05 | cWtd | SWLG011-01 | ExAnte2020 | IOU workpaper | 2019-06-26 | Fixture | 1 |  | None | 0 | 0 | 0 | 107 | 0.0177 | -1.12 | [6 empty] | DEER:Indoor_Non-CFL_Ltg | Annual
Any | SWLG011R | Com | Ex | CZ06 | cWtd | SWLG011-01 | ExAnte2020 | IOU workpaper | 2019-06-26 | Fixture | 1 |  | None | 0 | 0 | 0 | 112 | 0.0186 | -0.501 | [6 empty] | DEER:Indoor_Non-CFL_Ltg | Annual
Any | SWLG011R | Com | Ex | CZ07 | cWtd | SWLG011-01 | ExAnte2020 | IOU workpaper | 2019-06-26 | Fixture | 1 |  | None | 0 | 0 | 0 | 120 | 0.0198 | -0.482 | [6 empty] | DEER:Indoor_Non-CFL_Ltg | Annual
Any | SWLG011R | Com | Ex | CZ08 | cWtd | SWLG011-01 | ExAnte2020 | IOU workpaper | 2019-06-26 | Fixture | 1 |  | None | 0 | 0 | 0 | 112 | 0.0183 | -0.444 | [6 empty] | DEER:Indoor_Non-CFL_Ltg | Annual
Any | SWLG011R | Com | Ex | CZ09 | cWtd | SWLG011-01 | ExAnte2020 | IOU workpaper | 2019-06-26 | Fixture | 1 |  | None | 0 | 0 | 0 | 112 | 0.0191 | -0.486 | [6 empty] | DEER:Indoor_Non-CFL_Ltg | Annual
Any | SWLG011R | Com | Ex | CZ10 | cWtd | SWLG011-01 | ExAnte2020 | IOU workpaper | 2019-06-26 | Fixture | 1 |  | None | 0 | 0 | 0 | 109 | 0.0185 | -0.521 | [6 empty] | DEER:Indoor_Non-CFL_Ltg | Annual
Any | SWLG011R | Com | Ex | CZ11 | cWtd | SWLG011-01 | ExAnte2020 | IOU workpaper | 2019-06-26 | Fixture | 1 |  | None | 0 | 0 | 0 | 109 | 0.0188 | -0.866 | [6 empty] | DEER:Indoor_Non-CFL_Ltg | Annual
Any | SWLG011R | Com | Ex | CZ12 | cWtd | SWLG011-01 | ExAnte2020 | IOU workpaper | 2019-06-26 | Fixture | 1 |  | None | 0 | 0 | 0 | 109 | 0.0191 | -0.773 | [6 empty] | DEER:Indoor_Non-CFL_Ltg | Annual
Any | SWLG011R | Com | Ex | CZ13 | cWtd | SWLG011-01 | ExAnte2020 | IOU workpaper | 2019-06-26 | Fixture | 1 |  | None | 0 | 0 | 0 | 111 | 0.0187 | -0.74 | [6 empty] | DEER:Indoor_Non-CFL_Ltg | Annual
Any | SWLG011R | Com | Ex | CZ14 | cWtd | SWLG011-01 | ExAnte2020 | IOU workpaper | 2019-06-26 | Fixture | 1 |  | None | 0 | 0 | 0 | 110 | 0.0191 | -0.843 | [6 empty] | DEER:Indoor_Non-CFL_Ltg | Annual
Any | SWLG011R | Com | Ex | CZ15 | cWtd | SWLG011-01 | ExAnte2020 | IOU workpaper | 2019-06-26 | Fixture | 1 |  | None | 0 | 0 | 0 | 119 | 0.0196 | -0.242 | [6 empty] | DEER:Indoor_Non-CFL_Ltg | Annual
Any | SWLG011R | Com | Ex | CZ16 | cWtd | SWLG011-01 | ExAnte2020 | IOU workpaper | 2019-06-26 | Fixture | 1 |  | None | 0 | 0 | 0 | 103 | 0.0185 | -1.5 | [6 empty] | DEER:Indoor_Non-CFL_Ltg | Annual
Any | SWLG011R | ECC | Ex | CZ01 | cWtd | SWLG011-01 | ExAnte2020 | IOU workpaper | 2019-06-26 | Fixture | 1 |  | None | 0 | 0 | 0 | 88.7 | 0.0143 | -2.48 | [6 empty] | DEER:Indoor_Non-CFL_Ltg | Annual
Any | SWLG011R | ECC | Ex | CZ02 | cWtd | SWLG011-01 | ExAnte2020 | IOU workpaper | 2019-06-26 | Fixture | 1 |  | None | 0 | 0 | 0 | 94.2 | 0.0172 | -1.57 | [6 empty] | DEER:Indoor_Non-CFL_Ltg | Annual
Any | SWLG011R | ECC | Ex | CZ03 | cWtd | SWLG011-01 | ExAnte2020 | IOU workpaper | 2019-06-26 | Fixture | 1 |  | None | 0 | 0 | 0 | 92.4 | 0.0165 | -1.82 | [6 empty] | DEER:Indoor_Non-CFL_Ltg | Annual
Any | SWLG011R | ECC | Ex | CZ04 | cWtd | SWLG011-01 | ExAnte2020 | IOU workpaper | 2019-06-26 | Fixture | 1 |  | None | 0 | 0 | 0 | 95.1 | 0.0172 | -1.39 | [6 empty] | DEER:Indoor_Non-CFL_Ltg | Annual
Any | SWLG011R | ECC | Ex | CZ05 | cWtd | SWLG011-01 | ExAnte2020 | IOU workpaper | 2019-06-26 | Fixture | 1 |  | None | 0 | 0 | 0 | 92.4 | 0.0159 | -1.82 | [6 empty] | DEER:Indoor_Non-CFL_Ltg | Annual
Any | SWLG011R | ECC | Ex | CZ06 | cWtd | SWLG011-01 | ExAnte2020 | IOU workpaper | 2019-06-26 | Fixture | 1 |  | None | 0 | 0 | 0 | 97.8 | 0.018 | -0.988 | [6 empty] | DEER:Indoor_Non-CFL_Ltg | Annual
Any | SWLG011R | ECC | Ex | CZ07 | cWtd | SWLG011-01 | ExAnte2020 | IOU workpaper | 2019-06-26 | Fixture | 1 |  | None | 0 | 0 | 0 | 97.8 | 0.0172 | -0.988 | [6 empty] | DEER:Indoor_Non-CFL_Ltg | Annual
Any | SWLG011R | ECC | Ex | CZ08 | cWtd | SWLG011-01 | ExAnte2020 | IOU workpaper | 2019-06-26 | Fixture | 1 |  | None | 0 | 0 | 0 | 98.8 | 0.017 | -0.817 | [6 empty] | DEER:Indoor_Non-CFL_Ltg | Annual
Any | SWLG011R | ECC | Ex | CZ09 | cWtd | SWLG011-01 | ExAnte2020 | IOU workpaper | 2019-06-26 | Fixture | 1 |  | None | 0 | 0 | 0 | 96.9 | 0.0179 | -0.924 | [6 empty] | DEER:Indoor_Non-CFL_Ltg | Annual
Any | SWLG011R | ECC | Ex | CZ10 | cWtd | SWLG011-01 | ExAnte2020 | IOU workpaper | 2019-06-26 | Fixture | 1 |  | None | 0 | 0 | 0 | 96.9 | 0.0176 | -0.897 | [6 empty] | DEER:Indoor_Non-CFL_Ltg | Annual
Any | SWLG011R | ECC | Ex | CZ11 | cWtd | SWLG011-01 | ExAnte2020 | IOU workpaper | 2019-06-26 | Fixture | 1 |  | None | 0 | 0 | 0 | 96.9 | 0.0177 | -1.29 | [6 empty] | DEER:Indoor_Non-CFL_Ltg | Annual
Any | SWLG011R | ECC | Ex | CZ12 | cWtd | SWLG011-01 | ExAnte2020 | IOU workpaper | 2019-06-26 | Fixture | 1 |  | None | 0 | 0 | 0 | 96.9 | 0.0176 | -1.37 | [6 empty] | DEER:Indoor_Non-CFL_Ltg | Annual
Any | SWLG011R | ECC | Ex | CZ13 | cWtd | SWLG011-01 | ExAnte2020 | IOU workpaper | 2019-06-26 | Fixture | 1 |  | None | 0 | 0 | 0 | 97.8 | 0.0176 | -1.18 | [6 empty] | DEER:Indoor_Non-CFL_Ltg | Annual
Any | SWLG011R | ECC | Ex | CZ14 | cWtd | SWLG011-01 | ExAnte2020 | IOU workpaper | 2019-06-26 | Fixture | 1 |  | None | 0 | 0 | 0 | 97.8 | 0.0176 | -1.21 | [6 empty] | DEER:Indoor_Non-CFL_Ltg | Annual
Any | SWLG011R | ECC | Ex | CZ15 | cWtd | SWLG011-01 | ExAnte2020 | IOU workpaper | 2019-06-26 | Fixture | 1 |  | None | 0 | 0 | 0 | 102 | 0.0176 | -0.411 | [6 empty] | DEER:Indoor_Non-CFL_Ltg | Annual
Any | SWLG011R | ECC | Ex | CZ16 | cWtd | SWLG011-01 | ExAnte2020 | IOU workpaper | 2019-06-26 | Fixture | 1 |  | None | 0 | 0 | 0 | 92.4 | 0.0173 | -1.86 | [6 empty] | DEER:Indoor_Non-CFL_Ltg | Annual
Any | SWLG011R | EPr | Ex | CZ01 | cWtd | SWLG011-01 | ExAnte2020 | IOU workpaper | 2019-06-26 | Fixture | 1 |  | None | 0 | 0 | 0 | 75.4 | 0.0183 | -2.01 | [6 empty] | DEER:Indoor_Non-CFL_Ltg | Annual
Any | SWLG011R | EPr | Ex | CZ02 | cWtd | SWLG011-01 | ExAnte2020 | IOU workpaper | 2019-06-26 | Fixture | 1 |  | None | 0 | 0 | 0 | 79.4 | 0.0269 | -1.45 | [6 empty] | DEER:Indoor_Non-CFL_Ltg | Annual
Any | SWLG011R | EPr | Ex | CZ03 | cWtd | SWLG011-01 | ExAnte2020 | IOU workpaper | 2019-06-26 | Fixture | 1 |  | None | 0 | 0 | 0 | 78.6 | 0.0179 | -1.57 | [6 empty] | DEER:Indoor_Non-CFL_Ltg | Annual
Any | SWLG011R | EPr | Ex | CZ04 | cWtd | SWLG011-01 | ExAnte2020 | IOU workpaper | 2019-06-26 | Fixture | 1 |  | None | 0 | 0 | 0 | 80.2 | 0.0206 | -1.31 | [6 empty] | DEER:Indoor_Non-CFL_Ltg | Annual
Any | SWLG011R | EPr | Ex | CZ05 | cWtd | SWLG011-01 | ExAnte2020 | IOU workpaper | 2019-06-26 | Fixture | 1 |  | None | 0 | 0 | 0 | 78.6 | 0.0199 | -1.57 | [6 empty] | DEER:Indoor_Non-CFL_Ltg | Annual
Any | SWLG011R | EPr | Ex | CZ06 | cWtd | SWLG011-01 | ExAnte2020 | IOU workpaper | 2019-06-26 | Fixture | 1 |  | None | 0 | 0 | 0 | 82.6 | 0.0213 | -0.915 | [6 empty] | DEER:Indoor_Non-CFL_Ltg | Annual
Any | SWLG011R | EPr | Ex | CZ07 | cWtd | SWLG011-01 | ExAnte2020 | IOU workpaper | 2019-06-26 | Fixture | 1 |  | None | 0 | 0 | 0 | 81.8 | 0.0215 | -0.979 | [6 empty] | DEER:Indoor_Non-CFL_Ltg | Annual
Any | SWLG011R | EPr | Ex | CZ08 | cWtd | SWLG011-01 | ExAnte2020 | IOU workpaper | 2019-06-26 | Fixture | 1 |  | None | 0 | 0 | 0 | 83.4 | 0.0212 | -0.818 | [6 empty] | DEER:Indoor_Non-CFL_Ltg | Annual
Any | SWLG011R | EPr | Ex | CZ09 | cWtd | SWLG011-01 | ExAnte2020 | IOU workpaper | 2019-06-26 | Fixture | 1 |  | None | 0 | 0 | 0 | 83.4 | 0.0217 | -0.907 | [6 empty] | DEER:Indoor_Non-CFL_Ltg | Annual
Any | SWLG011R | EPr | Ex | CZ10 | cWtd | SWLG011-01 | ExAnte2020 | IOU workpaper | 2019-06-26 | Fixture | 1 |  | None | 0 | 0 | 0 | 85 | 0.0215 | -0.834 | [6 empty] | DEER:Indoor_Non-CFL_Ltg | Annual
Any | SWLG011R | EPr | Ex | CZ11 | cWtd | SWLG011-01 | ExAnte2020 | IOU workpaper | 2019-06-26 | Fixture | 1 |  | None | 0 | 0 | 0 | 82.6 | 0.0246 | -1.24 | [6 empty] | DEER:Indoor_Non-CFL_Ltg | Annual
Any | SWLG011R | EPr | Ex | CZ12 | cWtd | SWLG011-01 | ExAnte2020 | IOU workpaper | 2019-06-26 | Fixture | 1 |  | None | 0 | 0 | 0 | 81 | 0.028 | -1.27 | [6 empty] | DEER:Indoor_Non-CFL_Ltg | Annual
Any | SWLG011R | EPr | Ex | CZ13 | cWtd | SWLG011-01 | ExAnte2020 | IOU workpaper | 2019-06-26 | Fixture | 1 |  | None | 0 | 0 | 0 | 82.6 | 0.0231 | -1.19 | [6 empty] | DEER:Indoor_Non-CFL_Ltg | Annual
Any | SWLG011R | EPr | Ex | CZ14 | cWtd | SWLG011-01 | ExAnte2020 | IOU workpaper | 2019-06-26 | Fixture | 1 |  | None | 0 | 0 | 0 | 83.4 | 0.0213 | -1.09 | [6 empty] | DEER:Indoor_Non-CFL_Ltg | Annual
Any | SWLG011R | EPr | Ex | CZ15 | cWtd | SWLG011-01 | ExAnte2020 | IOU workpaper | 2019-06-26 | Fixture | 1 |  | None | 0 | 0 | 0 | 90.7 | 0.0219 | -0.397 | [6 empty] | DEER:Indoor_Non-CFL_Ltg | Annual
Any | SWLG011R | EPr | Ex | CZ16 | cWtd | SWLG011-01 | ExAnte2020 | IOU workpaper | 2019-06-26 | Fixture | 1 |  | None | 0 | 0 | 0 | 76.2 | 0.0178 | -1.62 | [6 empty] | DEER:Indoor_Non-CFL_Ltg | Annual
Any | SWLG011R | ERC | Ex | CZ01 | cWtd | SWLG011-01 | ExAnte2020 | IOU workpaper | 2019-06-26 | Fixture | 1 |  | None | 0 | 0 | 0 | 37 | 0.00823 | -0.706 | [6 empty] | DEER:Indoor_Non-CFL_Ltg | Annual
Any | SWLG011R | ERC | Ex | CZ02 | cWtd | SWLG011-01 | ExAnte2020 | IOU workpaper | 2019-06-26 | Fixture | 1 |  | None | 0 | 0 | 0 | 39.3 | 0.00997 | -0.496 | [6 empty] | DEER:Indoor_Non-CFL_Ltg | Annual
Any | SWLG011R | ERC | Ex | CZ03 | cWtd | SWLG011-01 | ExAnte2020 | IOU workpaper | 2019-06-26 | Fixture | 1 |  | None | 0 | 0 | 0 | 39.3 | 0.00723 | -0.443 | [6 empty] | DEER:Indoor_Non-CFL_Ltg | Annual
Any | SWLG011R | ERC | Ex | CZ04 | cWtd | SWLG011-01 | ExAnte2020 | IOU workpaper | 2019-06-26 | Fixture | 1 |  | None | 0 | 0 | 0 | 40.1 | 0.0083 | -0.368 | [6 empty] | DEER:Indoor_Non-CFL_Ltg | Annual
Any | SWLG011R | ERC | Ex | CZ05 | cWtd | SWLG011-01 | ExAnte2020 | IOU workpaper | 2019-06-26 | Fixture | 1 |  | None | 0 | 0 | 0 | 39.7 | 0.00749 | -0.397 | [6 empty] | DEER:Indoor_Non-CFL_Ltg | Annual
Any | SWLG011R | ERC | Ex | CZ06 | cWtd | SWLG011-01 | ExAnte2020 | IOU workpaper | 2019-06-26 | Fixture | 1 |  | None | 0 | 0 | 0 | 42 | 0.00843 | -0.284 | [6 empty] | DEER:Indoor_Non-CFL_Ltg | Annual
Any | SWLG011R | ERC | Ex | CZ07 | cWtd | SWLG011-01 | ExAnte2020 | IOU workpaper | 2019-06-26 | Fixture | 1 |  | None | 0 | 0 | 0 | 42 | 0.00823 | -0.231 | [6 empty] | DEER:Indoor_Non-CFL_Ltg | Annual
Any | SWLG011R | ERC | Ex | CZ08 | cWtd | SWLG011-01 | ExAnte2020 | IOU workpaper | 2019-06-26 | Fixture | 1 |  | None | 0 | 0 | 0 | 42.8 | 0.00857 | -0.213 | [6 empty] | DEER:Indoor_Non-CFL_Ltg | Annual
Any | SWLG011R | ERC | Ex | CZ09 | cWtd | SWLG011-01 | ExAnte2020 | IOU workpaper | 2019-06-26 | Fixture | 1 |  | None | 0 | 0 | 0 | 42.4 | 0.00917 | -0.27 | [6 empty] | DEER:Indoor_Non-CFL_Ltg | Annual
Any | SWLG011R | ERC | Ex | CZ10 | cWtd | SWLG011-01 | ExAnte2020 | IOU workpaper | 2019-06-26 | Fixture | 1 |  | None | 0 | 0 | 0 | 42.8 | 0.0093 | -0.291 | [6 empty] | DEER:Indoor_Non-CFL_Ltg | Annual
Any | SWLG011R | ERC | Ex | CZ11 | cWtd | SWLG011-01 | ExAnte2020 | IOU workpaper | 2019-06-26 | Fixture | 1 |  | None | 0 | 0 | 0 | 40.5 | 0.00977 | -0.424 | [6 empty] | DEER:Indoor_Non-CFL_Ltg | Annual
Any | SWLG011R | ERC | Ex | CZ12 | cWtd | SWLG011-01 | ExAnte2020 | IOU workpaper | 2019-06-26 | Fixture | 1 |  | None | 0 | 0 | 0 | 40.1 | 0.0097 | -0.435 | [6 empty] | DEER:Indoor_Non-CFL_Ltg | Annual
Any | SWLG011R | ERC | Ex | CZ13 | cWtd | SWLG011-01 | ExAnte2020 | IOU workpaper | 2019-06-26 | Fixture | 1 |  | None | 0 | 0 | 0 | 40.9 | 0.00937 | -0.39 | [6 empty] | DEER:Indoor_Non-CFL_Ltg | Annual
Any | SWLG011R | ERC | Ex | CZ14 | cWtd | SWLG011-01 | ExAnte2020 | IOU workpaper | 2019-06-26 | Fixture | 1 |  | None | 0 | 0 | 0 | 41.6 | 0.00944 | -0.412 | [6 empty] | DEER:Indoor_Non-CFL_Ltg | Annual
Any | SWLG011R | ERC | Ex | CZ15 | cWtd | SWLG011-01 | ExAnte2020 | IOU workpaper | 2019-06-26 | Fixture | 1 |  | None | 0 | 0 | 0 | 45.4 | 0.00977 | -0.11 | [6 empty] | DEER:Indoor_Non-CFL_Ltg | Annual
Any | SWLG011R | ERC | Ex | CZ16 | cWtd | SWLG011-01 | ExAnte2020 | IOU workpaper | 2019-06-26 | Fixture | 1 |  | None | 0 | 0 | 0 | 37.8 | 0.0087 | -0.603 | [6 empty] | DEER:Indoor_Non-CFL_Ltg | Annual
Any | SWLG011R | ESe | Ex | CZ01 | cWtd | SWLG011-01 | ExAnte2020 | IOU workpaper | 2019-06-26 | Fixture | 1 |  | None | 0 | 0 | 0 | 76.2 | 0.0183 | -1.86 | [6 empty] | DEER:Indoor_Non-CFL_Ltg | Annual
Any | SWLG011R | ESe | Ex | CZ02 | cWtd | SWLG011-01 | ExAnte2020 | IOU workpaper | 2019-06-26 | Fixture | 1 |  | None | 0 | 0 | 0 | 80.2 | 0.0256 | -1.34 | [6 empty] | DEER:Indoor_Non-CFL_Ltg | Annual
Any | SWLG011R | ESe | Ex | CZ03 | cWtd | SWLG011-01 | ExAnte2020 | IOU workpaper | 2019-06-26 | Fixture | 1 |  | None | 0 | 0 | 0 | 78.6 | 0.019 | -1.44 | [6 empty] | DEER:Indoor_Non-CFL_Ltg | Annual
Any | SWLG011R | ESe | Ex | CZ04 | cWtd | SWLG011-01 | ExAnte2020 | IOU workpaper | 2019-06-26 | Fixture | 1 |  | None | 0 | 0 | 0 | 81 | 0.0201 | -1.19 | [6 empty] | DEER:Indoor_Non-CFL_Ltg | Annual
Any | SWLG011R | ESe | Ex | CZ05 | cWtd | SWLG011-01 | ExAnte2020 | IOU workpaper | 2019-06-26 | Fixture | 1 |  | None | 0 | 0 | 0 | 78.6 | 0.0192 | -1.39 | [6 empty] | DEER:Indoor_Non-CFL_Ltg | Annual
Any | SWLG011R | ESe | Ex | CZ06 | cWtd | SWLG011-01 | ExAnte2020 | IOU workpaper | 2019-06-26 | Fixture | 1 |  | None | 0 | 0 | 0 | 82.6 | 0.021 | -0.899 | [6 empty] | DEER:Indoor_Non-CFL_Ltg | Annual
Any | SWLG011R | ESe | Ex | CZ07 | cWtd | SWLG011-01 | ExAnte2020 | IOU workpaper | 2019-06-26 | Fixture | 1 |  | None | 0 | 0 | 0 | 81.8 | 0.021 | -0.875 | [6 empty] | DEER:Indoor_Non-CFL_Ltg | Annual
Any | SWLG011R | ESe | Ex | CZ08 | cWtd | SWLG011-01 | ExAnte2020 | IOU workpaper | 2019-06-26 | Fixture | 1 |  | None | 0 | 0 | 0 | 84.2 | 0.0206 | -0.751 | [6 empty] | DEER:Indoor_Non-CFL_Ltg | Annual
Any | SWLG011R | ESe | Ex | CZ09 | cWtd | SWLG011-01 | ExAnte2020 | IOU workpaper | 2019-06-26 | Fixture | 1 |  | None | 0 | 0 | 0 | 84.2 | 0.0214 | -0.842 | [6 empty] | DEER:Indoor_Non-CFL_Ltg | Annual
Any | SWLG011R | ESe | Ex | CZ10 | cWtd | SWLG011-01 | ExAnte2020 | IOU workpaper | 2019-06-26 | Fixture | 1 |  | None | 0 | 0 | 0 | 84.2 | 0.0212 | -0.875 | [6 empty] | DEER:Indoor_Non-CFL_Ltg | Annual
Any | SWLG011R | ESe | Ex | CZ11 | cWtd | SWLG011-01 | ExAnte2020 | IOU workpaper | 2019-06-26 | Fixture | 1 |  | None | 0 | 0 | 0 | 82.6 | 0.0233 | -1.18 | [6 empty] | DEER:Indoor_Non-CFL_Ltg | Annual
Any | SWLG011R | ESe | Ex | CZ12 | cWtd | SWLG011-01 | ExAnte2020 | IOU workpaper | 2019-06-26 | Fixture | 1 |  | None | 0 | 0 | 0 | 81.8 | 0.0262 | -1.21 | [6 empty] | DEER:Indoor_Non-CFL_Ltg | Annual
Any | SWLG011R | ESe | Ex | CZ13 | cWtd | SWLG011-01 | ExAnte2020 | IOU workpaper | 2019-06-26 | Fixture | 1 |  | None | 0 | 0 | 0 | 83.4 | 0.0224 | -1.09 | [6 empty] | DEER:Indoor_Non-CFL_Ltg | Annual
Any | SWLG011R | ESe | Ex | CZ14 | cWtd | SWLG011-01 | ExAnte2020 | IOU workpaper | 2019-06-26 | Fixture | 1 |  | None | 0 | 0 | 0 | 83.4 | 0.0208 | -1.08 | [6 empty] | DEER:Indoor_Non-CFL_Ltg | Annual
Any | SWLG011R | ESe | Ex | CZ15 | cWtd | SWLG011-01 | ExAnte2020 | IOU workpaper | 2019-06-26 | Fixture | 1 |  | None | 0 | 0 | 0 | 90.7 | 0.0238 | -0.411 | [6 empty] | DEER:Indoor_Non-CFL_Ltg | Annual
Any | SWLG011R | ESe | Ex | CZ16 | cWtd | SWLG011-01 | ExAnte2020 | IOU workpaper | 2019-06-26 | Fixture | 1 |  | None | 0 | 0 | 0 | 77 | 0.0251 | -1.49 | [6 empty] | DEER:Indoor_Non-CFL_Ltg | Annual
Any | SWLG011R | EUn | Ex | CZ01 | cWtd | SWLG011-01 | ExAnte2020 | IOU workpaper | 2019-06-26 | Fixture | 1 |  | None | 0 | 0 | 0 | 84.5 | 0.024 | -2.54 | [6 empty] | DEER:Indoor_Non-CFL_Ltg | Annual
Any | SWLG011R | EUn | Ex | CZ02 | cWtd | SWLG011-01 | ExAnte2020 | IOU workpaper | 2019-06-26 | Fixture | 1 |  | None | 0 | 0 | 0 | 89.6 | 0.0267 | -1.68 | [6 empty] | DEER:Indoor_Non-CFL_Ltg | Annual
Any | SWLG011R | EUn | Ex | CZ03 | cWtd | SWLG011-01 | ExAnte2020 | IOU workpaper | 2019-06-26 | Fixture | 1 |  | None | 0 | 0 | 0 | 87.9 | 0.0267 | -1.93 | [6 empty] | DEER:Indoor_Non-CFL_Ltg | Annual
Any | SWLG011R | EUn | Ex | CZ04 | cWtd | SWLG011-01 | ExAnte2020 | IOU workpaper | 2019-06-26 | Fixture | 1 |  | None | 0 | 0 | 0 | 90.5 | 0.0267 | -1.49 | [6 empty] | DEER:Indoor_Non-CFL_Ltg | Annual
Any | SWLG011R | EUn | Ex | CZ05 | cWtd | SWLG011-01 | ExAnte2020 | IOU workpaper | 2019-06-26 | Fixture | 1 |  | None | 0 | 0 | 0 | 87.9 | 0.0256 | -1.9 | [6 empty] | DEER:Indoor_Non-CFL_Ltg | Annual
Any | SWLG011R | EUn | Ex | CZ06 | cWtd | SWLG011-01 | ExAnte2020 | IOU workpaper | 2019-06-26 | Fixture | 1 |  | None | 0 | 0 | 0 | 93.1 | 0.0271 | -1.19 | [6 empty] | DEER:Indoor_Non-CFL_Ltg | Annual
Any | SWLG011R | EUn | Ex | CZ07 | cWtd | SWLG011-01 | ExAnte2020 | IOU workpaper | 2019-06-26 | Fixture | 1 |  | None | 0 | 0 | 0 | 92.2 | 0.0275 | -1.21 | [6 empty] | DEER:Indoor_Non-CFL_Ltg | Annual
Any | SWLG011R | EUn | Ex | CZ08 | cWtd | SWLG011-01 | ExAnte2020 | IOU workpaper | 2019-06-26 | Fixture | 1 |  | None | 0 | 0 | 0 | 93.1 | 0.0271 | -1.03 | [6 empty] | DEER:Indoor_Non-CFL_Ltg | Annual
Any | SWLG011R | EUn | Ex | CZ09 | cWtd | SWLG011-01 | ExAnte2020 | IOU workpaper | 2019-06-26 | Fixture | 1 |  | None | 0 | 0 | 0 | 93.1 | 0.0282 | -1.08 | [6 empty] | DEER:Indoor_Non-CFL_Ltg | Annual
Any | SWLG011R | EUn | Ex | CZ10 | cWtd | SWLG011-01 | ExAnte2020 | IOU workpaper | 2019-06-26 | Fixture | 1 |  | None | 0 | 0 | 0 | 93.1 | 0.0275 | -1.1 | [6 empty] | DEER:Indoor_Non-CFL_Ltg | Annual
Any | SWLG011R | EUn | Ex | CZ11 | cWtd | SWLG011-01 | ExAnte2020 | IOU workpaper | 2019-06-26 | Fixture | 1 |  | None | 0 | 0 | 0 | 91.4 | 0.0271 | -1.34 | [6 empty] | DEER:Indoor_Non-CFL_Ltg | Annual
Any | SWLG011R | EUn | Ex | CZ12 | cWtd | SWLG011-01 | ExAnte2020 | IOU workpaper | 2019-06-26 | Fixture | 1 |  | None | 0 | 0 | 0 | 91.4 | 0.0271 | -1.44 | [6 empty] | DEER:Indoor_Non-CFL_Ltg | Annual
Any | SWLG011R | EUn | Ex | CZ13 | cWtd | SWLG011-01 | ExAnte2020 | IOU workpaper | 2019-06-26 | Fixture | 1 |  | None | 0 | 0 | 0 | 92.2 | 0.0273 | -1.26 | [6 empty] | DEER:Indoor_Non-CFL_Ltg | Annual
Any | SWLG011R | EUn | Ex | CZ14 | cWtd | SWLG011-01 | ExAnte2020 | IOU workpaper | 2019-06-26 | Fixture | 1 |  | None | 0 | 0 | 0 | 92.2 | 0.03 | -1.35 | [6 empty] | DEER:Indoor_Non-CFL_Ltg | Annual
Any | SWLG011R | EUn | Ex | CZ15 | cWtd | SWLG011-01 | ExAnte2020 | IOU workpaper | 2019-06-26 | Fixture | 1 |  | None | 0 | 0 | 0 | 98.3 | 0.028 | -0.53 | [6 empty] | DEER:Indoor_Non-CFL_Ltg | Annual
Any | SWLG011R | EUn | Ex | CZ16 | cWtd | SWLG011-01 | ExAnte2020 | IOU workpaper | 2019-06-26 | Fixture | 1 |  | None | 0 | 0 | 0 | 87 | 0.0262 | -1.98 | [6 empty] | DEER:Indoor_Non-CFL_Ltg | Annual
Any | SWLG011R | Gro | Ex | CZ01 | cWtd | SWLG011-01 | ExAnte2020 | IOU workpaper | 2019-06-26 | Fixture | 1 |  | None | 0 | 0 | 0 | 187 | 0.0311 | -3.22 | [6 empty] | DEER:Indoor_Non-CFL_Ltg | Annual
Any | SWLG011R | Gro | Ex | CZ02 | cWtd | SWLG011-01 | ExAnte2020 | IOU workpaper | 2019-06-26 | Fixture | 1 |  | None | 0 | 0 | 0 | 194 | 0.0368 | -2.48 | [6 empty] | DEER:Indoor_Non-CFL_Ltg | Annual
Any | SWLG011R | Gro | Ex | CZ03 | cWtd | SWLG011-01 | ExAnte2020 | IOU workpaper | 2019-06-26 | Fixture | 1 |  | None | 0 | 0 | 0 | 191 | 0.0344 | -2.8 | [6 empty] | DEER:Indoor_Non-CFL_Ltg | Annual
Any | SWLG011R | Gro | Ex | CZ04 | cWtd | SWLG011-01 | ExAnte2020 | IOU workpaper | 2019-06-26 | Fixture | 1 |  | None | 0 | 0 | 0 | 194 | 0.0356 | -2.4 | [6 empty] | DEER:Indoor_Non-CFL_Ltg | Annual
Any | SWLG011R | Gro | Ex | CZ05 | cWtd | SWLG011-01 | ExAnte2020 | IOU workpaper | 2019-06-26 | Fixture | 1 |  | None | 0 | 0 | 0 | 189 | 0.0338 | -2.86 | [6 empty] | DEER:Indoor_Non-CFL_Ltg | Annual
Any | SWLG011R | Gro | Ex | CZ06 | cWtd | SWLG011-01 | ExAnte2020 | IOU workpaper | 2019-06-26 | Fixture | 1 |  | None | 0 | 0 | 0 | 191 | 0.0353 | -2.57 | [6 empty] | DEER:Indoor_Non-CFL_Ltg | Annual
Any | SWLG011R | Gro | Ex | CZ07 | cWtd | SWLG011-01 | ExAnte2020 | IOU workpaper | 2019-06-26 | Fixture | 1 |  | None | 0 | 0 | 0 | 191 | 0.0344 | -2.59 | [6 empty] | DEER:Indoor_Non-CFL_Ltg | Annual
Any | SWLG011R | Gro | Ex | CZ08 | cWtd | SWLG011-01 | ExAnte2020 | IOU workpaper | 2019-06-26 | Fixture | 1 |  | None | 0 | 0 | 0 | 194 | 0.0353 | -2.31 | [6 empty] | DEER:Indoor_Non-CFL_Ltg | Annual
Any | SWLG011R | Gro | Ex | CZ09 | cWtd | SWLG011-01 | ExAnte2020 | IOU workpaper | 2019-06-26 | Fixture | 1 |  | None | 0 | 0 | 0 | 194 | 0.0362 | -2.29 | [6 empty] | DEER:Indoor_Non-CFL_Ltg | Annual
Any | SWLG011R | Gro | Ex | CZ10 | cWtd | SWLG011-01 | ExAnte2020 | IOU workpaper | 2019-06-26 | Fixture | 1 |  | None | 0 | 0 | 0 | 196 | 0.0365 | -2.31 | [6 empty] | DEER:Indoor_Non-CFL_Ltg | Annual
Any | SWLG011R | Gro | Ex | CZ11 | cWtd | SWLG011-01 | ExAnte2020 | IOU workpaper | 2019-06-26 | Fixture | 1 |  | None | 0 | 0 | 0 | 200 | 0.0378 | -2.04 | [6 empty] | DEER:Indoor_Non-CFL_Ltg | Annual
Any | SWLG011R | Gro | Ex | CZ12 | cWtd | SWLG011-01 | ExAnte2020 | IOU workpaper | 2019-06-26 | Fixture | 1 |  | None | 0 | 0 | 0 | 196 | 0.0374 | -2.21 | [6 empty] | DEER:Indoor_Non-CFL_Ltg | Annual
Any | SWLG011R | Gro | Ex | CZ13 | cWtd | SWLG011-01 | ExAnte2020 | IOU workpaper | 2019-06-26 | Fixture | 1 |  | None | 0 | 0 | 0 | 200 | 0.0365 | -1.92 | [6 empty] | DEER:Indoor_Non-CFL_Ltg | Annual
Any | SWLG011R | Gro | Ex | CZ14 | cWtd | SWLG011-01 | ExAnte2020 | IOU workpaper | 2019-06-26 | Fixture | 1 |  | None | 0 | 0 | 0 | 198 | 0.0368 | -2.36 | [6 empty] | DEER:Indoor_Non-CFL_Ltg | Annual
Any | SWLG011R | Gro | Ex | CZ15 | cWtd | SWLG011-01 | ExAnte2020 | IOU workpaper | 2019-06-26 | Fixture | 1 |  | None | 0 | 0 | 0 | 210 | 0.0374 | -1.34 | [6 empty] | DEER:Indoor_Non-CFL_Ltg | Annual
Any | SWLG011R | Gro | Ex | CZ16 | cWtd | SWLG011-01 | ExAnte2020 | IOU workpaper | 2019-06-26 | Fixture | 1 |  | None | 0 | 0 | 0 | 185 | 0.0356 | -3.09 | [6 empty] | DEER:Indoor_Non-CFL_Ltg | Annual
Any | SWLG011R | Hsp | Ex | CZ01 | cWtd | SWLG011-01 | ExAnte2020 | IOU workpaper | 2019-06-26 | Fixture | 1 |  | None | 0 | 0 | 0 | 200 | 0.0291 | -5.76 | [6 empty] | DEER:Indoor_Non-CFL_Ltg | Annual
Any | SWLG011R | Hsp | Ex | CZ02 | cWtd | SWLG011-01 | ExAnte2020 | IOU workpaper | 2019-06-26 | Fixture | 1 |  | None | 0 | 0 | 0 | 215 | 0.034 | -3.67 | [6 empty] | DEER:Indoor_Non-CFL_Ltg | Annual
Any | SWLG011R | Hsp | Ex | CZ03 | cWtd | SWLG011-01 | ExAnte2020 | IOU workpaper | 2019-06-26 | Fixture | 1 |  | None | 0 | 0 | 0 | 211 | 0.0329 | -3.48 | [6 empty] | DEER:Indoor_Non-CFL_Ltg | Annual
Any | SWLG011R | Hsp | Ex | CZ04 | cWtd | SWLG011-01 | ExAnte2020 | IOU workpaper | 2019-06-26 | Fixture | 1 |  | None | 0 | 0 | 0 | 219 | 0.0332 | -3 | [6 empty] | DEER:Indoor_Non-CFL_Ltg | Annual
Any | SWLG011R | Hsp | Ex | CZ05 | cWtd | SWLG011-01 | ExAnte2020 | IOU workpaper | 2019-06-26 | Fixture | 1 |  | None | 0 | 0 | 0 | 211 | 0.0313 | -3.69 | [6 empty] | DEER:Indoor_Non-CFL_Ltg | Annual
Any | SWLG011R | Hsp | Ex | CZ06 | cWtd | SWLG011-01 | ExAnte2020 | IOU workpaper | 2019-06-26 | Fixture | 1 |  | None | 0 | 0 | 0 | 226 | 0.0354 | -1.94 | [6 empty] | DEER:Indoor_Non-CFL_Ltg | Annual
Any | SWLG011R | Hsp | Ex | CZ07 | cWtd | SWLG011-01 | ExAnte2020 | IOU workpaper | 2019-06-26 | Fixture | 1 |  | None | 0 | 0 | 0 | 228 | 0.0335 | -1.37 | [6 empty] | DEER:Indoor_Non-CFL_Ltg | Annual
Any | SWLG011R | Hsp | Ex | CZ08 | cWtd | SWLG011-01 | ExAnte2020 | IOU workpaper | 2019-06-26 | Fixture | 1 |  | None | 0 | 0 | 0 | 228 | 0.0337 | -1.65 | [6 empty] | DEER:Indoor_Non-CFL_Ltg | Annual
Any | SWLG011R | Hsp | Ex | CZ09 | cWtd | SWLG011-01 | ExAnte2020 | IOU workpaper | 2019-06-26 | Fixture | 1 |  | None | 0 | 0 | 0 | 228 | 0.0348 | -1.97 | [6 empty] | DEER:Indoor_Non-CFL_Ltg | Annual
Any | SWLG011R | Hsp | Ex | CZ10 | cWtd | SWLG011-01 | ExAnte2020 | IOU workpaper | 2019-06-26 | Fixture | 1 |  | None | 0 | 0 | 0 | 228 | 0.0354 | -2.1 | [6 empty] | DEER:Indoor_Non-CFL_Ltg | Annual
Any | SWLG011R | Hsp | Ex | CZ11 | cWtd | SWLG011-01 | ExAnte2020 | IOU workpaper | 2019-06-26 | Fixture | 1 |  | None | 0 | 0 | 0 | 224 | 0.0337 | -3.08 | [6 empty] | DEER:Indoor_Non-CFL_Ltg | Annual
Any | SWLG011R | Hsp | Ex | CZ12 | cWtd | SWLG011-01 | ExAnte2020 | IOU workpaper | 2019-06-26 | Fixture | 1 |  | None | 0 | 0 | 0 | 222 | 0.0337 | -3.15 | [6 empty] | DEER:Indoor_Non-CFL_Ltg | Annual
Any | SWLG011R | Hsp | Ex | CZ13 | cWtd | SWLG011-01 | ExAnte2020 | IOU workpaper | 2019-06-26 | Fixture | 1 |  | None | 0 | 0 | 0 | 226 | 0.0337 | -2.89 | [6 empty] | DEER:Indoor_Non-CFL_Ltg | Annual
Any | SWLG011R | Hsp | Ex | CZ14 | cWtd | SWLG011-01 | ExAnte2020 | IOU workpaper | 2019-06-26 | Fixture | 1 |  | None | 0 | 0 | 0 | 224 | 0.034 | -2.93 | [6 empty] | DEER:Indoor_Non-CFL_Ltg | Annual
Any | SWLG011R | Hsp | Ex | CZ15 | cWtd | SWLG011-01 | ExAnte2020 | IOU workpaper | 2019-06-26 | Fixture | 1 |  | None | 0 | 0 | 0 | 243 | 0.0346 | -1.11 | [6 empty] | DEER:Indoor_Non-CFL_Ltg | Annual
Any | SWLG011R | Hsp | Ex | CZ16 | cWtd | SWLG011-01 | ExAnte2020 | IOU workpaper | 2019-06-26 | Fixture | 1 |  | None | 0 | 0 | 0 | 211 | 0.0335 | -4.06 | [6 empty] | DEER:Indoor_Non-CFL_Ltg | Annual
Any | SWLG011R | Htl | Ex | CZ01 | cWtd | SWLG011-01 | ExAnte2020 | IOU workpaper | 2019-06-26 | Fixture | 1 |  | None | 0 | 0 | 0 | 156 | 0.0251 | -3.31 | [6 empty] | DEER:Indoor_Non-CFL_Ltg | Annual
Any | SWLG011R | Htl | Ex | CZ02 | cWtd | SWLG011-01 | ExAnte2020 | IOU workpaper | 2019-06-26 | Fixture | 1 |  | None | 0 | 0 | 0 | 175 | 0.0286 | -2.39 | [6 empty] | DEER:Indoor_Non-CFL_Ltg | Annual
Any | SWLG011R | Htl | Ex | CZ03 | cWtd | SWLG011-01 | ExAnte2020 | IOU workpaper | 2019-06-26 | Fixture | 1 |  | None | 0 | 0 | 0 | 173 | 0.0281 | -2.5 | [6 empty] | DEER:Indoor_Non-CFL_Ltg | Annual
Any | SWLG011R | Htl | Ex | CZ04 | cWtd | SWLG011-01 | ExAnte2020 | IOU workpaper | 2019-06-26 | Fixture | 1 |  | None | 0 | 0 | 0 | 179 | 0.0279 | -1.9 | [6 empty] | DEER:Indoor_Non-CFL_Ltg | Annual
Any | SWLG011R | Htl | Ex | CZ05 | cWtd | SWLG011-01 | ExAnte2020 | IOU workpaper | 2019-06-26 | Fixture | 1 |  | None | 0 | 0 | 0 | 171 | 0.0269 | -2.58 | [6 empty] | DEER:Indoor_Non-CFL_Ltg | Annual
Any | SWLG011R | Htl | Ex | CZ06 | cWtd | SWLG011-01 | ExAnte2020 | IOU workpaper | 2019-06-26 | Fixture | 1 |  | None | 0 | 0 | 0 | 194 | 0.0293 | -1.35 | [6 empty] | DEER:Indoor_Non-CFL_Ltg | Annual
Any | SWLG011R | Htl | Ex | CZ07 | cWtd | SWLG011-01 | ExAnte2020 | IOU workpaper | 2019-06-26 | Fixture | 1 |  | None | 0 | 0 | 0 | 198 | 0.029 | -1.2 | [6 empty] | DEER:Indoor_Non-CFL_Ltg | Annual
Any | SWLG011R | Htl | Ex | CZ08 | cWtd | SWLG011-01 | ExAnte2020 | IOU workpaper | 2019-06-26 | Fixture | 1 |  | None | 0 | 0 | 0 | 200 | 0.0288 | -1.19 | [6 empty] | DEER:Indoor_Non-CFL_Ltg | Annual
Any | SWLG011R | Htl | Ex | CZ09 | cWtd | SWLG011-01 | ExAnte2020 | IOU workpaper | 2019-06-26 | Fixture | 1 |  | None | 0 | 0 | 0 | 196 | 0.03 | -1.37 | [6 empty] | DEER:Indoor_Non-CFL_Ltg | Annual
Any | SWLG011R | Htl | Ex | CZ10 | cWtd | SWLG011-01 | ExAnte2020 | IOU workpaper | 2019-06-26 | Fixture | 1 |  | None | 0 | 0 | 0 | 194 | 0.0302 | -1.43 | [6 empty] | DEER:Indoor_Non-CFL_Ltg | Annual
Any | SWLG011R | Htl | Ex | CZ11 | cWtd | SWLG011-01 | ExAnte2020 | IOU workpaper | 2019-06-26 | Fixture | 1 |  | None | 0 | 0 | 0 | 181 | 0.0286 | -2.35 | [6 empty] | DEER:Indoor_Non-CFL_Ltg | Annual
Any | SWLG011R | Htl | Ex | CZ12 | cWtd | SWLG011-01 | ExAnte2020 | IOU workpaper | 2019-06-26 | Fixture | 1 |  | None | 0 | 0 | 0 | 179 | 0.0286 | -2.27 | [6 empty] | DEER:Indoor_Non-CFL_Ltg | Annual
Any | SWLG011R | Htl | Ex | CZ13 | cWtd | SWLG011-01 | ExAnte2020 | IOU workpaper | 2019-06-26 | Fixture | 1 |  | None | 0 | 0 | 0 | 181 | 0.0283 | -2.08 | [6 empty] | DEER:Indoor_Non-CFL_Ltg | Annual
Any | SWLG011R | Htl | Ex | CZ14 | cWtd | SWLG011-01 | ExAnte2020 | IOU workpaper | 2019-06-26 | Fixture | 1 |  | None | 0 | 0 | 0 | 185 | 0.029 | -1.61 | [6 empty] | DEER:Indoor_Non-CFL_Ltg | Annual
Any | SWLG011R | Htl | Ex | CZ15 | cWtd | SWLG011-01 | ExAnte2020 | IOU workpaper | 2019-06-26 | Fixture | 1 |  | None | 0 | 0 | 0 | 212 | 0.0302 | -0.837 | [6 empty] | DEER:Indoor_Non-CFL_Ltg | Annual
Any | SWLG011R | Htl | Ex | CZ16 | cWtd | SWLG011-01 | ExAnte2020 | IOU workpaper | 2019-06-26 | Fixture | 1 |  | None | 0 | 0 | 0 | 167 | 0.0286 | -2.29 | [6 empty] | DEER:Indoor_Non-CFL_Ltg | Annual
Any | SWLG011R | MBT | Ex | CZ01 | cWtd | SWLG011-01 | ExAnte2020 | IOU workpaper | 2019-06-26 | Fixture | 1 |  | None | 0 | 0 | 0 | 94.5 | 0.0106 | -0.918 | [6 empty] | DEER:Indoor_Non-CFL_Ltg | Annual
Any | SWLG011R | MBT | Ex | CZ02 | cWtd | SWLG011-01 | ExAnte2020 | IOU workpaper | 2019-06-26 | Fixture | 1 |  | None | 0 | 0 | 0 | 100 | 0.0122 | -0.514 | [6 empty] | DEER:Indoor_Non-CFL_Ltg | Annual
Any | SWLG011R | MBT | Ex | CZ03 | cWtd | SWLG011-01 | ExAnte2020 | IOU workpaper | 2019-06-26 | Fixture | 1 |  | None | 0 | 0 | 0 | 100 | 0.0119 | -0.407 | [6 empty] | DEER:Indoor_Non-CFL_Ltg | Annual
Any | SWLG011R | MBT | Ex | CZ04 | cWtd | SWLG011-01 | ExAnte2020 | IOU workpaper | 2019-06-26 | Fixture | 1 |  | None | 0 | 0 | 0 | 102 | 0.0122 | -0.337 | [6 empty] | DEER:Indoor_Non-CFL_Ltg | Annual
Any | SWLG011R | MBT | Ex | CZ05 | cWtd | SWLG011-01 | ExAnte2020 | IOU workpaper | 2019-06-26 | Fixture | 1 |  | None | 0 | 0 | 0 | 100 | 0.0121 | -0.431 | [6 empty] | DEER:Indoor_Non-CFL_Ltg | Annual
Any | SWLG011R | MBT | Ex | CZ06 | cWtd | SWLG011-01 | ExAnte2020 | IOU workpaper | 2019-06-26 | Fixture | 1 |  | None | 0 | 0 | 0 | 105 | 0.0128 | -0.234 | [6 empty] | DEER:Indoor_Non-CFL_Ltg | Annual
Any | SWLG011R | MBT | Ex | CZ07 | cWtd | SWLG011-01 | ExAnte2020 | IOU workpaper | 2019-06-26 | Fixture | 1 |  | None | 0 | 0 | 0 | 106 | 0.0129 | -0.158 | [6 empty] | DEER:Indoor_Non-CFL_Ltg | Annual
Any | SWLG011R | MBT | Ex | CZ08 | cWtd | SWLG011-01 | ExAnte2020 | IOU workpaper | 2019-06-26 | Fixture | 1 |  | None | 0 | 0 | 0 | 107 | 0.0128 | -0.195 | [6 empty] | DEER:Indoor_Non-CFL_Ltg | Annual
Any | SWLG011R | MBT | Ex | CZ09 | cWtd | SWLG011-01 | ExAnte2020 | IOU workpaper | 2019-06-26 | Fixture | 1 |  | None | 0 | 0 | 0 | 106 | 0.0132 | -0.239 | [6 empty] | DEER:Indoor_Non-CFL_Ltg | Annual
Any | SWLG011R | MBT | Ex | CZ10 | cWtd | SWLG011-01 | ExAnte2020 | IOU workpaper | 2019-06-26 | Fixture | 1 |  | None | 0 | 0 | 0 | 107 | 0.0132 | -0.192 | [6 empty] | DEER:Indoor_Non-CFL_Ltg | Annual
Any | SWLG011R | MBT | Ex | CZ11 | cWtd | SWLG011-01 | ExAnte2020 | IOU workpaper | 2019-06-26 | Fixture | 1 |  | None | 0 | 0 | 0 | 102 | 0.0123 | -0.523 | [6 empty] | DEER:Indoor_Non-CFL_Ltg | Annual
Any | SWLG011R | MBT | Ex | CZ12 | cWtd | SWLG011-01 | ExAnte2020 | IOU workpaper | 2019-06-26 | Fixture | 1 |  | None | 0 | 0 | 0 | 101 | 0.0122 | -0.496 | [6 empty] | DEER:Indoor_Non-CFL_Ltg | Annual
Any | SWLG011R | MBT | Ex | CZ13 | cWtd | SWLG011-01 | ExAnte2020 | IOU workpaper | 2019-06-26 | Fixture | 1 |  | None | 0 | 0 | 0 | 102 | 0.0121 | -0.449 | [6 empty] | DEER:Indoor_Non-CFL_Ltg | Annual
Any | SWLG011R | MBT | Ex | CZ14 | cWtd | SWLG011-01 | ExAnte2020 | IOU workpaper | 2019-06-26 | Fixture | 1 |  | None | 0 | 0 | 0 | 104 | 0.0131 | -0.502 | [6 empty] | DEER:Indoor_Non-CFL_Ltg | Annual
Any | SWLG011R | MBT | Ex | CZ15 | cWtd | SWLG011-01 | ExAnte2020 | IOU workpaper | 2019-06-26 | Fixture | 1 |  | None | 0 | 0 | 0 | 112 | 0.013 | -0.0769 | [6 empty] | DEER:Indoor_Non-CFL_Ltg | Annual
Any | SWLG011R | MBT | Ex | CZ16 | cWtd | SWLG011-01 | ExAnte2020 | IOU workpaper | 2019-06-26 | Fixture | 1 |  | None | 0 | 0 | 0 | 98.4 | 0.0125 | -1.17 | [6 empty] | DEER:Indoor_Non-CFL_Ltg | Annual
Any | SWLG011R | MLI | Ex | CZ01 | cWtd | SWLG011-01 | ExAnte2020 | IOU workpaper | 2019-06-26 | Fixture | 1 |  | None | 0 | 0 | 0 | 90.9 | 0.0116 | -1.69 | [6 empty] | DEER:Indoor_Non-CFL_Ltg | Annual
Any | SWLG011R | MLI | Ex | CZ02 | cWtd | SWLG011-01 | ExAnte2020 | IOU workpaper | 2019-06-26 | Fixture | 1 |  | None | 0 | 0 | 0 | 96.8 | 0.0127 | -1.07 | [6 empty] | DEER:Indoor_Non-CFL_Ltg | Annual
Any | SWLG011R | MLI | Ex | CZ03 | cWtd | SWLG011-01 | ExAnte2020 | IOU workpaper | 2019-06-26 | Fixture | 1 |  | None | 0 | 0 | 0 | 95.8 | 0.0127 | -1.09 | [6 empty] | DEER:Indoor_Non-CFL_Ltg | Annual
Any | SWLG011R | MLI | Ex | CZ04 | cWtd | SWLG011-01 | ExAnte2020 | IOU workpaper | 2019-06-26 | Fixture | 1 |  | None | 0 | 0 | 0 | 97.7 | 0.0127 | -0.868 | [6 empty] | DEER:Indoor_Non-CFL_Ltg | Annual
Any | SWLG011R | MLI | Ex | CZ05 | cWtd | SWLG011-01 | ExAnte2020 | IOU workpaper | 2019-06-26 | Fixture | 1 |  | None | 0 | 0 | 0 | 95.8 | 0.0122 | -1.08 | [6 empty] | DEER:Indoor_Non-CFL_Ltg | Annual
Any | SWLG011R | MLI | Ex | CZ06 | cWtd | SWLG011-01 | ExAnte2020 | IOU workpaper | 2019-06-26 | Fixture | 1 |  | None | 0 | 0 | 0 | 102 | 0.013 | -0.543 | [6 empty] | DEER:Indoor_Non-CFL_Ltg | Annual
Any | SWLG011R | MLI | Ex | CZ07 | cWtd | SWLG011-01 | ExAnte2020 | IOU workpaper | 2019-06-26 | Fixture | 1 |  | None | 0 | 0 | 0 | 101 | 0.0131 | -0.466 | [6 empty] | DEER:Indoor_Non-CFL_Ltg | Annual
Any | SWLG011R | MLI | Ex | CZ08 | cWtd | SWLG011-01 | ExAnte2020 | IOU workpaper | 2019-06-26 | Fixture | 1 |  | None | 0 | 0 | 0 | 103 | 0.013 | -0.498 | [6 empty] | DEER:Indoor_Non-CFL_Ltg | Annual
Any | SWLG011R | MLI | Ex | CZ09 | cWtd | SWLG011-01 | ExAnte2020 | IOU workpaper | 2019-06-26 | Fixture | 1 |  | None | 0 | 0 | 0 | 102 | 0.0132 | -0.567 | [6 empty] | DEER:Indoor_Non-CFL_Ltg | Annual
Any | SWLG011R | MLI | Ex | CZ10 | cWtd | SWLG011-01 | ExAnte2020 | IOU workpaper | 2019-06-26 | Fixture | 1 |  | None | 0 | 0 | 0 | 102 | 0.0133 | -0.568 | [6 empty] | DEER:Indoor_Non-CFL_Ltg | Annual
Any | SWLG011R | MLI | Ex | CZ11 | cWtd | SWLG011-01 | ExAnte2020 | IOU workpaper | 2019-06-26 | Fixture | 1 |  | None | 0 | 0 | 0 | 98.7 | 0.0131 | -0.915 | [6 empty] | DEER:Indoor_Non-CFL_Ltg | Annual
Any | SWLG011R | MLI | Ex | CZ12 | cWtd | SWLG011-01 | ExAnte2020 | IOU workpaper | 2019-06-26 | Fixture | 1 |  | None | 0 | 0 | 0 | 97.7 | 0.0128 | -0.943 | [6 empty] | DEER:Indoor_Non-CFL_Ltg | Annual
Any | SWLG011R | MLI | Ex | CZ13 | cWtd | SWLG011-01 | ExAnte2020 | IOU workpaper | 2019-06-26 | Fixture | 1 |  | None | 0 | 0 | 0 | 99.7 | 0.0126 | -0.827 | [6 empty] | DEER:Indoor_Non-CFL_Ltg | Annual
Any | SWLG011R | MLI | Ex | CZ14 | cWtd | SWLG011-01 | ExAnte2020 | IOU workpaper | 2019-06-26 | Fixture | 1 |  | None | 0 | 0 | 0 | 101 | 0.0133 | -0.886 | [6 empty] | DEER:Indoor_Non-CFL_Ltg | Annual
Any | SWLG011R | MLI | Ex | CZ15 | cWtd | SWLG011-01 | ExAnte2020 | IOU workpaper | 2019-06-26 | Fixture | 1 |  | None | 0 | 0 | 0 | 109 | 0.0137 | -0.239 | [6 empty] | DEER:Indoor_Non-CFL_Ltg | Annual
Any | SWLG011R | MLI | Ex | CZ16 | cWtd | SWLG011-01 | ExAnte2020 | IOU workpaper | 2019-06-26 | Fixture | 1 |  | None | 0 | 0 | 0 | 94.8 | 0.0129 | -1.42 | [6 empty] | DEER:Indoor_Non-CFL_Ltg | Annual
Any | SWLG011R | Mtl | Ex | CZ01 | cWtd | SWLG011-01 | ExAnte2020 | IOU workpaper | 2019-06-26 | Fixture | 1 |  | None | 0 | 0 | 0 | 118 | 0.0194 | -2.06 | [6 empty] | DEER:Indoor_Non-CFL_Ltg | Annual
Any | SWLG011R | Mtl | Ex | CZ02 | cWtd | SWLG011-01 | ExAnte2020 | IOU workpaper | 2019-06-26 | Fixture | 1 |  | None | 0 | 0 | 0 | 133 | 0.0208 | -1.41 | [6 empty] | DEER:Indoor_Non-CFL_Ltg | Annual
Any | SWLG011R | Mtl | Ex | CZ03 | cWtd | SWLG011-01 | ExAnte2020 | IOU workpaper | 2019-06-26 | Fixture | 1 |  | None | 0 | 0 | 0 | 131 | 0.0207 | -1.38 | [6 empty] | DEER:Indoor_Non-CFL_Ltg | Annual
Any | SWLG011R | Mtl | Ex | CZ04 | cWtd | SWLG011-01 | ExAnte2020 | IOU workpaper | 2019-06-26 | Fixture | 1 |  | None | 0 | 0 | 0 | 138 | 0.0207 | -1.14 | [6 empty] | DEER:Indoor_Non-CFL_Ltg | Annual
Any | SWLG011R | Mtl | Ex | CZ05 | cWtd | SWLG011-01 | ExAnte2020 | IOU workpaper | 2019-06-26 | Fixture | 1 |  | None | 0 | 0 | 0 | 130 | 0.02 | -1.53 | [6 empty] | DEER:Indoor_Non-CFL_Ltg | Annual
Any | SWLG011R | Mtl | Ex | CZ06 | cWtd | SWLG011-01 | ExAnte2020 | IOU workpaper | 2019-06-26 | Fixture | 1 |  | None | 0 | 0 | 0 | 153 | 0.0215 | -0.531 | [6 empty] | DEER:Indoor_Non-CFL_Ltg | Annual
Any | SWLG011R | Mtl | Ex | CZ07 | cWtd | SWLG011-01 | ExAnte2020 | IOU workpaper | 2019-06-26 | Fixture | 1 |  | None | 0 | 0 | 0 | 157 | 0.0214 | -0.331 | [6 empty] | DEER:Indoor_Non-CFL_Ltg | Annual
Any | SWLG011R | Mtl | Ex | CZ08 | cWtd | SWLG011-01 | ExAnte2020 | IOU workpaper | 2019-06-26 | Fixture | 1 |  | None | 0 | 0 | 0 | 157 | 0.0214 | -0.465 | [6 empty] | DEER:Indoor_Non-CFL_Ltg | Annual
Any | SWLG011R | Mtl | Ex | CZ09 | cWtd | SWLG011-01 | ExAnte2020 | IOU workpaper | 2019-06-26 | Fixture | 1 |  | None | 0 | 0 | 0 | 153 | 0.0221 | -0.528 | [6 empty] | DEER:Indoor_Non-CFL_Ltg | Annual
Any | SWLG011R | Mtl | Ex | CZ10 | cWtd | SWLG011-01 | ExAnte2020 | IOU workpaper | 2019-06-26 | Fixture | 1 |  | None | 0 | 0 | 0 | 150 | 0.0219 | -0.659 | [6 empty] | DEER:Indoor_Non-CFL_Ltg | Annual
Any | SWLG011R | Mtl | Ex | CZ11 | cWtd | SWLG011-01 | ExAnte2020 | IOU workpaper | 2019-06-26 | Fixture | 1 |  | None | 0 | 0 | 0 | 140 | 0.021 | -1.09 | [6 empty] | DEER:Indoor_Non-CFL_Ltg | Annual
Any | SWLG011R | Mtl | Ex | CZ12 | cWtd | SWLG011-01 | ExAnte2020 | IOU workpaper | 2019-06-26 | Fixture | 1 |  | None | 0 | 0 | 0 | 138 | 0.0208 | -1.13 | [6 empty] | DEER:Indoor_Non-CFL_Ltg | Annual
Any | SWLG011R | Mtl | Ex | CZ13 | cWtd | SWLG011-01 | ExAnte2020 | IOU workpaper | 2019-06-26 | Fixture | 1 |  | None | 0 | 0 | 0 | 143 | 0.0208 | -1.01 | [6 empty] | DEER:Indoor_Non-CFL_Ltg | Annual
Any | SWLG011R | Mtl | Ex | CZ14 | cWtd | SWLG011-01 | ExAnte2020 | IOU workpaper | 2019-06-26 | Fixture | 1 |  | None | 0 | 0 | 0 | 143 | 0.0217 | -0.904 | [6 empty] | DEER:Indoor_Non-CFL_Ltg | Annual
Any | SWLG011R | Mtl | Ex | CZ15 | cWtd | SWLG011-01 | ExAnte2020 | IOU workpaper | 2019-06-26 | Fixture | 1 |  | None | 0 | 0 | 0 | 163 | 0.0221 | -0.267 | [6 empty] | DEER:Indoor_Non-CFL_Ltg | Annual
Any | SWLG011R | Mtl | Ex | CZ16 | cWtd | SWLG011-01 | ExAnte2020 | IOU workpaper | 2019-06-26 | Fixture | 1 |  | None | 0 | 0 | 0 | 127 | 0.0212 | -1.35 | [6 empty] | DEER:Indoor_Non-CFL_Ltg | Annual
Any | SWLG011R | Nrs | Ex | CZ01 | cWtd | SWLG011-01 | ExAnte2020 | IOU workpaper | 2019-06-26 | Fixture | 1 |  | None | 0 | 0 | 0 | 129 | 0.026 | -2.58 | [6 empty] | DEER:Indoor_Non-CFL_Ltg | Annual
Any | SWLG011R | Nrs | Ex | CZ02 | cWtd | SWLG011-01 | ExAnte2020 | IOU workpaper | 2019-06-26 | Fixture | 1 |  | None | 0 | 0 | 0 | 139 | 0.0284 | -1.75 | [6 empty] | DEER:Indoor_Non-CFL_Ltg | Annual
Any | SWLG011R | Nrs | Ex | CZ03 | cWtd | SWLG011-01 | ExAnte2020 | IOU workpaper | 2019-06-26 | Fixture | 1 |  | None | 0 | 0 | 0 | 137 | 0.0279 | -1.67 | [6 empty] | DEER:Indoor_Non-CFL_Ltg | Annual
Any | SWLG011R | Nrs | Ex | CZ04 | cWtd | SWLG011-01 | ExAnte2020 | IOU workpaper | 2019-06-26 | Fixture | 1 |  | None | 0 | 0 | 0 | 141 | 0.0284 | -1.37 | [6 empty] | DEER:Indoor_Non-CFL_Ltg | Annual
Any | SWLG011R | Nrs | Ex | CZ05 | cWtd | SWLG011-01 | ExAnte2020 | IOU workpaper | 2019-06-26 | Fixture | 1 |  | None | 0 | 0 | 0 | 137 | 0.027 | -1.72 | [6 empty] | DEER:Indoor_Non-CFL_Ltg | Annual
Any | SWLG011R | Nrs | Ex | CZ06 | cWtd | SWLG011-01 | ExAnte2020 | IOU workpaper | 2019-06-26 | Fixture | 1 |  | None | 0 | 0 | 0 | 148 | 0.0298 | -0.902 | [6 empty] | DEER:Indoor_Non-CFL_Ltg | Annual
Any | SWLG011R | Nrs | Ex | CZ07 | cWtd | SWLG011-01 | ExAnte2020 | IOU workpaper | 2019-06-26 | Fixture | 1 |  | None | 0 | 0 | 0 | 148 | 0.03 | -0.774 | [6 empty] | DEER:Indoor_Non-CFL_Ltg | Annual
Any | SWLG011R | Nrs | Ex | CZ08 | cWtd | SWLG011-01 | ExAnte2020 | IOU workpaper | 2019-06-26 | Fixture | 1 |  | None | 0 | 0 | 0 | 150 | 0.0303 | -0.825 | [6 empty] | DEER:Indoor_Non-CFL_Ltg | Annual
Any | SWLG011R | Nrs | Ex | CZ09 | cWtd | SWLG011-01 | ExAnte2020 | IOU workpaper | 2019-06-26 | Fixture | 1 |  | None | 0 | 0 | 0 | 150 | 0.0305 | -0.892 | [6 empty] | DEER:Indoor_Non-CFL_Ltg | Annual
Any | SWLG011R | Nrs | Ex | CZ10 | cWtd | SWLG011-01 | ExAnte2020 | IOU workpaper | 2019-06-26 | Fixture | 1 |  | None | 0 | 0 | 0 | 151 | 0.0322 | -0.95 | [6 empty] | DEER:Indoor_Non-CFL_Ltg | Annual
Any | SWLG011R | Nrs | Ex | CZ11 | cWtd | SWLG011-01 | ExAnte2020 | IOU workpaper | 2019-06-26 | Fixture | 1 |  | None | 0 | 0 | 0 | 143 | 0.0291 | -1.43 | [6 empty] | DEER:Indoor_Non-CFL_Ltg | Annual
Any | SWLG011R | Nrs | Ex | CZ12 | cWtd | SWLG011-01 | ExAnte2020 | IOU workpaper | 2019-06-26 | Fixture | 1 |  | None | 0 | 0 | 0 | 141 | 0.0289 | -1.5 | [6 empty] | DEER:Indoor_Non-CFL_Ltg | Annual
Any | SWLG011R | Nrs | Ex | CZ13 | cWtd | SWLG011-01 | ExAnte2020 | IOU workpaper | 2019-06-26 | Fixture | 1 |  | None | 0 | 0 | 0 | 144 | 0.0289 | -1.35 | [6 empty] | DEER:Indoor_Non-CFL_Ltg | Annual
Any | SWLG011R | Nrs | Ex | CZ14 | cWtd | SWLG011-01 | ExAnte2020 | IOU workpaper | 2019-06-26 | Fixture | 1 |  | None | 0 | 0 | 0 | 147 | 0.03 | -1.26 | [6 empty] | DEER:Indoor_Non-CFL_Ltg | Annual
Any | SWLG011R | Nrs | Ex | CZ15 | cWtd | SWLG011-01 | ExAnte2020 | IOU workpaper | 2019-06-26 | Fixture | 1 |  | None | 0 | 0 | 0 | 159 | 0.0312 | -0.457 | [6 empty] | DEER:Indoor_Non-CFL_Ltg | Annual
Any | SWLG011R | Nrs | Ex | CZ16 | cWtd | SWLG011-01 | ExAnte2020 | IOU workpaper | 2019-06-26 | Fixture | 1 |  | None | 0 | 0 | 0 | 135 | 0.0284 | -2.14 | [6 empty] | DEER:Indoor_Non-CFL_Ltg | Annual
Any | SWLG011R | OfL | Ex | CZ01 | cWtd | SWLG011-01 | ExAnte2020 | IOU workpaper | 2019-06-26 | Fixture | 1 |  | None | 0 | 0 | 0 | 93.6 | 0.0138 | -0.451 | [6 empty] | DEER:Indoor_Non-CFL_Ltg | Annual
Any | SWLG011R | OfL | Ex | CZ02 | cWtd | SWLG011-01 | ExAnte2020 | IOU workpaper | 2019-06-26 | Fixture | 1 |  | None | 0 | 0 | 0 | 98 | 0.0145 | -0.259 | [6 empty] | DEER:Indoor_Non-CFL_Ltg | Annual
Any | SWLG011R | OfL | Ex | CZ03 | cWtd | SWLG011-01 | ExAnte2020 | IOU workpaper | 2019-06-26 | Fixture | 1 |  | None | 0 | 0 | 0 | 97.1 | 0.0142 | -0.227 | [6 empty] | DEER:Indoor_Non-CFL_Ltg | Annual
Any | SWLG011R | OfL | Ex | CZ04 | cWtd | SWLG011-01 | ExAnte2020 | IOU workpaper | 2019-06-26 | Fixture | 1 |  | None | 0 | 0 | 0 | 98 | 0.0148 | -0.228 | [6 empty] | DEER:Indoor_Non-CFL_Ltg | Annual
Any | SWLG011R | OfL | Ex | CZ05 | cWtd | SWLG011-01 | ExAnte2020 | IOU workpaper | 2019-06-26 | Fixture | 1 |  | None | 0 | 0 | 0 | 98 | 0.014 | -0.192 | [6 empty] | DEER:Indoor_Non-CFL_Ltg | Annual
Any | SWLG011R | OfL | Ex | CZ06 | cWtd | SWLG011-01 | ExAnte2020 | IOU workpaper | 2019-06-26 | Fixture | 1 |  | None | 0 | 0 | 0 | 104 | 0.0146 | -0.0652 | [6 empty] | DEER:Indoor_Non-CFL_Ltg | Annual
Any | SWLG011R | OfL | Ex | CZ07 | cWtd | SWLG011-01 | ExAnte2020 | IOU workpaper | 2019-06-26 | Fixture | 1 |  | None | 0 | 0 | 0 | 103 | 0.0144 | -0.00491 | [6 empty] | DEER:Indoor_Non-CFL_Ltg | Annual
Any | SWLG011R | OfL | Ex | CZ08 | cWtd | SWLG011-01 | ExAnte2020 | IOU workpaper | 2019-06-26 | Fixture | 1 |  | None | 0 | 0 | 0 | 104 | 0.0145 | -0.049 | [6 empty] | DEER:Indoor_Non-CFL_Ltg | Annual
Any | SWLG011R | OfL | Ex | CZ09 | cWtd | SWLG011-01 | ExAnte2020 | IOU workpaper | 2019-06-26 | Fixture | 1 |  | None | 0 | 0 | 0 | 103 | 0.0153 | -0.0954 | [6 empty] | DEER:Indoor_Non-CFL_Ltg | Annual
Any | SWLG011R | OfL | Ex | CZ10 | cWtd | SWLG011-01 | ExAnte2020 | IOU workpaper | 2019-06-26 | Fixture | 1 |  | None | 0 | 0 | 0 | 105 | 0.0154 | -0.0551 | [6 empty] | DEER:Indoor_Non-CFL_Ltg | Annual
Any | SWLG011R | OfL | Ex | CZ11 | cWtd | SWLG011-01 | ExAnte2020 | IOU workpaper | 2019-06-26 | Fixture | 1 |  | None | 0 | 0 | 0 | 98.9 | 0.0151 | -0.283 | [6 empty] | DEER:Indoor_Non-CFL_Ltg | Annual
Any | SWLG011R | OfL | Ex | CZ12 | cWtd | SWLG011-01 | ExAnte2020 | IOU workpaper | 2019-06-26 | Fixture | 1 |  | None | 0 | 0 | 0 | 98.9 | 0.016 | -0.263 | [6 empty] | DEER:Indoor_Non-CFL_Ltg | Annual
Any | SWLG011R | OfL | Ex | CZ13 | cWtd | SWLG011-01 | ExAnte2020 | IOU workpaper | 2019-06-26 | Fixture | 1 |  | None | 0 | 0 | 0 | 99.8 | 0.0158 | -0.245 | [6 empty] | DEER:Indoor_Non-CFL_Ltg | Annual
Any | SWLG011R | OfL | Ex | CZ14 | cWtd | SWLG011-01 | ExAnte2020 | IOU workpaper | 2019-06-26 | Fixture | 1 |  | None | 0 | 0 | 0 | 102 | 0.0151 | -0.241 | [6 empty] | DEER:Indoor_Non-CFL_Ltg | Annual
Any | SWLG011R | OfL | Ex | CZ15 | cWtd | SWLG011-01 | ExAnte2020 | IOU workpaper | 2019-06-26 | Fixture | 1 |  | None | 0 | 0 | 0 | 107 | 0.0164 | -0.0139 | [6 empty] | DEER:Indoor_Non-CFL_Ltg | Annual
Any | SWLG011R | OfL | Ex | CZ16 | cWtd | SWLG011-01 | ExAnte2020 | IOU workpaper | 2019-06-26 | Fixture | 1 |  | None | 0 | 0 | 0 | 96.2 | 0.0146 | -0.72 | [6 empty] | DEER:Indoor_Non-CFL_Ltg | Annual
Any | SWLG011R | OfS | Ex | CZ01 | cWtd | SWLG011-01 | ExAnte2020 | IOU workpaper | 2019-06-26 | Fixture | 1 |  | None | 0 | 0 | 0 | 68.9 | 0.0116 | -0.565 | [6 empty] | DEER:Indoor_Non-CFL_Ltg | Annual
Any | SWLG011R | OfS | Ex | CZ02 | cWtd | SWLG011-01 | ExAnte2020 | IOU workpaper | 2019-06-26 | Fixture | 1 |  | None | 0 | 0 | 0 | 74.7 | 0.0126 | -0.349 | [6 empty] | DEER:Indoor_Non-CFL_Ltg | Annual
Any | SWLG011R | OfS | Ex | CZ03 | cWtd | SWLG011-01 | ExAnte2020 | IOU workpaper | 2019-06-26 | Fixture | 1 |  | None | 0 | 0 | 0 | 73.2 | 0.0121 | -0.331 | [6 empty] | DEER:Indoor_Non-CFL_Ltg | Annual
Any | SWLG011R | OfS | Ex | CZ04 | cWtd | SWLG011-01 | ExAnte2020 | IOU workpaper | 2019-06-26 | Fixture | 1 |  | None | 0 | 0 | 0 | 75.4 | 0.0122 | -0.287 | [6 empty] | DEER:Indoor_Non-CFL_Ltg | Annual
Any | SWLG011R | OfS | Ex | CZ05 | cWtd | SWLG011-01 | ExAnte2020 | IOU workpaper | 2019-06-26 | Fixture | 1 |  | None | 0 | 0 | 0 | 74 | 0.0118 | -0.286 | [6 empty] | DEER:Indoor_Non-CFL_Ltg | Annual
Any | SWLG011R | OfS | Ex | CZ06 | cWtd | SWLG011-01 | ExAnte2020 | IOU workpaper | 2019-06-26 | Fixture | 1 |  | None | 0 | 0 | 0 | 79.8 | 0.0125 | -0.125 | [6 empty] | DEER:Indoor_Non-CFL_Ltg | Annual
Any | SWLG011R | OfS | Ex | CZ07 | cWtd | SWLG011-01 | ExAnte2020 | IOU workpaper | 2019-06-26 | Fixture | 1 |  | None | 0 | 0 | 0 | 79.1 | 0.0121 | -0.0732 | [6 empty] | DEER:Indoor_Non-CFL_Ltg | Annual
Any | SWLG011R | OfS | Ex | CZ08 | cWtd | SWLG011-01 | ExAnte2020 | IOU workpaper | 2019-06-26 | Fixture | 1 |  | None | 0 | 0 | 0 | 80.5 | 0.0125 | -0.126 | [6 empty] | DEER:Indoor_Non-CFL_Ltg | Annual
Any | SWLG011R | OfS | Ex | CZ09 | cWtd | SWLG011-01 | ExAnte2020 | IOU workpaper | 2019-06-26 | Fixture | 1 |  | None | 0 | 0 | 0 | 79.8 | 0.0129 | -0.156 | [6 empty] | DEER:Indoor_Non-CFL_Ltg | Annual
Any | SWLG011R | OfS | Ex | CZ10 | cWtd | SWLG011-01 | ExAnte2020 | IOU workpaper | 2019-06-26 | Fixture | 1 |  | None | 0 | 0 | 0 | 79.8 | 0.0129 | -0.125 | [6 empty] | DEER:Indoor_Non-CFL_Ltg | Annual
Any | SWLG011R | OfS | Ex | CZ11 | cWtd | SWLG011-01 | ExAnte2020 | IOU workpaper | 2019-06-26 | Fixture | 1 |  | None | 0 | 0 | 0 | 75.4 | 0.0135 | -0.329 | [6 empty] | DEER:Indoor_Non-CFL_Ltg | Annual
Any | SWLG011R | OfS | Ex | CZ12 | cWtd | SWLG011-01 | ExAnte2020 | IOU workpaper | 2019-06-26 | Fixture | 1 |  | None | 0 | 0 | 0 | 75.4 | 0.0129 | -0.334 | [6 empty] | DEER:Indoor_Non-CFL_Ltg | Annual
Any | SWLG011R | OfS | Ex | CZ13 | cWtd | SWLG011-01 | ExAnte2020 | IOU workpaper | 2019-06-26 | Fixture | 1 |  | None | 0 | 0 | 0 | 76.1 | 0.0128 | -0.306 | [6 empty] | DEER:Indoor_Non-CFL_Ltg | Annual
Any | SWLG011R | OfS | Ex | CZ14 | cWtd | SWLG011-01 | ExAnte2020 | IOU workpaper | 2019-06-26 | Fixture | 1 |  | None | 0 | 0 | 0 | 77.6 | 0.013 | -0.25 | [6 empty] | DEER:Indoor_Non-CFL_Ltg | Annual
Any | SWLG011R | OfS | Ex | CZ15 | cWtd | SWLG011-01 | ExAnte2020 | IOU workpaper | 2019-06-26 | Fixture | 1 |  | None | 0 | 0 | 0 | 84.1 | 0.0136 | -0.0476 | [6 empty] | DEER:Indoor_Non-CFL_Ltg | Annual
Any | SWLG011R | OfS | Ex | CZ16 | cWtd | SWLG011-01 | ExAnte2020 | IOU workpaper | 2019-06-26 | Fixture | 1 |  | None | 0 | 0 | 0 | 71.1 | 0.0127 | -0.604 | [6 empty] | DEER:Indoor_Non-CFL_Ltg | Annual
Any | SWLG011R | RFF | Ex | CZ01 | cWtd | SWLG011-01 | ExAnte2020 | IOU workpaper | 2019-06-26 | Fixture | 1 |  | None | 0 | 0 | 0 | 107 | 0.0186 | -2.17 | [6 empty] | DEER:Indoor_Non-CFL_Ltg | Annual
Any | SWLG011R | RFF | Ex | CZ02 | cWtd | SWLG011-01 | ExAnte2020 | IOU workpaper | 2019-06-26 | Fixture | 1 |  | None | 0 | 0 | 0 | 117 | 0.0198 | -1.38 | [6 empty] | DEER:Indoor_Non-CFL_Ltg | Annual
Any | SWLG011R | RFF | Ex | CZ03 | cWtd | SWLG011-01 | ExAnte2020 | IOU workpaper | 2019-06-26 | Fixture | 1 |  | None | 0 | 0 | 0 | 114 | 0.0199 | -1.49 | [6 empty] | DEER:Indoor_Non-CFL_Ltg | Annual
Any | SWLG011R | RFF | Ex | CZ04 | cWtd | SWLG011-01 | ExAnte2020 | IOU workpaper | 2019-06-26 | Fixture | 1 |  | None | 0 | 0 | 0 | 118 | 0.0199 | -1.15 | [6 empty] | DEER:Indoor_Non-CFL_Ltg | Annual
Any | SWLG011R | RFF | Ex | CZ05 | cWtd | SWLG011-01 | ExAnte2020 | IOU workpaper | 2019-06-26 | Fixture | 1 |  | None | 0 | 0 | 0 | 114 | 0.0196 | -1.49 | [6 empty] | DEER:Indoor_Non-CFL_Ltg | Annual
Any | SWLG011R | RFF | Ex | CZ06 | cWtd | SWLG011-01 | ExAnte2020 | IOU workpaper | 2019-06-26 | Fixture | 1 |  | None | 0 | 0 | 0 | 126 | 0.021 | -0.961 | [6 empty] | DEER:Indoor_Non-CFL_Ltg | Annual
Any | SWLG011R | RFF | Ex | CZ07 | cWtd | SWLG011-01 | ExAnte2020 | IOU workpaper | 2019-06-26 | Fixture | 1 |  | None | 0 | 0 | 0 | 127 | 0.0212 | -0.786 | [6 empty] | DEER:Indoor_Non-CFL_Ltg | Annual
Any | SWLG011R | RFF | Ex | CZ08 | cWtd | SWLG011-01 | ExAnte2020 | IOU workpaper | 2019-06-26 | Fixture | 1 |  | None | 0 | 0 | 0 | 127 | 0.0208 | -0.803 | [6 empty] | DEER:Indoor_Non-CFL_Ltg | Annual
Any | SWLG011R | RFF | Ex | CZ09 | cWtd | SWLG011-01 | ExAnte2020 | IOU workpaper | 2019-06-26 | Fixture | 1 |  | None | 0 | 0 | 0 | 126 | 0.0212 | -0.954 | [6 empty] | DEER:Indoor_Non-CFL_Ltg | Annual
Any | SWLG011R | RFF | Ex | CZ10 | cWtd | SWLG011-01 | ExAnte2020 | IOU workpaper | 2019-06-26 | Fixture | 1 |  | None | 0 | 0 | 0 | 126 | 0.021 | -0.96 | [6 empty] | DEER:Indoor_Non-CFL_Ltg | Annual
Any | SWLG011R | RFF | Ex | CZ11 | cWtd | SWLG011-01 | ExAnte2020 | IOU workpaper | 2019-06-26 | Fixture | 1 |  | None | 0 | 0 | 0 | 119 | 0.0203 | -1.16 | [6 empty] | DEER:Indoor_Non-CFL_Ltg | Annual
Any | SWLG011R | RFF | Ex | CZ12 | cWtd | SWLG011-01 | ExAnte2020 | IOU workpaper | 2019-06-26 | Fixture | 1 |  | None | 0 | 0 | 0 | 118 | 0.0205 | -1.18 | [6 empty] | DEER:Indoor_Non-CFL_Ltg | Annual
Any | SWLG011R | RFF | Ex | CZ13 | cWtd | SWLG011-01 | ExAnte2020 | IOU workpaper | 2019-06-26 | Fixture | 1 |  | None | 0 | 0 | 0 | 120 | 0.0205 | -1.09 | [6 empty] | DEER:Indoor_Non-CFL_Ltg | Annual
Any | SWLG011R | RFF | Ex | CZ14 | cWtd | SWLG011-01 | ExAnte2020 | IOU workpaper | 2019-06-26 | Fixture | 1 |  | None | 0 | 0 | 0 | 124 | 0.0212 | -1.33 | [6 empty] | DEER:Indoor_Non-CFL_Ltg | Annual
Any | SWLG011R | RFF | Ex | CZ15 | cWtd | SWLG011-01 | ExAnte2020 | IOU workpaper | 2019-06-26 | Fixture | 1 |  | None | 0 | 0 | 0 | 133 | 0.0215 | -0.442 | [6 empty] | DEER:Indoor_Non-CFL_Ltg | Annual
Any | SWLG011R | RFF | Ex | CZ16 | cWtd | SWLG011-01 | ExAnte2020 | IOU workpaper | 2019-06-26 | Fixture | 1 |  | None | 0 | 0 | 0 | 118 | 0.0205 | -1.85 | [6 empty] | DEER:Indoor_Non-CFL_Ltg | Annual
Any | SWLG011R | RSD | Ex | CZ01 | cWtd | SWLG011-01 | ExAnte2020 | IOU workpaper | 2019-06-26 | Fixture | 1 |  | None | 0 | 0 | 0 | 123 | 0.0267 | -2.23 | [6 empty] | DEER:Indoor_Non-CFL_Ltg | Annual
Any | SWLG011R | RSD | Ex | CZ02 | cWtd | SWLG011-01 | ExAnte2020 | IOU workpaper | 2019-06-26 | Fixture | 1 |  | None | 0 | 0 | 0 | 135 | 0.027 | -1.15 | [6 empty] | DEER:Indoor_Non-CFL_Ltg | Annual
Any | SWLG011R | RSD | Ex | CZ03 | cWtd | SWLG011-01 | ExAnte2020 | IOU workpaper | 2019-06-26 | Fixture | 1 |  | None | 0 | 0 | 0 | 135 | 0.027 | -1.12 | [6 empty] | DEER:Indoor_Non-CFL_Ltg | Annual
Any | SWLG011R | RSD | Ex | CZ04 | cWtd | SWLG011-01 | ExAnte2020 | IOU workpaper | 2019-06-26 | Fixture | 1 |  | None | 0 | 0 | 0 | 137 | 0.027 | -0.85 | [6 empty] | DEER:Indoor_Non-CFL_Ltg | Annual
Any | SWLG011R | RSD | Ex | CZ05 | cWtd | SWLG011-01 | ExAnte2020 | IOU workpaper | 2019-06-26 | Fixture | 1 |  | None | 0 | 0 | 0 | 135 | 0.0267 | -1.05 | [6 empty] | DEER:Indoor_Non-CFL_Ltg | Annual
Any | SWLG011R | RSD | Ex | CZ06 | cWtd | SWLG011-01 | ExAnte2020 | IOU workpaper | 2019-06-26 | Fixture | 1 |  | None | 0 | 0 | 0 | 148 | 0.0284 | -0.442 | [6 empty] | DEER:Indoor_Non-CFL_Ltg | Annual
Any | SWLG011R | RSD | Ex | CZ07 | cWtd | SWLG011-01 | ExAnte2020 | IOU workpaper | 2019-06-26 | Fixture | 1 |  | None | 0 | 0 | 0 | 151 | 0.0286 | -0.212 | [6 empty] | DEER:Indoor_Non-CFL_Ltg | Annual
Any | SWLG011R | RSD | Ex | CZ08 | cWtd | SWLG011-01 | ExAnte2020 | IOU workpaper | 2019-06-26 | Fixture | 1 |  | None | 0 | 0 | 0 | 148 | 0.0281 | -0.388 | [6 empty] | DEER:Indoor_Non-CFL_Ltg | Annual
Any | SWLG011R | RSD | Ex | CZ09 | cWtd | SWLG011-01 | ExAnte2020 | IOU workpaper | 2019-06-26 | Fixture | 1 |  | None | 0 | 0 | 0 | 145 | 0.0288 | -0.515 | [6 empty] | DEER:Indoor_Non-CFL_Ltg | Annual
Any | SWLG011R | RSD | Ex | CZ10 | cWtd | SWLG011-01 | ExAnte2020 | IOU workpaper | 2019-06-26 | Fixture | 1 |  | None | 0 | 0 | 0 | 145 | 0.0286 | -0.654 | [6 empty] | DEER:Indoor_Non-CFL_Ltg | Annual
Any | SWLG011R | RSD | Ex | CZ11 | cWtd | SWLG011-01 | ExAnte2020 | IOU workpaper | 2019-06-26 | Fixture | 1 |  | None | 0 | 0 | 0 | 136 | 0.0277 | -1.07 | [6 empty] | DEER:Indoor_Non-CFL_Ltg | Annual
Any | SWLG011R | RSD | Ex | CZ12 | cWtd | SWLG011-01 | ExAnte2020 | IOU workpaper | 2019-06-26 | Fixture | 1 |  | None | 0 | 0 | 0 | 136 | 0.0272 | -1.08 | [6 empty] | DEER:Indoor_Non-CFL_Ltg | Annual
Any | SWLG011R | RSD | Ex | CZ13 | cWtd | SWLG011-01 | ExAnte2020 | IOU workpaper | 2019-06-26 | Fixture | 1 |  | None | 0 | 0 | 0 | 137 | 0.0277 | -1.02 | [6 empty] | DEER:Indoor_Non-CFL_Ltg | Annual
Any | SWLG011R | RSD | Ex | CZ14 | cWtd | SWLG011-01 | ExAnte2020 | IOU workpaper | 2019-06-26 | Fixture | 1 |  | None | 0 | 0 | 0 | 143 | 0.0286 | -1.23 | [6 empty] | DEER:Indoor_Non-CFL_Ltg | Annual
Any | SWLG011R | RSD | Ex | CZ15 | cWtd | SWLG011-01 | ExAnte2020 | IOU workpaper | 2019-06-26 | Fixture | 1 |  | None | 0 | 0 | 0 | 152 | 0.0298 | -0.196 | [6 empty] | DEER:Indoor_Non-CFL_Ltg | Annual
Any | SWLG011R | RSD | Ex | CZ16 | cWtd | SWLG011-01 | ExAnte2020 | IOU workpaper | 2019-06-26 | Fixture | 1 |  | None | 0 | 0 | 0 | 135 | 0.0279 | -1.99 | [6 empty] | DEER:Indoor_Non-CFL_Ltg | Annual
Any | SWLG011R | Rt3 | Ex | CZ01 | cWtd | SWLG011-01 | ExAnte2020 | IOU workpaper | 2019-06-26 | Fixture | 1 |  | None | 0 | 0 | 0 | 186 | 0.0346 | -1.75 | [6 empty] | DEER:Indoor_Non-CFL_Ltg | Annual
Any | SWLG011R | Rt3 | Ex | CZ02 | cWtd | SWLG011-01 | ExAnte2020 | IOU workpaper | 2019-06-26 | Fixture | 1 |  | None | 0 | 0 | 0 | 198 | 0.0349 | -0.981 | [6 empty] | DEER:Indoor_Non-CFL_Ltg | Annual
Any | SWLG011R | Rt3 | Ex | CZ03 | cWtd | SWLG011-01 | ExAnte2020 | IOU workpaper | 2019-06-26 | Fixture | 1 |  | None | 0 | 0 | 0 | 198 | 0.0346 | -0.778 | [6 empty] | DEER:Indoor_Non-CFL_Ltg | Annual
Any | SWLG011R | Rt3 | Ex | CZ04 | cWtd | SWLG011-01 | ExAnte2020 | IOU workpaper | 2019-06-26 | Fixture | 1 |  | None | 0 | 0 | 0 | 202 | 0.0349 | -0.618 | [6 empty] | DEER:Indoor_Non-CFL_Ltg | Annual
Any | SWLG011R | Rt3 | Ex | CZ05 | cWtd | SWLG011-01 | ExAnte2020 | IOU workpaper | 2019-06-26 | Fixture | 1 |  | None | 0 | 0 | 0 | 200 | 0.034 | -0.603 | [6 empty] | DEER:Indoor_Non-CFL_Ltg | Annual
Any | SWLG011R | Rt3 | Ex | CZ06 | cWtd | SWLG011-01 | ExAnte2020 | IOU workpaper | 2019-06-26 | Fixture | 1 |  | None | 0 | 0 | 0 | 213 | 0.0363 | -0.171 | [6 empty] | DEER:Indoor_Non-CFL_Ltg | Annual
Any | SWLG011R | Rt3 | Ex | CZ07 | cWtd | SWLG011-01 | ExAnte2020 | IOU workpaper | 2019-06-26 | Fixture | 1 |  | None | 0 | 0 | 0 | 215 | 0.036 | -0.0488 | [6 empty] | DEER:Indoor_Non-CFL_Ltg | Annual
Any | SWLG011R | Rt3 | Ex | CZ08 | cWtd | SWLG011-01 | ExAnte2020 | IOU workpaper | 2019-06-26 | Fixture | 1 |  | None | 0 | 0 | 0 | 213 | 0.036 | -0.139 | [6 empty] | DEER:Indoor_Non-CFL_Ltg | Annual
Any | SWLG011R | Rt3 | Ex | CZ09 | cWtd | SWLG011-01 | ExAnte2020 | IOU workpaper | 2019-06-26 | Fixture | 1 |  | None | 0 | 0 | 0 | 209 | 0.0369 | -0.252 | [6 empty] | DEER:Indoor_Non-CFL_Ltg | Annual
Any | SWLG011R | Rt3 | Ex | CZ10 | cWtd | SWLG011-01 | ExAnte2020 | IOU workpaper | 2019-06-26 | Fixture | 1 |  | None | 0 | 0 | 0 | 211 | 0.0369 | -0.265 | [6 empty] | DEER:Indoor_Non-CFL_Ltg | Annual
Any | SWLG011R | Rt3 | Ex | CZ11 | cWtd | SWLG011-01 | ExAnte2020 | IOU workpaper | 2019-06-26 | Fixture | 1 |  | None | 0 | 0 | 0 | 200 | 0.036 | -0.966 | [6 empty] | DEER:Indoor_Non-CFL_Ltg | Annual
Any | SWLG011R | Rt3 | Ex | CZ12 | cWtd | SWLG011-01 | ExAnte2020 | IOU workpaper | 2019-06-26 | Fixture | 1 |  | None | 0 | 0 | 0 | 200 | 0.0354 | -0.989 | [6 empty] | DEER:Indoor_Non-CFL_Ltg | Annual
Any | SWLG011R | Rt3 | Ex | CZ13 | cWtd | SWLG011-01 | ExAnte2020 | IOU workpaper | 2019-06-26 | Fixture | 1 |  | None | 0 | 0 | 0 | 202 | 0.0357 | -0.899 | [6 empty] | DEER:Indoor_Non-CFL_Ltg | Annual
Any | SWLG011R | Rt3 | Ex | CZ14 | cWtd | SWLG011-01 | ExAnte2020 | IOU workpaper | 2019-06-26 | Fixture | 1 |  | None | 0 | 0 | 0 | 205 | 0.0369 | -0.885 | [6 empty] | DEER:Indoor_Non-CFL_Ltg | Annual
Any | SWLG011R | Rt3 | Ex | CZ15 | cWtd | SWLG011-01 | ExAnte2020 | IOU workpaper | 2019-06-26 | Fixture | 1 |  | None | 0 | 0 | 0 | 219 | 0.0381 | -0.0472 | [6 empty] | DEER:Indoor_Non-CFL_Ltg | Annual
Any | SWLG011R | Rt3 | Ex | CZ16 | cWtd | SWLG011-01 | ExAnte2020 | IOU workpaper | 2019-06-26 | Fixture | 1 |  | None | 0 | 0 | 0 | 190 | 0.0354 | -2.05 | [6 empty] | DEER:Indoor_Non-CFL_Ltg | Annual
Any | SWLG011R | RtL | Ex | CZ01 | cWtd | SWLG011-01 | ExAnte2020 | IOU workpaper | 2019-06-26 | Fixture | 1 |  | None | 0 | 0 | 0 | 142 | 0.0221 | -1.2 | [6 empty] | DEER:Indoor_Non-CFL_Ltg | Annual
Any | SWLG011R | RtL | Ex | CZ02 | cWtd | SWLG011-01 | ExAnte2020 | IOU workpaper | 2019-06-26 | Fixture | 1 |  | None | 0 | 0 | 0 | 149 | 0.0223 | -0.71 | [6 empty] | DEER:Indoor_Non-CFL_Ltg | Annual
Any | SWLG011R | RtL | Ex | CZ03 | cWtd | SWLG011-01 | ExAnte2020 | IOU workpaper | 2019-06-26 | Fixture | 1 |  | None | 0 | 0 | 0 | 151 | 0.0219 | -0.566 | [6 empty] | DEER:Indoor_Non-CFL_Ltg | Annual
Any | SWLG011R | RtL | Ex | CZ04 | cWtd | SWLG011-01 | ExAnte2020 | IOU workpaper | 2019-06-26 | Fixture | 1 |  | None | 0 | 0 | 0 | 152 | 0.0221 | -0.468 | [6 empty] | DEER:Indoor_Non-CFL_Ltg | Annual
Any | SWLG011R | RtL | Ex | CZ05 | cWtd | SWLG011-01 | ExAnte2020 | IOU workpaper | 2019-06-26 | Fixture | 1 |  | None | 0 | 0 | 0 | 151 | 0.0215 | -0.566 | [6 empty] | DEER:Indoor_Non-CFL_Ltg | Annual
Any | SWLG011R | RtL | Ex | CZ06 | cWtd | SWLG011-01 | ExAnte2020 | IOU workpaper | 2019-06-26 | Fixture | 1 |  | None | 0 | 0 | 0 | 161 | 0.023 | -0.241 | [6 empty] | DEER:Indoor_Non-CFL_Ltg | Annual
Any | SWLG011R | RtL | Ex | CZ07 | cWtd | SWLG011-01 | ExAnte2020 | IOU workpaper | 2019-06-26 | Fixture | 1 |  | None | 0 | 0 | 0 | 162 | 0.023 | -0.177 | [6 empty] | DEER:Indoor_Non-CFL_Ltg | Annual
Any | SWLG011R | RtL | Ex | CZ08 | cWtd | SWLG011-01 | ExAnte2020 | IOU workpaper | 2019-06-26 | Fixture | 1 |  | None | 0 | 0 | 0 | 161 | 0.023 | -0.207 | [6 empty] | DEER:Indoor_Non-CFL_Ltg | Annual
Any | SWLG011R | RtL | Ex | CZ09 | cWtd | SWLG011-01 | ExAnte2020 | IOU workpaper | 2019-06-26 | Fixture | 1 |  | None | 0 | 0 | 0 | 158 | 0.0235 | -0.286 | [6 empty] | DEER:Indoor_Non-CFL_Ltg | Annual
Any | SWLG011R | RtL | Ex | CZ10 | cWtd | SWLG011-01 | ExAnte2020 | IOU workpaper | 2019-06-26 | Fixture | 1 |  | None | 0 | 0 | 0 | 158 | 0.0235 | -0.28 | [6 empty] | DEER:Indoor_Non-CFL_Ltg | Annual
Any | SWLG011R | RtL | Ex | CZ11 | cWtd | SWLG011-01 | ExAnte2020 | IOU workpaper | 2019-06-26 | Fixture | 1 |  | None | 0 | 0 | 0 | 151 | 0.0228 | -0.714 | [6 empty] | DEER:Indoor_Non-CFL_Ltg | Annual
Any | SWLG011R | RtL | Ex | CZ12 | cWtd | SWLG011-01 | ExAnte2020 | IOU workpaper | 2019-06-26 | Fixture | 1 |  | None | 0 | 0 | 0 | 149 | 0.0226 | -0.691 | [6 empty] | DEER:Indoor_Non-CFL_Ltg | Annual
Any | SWLG011R | RtL | Ex | CZ13 | cWtd | SWLG011-01 | ExAnte2020 | IOU workpaper | 2019-06-26 | Fixture | 1 |  | None | 0 | 0 | 0 | 151 | 0.0226 | -0.664 | [6 empty] | DEER:Indoor_Non-CFL_Ltg | Annual
Any | SWLG011R | RtL | Ex | CZ14 | cWtd | SWLG011-01 | ExAnte2020 | IOU workpaper | 2019-06-26 | Fixture | 1 |  | None | 0 | 0 | 0 | 154 | 0.0237 | -0.697 | [6 empty] | DEER:Indoor_Non-CFL_Ltg | Annual
Any | SWLG011R | RtL | Ex | CZ15 | cWtd | SWLG011-01 | ExAnte2020 | IOU workpaper | 2019-06-26 | Fixture | 1 |  | None | 0 | 0 | 0 | 165 | 0.0243 | -0.105 | [6 empty] | DEER:Indoor_Non-CFL_Ltg | Annual
Any | SWLG011R | RtL | Ex | CZ16 | cWtd | SWLG011-01 | ExAnte2020 | IOU workpaper | 2019-06-26 | Fixture | 1 |  | None | 0 | 0 | 0 | 144 | 0.0226 | -1.52 | [6 empty] | DEER:Indoor_Non-CFL_Ltg | Annual
Any | SWLG011R | RtS | Ex | CZ01 | cWtd | SWLG011-01 | ExAnte2020 | IOU workpaper | 2019-06-26 | Fixture | 1 |  | None | 0 | 0 | 0 | 81.9 | 0.015 | -1.32 | [6 empty] | DEER:Indoor_Non-CFL_Ltg | Annual
Any | SWLG011R | RtS | Ex | CZ02 | cWtd | SWLG011-01 | ExAnte2020 | IOU workpaper | 2019-06-26 | Fixture | 1 |  | None | 0 | 0 | 0 | 88.8 | 0.0156 | -0.729 | [6 empty] | DEER:Indoor_Non-CFL_Ltg | Annual
Any | SWLG011R | RtS | Ex | CZ03 | cWtd | SWLG011-01 | ExAnte2020 | IOU workpaper | 2019-06-26 | Fixture | 1 |  | None | 0 | 0 | 0 | 87.9 | 0.0156 | -0.782 | [6 empty] | DEER:Indoor_Non-CFL_Ltg | Annual
Any | SWLG011R | RtS | Ex | CZ04 | cWtd | SWLG011-01 | ExAnte2020 | IOU workpaper | 2019-06-26 | Fixture | 1 |  | None | 0 | 0 | 0 | 89.6 | 0.0156 | -0.611 | [6 empty] | DEER:Indoor_Non-CFL_Ltg | Annual
Any | SWLG011R | RtS | Ex | CZ05 | cWtd | SWLG011-01 | ExAnte2020 | IOU workpaper | 2019-06-26 | Fixture | 1 |  | None | 0 | 0 | 0 | 88.8 | 0.0154 | -0.708 | [6 empty] | DEER:Indoor_Non-CFL_Ltg | Annual
Any | SWLG011R | RtS | Ex | CZ06 | cWtd | SWLG011-01 | ExAnte2020 | IOU workpaper | 2019-06-26 | Fixture | 1 |  | None | 0 | 0 | 0 | 94.8 | 0.0161 | -0.353 | [6 empty] | DEER:Indoor_Non-CFL_Ltg | Annual
Any | SWLG011R | RtS | Ex | CZ07 | cWtd | SWLG011-01 | ExAnte2020 | IOU workpaper | 2019-06-26 | Fixture | 1 |  | None | 0 | 0 | 0 | 96.5 | 0.0161 | -0.262 | [6 empty] | DEER:Indoor_Non-CFL_Ltg | Annual
Any | SWLG011R | RtS | Ex | CZ08 | cWtd | SWLG011-01 | ExAnte2020 | IOU workpaper | 2019-06-26 | Fixture | 1 |  | None | 0 | 0 | 0 | 95.7 | 0.016 | -0.299 | [6 empty] | DEER:Indoor_Non-CFL_Ltg | Annual
Any | SWLG011R | RtS | Ex | CZ09 | cWtd | SWLG011-01 | ExAnte2020 | IOU workpaper | 2019-06-26 | Fixture | 1 |  | None | 0 | 0 | 0 | 94.8 | 0.0164 | -0.39 | [6 empty] | DEER:Indoor_Non-CFL_Ltg | Annual
Any | SWLG011R | RtS | Ex | CZ10 | cWtd | SWLG011-01 | ExAnte2020 | IOU workpaper | 2019-06-26 | Fixture | 1 |  | None | 0 | 0 | 0 | 95.7 | 0.0164 | -0.373 | [6 empty] | DEER:Indoor_Non-CFL_Ltg | Annual
Any | SWLG011R | RtS | Ex | CZ11 | cWtd | SWLG011-01 | ExAnte2020 | IOU workpaper | 2019-06-26 | Fixture | 1 |  | None | 0 | 0 | 0 | 89.6 | 0.0159 | -0.686 | [6 empty] | DEER:Indoor_Non-CFL_Ltg | Annual
Any | SWLG011R | RtS | Ex | CZ12 | cWtd | SWLG011-01 | ExAnte2020 | IOU workpaper | 2019-06-26 | Fixture | 1 |  | None | 0 | 0 | 0 | 89.6 | 0.0159 | -0.691 | [6 empty] | DEER:Indoor_Non-CFL_Ltg | Annual
Any | SWLG011R | RtS | Ex | CZ13 | cWtd | SWLG011-01 | ExAnte2020 | IOU workpaper | 2019-06-26 | Fixture | 1 |  | None | 0 | 0 | 0 | 89.6 | 0.0158 | -0.653 | [6 empty] | DEER:Indoor_Non-CFL_Ltg | Annual
Any | SWLG011R | RtS | Ex | CZ14 | cWtd | SWLG011-01 | ExAnte2020 | IOU workpaper | 2019-06-26 | Fixture | 1 |  | None | 0 | 0 | 0 | 92.2 | 0.0166 | -0.627 | [6 empty] | DEER:Indoor_Non-CFL_Ltg | Annual
Any | SWLG011R | RtS | Ex | CZ15 | cWtd | SWLG011-01 | ExAnte2020 | IOU workpaper | 2019-06-26 | Fixture | 1 |  | None | 0 | 0 | 0 | 100 | 0.0167 | -0.144 | [6 empty] | DEER:Indoor_Non-CFL_Ltg | Annual
Any | SWLG011R | RtS | Ex | CZ16 | cWtd | SWLG011-01 | ExAnte2020 | IOU workpaper | 2019-06-26 | Fixture | 1 |  | None | 0 | 0 | 0 | 85.3 | 0.016 | -1.03 | [6 empty] | DEER:Indoor_Non-CFL_Ltg | Annual
Any | SWLG011R | SCn | Ex | CZ01 | cWtd | SWLG011-01 | ExAnte2020 | IOU workpaper | 2019-06-26 | Fixture | 1 |  | None | 0 | 0 | 0 | 61.5 | 0.00742 | -1.47 | [6 empty] | DEER:Indoor_Non-CFL_Ltg | Annual
Any | SWLG011R | SCn | Ex | CZ02 | cWtd | SWLG011-01 | ExAnte2020 | IOU workpaper | 2019-06-26 | Fixture | 1 |  | None | 0 | 0 | 0 | 71.9 | 0.00937 | -0.959 | [6 empty] | DEER:Indoor_Non-CFL_Ltg | Annual
Any | SWLG011R | SCn | Ex | CZ03 | cWtd | SWLG011-01 | ExAnte2020 | IOU workpaper | 2019-06-26 | Fixture | 1 |  | None | 0 | 0 | 0 | 67.1 | 0.00937 | -1.21 | [6 empty] | DEER:Indoor_Non-CFL_Ltg | Annual
Any | SWLG011R | SCn | Ex | CZ04 | cWtd | SWLG011-01 | ExAnte2020 | IOU workpaper | 2019-06-26 | Fixture | 1 |  | None | 0 | 0 | 0 | 74.3 | 0.00945 | -0.983 | [6 empty] | DEER:Indoor_Non-CFL_Ltg | Annual
Any | SWLG011R | SCn | Ex | CZ05 | cWtd | SWLG011-01 | ExAnte2020 | IOU workpaper | 2019-06-26 | Fixture | 1 |  | None | 0 | 0 | 0 | 71.1 | 0.0084 | -1.35 | [6 empty] | DEER:Indoor_Non-CFL_Ltg | Annual
Any | SWLG011R | SCn | Ex | CZ06 | cWtd | SWLG011-01 | ExAnte2020 | IOU workpaper | 2019-06-26 | Fixture | 1 |  | None | 0 | 0 | 0 | 77.5 | 0.00982 | -0.707 | [6 empty] | DEER:Indoor_Non-CFL_Ltg | Annual
Any | SWLG011R | SCn | Ex | CZ07 | cWtd | SWLG011-01 | ExAnte2020 | IOU workpaper | 2019-06-26 | Fixture | 1 |  | None | 0 | 0 | 0 | 78.3 | 0.01 | -0.676 | [6 empty] | DEER:Indoor_Non-CFL_Ltg | Annual
Any | SWLG011R | SCn | Ex | CZ08 | cWtd | SWLG011-01 | ExAnte2020 | IOU workpaper | 2019-06-26 | Fixture | 1 |  | None | 0 | 0 | 0 | 81.5 | 0.00945 | -0.604 | [6 empty] | DEER:Indoor_Non-CFL_Ltg | Annual
Any | SWLG011R | SCn | Ex | CZ09 | cWtd | SWLG011-01 | ExAnte2020 | IOU workpaper | 2019-06-26 | Fixture | 1 |  | None | 0 | 0 | 0 | 79.9 | 0.00967 | -0.727 | [6 empty] | DEER:Indoor_Non-CFL_Ltg | Annual
Any | SWLG011R | SCn | Ex | CZ10 | cWtd | SWLG011-01 | ExAnte2020 | IOU workpaper | 2019-06-26 | Fixture | 1 |  | None | 0 | 0 | 0 | 78.3 | 0.0096 | -0.807 | [6 empty] | DEER:Indoor_Non-CFL_Ltg | Annual
Any | SWLG011R | SCn | Ex | CZ11 | cWtd | SWLG011-01 | ExAnte2020 | IOU workpaper | 2019-06-26 | Fixture | 1 |  | None | 0 | 0 | 0 | 75.1 | 0.00915 | -0.879 | [6 empty] | DEER:Indoor_Non-CFL_Ltg | Annual
Any | SWLG011R | SCn | Ex | CZ12 | cWtd | SWLG011-01 | ExAnte2020 | IOU workpaper | 2019-06-26 | Fixture | 1 |  | None | 0 | 0 | 0 | 75.9 | 0.00922 | -0.871 | [6 empty] | DEER:Indoor_Non-CFL_Ltg | Annual
Any | SWLG011R | SCn | Ex | CZ13 | cWtd | SWLG011-01 | ExAnte2020 | IOU workpaper | 2019-06-26 | Fixture | 1 |  | None | 0 | 0 | 0 | 77.5 | 0.00907 | -0.756 | [6 empty] | DEER:Indoor_Non-CFL_Ltg | Annual
Any | SWLG011R | SCn | Ex | CZ14 | cWtd | SWLG011-01 | ExAnte2020 | IOU workpaper | 2019-06-26 | Fixture | 1 |  | None | 0 | 0 | 0 | 79.1 | 0.0096 | -0.855 | [6 empty] | DEER:Indoor_Non-CFL_Ltg | Annual
Any | SWLG011R | SCn | Ex | CZ15 | cWtd | SWLG011-01 | ExAnte2020 | IOU workpaper | 2019-06-26 | Fixture | 1 |  | None | 0 | 0 | 0 | 85.5 | 0.01 | -0.429 | [6 empty] | DEER:Indoor_Non-CFL_Ltg | Annual
Any | SWLG011R | SCn | Ex | CZ16 | cWtd | SWLG011-01 | ExAnte2020 | IOU workpaper | 2019-06-26 | Fixture | 1 |  | None | 0 | 0 | 0 | 73.5 | 0.0099 | -1.13 | [6 empty] | DEER:Indoor_Non-CFL_Ltg | Annual
Any | SWLG011R | SUn | Ex | CZ01 | cWtd | SWLG011-01 | ExAnte2020 | IOU workpaper | 2019-06-26 | Fixture | 1 |  | None | 0 | 0 | 0 | 75.3 | 0.0107 | 0 | [6 empty] | DEER:Indoor_Non-CFL_Ltg | Annual
Any | SWLG011R | SUn | Ex | CZ02 | cWtd | SWLG011-01 | ExAnte2020 | IOU workpaper | 2019-06-26 | Fixture | 1 |  | None | 0 | 0 | 0 | 75.3 | 0.0107 | 0 | [6 empty] | DEER:Indoor_Non-CFL_Ltg | Annual
Any | SWLG011R | SUn | Ex | CZ03 | cWtd | SWLG011-01 | ExAnte2020 | IOU workpaper | 2019-06-26 | Fixture | 1 |  | None | 0 | 0 | 0 | 75.3 | 0.0107 | 0 | [6 empty] | DEER:Indoor_Non-CFL_Ltg | Annual
Any | SWLG011R | SUn | Ex | CZ04 | cWtd | SWLG011-01 | ExAnte2020 | IOU workpaper | 2019-06-26 | Fixture | 1 |  | None | 0 | 0 | 0 | 75.3 | 0.0107 | 0 | [6 empty] | DEER:Indoor_Non-CFL_Ltg | Annual
Any | SWLG011R | SUn | Ex | CZ05 | cWtd | SWLG011-01 | ExAnte2020 | IOU workpaper | 2019-06-26 | Fixture | 1 |  | None | 0 | 0 | 0 | 75.3 | 0.0107 | 0 | [6 empty] | DEER:Indoor_Non-CFL_Ltg | Annual
Any | SWLG011R | SUn | Ex | CZ06 | cWtd | SWLG011-01 | ExAnte2020 | IOU workpaper | 2019-06-26 | Fixture | 1 |  | None | 0 | 0 | 0 | 75.3 | 0.0107 | 0 | [6 empty] | DEER:Indoor_Non-CFL_Ltg | Annual
Any | SWLG011R | SUn | Ex | CZ07 | cWtd | SWLG011-01 | ExAnte2020 | IOU workpaper | 2019-06-26 | Fixture | 1 |  | None | 0 | 0 | 0 | 75.3 | 0.0107 | 0 | [6 empty] | DEER:Indoor_Non-CFL_Ltg | Annual
Any | SWLG011R | SUn | Ex | CZ08 | cWtd | SWLG011-01 | ExAnte2020 | IOU workpaper | 2019-06-26 | Fixture | 1 |  | None | 0 | 0 | 0 | 75.3 | 0.0107 | 0 | [6 empty] | DEER:Indoor_Non-CFL_Ltg | Annual
Any | SWLG011R | SUn | Ex | CZ09 | cWtd | SWLG011-01 | ExAnte2020 | IOU workpaper | 2019-06-26 | Fixture | 1 |  | None | 0 | 0 | 0 | 75.3 | 0.0107 | 0 | [6 empty] | DEER:Indoor_Non-CFL_Ltg | Annual
Any | SWLG011R | SUn | Ex | CZ10 | cWtd | SWLG011-01 | ExAnte2020 | IOU workpaper | 2019-06-26 | Fixture | 1 |  | None | 0 | 0 | 0 | 75.3 | 0.0107 | 0 | [6 empty] | DEER:Indoor_Non-CFL_Ltg | Annual
Any | SWLG011R | SUn | Ex | CZ11 | cWtd | SWLG011-01 | ExAnte2020 | IOU workpaper | 2019-06-26 | Fixture | 1 |  | None | 0 | 0 | 0 | 75.3 | 0.0107 | 0 | [6 empty] | DEER:Indoor_Non-CFL_Ltg | Annual
Any | SWLG011R | SUn | Ex | CZ12 | cWtd | SWLG011-01 | ExAnte2020 | IOU workpaper | 2019-06-26 | Fixture | 1 |  | None | 0 | 0 | 0 | 75.3 | 0.0107 | 0 | [6 empty] | DEER:Indoor_Non-CFL_Ltg | Annual
Any | SWLG011R | SUn | Ex | CZ13 | cWtd | SWLG011-01 | ExAnte2020 | IOU workpaper | 2019-06-26 | Fixture | 1 |  | None | 0 | 0 | 0 | 75.3 | 0.0107 | 0 | [6 empty] | DEER:Indoor_Non-CFL_Ltg | Annual
Any | SWLG011R | SUn | Ex | CZ14 | cWtd | SWLG011-01 | ExAnte2020 | IOU workpaper | 2019-06-26 | Fixture | 1 |  | None | 0 | 0 | 0 | 75.3 | 0.0107 | 0 | [6 empty] | DEER:Indoor_Non-CFL_Ltg | Annual
Any | SWLG011R | SUn | Ex | CZ15 | cWtd | SWLG011-01 | ExAnte2020 | IOU workpaper | 2019-06-26 | Fixture | 1 |  | None | 0 | 0 | 0 | 75.3 | 0.0107 | 0 | [6 empty] | DEER:Indoor_Non-CFL_Ltg | Annual
Any | SWLG011R | SUn | Ex | CZ16 | cWtd | SWLG011-01 | ExAnte2020 | IOU workpaper | 2019-06-26 | Fixture | 1 |  | None | 0 | 0 | 0 | 75.3 | 0.0107 | 0 | [6 empty] | DEER:Indoor_Non-CFL_Ltg | Annual
Any | SWLG011R | WRf | Ex | CZ01 | cWtd | SWLG011-01 | ExAnte2020 | IOU workpaper | 2019-06-26 | Fixture | 1 |  | None | 0 | 0 | 0 | 213 | 0.0231 | 0 | [6 empty] | DEER:Indoor_Non-CFL_Ltg | Annual
Any | SWLG011R | WRf | Ex | CZ02 | cWtd | SWLG011-01 | ExAnte2020 | IOU workpaper | 2019-06-26 | Fixture | 1 |  | None | 0 | 0 | 0 | 214 | 0.0233 | 0 | [6 empty] | DEER:Indoor_Non-CFL_Ltg | Annual
Any | SWLG011R | WRf | Ex | CZ03 | cWtd | SWLG011-01 | ExAnte2020 | IOU workpaper | 2019-06-26 | Fixture | 1 |  | None | 0 | 0 | 0 | 209 | 0.0233 | 0 | [6 empty] | DEER:Indoor_Non-CFL_Ltg | Annual
Any | SWLG011R | WRf | Ex | CZ04 | cWtd | SWLG011-01 | ExAnte2020 | IOU workpaper | 2019-06-26 | Fixture | 1 |  | None | 0 | 0 | 0 | 213 | 0.0231 | 0 | [6 empty] | DEER:Indoor_Non-CFL_Ltg | Annual
Any | SWLG011R | WRf | Ex | CZ05 | cWtd | SWLG011-01 | ExAnte2020 | IOU workpaper | 2019-06-26 | Fixture | 1 |  | None | 0 | 0 | 0 | 208 | 0.0231 | 0 | [6 empty] | DEER:Indoor_Non-CFL_Ltg | Annual
Any | SWLG011R | WRf | Ex | CZ06 | cWtd | SWLG011-01 | ExAnte2020 | IOU workpaper | 2019-06-26 | Fixture | 1 |  | None | 0 | 0 | 0 | 214 | 0.0231 | 0 | [6 empty] | DEER:Indoor_Non-CFL_Ltg | Annual
Any | SWLG011R | WRf | Ex | CZ07 | cWtd | SWLG011-01 | ExAnte2020 | IOU workpaper | 2019-06-26 | Fixture | 1 |  | None | 0 | 0 | 0 | 213 | 0.0233 | 0 | [6 empty] | DEER:Indoor_Non-CFL_Ltg | Annual
Any | SWLG011R | WRf | Ex | CZ08 | cWtd | SWLG011-01 | ExAnte2020 | IOU workpaper | 2019-06-26 | Fixture | 1 |  | None | 0 | 0 | 0 | 213 | 0.0266 | 0 | [6 empty] | DEER:Indoor_Non-CFL_Ltg | Annual
Any | SWLG011R | WRf | Ex | CZ09 | cWtd | SWLG011-01 | ExAnte2020 | IOU workpaper | 2019-06-26 | Fixture | 1 |  | None | 0 | 0 | 0 | 213 | 0.0239 | 0 | [6 empty] | DEER:Indoor_Non-CFL_Ltg | Annual
Any | SWLG011R | WRf | Ex | CZ10 | cWtd | SWLG011-01 | ExAnte2020 | IOU workpaper | 2019-06-26 | Fixture | 1 |  | None | 0 | 0 | 0 | 209 | 0.0233 | 0 | [6 empty] | DEER:Indoor_Non-CFL_Ltg | Annual
Any | SWLG011R | WRf | Ex | CZ11 | cWtd | SWLG011-01 | ExAnte2020 | IOU workpaper | 2019-06-26 | Fixture | 1 |  | None | 0 | 0 | 0 | 214 | 0.0231 | 0 | [6 empty] | DEER:Indoor_Non-CFL_Ltg | Annual
Any | SWLG011R | WRf | Ex | CZ12 | cWtd | SWLG011-01 | ExAnte2020 | IOU workpaper | 2019-06-26 | Fixture | 1 |  | None | 0 | 0 | 0 | 213 | 0.0237 | 0 | [6 empty] | DEER:Indoor_Non-CFL_Ltg | Annual
Any | SWLG011R | WRf | Ex | CZ13 | cWtd | SWLG011-01 | ExAnte2020 | IOU workpaper | 2019-06-26 | Fixture | 1 |  | None | 0 | 0 | 0 | 216 | 0.0231 | 0 | [6 empty] | DEER:Indoor_Non-CFL_Ltg | Annual
Any | SWLG011R | WRf | Ex | CZ14 | cWtd | SWLG011-01 | ExAnte2020 | IOU workpaper | 2019-06-26 | Fixture | 1 |  | None | 0 | 0 | 0 | 213 | 0.0233 | 0 | [6 empty] | DEER:Indoor_Non-CFL_Ltg | Annual
Any | SWLG011R | WRf | Ex | CZ15 | cWtd | SWLG011-01 | ExAnte2020 | IOU workpaper | 2019-06-26 | Fixture | 1 |  | None | 0 | 0 | 0 | 214 | 0.0235 | 0 | [6 empty] | DEER:Indoor_Non-CFL_Ltg | Annual
Any | SWLG011R | WRf | Ex | CZ16 | cWtd | SWLG011-01 | ExAnte2020 | IOU workpaper | 2019-06-26 | Fixture | 1 |  | None | 0 | 0 | 0 | 214 | 0.0229 | 0 | [6 empty] | DEER:Indoor_Non-CFL_Ltg | Annual
Any | SWLG011S | Asm | Ex | CZ01 | cWtd | SWLG011-01 | ExAnte2020 | IOU workpaper | 2019-06-26 | Fixture | 1 |  | None | 0 | 0 | 0 | 57.3 | 0.0258 | -1.42 | [6 empty] | DEER:Indoor_Non-CFL_Ltg | Annual
Any | SWLG011S | Asm | Ex | CZ02 | cWtd | SWLG011-01 | ExAnte2020 | IOU workpaper | 2019-06-26 | Fixture | 1 |  | None | 0 | 0 | 0 | 62.8 | 0.026 | -0.794 | [6 empty] | DEER:Indoor_Non-CFL_Ltg | Annual
Any | SWLG011S | Asm | Ex | CZ03 | cWtd | SWLG011-01 | ExAnte2020 | IOU workpaper | 2019-06-26 | Fixture | 1 |  | None | 0 | 0 | 0 | 62.2 | 0.026 | -0.923 | [6 empty] | DEER:Indoor_Non-CFL_Ltg | Annual
Any | SWLG011S | Asm | Ex | CZ04 | cWtd | SWLG011-01 | ExAnte2020 | IOU workpaper | 2019-06-26 | Fixture | 1 |  | None | 0 | 0 | 0 | 64 | 0.026 | -0.683 | [6 empty] | DEER:Indoor_Non-CFL_Ltg | Annual
Any | SWLG011S | Asm | Ex | CZ05 | cWtd | SWLG011-01 | ExAnte2020 | IOU workpaper | 2019-06-26 | Fixture | 1 |  | None | 0 | 0 | 0 | 62.2 | 0.0258 | -0.874 | [6 empty] | DEER:Indoor_Non-CFL_Ltg | Annual
Any | SWLG011S | Asm | Ex | CZ06 | cWtd | SWLG011-01 | ExAnte2020 | IOU workpaper | 2019-06-26 | Fixture | 1 |  | None | 0 | 0 | 0 | 67.7 | 0.0276 | -0.517 | [6 empty] | DEER:Indoor_Non-CFL_Ltg | Annual
Any | SWLG011S | Asm | Ex | CZ07 | cWtd | SWLG011-01 | ExAnte2020 | IOU workpaper | 2019-06-26 | Fixture | 1 |  | None | 0 | 0 | 0 | 69 | 0.0283 | -0.488 | [6 empty] | DEER:Indoor_Non-CFL_Ltg | Annual
Any | SWLG011S | Asm | Ex | CZ08 | cWtd | SWLG011-01 | ExAnte2020 | IOU workpaper | 2019-06-26 | Fixture | 1 |  | None | 0 | 0 | 0 | 69 | 0.0274 | -0.402 | [6 empty] | DEER:Indoor_Non-CFL_Ltg | Annual
Any | SWLG011S | Asm | Ex | CZ09 | cWtd | SWLG011-01 | ExAnte2020 | IOU workpaper | 2019-06-26 | Fixture | 1 |  | None | 0 | 0 | 0 | 67.7 | 0.0281 | -0.468 | [6 empty] | DEER:Indoor_Non-CFL_Ltg | Annual
Any | SWLG011S | Asm | Ex | CZ10 | cWtd | SWLG011-01 | ExAnte2020 | IOU workpaper | 2019-06-26 | Fixture | 1 |  | None | 0 | 0 | 0 | 68.3 | 0.0283 | -0.445 | [6 empty] | DEER:Indoor_Non-CFL_Ltg | Annual
Any | SWLG011S | Asm | Ex | CZ11 | cWtd | SWLG011-01 | ExAnte2020 | IOU workpaper | 2019-06-26 | Fixture | 1 |  | None | 0 | 0 | 0 | 64 | 0.0267 | -0.665 | [6 empty] | DEER:Indoor_Non-CFL_Ltg | Annual
Any | SWLG011S | Asm | Ex | CZ12 | cWtd | SWLG011-01 | ExAnte2020 | IOU workpaper | 2019-06-26 | Fixture | 1 |  | None | 0 | 0 | 0 | 64 | 0.0265 | -0.708 | [6 empty] | DEER:Indoor_Non-CFL_Ltg | Annual
Any | SWLG011S | Asm | Ex | CZ13 | cWtd | SWLG011-01 | ExAnte2020 | IOU workpaper | 2019-06-26 | Fixture | 1 |  | None | 0 | 0 | 0 | 64 | 0.0267 | -0.64 | [6 empty] | DEER:Indoor_Non-CFL_Ltg | Annual
Any | SWLG011S | Asm | Ex | CZ14 | cWtd | SWLG011-01 | ExAnte2020 | IOU workpaper | 2019-06-26 | Fixture | 1 |  | None | 0 | 0 | 0 | 65.9 | 0.0276 | -0.634 | [6 empty] | DEER:Indoor_Non-CFL_Ltg | Annual
Any | SWLG011S | Asm | Ex | CZ15 | cWtd | SWLG011-01 | ExAnte2020 | IOU workpaper | 2019-06-26 | Fixture | 1 |  | None | 0 | 0 | 0 | 70.8 | 0.0276 | -0.224 | [6 empty] | DEER:Indoor_Non-CFL_Ltg | Annual
Any | SWLG011S | Asm | Ex | CZ16 | cWtd | SWLG011-01 | ExAnte2020 | IOU workpaper | 2019-06-26 | Fixture | 1 |  | None | 0 | 0 | 0 | 60.9 | 0.0269 | -1.02 | [6 empty] | DEER:Indoor_Non-CFL_Ltg | Annual
Any | SWLG011S | Com | Ex | CZ01 | cWtd | SWLG011-01 | ExAnte2020 | IOU workpaper | 2019-06-26 | Fixture | 1 |  | None | 0 | 0 | 0 | 106 | 0.018 | -1.59 | [6 empty] | DEER:Indoor_Non-CFL_Ltg | Annual
Any | SWLG011S | Com | Ex | CZ02 | cWtd | SWLG011-01 | ExAnte2020 | IOU workpaper | 2019-06-26 | Fixture | 1 |  | None | 0 | 0 | 0 | 115 | 0.02 | -1.02 | [6 empty] | DEER:Indoor_Non-CFL_Ltg | Annual
Any | SWLG011S | Com | Ex | CZ03 | cWtd | SWLG011-01 | ExAnte2020 | IOU workpaper | 2019-06-26 | Fixture | 1 |  | None | 0 | 0 | 0 | 115 | 0.0193 | -0.893 | [6 empty] | DEER:Indoor_Non-CFL_Ltg | Annual
Any | SWLG011S | Com | Ex | CZ04 | cWtd | SWLG011-01 | ExAnte2020 | IOU workpaper | 2019-06-26 | Fixture | 1 |  | None | 0 | 0 | 0 | 119 | 0.0198 | -0.725 | [6 empty] | DEER:Indoor_Non-CFL_Ltg | Annual
Any | SWLG011S | Com | Ex | CZ05 | cWtd | SWLG011-01 | ExAnte2020 | IOU workpaper | 2019-06-26 | Fixture | 1 |  | None | 0 | 0 | 0 | 114 | 0.019 | -1.2 | [6 empty] | DEER:Indoor_Non-CFL_Ltg | Annual
Any | SWLG011S | Com | Ex | CZ06 | cWtd | SWLG011-01 | ExAnte2020 | IOU workpaper | 2019-06-26 | Fixture | 1 |  | None | 0 | 0 | 0 | 120 | 0.02 | -0.536 | [6 empty] | DEER:Indoor_Non-CFL_Ltg | Annual
Any | SWLG011S | Com | Ex | CZ07 | cWtd | SWLG011-01 | ExAnte2020 | IOU workpaper | 2019-06-26 | Fixture | 1 |  | None | 0 | 0 | 0 | 129 | 0.0212 | -0.517 | [6 empty] | DEER:Indoor_Non-CFL_Ltg | Annual
Any | SWLG011S | Com | Ex | CZ08 | cWtd | SWLG011-01 | ExAnte2020 | IOU workpaper | 2019-06-26 | Fixture | 1 |  | None | 0 | 0 | 0 | 120 | 0.0196 | -0.476 | [6 empty] | DEER:Indoor_Non-CFL_Ltg | Annual
Any | SWLG011S | Com | Ex | CZ09 | cWtd | SWLG011-01 | ExAnte2020 | IOU workpaper | 2019-06-26 | Fixture | 1 |  | None | 0 | 0 | 0 | 120 | 0.0205 | -0.521 | [6 empty] | DEER:Indoor_Non-CFL_Ltg | Annual
Any | SWLG011S | Com | Ex | CZ10 | cWtd | SWLG011-01 | ExAnte2020 | IOU workpaper | 2019-06-26 | Fixture | 1 |  | None | 0 | 0 | 0 | 117 | 0.0198 | -0.559 | [6 empty] | DEER:Indoor_Non-CFL_Ltg | Annual
Any | SWLG011S | Com | Ex | CZ11 | cWtd | SWLG011-01 | ExAnte2020 | IOU workpaper | 2019-06-26 | Fixture | 1 |  | None | 0 | 0 | 0 | 116 | 0.0202 | -0.928 | [6 empty] | DEER:Indoor_Non-CFL_Ltg | Annual
Any | SWLG011S | Com | Ex | CZ12 | cWtd | SWLG011-01 | ExAnte2020 | IOU workpaper | 2019-06-26 | Fixture | 1 |  | None | 0 | 0 | 0 | 116 | 0.0205 | -0.828 | [6 empty] | DEER:Indoor_Non-CFL_Ltg | Annual
Any | SWLG011S | Com | Ex | CZ13 | cWtd | SWLG011-01 | ExAnte2020 | IOU workpaper | 2019-06-26 | Fixture | 1 |  | None | 0 | 0 | 0 | 119 | 0.02 | -0.793 | [6 empty] | DEER:Indoor_Non-CFL_Ltg | Annual
Any | SWLG011S | Com | Ex | CZ14 | cWtd | SWLG011-01 | ExAnte2020 | IOU workpaper | 2019-06-26 | Fixture | 1 |  | None | 0 | 0 | 0 | 118 | 0.0205 | -0.903 | [6 empty] | DEER:Indoor_Non-CFL_Ltg | Annual
Any | SWLG011S | Com | Ex | CZ15 | cWtd | SWLG011-01 | ExAnte2020 | IOU workpaper | 2019-06-26 | Fixture | 1 |  | None | 0 | 0 | 0 | 127 | 0.0209 | -0.26 | [6 empty] | DEER:Indoor_Non-CFL_Ltg | Annual
Any | SWLG011S | Com | Ex | CZ16 | cWtd | SWLG011-01 | ExAnte2020 | IOU workpaper | 2019-06-26 | Fixture | 1 |  | None | 0 | 0 | 0 | 110 | 0.0198 | -1.61 | [6 empty] | DEER:Indoor_Non-CFL_Ltg | Annual
Any | SWLG011S | ECC | Ex | CZ01 | cWtd | SWLG011-01 | ExAnte2020 | IOU workpaper | 2019-06-26 | Fixture | 1 |  | None | 0 | 0 | 0 | 95 | 0.0153 | -2.66 | [6 empty] | DEER:Indoor_Non-CFL_Ltg | Annual
Any | SWLG011S | ECC | Ex | CZ02 | cWtd | SWLG011-01 | ExAnte2020 | IOU workpaper | 2019-06-26 | Fixture | 1 |  | None | 0 | 0 | 0 | 101 | 0.0184 | -1.69 | [6 empty] | DEER:Indoor_Non-CFL_Ltg | Annual
Any | SWLG011S | ECC | Ex | CZ03 | cWtd | SWLG011-01 | ExAnte2020 | IOU workpaper | 2019-06-26 | Fixture | 1 |  | None | 0 | 0 | 0 | 99 | 0.0177 | -1.95 | [6 empty] | DEER:Indoor_Non-CFL_Ltg | Annual
Any | SWLG011S | ECC | Ex | CZ04 | cWtd | SWLG011-01 | ExAnte2020 | IOU workpaper | 2019-06-26 | Fixture | 1 |  | None | 0 | 0 | 0 | 102 | 0.0184 | -1.49 | [6 empty] | DEER:Indoor_Non-CFL_Ltg | Annual
Any | SWLG011S | ECC | Ex | CZ05 | cWtd | SWLG011-01 | ExAnte2020 | IOU workpaper | 2019-06-26 | Fixture | 1 |  | None | 0 | 0 | 0 | 99 | 0.0171 | -1.95 | [6 empty] | DEER:Indoor_Non-CFL_Ltg | Annual
Any | SWLG011S | ECC | Ex | CZ06 | cWtd | SWLG011-01 | ExAnte2020 | IOU workpaper | 2019-06-26 | Fixture | 1 |  | None | 0 | 0 | 0 | 105 | 0.0193 | -1.06 | [6 empty] | DEER:Indoor_Non-CFL_Ltg | Annual
Any | SWLG011S | ECC | Ex | CZ07 | cWtd | SWLG011-01 | ExAnte2020 | IOU workpaper | 2019-06-26 | Fixture | 1 |  | None | 0 | 0 | 0 | 105 | 0.0184 | -1.06 | [6 empty] | DEER:Indoor_Non-CFL_Ltg | Annual
Any | SWLG011S | ECC | Ex | CZ08 | cWtd | SWLG011-01 | ExAnte2020 | IOU workpaper | 2019-06-26 | Fixture | 1 |  | None | 0 | 0 | 0 | 106 | 0.0183 | -0.876 | [6 empty] | DEER:Indoor_Non-CFL_Ltg | Annual
Any | SWLG011S | ECC | Ex | CZ09 | cWtd | SWLG011-01 | ExAnte2020 | IOU workpaper | 2019-06-26 | Fixture | 1 |  | None | 0 | 0 | 0 | 104 | 0.0191 | -0.99 | [6 empty] | DEER:Indoor_Non-CFL_Ltg | Annual
Any | SWLG011S | ECC | Ex | CZ10 | cWtd | SWLG011-01 | ExAnte2020 | IOU workpaper | 2019-06-26 | Fixture | 1 |  | None | 0 | 0 | 0 | 104 | 0.0188 | -0.961 | [6 empty] | DEER:Indoor_Non-CFL_Ltg | Annual
Any | SWLG011S | ECC | Ex | CZ11 | cWtd | SWLG011-01 | ExAnte2020 | IOU workpaper | 2019-06-26 | Fixture | 1 |  | None | 0 | 0 | 0 | 104 | 0.019 | -1.38 | [6 empty] | DEER:Indoor_Non-CFL_Ltg | Annual
Any | SWLG011S | ECC | Ex | CZ12 | cWtd | SWLG011-01 | ExAnte2020 | IOU workpaper | 2019-06-26 | Fixture | 1 |  | None | 0 | 0 | 0 | 104 | 0.0188 | -1.47 | [6 empty] | DEER:Indoor_Non-CFL_Ltg | Annual
Any | SWLG011S | ECC | Ex | CZ13 | cWtd | SWLG011-01 | ExAnte2020 | IOU workpaper | 2019-06-26 | Fixture | 1 |  | None | 0 | 0 | 0 | 105 | 0.0188 | -1.26 | [6 empty] | DEER:Indoor_Non-CFL_Ltg | Annual
Any | SWLG011S | ECC | Ex | CZ14 | cWtd | SWLG011-01 | ExAnte2020 | IOU workpaper | 2019-06-26 | Fixture | 1 |  | None | 0 | 0 | 0 | 105 | 0.0188 | -1.29 | [6 empty] | DEER:Indoor_Non-CFL_Ltg | Annual
Any | SWLG011S | ECC | Ex | CZ15 | cWtd | SWLG011-01 | ExAnte2020 | IOU workpaper | 2019-06-26 | Fixture | 1 |  | None | 0 | 0 | 0 | 110 | 0.0188 | -0.44 | [6 empty] | DEER:Indoor_Non-CFL_Ltg | Annual
Any | SWLG011S | ECC | Ex | CZ16 | cWtd | SWLG011-01 | ExAnte2020 | IOU workpaper | 2019-06-26 | Fixture | 1 |  | None | 0 | 0 | 0 | 99 | 0.0185 | -1.99 | [6 empty] | DEER:Indoor_Non-CFL_Ltg | Annual
Any | SWLG011S | EPr | Ex | CZ01 | cWtd | SWLG011-01 | ExAnte2020 | IOU workpaper | 2019-06-26 | Fixture | 1 |  | None | 0 | 0 | 0 | 80.8 | 0.0196 | -2.15 | [6 empty] | DEER:Indoor_Non-CFL_Ltg | Annual
Any | SWLG011S | EPr | Ex | CZ02 | cWtd | SWLG011-01 | ExAnte2020 | IOU workpaper | 2019-06-26 | Fixture | 1 |  | None | 0 | 0 | 0 | 85.1 | 0.0288 | -1.56 | [6 empty] | DEER:Indoor_Non-CFL_Ltg | Annual
Any | SWLG011S | EPr | Ex | CZ03 | cWtd | SWLG011-01 | ExAnte2020 | IOU workpaper | 2019-06-26 | Fixture | 1 |  | None | 0 | 0 | 0 | 84.2 | 0.0192 | -1.68 | [6 empty] | DEER:Indoor_Non-CFL_Ltg | Annual
Any | SWLG011S | EPr | Ex | CZ04 | cWtd | SWLG011-01 | ExAnte2020 | IOU workpaper | 2019-06-26 | Fixture | 1 |  | None | 0 | 0 | 0 | 86 | 0.0221 | -1.4 | [6 empty] | DEER:Indoor_Non-CFL_Ltg | Annual
Any | SWLG011S | EPr | Ex | CZ05 | cWtd | SWLG011-01 | ExAnte2020 | IOU workpaper | 2019-06-26 | Fixture | 1 |  | None | 0 | 0 | 0 | 84.2 | 0.0213 | -1.68 | [6 empty] | DEER:Indoor_Non-CFL_Ltg | Annual
Any | SWLG011S | EPr | Ex | CZ06 | cWtd | SWLG011-01 | ExAnte2020 | IOU workpaper | 2019-06-26 | Fixture | 1 |  | None | 0 | 0 | 0 | 88.5 | 0.0229 | -0.98 | [6 empty] | DEER:Indoor_Non-CFL_Ltg | Annual
Any | SWLG011S | EPr | Ex | CZ07 | cWtd | SWLG011-01 | ExAnte2020 | IOU workpaper | 2019-06-26 | Fixture | 1 |  | None | 0 | 0 | 0 | 87.7 | 0.0231 | -1.05 | [6 empty] | DEER:Indoor_Non-CFL_Ltg | Annual
Any | SWLG011S | EPr | Ex | CZ08 | cWtd | SWLG011-01 | ExAnte2020 | IOU workpaper | 2019-06-26 | Fixture | 1 |  | None | 0 | 0 | 0 | 89.4 | 0.0227 | -0.877 | [6 empty] | DEER:Indoor_Non-CFL_Ltg | Annual
Any | SWLG011S | EPr | Ex | CZ09 | cWtd | SWLG011-01 | ExAnte2020 | IOU workpaper | 2019-06-26 | Fixture | 1 |  | None | 0 | 0 | 0 | 89.4 | 0.0233 | -0.971 | [6 empty] | DEER:Indoor_Non-CFL_Ltg | Annual
Any | SWLG011S | EPr | Ex | CZ10 | cWtd | SWLG011-01 | ExAnte2020 | IOU workpaper | 2019-06-26 | Fixture | 1 |  | None | 0 | 0 | 0 | 91.1 | 0.0231 | -0.894 | [6 empty] | DEER:Indoor_Non-CFL_Ltg | Annual
Any | SWLG011S | EPr | Ex | CZ11 | cWtd | SWLG011-01 | ExAnte2020 | IOU workpaper | 2019-06-26 | Fixture | 1 |  | None | 0 | 0 | 0 | 88.5 | 0.0263 | -1.32 | [6 empty] | DEER:Indoor_Non-CFL_Ltg | Annual
Any | SWLG011S | EPr | Ex | CZ12 | cWtd | SWLG011-01 | ExAnte2020 | IOU workpaper | 2019-06-26 | Fixture | 1 |  | None | 0 | 0 | 0 | 86.8 | 0.03 | -1.36 | [6 empty] | DEER:Indoor_Non-CFL_Ltg | Annual
Any | SWLG011S | EPr | Ex | CZ13 | cWtd | SWLG011-01 | ExAnte2020 | IOU workpaper | 2019-06-26 | Fixture | 1 |  | None | 0 | 0 | 0 | 88.5 | 0.0248 | -1.27 | [6 empty] | DEER:Indoor_Non-CFL_Ltg | Annual
Any | SWLG011S | EPr | Ex | CZ14 | cWtd | SWLG011-01 | ExAnte2020 | IOU workpaper | 2019-06-26 | Fixture | 1 |  | None | 0 | 0 | 0 | 89.4 | 0.0229 | -1.17 | [6 empty] | DEER:Indoor_Non-CFL_Ltg | Annual
Any | SWLG011S | EPr | Ex | CZ15 | cWtd | SWLG011-01 | ExAnte2020 | IOU workpaper | 2019-06-26 | Fixture | 1 |  | None | 0 | 0 | 0 | 97.1 | 0.0234 | -0.426 | [6 empty] | DEER:Indoor_Non-CFL_Ltg | Annual
Any | SWLG011S | EPr | Ex | CZ16 | cWtd | SWLG011-01 | ExAnte2020 | IOU workpaper | 2019-06-26 | Fixture | 1 |  | None | 0 | 0 | 0 | 81.7 | 0.019 | -1.74 | [6 empty] | DEER:Indoor_Non-CFL_Ltg | Annual
Any | SWLG011S | ERC | Ex | CZ01 | cWtd | SWLG011-01 | ExAnte2020 | IOU workpaper | 2019-06-26 | Fixture | 1 |  | None | 0 | 0 | 0 | 39.7 | 0.00882 | -0.757 | [6 empty] | DEER:Indoor_Non-CFL_Ltg | Annual
Any | SWLG011S | ERC | Ex | CZ02 | cWtd | SWLG011-01 | ExAnte2020 | IOU workpaper | 2019-06-26 | Fixture | 1 |  | None | 0 | 0 | 0 | 42.1 | 0.0107 | -0.532 | [6 empty] | DEER:Indoor_Non-CFL_Ltg | Annual
Any | SWLG011S | ERC | Ex | CZ03 | cWtd | SWLG011-01 | ExAnte2020 | IOU workpaper | 2019-06-26 | Fixture | 1 |  | None | 0 | 0 | 0 | 42.1 | 0.00774 | -0.475 | [6 empty] | DEER:Indoor_Non-CFL_Ltg | Annual
Any | SWLG011S | ERC | Ex | CZ04 | cWtd | SWLG011-01 | ExAnte2020 | IOU workpaper | 2019-06-26 | Fixture | 1 |  | None | 0 | 0 | 0 | 43 | 0.00889 | -0.394 | [6 empty] | DEER:Indoor_Non-CFL_Ltg | Annual
Any | SWLG011S | ERC | Ex | CZ05 | cWtd | SWLG011-01 | ExAnte2020 | IOU workpaper | 2019-06-26 | Fixture | 1 |  | None | 0 | 0 | 0 | 42.6 | 0.00803 | -0.426 | [6 empty] | DEER:Indoor_Non-CFL_Ltg | Annual
Any | SWLG011S | ERC | Ex | CZ06 | cWtd | SWLG011-01 | ExAnte2020 | IOU workpaper | 2019-06-26 | Fixture | 1 |  | None | 0 | 0 | 0 | 45 | 0.00903 | -0.304 | [6 empty] | DEER:Indoor_Non-CFL_Ltg | Annual
Any | SWLG011S | ERC | Ex | CZ07 | cWtd | SWLG011-01 | ExAnte2020 | IOU workpaper | 2019-06-26 | Fixture | 1 |  | None | 0 | 0 | 0 | 45 | 0.00882 | -0.248 | [6 empty] | DEER:Indoor_Non-CFL_Ltg | Annual
Any | SWLG011S | ERC | Ex | CZ08 | cWtd | SWLG011-01 | ExAnte2020 | IOU workpaper | 2019-06-26 | Fixture | 1 |  | None | 0 | 0 | 0 | 45.8 | 0.00918 | -0.228 | [6 empty] | DEER:Indoor_Non-CFL_Ltg | Annual
Any | SWLG011S | ERC | Ex | CZ09 | cWtd | SWLG011-01 | ExAnte2020 | IOU workpaper | 2019-06-26 | Fixture | 1 |  | None | 0 | 0 | 0 | 45.4 | 0.00982 | -0.289 | [6 empty] | DEER:Indoor_Non-CFL_Ltg | Annual
Any | SWLG011S | ERC | Ex | CZ10 | cWtd | SWLG011-01 | ExAnte2020 | IOU workpaper | 2019-06-26 | Fixture | 1 |  | None | 0 | 0 | 0 | 45.8 | 0.00997 | -0.312 | [6 empty] | DEER:Indoor_Non-CFL_Ltg | Annual
Any | SWLG011S | ERC | Ex | CZ11 | cWtd | SWLG011-01 | ExAnte2020 | IOU workpaper | 2019-06-26 | Fixture | 1 |  | None | 0 | 0 | 0 | 43.4 | 0.0105 | -0.454 | [6 empty] | DEER:Indoor_Non-CFL_Ltg | Annual
Any | SWLG011S | ERC | Ex | CZ12 | cWtd | SWLG011-01 | ExAnte2020 | IOU workpaper | 2019-06-26 | Fixture | 1 |  | None | 0 | 0 | 0 | 43 | 0.0104 | -0.466 | [6 empty] | DEER:Indoor_Non-CFL_Ltg | Annual
Any | SWLG011S | ERC | Ex | CZ13 | cWtd | SWLG011-01 | ExAnte2020 | IOU workpaper | 2019-06-26 | Fixture | 1 |  | None | 0 | 0 | 0 | 43.8 | 0.01 | -0.417 | [6 empty] | DEER:Indoor_Non-CFL_Ltg | Annual
Any | SWLG011S | ERC | Ex | CZ14 | cWtd | SWLG011-01 | ExAnte2020 | IOU workpaper | 2019-06-26 | Fixture | 1 |  | None | 0 | 0 | 0 | 44.6 | 0.0101 | -0.442 | [6 empty] | DEER:Indoor_Non-CFL_Ltg | Annual
Any | SWLG011S | ERC | Ex | CZ15 | cWtd | SWLG011-01 | ExAnte2020 | IOU workpaper | 2019-06-26 | Fixture | 1 |  | None | 0 | 0 | 0 | 48.7 | 0.0105 | -0.118 | [6 empty] | DEER:Indoor_Non-CFL_Ltg | Annual
Any | SWLG011S | ERC | Ex | CZ16 | cWtd | SWLG011-01 | ExAnte2020 | IOU workpaper | 2019-06-26 | Fixture | 1 |  | None | 0 | 0 | 0 | 40.5 | 0.00932 | -0.646 | [6 empty] | DEER:Indoor_Non-CFL_Ltg | Annual
Any | SWLG011S | ESe | Ex | CZ01 | cWtd | SWLG011-01 | ExAnte2020 | IOU workpaper | 2019-06-26 | Fixture | 1 |  | None | 0 | 0 | 0 | 81.7 | 0.0196 | -1.99 | [6 empty] | DEER:Indoor_Non-CFL_Ltg | Annual
Any | SWLG011S | ESe | Ex | CZ02 | cWtd | SWLG011-01 | ExAnte2020 | IOU workpaper | 2019-06-26 | Fixture | 1 |  | None | 0 | 0 | 0 | 86 | 0.0275 | -1.44 | [6 empty] | DEER:Indoor_Non-CFL_Ltg | Annual
Any | SWLG011S | ESe | Ex | CZ03 | cWtd | SWLG011-01 | ExAnte2020 | IOU workpaper | 2019-06-26 | Fixture | 1 |  | None | 0 | 0 | 0 | 84.2 | 0.0204 | -1.55 | [6 empty] | DEER:Indoor_Non-CFL_Ltg | Annual
Any | SWLG011S | ESe | Ex | CZ04 | cWtd | SWLG011-01 | ExAnte2020 | IOU workpaper | 2019-06-26 | Fixture | 1 |  | None | 0 | 0 | 0 | 86.8 | 0.0215 | -1.27 | [6 empty] | DEER:Indoor_Non-CFL_Ltg | Annual
Any | SWLG011S | ESe | Ex | CZ05 | cWtd | SWLG011-01 | ExAnte2020 | IOU workpaper | 2019-06-26 | Fixture | 1 |  | None | 0 | 0 | 0 | 84.2 | 0.0206 | -1.49 | [6 empty] | DEER:Indoor_Non-CFL_Ltg | Annual
Any | SWLG011S | ESe | Ex | CZ06 | cWtd | SWLG011-01 | ExAnte2020 | IOU workpaper | 2019-06-26 | Fixture | 1 |  | None | 0 | 0 | 0 | 88.5 | 0.0225 | -0.963 | [6 empty] | DEER:Indoor_Non-CFL_Ltg | Annual
Any | SWLG011S | ESe | Ex | CZ07 | cWtd | SWLG011-01 | ExAnte2020 | IOU workpaper | 2019-06-26 | Fixture | 1 |  | None | 0 | 0 | 0 | 87.7 | 0.0225 | -0.937 | [6 empty] | DEER:Indoor_Non-CFL_Ltg | Annual
Any | SWLG011S | ESe | Ex | CZ08 | cWtd | SWLG011-01 | ExAnte2020 | IOU workpaper | 2019-06-26 | Fixture | 1 |  | None | 0 | 0 | 0 | 90.3 | 0.0221 | -0.805 | [6 empty] | DEER:Indoor_Non-CFL_Ltg | Annual
Any | SWLG011S | ESe | Ex | CZ09 | cWtd | SWLG011-01 | ExAnte2020 | IOU workpaper | 2019-06-26 | Fixture | 1 |  | None | 0 | 0 | 0 | 90.3 | 0.0229 | -0.903 | [6 empty] | DEER:Indoor_Non-CFL_Ltg | Annual
Any | SWLG011S | ESe | Ex | CZ10 | cWtd | SWLG011-01 | ExAnte2020 | IOU workpaper | 2019-06-26 | Fixture | 1 |  | None | 0 | 0 | 0 | 90.3 | 0.0227 | -0.937 | [6 empty] | DEER:Indoor_Non-CFL_Ltg | Annual
Any | SWLG011S | ESe | Ex | CZ11 | cWtd | SWLG011-01 | ExAnte2020 | IOU workpaper | 2019-06-26 | Fixture | 1 |  | None | 0 | 0 | 0 | 88.5 | 0.025 | -1.26 | [6 empty] | DEER:Indoor_Non-CFL_Ltg | Annual
Any | SWLG011S | ESe | Ex | CZ12 | cWtd | SWLG011-01 | ExAnte2020 | IOU workpaper | 2019-06-26 | Fixture | 1 |  | None | 0 | 0 | 0 | 87.7 | 0.028 | -1.3 | [6 empty] | DEER:Indoor_Non-CFL_Ltg | Annual
Any | SWLG011S | ESe | Ex | CZ13 | cWtd | SWLG011-01 | ExAnte2020 | IOU workpaper | 2019-06-26 | Fixture | 1 |  | None | 0 | 0 | 0 | 89.4 | 0.024 | -1.17 | [6 empty] | DEER:Indoor_Non-CFL_Ltg | Annual
Any | SWLG011S | ESe | Ex | CZ14 | cWtd | SWLG011-01 | ExAnte2020 | IOU workpaper | 2019-06-26 | Fixture | 1 |  | None | 0 | 0 | 0 | 89.4 | 0.0223 | -1.15 | [6 empty] | DEER:Indoor_Non-CFL_Ltg | Annual
Any | SWLG011S | ESe | Ex | CZ15 | cWtd | SWLG011-01 | ExAnte2020 | IOU workpaper | 2019-06-26 | Fixture | 1 |  | None | 0 | 0 | 0 | 97.1 | 0.0256 | -0.44 | [6 empty] | DEER:Indoor_Non-CFL_Ltg | Annual
Any | SWLG011S | ESe | Ex | CZ16 | cWtd | SWLG011-01 | ExAnte2020 | IOU workpaper | 2019-06-26 | Fixture | 1 |  | None | 0 | 0 | 0 | 82.5 | 0.0269 | -1.6 | [6 empty] | DEER:Indoor_Non-CFL_Ltg | Annual
Any | SWLG011S | EUn | Ex | CZ01 | cWtd | SWLG011-01 | ExAnte2020 | IOU workpaper | 2019-06-26 | Fixture | 1 |  | None | 0 | 0 | 0 | 90.5 | 0.0257 | -2.72 | [6 empty] | DEER:Indoor_Non-CFL_Ltg | Annual
Any | SWLG011S | EUn | Ex | CZ02 | cWtd | SWLG011-01 | ExAnte2020 | IOU workpaper | 2019-06-26 | Fixture | 1 |  | None | 0 | 0 | 0 | 96 | 0.0286 | -1.8 | [6 empty] | DEER:Indoor_Non-CFL_Ltg | Annual
Any | SWLG011S | EUn | Ex | CZ03 | cWtd | SWLG011-01 | ExAnte2020 | IOU workpaper | 2019-06-26 | Fixture | 1 |  | None | 0 | 0 | 0 | 94.2 | 0.0286 | -2.07 | [6 empty] | DEER:Indoor_Non-CFL_Ltg | Annual
Any | SWLG011S | EUn | Ex | CZ04 | cWtd | SWLG011-01 | ExAnte2020 | IOU workpaper | 2019-06-26 | Fixture | 1 |  | None | 0 | 0 | 0 | 97 | 0.0286 | -1.6 | [6 empty] | DEER:Indoor_Non-CFL_Ltg | Annual
Any | SWLG011S | EUn | Ex | CZ05 | cWtd | SWLG011-01 | ExAnte2020 | IOU workpaper | 2019-06-26 | Fixture | 1 |  | None | 0 | 0 | 0 | 94.2 | 0.0274 | -2.03 | [6 empty] | DEER:Indoor_Non-CFL_Ltg | Annual
Any | SWLG011S | EUn | Ex | CZ06 | cWtd | SWLG011-01 | ExAnte2020 | IOU workpaper | 2019-06-26 | Fixture | 1 |  | None | 0 | 0 | 0 | 99.7 | 0.029 | -1.27 | [6 empty] | DEER:Indoor_Non-CFL_Ltg | Annual
Any | SWLG011S | EUn | Ex | CZ07 | cWtd | SWLG011-01 | ExAnte2020 | IOU workpaper | 2019-06-26 | Fixture | 1 |  | None | 0 | 0 | 0 | 98.8 | 0.0295 | -1.29 | [6 empty] | DEER:Indoor_Non-CFL_Ltg | Annual
Any | SWLG011S | EUn | Ex | CZ08 | cWtd | SWLG011-01 | ExAnte2020 | IOU workpaper | 2019-06-26 | Fixture | 1 |  | None | 0 | 0 | 0 | 99.7 | 0.029 | -1.1 | [6 empty] | DEER:Indoor_Non-CFL_Ltg | Annual
Any | SWLG011S | EUn | Ex | CZ09 | cWtd | SWLG011-01 | ExAnte2020 | IOU workpaper | 2019-06-26 | Fixture | 1 |  | None | 0 | 0 | 0 | 99.7 | 0.0302 | -1.15 | [6 empty] | DEER:Indoor_Non-CFL_Ltg | Annual
Any | SWLG011S | EUn | Ex | CZ10 | cWtd | SWLG011-01 | ExAnte2020 | IOU workpaper | 2019-06-26 | Fixture | 1 |  | None | 0 | 0 | 0 | 99.7 | 0.0295 | -1.18 | [6 empty] | DEER:Indoor_Non-CFL_Ltg | Annual
Any | SWLG011S | EUn | Ex | CZ11 | cWtd | SWLG011-01 | ExAnte2020 | IOU workpaper | 2019-06-26 | Fixture | 1 |  | None | 0 | 0 | 0 | 97.9 | 0.029 | -1.43 | [6 empty] | DEER:Indoor_Non-CFL_Ltg | Annual
Any | SWLG011S | EUn | Ex | CZ12 | cWtd | SWLG011-01 | ExAnte2020 | IOU workpaper | 2019-06-26 | Fixture | 1 |  | None | 0 | 0 | 0 | 97.9 | 0.029 | -1.54 | [6 empty] | DEER:Indoor_Non-CFL_Ltg | Annual
Any | SWLG011S | EUn | Ex | CZ13 | cWtd | SWLG011-01 | ExAnte2020 | IOU workpaper | 2019-06-26 | Fixture | 1 |  | None | 0 | 0 | 0 | 98.8 | 0.0293 | -1.35 | [6 empty] | DEER:Indoor_Non-CFL_Ltg | Annual
Any | SWLG011S | EUn | Ex | CZ14 | cWtd | SWLG011-01 | ExAnte2020 | IOU workpaper | 2019-06-26 | Fixture | 1 |  | None | 0 | 0 | 0 | 98.8 | 0.0321 | -1.45 | [6 empty] | DEER:Indoor_Non-CFL_Ltg | Annual
Any | SWLG011S | EUn | Ex | CZ15 | cWtd | SWLG011-01 | ExAnte2020 | IOU workpaper | 2019-06-26 | Fixture | 1 |  | None | 0 | 0 | 0 | 105 | 0.03 | -0.568 | [6 empty] | DEER:Indoor_Non-CFL_Ltg | Annual
Any | SWLG011S | EUn | Ex | CZ16 | cWtd | SWLG011-01 | ExAnte2020 | IOU workpaper | 2019-06-26 | Fixture | 1 |  | None | 0 | 0 | 0 | 93.3 | 0.0281 | -2.12 | [6 empty] | DEER:Indoor_Non-CFL_Ltg | Annual
Any | SWLG011S | Gro | Ex | CZ01 | cWtd | SWLG011-01 | ExAnte2020 | IOU workpaper | 2019-06-26 | Fixture | 1 |  | None | 0 | 0 | 0 | 200 | 0.0333 | -3.45 | [6 empty] | DEER:Indoor_Non-CFL_Ltg | Annual
Any | SWLG011S | Gro | Ex | CZ02 | cWtd | SWLG011-01 | ExAnte2020 | IOU workpaper | 2019-06-26 | Fixture | 1 |  | None | 0 | 0 | 0 | 208 | 0.0395 | -2.65 | [6 empty] | DEER:Indoor_Non-CFL_Ltg | Annual
Any | SWLG011S | Gro | Ex | CZ03 | cWtd | SWLG011-01 | ExAnte2020 | IOU workpaper | 2019-06-26 | Fixture | 1 |  | None | 0 | 0 | 0 | 204 | 0.0369 | -3 | [6 empty] | DEER:Indoor_Non-CFL_Ltg | Annual
Any | SWLG011S | Gro | Ex | CZ04 | cWtd | SWLG011-01 | ExAnte2020 | IOU workpaper | 2019-06-26 | Fixture | 1 |  | None | 0 | 0 | 0 | 208 | 0.0382 | -2.57 | [6 empty] | DEER:Indoor_Non-CFL_Ltg | Annual
Any | SWLG011S | Gro | Ex | CZ05 | cWtd | SWLG011-01 | ExAnte2020 | IOU workpaper | 2019-06-26 | Fixture | 1 |  | None | 0 | 0 | 0 | 202 | 0.0362 | -3.06 | [6 empty] | DEER:Indoor_Non-CFL_Ltg | Annual
Any | SWLG011S | Gro | Ex | CZ06 | cWtd | SWLG011-01 | ExAnte2020 | IOU workpaper | 2019-06-26 | Fixture | 1 |  | None | 0 | 0 | 0 | 204 | 0.0378 | -2.76 | [6 empty] | DEER:Indoor_Non-CFL_Ltg | Annual
Any | SWLG011S | Gro | Ex | CZ07 | cWtd | SWLG011-01 | ExAnte2020 | IOU workpaper | 2019-06-26 | Fixture | 1 |  | None | 0 | 0 | 0 | 204 | 0.0369 | -2.78 | [6 empty] | DEER:Indoor_Non-CFL_Ltg | Annual
Any | SWLG011S | Gro | Ex | CZ08 | cWtd | SWLG011-01 | ExAnte2020 | IOU workpaper | 2019-06-26 | Fixture | 1 |  | None | 0 | 0 | 0 | 208 | 0.0378 | -2.47 | [6 empty] | DEER:Indoor_Non-CFL_Ltg | Annual
Any | SWLG011S | Gro | Ex | CZ09 | cWtd | SWLG011-01 | ExAnte2020 | IOU workpaper | 2019-06-26 | Fixture | 1 |  | None | 0 | 0 | 0 | 208 | 0.0388 | -2.45 | [6 empty] | DEER:Indoor_Non-CFL_Ltg | Annual
Any | SWLG011S | Gro | Ex | CZ10 | cWtd | SWLG011-01 | ExAnte2020 | IOU workpaper | 2019-06-26 | Fixture | 1 |  | None | 0 | 0 | 0 | 210 | 0.0391 | -2.47 | [6 empty] | DEER:Indoor_Non-CFL_Ltg | Annual
Any | SWLG011S | Gro | Ex | CZ11 | cWtd | SWLG011-01 | ExAnte2020 | IOU workpaper | 2019-06-26 | Fixture | 1 |  | None | 0 | 0 | 0 | 214 | 0.0404 | -2.19 | [6 empty] | DEER:Indoor_Non-CFL_Ltg | Annual
Any | SWLG011S | Gro | Ex | CZ12 | cWtd | SWLG011-01 | ExAnte2020 | IOU workpaper | 2019-06-26 | Fixture | 1 |  | None | 0 | 0 | 0 | 210 | 0.0401 | -2.37 | [6 empty] | DEER:Indoor_Non-CFL_Ltg | Annual
Any | SWLG011S | Gro | Ex | CZ13 | cWtd | SWLG011-01 | ExAnte2020 | IOU workpaper | 2019-06-26 | Fixture | 1 |  | None | 0 | 0 | 0 | 214 | 0.0391 | -2.06 | [6 empty] | DEER:Indoor_Non-CFL_Ltg | Annual
Any | SWLG011S | Gro | Ex | CZ14 | cWtd | SWLG011-01 | ExAnte2020 | IOU workpaper | 2019-06-26 | Fixture | 1 |  | None | 0 | 0 | 0 | 212 | 0.0395 | -2.53 | [6 empty] | DEER:Indoor_Non-CFL_Ltg | Annual
Any | SWLG011S | Gro | Ex | CZ15 | cWtd | SWLG011-01 | ExAnte2020 | IOU workpaper | 2019-06-26 | Fixture | 1 |  | None | 0 | 0 | 0 | 225 | 0.0401 | -1.43 | [6 empty] | DEER:Indoor_Non-CFL_Ltg | Annual
Any | SWLG011S | Gro | Ex | CZ16 | cWtd | SWLG011-01 | ExAnte2020 | IOU workpaper | 2019-06-26 | Fixture | 1 |  | None | 0 | 0 | 0 | 198 | 0.0382 | -3.31 | [6 empty] | DEER:Indoor_Non-CFL_Ltg | Annual
Any | SWLG011S | Hsp | Ex | CZ01 | cWtd | SWLG011-01 | ExAnte2020 | IOU workpaper | 2019-06-26 | Fixture | 1 |  | None | 0 | 0 | 0 | 214 | 0.0312 | -6.17 | [6 empty] | DEER:Indoor_Non-CFL_Ltg | Annual
Any | SWLG011S | Hsp | Ex | CZ02 | cWtd | SWLG011-01 | ExAnte2020 | IOU workpaper | 2019-06-26 | Fixture | 1 |  | None | 0 | 0 | 0 | 230 | 0.0364 | -3.93 | [6 empty] | DEER:Indoor_Non-CFL_Ltg | Annual
Any | SWLG011S | Hsp | Ex | CZ03 | cWtd | SWLG011-01 | ExAnte2020 | IOU workpaper | 2019-06-26 | Fixture | 1 |  | None | 0 | 0 | 0 | 226 | 0.0353 | -3.72 | [6 empty] | DEER:Indoor_Non-CFL_Ltg | Annual
Any | SWLG011S | Hsp | Ex | CZ04 | cWtd | SWLG011-01 | ExAnte2020 | IOU workpaper | 2019-06-26 | Fixture | 1 |  | None | 0 | 0 | 0 | 235 | 0.0356 | -3.21 | [6 empty] | DEER:Indoor_Non-CFL_Ltg | Annual
Any | SWLG011S | Hsp | Ex | CZ05 | cWtd | SWLG011-01 | ExAnte2020 | IOU workpaper | 2019-06-26 | Fixture | 1 |  | None | 0 | 0 | 0 | 226 | 0.0335 | -3.96 | [6 empty] | DEER:Indoor_Non-CFL_Ltg | Annual
Any | SWLG011S | Hsp | Ex | CZ06 | cWtd | SWLG011-01 | ExAnte2020 | IOU workpaper | 2019-06-26 | Fixture | 1 |  | None | 0 | 0 | 0 | 242 | 0.0379 | -2.07 | [6 empty] | DEER:Indoor_Non-CFL_Ltg | Annual
Any | SWLG011S | Hsp | Ex | CZ07 | cWtd | SWLG011-01 | ExAnte2020 | IOU workpaper | 2019-06-26 | Fixture | 1 |  | None | 0 | 0 | 0 | 244 | 0.0359 | -1.47 | [6 empty] | DEER:Indoor_Non-CFL_Ltg | Annual
Any | SWLG011S | Hsp | Ex | CZ08 | cWtd | SWLG011-01 | ExAnte2020 | IOU workpaper | 2019-06-26 | Fixture | 1 |  | None | 0 | 0 | 0 | 244 | 0.0362 | -1.76 | [6 empty] | DEER:Indoor_Non-CFL_Ltg | Annual
Any | SWLG011S | Hsp | Ex | CZ09 | cWtd | SWLG011-01 | ExAnte2020 | IOU workpaper | 2019-06-26 | Fixture | 1 |  | None | 0 | 0 | 0 | 244 | 0.0373 | -2.11 | [6 empty] | DEER:Indoor_Non-CFL_Ltg | Annual
Any | SWLG011S | Hsp | Ex | CZ10 | cWtd | SWLG011-01 | ExAnte2020 | IOU workpaper | 2019-06-26 | Fixture | 1 |  | None | 0 | 0 | 0 | 244 | 0.0379 | -2.25 | [6 empty] | DEER:Indoor_Non-CFL_Ltg | Annual
Any | SWLG011S | Hsp | Ex | CZ11 | cWtd | SWLG011-01 | ExAnte2020 | IOU workpaper | 2019-06-26 | Fixture | 1 |  | None | 0 | 0 | 0 | 240 | 0.0362 | -3.3 | [6 empty] | DEER:Indoor_Non-CFL_Ltg | Annual
Any | SWLG011S | Hsp | Ex | CZ12 | cWtd | SWLG011-01 | ExAnte2020 | IOU workpaper | 2019-06-26 | Fixture | 1 |  | None | 0 | 0 | 0 | 237 | 0.0362 | -3.37 | [6 empty] | DEER:Indoor_Non-CFL_Ltg | Annual
Any | SWLG011S | Hsp | Ex | CZ13 | cWtd | SWLG011-01 | ExAnte2020 | IOU workpaper | 2019-06-26 | Fixture | 1 |  | None | 0 | 0 | 0 | 242 | 0.0362 | -3.1 | [6 empty] | DEER:Indoor_Non-CFL_Ltg | Annual
Any | SWLG011S | Hsp | Ex | CZ14 | cWtd | SWLG011-01 | ExAnte2020 | IOU workpaper | 2019-06-26 | Fixture | 1 |  | None | 0 | 0 | 0 | 240 | 0.0364 | -3.14 | [6 empty] | DEER:Indoor_Non-CFL_Ltg | Annual
Any | SWLG011S | Hsp | Ex | CZ15 | cWtd | SWLG011-01 | ExAnte2020 | IOU workpaper | 2019-06-26 | Fixture | 1 |  | None | 0 | 0 | 0 | 261 | 0.037 | -1.19 | [6 empty] | DEER:Indoor_Non-CFL_Ltg | Annual
Any | SWLG011S | Hsp | Ex | CZ16 | cWtd | SWLG011-01 | ExAnte2020 | IOU workpaper | 2019-06-26 | Fixture | 1 |  | None | 0 | 0 | 0 | 226 | 0.0359 | -4.35 | [6 empty] | DEER:Indoor_Non-CFL_Ltg | Annual
Any | SWLG011S | Htl | Ex | CZ01 | cWtd | SWLG011-01 | ExAnte2020 | IOU workpaper | 2019-06-26 | Fixture | 1 |  | None | 0 | 0 | 0 | 167 | 0.0269 | -3.54 | [6 empty] | DEER:Indoor_Non-CFL_Ltg | Annual
Any | SWLG011S | Htl | Ex | CZ02 | cWtd | SWLG011-01 | ExAnte2020 | IOU workpaper | 2019-06-26 | Fixture | 1 |  | None | 0 | 0 | 0 | 188 | 0.0306 | -2.56 | [6 empty] | DEER:Indoor_Non-CFL_Ltg | Annual
Any | SWLG011S | Htl | Ex | CZ03 | cWtd | SWLG011-01 | ExAnte2020 | IOU workpaper | 2019-06-26 | Fixture | 1 |  | None | 0 | 0 | 0 | 185 | 0.0301 | -2.68 | [6 empty] | DEER:Indoor_Non-CFL_Ltg | Annual
Any | SWLG011S | Htl | Ex | CZ04 | cWtd | SWLG011-01 | ExAnte2020 | IOU workpaper | 2019-06-26 | Fixture | 1 |  | None | 0 | 0 | 0 | 192 | 0.0299 | -2.04 | [6 empty] | DEER:Indoor_Non-CFL_Ltg | Annual
Any | SWLG011S | Htl | Ex | CZ05 | cWtd | SWLG011-01 | ExAnte2020 | IOU workpaper | 2019-06-26 | Fixture | 1 |  | None | 0 | 0 | 0 | 183 | 0.0289 | -2.76 | [6 empty] | DEER:Indoor_Non-CFL_Ltg | Annual
Any | SWLG011S | Htl | Ex | CZ06 | cWtd | SWLG011-01 | ExAnte2020 | IOU workpaper | 2019-06-26 | Fixture | 1 |  | None | 0 | 0 | 0 | 208 | 0.0314 | -1.45 | [6 empty] | DEER:Indoor_Non-CFL_Ltg | Annual
Any | SWLG011S | Htl | Ex | CZ07 | cWtd | SWLG011-01 | ExAnte2020 | IOU workpaper | 2019-06-26 | Fixture | 1 |  | None | 0 | 0 | 0 | 212 | 0.0311 | -1.29 | [6 empty] | DEER:Indoor_Non-CFL_Ltg | Annual
Any | SWLG011S | Htl | Ex | CZ08 | cWtd | SWLG011-01 | ExAnte2020 | IOU workpaper | 2019-06-26 | Fixture | 1 |  | None | 0 | 0 | 0 | 214 | 0.0309 | -1.27 | [6 empty] | DEER:Indoor_Non-CFL_Ltg | Annual
Any | SWLG011S | Htl | Ex | CZ09 | cWtd | SWLG011-01 | ExAnte2020 | IOU workpaper | 2019-06-26 | Fixture | 1 |  | None | 0 | 0 | 0 | 210 | 0.0321 | -1.47 | [6 empty] | DEER:Indoor_Non-CFL_Ltg | Annual
Any | SWLG011S | Htl | Ex | CZ10 | cWtd | SWLG011-01 | ExAnte2020 | IOU workpaper | 2019-06-26 | Fixture | 1 |  | None | 0 | 0 | 0 | 208 | 0.0324 | -1.53 | [6 empty] | DEER:Indoor_Non-CFL_Ltg | Annual
Any | SWLG011S | Htl | Ex | CZ11 | cWtd | SWLG011-01 | ExAnte2020 | IOU workpaper | 2019-06-26 | Fixture | 1 |  | None | 0 | 0 | 0 | 194 | 0.0306 | -2.51 | [6 empty] | DEER:Indoor_Non-CFL_Ltg | Annual
Any | SWLG011S | Htl | Ex | CZ12 | cWtd | SWLG011-01 | ExAnte2020 | IOU workpaper | 2019-06-26 | Fixture | 1 |  | None | 0 | 0 | 0 | 192 | 0.0306 | -2.43 | [6 empty] | DEER:Indoor_Non-CFL_Ltg | Annual
Any | SWLG011S | Htl | Ex | CZ13 | cWtd | SWLG011-01 | ExAnte2020 | IOU workpaper | 2019-06-26 | Fixture | 1 |  | None | 0 | 0 | 0 | 194 | 0.0304 | -2.23 | [6 empty] | DEER:Indoor_Non-CFL_Ltg | Annual
Any | SWLG011S | Htl | Ex | CZ14 | cWtd | SWLG011-01 | ExAnte2020 | IOU workpaper | 2019-06-26 | Fixture | 1 |  | None | 0 | 0 | 0 | 198 | 0.0311 | -1.73 | [6 empty] | DEER:Indoor_Non-CFL_Ltg | Annual
Any | SWLG011S | Htl | Ex | CZ15 | cWtd | SWLG011-01 | ExAnte2020 | IOU workpaper | 2019-06-26 | Fixture | 1 |  | None | 0 | 0 | 0 | 227 | 0.0324 | -0.896 | [6 empty] | DEER:Indoor_Non-CFL_Ltg | Annual
Any | SWLG011S | Htl | Ex | CZ16 | cWtd | SWLG011-01 | ExAnte2020 | IOU workpaper | 2019-06-26 | Fixture | 1 |  | None | 0 | 0 | 0 | 179 | 0.0306 | -2.45 | [6 empty] | DEER:Indoor_Non-CFL_Ltg | Annual
Any | SWLG011S | MBT | Ex | CZ01 | cWtd | SWLG011-01 | ExAnte2020 | IOU workpaper | 2019-06-26 | Fixture | 1 |  | None | 0 | 0 | 0 | 101 | 0.0114 | -0.984 | [6 empty] | DEER:Indoor_Non-CFL_Ltg | Annual
Any | SWLG011S | MBT | Ex | CZ02 | cWtd | SWLG011-01 | ExAnte2020 | IOU workpaper | 2019-06-26 | Fixture | 1 |  | None | 0 | 0 | 0 | 107 | 0.013 | -0.551 | [6 empty] | DEER:Indoor_Non-CFL_Ltg | Annual
Any | SWLG011S | MBT | Ex | CZ03 | cWtd | SWLG011-01 | ExAnte2020 | IOU workpaper | 2019-06-26 | Fixture | 1 |  | None | 0 | 0 | 0 | 107 | 0.0127 | -0.436 | [6 empty] | DEER:Indoor_Non-CFL_Ltg | Annual
Any | SWLG011S | MBT | Ex | CZ04 | cWtd | SWLG011-01 | ExAnte2020 | IOU workpaper | 2019-06-26 | Fixture | 1 |  | None | 0 | 0 | 0 | 110 | 0.013 | -0.361 | [6 empty] | DEER:Indoor_Non-CFL_Ltg | Annual
Any | SWLG011S | MBT | Ex | CZ05 | cWtd | SWLG011-01 | ExAnte2020 | IOU workpaper | 2019-06-26 | Fixture | 1 |  | None | 0 | 0 | 0 | 107 | 0.0129 | -0.461 | [6 empty] | DEER:Indoor_Non-CFL_Ltg | Annual
Any | SWLG011S | MBT | Ex | CZ06 | cWtd | SWLG011-01 | ExAnte2020 | IOU workpaper | 2019-06-26 | Fixture | 1 |  | None | 0 | 0 | 0 | 113 | 0.0137 | -0.25 | [6 empty] | DEER:Indoor_Non-CFL_Ltg | Annual
Any | SWLG011S | MBT | Ex | CZ07 | cWtd | SWLG011-01 | ExAnte2020 | IOU workpaper | 2019-06-26 | Fixture | 1 |  | None | 0 | 0 | 0 | 114 | 0.0138 | -0.169 | [6 empty] | DEER:Indoor_Non-CFL_Ltg | Annual
Any | SWLG011S | MBT | Ex | CZ08 | cWtd | SWLG011-01 | ExAnte2020 | IOU workpaper | 2019-06-26 | Fixture | 1 |  | None | 0 | 0 | 0 | 115 | 0.0137 | -0.209 | [6 empty] | DEER:Indoor_Non-CFL_Ltg | Annual
Any | SWLG011S | MBT | Ex | CZ09 | cWtd | SWLG011-01 | ExAnte2020 | IOU workpaper | 2019-06-26 | Fixture | 1 |  | None | 0 | 0 | 0 | 114 | 0.0142 | -0.256 | [6 empty] | DEER:Indoor_Non-CFL_Ltg | Annual
Any | SWLG011S | MBT | Ex | CZ10 | cWtd | SWLG011-01 | ExAnte2020 | IOU workpaper | 2019-06-26 | Fixture | 1 |  | None | 0 | 0 | 0 | 115 | 0.0142 | -0.206 | [6 empty] | DEER:Indoor_Non-CFL_Ltg | Annual
Any | SWLG011S | MBT | Ex | CZ11 | cWtd | SWLG011-01 | ExAnte2020 | IOU workpaper | 2019-06-26 | Fixture | 1 |  | None | 0 | 0 | 0 | 110 | 0.0131 | -0.56 | [6 empty] | DEER:Indoor_Non-CFL_Ltg | Annual
Any | SWLG011S | MBT | Ex | CZ12 | cWtd | SWLG011-01 | ExAnte2020 | IOU workpaper | 2019-06-26 | Fixture | 1 |  | None | 0 | 0 | 0 | 109 | 0.013 | -0.531 | [6 empty] | DEER:Indoor_Non-CFL_Ltg | Annual
Any | SWLG011S | MBT | Ex | CZ13 | cWtd | SWLG011-01 | ExAnte2020 | IOU workpaper | 2019-06-26 | Fixture | 1 |  | None | 0 | 0 | 0 | 110 | 0.0129 | -0.481 | [6 empty] | DEER:Indoor_Non-CFL_Ltg | Annual
Any | SWLG011S | MBT | Ex | CZ14 | cWtd | SWLG011-01 | ExAnte2020 | IOU workpaper | 2019-06-26 | Fixture | 1 |  | None | 0 | 0 | 0 | 112 | 0.0141 | -0.537 | [6 empty] | DEER:Indoor_Non-CFL_Ltg | Annual
Any | SWLG011S | MBT | Ex | CZ15 | cWtd | SWLG011-01 | ExAnte2020 | IOU workpaper | 2019-06-26 | Fixture | 1 |  | None | 0 | 0 | 0 | 120 | 0.014 | -0.0824 | [6 empty] | DEER:Indoor_Non-CFL_Ltg | Annual
Any | SWLG011S | MBT | Ex | CZ16 | cWtd | SWLG011-01 | ExAnte2020 | IOU workpaper | 2019-06-26 | Fixture | 1 |  | None | 0 | 0 | 0 | 105 | 0.0133 | -1.25 | [6 empty] | DEER:Indoor_Non-CFL_Ltg | Annual
Any | SWLG011S | MLI | Ex | CZ01 | cWtd | SWLG011-01 | ExAnte2020 | IOU workpaper | 2019-06-26 | Fixture | 1 |  | None | 0 | 0 | 0 | 97.4 | 0.0124 | -1.81 | [6 empty] | DEER:Indoor_Non-CFL_Ltg | Annual
Any | SWLG011S | MLI | Ex | CZ02 | cWtd | SWLG011-01 | ExAnte2020 | IOU workpaper | 2019-06-26 | Fixture | 1 |  | None | 0 | 0 | 0 | 104 | 0.0136 | -1.14 | [6 empty] | DEER:Indoor_Non-CFL_Ltg | Annual
Any | SWLG011S | MLI | Ex | CZ03 | cWtd | SWLG011-01 | ExAnte2020 | IOU workpaper | 2019-06-26 | Fixture | 1 |  | None | 0 | 0 | 0 | 103 | 0.0136 | -1.16 | [6 empty] | DEER:Indoor_Non-CFL_Ltg | Annual
Any | SWLG011S | MLI | Ex | CZ04 | cWtd | SWLG011-01 | ExAnte2020 | IOU workpaper | 2019-06-26 | Fixture | 1 |  | None | 0 | 0 | 0 | 105 | 0.0136 | -0.93 | [6 empty] | DEER:Indoor_Non-CFL_Ltg | Annual
Any | SWLG011S | MLI | Ex | CZ05 | cWtd | SWLG011-01 | ExAnte2020 | IOU workpaper | 2019-06-26 | Fixture | 1 |  | None | 0 | 0 | 0 | 103 | 0.0131 | -1.15 | [6 empty] | DEER:Indoor_Non-CFL_Ltg | Annual
Any | SWLG011S | MLI | Ex | CZ06 | cWtd | SWLG011-01 | ExAnte2020 | IOU workpaper | 2019-06-26 | Fixture | 1 |  | None | 0 | 0 | 0 | 109 | 0.0139 | -0.582 | [6 empty] | DEER:Indoor_Non-CFL_Ltg | Annual
Any | SWLG011S | MLI | Ex | CZ07 | cWtd | SWLG011-01 | ExAnte2020 | IOU workpaper | 2019-06-26 | Fixture | 1 |  | None | 0 | 0 | 0 | 108 | 0.0141 | -0.5 | [6 empty] | DEER:Indoor_Non-CFL_Ltg | Annual
Any | SWLG011S | MLI | Ex | CZ08 | cWtd | SWLG011-01 | ExAnte2020 | IOU workpaper | 2019-06-26 | Fixture | 1 |  | None | 0 | 0 | 0 | 110 | 0.0139 | -0.533 | [6 empty] | DEER:Indoor_Non-CFL_Ltg | Annual
Any | SWLG011S | MLI | Ex | CZ09 | cWtd | SWLG011-01 | ExAnte2020 | IOU workpaper | 2019-06-26 | Fixture | 1 |  | None | 0 | 0 | 0 | 109 | 0.0142 | -0.607 | [6 empty] | DEER:Indoor_Non-CFL_Ltg | Annual
Any | SWLG011S | MLI | Ex | CZ10 | cWtd | SWLG011-01 | ExAnte2020 | IOU workpaper | 2019-06-26 | Fixture | 1 |  | None | 0 | 0 | 0 | 109 | 0.0143 | -0.608 | [6 empty] | DEER:Indoor_Non-CFL_Ltg | Annual
Any | SWLG011S | MLI | Ex | CZ11 | cWtd | SWLG011-01 | ExAnte2020 | IOU workpaper | 2019-06-26 | Fixture | 1 |  | None | 0 | 0 | 0 | 106 | 0.0141 | -0.98 | [6 empty] | DEER:Indoor_Non-CFL_Ltg | Annual
Any | SWLG011S | MLI | Ex | CZ12 | cWtd | SWLG011-01 | ExAnte2020 | IOU workpaper | 2019-06-26 | Fixture | 1 |  | None | 0 | 0 | 0 | 105 | 0.0137 | -1.01 | [6 empty] | DEER:Indoor_Non-CFL_Ltg | Annual
Any | SWLG011S | MLI | Ex | CZ13 | cWtd | SWLG011-01 | ExAnte2020 | IOU workpaper | 2019-06-26 | Fixture | 1 |  | None | 0 | 0 | 0 | 107 | 0.0135 | -0.886 | [6 empty] | DEER:Indoor_Non-CFL_Ltg | Annual
Any | SWLG011S | MLI | Ex | CZ14 | cWtd | SWLG011-01 | ExAnte2020 | IOU workpaper | 2019-06-26 | Fixture | 1 |  | None | 0 | 0 | 0 | 108 | 0.0143 | -0.949 | [6 empty] | DEER:Indoor_Non-CFL_Ltg | Annual
Any | SWLG011S | MLI | Ex | CZ15 | cWtd | SWLG011-01 | ExAnte2020 | IOU workpaper | 2019-06-26 | Fixture | 1 |  | None | 0 | 0 | 0 | 116 | 0.0146 | -0.257 | [6 empty] | DEER:Indoor_Non-CFL_Ltg | Annual
Any | SWLG011S | MLI | Ex | CZ16 | cWtd | SWLG011-01 | ExAnte2020 | IOU workpaper | 2019-06-26 | Fixture | 1 |  | None | 0 | 0 | 0 | 102 | 0.0138 | -1.52 | [6 empty] | DEER:Indoor_Non-CFL_Ltg | Annual
Any | SWLG011S | Mtl | Ex | CZ01 | cWtd | SWLG011-01 | ExAnte2020 | IOU workpaper | 2019-06-26 | Fixture | 1 |  | None | 0 | 0 | 0 | 126 | 0.0208 | -2.2 | [6 empty] | DEER:Indoor_Non-CFL_Ltg | Annual
Any | SWLG011S | Mtl | Ex | CZ02 | cWtd | SWLG011-01 | ExAnte2020 | IOU workpaper | 2019-06-26 | Fixture | 1 |  | None | 0 | 0 | 0 | 142 | 0.0223 | -1.51 | [6 empty] | DEER:Indoor_Non-CFL_Ltg | Annual
Any | SWLG011S | Mtl | Ex | CZ03 | cWtd | SWLG011-01 | ExAnte2020 | IOU workpaper | 2019-06-26 | Fixture | 1 |  | None | 0 | 0 | 0 | 141 | 0.0221 | -1.47 | [6 empty] | DEER:Indoor_Non-CFL_Ltg | Annual
Any | SWLG011S | Mtl | Ex | CZ04 | cWtd | SWLG011-01 | ExAnte2020 | IOU workpaper | 2019-06-26 | Fixture | 1 |  | None | 0 | 0 | 0 | 148 | 0.0221 | -1.22 | [6 empty] | DEER:Indoor_Non-CFL_Ltg | Annual
Any | SWLG011S | Mtl | Ex | CZ05 | cWtd | SWLG011-01 | ExAnte2020 | IOU workpaper | 2019-06-26 | Fixture | 1 |  | None | 0 | 0 | 0 | 139 | 0.0214 | -1.64 | [6 empty] | DEER:Indoor_Non-CFL_Ltg | Annual
Any | SWLG011S | Mtl | Ex | CZ06 | cWtd | SWLG011-01 | ExAnte2020 | IOU workpaper | 2019-06-26 | Fixture | 1 |  | None | 0 | 0 | 0 | 164 | 0.0231 | -0.568 | [6 empty] | DEER:Indoor_Non-CFL_Ltg | Annual
Any | SWLG011S | Mtl | Ex | CZ07 | cWtd | SWLG011-01 | ExAnte2020 | IOU workpaper | 2019-06-26 | Fixture | 1 |  | None | 0 | 0 | 0 | 169 | 0.0229 | -0.354 | [6 empty] | DEER:Indoor_Non-CFL_Ltg | Annual
Any | SWLG011S | Mtl | Ex | CZ08 | cWtd | SWLG011-01 | ExAnte2020 | IOU workpaper | 2019-06-26 | Fixture | 1 |  | None | 0 | 0 | 0 | 169 | 0.0229 | -0.498 | [6 empty] | DEER:Indoor_Non-CFL_Ltg | Annual
Any | SWLG011S | Mtl | Ex | CZ09 | cWtd | SWLG011-01 | ExAnte2020 | IOU workpaper | 2019-06-26 | Fixture | 1 |  | None | 0 | 0 | 0 | 164 | 0.0236 | -0.565 | [6 empty] | DEER:Indoor_Non-CFL_Ltg | Annual
Any | SWLG011S | Mtl | Ex | CZ10 | cWtd | SWLG011-01 | ExAnte2020 | IOU workpaper | 2019-06-26 | Fixture | 1 |  | None | 0 | 0 | 0 | 161 | 0.0235 | -0.706 | [6 empty] | DEER:Indoor_Non-CFL_Ltg | Annual
Any | SWLG011S | Mtl | Ex | CZ11 | cWtd | SWLG011-01 | ExAnte2020 | IOU workpaper | 2019-06-26 | Fixture | 1 |  | None | 0 | 0 | 0 | 150 | 0.0225 | -1.17 | [6 empty] | DEER:Indoor_Non-CFL_Ltg | Annual
Any | SWLG011S | Mtl | Ex | CZ12 | cWtd | SWLG011-01 | ExAnte2020 | IOU workpaper | 2019-06-26 | Fixture | 1 |  | None | 0 | 0 | 0 | 148 | 0.0223 | -1.21 | [6 empty] | DEER:Indoor_Non-CFL_Ltg | Annual
Any | SWLG011S | Mtl | Ex | CZ13 | cWtd | SWLG011-01 | ExAnte2020 | IOU workpaper | 2019-06-26 | Fixture | 1 |  | None | 0 | 0 | 0 | 153 | 0.0223 | -1.08 | [6 empty] | DEER:Indoor_Non-CFL_Ltg | Annual
Any | SWLG011S | Mtl | Ex | CZ14 | cWtd | SWLG011-01 | ExAnte2020 | IOU workpaper | 2019-06-26 | Fixture | 1 |  | None | 0 | 0 | 0 | 153 | 0.0233 | -0.968 | [6 empty] | DEER:Indoor_Non-CFL_Ltg | Annual
Any | SWLG011S | Mtl | Ex | CZ15 | cWtd | SWLG011-01 | ExAnte2020 | IOU workpaper | 2019-06-26 | Fixture | 1 |  | None | 0 | 0 | 0 | 175 | 0.0236 | -0.286 | [6 empty] | DEER:Indoor_Non-CFL_Ltg | Annual
Any | SWLG011S | Mtl | Ex | CZ16 | cWtd | SWLG011-01 | ExAnte2020 | IOU workpaper | 2019-06-26 | Fixture | 1 |  | None | 0 | 0 | 0 | 136 | 0.0227 | -1.45 | [6 empty] | DEER:Indoor_Non-CFL_Ltg | Annual
Any | SWLG011S | Nrs | Ex | CZ01 | cWtd | SWLG011-01 | ExAnte2020 | IOU workpaper | 2019-06-26 | Fixture | 1 |  | None | 0 | 0 | 0 | 139 | 0.0279 | -2.76 | [6 empty] | DEER:Indoor_Non-CFL_Ltg | Annual
Any | SWLG011S | Nrs | Ex | CZ02 | cWtd | SWLG011-01 | ExAnte2020 | IOU workpaper | 2019-06-26 | Fixture | 1 |  | None | 0 | 0 | 0 | 149 | 0.0304 | -1.87 | [6 empty] | DEER:Indoor_Non-CFL_Ltg | Annual
Any | SWLG011S | Nrs | Ex | CZ03 | cWtd | SWLG011-01 | ExAnte2020 | IOU workpaper | 2019-06-26 | Fixture | 1 |  | None | 0 | 0 | 0 | 147 | 0.0299 | -1.79 | [6 empty] | DEER:Indoor_Non-CFL_Ltg | Annual
Any | SWLG011S | Nrs | Ex | CZ04 | cWtd | SWLG011-01 | ExAnte2020 | IOU workpaper | 2019-06-26 | Fixture | 1 |  | None | 0 | 0 | 0 | 152 | 0.0304 | -1.47 | [6 empty] | DEER:Indoor_Non-CFL_Ltg | Annual
Any | SWLG011S | Nrs | Ex | CZ05 | cWtd | SWLG011-01 | ExAnte2020 | IOU workpaper | 2019-06-26 | Fixture | 1 |  | None | 0 | 0 | 0 | 147 | 0.0289 | -1.84 | [6 empty] | DEER:Indoor_Non-CFL_Ltg | Annual
Any | SWLG011S | Nrs | Ex | CZ06 | cWtd | SWLG011-01 | ExAnte2020 | IOU workpaper | 2019-06-26 | Fixture | 1 |  | None | 0 | 0 | 0 | 159 | 0.0319 | -0.967 | [6 empty] | DEER:Indoor_Non-CFL_Ltg | Annual
Any | SWLG011S | Nrs | Ex | CZ07 | cWtd | SWLG011-01 | ExAnte2020 | IOU workpaper | 2019-06-26 | Fixture | 1 |  | None | 0 | 0 | 0 | 159 | 0.0322 | -0.83 | [6 empty] | DEER:Indoor_Non-CFL_Ltg | Annual
Any | SWLG011S | Nrs | Ex | CZ08 | cWtd | SWLG011-01 | ExAnte2020 | IOU workpaper | 2019-06-26 | Fixture | 1 |  | None | 0 | 0 | 0 | 160 | 0.0324 | -0.884 | [6 empty] | DEER:Indoor_Non-CFL_Ltg | Annual
Any | SWLG011S | Nrs | Ex | CZ09 | cWtd | SWLG011-01 | ExAnte2020 | IOU workpaper | 2019-06-26 | Fixture | 1 |  | None | 0 | 0 | 0 | 160 | 0.0327 | -0.955 | [6 empty] | DEER:Indoor_Non-CFL_Ltg | Annual
Any | SWLG011S | Nrs | Ex | CZ10 | cWtd | SWLG011-01 | ExAnte2020 | IOU workpaper | 2019-06-26 | Fixture | 1 |  | None | 0 | 0 | 0 | 162 | 0.0345 | -1.02 | [6 empty] | DEER:Indoor_Non-CFL_Ltg | Annual
Any | SWLG011S | Nrs | Ex | CZ11 | cWtd | SWLG011-01 | ExAnte2020 | IOU workpaper | 2019-06-26 | Fixture | 1 |  | None | 0 | 0 | 0 | 153 | 0.0312 | -1.53 | [6 empty] | DEER:Indoor_Non-CFL_Ltg | Annual
Any | SWLG011S | Nrs | Ex | CZ12 | cWtd | SWLG011-01 | ExAnte2020 | IOU workpaper | 2019-06-26 | Fixture | 1 |  | None | 0 | 0 | 0 | 152 | 0.0309 | -1.6 | [6 empty] | DEER:Indoor_Non-CFL_Ltg | Annual
Any | SWLG011S | Nrs | Ex | CZ13 | cWtd | SWLG011-01 | ExAnte2020 | IOU workpaper | 2019-06-26 | Fixture | 1 |  | None | 0 | 0 | 0 | 154 | 0.0309 | -1.44 | [6 empty] | DEER:Indoor_Non-CFL_Ltg | Annual
Any | SWLG011S | Nrs | Ex | CZ14 | cWtd | SWLG011-01 | ExAnte2020 | IOU workpaper | 2019-06-26 | Fixture | 1 |  | None | 0 | 0 | 0 | 157 | 0.0322 | -1.35 | [6 empty] | DEER:Indoor_Non-CFL_Ltg | Annual
Any | SWLG011S | Nrs | Ex | CZ15 | cWtd | SWLG011-01 | ExAnte2020 | IOU workpaper | 2019-06-26 | Fixture | 1 |  | None | 0 | 0 | 0 | 170 | 0.0334 | -0.489 | [6 empty] | DEER:Indoor_Non-CFL_Ltg | Annual
Any | SWLG011S | Nrs | Ex | CZ16 | cWtd | SWLG011-01 | ExAnte2020 | IOU workpaper | 2019-06-26 | Fixture | 1 |  | None | 0 | 0 | 0 | 144 | 0.0304 | -2.29 | [6 empty] | DEER:Indoor_Non-CFL_Ltg | Annual
Any | SWLG011S | OfL | Ex | CZ01 | cWtd | SWLG011-01 | ExAnte2020 | IOU workpaper | 2019-06-26 | Fixture | 1 |  | None | 0 | 0 | 0 | 100 | 0.0148 | -0.483 | [6 empty] | DEER:Indoor_Non-CFL_Ltg | Annual
Any | SWLG011S | OfL | Ex | CZ02 | cWtd | SWLG011-01 | ExAnte2020 | IOU workpaper | 2019-06-26 | Fixture | 1 |  | None | 0 | 0 | 0 | 105 | 0.0155 | -0.277 | [6 empty] | DEER:Indoor_Non-CFL_Ltg | Annual
Any | SWLG011S | OfL | Ex | CZ03 | cWtd | SWLG011-01 | ExAnte2020 | IOU workpaper | 2019-06-26 | Fixture | 1 |  | None | 0 | 0 | 0 | 104 | 0.0153 | -0.243 | [6 empty] | DEER:Indoor_Non-CFL_Ltg | Annual
Any | SWLG011S | OfL | Ex | CZ04 | cWtd | SWLG011-01 | ExAnte2020 | IOU workpaper | 2019-06-26 | Fixture | 1 |  | None | 0 | 0 | 0 | 105 | 0.0159 | -0.244 | [6 empty] | DEER:Indoor_Non-CFL_Ltg | Annual
Any | SWLG011S | OfL | Ex | CZ05 | cWtd | SWLG011-01 | ExAnte2020 | IOU workpaper | 2019-06-26 | Fixture | 1 |  | None | 0 | 0 | 0 | 105 | 0.015 | -0.205 | [6 empty] | DEER:Indoor_Non-CFL_Ltg | Annual
Any | SWLG011S | OfL | Ex | CZ06 | cWtd | SWLG011-01 | ExAnte2020 | IOU workpaper | 2019-06-26 | Fixture | 1 |  | None | 0 | 0 | 0 | 112 | 0.0156 | -0.0699 | [6 empty] | DEER:Indoor_Non-CFL_Ltg | Annual
Any | SWLG011S | OfL | Ex | CZ07 | cWtd | SWLG011-01 | ExAnte2020 | IOU workpaper | 2019-06-26 | Fixture | 1 |  | None | 0 | 0 | 0 | 111 | 0.0154 | -0.00526 | [6 empty] | DEER:Indoor_Non-CFL_Ltg | Annual
Any | SWLG011S | OfL | Ex | CZ08 | cWtd | SWLG011-01 | ExAnte2020 | IOU workpaper | 2019-06-26 | Fixture | 1 |  | None | 0 | 0 | 0 | 112 | 0.0155 | -0.0525 | [6 empty] | DEER:Indoor_Non-CFL_Ltg | Annual
Any | SWLG011S | OfL | Ex | CZ09 | cWtd | SWLG011-01 | ExAnte2020 | IOU workpaper | 2019-06-26 | Fixture | 1 |  | None | 0 | 0 | 0 | 111 | 0.0164 | -0.102 | [6 empty] | DEER:Indoor_Non-CFL_Ltg | Annual
Any | SWLG011S | OfL | Ex | CZ10 | cWtd | SWLG011-01 | ExAnte2020 | IOU workpaper | 2019-06-26 | Fixture | 1 |  | None | 0 | 0 | 0 | 113 | 0.0165 | -0.059 | [6 empty] | DEER:Indoor_Non-CFL_Ltg | Annual
Any | SWLG011S | OfL | Ex | CZ11 | cWtd | SWLG011-01 | ExAnte2020 | IOU workpaper | 2019-06-26 | Fixture | 1 |  | None | 0 | 0 | 0 | 106 | 0.0161 | -0.303 | [6 empty] | DEER:Indoor_Non-CFL_Ltg | Annual
Any | SWLG011S | OfL | Ex | CZ12 | cWtd | SWLG011-01 | ExAnte2020 | IOU workpaper | 2019-06-26 | Fixture | 1 |  | None | 0 | 0 | 0 | 106 | 0.0172 | -0.282 | [6 empty] | DEER:Indoor_Non-CFL_Ltg | Annual
Any | SWLG011S | OfL | Ex | CZ13 | cWtd | SWLG011-01 | ExAnte2020 | IOU workpaper | 2019-06-26 | Fixture | 1 |  | None | 0 | 0 | 0 | 107 | 0.0169 | -0.263 | [6 empty] | DEER:Indoor_Non-CFL_Ltg | Annual
Any | SWLG011S | OfL | Ex | CZ14 | cWtd | SWLG011-01 | ExAnte2020 | IOU workpaper | 2019-06-26 | Fixture | 1 |  | None | 0 | 0 | 0 | 110 | 0.0161 | -0.258 | [6 empty] | DEER:Indoor_Non-CFL_Ltg | Annual
Any | SWLG011S | OfL | Ex | CZ15 | cWtd | SWLG011-01 | ExAnte2020 | IOU workpaper | 2019-06-26 | Fixture | 1 |  | None | 0 | 0 | 0 | 114 | 0.0175 | -0.0149 | [6 empty] | DEER:Indoor_Non-CFL_Ltg | Annual
Any | SWLG011S | OfL | Ex | CZ16 | cWtd | SWLG011-01 | ExAnte2020 | IOU workpaper | 2019-06-26 | Fixture | 1 |  | None | 0 | 0 | 0 | 103 | 0.0156 | -0.772 | [6 empty] | DEER:Indoor_Non-CFL_Ltg | Annual
Any | SWLG011S | OfS | Ex | CZ01 | cWtd | SWLG011-01 | ExAnte2020 | IOU workpaper | 2019-06-26 | Fixture | 1 |  | None | 0 | 0 | 0 | 73.8 | 0.0124 | -0.605 | [6 empty] | DEER:Indoor_Non-CFL_Ltg | Annual
Any | SWLG011S | OfS | Ex | CZ02 | cWtd | SWLG011-01 | ExAnte2020 | IOU workpaper | 2019-06-26 | Fixture | 1 |  | None | 0 | 0 | 0 | 80 | 0.0135 | -0.374 | [6 empty] | DEER:Indoor_Non-CFL_Ltg | Annual
Any | SWLG011S | OfS | Ex | CZ03 | cWtd | SWLG011-01 | ExAnte2020 | IOU workpaper | 2019-06-26 | Fixture | 1 |  | None | 0 | 0 | 0 | 78.5 | 0.013 | -0.354 | [6 empty] | DEER:Indoor_Non-CFL_Ltg | Annual
Any | SWLG011S | OfS | Ex | CZ04 | cWtd | SWLG011-01 | ExAnte2020 | IOU workpaper | 2019-06-26 | Fixture | 1 |  | None | 0 | 0 | 0 | 80.8 | 0.0131 | -0.308 | [6 empty] | DEER:Indoor_Non-CFL_Ltg | Annual
Any | SWLG011S | OfS | Ex | CZ05 | cWtd | SWLG011-01 | ExAnte2020 | IOU workpaper | 2019-06-26 | Fixture | 1 |  | None | 0 | 0 | 0 | 79.3 | 0.0126 | -0.307 | [6 empty] | DEER:Indoor_Non-CFL_Ltg | Annual
Any | SWLG011S | OfS | Ex | CZ06 | cWtd | SWLG011-01 | ExAnte2020 | IOU workpaper | 2019-06-26 | Fixture | 1 |  | None | 0 | 0 | 0 | 85.5 | 0.0134 | -0.134 | [6 empty] | DEER:Indoor_Non-CFL_Ltg | Annual
Any | SWLG011S | OfS | Ex | CZ07 | cWtd | SWLG011-01 | ExAnte2020 | IOU workpaper | 2019-06-26 | Fixture | 1 |  | None | 0 | 0 | 0 | 84.7 | 0.013 | -0.0785 | [6 empty] | DEER:Indoor_Non-CFL_Ltg | Annual
Any | SWLG011S | OfS | Ex | CZ08 | cWtd | SWLG011-01 | ExAnte2020 | IOU workpaper | 2019-06-26 | Fixture | 1 |  | None | 0 | 0 | 0 | 86.3 | 0.0134 | -0.135 | [6 empty] | DEER:Indoor_Non-CFL_Ltg | Annual
Any | SWLG011S | OfS | Ex | CZ09 | cWtd | SWLG011-01 | ExAnte2020 | IOU workpaper | 2019-06-26 | Fixture | 1 |  | None | 0 | 0 | 0 | 85.5 | 0.0139 | -0.167 | [6 empty] | DEER:Indoor_Non-CFL_Ltg | Annual
Any | SWLG011S | OfS | Ex | CZ10 | cWtd | SWLG011-01 | ExAnte2020 | IOU workpaper | 2019-06-26 | Fixture | 1 |  | None | 0 | 0 | 0 | 85.5 | 0.0139 | -0.134 | [6 empty] | DEER:Indoor_Non-CFL_Ltg | Annual
Any | SWLG011S | OfS | Ex | CZ11 | cWtd | SWLG011-01 | ExAnte2020 | IOU workpaper | 2019-06-26 | Fixture | 1 |  | None | 0 | 0 | 0 | 80.8 | 0.0144 | -0.353 | [6 empty] | DEER:Indoor_Non-CFL_Ltg | Annual
Any | SWLG011S | OfS | Ex | CZ12 | cWtd | SWLG011-01 | ExAnte2020 | IOU workpaper | 2019-06-26 | Fixture | 1 |  | None | 0 | 0 | 0 | 80.8 | 0.0139 | -0.357 | [6 empty] | DEER:Indoor_Non-CFL_Ltg | Annual
Any | SWLG011S | OfS | Ex | CZ13 | cWtd | SWLG011-01 | ExAnte2020 | IOU workpaper | 2019-06-26 | Fixture | 1 |  | None | 0 | 0 | 0 | 81.6 | 0.0137 | -0.328 | [6 empty] | DEER:Indoor_Non-CFL_Ltg | Annual
Any | SWLG011S | OfS | Ex | CZ14 | cWtd | SWLG011-01 | ExAnte2020 | IOU workpaper | 2019-06-26 | Fixture | 1 |  | None | 0 | 0 | 0 | 83.1 | 0.014 | -0.268 | [6 empty] | DEER:Indoor_Non-CFL_Ltg | Annual
Any | SWLG011S | OfS | Ex | CZ15 | cWtd | SWLG011-01 | ExAnte2020 | IOU workpaper | 2019-06-26 | Fixture | 1 |  | None | 0 | 0 | 0 | 90.1 | 0.0145 | -0.051 | [6 empty] | DEER:Indoor_Non-CFL_Ltg | Annual
Any | SWLG011S | OfS | Ex | CZ16 | cWtd | SWLG011-01 | ExAnte2020 | IOU workpaper | 2019-06-26 | Fixture | 1 |  | None | 0 | 0 | 0 | 76.2 | 0.0136 | -0.647 | [6 empty] | DEER:Indoor_Non-CFL_Ltg | Annual
Any | SWLG011S | RFF | Ex | CZ01 | cWtd | SWLG011-01 | ExAnte2020 | IOU workpaper | 2019-06-26 | Fixture | 1 |  | None | 0 | 0 | 0 | 115 | 0.0199 | -2.32 | [6 empty] | DEER:Indoor_Non-CFL_Ltg | Annual
Any | SWLG011S | RFF | Ex | CZ02 | cWtd | SWLG011-01 | ExAnte2020 | IOU workpaper | 2019-06-26 | Fixture | 1 |  | None | 0 | 0 | 0 | 125 | 0.0212 | -1.48 | [6 empty] | DEER:Indoor_Non-CFL_Ltg | Annual
Any | SWLG011S | RFF | Ex | CZ03 | cWtd | SWLG011-01 | ExAnte2020 | IOU workpaper | 2019-06-26 | Fixture | 1 |  | None | 0 | 0 | 0 | 123 | 0.0214 | -1.6 | [6 empty] | DEER:Indoor_Non-CFL_Ltg | Annual
Any | SWLG011S | RFF | Ex | CZ04 | cWtd | SWLG011-01 | ExAnte2020 | IOU workpaper | 2019-06-26 | Fixture | 1 |  | None | 0 | 0 | 0 | 126 | 0.0214 | -1.24 | [6 empty] | DEER:Indoor_Non-CFL_Ltg | Annual
Any | SWLG011S | RFF | Ex | CZ05 | cWtd | SWLG011-01 | ExAnte2020 | IOU workpaper | 2019-06-26 | Fixture | 1 |  | None | 0 | 0 | 0 | 123 | 0.021 | -1.6 | [6 empty] | DEER:Indoor_Non-CFL_Ltg | Annual
Any | SWLG011S | RFF | Ex | CZ06 | cWtd | SWLG011-01 | ExAnte2020 | IOU workpaper | 2019-06-26 | Fixture | 1 |  | None | 0 | 0 | 0 | 135 | 0.0225 | -1.03 | [6 empty] | DEER:Indoor_Non-CFL_Ltg | Annual
Any | SWLG011S | RFF | Ex | CZ07 | cWtd | SWLG011-01 | ExAnte2020 | IOU workpaper | 2019-06-26 | Fixture | 1 |  | None | 0 | 0 | 0 | 137 | 0.0227 | -0.842 | [6 empty] | DEER:Indoor_Non-CFL_Ltg | Annual
Any | SWLG011S | RFF | Ex | CZ08 | cWtd | SWLG011-01 | ExAnte2020 | IOU workpaper | 2019-06-26 | Fixture | 1 |  | None | 0 | 0 | 0 | 137 | 0.0223 | -0.86 | [6 empty] | DEER:Indoor_Non-CFL_Ltg | Annual
Any | SWLG011S | RFF | Ex | CZ09 | cWtd | SWLG011-01 | ExAnte2020 | IOU workpaper | 2019-06-26 | Fixture | 1 |  | None | 0 | 0 | 0 | 135 | 0.0227 | -1.02 | [6 empty] | DEER:Indoor_Non-CFL_Ltg | Annual
Any | SWLG011S | RFF | Ex | CZ10 | cWtd | SWLG011-01 | ExAnte2020 | IOU workpaper | 2019-06-26 | Fixture | 1 |  | None | 0 | 0 | 0 | 135 | 0.0225 | -1.03 | [6 empty] | DEER:Indoor_Non-CFL_Ltg | Annual
Any | SWLG011S | RFF | Ex | CZ11 | cWtd | SWLG011-01 | ExAnte2020 | IOU workpaper | 2019-06-26 | Fixture | 1 |  | None | 0 | 0 | 0 | 128 | 0.0217 | -1.24 | [6 empty] | DEER:Indoor_Non-CFL_Ltg | Annual
Any | SWLG011S | RFF | Ex | CZ12 | cWtd | SWLG011-01 | ExAnte2020 | IOU workpaper | 2019-06-26 | Fixture | 1 |  | None | 0 | 0 | 0 | 126 | 0.0219 | -1.27 | [6 empty] | DEER:Indoor_Non-CFL_Ltg | Annual
Any | SWLG011S | RFF | Ex | CZ13 | cWtd | SWLG011-01 | ExAnte2020 | IOU workpaper | 2019-06-26 | Fixture | 1 |  | None | 0 | 0 | 0 | 129 | 0.0219 | -1.16 | [6 empty] | DEER:Indoor_Non-CFL_Ltg | Annual
Any | SWLG011S | RFF | Ex | CZ14 | cWtd | SWLG011-01 | ExAnte2020 | IOU workpaper | 2019-06-26 | Fixture | 1 |  | None | 0 | 0 | 0 | 133 | 0.0227 | -1.43 | [6 empty] | DEER:Indoor_Non-CFL_Ltg | Annual
Any | SWLG011S | RFF | Ex | CZ15 | cWtd | SWLG011-01 | ExAnte2020 | IOU workpaper | 2019-06-26 | Fixture | 1 |  | None | 0 | 0 | 0 | 143 | 0.023 | -0.474 | [6 empty] | DEER:Indoor_Non-CFL_Ltg | Annual
Any | SWLG011S | RFF | Ex | CZ16 | cWtd | SWLG011-01 | ExAnte2020 | IOU workpaper | 2019-06-26 | Fixture | 1 |  | None | 0 | 0 | 0 | 126 | 0.0219 | -1.98 | [6 empty] | DEER:Indoor_Non-CFL_Ltg | Annual
Any | SWLG011S | RSD | Ex | CZ01 | cWtd | SWLG011-01 | ExAnte2020 | IOU workpaper | 2019-06-26 | Fixture | 1 |  | None | 0 | 0 | 0 | 132 | 0.0286 | -2.39 | [6 empty] | DEER:Indoor_Non-CFL_Ltg | Annual
Any | SWLG011S | RSD | Ex | CZ02 | cWtd | SWLG011-01 | ExAnte2020 | IOU workpaper | 2019-06-26 | Fixture | 1 |  | None | 0 | 0 | 0 | 144 | 0.0289 | -1.23 | [6 empty] | DEER:Indoor_Non-CFL_Ltg | Annual
Any | SWLG011S | RSD | Ex | CZ03 | cWtd | SWLG011-01 | ExAnte2020 | IOU workpaper | 2019-06-26 | Fixture | 1 |  | None | 0 | 0 | 0 | 144 | 0.0289 | -1.2 | [6 empty] | DEER:Indoor_Non-CFL_Ltg | Annual
Any | SWLG011S | RSD | Ex | CZ04 | cWtd | SWLG011-01 | ExAnte2020 | IOU workpaper | 2019-06-26 | Fixture | 1 |  | None | 0 | 0 | 0 | 147 | 0.0289 | -0.911 | [6 empty] | DEER:Indoor_Non-CFL_Ltg | Annual
Any | SWLG011S | RSD | Ex | CZ05 | cWtd | SWLG011-01 | ExAnte2020 | IOU workpaper | 2019-06-26 | Fixture | 1 |  | None | 0 | 0 | 0 | 144 | 0.0286 | -1.12 | [6 empty] | DEER:Indoor_Non-CFL_Ltg | Annual
Any | SWLG011S | RSD | Ex | CZ06 | cWtd | SWLG011-01 | ExAnte2020 | IOU workpaper | 2019-06-26 | Fixture | 1 |  | None | 0 | 0 | 0 | 159 | 0.0304 | -0.473 | [6 empty] | DEER:Indoor_Non-CFL_Ltg | Annual
Any | SWLG011S | RSD | Ex | CZ07 | cWtd | SWLG011-01 | ExAnte2020 | IOU workpaper | 2019-06-26 | Fixture | 1 |  | None | 0 | 0 | 0 | 162 | 0.0306 | -0.227 | [6 empty] | DEER:Indoor_Non-CFL_Ltg | Annual
Any | SWLG011S | RSD | Ex | CZ08 | cWtd | SWLG011-01 | ExAnte2020 | IOU workpaper | 2019-06-26 | Fixture | 1 |  | None | 0 | 0 | 0 | 159 | 0.0301 | -0.416 | [6 empty] | DEER:Indoor_Non-CFL_Ltg | Annual
Any | SWLG011S | RSD | Ex | CZ09 | cWtd | SWLG011-01 | ExAnte2020 | IOU workpaper | 2019-06-26 | Fixture | 1 |  | None | 0 | 0 | 0 | 156 | 0.0309 | -0.552 | [6 empty] | DEER:Indoor_Non-CFL_Ltg | Annual
Any | SWLG011S | RSD | Ex | CZ10 | cWtd | SWLG011-01 | ExAnte2020 | IOU workpaper | 2019-06-26 | Fixture | 1 |  | None | 0 | 0 | 0 | 156 | 0.0306 | -0.701 | [6 empty] | DEER:Indoor_Non-CFL_Ltg | Annual
Any | SWLG011S | RSD | Ex | CZ11 | cWtd | SWLG011-01 | ExAnte2020 | IOU workpaper | 2019-06-26 | Fixture | 1 |  | None | 0 | 0 | 0 | 146 | 0.0296 | -1.15 | [6 empty] | DEER:Indoor_Non-CFL_Ltg | Annual
Any | SWLG011S | RSD | Ex | CZ12 | cWtd | SWLG011-01 | ExAnte2020 | IOU workpaper | 2019-06-26 | Fixture | 1 |  | None | 0 | 0 | 0 | 146 | 0.0291 | -1.16 | [6 empty] | DEER:Indoor_Non-CFL_Ltg | Annual
Any | SWLG011S | RSD | Ex | CZ13 | cWtd | SWLG011-01 | ExAnte2020 | IOU workpaper | 2019-06-26 | Fixture | 1 |  | None | 0 | 0 | 0 | 147 | 0.0296 | -1.1 | [6 empty] | DEER:Indoor_Non-CFL_Ltg | Annual
Any | SWLG011S | RSD | Ex | CZ14 | cWtd | SWLG011-01 | ExAnte2020 | IOU workpaper | 2019-06-26 | Fixture | 1 |  | None | 0 | 0 | 0 | 153 | 0.0306 | -1.32 | [6 empty] | DEER:Indoor_Non-CFL_Ltg | Annual
Any | SWLG011S | RSD | Ex | CZ15 | cWtd | SWLG011-01 | ExAnte2020 | IOU workpaper | 2019-06-26 | Fixture | 1 |  | None | 0 | 0 | 0 | 163 | 0.0319 | -0.21 | [6 empty] | DEER:Indoor_Non-CFL_Ltg | Annual
Any | SWLG011S | RSD | Ex | CZ16 | cWtd | SWLG011-01 | ExAnte2020 | IOU workpaper | 2019-06-26 | Fixture | 1 |  | None | 0 | 0 | 0 | 144 | 0.0299 | -2.13 | [6 empty] | DEER:Indoor_Non-CFL_Ltg | Annual
Any | SWLG011S | Rt3 | Ex | CZ01 | cWtd | SWLG011-01 | ExAnte2020 | IOU workpaper | 2019-06-26 | Fixture | 1 |  | None | 0 | 0 | 0 | 200 | 0.037 | -1.87 | [6 empty] | DEER:Indoor_Non-CFL_Ltg | Annual
Any | SWLG011S | Rt3 | Ex | CZ02 | cWtd | SWLG011-01 | ExAnte2020 | IOU workpaper | 2019-06-26 | Fixture | 1 |  | None | 0 | 0 | 0 | 212 | 0.0373 | -1.05 | [6 empty] | DEER:Indoor_Non-CFL_Ltg | Annual
Any | SWLG011S | Rt3 | Ex | CZ03 | cWtd | SWLG011-01 | ExAnte2020 | IOU workpaper | 2019-06-26 | Fixture | 1 |  | None | 0 | 0 | 0 | 212 | 0.037 | -0.833 | [6 empty] | DEER:Indoor_Non-CFL_Ltg | Annual
Any | SWLG011S | Rt3 | Ex | CZ04 | cWtd | SWLG011-01 | ExAnte2020 | IOU workpaper | 2019-06-26 | Fixture | 1 |  | None | 0 | 0 | 0 | 216 | 0.0373 | -0.662 | [6 empty] | DEER:Indoor_Non-CFL_Ltg | Annual
Any | SWLG011S | Rt3 | Ex | CZ05 | cWtd | SWLG011-01 | ExAnte2020 | IOU workpaper | 2019-06-26 | Fixture | 1 |  | None | 0 | 0 | 0 | 214 | 0.0364 | -0.646 | [6 empty] | DEER:Indoor_Non-CFL_Ltg | Annual
Any | SWLG011S | Rt3 | Ex | CZ06 | cWtd | SWLG011-01 | ExAnte2020 | IOU workpaper | 2019-06-26 | Fixture | 1 |  | None | 0 | 0 | 0 | 228 | 0.0389 | -0.183 | [6 empty] | DEER:Indoor_Non-CFL_Ltg | Annual
Any | SWLG011S | Rt3 | Ex | CZ07 | cWtd | SWLG011-01 | ExAnte2020 | IOU workpaper | 2019-06-26 | Fixture | 1 |  | None | 0 | 0 | 0 | 230 | 0.0386 | -0.0523 | [6 empty] | DEER:Indoor_Non-CFL_Ltg | Annual
Any | SWLG011S | Rt3 | Ex | CZ08 | cWtd | SWLG011-01 | ExAnte2020 | IOU workpaper | 2019-06-26 | Fixture | 1 |  | None | 0 | 0 | 0 | 228 | 0.0386 | -0.149 | [6 empty] | DEER:Indoor_Non-CFL_Ltg | Annual
Any | SWLG011S | Rt3 | Ex | CZ09 | cWtd | SWLG011-01 | ExAnte2020 | IOU workpaper | 2019-06-26 | Fixture | 1 |  | None | 0 | 0 | 0 | 224 | 0.0396 | -0.269 | [6 empty] | DEER:Indoor_Non-CFL_Ltg | Annual
Any | SWLG011S | Rt3 | Ex | CZ10 | cWtd | SWLG011-01 | ExAnte2020 | IOU workpaper | 2019-06-26 | Fixture | 1 |  | None | 0 | 0 | 0 | 226 | 0.0396 | -0.284 | [6 empty] | DEER:Indoor_Non-CFL_Ltg | Annual
Any | SWLG011S | Rt3 | Ex | CZ11 | cWtd | SWLG011-01 | ExAnte2020 | IOU workpaper | 2019-06-26 | Fixture | 1 |  | None | 0 | 0 | 0 | 214 | 0.0386 | -1.03 | [6 empty] | DEER:Indoor_Non-CFL_Ltg | Annual
Any | SWLG011S | Rt3 | Ex | CZ12 | cWtd | SWLG011-01 | ExAnte2020 | IOU workpaper | 2019-06-26 | Fixture | 1 |  | None | 0 | 0 | 0 | 214 | 0.038 | -1.06 | [6 empty] | DEER:Indoor_Non-CFL_Ltg | Annual
Any | SWLG011S | Rt3 | Ex | CZ13 | cWtd | SWLG011-01 | ExAnte2020 | IOU workpaper | 2019-06-26 | Fixture | 1 |  | None | 0 | 0 | 0 | 216 | 0.0383 | -0.963 | [6 empty] | DEER:Indoor_Non-CFL_Ltg | Annual
Any | SWLG011S | Rt3 | Ex | CZ14 | cWtd | SWLG011-01 | ExAnte2020 | IOU workpaper | 2019-06-26 | Fixture | 1 |  | None | 0 | 0 | 0 | 220 | 0.0396 | -0.948 | [6 empty] | DEER:Indoor_Non-CFL_Ltg | Annual
Any | SWLG011S | Rt3 | Ex | CZ15 | cWtd | SWLG011-01 | ExAnte2020 | IOU workpaper | 2019-06-26 | Fixture | 1 |  | None | 0 | 0 | 0 | 235 | 0.0408 | -0.0506 | [6 empty] | DEER:Indoor_Non-CFL_Ltg | Annual
Any | SWLG011S | Rt3 | Ex | CZ16 | cWtd | SWLG011-01 | ExAnte2020 | IOU workpaper | 2019-06-26 | Fixture | 1 |  | None | 0 | 0 | 0 | 204 | 0.038 | -2.2 | [6 empty] | DEER:Indoor_Non-CFL_Ltg | Annual
Any | SWLG011S | RtL | Ex | CZ01 | cWtd | SWLG011-01 | ExAnte2020 | IOU workpaper | 2019-06-26 | Fixture | 1 |  | None | 0 | 0 | 0 | 152 | 0.0236 | -1.29 | [6 empty] | DEER:Indoor_Non-CFL_Ltg | Annual
Any | SWLG011S | RtL | Ex | CZ02 | cWtd | SWLG011-01 | ExAnte2020 | IOU workpaper | 2019-06-26 | Fixture | 1 |  | None | 0 | 0 | 0 | 160 | 0.0238 | -0.76 | [6 empty] | DEER:Indoor_Non-CFL_Ltg | Annual
Any | SWLG011S | RtL | Ex | CZ03 | cWtd | SWLG011-01 | ExAnte2020 | IOU workpaper | 2019-06-26 | Fixture | 1 |  | None | 0 | 0 | 0 | 162 | 0.0235 | -0.606 | [6 empty] | DEER:Indoor_Non-CFL_Ltg | Annual
Any | SWLG011S | RtL | Ex | CZ04 | cWtd | SWLG011-01 | ExAnte2020 | IOU workpaper | 2019-06-26 | Fixture | 1 |  | None | 0 | 0 | 0 | 163 | 0.0236 | -0.502 | [6 empty] | DEER:Indoor_Non-CFL_Ltg | Annual
Any | SWLG011S | RtL | Ex | CZ05 | cWtd | SWLG011-01 | ExAnte2020 | IOU workpaper | 2019-06-26 | Fixture | 1 |  | None | 0 | 0 | 0 | 162 | 0.0231 | -0.606 | [6 empty] | DEER:Indoor_Non-CFL_Ltg | Annual
Any | SWLG011S | RtL | Ex | CZ06 | cWtd | SWLG011-01 | ExAnte2020 | IOU workpaper | 2019-06-26 | Fixture | 1 |  | None | 0 | 0 | 0 | 172 | 0.0246 | -0.259 | [6 empty] | DEER:Indoor_Non-CFL_Ltg | Annual
Any | SWLG011S | RtL | Ex | CZ07 | cWtd | SWLG011-01 | ExAnte2020 | IOU workpaper | 2019-06-26 | Fixture | 1 |  | None | 0 | 0 | 0 | 174 | 0.0246 | -0.189 | [6 empty] | DEER:Indoor_Non-CFL_Ltg | Annual
Any | SWLG011S | RtL | Ex | CZ08 | cWtd | SWLG011-01 | ExAnte2020 | IOU workpaper | 2019-06-26 | Fixture | 1 |  | None | 0 | 0 | 0 | 172 | 0.0246 | -0.222 | [6 empty] | DEER:Indoor_Non-CFL_Ltg | Annual
Any | SWLG011S | RtL | Ex | CZ09 | cWtd | SWLG011-01 | ExAnte2020 | IOU workpaper | 2019-06-26 | Fixture | 1 |  | None | 0 | 0 | 0 | 169 | 0.0252 | -0.306 | [6 empty] | DEER:Indoor_Non-CFL_Ltg | Annual
Any | SWLG011S | RtL | Ex | CZ10 | cWtd | SWLG011-01 | ExAnte2020 | IOU workpaper | 2019-06-26 | Fixture | 1 |  | None | 0 | 0 | 0 | 169 | 0.0252 | -0.3 | [6 empty] | DEER:Indoor_Non-CFL_Ltg | Annual
Any | SWLG011S | RtL | Ex | CZ11 | cWtd | SWLG011-01 | ExAnte2020 | IOU workpaper | 2019-06-26 | Fixture | 1 |  | None | 0 | 0 | 0 | 162 | 0.0244 | -0.765 | [6 empty] | DEER:Indoor_Non-CFL_Ltg | Annual
Any | SWLG011S | RtL | Ex | CZ12 | cWtd | SWLG011-01 | ExAnte2020 | IOU workpaper | 2019-06-26 | Fixture | 1 |  | None | 0 | 0 | 0 | 160 | 0.0242 | -0.74 | [6 empty] | DEER:Indoor_Non-CFL_Ltg | Annual
Any | SWLG011S | RtL | Ex | CZ13 | cWtd | SWLG011-01 | ExAnte2020 | IOU workpaper | 2019-06-26 | Fixture | 1 |  | None | 0 | 0 | 0 | 162 | 0.0242 | -0.711 | [6 empty] | DEER:Indoor_Non-CFL_Ltg | Annual
Any | SWLG011S | RtL | Ex | CZ14 | cWtd | SWLG011-01 | ExAnte2020 | IOU workpaper | 2019-06-26 | Fixture | 1 |  | None | 0 | 0 | 0 | 165 | 0.0254 | -0.746 | [6 empty] | DEER:Indoor_Non-CFL_Ltg | Annual
Any | SWLG011S | RtL | Ex | CZ15 | cWtd | SWLG011-01 | ExAnte2020 | IOU workpaper | 2019-06-26 | Fixture | 1 |  | None | 0 | 0 | 0 | 177 | 0.026 | -0.112 | [6 empty] | DEER:Indoor_Non-CFL_Ltg | Annual
Any | SWLG011S | RtL | Ex | CZ16 | cWtd | SWLG011-01 | ExAnte2020 | IOU workpaper | 2019-06-26 | Fixture | 1 |  | None | 0 | 0 | 0 | 154 | 0.0242 | -1.63 | [6 empty] | DEER:Indoor_Non-CFL_Ltg | Annual
Any | SWLG011S | RtS | Ex | CZ01 | cWtd | SWLG011-01 | ExAnte2020 | IOU workpaper | 2019-06-26 | Fixture | 1 |  | None | 0 | 0 | 0 | 87.7 | 0.0161 | -1.41 | [6 empty] | DEER:Indoor_Non-CFL_Ltg | Annual
Any | SWLG011S | RtS | Ex | CZ02 | cWtd | SWLG011-01 | ExAnte2020 | IOU workpaper | 2019-06-26 | Fixture | 1 |  | None | 0 | 0 | 0 | 95.1 | 0.0167 | -0.781 | [6 empty] | DEER:Indoor_Non-CFL_Ltg | Annual
Any | SWLG011S | RtS | Ex | CZ03 | cWtd | SWLG011-01 | ExAnte2020 | IOU workpaper | 2019-06-26 | Fixture | 1 |  | None | 0 | 0 | 0 | 94.2 | 0.0167 | -0.838 | [6 empty] | DEER:Indoor_Non-CFL_Ltg | Annual
Any | SWLG011S | RtS | Ex | CZ04 | cWtd | SWLG011-01 | ExAnte2020 | IOU workpaper | 2019-06-26 | Fixture | 1 |  | None | 0 | 0 | 0 | 96 | 0.0167 | -0.655 | [6 empty] | DEER:Indoor_Non-CFL_Ltg | Annual
Any | SWLG011S | RtS | Ex | CZ05 | cWtd | SWLG011-01 | ExAnte2020 | IOU workpaper | 2019-06-26 | Fixture | 1 |  | None | 0 | 0 | 0 | 95.1 | 0.0164 | -0.759 | [6 empty] | DEER:Indoor_Non-CFL_Ltg | Annual
Any | SWLG011S | RtS | Ex | CZ06 | cWtd | SWLG011-01 | ExAnte2020 | IOU workpaper | 2019-06-26 | Fixture | 1 |  | None | 0 | 0 | 0 | 102 | 0.0173 | -0.379 | [6 empty] | DEER:Indoor_Non-CFL_Ltg | Annual
Any | SWLG011S | RtS | Ex | CZ07 | cWtd | SWLG011-01 | ExAnte2020 | IOU workpaper | 2019-06-26 | Fixture | 1 |  | None | 0 | 0 | 0 | 103 | 0.0173 | -0.281 | [6 empty] | DEER:Indoor_Non-CFL_Ltg | Annual
Any | SWLG011S | RtS | Ex | CZ08 | cWtd | SWLG011-01 | ExAnte2020 | IOU workpaper | 2019-06-26 | Fixture | 1 |  | None | 0 | 0 | 0 | 103 | 0.0171 | -0.32 | [6 empty] | DEER:Indoor_Non-CFL_Ltg | Annual
Any | SWLG011S | RtS | Ex | CZ09 | cWtd | SWLG011-01 | ExAnte2020 | IOU workpaper | 2019-06-26 | Fixture | 1 |  | None | 0 | 0 | 0 | 102 | 0.0175 | -0.418 | [6 empty] | DEER:Indoor_Non-CFL_Ltg | Annual
Any | SWLG011S | RtS | Ex | CZ10 | cWtd | SWLG011-01 | ExAnte2020 | IOU workpaper | 2019-06-26 | Fixture | 1 |  | None | 0 | 0 | 0 | 103 | 0.0176 | -0.4 | [6 empty] | DEER:Indoor_Non-CFL_Ltg | Annual
Any | SWLG011S | RtS | Ex | CZ11 | cWtd | SWLG011-01 | ExAnte2020 | IOU workpaper | 2019-06-26 | Fixture | 1 |  | None | 0 | 0 | 0 | 96 | 0.017 | -0.735 | [6 empty] | DEER:Indoor_Non-CFL_Ltg | Annual
Any | SWLG011S | RtS | Ex | CZ12 | cWtd | SWLG011-01 | ExAnte2020 | IOU workpaper | 2019-06-26 | Fixture | 1 |  | None | 0 | 0 | 0 | 96 | 0.017 | -0.741 | [6 empty] | DEER:Indoor_Non-CFL_Ltg | Annual
Any | SWLG011S | RtS | Ex | CZ13 | cWtd | SWLG011-01 | ExAnte2020 | IOU workpaper | 2019-06-26 | Fixture | 1 |  | None | 0 | 0 | 0 | 96 | 0.017 | -0.7 | [6 empty] | DEER:Indoor_Non-CFL_Ltg | Annual
Any | SWLG011S | RtS | Ex | CZ14 | cWtd | SWLG011-01 | ExAnte2020 | IOU workpaper | 2019-06-26 | Fixture | 1 |  | None | 0 | 0 | 0 | 98.8 | 0.0177 | -0.672 | [6 empty] | DEER:Indoor_Non-CFL_Ltg | Annual
Any | SWLG011S | RtS | Ex | CZ15 | cWtd | SWLG011-01 | ExAnte2020 | IOU workpaper | 2019-06-26 | Fixture | 1 |  | None | 0 | 0 | 0 | 107 | 0.0179 | -0.154 | [6 empty] | DEER:Indoor_Non-CFL_Ltg | Annual
Any | SWLG011S | RtS | Ex | CZ16 | cWtd | SWLG011-01 | ExAnte2020 | IOU workpaper | 2019-06-26 | Fixture | 1 |  | None | 0 | 0 | 0 | 91.4 | 0.0171 | -1.11 | [6 empty] | DEER:Indoor_Non-CFL_Ltg | Annual
Any | SWLG011S | SCn | Ex | CZ01 | cWtd | SWLG011-01 | ExAnte2020 | IOU workpaper | 2019-06-26 | Fixture | 1 |  | None | 0 | 0 | 0 | 65.9 | 0.00795 | -1.57 | [6 empty] | DEER:Indoor_Non-CFL_Ltg | Annual
Any | SWLG011S | SCn | Ex | CZ02 | cWtd | SWLG011-01 | ExAnte2020 | IOU workpaper | 2019-06-26 | Fixture | 1 |  | None | 0 | 0 | 0 | 77 | 0.01 | -1.03 | [6 empty] | DEER:Indoor_Non-CFL_Ltg | Annual
Any | SWLG011S | SCn | Ex | CZ03 | cWtd | SWLG011-01 | ExAnte2020 | IOU workpaper | 2019-06-26 | Fixture | 1 |  | None | 0 | 0 | 0 | 71.9 | 0.01 | -1.29 | [6 empty] | DEER:Indoor_Non-CFL_Ltg | Annual
Any | SWLG011S | SCn | Ex | CZ04 | cWtd | SWLG011-01 | ExAnte2020 | IOU workpaper | 2019-06-26 | Fixture | 1 |  | None | 0 | 0 | 0 | 79.6 | 0.0101 | -1.05 | [6 empty] | DEER:Indoor_Non-CFL_Ltg | Annual
Any | SWLG011S | SCn | Ex | CZ05 | cWtd | SWLG011-01 | ExAnte2020 | IOU workpaper | 2019-06-26 | Fixture | 1 |  | None | 0 | 0 | 0 | 76.2 | 0.009 | -1.45 | [6 empty] | DEER:Indoor_Non-CFL_Ltg | Annual
Any | SWLG011S | SCn | Ex | CZ06 | cWtd | SWLG011-01 | ExAnte2020 | IOU workpaper | 2019-06-26 | Fixture | 1 |  | None | 0 | 0 | 0 | 83 | 0.0105 | -0.757 | [6 empty] | DEER:Indoor_Non-CFL_Ltg | Annual
Any | SWLG011S | SCn | Ex | CZ07 | cWtd | SWLG011-01 | ExAnte2020 | IOU workpaper | 2019-06-26 | Fixture | 1 |  | None | 0 | 0 | 0 | 83.9 | 0.0108 | -0.724 | [6 empty] | DEER:Indoor_Non-CFL_Ltg | Annual
Any | SWLG011S | SCn | Ex | CZ08 | cWtd | SWLG011-01 | ExAnte2020 | IOU workpaper | 2019-06-26 | Fixture | 1 |  | None | 0 | 0 | 0 | 87.3 | 0.0101 | -0.647 | [6 empty] | DEER:Indoor_Non-CFL_Ltg | Annual
Any | SWLG011S | SCn | Ex | CZ09 | cWtd | SWLG011-01 | ExAnte2020 | IOU workpaper | 2019-06-26 | Fixture | 1 |  | None | 0 | 0 | 0 | 85.6 | 0.0104 | -0.779 | [6 empty] | DEER:Indoor_Non-CFL_Ltg | Annual
Any | SWLG011S | SCn | Ex | CZ10 | cWtd | SWLG011-01 | ExAnte2020 | IOU workpaper | 2019-06-26 | Fixture | 1 |  | None | 0 | 0 | 0 | 83.9 | 0.0103 | -0.864 | [6 empty] | DEER:Indoor_Non-CFL_Ltg | Annual
Any | SWLG011S | SCn | Ex | CZ11 | cWtd | SWLG011-01 | ExAnte2020 | IOU workpaper | 2019-06-26 | Fixture | 1 |  | None | 0 | 0 | 0 | 80.5 | 0.0098 | -0.941 | [6 empty] | DEER:Indoor_Non-CFL_Ltg | Annual
Any | SWLG011S | SCn | Ex | CZ12 | cWtd | SWLG011-01 | ExAnte2020 | IOU workpaper | 2019-06-26 | Fixture | 1 |  | None | 0 | 0 | 0 | 81.3 | 0.00988 | -0.933 | [6 empty] | DEER:Indoor_Non-CFL_Ltg | Annual
Any | SWLG011S | SCn | Ex | CZ13 | cWtd | SWLG011-01 | ExAnte2020 | IOU workpaper | 2019-06-26 | Fixture | 1 |  | None | 0 | 0 | 0 | 83 | 0.00972 | -0.811 | [6 empty] | DEER:Indoor_Non-CFL_Ltg | Annual
Any | SWLG011S | SCn | Ex | CZ14 | cWtd | SWLG011-01 | ExAnte2020 | IOU workpaper | 2019-06-26 | Fixture | 1 |  | None | 0 | 0 | 0 | 84.7 | 0.0103 | -0.916 | [6 empty] | DEER:Indoor_Non-CFL_Ltg | Annual
Any | SWLG011S | SCn | Ex | CZ15 | cWtd | SWLG011-01 | ExAnte2020 | IOU workpaper | 2019-06-26 | Fixture | 1 |  | None | 0 | 0 | 0 | 91.6 | 0.0108 | -0.46 | [6 empty] | DEER:Indoor_Non-CFL_Ltg | Annual
Any | SWLG011S | SCn | Ex | CZ16 | cWtd | SWLG011-01 | ExAnte2020 | IOU workpaper | 2019-06-26 | Fixture | 1 |  | None | 0 | 0 | 0 | 78.7 | 0.0106 | -1.22 | [6 empty] | DEER:Indoor_Non-CFL_Ltg | Annual
Any | SWLG011S | SUn | Ex | CZ01 | cWtd | SWLG011-01 | ExAnte2020 | IOU workpaper | 2019-06-26 | Fixture | 1 |  | None | 0 | 0 | 0 | 80.7 | 0.0114 | 0 | [6 empty] | DEER:Indoor_Non-CFL_Ltg | Annual
Any | SWLG011S | SUn | Ex | CZ02 | cWtd | SWLG011-01 | ExAnte2020 | IOU workpaper | 2019-06-26 | Fixture | 1 |  | None | 0 | 0 | 0 | 80.7 | 0.0114 | 0 | [6 empty] | DEER:Indoor_Non-CFL_Ltg | Annual
Any | SWLG011S | SUn | Ex | CZ03 | cWtd | SWLG011-01 | ExAnte2020 | IOU workpaper | 2019-06-26 | Fixture | 1 |  | None | 0 | 0 | 0 | 80.7 | 0.0114 | 0 | [6 empty] | DEER:Indoor_Non-CFL_Ltg | Annual
Any | SWLG011S | SUn | Ex | CZ04 | cWtd | SWLG011-01 | ExAnte2020 | IOU workpaper | 2019-06-26 | Fixture | 1 |  | None | 0 | 0 | 0 | 80.7 | 0.0114 | 0 | [6 empty] | DEER:Indoor_Non-CFL_Ltg | Annual
Any | SWLG011S | SUn | Ex | CZ05 | cWtd | SWLG011-01 | ExAnte2020 | IOU workpaper | 2019-06-26 | Fixture | 1 |  | None | 0 | 0 | 0 | 80.7 | 0.0114 | 0 | [6 empty] | DEER:Indoor_Non-CFL_Ltg | Annual
Any | SWLG011S | SUn | Ex | CZ06 | cWtd | SWLG011-01 | ExAnte2020 | IOU workpaper | 2019-06-26 | Fixture | 1 |  | None | 0 | 0 | 0 | 80.7 | 0.0114 | 0 | [6 empty] | DEER:Indoor_Non-CFL_Ltg | Annual
Any | SWLG011S | SUn | Ex | CZ07 | cWtd | SWLG011-01 | ExAnte2020 | IOU workpaper | 2019-06-26 | Fixture | 1 |  | None | 0 | 0 | 0 | 80.7 | 0.0114 | 0 | [6 empty] | DEER:Indoor_Non-CFL_Ltg | Annual
Any | SWLG011S | SUn | Ex | CZ08 | cWtd | SWLG011-01 | ExAnte2020 | IOU workpaper | 2019-06-26 | Fixture | 1 |  | None | 0 | 0 | 0 | 80.7 | 0.0114 | 0 | [6 empty] | DEER:Indoor_Non-CFL_Ltg | Annual
Any | SWLG011S | SUn | Ex | CZ09 | cWtd | SWLG011-01 | ExAnte2020 | IOU workpaper | 2019-06-26 | Fixture | 1 |  | None | 0 | 0 | 0 | 80.7 | 0.0114 | 0 | [6 empty] | DEER:Indoor_Non-CFL_Ltg | Annual
Any | SWLG011S | SUn | Ex | CZ10 | cWtd | SWLG011-01 | ExAnte2020 | IOU workpaper | 2019-06-26 | Fixture | 1 |  | None | 0 | 0 | 0 | 80.7 | 0.0114 | 0 | [6 empty] | DEER:Indoor_Non-CFL_Ltg | Annual
Any | SWLG011S | SUn | Ex | CZ11 | cWtd | SWLG011-01 | ExAnte2020 | IOU workpaper | 2019-06-26 | Fixture | 1 |  | None | 0 | 0 | 0 | 80.7 | 0.0114 | 0 | [6 empty] | DEER:Indoor_Non-CFL_Ltg | Annual
Any | SWLG011S | SUn | Ex | CZ12 | cWtd | SWLG011-01 | ExAnte2020 | IOU workpaper | 2019-06-26 | Fixture | 1 |  | None | 0 | 0 | 0 | 80.7 | 0.0114 | 0 | [6 empty] | DEER:Indoor_Non-CFL_Ltg | Annual
Any | SWLG011S | SUn | Ex | CZ13 | cWtd | SWLG011-01 | ExAnte2020 | IOU workpaper | 2019-06-26 | Fixture | 1 |  | None | 0 | 0 | 0 | 80.7 | 0.0114 | 0 | [6 empty] | DEER:Indoor_Non-CFL_Ltg | Annual
Any | SWLG011S | SUn | Ex | CZ14 | cWtd | SWLG011-01 | ExAnte2020 | IOU workpaper | 2019-06-26 | Fixture | 1 |  | None | 0 | 0 | 0 | 80.7 | 0.0114 | 0 | [6 empty] | DEER:Indoor_Non-CFL_Ltg | Annual
Any | SWLG011S | SUn | Ex | CZ15 | cWtd | SWLG011-01 | ExAnte2020 | IOU workpaper | 2019-06-26 | Fixture | 1 |  | None | 0 | 0 | 0 | 80.7 | 0.0114 | 0 | [6 empty] | DEER:Indoor_Non-CFL_Ltg | Annual
Any | SWLG011S | SUn | Ex | CZ16 | cWtd | SWLG011-01 | ExAnte2020 | IOU workpaper | 2019-06-26 | Fixture | 1 |  | None | 0 | 0 | 0 | 80.7 | 0.0114 | 0 | [6 empty] | DEER:Indoor_Non-CFL_Ltg | Annual
Any | SWLG011S | WRf | Ex | CZ01 | cWtd | SWLG011-01 | ExAnte2020 | IOU workpaper | 2019-06-26 | Fixture | 1 |  | None | 0 | 0 | 0 | 228 | 0.0248 | 0 | [6 empty] | DEER:Indoor_Non-CFL_Ltg | Annual
Any | SWLG011S | WRf | Ex | CZ02 | cWtd | SWLG011-01 | ExAnte2020 | IOU workpaper | 2019-06-26 | Fixture | 1 |  | None | 0 | 0 | 0 | 230 | 0.025 | 0 | [6 empty] | DEER:Indoor_Non-CFL_Ltg | Annual
Any | SWLG011S | WRf | Ex | CZ03 | cWtd | SWLG011-01 | ExAnte2020 | IOU workpaper | 2019-06-26 | Fixture | 1 |  | None | 0 | 0 | 0 | 224 | 0.025 | 0 | [6 empty] | DEER:Indoor_Non-CFL_Ltg | Annual
Any | SWLG011S | WRf | Ex | CZ04 | cWtd | SWLG011-01 | ExAnte2020 | IOU workpaper | 2019-06-26 | Fixture | 1 |  | None | 0 | 0 | 0 | 228 | 0.0248 | 0 | [6 empty] | DEER:Indoor_Non-CFL_Ltg | Annual
Any | SWLG011S | WRf | Ex | CZ05 | cWtd | SWLG011-01 | ExAnte2020 | IOU workpaper | 2019-06-26 | Fixture | 1 |  | None | 0 | 0 | 0 | 223 | 0.0248 | 0 | [6 empty] | DEER:Indoor_Non-CFL_Ltg | Annual
Any | SWLG011S | WRf | Ex | CZ06 | cWtd | SWLG011-01 | ExAnte2020 | IOU workpaper | 2019-06-26 | Fixture | 1 |  | None | 0 | 0 | 0 | 230 | 0.0248 | 0 | [6 empty] | DEER:Indoor_Non-CFL_Ltg | Annual
Any | SWLG011S | WRf | Ex | CZ07 | cWtd | SWLG011-01 | ExAnte2020 | IOU workpaper | 2019-06-26 | Fixture | 1 |  | None | 0 | 0 | 0 | 228 | 0.025 | 0 | [6 empty] | DEER:Indoor_Non-CFL_Ltg | Annual
Any | SWLG011S | WRf | Ex | CZ08 | cWtd | SWLG011-01 | ExAnte2020 | IOU workpaper | 2019-06-26 | Fixture | 1 |  | None | 0 | 0 | 0 | 228 | 0.0285 | 0 | [6 empty] | DEER:Indoor_Non-CFL_Ltg | Annual
Any | SWLG011S | WRf | Ex | CZ09 | cWtd | SWLG011-01 | ExAnte2020 | IOU workpaper | 2019-06-26 | Fixture | 1 |  | None | 0 | 0 | 0 | 228 | 0.0256 | 0 | [6 empty] | DEER:Indoor_Non-CFL_Ltg | Annual
Any | SWLG011S | WRf | Ex | CZ10 | cWtd | SWLG011-01 | ExAnte2020 | IOU workpaper | 2019-06-26 | Fixture | 1 |  | None | 0 | 0 | 0 | 224 | 0.025 | 0 | [6 empty] | DEER:Indoor_Non-CFL_Ltg | Annual
Any | SWLG011S | WRf | Ex | CZ11 | cWtd | SWLG011-01 | ExAnte2020 | IOU workpaper | 2019-06-26 | Fixture | 1 |  | None | 0 | 0 | 0 | 230 | 0.0248 | 0 | [6 empty] | DEER:Indoor_Non-CFL_Ltg | Annual
Any | SWLG011S | WRf | Ex | CZ12 | cWtd | SWLG011-01 | ExAnte2020 | IOU workpaper | 2019-06-26 | Fixture | 1 |  | None | 0 | 0 | 0 | 228 | 0.0254 | 0 | [6 empty] | DEER:Indoor_Non-CFL_Ltg | Annual
Any | SWLG011S | WRf | Ex | CZ13 | cWtd | SWLG011-01 | ExAnte2020 | IOU workpaper | 2019-06-26 | Fixture | 1 |  | None | 0 | 0 | 0 | 232 | 0.0248 | 0 | [6 empty] | DEER:Indoor_Non-CFL_Ltg | Annual
Any | SWLG011S | WRf | Ex | CZ14 | cWtd | SWLG011-01 | ExAnte2020 | IOU workpaper | 2019-06-26 | Fixture | 1 |  | None | 0 | 0 | 0 | 228 | 0.025 | 0 | [6 empty] | DEER:Indoor_Non-CFL_Ltg | Annual
Any | SWLG011S | WRf | Ex | CZ15 | cWtd | SWLG011-01 | ExAnte2020 | IOU workpaper | 2019-06-26 | Fixture | 1 |  | None | 0 | 0 | 0 | 230 | 0.0252 | 0 | [6 empty] | DEER:Indoor_Non-CFL_Ltg | Annual
Any | SWLG011S | WRf | Ex | CZ16 | cWtd | SWLG011-01 | ExAnte2020 | IOU workpaper | 2019-06-26 | Fixture | 1 |  | None | 0 | 0 | 0 | 230 | 0.0246 | 0 | [6 empty] | DEER:Indoor_Non-CFL_Ltg | Annual
Any | SWLG011T | Asm | Ex | CZ01 | cWtd | SWLG011-01 | ExAnte2020 | IOU workpaper | 2019-06-26 | Fixture | 1 |  | None | 0 | 0 | 0 | 62.2 | 0.028 | -1.54 | [6 empty] | DEER:Indoor_Non-CFL_Ltg | Annual
Any | SWLG011T | Asm | Ex | CZ02 | cWtd | SWLG011-01 | ExAnte2020 | IOU workpaper | 2019-06-26 | Fixture | 1 |  | None | 0 | 0 | 0 | 68.2 | 0.0283 | -0.863 | [6 empty] | DEER:Indoor_Non-CFL_Ltg | Annual
Any | SWLG011T | Asm | Ex | CZ03 | cWtd | SWLG011-01 | ExAnte2020 | IOU workpaper | 2019-06-26 | Fixture | 1 |  | None | 0 | 0 | 0 | 67.5 | 0.0283 | -1 | [6 empty] | DEER:Indoor_Non-CFL_Ltg | Annual
Any | SWLG011T | Asm | Ex | CZ04 | cWtd | SWLG011-01 | ExAnte2020 | IOU workpaper | 2019-06-26 | Fixture | 1 |  | None | 0 | 0 | 0 | 69.5 | 0.0283 | -0.742 | [6 empty] | DEER:Indoor_Non-CFL_Ltg | Annual
Any | SWLG011T | Asm | Ex | CZ05 | cWtd | SWLG011-01 | ExAnte2020 | IOU workpaper | 2019-06-26 | Fixture | 1 |  | None | 0 | 0 | 0 | 67.5 | 0.028 | -0.95 | [6 empty] | DEER:Indoor_Non-CFL_Ltg | Annual
Any | SWLG011T | Asm | Ex | CZ06 | cWtd | SWLG011-01 | ExAnte2020 | IOU workpaper | 2019-06-26 | Fixture | 1 |  | None | 0 | 0 | 0 | 73.6 | 0.03 | -0.562 | [6 empty] | DEER:Indoor_Non-CFL_Ltg | Annual
Any | SWLG011T | Asm | Ex | CZ07 | cWtd | SWLG011-01 | ExAnte2020 | IOU workpaper | 2019-06-26 | Fixture | 1 |  | None | 0 | 0 | 0 | 74.9 | 0.0307 | -0.53 | [6 empty] | DEER:Indoor_Non-CFL_Ltg | Annual
Any | SWLG011T | Asm | Ex | CZ08 | cWtd | SWLG011-01 | ExAnte2020 | IOU workpaper | 2019-06-26 | Fixture | 1 |  | None | 0 | 0 | 0 | 74.9 | 0.0298 | -0.437 | [6 empty] | DEER:Indoor_Non-CFL_Ltg | Annual
Any | SWLG011T | Asm | Ex | CZ09 | cWtd | SWLG011-01 | ExAnte2020 | IOU workpaper | 2019-06-26 | Fixture | 1 |  | None | 0 | 0 | 0 | 73.6 | 0.0305 | -0.509 | [6 empty] | DEER:Indoor_Non-CFL_Ltg | Annual
Any | SWLG011T | Asm | Ex | CZ10 | cWtd | SWLG011-01 | ExAnte2020 | IOU workpaper | 2019-06-26 | Fixture | 1 |  | None | 0 | 0 | 0 | 74.2 | 0.0307 | -0.483 | [6 empty] | DEER:Indoor_Non-CFL_Ltg | Annual
Any | SWLG011T | Asm | Ex | CZ11 | cWtd | SWLG011-01 | ExAnte2020 | IOU workpaper | 2019-06-26 | Fixture | 1 |  | None | 0 | 0 | 0 | 69.5 | 0.029 | -0.722 | [6 empty] | DEER:Indoor_Non-CFL_Ltg | Annual
Any | SWLG011T | Asm | Ex | CZ12 | cWtd | SWLG011-01 | ExAnte2020 | IOU workpaper | 2019-06-26 | Fixture | 1 |  | None | 0 | 0 | 0 | 69.5 | 0.0288 | -0.769 | [6 empty] | DEER:Indoor_Non-CFL_Ltg | Annual
Any | SWLG011T | Asm | Ex | CZ13 | cWtd | SWLG011-01 | ExAnte2020 | IOU workpaper | 2019-06-26 | Fixture | 1 |  | None | 0 | 0 | 0 | 69.5 | 0.029 | -0.695 | [6 empty] | DEER:Indoor_Non-CFL_Ltg | Annual
Any | SWLG011T | Asm | Ex | CZ14 | cWtd | SWLG011-01 | ExAnte2020 | IOU workpaper | 2019-06-26 | Fixture | 1 |  | None | 0 | 0 | 0 | 71.6 | 0.03 | -0.689 | [6 empty] | DEER:Indoor_Non-CFL_Ltg | Annual
Any | SWLG011T | Asm | Ex | CZ15 | cWtd | SWLG011-01 | ExAnte2020 | IOU workpaper | 2019-06-26 | Fixture | 1 |  | None | 0 | 0 | 0 | 76.9 | 0.03 | -0.243 | [6 empty] | DEER:Indoor_Non-CFL_Ltg | Annual
Any | SWLG011T | Asm | Ex | CZ16 | cWtd | SWLG011-01 | ExAnte2020 | IOU workpaper | 2019-06-26 | Fixture | 1 |  | None | 0 | 0 | 0 | 66.2 | 0.0293 | -1.1 | [6 empty] | DEER:Indoor_Non-CFL_Ltg | Annual
Any | SWLG011T | Com | Ex | CZ01 | cWtd | SWLG011-01 | ExAnte2020 | IOU workpaper | 2019-06-26 | Fixture | 1 |  | None | 0 | 0 | 0 | 115 | 0.0196 | -1.73 | [6 empty] | DEER:Indoor_Non-CFL_Ltg | Annual
Any | SWLG011T | Com | Ex | CZ02 | cWtd | SWLG011-01 | ExAnte2020 | IOU workpaper | 2019-06-26 | Fixture | 1 |  | None | 0 | 0 | 0 | 125 | 0.0217 | -1.11 | [6 empty] | DEER:Indoor_Non-CFL_Ltg | Annual
Any | SWLG011T | Com | Ex | CZ03 | cWtd | SWLG011-01 | ExAnte2020 | IOU workpaper | 2019-06-26 | Fixture | 1 |  | None | 0 | 0 | 0 | 125 | 0.021 | -0.97 | [6 empty] | DEER:Indoor_Non-CFL_Ltg | Annual
Any | SWLG011T | Com | Ex | CZ04 | cWtd | SWLG011-01 | ExAnte2020 | IOU workpaper | 2019-06-26 | Fixture | 1 |  | None | 0 | 0 | 0 | 129 | 0.0215 | -0.788 | [6 empty] | DEER:Indoor_Non-CFL_Ltg | Annual
Any | SWLG011T | Com | Ex | CZ05 | cWtd | SWLG011-01 | ExAnte2020 | IOU workpaper | 2019-06-26 | Fixture | 1 |  | None | 0 | 0 | 0 | 124 | 0.0206 | -1.3 | [6 empty] | DEER:Indoor_Non-CFL_Ltg | Annual
Any | SWLG011T | Com | Ex | CZ06 | cWtd | SWLG011-01 | ExAnte2020 | IOU workpaper | 2019-06-26 | Fixture | 1 |  | None | 0 | 0 | 0 | 131 | 0.0217 | -0.582 | [6 empty] | DEER:Indoor_Non-CFL_Ltg | Annual
Any | SWLG011T | Com | Ex | CZ07 | cWtd | SWLG011-01 | ExAnte2020 | IOU workpaper | 2019-06-26 | Fixture | 1 |  | None | 0 | 0 | 0 | 140 | 0.023 | -0.561 | [6 empty] | DEER:Indoor_Non-CFL_Ltg | Annual
Any | SWLG011T | Com | Ex | CZ08 | cWtd | SWLG011-01 | ExAnte2020 | IOU workpaper | 2019-06-26 | Fixture | 1 |  | None | 0 | 0 | 0 | 131 | 0.0213 | -0.517 | [6 empty] | DEER:Indoor_Non-CFL_Ltg | Annual
Any | SWLG011T | Com | Ex | CZ09 | cWtd | SWLG011-01 | ExAnte2020 | IOU workpaper | 2019-06-26 | Fixture | 1 |  | None | 0 | 0 | 0 | 131 | 0.0222 | -0.566 | [6 empty] | DEER:Indoor_Non-CFL_Ltg | Annual
Any | SWLG011T | Com | Ex | CZ10 | cWtd | SWLG011-01 | ExAnte2020 | IOU workpaper | 2019-06-26 | Fixture | 1 |  | None | 0 | 0 | 0 | 127 | 0.0215 | -0.607 | [6 empty] | DEER:Indoor_Non-CFL_Ltg | Annual
Any | SWLG011T | Com | Ex | CZ11 | cWtd | SWLG011-01 | ExAnte2020 | IOU workpaper | 2019-06-26 | Fixture | 1 |  | None | 0 | 0 | 0 | 126 | 0.0219 | -1.01 | [6 empty] | DEER:Indoor_Non-CFL_Ltg | Annual
Any | SWLG011T | Com | Ex | CZ12 | cWtd | SWLG011-01 | ExAnte2020 | IOU workpaper | 2019-06-26 | Fixture | 1 |  | None | 0 | 0 | 0 | 126 | 0.0222 | -0.9 | [6 empty] | DEER:Indoor_Non-CFL_Ltg | Annual
Any | SWLG011T | Com | Ex | CZ13 | cWtd | SWLG011-01 | ExAnte2020 | IOU workpaper | 2019-06-26 | Fixture | 1 |  | None | 0 | 0 | 0 | 129 | 0.0217 | -0.862 | [6 empty] | DEER:Indoor_Non-CFL_Ltg | Annual
Any | SWLG011T | Com | Ex | CZ14 | cWtd | SWLG011-01 | ExAnte2020 | IOU workpaper | 2019-06-26 | Fixture | 1 |  | None | 0 | 0 | 0 | 128 | 0.0222 | -0.981 | [6 empty] | DEER:Indoor_Non-CFL_Ltg | Annual
Any | SWLG011T | Com | Ex | CZ15 | cWtd | SWLG011-01 | ExAnte2020 | IOU workpaper | 2019-06-26 | Fixture | 1 |  | None | 0 | 0 | 0 | 138 | 0.0228 | -0.282 | [6 empty] | DEER:Indoor_Non-CFL_Ltg | Annual
Any | SWLG011T | Com | Ex | CZ16 | cWtd | SWLG011-01 | ExAnte2020 | IOU workpaper | 2019-06-26 | Fixture | 1 |  | None | 0 | 0 | 0 | 120 | 0.0215 | -1.74 | [6 empty] | DEER:Indoor_Non-CFL_Ltg | Annual
Any | SWLG011T | ECC | Ex | CZ01 | cWtd | SWLG011-01 | ExAnte2020 | IOU workpaper | 2019-06-26 | Fixture | 1 |  | None | 0 | 0 | 0 | 103 | 0.0167 | -2.88 | [6 empty] | DEER:Indoor_Non-CFL_Ltg | Annual
Any | SWLG011T | ECC | Ex | CZ02 | cWtd | SWLG011-01 | ExAnte2020 | IOU workpaper | 2019-06-26 | Fixture | 1 |  | None | 0 | 0 | 0 | 110 | 0.02 | -1.83 | [6 empty] | DEER:Indoor_Non-CFL_Ltg | Annual
Any | SWLG011T | ECC | Ex | CZ03 | cWtd | SWLG011-01 | ExAnte2020 | IOU workpaper | 2019-06-26 | Fixture | 1 |  | None | 0 | 0 | 0 | 107 | 0.0192 | -2.12 | [6 empty] | DEER:Indoor_Non-CFL_Ltg | Annual
Any | SWLG011T | ECC | Ex | CZ04 | cWtd | SWLG011-01 | ExAnte2020 | IOU workpaper | 2019-06-26 | Fixture | 1 |  | None | 0 | 0 | 0 | 111 | 0.02 | -1.62 | [6 empty] | DEER:Indoor_Non-CFL_Ltg | Annual
Any | SWLG011T | ECC | Ex | CZ05 | cWtd | SWLG011-01 | ExAnte2020 | IOU workpaper | 2019-06-26 | Fixture | 1 |  | None | 0 | 0 | 0 | 107 | 0.0186 | -2.12 | [6 empty] | DEER:Indoor_Non-CFL_Ltg | Annual
Any | SWLG011T | ECC | Ex | CZ06 | cWtd | SWLG011-01 | ExAnte2020 | IOU workpaper | 2019-06-26 | Fixture | 1 |  | None | 0 | 0 | 0 | 114 | 0.0209 | -1.15 | [6 empty] | DEER:Indoor_Non-CFL_Ltg | Annual
Any | SWLG011T | ECC | Ex | CZ07 | cWtd | SWLG011-01 | ExAnte2020 | IOU workpaper | 2019-06-26 | Fixture | 1 |  | None | 0 | 0 | 0 | 114 | 0.02 | -1.15 | [6 empty] | DEER:Indoor_Non-CFL_Ltg | Annual
Any | SWLG011T | ECC | Ex | CZ08 | cWtd | SWLG011-01 | ExAnte2020 | IOU workpaper | 2019-06-26 | Fixture | 1 |  | None | 0 | 0 | 0 | 115 | 0.0198 | -0.951 | [6 empty] | DEER:Indoor_Non-CFL_Ltg | Annual
Any | SWLG011T | ECC | Ex | CZ09 | cWtd | SWLG011-01 | ExAnte2020 | IOU workpaper | 2019-06-26 | Fixture | 1 |  | None | 0 | 0 | 0 | 113 | 0.0208 | -1.07 | [6 empty] | DEER:Indoor_Non-CFL_Ltg | Annual
Any | SWLG011T | ECC | Ex | CZ10 | cWtd | SWLG011-01 | ExAnte2020 | IOU workpaper | 2019-06-26 | Fixture | 1 |  | None | 0 | 0 | 0 | 113 | 0.0205 | -1.04 | [6 empty] | DEER:Indoor_Non-CFL_Ltg | Annual
Any | SWLG011T | ECC | Ex | CZ11 | cWtd | SWLG011-01 | ExAnte2020 | IOU workpaper | 2019-06-26 | Fixture | 1 |  | None | 0 | 0 | 0 | 113 | 0.0206 | -1.5 | [6 empty] | DEER:Indoor_Non-CFL_Ltg | Annual
Any | SWLG011T | ECC | Ex | CZ12 | cWtd | SWLG011-01 | ExAnte2020 | IOU workpaper | 2019-06-26 | Fixture | 1 |  | None | 0 | 0 | 0 | 113 | 0.0205 | -1.6 | [6 empty] | DEER:Indoor_Non-CFL_Ltg | Annual
Any | SWLG011T | ECC | Ex | CZ13 | cWtd | SWLG011-01 | ExAnte2020 | IOU workpaper | 2019-06-26 | Fixture | 1 |  | None | 0 | 0 | 0 | 114 | 0.0205 | -1.37 | [6 empty] | DEER:Indoor_Non-CFL_Ltg | Annual
Any | SWLG011T | ECC | Ex | CZ14 | cWtd | SWLG011-01 | ExAnte2020 | IOU workpaper | 2019-06-26 | Fixture | 1 |  | None | 0 | 0 | 0 | 114 | 0.0205 | -1.4 | [6 empty] | DEER:Indoor_Non-CFL_Ltg | Annual
Any | SWLG011T | ECC | Ex | CZ15 | cWtd | SWLG011-01 | ExAnte2020 | IOU workpaper | 2019-06-26 | Fixture | 1 |  | None | 0 | 0 | 0 | 119 | 0.0205 | -0.478 | [6 empty] | DEER:Indoor_Non-CFL_Ltg | Annual
Any | SWLG011T | ECC | Ex | CZ16 | cWtd | SWLG011-01 | ExAnte2020 | IOU workpaper | 2019-06-26 | Fixture | 1 |  | None | 0 | 0 | 0 | 107 | 0.0201 | -2.16 | [6 empty] | DEER:Indoor_Non-CFL_Ltg | Annual
Any | SWLG011T | EPr | Ex | CZ01 | cWtd | SWLG011-01 | ExAnte2020 | IOU workpaper | 2019-06-26 | Fixture | 1 |  | None | 0 | 0 | 0 | 87.8 | 0.0213 | -2.33 | [6 empty] | DEER:Indoor_Non-CFL_Ltg | Annual
Any | SWLG011T | EPr | Ex | CZ02 | cWtd | SWLG011-01 | ExAnte2020 | IOU workpaper | 2019-06-26 | Fixture | 1 |  | None | 0 | 0 | 0 | 92.4 | 0.0313 | -1.69 | [6 empty] | DEER:Indoor_Non-CFL_Ltg | Annual
Any | SWLG011T | EPr | Ex | CZ03 | cWtd | SWLG011-01 | ExAnte2020 | IOU workpaper | 2019-06-26 | Fixture | 1 |  | None | 0 | 0 | 0 | 91.5 | 0.0209 | -1.83 | [6 empty] | DEER:Indoor_Non-CFL_Ltg | Annual
Any | SWLG011T | EPr | Ex | CZ04 | cWtd | SWLG011-01 | ExAnte2020 | IOU workpaper | 2019-06-26 | Fixture | 1 |  | None | 0 | 0 | 0 | 93.4 | 0.024 | -1.52 | [6 empty] | DEER:Indoor_Non-CFL_Ltg | Annual
Any | SWLG011T | EPr | Ex | CZ05 | cWtd | SWLG011-01 | ExAnte2020 | IOU workpaper | 2019-06-26 | Fixture | 1 |  | None | 0 | 0 | 0 | 91.5 | 0.0232 | -1.83 | [6 empty] | DEER:Indoor_Non-CFL_Ltg | Annual
Any | SWLG011T | EPr | Ex | CZ06 | cWtd | SWLG011-01 | ExAnte2020 | IOU workpaper | 2019-06-26 | Fixture | 1 |  | None | 0 | 0 | 0 | 96.2 | 0.0248 | -1.06 | [6 empty] | DEER:Indoor_Non-CFL_Ltg | Annual
Any | SWLG011T | EPr | Ex | CZ07 | cWtd | SWLG011-01 | ExAnte2020 | IOU workpaper | 2019-06-26 | Fixture | 1 |  | None | 0 | 0 | 0 | 95.2 | 0.0251 | -1.14 | [6 empty] | DEER:Indoor_Non-CFL_Ltg | Annual
Any | SWLG011T | EPr | Ex | CZ08 | cWtd | SWLG011-01 | ExAnte2020 | IOU workpaper | 2019-06-26 | Fixture | 1 |  | None | 0 | 0 | 0 | 97.1 | 0.0246 | -0.952 | [6 empty] | DEER:Indoor_Non-CFL_Ltg | Annual
Any | SWLG011T | EPr | Ex | CZ09 | cWtd | SWLG011-01 | ExAnte2020 | IOU workpaper | 2019-06-26 | Fixture | 1 |  | None | 0 | 0 | 0 | 97.1 | 0.0253 | -1.06 | [6 empty] | DEER:Indoor_Non-CFL_Ltg | Annual
Any | SWLG011T | EPr | Ex | CZ10 | cWtd | SWLG011-01 | ExAnte2020 | IOU workpaper | 2019-06-26 | Fixture | 1 |  | None | 0 | 0 | 0 | 99 | 0.0251 | -0.971 | [6 empty] | DEER:Indoor_Non-CFL_Ltg | Annual
Any | SWLG011T | EPr | Ex | CZ11 | cWtd | SWLG011-01 | ExAnte2020 | IOU workpaper | 2019-06-26 | Fixture | 1 |  | None | 0 | 0 | 0 | 96.2 | 0.0286 | -1.44 | [6 empty] | DEER:Indoor_Non-CFL_Ltg | Annual
Any | SWLG011T | EPr | Ex | CZ12 | cWtd | SWLG011-01 | ExAnte2020 | IOU workpaper | 2019-06-26 | Fixture | 1 |  | None | 0 | 0 | 0 | 94.3 | 0.0326 | -1.48 | [6 empty] | DEER:Indoor_Non-CFL_Ltg | Annual
Any | SWLG011T | EPr | Ex | CZ13 | cWtd | SWLG011-01 | ExAnte2020 | IOU workpaper | 2019-06-26 | Fixture | 1 |  | None | 0 | 0 | 0 | 96.2 | 0.0269 | -1.38 | [6 empty] | DEER:Indoor_Non-CFL_Ltg | Annual
Any | SWLG011T | EPr | Ex | CZ14 | cWtd | SWLG011-01 | ExAnte2020 | IOU workpaper | 2019-06-26 | Fixture | 1 |  | None | 0 | 0 | 0 | 97.1 | 0.0248 | -1.27 | [6 empty] | DEER:Indoor_Non-CFL_Ltg | Annual
Any | SWLG011T | EPr | Ex | CZ15 | cWtd | SWLG011-01 | ExAnte2020 | IOU workpaper | 2019-06-26 | Fixture | 1 |  | None | 0 | 0 | 0 | 106 | 0.0255 | -0.462 | [6 empty] | DEER:Indoor_Non-CFL_Ltg | Annual
Any | SWLG011T | EPr | Ex | CZ16 | cWtd | SWLG011-01 | ExAnte2020 | IOU workpaper | 2019-06-26 | Fixture | 1 |  | None | 0 | 0 | 0 | 88.7 | 0.0207 | -1.89 | [6 empty] | DEER:Indoor_Non-CFL_Ltg | Annual
Any | SWLG011T | ERC | Ex | CZ01 | cWtd | SWLG011-01 | ExAnte2020 | IOU workpaper | 2019-06-26 | Fixture | 1 |  | None | 0 | 0 | 0 | 43.1 | 0.00958 | -0.822 | [6 empty] | DEER:Indoor_Non-CFL_Ltg | Annual
Any | SWLG011T | ERC | Ex | CZ02 | cWtd | SWLG011-01 | ExAnte2020 | IOU workpaper | 2019-06-26 | Fixture | 1 |  | None | 0 | 0 | 0 | 45.8 | 0.0116 | -0.578 | [6 empty] | DEER:Indoor_Non-CFL_Ltg | Annual
Any | SWLG011T | ERC | Ex | CZ03 | cWtd | SWLG011-01 | ExAnte2020 | IOU workpaper | 2019-06-26 | Fixture | 1 |  | None | 0 | 0 | 0 | 45.8 | 0.00841 | -0.516 | [6 empty] | DEER:Indoor_Non-CFL_Ltg | Annual
Any | SWLG011T | ERC | Ex | CZ04 | cWtd | SWLG011-01 | ExAnte2020 | IOU workpaper | 2019-06-26 | Fixture | 1 |  | None | 0 | 0 | 0 | 46.7 | 0.00966 | -0.428 | [6 empty] | DEER:Indoor_Non-CFL_Ltg | Annual
Any | SWLG011T | ERC | Ex | CZ05 | cWtd | SWLG011-01 | ExAnte2020 | IOU workpaper | 2019-06-26 | Fixture | 1 |  | None | 0 | 0 | 0 | 46.2 | 0.00872 | -0.462 | [6 empty] | DEER:Indoor_Non-CFL_Ltg | Annual
Any | SWLG011T | ERC | Ex | CZ06 | cWtd | SWLG011-01 | ExAnte2020 | IOU workpaper | 2019-06-26 | Fixture | 1 |  | None | 0 | 0 | 0 | 48.9 | 0.00981 | -0.33 | [6 empty] | DEER:Indoor_Non-CFL_Ltg | Annual
Any | SWLG011T | ERC | Ex | CZ07 | cWtd | SWLG011-01 | ExAnte2020 | IOU workpaper | 2019-06-26 | Fixture | 1 |  | None | 0 | 0 | 0 | 48.9 | 0.00958 | -0.269 | [6 empty] | DEER:Indoor_Non-CFL_Ltg | Annual
Any | SWLG011T | ERC | Ex | CZ08 | cWtd | SWLG011-01 | ExAnte2020 | IOU workpaper | 2019-06-26 | Fixture | 1 |  | None | 0 | 0 | 0 | 49.8 | 0.00997 | -0.248 | [6 empty] | DEER:Indoor_Non-CFL_Ltg | Annual
Any | SWLG011T | ERC | Ex | CZ09 | cWtd | SWLG011-01 | ExAnte2020 | IOU workpaper | 2019-06-26 | Fixture | 1 |  | None | 0 | 0 | 0 | 49.3 | 0.0107 | -0.314 | [6 empty] | DEER:Indoor_Non-CFL_Ltg | Annual
Any | SWLG011T | ERC | Ex | CZ10 | cWtd | SWLG011-01 | ExAnte2020 | IOU workpaper | 2019-06-26 | Fixture | 1 |  | None | 0 | 0 | 0 | 49.8 | 0.0108 | -0.339 | [6 empty] | DEER:Indoor_Non-CFL_Ltg | Annual
Any | SWLG011T | ERC | Ex | CZ11 | cWtd | SWLG011-01 | ExAnte2020 | IOU workpaper | 2019-06-26 | Fixture | 1 |  | None | 0 | 0 | 0 | 47.1 | 0.0114 | -0.493 | [6 empty] | DEER:Indoor_Non-CFL_Ltg | Annual
Any | SWLG011T | ERC | Ex | CZ12 | cWtd | SWLG011-01 | ExAnte2020 | IOU workpaper | 2019-06-26 | Fixture | 1 |  | None | 0 | 0 | 0 | 46.7 | 0.0113 | -0.507 | [6 empty] | DEER:Indoor_Non-CFL_Ltg | Annual
Any | SWLG011T | ERC | Ex | CZ13 | cWtd | SWLG011-01 | ExAnte2020 | IOU workpaper | 2019-06-26 | Fixture | 1 |  | None | 0 | 0 | 0 | 47.6 | 0.0109 | -0.453 | [6 empty] | DEER:Indoor_Non-CFL_Ltg | Annual
Any | SWLG011T | ERC | Ex | CZ14 | cWtd | SWLG011-01 | ExAnte2020 | IOU workpaper | 2019-06-26 | Fixture | 1 |  | None | 0 | 0 | 0 | 48.4 | 0.011 | -0.48 | [6 empty] | DEER:Indoor_Non-CFL_Ltg | Annual
Any | SWLG011T | ERC | Ex | CZ15 | cWtd | SWLG011-01 | ExAnte2020 | IOU workpaper | 2019-06-26 | Fixture | 1 |  | None | 0 | 0 | 0 | 52.9 | 0.0114 | -0.128 | [6 empty] | DEER:Indoor_Non-CFL_Ltg | Annual
Any | SWLG011T | ERC | Ex | CZ16 | cWtd | SWLG011-01 | ExAnte2020 | IOU workpaper | 2019-06-26 | Fixture | 1 |  | None | 0 | 0 | 0 | 44 | 0.0101 | -0.702 | [6 empty] | DEER:Indoor_Non-CFL_Ltg | Annual
Any | SWLG011T | ESe | Ex | CZ01 | cWtd | SWLG011-01 | ExAnte2020 | IOU workpaper | 2019-06-26 | Fixture | 1 |  | None | 0 | 0 | 0 | 88.7 | 0.0213 | -2.17 | [6 empty] | DEER:Indoor_Non-CFL_Ltg | Annual
Any | SWLG011T | ESe | Ex | CZ02 | cWtd | SWLG011-01 | ExAnte2020 | IOU workpaper | 2019-06-26 | Fixture | 1 |  | None | 0 | 0 | 0 | 93.4 | 0.0298 | -1.56 | [6 empty] | DEER:Indoor_Non-CFL_Ltg | Annual
Any | SWLG011T | ESe | Ex | CZ03 | cWtd | SWLG011-01 | ExAnte2020 | IOU workpaper | 2019-06-26 | Fixture | 1 |  | None | 0 | 0 | 0 | 91.5 | 0.0222 | -1.68 | [6 empty] | DEER:Indoor_Non-CFL_Ltg | Annual
Any | SWLG011T | ESe | Ex | CZ04 | cWtd | SWLG011-01 | ExAnte2020 | IOU workpaper | 2019-06-26 | Fixture | 1 |  | None | 0 | 0 | 0 | 94.3 | 0.0234 | -1.38 | [6 empty] | DEER:Indoor_Non-CFL_Ltg | Annual
Any | SWLG011T | ESe | Ex | CZ05 | cWtd | SWLG011-01 | ExAnte2020 | IOU workpaper | 2019-06-26 | Fixture | 1 |  | None | 0 | 0 | 0 | 91.5 | 0.0224 | -1.62 | [6 empty] | DEER:Indoor_Non-CFL_Ltg | Annual
Any | SWLG011T | ESe | Ex | CZ06 | cWtd | SWLG011-01 | ExAnte2020 | IOU workpaper | 2019-06-26 | Fixture | 1 |  | None | 0 | 0 | 0 | 96.2 | 0.0244 | -1.05 | [6 empty] | DEER:Indoor_Non-CFL_Ltg | Annual
Any | SWLG011T | ESe | Ex | CZ07 | cWtd | SWLG011-01 | ExAnte2020 | IOU workpaper | 2019-06-26 | Fixture | 1 |  | None | 0 | 0 | 0 | 95.2 | 0.0244 | -1.02 | [6 empty] | DEER:Indoor_Non-CFL_Ltg | Annual
Any | SWLG011T | ESe | Ex | CZ08 | cWtd | SWLG011-01 | ExAnte2020 | IOU workpaper | 2019-06-26 | Fixture | 1 |  | None | 0 | 0 | 0 | 98 | 0.024 | -0.874 | [6 empty] | DEER:Indoor_Non-CFL_Ltg | Annual
Any | SWLG011T | ESe | Ex | CZ09 | cWtd | SWLG011-01 | ExAnte2020 | IOU workpaper | 2019-06-26 | Fixture | 1 |  | None | 0 | 0 | 0 | 98 | 0.0249 | -0.98 | [6 empty] | DEER:Indoor_Non-CFL_Ltg | Annual
Any | SWLG011T | ESe | Ex | CZ10 | cWtd | SWLG011-01 | ExAnte2020 | IOU workpaper | 2019-06-26 | Fixture | 1 |  | None | 0 | 0 | 0 | 98 | 0.0246 | -1.02 | [6 empty] | DEER:Indoor_Non-CFL_Ltg | Annual
Any | SWLG011T | ESe | Ex | CZ11 | cWtd | SWLG011-01 | ExAnte2020 | IOU workpaper | 2019-06-26 | Fixture | 1 |  | None | 0 | 0 | 0 | 96.2 | 0.0271 | -1.37 | [6 empty] | DEER:Indoor_Non-CFL_Ltg | Annual
Any | SWLG011T | ESe | Ex | CZ12 | cWtd | SWLG011-01 | ExAnte2020 | IOU workpaper | 2019-06-26 | Fixture | 1 |  | None | 0 | 0 | 0 | 95.2 | 0.0304 | -1.41 | [6 empty] | DEER:Indoor_Non-CFL_Ltg | Annual
Any | SWLG011T | ESe | Ex | CZ13 | cWtd | SWLG011-01 | ExAnte2020 | IOU workpaper | 2019-06-26 | Fixture | 1 |  | None | 0 | 0 | 0 | 97.1 | 0.0261 | -1.27 | [6 empty] | DEER:Indoor_Non-CFL_Ltg | Annual
Any | SWLG011T | ESe | Ex | CZ14 | cWtd | SWLG011-01 | ExAnte2020 | IOU workpaper | 2019-06-26 | Fixture | 1 |  | None | 0 | 0 | 0 | 97.1 | 0.0242 | -1.25 | [6 empty] | DEER:Indoor_Non-CFL_Ltg | Annual
Any | SWLG011T | ESe | Ex | CZ15 | cWtd | SWLG011-01 | ExAnte2020 | IOU workpaper | 2019-06-26 | Fixture | 1 |  | None | 0 | 0 | 0 | 106 | 0.0278 | -0.478 | [6 empty] | DEER:Indoor_Non-CFL_Ltg | Annual
Any | SWLG011T | ESe | Ex | CZ16 | cWtd | SWLG011-01 | ExAnte2020 | IOU workpaper | 2019-06-26 | Fixture | 1 |  | None | 0 | 0 | 0 | 89.6 | 0.0292 | -1.74 | [6 empty] | DEER:Indoor_Non-CFL_Ltg | Annual
Any | SWLG011T | EUn | Ex | CZ01 | cWtd | SWLG011-01 | ExAnte2020 | IOU workpaper | 2019-06-26 | Fixture | 1 |  | None | 0 | 0 | 0 | 98.3 | 0.028 | -2.96 | [6 empty] | DEER:Indoor_Non-CFL_Ltg | Annual
Any | SWLG011T | EUn | Ex | CZ02 | cWtd | SWLG011-01 | ExAnte2020 | IOU workpaper | 2019-06-26 | Fixture | 1 |  | None | 0 | 0 | 0 | 104 | 0.031 | -1.96 | [6 empty] | DEER:Indoor_Non-CFL_Ltg | Annual
Any | SWLG011T | EUn | Ex | CZ03 | cWtd | SWLG011-01 | ExAnte2020 | IOU workpaper | 2019-06-26 | Fixture | 1 |  | None | 0 | 0 | 0 | 102 | 0.031 | -2.25 | [6 empty] | DEER:Indoor_Non-CFL_Ltg | Annual
Any | SWLG011T | EUn | Ex | CZ04 | cWtd | SWLG011-01 | ExAnte2020 | IOU workpaper | 2019-06-26 | Fixture | 1 |  | None | 0 | 0 | 0 | 105 | 0.031 | -1.74 | [6 empty] | DEER:Indoor_Non-CFL_Ltg | Annual
Any | SWLG011T | EUn | Ex | CZ05 | cWtd | SWLG011-01 | ExAnte2020 | IOU workpaper | 2019-06-26 | Fixture | 1 |  | None | 0 | 0 | 0 | 102 | 0.0298 | -2.21 | [6 empty] | DEER:Indoor_Non-CFL_Ltg | Annual
Any | SWLG011T | EUn | Ex | CZ06 | cWtd | SWLG011-01 | ExAnte2020 | IOU workpaper | 2019-06-26 | Fixture | 1 |  | None | 0 | 0 | 0 | 108 | 0.0315 | -1.38 | [6 empty] | DEER:Indoor_Non-CFL_Ltg | Annual
Any | SWLG011T | EUn | Ex | CZ07 | cWtd | SWLG011-01 | ExAnte2020 | IOU workpaper | 2019-06-26 | Fixture | 1 |  | None | 0 | 0 | 0 | 107 | 0.0321 | -1.4 | [6 empty] | DEER:Indoor_Non-CFL_Ltg | Annual
Any | SWLG011T | EUn | Ex | CZ08 | cWtd | SWLG011-01 | ExAnte2020 | IOU workpaper | 2019-06-26 | Fixture | 1 |  | None | 0 | 0 | 0 | 108 | 0.0315 | -1.19 | [6 empty] | DEER:Indoor_Non-CFL_Ltg | Annual
Any | SWLG011T | EUn | Ex | CZ09 | cWtd | SWLG011-01 | ExAnte2020 | IOU workpaper | 2019-06-26 | Fixture | 1 |  | None | 0 | 0 | 0 | 108 | 0.0328 | -1.25 | [6 empty] | DEER:Indoor_Non-CFL_Ltg | Annual
Any | SWLG011T | EUn | Ex | CZ10 | cWtd | SWLG011-01 | ExAnte2020 | IOU workpaper | 2019-06-26 | Fixture | 1 |  | None | 0 | 0 | 0 | 108 | 0.0321 | -1.28 | [6 empty] | DEER:Indoor_Non-CFL_Ltg | Annual
Any | SWLG011T | EUn | Ex | CZ11 | cWtd | SWLG011-01 | ExAnte2020 | IOU workpaper | 2019-06-26 | Fixture | 1 |  | None | 0 | 0 | 0 | 106 | 0.0315 | -1.55 | [6 empty] | DEER:Indoor_Non-CFL_Ltg | Annual
Any | SWLG011T | EUn | Ex | CZ12 | cWtd | SWLG011-01 | ExAnte2020 | IOU workpaper | 2019-06-26 | Fixture | 1 |  | None | 0 | 0 | 0 | 106 | 0.0315 | -1.68 | [6 empty] | DEER:Indoor_Non-CFL_Ltg | Annual
Any | SWLG011T | EUn | Ex | CZ13 | cWtd | SWLG011-01 | ExAnte2020 | IOU workpaper | 2019-06-26 | Fixture | 1 |  | None | 0 | 0 | 0 | 107 | 0.0318 | -1.46 | [6 empty] | DEER:Indoor_Non-CFL_Ltg | Annual
Any | SWLG011T | EUn | Ex | CZ14 | cWtd | SWLG011-01 | ExAnte2020 | IOU workpaper | 2019-06-26 | Fixture | 1 |  | None | 0 | 0 | 0 | 107 | 0.0349 | -1.57 | [6 empty] | DEER:Indoor_Non-CFL_Ltg | Annual
Any | SWLG011T | EUn | Ex | CZ15 | cWtd | SWLG011-01 | ExAnte2020 | IOU workpaper | 2019-06-26 | Fixture | 1 |  | None | 0 | 0 | 0 | 114 | 0.0326 | -0.617 | [6 empty] | DEER:Indoor_Non-CFL_Ltg | Annual
Any | SWLG011T | EUn | Ex | CZ16 | cWtd | SWLG011-01 | ExAnte2020 | IOU workpaper | 2019-06-26 | Fixture | 1 |  | None | 0 | 0 | 0 | 101 | 0.0305 | -2.31 | [6 empty] | DEER:Indoor_Non-CFL_Ltg | Annual
Any | SWLG011T | Gro | Ex | CZ01 | cWtd | SWLG011-01 | ExAnte2020 | IOU workpaper | 2019-06-26 | Fixture | 1 |  | None | 0 | 0 | 0 | 217 | 0.0361 | -3.75 | [6 empty] | DEER:Indoor_Non-CFL_Ltg | Annual
Any | SWLG011T | Gro | Ex | CZ02 | cWtd | SWLG011-01 | ExAnte2020 | IOU workpaper | 2019-06-26 | Fixture | 1 |  | None | 0 | 0 | 0 | 226 | 0.0429 | -2.88 | [6 empty] | DEER:Indoor_Non-CFL_Ltg | Annual
Any | SWLG011T | Gro | Ex | CZ03 | cWtd | SWLG011-01 | ExAnte2020 | IOU workpaper | 2019-06-26 | Fixture | 1 |  | None | 0 | 0 | 0 | 222 | 0.04 | -3.26 | [6 empty] | DEER:Indoor_Non-CFL_Ltg | Annual
Any | SWLG011T | Gro | Ex | CZ04 | cWtd | SWLG011-01 | ExAnte2020 | IOU workpaper | 2019-06-26 | Fixture | 1 |  | None | 0 | 0 | 0 | 226 | 0.0415 | -2.79 | [6 empty] | DEER:Indoor_Non-CFL_Ltg | Annual
Any | SWLG011T | Gro | Ex | CZ05 | cWtd | SWLG011-01 | ExAnte2020 | IOU workpaper | 2019-06-26 | Fixture | 1 |  | None | 0 | 0 | 0 | 220 | 0.0393 | -3.33 | [6 empty] | DEER:Indoor_Non-CFL_Ltg | Annual
Any | SWLG011T | Gro | Ex | CZ06 | cWtd | SWLG011-01 | ExAnte2020 | IOU workpaper | 2019-06-26 | Fixture | 1 |  | None | 0 | 0 | 0 | 222 | 0.0411 | -2.99 | [6 empty] | DEER:Indoor_Non-CFL_Ltg | Annual
Any | SWLG011T | Gro | Ex | CZ07 | cWtd | SWLG011-01 | ExAnte2020 | IOU workpaper | 2019-06-26 | Fixture | 1 |  | None | 0 | 0 | 0 | 222 | 0.04 | -3.02 | [6 empty] | DEER:Indoor_Non-CFL_Ltg | Annual
Any | SWLG011T | Gro | Ex | CZ08 | cWtd | SWLG011-01 | ExAnte2020 | IOU workpaper | 2019-06-26 | Fixture | 1 |  | None | 0 | 0 | 0 | 226 | 0.0411 | -2.68 | [6 empty] | DEER:Indoor_Non-CFL_Ltg | Annual
Any | SWLG011T | Gro | Ex | CZ09 | cWtd | SWLG011-01 | ExAnte2020 | IOU workpaper | 2019-06-26 | Fixture | 1 |  | None | 0 | 0 | 0 | 226 | 0.0422 | -2.66 | [6 empty] | DEER:Indoor_Non-CFL_Ltg | Annual
Any | SWLG011T | Gro | Ex | CZ10 | cWtd | SWLG011-01 | ExAnte2020 | IOU workpaper | 2019-06-26 | Fixture | 1 |  | None | 0 | 0 | 0 | 228 | 0.0425 | -2.68 | [6 empty] | DEER:Indoor_Non-CFL_Ltg | Annual
Any | SWLG011T | Gro | Ex | CZ11 | cWtd | SWLG011-01 | ExAnte2020 | IOU workpaper | 2019-06-26 | Fixture | 1 |  | None | 0 | 0 | 0 | 233 | 0.0439 | -2.37 | [6 empty] | DEER:Indoor_Non-CFL_Ltg | Annual
Any | SWLG011T | Gro | Ex | CZ12 | cWtd | SWLG011-01 | ExAnte2020 | IOU workpaper | 2019-06-26 | Fixture | 1 |  | None | 0 | 0 | 0 | 228 | 0.0436 | -2.57 | [6 empty] | DEER:Indoor_Non-CFL_Ltg | Annual
Any | SWLG011T | Gro | Ex | CZ13 | cWtd | SWLG011-01 | ExAnte2020 | IOU workpaper | 2019-06-26 | Fixture | 1 |  | None | 0 | 0 | 0 | 233 | 0.0425 | -2.24 | [6 empty] | DEER:Indoor_Non-CFL_Ltg | Annual
Any | SWLG011T | Gro | Ex | CZ14 | cWtd | SWLG011-01 | ExAnte2020 | IOU workpaper | 2019-06-26 | Fixture | 1 |  | None | 0 | 0 | 0 | 231 | 0.0429 | -2.75 | [6 empty] | DEER:Indoor_Non-CFL_Ltg | Annual
Any | SWLG011T | Gro | Ex | CZ15 | cWtd | SWLG011-01 | ExAnte2020 | IOU workpaper | 2019-06-26 | Fixture | 1 |  | None | 0 | 0 | 0 | 244 | 0.0436 | -1.55 | [6 empty] | DEER:Indoor_Non-CFL_Ltg | Annual
Any | SWLG011T | Gro | Ex | CZ16 | cWtd | SWLG011-01 | ExAnte2020 | IOU workpaper | 2019-06-26 | Fixture | 1 |  | None | 0 | 0 | 0 | 215 | 0.0415 | -3.59 | [6 empty] | DEER:Indoor_Non-CFL_Ltg | Annual
Any | SWLG011T | Hsp | Ex | CZ01 | cWtd | SWLG011-01 | ExAnte2020 | IOU workpaper | 2019-06-26 | Fixture | 1 |  | None | 0 | 0 | 0 | 233 | 0.0338 | -6.7 | [6 empty] | DEER:Indoor_Non-CFL_Ltg | Annual
Any | SWLG011T | Hsp | Ex | CZ02 | cWtd | SWLG011-01 | ExAnte2020 | IOU workpaper | 2019-06-26 | Fixture | 1 |  | None | 0 | 0 | 0 | 250 | 0.0396 | -4.27 | [6 empty] | DEER:Indoor_Non-CFL_Ltg | Annual
Any | SWLG011T | Hsp | Ex | CZ03 | cWtd | SWLG011-01 | ExAnte2020 | IOU workpaper | 2019-06-26 | Fixture | 1 |  | None | 0 | 0 | 0 | 245 | 0.0383 | -4.04 | [6 empty] | DEER:Indoor_Non-CFL_Ltg | Annual
Any | SWLG011T | Hsp | Ex | CZ04 | cWtd | SWLG011-01 | ExAnte2020 | IOU workpaper | 2019-06-26 | Fixture | 1 |  | None | 0 | 0 | 0 | 255 | 0.0386 | -3.49 | [6 empty] | DEER:Indoor_Non-CFL_Ltg | Annual
Any | SWLG011T | Hsp | Ex | CZ05 | cWtd | SWLG011-01 | ExAnte2020 | IOU workpaper | 2019-06-26 | Fixture | 1 |  | None | 0 | 0 | 0 | 245 | 0.0364 | -4.3 | [6 empty] | DEER:Indoor_Non-CFL_Ltg | Annual
Any | SWLG011T | Hsp | Ex | CZ06 | cWtd | SWLG011-01 | ExAnte2020 | IOU workpaper | 2019-06-26 | Fixture | 1 |  | None | 0 | 0 | 0 | 263 | 0.0412 | -2.25 | [6 empty] | DEER:Indoor_Non-CFL_Ltg | Annual
Any | SWLG011T | Hsp | Ex | CZ07 | cWtd | SWLG011-01 | ExAnte2020 | IOU workpaper | 2019-06-26 | Fixture | 1 |  | None | 0 | 0 | 0 | 265 | 0.039 | -1.6 | [6 empty] | DEER:Indoor_Non-CFL_Ltg | Annual
Any | SWLG011T | Hsp | Ex | CZ08 | cWtd | SWLG011-01 | ExAnte2020 | IOU workpaper | 2019-06-26 | Fixture | 1 |  | None | 0 | 0 | 0 | 265 | 0.0393 | -1.92 | [6 empty] | DEER:Indoor_Non-CFL_Ltg | Annual
Any | SWLG011T | Hsp | Ex | CZ09 | cWtd | SWLG011-01 | ExAnte2020 | IOU workpaper | 2019-06-26 | Fixture | 1 |  | None | 0 | 0 | 0 | 265 | 0.0405 | -2.29 | [6 empty] | DEER:Indoor_Non-CFL_Ltg | Annual
Any | SWLG011T | Hsp | Ex | CZ10 | cWtd | SWLG011-01 | ExAnte2020 | IOU workpaper | 2019-06-26 | Fixture | 1 |  | None | 0 | 0 | 0 | 265 | 0.0412 | -2.44 | [6 empty] | DEER:Indoor_Non-CFL_Ltg | Annual
Any | SWLG011T | Hsp | Ex | CZ11 | cWtd | SWLG011-01 | ExAnte2020 | IOU workpaper | 2019-06-26 | Fixture | 1 |  | None | 0 | 0 | 0 | 260 | 0.0393 | -3.59 | [6 empty] | DEER:Indoor_Non-CFL_Ltg | Annual
Any | SWLG011T | Hsp | Ex | CZ12 | cWtd | SWLG011-01 | ExAnte2020 | IOU workpaper | 2019-06-26 | Fixture | 1 |  | None | 0 | 0 | 0 | 258 | 0.0393 | -3.67 | [6 empty] | DEER:Indoor_Non-CFL_Ltg | Annual
Any | SWLG011T | Hsp | Ex | CZ13 | cWtd | SWLG011-01 | ExAnte2020 | IOU workpaper | 2019-06-26 | Fixture | 1 |  | None | 0 | 0 | 0 | 263 | 0.0393 | -3.36 | [6 empty] | DEER:Indoor_Non-CFL_Ltg | Annual
Any | SWLG011T | Hsp | Ex | CZ14 | cWtd | SWLG011-01 | ExAnte2020 | IOU workpaper | 2019-06-26 | Fixture | 1 |  | None | 0 | 0 | 0 | 260 | 0.0396 | -3.41 | [6 empty] | DEER:Indoor_Non-CFL_Ltg | Annual
Any | SWLG011T | Hsp | Ex | CZ15 | cWtd | SWLG011-01 | ExAnte2020 | IOU workpaper | 2019-06-26 | Fixture | 1 |  | None | 0 | 0 | 0 | 283 | 0.0402 | -1.29 | [6 empty] | DEER:Indoor_Non-CFL_Ltg | Annual
Any | SWLG011T | Hsp | Ex | CZ16 | cWtd | SWLG011-01 | ExAnte2020 | IOU workpaper | 2019-06-26 | Fixture | 1 |  | None | 0 | 0 | 0 | 245 | 0.039 | -4.73 | [6 empty] | DEER:Indoor_Non-CFL_Ltg | Annual
Any | SWLG011T | Htl | Ex | CZ01 | cWtd | SWLG011-01 | ExAnte2020 | IOU workpaper | 2019-06-26 | Fixture | 1 |  | None | 0 | 0 | 0 | 181 | 0.0292 | -3.85 | [6 empty] | DEER:Indoor_Non-CFL_Ltg | Annual
Any | SWLG011T | Htl | Ex | CZ02 | cWtd | SWLG011-01 | ExAnte2020 | IOU workpaper | 2019-06-26 | Fixture | 1 |  | None | 0 | 0 | 0 | 204 | 0.0333 | -2.78 | [6 empty] | DEER:Indoor_Non-CFL_Ltg | Annual
Any | SWLG011T | Htl | Ex | CZ03 | cWtd | SWLG011-01 | ExAnte2020 | IOU workpaper | 2019-06-26 | Fixture | 1 |  | None | 0 | 0 | 0 | 201 | 0.0327 | -2.91 | [6 empty] | DEER:Indoor_Non-CFL_Ltg | Annual
Any | SWLG011T | Htl | Ex | CZ04 | cWtd | SWLG011-01 | ExAnte2020 | IOU workpaper | 2019-06-26 | Fixture | 1 |  | None | 0 | 0 | 0 | 208 | 0.0324 | -2.22 | [6 empty] | DEER:Indoor_Non-CFL_Ltg | Annual
Any | SWLG011T | Htl | Ex | CZ05 | cWtd | SWLG011-01 | ExAnte2020 | IOU workpaper | 2019-06-26 | Fixture | 1 |  | None | 0 | 0 | 0 | 199 | 0.0314 | -3 | [6 empty] | DEER:Indoor_Non-CFL_Ltg | Annual
Any | SWLG011T | Htl | Ex | CZ06 | cWtd | SWLG011-01 | ExAnte2020 | IOU workpaper | 2019-06-26 | Fixture | 1 |  | None | 0 | 0 | 0 | 226 | 0.0341 | -1.57 | [6 empty] | DEER:Indoor_Non-CFL_Ltg | Annual
Any | SWLG011T | Htl | Ex | CZ07 | cWtd | SWLG011-01 | ExAnte2020 | IOU workpaper | 2019-06-26 | Fixture | 1 |  | None | 0 | 0 | 0 | 231 | 0.0338 | -1.4 | [6 empty] | DEER:Indoor_Non-CFL_Ltg | Annual
Any | SWLG011T | Htl | Ex | CZ08 | cWtd | SWLG011-01 | ExAnte2020 | IOU workpaper | 2019-06-26 | Fixture | 1 |  | None | 0 | 0 | 0 | 233 | 0.0335 | -1.38 | [6 empty] | DEER:Indoor_Non-CFL_Ltg | Annual
Any | SWLG011T | Htl | Ex | CZ09 | cWtd | SWLG011-01 | ExAnte2020 | IOU workpaper | 2019-06-26 | Fixture | 1 |  | None | 0 | 0 | 0 | 228 | 0.0349 | -1.6 | [6 empty] | DEER:Indoor_Non-CFL_Ltg | Annual
Any | SWLG011T | Htl | Ex | CZ10 | cWtd | SWLG011-01 | ExAnte2020 | IOU workpaper | 2019-06-26 | Fixture | 1 |  | None | 0 | 0 | 0 | 226 | 0.0351 | -1.66 | [6 empty] | DEER:Indoor_Non-CFL_Ltg | Annual
Any | SWLG011T | Htl | Ex | CZ11 | cWtd | SWLG011-01 | ExAnte2020 | IOU workpaper | 2019-06-26 | Fixture | 1 |  | None | 0 | 0 | 0 | 210 | 0.0333 | -2.73 | [6 empty] | DEER:Indoor_Non-CFL_Ltg | Annual
Any | SWLG011T | Htl | Ex | CZ12 | cWtd | SWLG011-01 | ExAnte2020 | IOU workpaper | 2019-06-26 | Fixture | 1 |  | None | 0 | 0 | 0 | 208 | 0.0333 | -2.64 | [6 empty] | DEER:Indoor_Non-CFL_Ltg | Annual
Any | SWLG011T | Htl | Ex | CZ13 | cWtd | SWLG011-01 | ExAnte2020 | IOU workpaper | 2019-06-26 | Fixture | 1 |  | None | 0 | 0 | 0 | 210 | 0.033 | -2.42 | [6 empty] | DEER:Indoor_Non-CFL_Ltg | Annual
Any | SWLG011T | Htl | Ex | CZ14 | cWtd | SWLG011-01 | ExAnte2020 | IOU workpaper | 2019-06-26 | Fixture | 1 |  | None | 0 | 0 | 0 | 215 | 0.0338 | -1.88 | [6 empty] | DEER:Indoor_Non-CFL_Ltg | Annual
Any | SWLG011T | Htl | Ex | CZ15 | cWtd | SWLG011-01 | ExAnte2020 | IOU workpaper | 2019-06-26 | Fixture | 1 |  | None | 0 | 0 | 0 | 246 | 0.0351 | -0.974 | [6 empty] | DEER:Indoor_Non-CFL_Ltg | Annual
Any | SWLG011T | Htl | Ex | CZ16 | cWtd | SWLG011-01 | ExAnte2020 | IOU workpaper | 2019-06-26 | Fixture | 1 |  | None | 0 | 0 | 0 | 195 | 0.0333 | -2.66 | [6 empty] | DEER:Indoor_Non-CFL_Ltg | Annual
Any | SWLG011T | MBT | Ex | CZ01 | cWtd | SWLG011-01 | ExAnte2020 | IOU workpaper | 2019-06-26 | Fixture | 1 |  | None | 0 | 0 | 0 | 110 | 0.0123 | -1.07 | [6 empty] | DEER:Indoor_Non-CFL_Ltg | Annual
Any | SWLG011T | MBT | Ex | CZ02 | cWtd | SWLG011-01 | ExAnte2020 | IOU workpaper | 2019-06-26 | Fixture | 1 |  | None | 0 | 0 | 0 | 117 | 0.0142 | -0.599 | [6 empty] | DEER:Indoor_Non-CFL_Ltg | Annual
Any | SWLG011T | MBT | Ex | CZ03 | cWtd | SWLG011-01 | ExAnte2020 | IOU workpaper | 2019-06-26 | Fixture | 1 |  | None | 0 | 0 | 0 | 117 | 0.0138 | -0.474 | [6 empty] | DEER:Indoor_Non-CFL_Ltg | Annual
Any | SWLG011T | MBT | Ex | CZ04 | cWtd | SWLG011-01 | ExAnte2020 | IOU workpaper | 2019-06-26 | Fixture | 1 |  | None | 0 | 0 | 0 | 119 | 0.0142 | -0.392 | [6 empty] | DEER:Indoor_Non-CFL_Ltg | Annual
Any | SWLG011T | MBT | Ex | CZ05 | cWtd | SWLG011-01 | ExAnte2020 | IOU workpaper | 2019-06-26 | Fixture | 1 |  | None | 0 | 0 | 0 | 117 | 0.014 | -0.501 | [6 empty] | DEER:Indoor_Non-CFL_Ltg | Annual
Any | SWLG011T | MBT | Ex | CZ06 | cWtd | SWLG011-01 | ExAnte2020 | IOU workpaper | 2019-06-26 | Fixture | 1 |  | None | 0 | 0 | 0 | 122 | 0.0148 | -0.272 | [6 empty] | DEER:Indoor_Non-CFL_Ltg | Annual
Any | SWLG011T | MBT | Ex | CZ07 | cWtd | SWLG011-01 | ExAnte2020 | IOU workpaper | 2019-06-26 | Fixture | 1 |  | None | 0 | 0 | 0 | 124 | 0.015 | -0.184 | [6 empty] | DEER:Indoor_Non-CFL_Ltg | Annual
Any | SWLG011T | MBT | Ex | CZ08 | cWtd | SWLG011-01 | ExAnte2020 | IOU workpaper | 2019-06-26 | Fixture | 1 |  | None | 0 | 0 | 0 | 125 | 0.0148 | -0.227 | [6 empty] | DEER:Indoor_Non-CFL_Ltg | Annual
Any | SWLG011T | MBT | Ex | CZ09 | cWtd | SWLG011-01 | ExAnte2020 | IOU workpaper | 2019-06-26 | Fixture | 1 |  | None | 0 | 0 | 0 | 124 | 0.0154 | -0.278 | [6 empty] | DEER:Indoor_Non-CFL_Ltg | Annual
Any | SWLG011T | MBT | Ex | CZ10 | cWtd | SWLG011-01 | ExAnte2020 | IOU workpaper | 2019-06-26 | Fixture | 1 |  | None | 0 | 0 | 0 | 125 | 0.0154 | -0.223 | [6 empty] | DEER:Indoor_Non-CFL_Ltg | Annual
Any | SWLG011T | MBT | Ex | CZ11 | cWtd | SWLG011-01 | ExAnte2020 | IOU workpaper | 2019-06-26 | Fixture | 1 |  | None | 0 | 0 | 0 | 119 | 0.0143 | -0.609 | [6 empty] | DEER:Indoor_Non-CFL_Ltg | Annual
Any | SWLG011T | MBT | Ex | CZ12 | cWtd | SWLG011-01 | ExAnte2020 | IOU workpaper | 2019-06-26 | Fixture | 1 |  | None | 0 | 0 | 0 | 118 | 0.0142 | -0.577 | [6 empty] | DEER:Indoor_Non-CFL_Ltg | Annual
Any | SWLG011T | MBT | Ex | CZ13 | cWtd | SWLG011-01 | ExAnte2020 | IOU workpaper | 2019-06-26 | Fixture | 1 |  | None | 0 | 0 | 0 | 119 | 0.014 | -0.523 | [6 empty] | DEER:Indoor_Non-CFL_Ltg | Annual
Any | SWLG011T | MBT | Ex | CZ14 | cWtd | SWLG011-01 | ExAnte2020 | IOU workpaper | 2019-06-26 | Fixture | 1 |  | None | 0 | 0 | 0 | 121 | 0.0153 | -0.584 | [6 empty] | DEER:Indoor_Non-CFL_Ltg | Annual
Any | SWLG011T | MBT | Ex | CZ15 | cWtd | SWLG011-01 | ExAnte2020 | IOU workpaper | 2019-06-26 | Fixture | 1 |  | None | 0 | 0 | 0 | 130 | 0.0152 | -0.0895 | [6 empty] | DEER:Indoor_Non-CFL_Ltg | Annual
Any | SWLG011T | MBT | Ex | CZ16 | cWtd | SWLG011-01 | ExAnte2020 | IOU workpaper | 2019-06-26 | Fixture | 1 |  | None | 0 | 0 | 0 | 114 | 0.0145 | -1.36 | [6 empty] | DEER:Indoor_Non-CFL_Ltg | Annual
Any | SWLG011T | MLI | Ex | CZ01 | cWtd | SWLG011-01 | ExAnte2020 | IOU workpaper | 2019-06-26 | Fixture | 1 |  | None | 0 | 0 | 0 | 106 | 0.0135 | -1.97 | [6 empty] | DEER:Indoor_Non-CFL_Ltg | Annual
Any | SWLG011T | MLI | Ex | CZ02 | cWtd | SWLG011-01 | ExAnte2020 | IOU workpaper | 2019-06-26 | Fixture | 1 |  | None | 0 | 0 | 0 | 113 | 0.0148 | -1.24 | [6 empty] | DEER:Indoor_Non-CFL_Ltg | Annual
Any | SWLG011T | MLI | Ex | CZ03 | cWtd | SWLG011-01 | ExAnte2020 | IOU workpaper | 2019-06-26 | Fixture | 1 |  | None | 0 | 0 | 0 | 111 | 0.0148 | -1.26 | [6 empty] | DEER:Indoor_Non-CFL_Ltg | Annual
Any | SWLG011T | MLI | Ex | CZ04 | cWtd | SWLG011-01 | ExAnte2020 | IOU workpaper | 2019-06-26 | Fixture | 1 |  | None | 0 | 0 | 0 | 114 | 0.0148 | -1.01 | [6 empty] | DEER:Indoor_Non-CFL_Ltg | Annual
Any | SWLG011T | MLI | Ex | CZ05 | cWtd | SWLG011-01 | ExAnte2020 | IOU workpaper | 2019-06-26 | Fixture | 1 |  | None | 0 | 0 | 0 | 111 | 0.0142 | -1.25 | [6 empty] | DEER:Indoor_Non-CFL_Ltg | Annual
Any | SWLG011T | MLI | Ex | CZ06 | cWtd | SWLG011-01 | ExAnte2020 | IOU workpaper | 2019-06-26 | Fixture | 1 |  | None | 0 | 0 | 0 | 118 | 0.0151 | -0.633 | [6 empty] | DEER:Indoor_Non-CFL_Ltg | Annual
Any | SWLG011T | MLI | Ex | CZ07 | cWtd | SWLG011-01 | ExAnte2020 | IOU workpaper | 2019-06-26 | Fixture | 1 |  | None | 0 | 0 | 0 | 117 | 0.0153 | -0.543 | [6 empty] | DEER:Indoor_Non-CFL_Ltg | Annual
Any | SWLG011T | MLI | Ex | CZ08 | cWtd | SWLG011-01 | ExAnte2020 | IOU workpaper | 2019-06-26 | Fixture | 1 |  | None | 0 | 0 | 0 | 119 | 0.0151 | -0.579 | [6 empty] | DEER:Indoor_Non-CFL_Ltg | Annual
Any | SWLG011T | MLI | Ex | CZ09 | cWtd | SWLG011-01 | ExAnte2020 | IOU workpaper | 2019-06-26 | Fixture | 1 |  | None | 0 | 0 | 0 | 118 | 0.0154 | -0.66 | [6 empty] | DEER:Indoor_Non-CFL_Ltg | Annual
Any | SWLG011T | MLI | Ex | CZ10 | cWtd | SWLG011-01 | ExAnte2020 | IOU workpaper | 2019-06-26 | Fixture | 1 |  | None | 0 | 0 | 0 | 118 | 0.0155 | -0.661 | [6 empty] | DEER:Indoor_Non-CFL_Ltg | Annual
Any | SWLG011T | MLI | Ex | CZ11 | cWtd | SWLG011-01 | ExAnte2020 | IOU workpaper | 2019-06-26 | Fixture | 1 |  | None | 0 | 0 | 0 | 115 | 0.0153 | -1.06 | [6 empty] | DEER:Indoor_Non-CFL_Ltg | Annual
Any | SWLG011T | MLI | Ex | CZ12 | cWtd | SWLG011-01 | ExAnte2020 | IOU workpaper | 2019-06-26 | Fixture | 1 |  | None | 0 | 0 | 0 | 114 | 0.0149 | -1.1 | [6 empty] | DEER:Indoor_Non-CFL_Ltg | Annual
Any | SWLG011T | MLI | Ex | CZ13 | cWtd | SWLG011-01 | ExAnte2020 | IOU workpaper | 2019-06-26 | Fixture | 1 |  | None | 0 | 0 | 0 | 116 | 0.0146 | -0.962 | [6 empty] | DEER:Indoor_Non-CFL_Ltg | Annual
Any | SWLG011T | MLI | Ex | CZ14 | cWtd | SWLG011-01 | ExAnte2020 | IOU workpaper | 2019-06-26 | Fixture | 1 |  | None | 0 | 0 | 0 | 117 | 0.0155 | -1.03 | [6 empty] | DEER:Indoor_Non-CFL_Ltg | Annual
Any | SWLG011T | MLI | Ex | CZ15 | cWtd | SWLG011-01 | ExAnte2020 | IOU workpaper | 2019-06-26 | Fixture | 1 |  | None | 0 | 0 | 0 | 126 | 0.0159 | -0.279 | [6 empty] | DEER:Indoor_Non-CFL_Ltg | Annual
Any | SWLG011T | MLI | Ex | CZ16 | cWtd | SWLG011-01 | ExAnte2020 | IOU workpaper | 2019-06-26 | Fixture | 1 |  | None | 0 | 0 | 0 | 110 | 0.015 | -1.65 | [6 empty] | DEER:Indoor_Non-CFL_Ltg | Annual
Any | SWLG011T | Mtl | Ex | CZ01 | cWtd | SWLG011-01 | ExAnte2020 | IOU workpaper | 2019-06-26 | Fixture | 1 |  | None | 0 | 0 | 0 | 137 | 0.0226 | -2.39 | [6 empty] | DEER:Indoor_Non-CFL_Ltg | Annual
Any | SWLG011T | Mtl | Ex | CZ02 | cWtd | SWLG011-01 | ExAnte2020 | IOU workpaper | 2019-06-26 | Fixture | 1 |  | None | 0 | 0 | 0 | 154 | 0.0243 | -1.64 | [6 empty] | DEER:Indoor_Non-CFL_Ltg | Annual
Any | SWLG011T | Mtl | Ex | CZ03 | cWtd | SWLG011-01 | ExAnte2020 | IOU workpaper | 2019-06-26 | Fixture | 1 |  | None | 0 | 0 | 0 | 153 | 0.0241 | -1.6 | [6 empty] | DEER:Indoor_Non-CFL_Ltg | Annual
Any | SWLG011T | Mtl | Ex | CZ04 | cWtd | SWLG011-01 | ExAnte2020 | IOU workpaper | 2019-06-26 | Fixture | 1 |  | None | 0 | 0 | 0 | 161 | 0.0241 | -1.33 | [6 empty] | DEER:Indoor_Non-CFL_Ltg | Annual
Any | SWLG011T | Mtl | Ex | CZ05 | cWtd | SWLG011-01 | ExAnte2020 | IOU workpaper | 2019-06-26 | Fixture | 1 |  | None | 0 | 0 | 0 | 151 | 0.0232 | -1.78 | [6 empty] | DEER:Indoor_Non-CFL_Ltg | Annual
Any | SWLG011T | Mtl | Ex | CZ06 | cWtd | SWLG011-01 | ExAnte2020 | IOU workpaper | 2019-06-26 | Fixture | 1 |  | None | 0 | 0 | 0 | 178 | 0.0251 | -0.617 | [6 empty] | DEER:Indoor_Non-CFL_Ltg | Annual
Any | SWLG011T | Mtl | Ex | CZ07 | cWtd | SWLG011-01 | ExAnte2020 | IOU workpaper | 2019-06-26 | Fixture | 1 |  | None | 0 | 0 | 0 | 183 | 0.0249 | -0.385 | [6 empty] | DEER:Indoor_Non-CFL_Ltg | Annual
Any | SWLG011T | Mtl | Ex | CZ08 | cWtd | SWLG011-01 | ExAnte2020 | IOU workpaper | 2019-06-26 | Fixture | 1 |  | None | 0 | 0 | 0 | 183 | 0.0249 | -0.541 | [6 empty] | DEER:Indoor_Non-CFL_Ltg | Annual
Any | SWLG011T | Mtl | Ex | CZ09 | cWtd | SWLG011-01 | ExAnte2020 | IOU workpaper | 2019-06-26 | Fixture | 1 |  | None | 0 | 0 | 0 | 178 | 0.0257 | -0.614 | [6 empty] | DEER:Indoor_Non-CFL_Ltg | Annual
Any | SWLG011T | Mtl | Ex | CZ10 | cWtd | SWLG011-01 | ExAnte2020 | IOU workpaper | 2019-06-26 | Fixture | 1 |  | None | 0 | 0 | 0 | 175 | 0.0255 | -0.767 | [6 empty] | DEER:Indoor_Non-CFL_Ltg | Annual
Any | SWLG011T | Mtl | Ex | CZ11 | cWtd | SWLG011-01 | ExAnte2020 | IOU workpaper | 2019-06-26 | Fixture | 1 |  | None | 0 | 0 | 0 | 163 | 0.0245 | -1.27 | [6 empty] | DEER:Indoor_Non-CFL_Ltg | Annual
Any | SWLG011T | Mtl | Ex | CZ12 | cWtd | SWLG011-01 | ExAnte2020 | IOU workpaper | 2019-06-26 | Fixture | 1 |  | None | 0 | 0 | 0 | 161 | 0.0243 | -1.32 | [6 empty] | DEER:Indoor_Non-CFL_Ltg | Annual
Any | SWLG011T | Mtl | Ex | CZ13 | cWtd | SWLG011-01 | ExAnte2020 | IOU workpaper | 2019-06-26 | Fixture | 1 |  | None | 0 | 0 | 0 | 166 | 0.0243 | -1.17 | [6 empty] | DEER:Indoor_Non-CFL_Ltg | Annual
Any | SWLG011T | Mtl | Ex | CZ14 | cWtd | SWLG011-01 | ExAnte2020 | IOU workpaper | 2019-06-26 | Fixture | 1 |  | None | 0 | 0 | 0 | 166 | 0.0253 | -1.05 | [6 empty] | DEER:Indoor_Non-CFL_Ltg | Annual
Any | SWLG011T | Mtl | Ex | CZ15 | cWtd | SWLG011-01 | ExAnte2020 | IOU workpaper | 2019-06-26 | Fixture | 1 |  | None | 0 | 0 | 0 | 190 | 0.0257 | -0.31 | [6 empty] | DEER:Indoor_Non-CFL_Ltg | Annual
Any | SWLG011T | Mtl | Ex | CZ16 | cWtd | SWLG011-01 | ExAnte2020 | IOU workpaper | 2019-06-26 | Fixture | 1 |  | None | 0 | 0 | 0 | 148 | 0.0247 | -1.57 | [6 empty] | DEER:Indoor_Non-CFL_Ltg | Annual
Any | SWLG011T | Nrs | Ex | CZ01 | cWtd | SWLG011-01 | ExAnte2020 | IOU workpaper | 2019-06-26 | Fixture | 1 |  | None | 0 | 0 | 0 | 151 | 0.0303 | -3 | [6 empty] | DEER:Indoor_Non-CFL_Ltg | Annual
Any | SWLG011T | Nrs | Ex | CZ02 | cWtd | SWLG011-01 | ExAnte2020 | IOU workpaper | 2019-06-26 | Fixture | 1 |  | None | 0 | 0 | 0 | 162 | 0.033 | -2.04 | [6 empty] | DEER:Indoor_Non-CFL_Ltg | Annual
Any | SWLG011T | Nrs | Ex | CZ03 | cWtd | SWLG011-01 | ExAnte2020 | IOU workpaper | 2019-06-26 | Fixture | 1 |  | None | 0 | 0 | 0 | 160 | 0.0325 | -1.94 | [6 empty] | DEER:Indoor_Non-CFL_Ltg | Annual
Any | SWLG011T | Nrs | Ex | CZ04 | cWtd | SWLG011-01 | ExAnte2020 | IOU workpaper | 2019-06-26 | Fixture | 1 |  | None | 0 | 0 | 0 | 165 | 0.033 | -1.6 | [6 empty] | DEER:Indoor_Non-CFL_Ltg | Annual
Any | SWLG011T | Nrs | Ex | CZ05 | cWtd | SWLG011-01 | ExAnte2020 | IOU workpaper | 2019-06-26 | Fixture | 1 |  | None | 0 | 0 | 0 | 160 | 0.0314 | -2 | [6 empty] | DEER:Indoor_Non-CFL_Ltg | Annual
Any | SWLG011T | Nrs | Ex | CZ06 | cWtd | SWLG011-01 | ExAnte2020 | IOU workpaper | 2019-06-26 | Fixture | 1 |  | None | 0 | 0 | 0 | 172 | 0.0347 | -1.05 | [6 empty] | DEER:Indoor_Non-CFL_Ltg | Annual
Any | SWLG011T | Nrs | Ex | CZ07 | cWtd | SWLG011-01 | ExAnte2020 | IOU workpaper | 2019-06-26 | Fixture | 1 |  | None | 0 | 0 | 0 | 172 | 0.035 | -0.901 | [6 empty] | DEER:Indoor_Non-CFL_Ltg | Annual
Any | SWLG011T | Nrs | Ex | CZ08 | cWtd | SWLG011-01 | ExAnte2020 | IOU workpaper | 2019-06-26 | Fixture | 1 |  | None | 0 | 0 | 0 | 174 | 0.0352 | -0.96 | [6 empty] | DEER:Indoor_Non-CFL_Ltg | Annual
Any | SWLG011T | Nrs | Ex | CZ09 | cWtd | SWLG011-01 | ExAnte2020 | IOU workpaper | 2019-06-26 | Fixture | 1 |  | None | 0 | 0 | 0 | 174 | 0.0355 | -1.04 | [6 empty] | DEER:Indoor_Non-CFL_Ltg | Annual
Any | SWLG011T | Nrs | Ex | CZ10 | cWtd | SWLG011-01 | ExAnte2020 | IOU workpaper | 2019-06-26 | Fixture | 1 |  | None | 0 | 0 | 0 | 176 | 0.0374 | -1.11 | [6 empty] | DEER:Indoor_Non-CFL_Ltg | Annual
Any | SWLG011T | Nrs | Ex | CZ11 | cWtd | SWLG011-01 | ExAnte2020 | IOU workpaper | 2019-06-26 | Fixture | 1 |  | None | 0 | 0 | 0 | 166 | 0.0339 | -1.66 | [6 empty] | DEER:Indoor_Non-CFL_Ltg | Annual
Any | SWLG011T | Nrs | Ex | CZ12 | cWtd | SWLG011-01 | ExAnte2020 | IOU workpaper | 2019-06-26 | Fixture | 1 |  | None | 0 | 0 | 0 | 165 | 0.0336 | -1.74 | [6 empty] | DEER:Indoor_Non-CFL_Ltg | Annual
Any | SWLG011T | Nrs | Ex | CZ13 | cWtd | SWLG011-01 | ExAnte2020 | IOU workpaper | 2019-06-26 | Fixture | 1 |  | None | 0 | 0 | 0 | 168 | 0.0336 | -1.57 | [6 empty] | DEER:Indoor_Non-CFL_Ltg | Annual
Any | SWLG011T | Nrs | Ex | CZ14 | cWtd | SWLG011-01 | ExAnte2020 | IOU workpaper | 2019-06-26 | Fixture | 1 |  | None | 0 | 0 | 0 | 171 | 0.035 | -1.47 | [6 empty] | DEER:Indoor_Non-CFL_Ltg | Annual
Any | SWLG011T | Nrs | Ex | CZ15 | cWtd | SWLG011-01 | ExAnte2020 | IOU workpaper | 2019-06-26 | Fixture | 1 |  | None | 0 | 0 | 0 | 185 | 0.0363 | -0.531 | [6 empty] | DEER:Indoor_Non-CFL_Ltg | Annual
Any | SWLG011T | Nrs | Ex | CZ16 | cWtd | SWLG011-01 | ExAnte2020 | IOU workpaper | 2019-06-26 | Fixture | 1 |  | None | 0 | 0 | 0 | 157 | 0.033 | -2.49 | [6 empty] | DEER:Indoor_Non-CFL_Ltg | Annual
Any | SWLG011T | OfL | Ex | CZ01 | cWtd | SWLG011-01 | ExAnte2020 | IOU workpaper | 2019-06-26 | Fixture | 1 |  | None | 0 | 0 | 0 | 109 | 0.0161 | -0.525 | [6 empty] | DEER:Indoor_Non-CFL_Ltg | Annual
Any | SWLG011T | OfL | Ex | CZ02 | cWtd | SWLG011-01 | ExAnte2020 | IOU workpaper | 2019-06-26 | Fixture | 1 |  | None | 0 | 0 | 0 | 114 | 0.0169 | -0.301 | [6 empty] | DEER:Indoor_Non-CFL_Ltg | Annual
Any | SWLG011T | OfL | Ex | CZ03 | cWtd | SWLG011-01 | ExAnte2020 | IOU workpaper | 2019-06-26 | Fixture | 1 |  | None | 0 | 0 | 0 | 113 | 0.0166 | -0.264 | [6 empty] | DEER:Indoor_Non-CFL_Ltg | Annual
Any | SWLG011T | OfL | Ex | CZ04 | cWtd | SWLG011-01 | ExAnte2020 | IOU workpaper | 2019-06-26 | Fixture | 1 |  | None | 0 | 0 | 0 | 114 | 0.0173 | -0.265 | [6 empty] | DEER:Indoor_Non-CFL_Ltg | Annual
Any | SWLG011T | OfL | Ex | CZ05 | cWtd | SWLG011-01 | ExAnte2020 | IOU workpaper | 2019-06-26 | Fixture | 1 |  | None | 0 | 0 | 0 | 114 | 0.0163 | -0.223 | [6 empty] | DEER:Indoor_Non-CFL_Ltg | Annual
Any | SWLG011T | OfL | Ex | CZ06 | cWtd | SWLG011-01 | ExAnte2020 | IOU workpaper | 2019-06-26 | Fixture | 1 |  | None | 0 | 0 | 0 | 121 | 0.017 | -0.0759 | [6 empty] | DEER:Indoor_Non-CFL_Ltg | Annual
Any | SWLG011T | OfL | Ex | CZ07 | cWtd | SWLG011-01 | ExAnte2020 | IOU workpaper | 2019-06-26 | Fixture | 1 |  | None | 0 | 0 | 0 | 120 | 0.0167 | -0.00571 | [6 empty] | DEER:Indoor_Non-CFL_Ltg | Annual
Any | SWLG011T | OfL | Ex | CZ08 | cWtd | SWLG011-01 | ExAnte2020 | IOU workpaper | 2019-06-26 | Fixture | 1 |  | None | 0 | 0 | 0 | 121 | 0.0169 | -0.057 | [6 empty] | DEER:Indoor_Non-CFL_Ltg | Annual
Any | SWLG011T | OfL | Ex | CZ09 | cWtd | SWLG011-01 | ExAnte2020 | IOU workpaper | 2019-06-26 | Fixture | 1 |  | None | 0 | 0 | 0 | 120 | 0.0178 | -0.111 | [6 empty] | DEER:Indoor_Non-CFL_Ltg | Annual
Any | SWLG011T | OfL | Ex | CZ10 | cWtd | SWLG011-01 | ExAnte2020 | IOU workpaper | 2019-06-26 | Fixture | 1 |  | None | 0 | 0 | 0 | 122 | 0.0179 | -0.0641 | [6 empty] | DEER:Indoor_Non-CFL_Ltg | Annual
Any | SWLG011T | OfL | Ex | CZ11 | cWtd | SWLG011-01 | ExAnte2020 | IOU workpaper | 2019-06-26 | Fixture | 1 |  | None | 0 | 0 | 0 | 115 | 0.0175 | -0.329 | [6 empty] | DEER:Indoor_Non-CFL_Ltg | Annual
Any | SWLG011T | OfL | Ex | CZ12 | cWtd | SWLG011-01 | ExAnte2020 | IOU workpaper | 2019-06-26 | Fixture | 1 |  | None | 0 | 0 | 0 | 115 | 0.0186 | -0.306 | [6 empty] | DEER:Indoor_Non-CFL_Ltg | Annual
Any | SWLG011T | OfL | Ex | CZ13 | cWtd | SWLG011-01 | ExAnte2020 | IOU workpaper | 2019-06-26 | Fixture | 1 |  | None | 0 | 0 | 0 | 116 | 0.0184 | -0.286 | [6 empty] | DEER:Indoor_Non-CFL_Ltg | Annual
Any | SWLG011T | OfL | Ex | CZ14 | cWtd | SWLG011-01 | ExAnte2020 | IOU workpaper | 2019-06-26 | Fixture | 1 |  | None | 0 | 0 | 0 | 119 | 0.0175 | -0.281 | [6 empty] | DEER:Indoor_Non-CFL_Ltg | Annual
Any | SWLG011T | OfL | Ex | CZ15 | cWtd | SWLG011-01 | ExAnte2020 | IOU workpaper | 2019-06-26 | Fixture | 1 |  | None | 0 | 0 | 0 | 124 | 0.019 | -0.0161 | [6 empty] | DEER:Indoor_Non-CFL_Ltg | Annual
Any | SWLG011T | OfL | Ex | CZ16 | cWtd | SWLG011-01 | ExAnte2020 | IOU workpaper | 2019-06-26 | Fixture | 1 |  | None | 0 | 0 | 0 | 112 | 0.017 | -0.838 | [6 empty] | DEER:Indoor_Non-CFL_Ltg | Annual
Any | SWLG011T | OfS | Ex | CZ01 | cWtd | SWLG011-01 | ExAnte2020 | IOU workpaper | 2019-06-26 | Fixture | 1 |  | None | 0 | 0 | 0 | 80.2 | 0.0135 | -0.658 | [6 empty] | DEER:Indoor_Non-CFL_Ltg | Annual
Any | SWLG011T | OfS | Ex | CZ02 | cWtd | SWLG011-01 | ExAnte2020 | IOU workpaper | 2019-06-26 | Fixture | 1 |  | None | 0 | 0 | 0 | 86.9 | 0.0147 | -0.406 | [6 empty] | DEER:Indoor_Non-CFL_Ltg | Annual
Any | SWLG011T | OfS | Ex | CZ03 | cWtd | SWLG011-01 | ExAnte2020 | IOU workpaper | 2019-06-26 | Fixture | 1 |  | None | 0 | 0 | 0 | 85.2 | 0.0141 | -0.385 | [6 empty] | DEER:Indoor_Non-CFL_Ltg | Annual
Any | SWLG011T | OfS | Ex | CZ04 | cWtd | SWLG011-01 | ExAnte2020 | IOU workpaper | 2019-06-26 | Fixture | 1 |  | None | 0 | 0 | 0 | 87.8 | 0.0142 | -0.334 | [6 empty] | DEER:Indoor_Non-CFL_Ltg | Annual
Any | SWLG011T | OfS | Ex | CZ05 | cWtd | SWLG011-01 | ExAnte2020 | IOU workpaper | 2019-06-26 | Fixture | 1 |  | None | 0 | 0 | 0 | 86.1 | 0.0137 | -0.333 | [6 empty] | DEER:Indoor_Non-CFL_Ltg | Annual
Any | SWLG011T | OfS | Ex | CZ06 | cWtd | SWLG011-01 | ExAnte2020 | IOU workpaper | 2019-06-26 | Fixture | 1 |  | None | 0 | 0 | 0 | 92.8 | 0.0146 | -0.145 | [6 empty] | DEER:Indoor_Non-CFL_Ltg | Annual
Any | SWLG011T | OfS | Ex | CZ07 | cWtd | SWLG011-01 | ExAnte2020 | IOU workpaper | 2019-06-26 | Fixture | 1 |  | None | 0 | 0 | 0 | 92 | 0.0141 | -0.0852 | [6 empty] | DEER:Indoor_Non-CFL_Ltg | Annual
Any | SWLG011T | OfS | Ex | CZ08 | cWtd | SWLG011-01 | ExAnte2020 | IOU workpaper | 2019-06-26 | Fixture | 1 |  | None | 0 | 0 | 0 | 93.7 | 0.0146 | -0.147 | [6 empty] | DEER:Indoor_Non-CFL_Ltg | Annual
Any | SWLG011T | OfS | Ex | CZ09 | cWtd | SWLG011-01 | ExAnte2020 | IOU workpaper | 2019-06-26 | Fixture | 1 |  | None | 0 | 0 | 0 | 92.8 | 0.015 | -0.181 | [6 empty] | DEER:Indoor_Non-CFL_Ltg | Annual
Any | SWLG011T | OfS | Ex | CZ10 | cWtd | SWLG011-01 | ExAnte2020 | IOU workpaper | 2019-06-26 | Fixture | 1 |  | None | 0 | 0 | 0 | 92.8 | 0.015 | -0.145 | [6 empty] | DEER:Indoor_Non-CFL_Ltg | Annual
Any | SWLG011T | OfS | Ex | CZ11 | cWtd | SWLG011-01 | ExAnte2020 | IOU workpaper | 2019-06-26 | Fixture | 1 |  | None | 0 | 0 | 0 | 87.8 | 0.0157 | -0.383 | [6 empty] | DEER:Indoor_Non-CFL_Ltg | Annual
Any | SWLG011T | OfS | Ex | CZ12 | cWtd | SWLG011-01 | ExAnte2020 | IOU workpaper | 2019-06-26 | Fixture | 1 |  | None | 0 | 0 | 0 | 87.8 | 0.015 | -0.388 | [6 empty] | DEER:Indoor_Non-CFL_Ltg | Annual
Any | SWLG011T | OfS | Ex | CZ13 | cWtd | SWLG011-01 | ExAnte2020 | IOU workpaper | 2019-06-26 | Fixture | 1 |  | None | 0 | 0 | 0 | 88.6 | 0.0149 | -0.356 | [6 empty] | DEER:Indoor_Non-CFL_Ltg | Annual
Any | SWLG011T | OfS | Ex | CZ14 | cWtd | SWLG011-01 | ExAnte2020 | IOU workpaper | 2019-06-26 | Fixture | 1 |  | None | 0 | 0 | 0 | 90.3 | 0.0152 | -0.291 | [6 empty] | DEER:Indoor_Non-CFL_Ltg | Annual
Any | SWLG011T | OfS | Ex | CZ15 | cWtd | SWLG011-01 | ExAnte2020 | IOU workpaper | 2019-06-26 | Fixture | 1 |  | None | 0 | 0 | 0 | 97.9 | 0.0158 | -0.0554 | [6 empty] | DEER:Indoor_Non-CFL_Ltg | Annual
Any | SWLG011T | OfS | Ex | CZ16 | cWtd | SWLG011-01 | ExAnte2020 | IOU workpaper | 2019-06-26 | Fixture | 1 |  | None | 0 | 0 | 0 | 82.7 | 0.0148 | -0.703 | [6 empty] | DEER:Indoor_Non-CFL_Ltg | Annual
Any | SWLG011T | RFF | Ex | CZ01 | cWtd | SWLG011-01 | ExAnte2020 | IOU workpaper | 2019-06-26 | Fixture | 1 |  | None | 0 | 0 | 0 | 125 | 0.0216 | -2.52 | [6 empty] | DEER:Indoor_Non-CFL_Ltg | Annual
Any | SWLG011T | RFF | Ex | CZ02 | cWtd | SWLG011-01 | ExAnte2020 | IOU workpaper | 2019-06-26 | Fixture | 1 |  | None | 0 | 0 | 0 | 136 | 0.023 | -1.61 | [6 empty] | DEER:Indoor_Non-CFL_Ltg | Annual
Any | SWLG011T | RFF | Ex | CZ03 | cWtd | SWLG011-01 | ExAnte2020 | IOU workpaper | 2019-06-26 | Fixture | 1 |  | None | 0 | 0 | 0 | 133 | 0.0232 | -1.73 | [6 empty] | DEER:Indoor_Non-CFL_Ltg | Annual
Any | SWLG011T | RFF | Ex | CZ04 | cWtd | SWLG011-01 | ExAnte2020 | IOU workpaper | 2019-06-26 | Fixture | 1 |  | None | 0 | 0 | 0 | 137 | 0.0232 | -1.34 | [6 empty] | DEER:Indoor_Non-CFL_Ltg | Annual
Any | SWLG011T | RFF | Ex | CZ05 | cWtd | SWLG011-01 | ExAnte2020 | IOU workpaper | 2019-06-26 | Fixture | 1 |  | None | 0 | 0 | 0 | 133 | 0.0228 | -1.73 | [6 empty] | DEER:Indoor_Non-CFL_Ltg | Annual
Any | SWLG011T | RFF | Ex | CZ06 | cWtd | SWLG011-01 | ExAnte2020 | IOU workpaper | 2019-06-26 | Fixture | 1 |  | None | 0 | 0 | 0 | 147 | 0.0244 | -1.12 | [6 empty] | DEER:Indoor_Non-CFL_Ltg | Annual
Any | SWLG011T | RFF | Ex | CZ07 | cWtd | SWLG011-01 | ExAnte2020 | IOU workpaper | 2019-06-26 | Fixture | 1 |  | None | 0 | 0 | 0 | 148 | 0.0246 | -0.915 | [6 empty] | DEER:Indoor_Non-CFL_Ltg | Annual
Any | SWLG011T | RFF | Ex | CZ08 | cWtd | SWLG011-01 | ExAnte2020 | IOU workpaper | 2019-06-26 | Fixture | 1 |  | None | 0 | 0 | 0 | 148 | 0.0242 | -0.934 | [6 empty] | DEER:Indoor_Non-CFL_Ltg | Annual
Any | SWLG011T | RFF | Ex | CZ09 | cWtd | SWLG011-01 | ExAnte2020 | IOU workpaper | 2019-06-26 | Fixture | 1 |  | None | 0 | 0 | 0 | 147 | 0.0246 | -1.11 | [6 empty] | DEER:Indoor_Non-CFL_Ltg | Annual
Any | SWLG011T | RFF | Ex | CZ10 | cWtd | SWLG011-01 | ExAnte2020 | IOU workpaper | 2019-06-26 | Fixture | 1 |  | None | 0 | 0 | 0 | 147 | 0.0244 | -1.12 | [6 empty] | DEER:Indoor_Non-CFL_Ltg | Annual
Any | SWLG011T | RFF | Ex | CZ11 | cWtd | SWLG011-01 | ExAnte2020 | IOU workpaper | 2019-06-26 | Fixture | 1 |  | None | 0 | 0 | 0 | 139 | 0.0236 | -1.35 | [6 empty] | DEER:Indoor_Non-CFL_Ltg | Annual
Any | SWLG011T | RFF | Ex | CZ12 | cWtd | SWLG011-01 | ExAnte2020 | IOU workpaper | 2019-06-26 | Fixture | 1 |  | None | 0 | 0 | 0 | 137 | 0.0238 | -1.38 | [6 empty] | DEER:Indoor_Non-CFL_Ltg | Annual
Any | SWLG011T | RFF | Ex | CZ13 | cWtd | SWLG011-01 | ExAnte2020 | IOU workpaper | 2019-06-26 | Fixture | 1 |  | None | 0 | 0 | 0 | 140 | 0.0238 | -1.26 | [6 empty] | DEER:Indoor_Non-CFL_Ltg | Annual
Any | SWLG011T | RFF | Ex | CZ14 | cWtd | SWLG011-01 | ExAnte2020 | IOU workpaper | 2019-06-26 | Fixture | 1 |  | None | 0 | 0 | 0 | 144 | 0.0246 | -1.55 | [6 empty] | DEER:Indoor_Non-CFL_Ltg | Annual
Any | SWLG011T | RFF | Ex | CZ15 | cWtd | SWLG011-01 | ExAnte2020 | IOU workpaper | 2019-06-26 | Fixture | 1 |  | None | 0 | 0 | 0 | 155 | 0.025 | -0.514 | [6 empty] | DEER:Indoor_Non-CFL_Ltg | Annual
Any | SWLG011T | RFF | Ex | CZ16 | cWtd | SWLG011-01 | ExAnte2020 | IOU workpaper | 2019-06-26 | Fixture | 1 |  | None | 0 | 0 | 0 | 137 | 0.0238 | -2.15 | [6 empty] | DEER:Indoor_Non-CFL_Ltg | Annual
Any | SWLG011T | RSD | Ex | CZ01 | cWtd | SWLG011-01 | ExAnte2020 | IOU workpaper | 2019-06-26 | Fixture | 1 |  | None | 0 | 0 | 0 | 143 | 0.0311 | -2.59 | [6 empty] | DEER:Indoor_Non-CFL_Ltg | Annual
Any | SWLG011T | RSD | Ex | CZ02 | cWtd | SWLG011-01 | ExAnte2020 | IOU workpaper | 2019-06-26 | Fixture | 1 |  | None | 0 | 0 | 0 | 157 | 0.0314 | -1.33 | [6 empty] | DEER:Indoor_Non-CFL_Ltg | Annual
Any | SWLG011T | RSD | Ex | CZ03 | cWtd | SWLG011-01 | ExAnte2020 | IOU workpaper | 2019-06-26 | Fixture | 1 |  | None | 0 | 0 | 0 | 157 | 0.0314 | -1.3 | [6 empty] | DEER:Indoor_Non-CFL_Ltg | Annual
Any | SWLG011T | RSD | Ex | CZ04 | cWtd | SWLG011-01 | ExAnte2020 | IOU workpaper | 2019-06-26 | Fixture | 1 |  | None | 0 | 0 | 0 | 160 | 0.0314 | -0.99 | [6 empty] | DEER:Indoor_Non-CFL_Ltg | Annual
Any | SWLG011T | RSD | Ex | CZ05 | cWtd | SWLG011-01 | ExAnte2020 | IOU workpaper | 2019-06-26 | Fixture | 1 |  | None | 0 | 0 | 0 | 157 | 0.0311 | -1.22 | [6 empty] | DEER:Indoor_Non-CFL_Ltg | Annual
Any | SWLG011T | RSD | Ex | CZ06 | cWtd | SWLG011-01 | ExAnte2020 | IOU workpaper | 2019-06-26 | Fixture | 1 |  | None | 0 | 0 | 0 | 172 | 0.033 | -0.514 | [6 empty] | DEER:Indoor_Non-CFL_Ltg | Annual
Any | SWLG011T | RSD | Ex | CZ07 | cWtd | SWLG011-01 | ExAnte2020 | IOU workpaper | 2019-06-26 | Fixture | 1 |  | None | 0 | 0 | 0 | 176 | 0.0333 | -0.247 | [6 empty] | DEER:Indoor_Non-CFL_Ltg | Annual
Any | SWLG011T | RSD | Ex | CZ08 | cWtd | SWLG011-01 | ExAnte2020 | IOU workpaper | 2019-06-26 | Fixture | 1 |  | None | 0 | 0 | 0 | 172 | 0.0327 | -0.452 | [6 empty] | DEER:Indoor_Non-CFL_Ltg | Annual
Any | SWLG011T | RSD | Ex | CZ09 | cWtd | SWLG011-01 | ExAnte2020 | IOU workpaper | 2019-06-26 | Fixture | 1 |  | None | 0 | 0 | 0 | 169 | 0.0336 | -0.6 | [6 empty] | DEER:Indoor_Non-CFL_Ltg | Annual
Any | SWLG011T | RSD | Ex | CZ10 | cWtd | SWLG011-01 | ExAnte2020 | IOU workpaper | 2019-06-26 | Fixture | 1 |  | None | 0 | 0 | 0 | 169 | 0.0333 | -0.761 | [6 empty] | DEER:Indoor_Non-CFL_Ltg | Annual
Any | SWLG011T | RSD | Ex | CZ11 | cWtd | SWLG011-01 | ExAnte2020 | IOU workpaper | 2019-06-26 | Fixture | 1 |  | None | 0 | 0 | 0 | 158 | 0.0322 | -1.25 | [6 empty] | DEER:Indoor_Non-CFL_Ltg | Annual
Any | SWLG011T | RSD | Ex | CZ12 | cWtd | SWLG011-01 | ExAnte2020 | IOU workpaper | 2019-06-26 | Fixture | 1 |  | None | 0 | 0 | 0 | 158 | 0.0316 | -1.26 | [6 empty] | DEER:Indoor_Non-CFL_Ltg | Annual
Any | SWLG011T | RSD | Ex | CZ13 | cWtd | SWLG011-01 | ExAnte2020 | IOU workpaper | 2019-06-26 | Fixture | 1 |  | None | 0 | 0 | 0 | 160 | 0.0322 | -1.19 | [6 empty] | DEER:Indoor_Non-CFL_Ltg | Annual
Any | SWLG011T | RSD | Ex | CZ14 | cWtd | SWLG011-01 | ExAnte2020 | IOU workpaper | 2019-06-26 | Fixture | 1 |  | None | 0 | 0 | 0 | 166 | 0.0333 | -1.43 | [6 empty] | DEER:Indoor_Non-CFL_Ltg | Annual
Any | SWLG011T | RSD | Ex | CZ15 | cWtd | SWLG011-01 | ExAnte2020 | IOU workpaper | 2019-06-26 | Fixture | 1 |  | None | 0 | 0 | 0 | 177 | 0.0346 | -0.228 | [6 empty] | DEER:Indoor_Non-CFL_Ltg | Annual
Any | SWLG011T | RSD | Ex | CZ16 | cWtd | SWLG011-01 | ExAnte2020 | IOU workpaper | 2019-06-26 | Fixture | 1 |  | None | 0 | 0 | 0 | 157 | 0.0325 | -2.31 | [6 empty] | DEER:Indoor_Non-CFL_Ltg | Annual
Any | SWLG011T | Rt3 | Ex | CZ01 | cWtd | SWLG011-01 | ExAnte2020 | IOU workpaper | 2019-06-26 | Fixture | 1 |  | None | 0 | 0 | 0 | 217 | 0.0402 | -2.04 | [6 empty] | DEER:Indoor_Non-CFL_Ltg | Annual
Any | SWLG011T | Rt3 | Ex | CZ02 | cWtd | SWLG011-01 | ExAnte2020 | IOU workpaper | 2019-06-26 | Fixture | 1 |  | None | 0 | 0 | 0 | 230 | 0.0406 | -1.14 | [6 empty] | DEER:Indoor_Non-CFL_Ltg | Annual
Any | SWLG011T | Rt3 | Ex | CZ03 | cWtd | SWLG011-01 | ExAnte2020 | IOU workpaper | 2019-06-26 | Fixture | 1 |  | None | 0 | 0 | 0 | 230 | 0.0402 | -0.905 | [6 empty] | DEER:Indoor_Non-CFL_Ltg | Annual
Any | SWLG011T | Rt3 | Ex | CZ04 | cWtd | SWLG011-01 | ExAnte2020 | IOU workpaper | 2019-06-26 | Fixture | 1 |  | None | 0 | 0 | 0 | 235 | 0.0406 | -0.719 | [6 empty] | DEER:Indoor_Non-CFL_Ltg | Annual
Any | SWLG011T | Rt3 | Ex | CZ05 | cWtd | SWLG011-01 | ExAnte2020 | IOU workpaper | 2019-06-26 | Fixture | 1 |  | None | 0 | 0 | 0 | 232 | 0.0395 | -0.702 | [6 empty] | DEER:Indoor_Non-CFL_Ltg | Annual
Any | SWLG011T | Rt3 | Ex | CZ06 | cWtd | SWLG011-01 | ExAnte2020 | IOU workpaper | 2019-06-26 | Fixture | 1 |  | None | 0 | 0 | 0 | 248 | 0.0423 | -0.199 | [6 empty] | DEER:Indoor_Non-CFL_Ltg | Annual
Any | SWLG011T | Rt3 | Ex | CZ07 | cWtd | SWLG011-01 | ExAnte2020 | IOU workpaper | 2019-06-26 | Fixture | 1 |  | None | 0 | 0 | 0 | 250 | 0.0419 | -0.0568 | [6 empty] | DEER:Indoor_Non-CFL_Ltg | Annual
Any | SWLG011T | Rt3 | Ex | CZ08 | cWtd | SWLG011-01 | ExAnte2020 | IOU workpaper | 2019-06-26 | Fixture | 1 |  | None | 0 | 0 | 0 | 248 | 0.0419 | -0.162 | [6 empty] | DEER:Indoor_Non-CFL_Ltg | Annual
Any | SWLG011T | Rt3 | Ex | CZ09 | cWtd | SWLG011-01 | ExAnte2020 | IOU workpaper | 2019-06-26 | Fixture | 1 |  | None | 0 | 0 | 0 | 244 | 0.043 | -0.293 | [6 empty] | DEER:Indoor_Non-CFL_Ltg | Annual
Any | SWLG011T | Rt3 | Ex | CZ10 | cWtd | SWLG011-01 | ExAnte2020 | IOU workpaper | 2019-06-26 | Fixture | 1 |  | None | 0 | 0 | 0 | 246 | 0.043 | -0.308 | [6 empty] | DEER:Indoor_Non-CFL_Ltg | Annual
Any | SWLG011T | Rt3 | Ex | CZ11 | cWtd | SWLG011-01 | ExAnte2020 | IOU workpaper | 2019-06-26 | Fixture | 1 |  | None | 0 | 0 | 0 | 232 | 0.0419 | -1.12 | [6 empty] | DEER:Indoor_Non-CFL_Ltg | Annual
Any | SWLG011T | Rt3 | Ex | CZ12 | cWtd | SWLG011-01 | ExAnte2020 | IOU workpaper | 2019-06-26 | Fixture | 1 |  | None | 0 | 0 | 0 | 232 | 0.0412 | -1.15 | [6 empty] | DEER:Indoor_Non-CFL_Ltg | Annual
Any | SWLG011T | Rt3 | Ex | CZ13 | cWtd | SWLG011-01 | ExAnte2020 | IOU workpaper | 2019-06-26 | Fixture | 1 |  | None | 0 | 0 | 0 | 235 | 0.0416 | -1.05 | [6 empty] | DEER:Indoor_Non-CFL_Ltg | Annual
Any | SWLG011T | Rt3 | Ex | CZ14 | cWtd | SWLG011-01 | ExAnte2020 | IOU workpaper | 2019-06-26 | Fixture | 1 |  | None | 0 | 0 | 0 | 239 | 0.043 | -1.03 | [6 empty] | DEER:Indoor_Non-CFL_Ltg | Annual
Any | SWLG011T | Rt3 | Ex | CZ15 | cWtd | SWLG011-01 | ExAnte2020 | IOU workpaper | 2019-06-26 | Fixture | 1 |  | None | 0 | 0 | 0 | 255 | 0.0443 | -0.055 | [6 empty] | DEER:Indoor_Non-CFL_Ltg | Annual
Any | SWLG011T | Rt3 | Ex | CZ16 | cWtd | SWLG011-01 | ExAnte2020 | IOU workpaper | 2019-06-26 | Fixture | 1 |  | None | 0 | 0 | 0 | 221 | 0.0412 | -2.39 | [6 empty] | DEER:Indoor_Non-CFL_Ltg | Annual
Any | SWLG011T | RtL | Ex | CZ01 | cWtd | SWLG011-01 | ExAnte2020 | IOU workpaper | 2019-06-26 | Fixture | 1 |  | None | 0 | 0 | 0 | 166 | 0.0257 | -1.4 | [6 empty] | DEER:Indoor_Non-CFL_Ltg | Annual
Any | SWLG011T | RtL | Ex | CZ02 | cWtd | SWLG011-01 | ExAnte2020 | IOU workpaper | 2019-06-26 | Fixture | 1 |  | None | 0 | 0 | 0 | 174 | 0.0259 | -0.826 | [6 empty] | DEER:Indoor_Non-CFL_Ltg | Annual
Any | SWLG011T | RtL | Ex | CZ03 | cWtd | SWLG011-01 | ExAnte2020 | IOU workpaper | 2019-06-26 | Fixture | 1 |  | None | 0 | 0 | 0 | 176 | 0.0255 | -0.659 | [6 empty] | DEER:Indoor_Non-CFL_Ltg | Annual
Any | SWLG011T | RtL | Ex | CZ04 | cWtd | SWLG011-01 | ExAnte2020 | IOU workpaper | 2019-06-26 | Fixture | 1 |  | None | 0 | 0 | 0 | 177 | 0.0257 | -0.545 | [6 empty] | DEER:Indoor_Non-CFL_Ltg | Annual
Any | SWLG011T | RtL | Ex | CZ05 | cWtd | SWLG011-01 | ExAnte2020 | IOU workpaper | 2019-06-26 | Fixture | 1 |  | None | 0 | 0 | 0 | 176 | 0.025 | -0.659 | [6 empty] | DEER:Indoor_Non-CFL_Ltg | Annual
Any | SWLG011T | RtL | Ex | CZ06 | cWtd | SWLG011-01 | ExAnte2020 | IOU workpaper | 2019-06-26 | Fixture | 1 |  | None | 0 | 0 | 0 | 187 | 0.0268 | -0.281 | [6 empty] | DEER:Indoor_Non-CFL_Ltg | Annual
Any | SWLG011T | RtL | Ex | CZ07 | cWtd | SWLG011-01 | ExAnte2020 | IOU workpaper | 2019-06-26 | Fixture | 1 |  | None | 0 | 0 | 0 | 189 | 0.0268 | -0.206 | [6 empty] | DEER:Indoor_Non-CFL_Ltg | Annual
Any | SWLG011T | RtL | Ex | CZ08 | cWtd | SWLG011-01 | ExAnte2020 | IOU workpaper | 2019-06-26 | Fixture | 1 |  | None | 0 | 0 | 0 | 187 | 0.0268 | -0.241 | [6 empty] | DEER:Indoor_Non-CFL_Ltg | Annual
Any | SWLG011T | RtL | Ex | CZ09 | cWtd | SWLG011-01 | ExAnte2020 | IOU workpaper | 2019-06-26 | Fixture | 1 |  | None | 0 | 0 | 0 | 184 | 0.0274 | -0.333 | [6 empty] | DEER:Indoor_Non-CFL_Ltg | Annual
Any | SWLG011T | RtL | Ex | CZ10 | cWtd | SWLG011-01 | ExAnte2020 | IOU workpaper | 2019-06-26 | Fixture | 1 |  | None | 0 | 0 | 0 | 184 | 0.0274 | -0.326 | [6 empty] | DEER:Indoor_Non-CFL_Ltg | Annual
Any | SWLG011T | RtL | Ex | CZ11 | cWtd | SWLG011-01 | ExAnte2020 | IOU workpaper | 2019-06-26 | Fixture | 1 |  | None | 0 | 0 | 0 | 176 | 0.0265 | -0.831 | [6 empty] | DEER:Indoor_Non-CFL_Ltg | Annual
Any | SWLG011T | RtL | Ex | CZ12 | cWtd | SWLG011-01 | ExAnte2020 | IOU workpaper | 2019-06-26 | Fixture | 1 |  | None | 0 | 0 | 0 | 174 | 0.0263 | -0.804 | [6 empty] | DEER:Indoor_Non-CFL_Ltg | Annual
Any | SWLG011T | RtL | Ex | CZ13 | cWtd | SWLG011-01 | ExAnte2020 | IOU workpaper | 2019-06-26 | Fixture | 1 |  | None | 0 | 0 | 0 | 176 | 0.0263 | -0.772 | [6 empty] | DEER:Indoor_Non-CFL_Ltg | Annual
Any | SWLG011T | RtL | Ex | CZ14 | cWtd | SWLG011-01 | ExAnte2020 | IOU workpaper | 2019-06-26 | Fixture | 1 |  | None | 0 | 0 | 0 | 179 | 0.0276 | -0.811 | [6 empty] | DEER:Indoor_Non-CFL_Ltg | Annual
Any | SWLG011T | RtL | Ex | CZ15 | cWtd | SWLG011-01 | ExAnte2020 | IOU workpaper | 2019-06-26 | Fixture | 1 |  | None | 0 | 0 | 0 | 192 | 0.0283 | -0.122 | [6 empty] | DEER:Indoor_Non-CFL_Ltg | Annual
Any | SWLG011T | RtL | Ex | CZ16 | cWtd | SWLG011-01 | ExAnte2020 | IOU workpaper | 2019-06-26 | Fixture | 1 |  | None | 0 | 0 | 0 | 167 | 0.0263 | -1.77 | [6 empty] | DEER:Indoor_Non-CFL_Ltg | Annual
Any | SWLG011T | RtS | Ex | CZ01 | cWtd | SWLG011-01 | ExAnte2020 | IOU workpaper | 2019-06-26 | Fixture | 1 |  | None | 0 | 0 | 0 | 95.3 | 0.0175 | -1.53 | [6 empty] | DEER:Indoor_Non-CFL_Ltg | Annual
Any | SWLG011T | RtS | Ex | CZ02 | cWtd | SWLG011-01 | ExAnte2020 | IOU workpaper | 2019-06-26 | Fixture | 1 |  | None | 0 | 0 | 0 | 103 | 0.0182 | -0.849 | [6 empty] | DEER:Indoor_Non-CFL_Ltg | Annual
Any | SWLG011T | RtS | Ex | CZ03 | cWtd | SWLG011-01 | ExAnte2020 | IOU workpaper | 2019-06-26 | Fixture | 1 |  | None | 0 | 0 | 0 | 102 | 0.0181 | -0.91 | [6 empty] | DEER:Indoor_Non-CFL_Ltg | Annual
Any | SWLG011T | RtS | Ex | CZ04 | cWtd | SWLG011-01 | ExAnte2020 | IOU workpaper | 2019-06-26 | Fixture | 1 |  | None | 0 | 0 | 0 | 104 | 0.0182 | -0.711 | [6 empty] | DEER:Indoor_Non-CFL_Ltg | Annual
Any | SWLG011T | RtS | Ex | CZ05 | cWtd | SWLG011-01 | ExAnte2020 | IOU workpaper | 2019-06-26 | Fixture | 1 |  | None | 0 | 0 | 0 | 103 | 0.0179 | -0.825 | [6 empty] | DEER:Indoor_Non-CFL_Ltg | Annual
Any | SWLG011T | RtS | Ex | CZ06 | cWtd | SWLG011-01 | ExAnte2020 | IOU workpaper | 2019-06-26 | Fixture | 1 |  | None | 0 | 0 | 0 | 110 | 0.0187 | -0.411 | [6 empty] | DEER:Indoor_Non-CFL_Ltg | Annual
Any | SWLG011T | RtS | Ex | CZ07 | cWtd | SWLG011-01 | ExAnte2020 | IOU workpaper | 2019-06-26 | Fixture | 1 |  | None | 0 | 0 | 0 | 112 | 0.0187 | -0.305 | [6 empty] | DEER:Indoor_Non-CFL_Ltg | Annual
Any | SWLG011T | RtS | Ex | CZ08 | cWtd | SWLG011-01 | ExAnte2020 | IOU workpaper | 2019-06-26 | Fixture | 1 |  | None | 0 | 0 | 0 | 111 | 0.0186 | -0.348 | [6 empty] | DEER:Indoor_Non-CFL_Ltg | Annual
Any | SWLG011T | RtS | Ex | CZ09 | cWtd | SWLG011-01 | ExAnte2020 | IOU workpaper | 2019-06-26 | Fixture | 1 |  | None | 0 | 0 | 0 | 110 | 0.0191 | -0.454 | [6 empty] | DEER:Indoor_Non-CFL_Ltg | Annual
Any | SWLG011T | RtS | Ex | CZ10 | cWtd | SWLG011-01 | ExAnte2020 | IOU workpaper | 2019-06-26 | Fixture | 1 |  | None | 0 | 0 | 0 | 111 | 0.0191 | -0.434 | [6 empty] | DEER:Indoor_Non-CFL_Ltg | Annual
Any | SWLG011T | RtS | Ex | CZ11 | cWtd | SWLG011-01 | ExAnte2020 | IOU workpaper | 2019-06-26 | Fixture | 1 |  | None | 0 | 0 | 0 | 104 | 0.0185 | -0.798 | [6 empty] | DEER:Indoor_Non-CFL_Ltg | Annual
Any | SWLG011T | RtS | Ex | CZ12 | cWtd | SWLG011-01 | ExAnte2020 | IOU workpaper | 2019-06-26 | Fixture | 1 |  | None | 0 | 0 | 0 | 104 | 0.0185 | -0.804 | [6 empty] | DEER:Indoor_Non-CFL_Ltg | Annual
Any | SWLG011T | RtS | Ex | CZ13 | cWtd | SWLG011-01 | ExAnte2020 | IOU workpaper | 2019-06-26 | Fixture | 1 |  | None | 0 | 0 | 0 | 104 | 0.0184 | -0.76 | [6 empty] | DEER:Indoor_Non-CFL_Ltg | Annual
Any | SWLG011T | RtS | Ex | CZ14 | cWtd | SWLG011-01 | ExAnte2020 | IOU workpaper | 2019-06-26 | Fixture | 1 |  | None | 0 | 0 | 0 | 107 | 0.0193 | -0.73 | [6 empty] | DEER:Indoor_Non-CFL_Ltg | Annual
Any | SWLG011T | RtS | Ex | CZ15 | cWtd | SWLG011-01 | ExAnte2020 | IOU workpaper | 2019-06-26 | Fixture | 1 |  | None | 0 | 0 | 0 | 116 | 0.0194 | -0.168 | [6 empty] | DEER:Indoor_Non-CFL_Ltg | Annual
Any | SWLG011T | RtS | Ex | CZ16 | cWtd | SWLG011-01 | ExAnte2020 | IOU workpaper | 2019-06-26 | Fixture | 1 |  | None | 0 | 0 | 0 | 99.3 | 0.0186 | -1.2 | [6 empty] | DEER:Indoor_Non-CFL_Ltg | Annual
Any | SWLG011T | SCn | Ex | CZ01 | cWtd | SWLG011-01 | ExAnte2020 | IOU workpaper | 2019-06-26 | Fixture | 1 |  | None | 0 | 0 | 0 | 71.6 | 0.00864 | -1.71 | [6 empty] | DEER:Indoor_Non-CFL_Ltg | Annual
Any | SWLG011T | SCn | Ex | CZ02 | cWtd | SWLG011-01 | ExAnte2020 | IOU workpaper | 2019-06-26 | Fixture | 1 |  | None | 0 | 0 | 0 | 83.7 | 0.0109 | -1.12 | [6 empty] | DEER:Indoor_Non-CFL_Ltg | Annual
Any | SWLG011T | SCn | Ex | CZ03 | cWtd | SWLG011-01 | ExAnte2020 | IOU workpaper | 2019-06-26 | Fixture | 1 |  | None | 0 | 0 | 0 | 78.1 | 0.0109 | -1.4 | [6 empty] | DEER:Indoor_Non-CFL_Ltg | Annual
Any | SWLG011T | SCn | Ex | CZ04 | cWtd | SWLG011-01 | ExAnte2020 | IOU workpaper | 2019-06-26 | Fixture | 1 |  | None | 0 | 0 | 0 | 86.5 | 0.011 | -1.14 | [6 empty] | DEER:Indoor_Non-CFL_Ltg | Annual
Any | SWLG011T | SCn | Ex | CZ05 | cWtd | SWLG011-01 | ExAnte2020 | IOU workpaper | 2019-06-26 | Fixture | 1 |  | None | 0 | 0 | 0 | 82.7 | 0.00977 | -1.57 | [6 empty] | DEER:Indoor_Non-CFL_Ltg | Annual
Any | SWLG011T | SCn | Ex | CZ06 | cWtd | SWLG011-01 | ExAnte2020 | IOU workpaper | 2019-06-26 | Fixture | 1 |  | None | 0 | 0 | 0 | 90.2 | 0.0114 | -0.823 | [6 empty] | DEER:Indoor_Non-CFL_Ltg | Annual
Any | SWLG011T | SCn | Ex | CZ07 | cWtd | SWLG011-01 | ExAnte2020 | IOU workpaper | 2019-06-26 | Fixture | 1 |  | None | 0 | 0 | 0 | 91.1 | 0.0117 | -0.786 | [6 empty] | DEER:Indoor_Non-CFL_Ltg | Annual
Any | SWLG011T | SCn | Ex | CZ08 | cWtd | SWLG011-01 | ExAnte2020 | IOU workpaper | 2019-06-26 | Fixture | 1 |  | None | 0 | 0 | 0 | 94.8 | 0.011 | -0.703 | [6 empty] | DEER:Indoor_Non-CFL_Ltg | Annual
Any | SWLG011T | SCn | Ex | CZ09 | cWtd | SWLG011-01 | ExAnte2020 | IOU workpaper | 2019-06-26 | Fixture | 1 |  | None | 0 | 0 | 0 | 93 | 0.0113 | -0.846 | [6 empty] | DEER:Indoor_Non-CFL_Ltg | Annual
Any | SWLG011T | SCn | Ex | CZ10 | cWtd | SWLG011-01 | ExAnte2020 | IOU workpaper | 2019-06-26 | Fixture | 1 |  | None | 0 | 0 | 0 | 91.1 | 0.0112 | -0.939 | [6 empty] | DEER:Indoor_Non-CFL_Ltg | Annual
Any | SWLG011T | SCn | Ex | CZ11 | cWtd | SWLG011-01 | ExAnte2020 | IOU workpaper | 2019-06-26 | Fixture | 1 |  | None | 0 | 0 | 0 | 87.4 | 0.0106 | -1.02 | [6 empty] | DEER:Indoor_Non-CFL_Ltg | Annual
Any | SWLG011T | SCn | Ex | CZ12 | cWtd | SWLG011-01 | ExAnte2020 | IOU workpaper | 2019-06-26 | Fixture | 1 |  | None | 0 | 0 | 0 | 88.3 | 0.0107 | -1.01 | [6 empty] | DEER:Indoor_Non-CFL_Ltg | Annual
Any | SWLG011T | SCn | Ex | CZ13 | cWtd | SWLG011-01 | ExAnte2020 | IOU workpaper | 2019-06-26 | Fixture | 1 |  | None | 0 | 0 | 0 | 90.2 | 0.0106 | -0.88 | [6 empty] | DEER:Indoor_Non-CFL_Ltg | Annual
Any | SWLG011T | SCn | Ex | CZ14 | cWtd | SWLG011-01 | ExAnte2020 | IOU workpaper | 2019-06-26 | Fixture | 1 |  | None | 0 | 0 | 0 | 92 | 0.0112 | -0.995 | [6 empty] | DEER:Indoor_Non-CFL_Ltg | Annual
Any | SWLG011T | SCn | Ex | CZ15 | cWtd | SWLG011-01 | ExAnte2020 | IOU workpaper | 2019-06-26 | Fixture | 1 |  | None | 0 | 0 | 0 | 99.5 | 0.0117 | -0.499 | [6 empty] | DEER:Indoor_Non-CFL_Ltg | Annual
Any | SWLG011T | SCn | Ex | CZ16 | cWtd | SWLG011-01 | ExAnte2020 | IOU workpaper | 2019-06-26 | Fixture | 1 |  | None | 0 | 0 | 0 | 85.5 | 0.0115 | -1.32 | [6 empty] | DEER:Indoor_Non-CFL_Ltg | Annual
Any | SWLG011T | SUn | Ex | CZ01 | cWtd | SWLG011-01 | ExAnte2020 | IOU workpaper | 2019-06-26 | Fixture | 1 |  | None | 0 | 0 | 0 | 87.7 | 0.0124 | 0 | [6 empty] | DEER:Indoor_Non-CFL_Ltg | Annual
Any | SWLG011T | SUn | Ex | CZ02 | cWtd | SWLG011-01 | ExAnte2020 | IOU workpaper | 2019-06-26 | Fixture | 1 |  | None | 0 | 0 | 0 | 87.7 | 0.0124 | 0 | [6 empty] | DEER:Indoor_Non-CFL_Ltg | Annual
Any | SWLG011T | SUn | Ex | CZ03 | cWtd | SWLG011-01 | ExAnte2020 | IOU workpaper | 2019-06-26 | Fixture | 1 |  | None | 0 | 0 | 0 | 87.7 | 0.0124 | 0 | [6 empty] | DEER:Indoor_Non-CFL_Ltg | Annual
Any | SWLG011T | SUn | Ex | CZ04 | cWtd | SWLG011-01 | ExAnte2020 | IOU workpaper | 2019-06-26 | Fixture | 1 |  | None | 0 | 0 | 0 | 87.7 | 0.0124 | 0 | [6 empty] | DEER:Indoor_Non-CFL_Ltg | Annual
Any | SWLG011T | SUn | Ex | CZ05 | cWtd | SWLG011-01 | ExAnte2020 | IOU workpaper | 2019-06-26 | Fixture | 1 |  | None | 0 | 0 | 0 | 87.7 | 0.0124 | 0 | [6 empty] | DEER:Indoor_Non-CFL_Ltg | Annual
Any | SWLG011T | SUn | Ex | CZ06 | cWtd | SWLG011-01 | ExAnte2020 | IOU workpaper | 2019-06-26 | Fixture | 1 |  | None | 0 | 0 | 0 | 87.7 | 0.0124 | 0 | [6 empty] | DEER:Indoor_Non-CFL_Ltg | Annual
Any | SWLG011T | SUn | Ex | CZ07 | cWtd | SWLG011-01 | ExAnte2020 | IOU workpaper | 2019-06-26 | Fixture | 1 |  | None | 0 | 0 | 0 | 87.7 | 0.0124 | 0 | [6 empty] | DEER:Indoor_Non-CFL_Ltg | Annual
Any | SWLG011T | SUn | Ex | CZ08 | cWtd | SWLG011-01 | ExAnte2020 | IOU workpaper | 2019-06-26 | Fixture | 1 |  | None | 0 | 0 | 0 | 87.7 | 0.0124 | 0 | [6 empty] | DEER:Indoor_Non-CFL_Ltg | Annual
Any | SWLG011T | SUn | Ex | CZ09 | cWtd | SWLG011-01 | ExAnte2020 | IOU workpaper | 2019-06-26 | Fixture | 1 |  | None | 0 | 0 | 0 | 87.7 | 0.0124 | 0 | [6 empty] | DEER:Indoor_Non-CFL_Ltg | Annual
Any | SWLG011T | SUn | Ex | CZ10 | cWtd | SWLG011-01 | ExAnte2020 | IOU workpaper | 2019-06-26 | Fixture | 1 |  | None | 0 | 0 | 0 | 87.7 | 0.0124 | 0 | [6 empty] | DEER:Indoor_Non-CFL_Ltg | Annual
Any | SWLG011T | SUn | Ex | CZ11 | cWtd | SWLG011-01 | ExAnte2020 | IOU workpaper | 2019-06-26 | Fixture | 1 |  | None | 0 | 0 | 0 | 87.7 | 0.0124 | 0 | [6 empty] | DEER:Indoor_Non-CFL_Ltg | Annual
Any | SWLG011T | SUn | Ex | CZ12 | cWtd | SWLG011-01 | ExAnte2020 | IOU workpaper | 2019-06-26 | Fixture | 1 |  | None | 0 | 0 | 0 | 87.7 | 0.0124 | 0 | [6 empty] | DEER:Indoor_Non-CFL_Ltg | Annual
Any | SWLG011T | SUn | Ex | CZ13 | cWtd | SWLG011-01 | ExAnte2020 | IOU workpaper | 2019-06-26 | Fixture | 1 |  | None | 0 | 0 | 0 | 87.7 | 0.0124 | 0 | [6 empty] | DEER:Indoor_Non-CFL_Ltg | Annual
Any | SWLG011T | SUn | Ex | CZ14 | cWtd | SWLG011-01 | ExAnte2020 | IOU workpaper | 2019-06-26 | Fixture | 1 |  | None | 0 | 0 | 0 | 87.7 | 0.0124 | 0 | [6 empty] | DEER:Indoor_Non-CFL_Ltg | Annual
Any | SWLG011T | SUn | Ex | CZ15 | cWtd | SWLG011-01 | ExAnte2020 | IOU workpaper | 2019-06-26 | Fixture | 1 |  | None | 0 | 0 | 0 | 87.7 | 0.0124 | 0 | [6 empty] | DEER:Indoor_Non-CFL_Ltg | Annual
Any | SWLG011T | SUn | Ex | CZ16 | cWtd | SWLG011-01 | ExAnte2020 | IOU workpaper | 2019-06-26 | Fixture | 1 |  | None | 0 | 0 | 0 | 87.7 | 0.0124 | 0 | [6 empty] | DEER:Indoor_Non-CFL_Ltg | Annual
Any | SWLG011T | WRf | Ex | CZ01 | cWtd | SWLG011-01 | ExAnte2020 | IOU workpaper | 2019-06-26 | Fixture | 1 |  | None | 0 | 0 | 0 | 248 | 0.0269 | 0 | [6 empty] | DEER:Indoor_Non-CFL_Ltg | Annual
Any | SWLG011T | WRf | Ex | CZ02 | cWtd | SWLG011-01 | ExAnte2020 | IOU workpaper | 2019-06-26 | Fixture | 1 |  | None | 0 | 0 | 0 | 250 | 0.0271 | 0 | [6 empty] | DEER:Indoor_Non-CFL_Ltg | Annual
Any | SWLG011T | WRf | Ex | CZ03 | cWtd | SWLG011-01 | ExAnte2020 | IOU workpaper | 2019-06-26 | Fixture | 1 |  | None | 0 | 0 | 0 | 244 | 0.0271 | 0 | [6 empty] | DEER:Indoor_Non-CFL_Ltg | Annual
Any | SWLG011T | WRf | Ex | CZ04 | cWtd | SWLG011-01 | ExAnte2020 | IOU workpaper | 2019-06-26 | Fixture | 1 |  | None | 0 | 0 | 0 | 248 | 0.0269 | 0 | [6 empty] | DEER:Indoor_Non-CFL_Ltg | Annual
Any | SWLG011T | WRf | Ex | CZ05 | cWtd | SWLG011-01 | ExAnte2020 | IOU workpaper | 2019-06-26 | Fixture | 1 |  | None | 0 | 0 | 0 | 242 | 0.0269 | 0 | [6 empty] | DEER:Indoor_Non-CFL_Ltg | Annual
Any | SWLG011T | WRf | Ex | CZ06 | cWtd | SWLG011-01 | ExAnte2020 | IOU workpaper | 2019-06-26 | Fixture | 1 |  | None | 0 | 0 | 0 | 250 | 0.0269 | 0 | [6 empty] | DEER:Indoor_Non-CFL_Ltg | Annual
Any | SWLG011T | WRf | Ex | CZ07 | cWtd | SWLG011-01 | ExAnte2020 | IOU workpaper | 2019-06-26 | Fixture | 1 |  | None | 0 | 0 | 0 | 248 | 0.0271 | 0 | [6 empty] | DEER:Indoor_Non-CFL_Ltg | Annual
Any | SWLG011T | WRf | Ex | CZ08 | cWtd | SWLG011-01 | ExAnte2020 | IOU workpaper | 2019-06-26 | Fixture | 1 |  | None | 0 | 0 | 0 | 248 | 0.0309 | 0 | [6 empty] | DEER:Indoor_Non-CFL_Ltg | Annual
Any | SWLG011T | WRf | Ex | CZ09 | cWtd | SWLG011-01 | ExAnte2020 | IOU workpaper | 2019-06-26 | Fixture | 1 |  | None | 0 | 0 | 0 | 248 | 0.0278 | 0 | [6 empty] | DEER:Indoor_Non-CFL_Ltg | Annual
Any | SWLG011T | WRf | Ex | CZ10 | cWtd | SWLG011-01 | ExAnte2020 | IOU workpaper | 2019-06-26 | Fixture | 1 |  | None | 0 | 0 | 0 | 244 | 0.0271 | 0 | [6 empty] | DEER:Indoor_Non-CFL_Ltg | Annual
Any | SWLG011T | WRf | Ex | CZ11 | cWtd | SWLG011-01 | ExAnte2020 | IOU workpaper | 2019-06-26 | Fixture | 1 |  | None | 0 | 0 | 0 | 250 | 0.0269 | 0 | [6 empty] | DEER:Indoor_Non-CFL_Ltg | Annual
Any | SWLG011T | WRf | Ex | CZ12 | cWtd | SWLG011-01 | ExAnte2020 | IOU workpaper | 2019-06-26 | Fixture | 1 |  | None | 0 | 0 | 0 | 248 | 0.0276 | 0 | [6 empty] | DEER:Indoor_Non-CFL_Ltg | Annual
Any | SWLG011T | WRf | Ex | CZ13 | cWtd | SWLG011-01 | ExAnte2020 | IOU workpaper | 2019-06-26 | Fixture | 1 |  | None | 0 | 0 | 0 | 252 | 0.0269 | 0 | [6 empty] | DEER:Indoor_Non-CFL_Ltg | Annual
Any | SWLG011T | WRf | Ex | CZ14 | cWtd | SWLG011-01 | ExAnte2020 | IOU workpaper | 2019-06-26 | Fixture | 1 |  | None | 0 | 0 | 0 | 248 | 0.0271 | 0 | [6 empty] | DEER:Indoor_Non-CFL_Ltg | Annual
Any | SWLG011T | WRf | Ex | CZ15 | cWtd | SWLG011-01 | ExAnte2020 | IOU workpaper | 2019-06-26 | Fixture | 1 |  | None | 0 | 0 | 0 | 250 | 0.0274 | 0 | [6 empty] | DEER:Indoor_Non-CFL_Ltg | Annual
Any | SWLG011T | WRf | Ex | CZ16 | cWtd | SWLG011-01 | ExAnte2020 | IOU workpaper | 2019-06-26 | Fixture | 1 |  | None | 0 | 0 | 0 | 250 | 0.0267 | 0 | [6 empty] | DEER:Indoor_Non-CFL_Ltg | Annual
Any | SWLG011U | Asm | Ex | CZ01 | cWtd | SWLG011-01 | ExAnte2020 | IOU workpaper | 2019-06-26 | Fixture | 1 |  | None | 0 | 0 | 0 | 74.8 | 0.0337 | -1.85 | [6 empty] | DEER:Indoor_Non-CFL_Ltg | Annual
Any | SWLG011U | Asm | Ex | CZ02 | cWtd | SWLG011-01 | ExAnte2020 | IOU workpaper | 2019-06-26 | Fixture | 1 |  | None | 0 | 0 | 0 | 82 | 0.034 | -1.04 | [6 empty] | DEER:Indoor_Non-CFL_Ltg | Annual
Any | SWLG011U | Asm | Ex | CZ03 | cWtd | SWLG011-01 | ExAnte2020 | IOU workpaper | 2019-06-26 | Fixture | 1 |  | None | 0 | 0 | 0 | 81.2 | 0.034 | -1.21 | [6 empty] | DEER:Indoor_Non-CFL_Ltg | Annual
Any | SWLG011U | Asm | Ex | CZ04 | cWtd | SWLG011-01 | ExAnte2020 | IOU workpaper | 2019-06-26 | Fixture | 1 |  | None | 0 | 0 | 0 | 83.6 | 0.034 | -0.892 | [6 empty] | DEER:Indoor_Non-CFL_Ltg | Annual
Any | SWLG011U | Asm | Ex | CZ05 | cWtd | SWLG011-01 | ExAnte2020 | IOU workpaper | 2019-06-26 | Fixture | 1 |  | None | 0 | 0 | 0 | 81.2 | 0.0337 | -1.14 | [6 empty] | DEER:Indoor_Non-CFL_Ltg | Annual
Any | SWLG011U | Asm | Ex | CZ06 | cWtd | SWLG011-01 | ExAnte2020 | IOU workpaper | 2019-06-26 | Fixture | 1 |  | None | 0 | 0 | 0 | 88.4 | 0.0361 | -0.675 | [6 empty] | DEER:Indoor_Non-CFL_Ltg | Annual
Any | SWLG011U | Asm | Ex | CZ07 | cWtd | SWLG011-01 | ExAnte2020 | IOU workpaper | 2019-06-26 | Fixture | 1 |  | None | 0 | 0 | 0 | 90 | 0.0369 | -0.637 | [6 empty] | DEER:Indoor_Non-CFL_Ltg | Annual
Any | SWLG011U | Asm | Ex | CZ08 | cWtd | SWLG011-01 | ExAnte2020 | IOU workpaper | 2019-06-26 | Fixture | 1 |  | None | 0 | 0 | 0 | 90 | 0.0358 | -0.525 | [6 empty] | DEER:Indoor_Non-CFL_Ltg | Annual
Any | SWLG011U | Asm | Ex | CZ09 | cWtd | SWLG011-01 | ExAnte2020 | IOU workpaper | 2019-06-26 | Fixture | 1 |  | None | 0 | 0 | 0 | 88.4 | 0.0367 | -0.612 | [6 empty] | DEER:Indoor_Non-CFL_Ltg | Annual
Any | SWLG011U | Asm | Ex | CZ10 | cWtd | SWLG011-01 | ExAnte2020 | IOU workpaper | 2019-06-26 | Fixture | 1 |  | None | 0 | 0 | 0 | 89.2 | 0.0369 | -0.581 | [6 empty] | DEER:Indoor_Non-CFL_Ltg | Annual
Any | SWLG011U | Asm | Ex | CZ11 | cWtd | SWLG011-01 | ExAnte2020 | IOU workpaper | 2019-06-26 | Fixture | 1 |  | None | 0 | 0 | 0 | 83.6 | 0.0349 | -0.868 | [6 empty] | DEER:Indoor_Non-CFL_Ltg | Annual
Any | SWLG011U | Asm | Ex | CZ12 | cWtd | SWLG011-01 | ExAnte2020 | IOU workpaper | 2019-06-26 | Fixture | 1 |  | None | 0 | 0 | 0 | 83.6 | 0.0346 | -0.924 | [6 empty] | DEER:Indoor_Non-CFL_Ltg | Annual
Any | SWLG011U | Asm | Ex | CZ13 | cWtd | SWLG011-01 | ExAnte2020 | IOU workpaper | 2019-06-26 | Fixture | 1 |  | None | 0 | 0 | 0 | 83.6 | 0.0349 | -0.836 | [6 empty] | DEER:Indoor_Non-CFL_Ltg | Annual
Any | SWLG011U | Asm | Ex | CZ14 | cWtd | SWLG011-01 | ExAnte2020 | IOU workpaper | 2019-06-26 | Fixture | 1 |  | None | 0 | 0 | 0 | 86 | 0.0361 | -0.828 | [6 empty] | DEER:Indoor_Non-CFL_Ltg | Annual
Any | SWLG011U | Asm | Ex | CZ15 | cWtd | SWLG011-01 | ExAnte2020 | IOU workpaper | 2019-06-26 | Fixture | 1 |  | None | 0 | 0 | 0 | 92.4 | 0.0361 | -0.293 | [6 empty] | DEER:Indoor_Non-CFL_Ltg | Annual
Any | SWLG011U | Asm | Ex | CZ16 | cWtd | SWLG011-01 | ExAnte2020 | IOU workpaper | 2019-06-26 | Fixture | 1 |  | None | 0 | 0 | 0 | 79.6 | 0.0352 | -1.33 | [6 empty] | DEER:Indoor_Non-CFL_Ltg | Annual
Any | SWLG011U | Com | Ex | CZ01 | cWtd | SWLG011-01 | ExAnte2020 | IOU workpaper | 2019-06-26 | Fixture | 1 |  | None | 0 | 0 | 0 | 139 | 0.0235 | -2.08 | [6 empty] | DEER:Indoor_Non-CFL_Ltg | Annual
Any | SWLG011U | Com | Ex | CZ02 | cWtd | SWLG011-01 | ExAnte2020 | IOU workpaper | 2019-06-26 | Fixture | 1 |  | None | 0 | 0 | 0 | 150 | 0.0261 | -1.34 | [6 empty] | DEER:Indoor_Non-CFL_Ltg | Annual
Any | SWLG011U | Com | Ex | CZ03 | cWtd | SWLG011-01 | ExAnte2020 | IOU workpaper | 2019-06-26 | Fixture | 1 |  | None | 0 | 0 | 0 | 150 | 0.0252 | -1.17 | [6 empty] | DEER:Indoor_Non-CFL_Ltg | Annual
Any | SWLG011U | Com | Ex | CZ04 | cWtd | SWLG011-01 | ExAnte2020 | IOU workpaper | 2019-06-26 | Fixture | 1 |  | None | 0 | 0 | 0 | 155 | 0.0259 | -0.947 | [6 empty] | DEER:Indoor_Non-CFL_Ltg | Annual
Any | SWLG011U | Com | Ex | CZ05 | cWtd | SWLG011-01 | ExAnte2020 | IOU workpaper | 2019-06-26 | Fixture | 1 |  | None | 0 | 0 | 0 | 149 | 0.0248 | -1.56 | [6 empty] | DEER:Indoor_Non-CFL_Ltg | Annual
Any | SWLG011U | Com | Ex | CZ06 | cWtd | SWLG011-01 | ExAnte2020 | IOU workpaper | 2019-06-26 | Fixture | 1 |  | None | 0 | 0 | 0 | 157 | 0.0261 | -0.7 | [6 empty] | DEER:Indoor_Non-CFL_Ltg | Annual
Any | SWLG011U | Com | Ex | CZ07 | cWtd | SWLG011-01 | ExAnte2020 | IOU workpaper | 2019-06-26 | Fixture | 1 |  | None | 0 | 0 | 0 | 168 | 0.0277 | -0.675 | [6 empty] | DEER:Indoor_Non-CFL_Ltg | Annual
Any | SWLG011U | Com | Ex | CZ08 | cWtd | SWLG011-01 | ExAnte2020 | IOU workpaper | 2019-06-26 | Fixture | 1 |  | None | 0 | 0 | 0 | 157 | 0.0256 | -0.622 | [6 empty] | DEER:Indoor_Non-CFL_Ltg | Annual
Any | SWLG011U | Com | Ex | CZ09 | cWtd | SWLG011-01 | ExAnte2020 | IOU workpaper | 2019-06-26 | Fixture | 1 |  | None | 0 | 0 | 0 | 157 | 0.0267 | -0.68 | [6 empty] | DEER:Indoor_Non-CFL_Ltg | Annual
Any | SWLG011U | Com | Ex | CZ10 | cWtd | SWLG011-01 | ExAnte2020 | IOU workpaper | 2019-06-26 | Fixture | 1 |  | None | 0 | 0 | 0 | 153 | 0.0259 | -0.729 | [6 empty] | DEER:Indoor_Non-CFL_Ltg | Annual
Any | SWLG011U | Com | Ex | CZ11 | cWtd | SWLG011-01 | ExAnte2020 | IOU workpaper | 2019-06-26 | Fixture | 1 |  | None | 0 | 0 | 0 | 152 | 0.0263 | -1.21 | [6 empty] | DEER:Indoor_Non-CFL_Ltg | Annual
Any | SWLG011U | Com | Ex | CZ12 | cWtd | SWLG011-01 | ExAnte2020 | IOU workpaper | 2019-06-26 | Fixture | 1 |  | None | 0 | 0 | 0 | 152 | 0.0267 | -1.08 | [6 empty] | DEER:Indoor_Non-CFL_Ltg | Annual
Any | SWLG011U | Com | Ex | CZ13 | cWtd | SWLG011-01 | ExAnte2020 | IOU workpaper | 2019-06-26 | Fixture | 1 |  | None | 0 | 0 | 0 | 155 | 0.0261 | -1.04 | [6 empty] | DEER:Indoor_Non-CFL_Ltg | Annual
Any | SWLG011U | Com | Ex | CZ14 | cWtd | SWLG011-01 | ExAnte2020 | IOU workpaper | 2019-06-26 | Fixture | 1 |  | None | 0 | 0 | 0 | 154 | 0.0267 | -1.18 | [6 empty] | DEER:Indoor_Non-CFL_Ltg | Annual
Any | SWLG011U | Com | Ex | CZ15 | cWtd | SWLG011-01 | ExAnte2020 | IOU workpaper | 2019-06-26 | Fixture | 1 |  | None | 0 | 0 | 0 | 166 | 0.0274 | -0.339 | [6 empty] | DEER:Indoor_Non-CFL_Ltg | Annual
Any | SWLG011U | Com | Ex | CZ16 | cWtd | SWLG011-01 | ExAnte2020 | IOU workpaper | 2019-06-26 | Fixture | 1 |  | None | 0 | 0 | 0 | 144 | 0.0259 | -2.1 | [6 empty] | DEER:Indoor_Non-CFL_Ltg | Annual
Any | SWLG011U | ECC | Ex | CZ01 | cWtd | SWLG011-01 | ExAnte2020 | IOU workpaper | 2019-06-26 | Fixture | 1 |  | None | 0 | 0 | 0 | 124 | 0.02 | -3.47 | [6 empty] | DEER:Indoor_Non-CFL_Ltg | Annual
Any | SWLG011U | ECC | Ex | CZ02 | cWtd | SWLG011-01 | ExAnte2020 | IOU workpaper | 2019-06-26 | Fixture | 1 |  | None | 0 | 0 | 0 | 132 | 0.024 | -2.2 | [6 empty] | DEER:Indoor_Non-CFL_Ltg | Annual
Any | SWLG011U | ECC | Ex | CZ03 | cWtd | SWLG011-01 | ExAnte2020 | IOU workpaper | 2019-06-26 | Fixture | 1 |  | None | 0 | 0 | 0 | 129 | 0.0231 | -2.55 | [6 empty] | DEER:Indoor_Non-CFL_Ltg | Annual
Any | SWLG011U | ECC | Ex | CZ04 | cWtd | SWLG011-01 | ExAnte2020 | IOU workpaper | 2019-06-26 | Fixture | 1 |  | None | 0 | 0 | 0 | 133 | 0.024 | -1.94 | [6 empty] | DEER:Indoor_Non-CFL_Ltg | Annual
Any | SWLG011U | ECC | Ex | CZ05 | cWtd | SWLG011-01 | ExAnte2020 | IOU workpaper | 2019-06-26 | Fixture | 1 |  | None | 0 | 0 | 0 | 129 | 0.0223 | -2.55 | [6 empty] | DEER:Indoor_Non-CFL_Ltg | Annual
Any | SWLG011U | ECC | Ex | CZ06 | cWtd | SWLG011-01 | ExAnte2020 | IOU workpaper | 2019-06-26 | Fixture | 1 |  | None | 0 | 0 | 0 | 137 | 0.0252 | -1.38 | [6 empty] | DEER:Indoor_Non-CFL_Ltg | Annual
Any | SWLG011U | ECC | Ex | CZ07 | cWtd | SWLG011-01 | ExAnte2020 | IOU workpaper | 2019-06-26 | Fixture | 1 |  | None | 0 | 0 | 0 | 137 | 0.024 | -1.38 | [6 empty] | DEER:Indoor_Non-CFL_Ltg | Annual
Any | SWLG011U | ECC | Ex | CZ08 | cWtd | SWLG011-01 | ExAnte2020 | IOU workpaper | 2019-06-26 | Fixture | 1 |  | None | 0 | 0 | 0 | 138 | 0.0238 | -1.14 | [6 empty] | DEER:Indoor_Non-CFL_Ltg | Annual
Any | SWLG011U | ECC | Ex | CZ09 | cWtd | SWLG011-01 | ExAnte2020 | IOU workpaper | 2019-06-26 | Fixture | 1 |  | None | 0 | 0 | 0 | 136 | 0.025 | -1.29 | [6 empty] | DEER:Indoor_Non-CFL_Ltg | Annual
Any | SWLG011U | ECC | Ex | CZ10 | cWtd | SWLG011-01 | ExAnte2020 | IOU workpaper | 2019-06-26 | Fixture | 1 |  | None | 0 | 0 | 0 | 136 | 0.0246 | -1.26 | [6 empty] | DEER:Indoor_Non-CFL_Ltg | Annual
Any | SWLG011U | ECC | Ex | CZ11 | cWtd | SWLG011-01 | ExAnte2020 | IOU workpaper | 2019-06-26 | Fixture | 1 |  | None | 0 | 0 | 0 | 136 | 0.0248 | -1.8 | [6 empty] | DEER:Indoor_Non-CFL_Ltg | Annual
Any | SWLG011U | ECC | Ex | CZ12 | cWtd | SWLG011-01 | ExAnte2020 | IOU workpaper | 2019-06-26 | Fixture | 1 |  | None | 0 | 0 | 0 | 136 | 0.0246 | -1.92 | [6 empty] | DEER:Indoor_Non-CFL_Ltg | Annual
Any | SWLG011U | ECC | Ex | CZ13 | cWtd | SWLG011-01 | ExAnte2020 | IOU workpaper | 2019-06-26 | Fixture | 1 |  | None | 0 | 0 | 0 | 137 | 0.0246 | -1.65 | [6 empty] | DEER:Indoor_Non-CFL_Ltg | Annual
Any | SWLG011U | ECC | Ex | CZ14 | cWtd | SWLG011-01 | ExAnte2020 | IOU workpaper | 2019-06-26 | Fixture | 1 |  | None | 0 | 0 | 0 | 137 | 0.0246 | -1.69 | [6 empty] | DEER:Indoor_Non-CFL_Ltg | Annual
Any | SWLG011U | ECC | Ex | CZ15 | cWtd | SWLG011-01 | ExAnte2020 | IOU workpaper | 2019-06-26 | Fixture | 1 |  | None | 0 | 0 | 0 | 143 | 0.0246 | -0.574 | [6 empty] | DEER:Indoor_Non-CFL_Ltg | Annual
Any | SWLG011U | ECC | Ex | CZ16 | cWtd | SWLG011-01 | ExAnte2020 | IOU workpaper | 2019-06-26 | Fixture | 1 |  | None | 0 | 0 | 0 | 129 | 0.0242 | -2.6 | [6 empty] | DEER:Indoor_Non-CFL_Ltg | Annual
Any | SWLG011U | EPr | Ex | CZ01 | cWtd | SWLG011-01 | ExAnte2020 | IOU workpaper | 2019-06-26 | Fixture | 1 |  | None | 0 | 0 | 0 | 106 | 0.0256 | -2.81 | [6 empty] | DEER:Indoor_Non-CFL_Ltg | Annual
Any | SWLG011U | EPr | Ex | CZ02 | cWtd | SWLG011-01 | ExAnte2020 | IOU workpaper | 2019-06-26 | Fixture | 1 |  | None | 0 | 0 | 0 | 111 | 0.0376 | -2.03 | [6 empty] | DEER:Indoor_Non-CFL_Ltg | Annual
Any | SWLG011U | EPr | Ex | CZ03 | cWtd | SWLG011-01 | ExAnte2020 | IOU workpaper | 2019-06-26 | Fixture | 1 |  | None | 0 | 0 | 0 | 110 | 0.0251 | -2.2 | [6 empty] | DEER:Indoor_Non-CFL_Ltg | Annual
Any | SWLG011U | EPr | Ex | CZ04 | cWtd | SWLG011-01 | ExAnte2020 | IOU workpaper | 2019-06-26 | Fixture | 1 |  | None | 0 | 0 | 0 | 112 | 0.0289 | -1.83 | [6 empty] | DEER:Indoor_Non-CFL_Ltg | Annual
Any | SWLG011U | EPr | Ex | CZ05 | cWtd | SWLG011-01 | ExAnte2020 | IOU workpaper | 2019-06-26 | Fixture | 1 |  | None | 0 | 0 | 0 | 110 | 0.0279 | -2.2 | [6 empty] | DEER:Indoor_Non-CFL_Ltg | Annual
Any | SWLG011U | EPr | Ex | CZ06 | cWtd | SWLG011-01 | ExAnte2020 | IOU workpaper | 2019-06-26 | Fixture | 1 |  | None | 0 | 0 | 0 | 116 | 0.0299 | -1.28 | [6 empty] | DEER:Indoor_Non-CFL_Ltg | Annual
Any | SWLG011U | EPr | Ex | CZ07 | cWtd | SWLG011-01 | ExAnte2020 | IOU workpaper | 2019-06-26 | Fixture | 1 |  | None | 0 | 0 | 0 | 114 | 0.0301 | -1.37 | [6 empty] | DEER:Indoor_Non-CFL_Ltg | Annual
Any | SWLG011U | EPr | Ex | CZ08 | cWtd | SWLG011-01 | ExAnte2020 | IOU workpaper | 2019-06-26 | Fixture | 1 |  | None | 0 | 0 | 0 | 117 | 0.0296 | -1.14 | [6 empty] | DEER:Indoor_Non-CFL_Ltg | Annual
Any | SWLG011U | EPr | Ex | CZ09 | cWtd | SWLG011-01 | ExAnte2020 | IOU workpaper | 2019-06-26 | Fixture | 1 |  | None | 0 | 0 | 0 | 117 | 0.0304 | -1.27 | [6 empty] | DEER:Indoor_Non-CFL_Ltg | Annual
Any | SWLG011U | EPr | Ex | CZ10 | cWtd | SWLG011-01 | ExAnte2020 | IOU workpaper | 2019-06-26 | Fixture | 1 |  | None | 0 | 0 | 0 | 119 | 0.0301 | -1.17 | [6 empty] | DEER:Indoor_Non-CFL_Ltg | Annual
Any | SWLG011U | EPr | Ex | CZ11 | cWtd | SWLG011-01 | ExAnte2020 | IOU workpaper | 2019-06-26 | Fixture | 1 |  | None | 0 | 0 | 0 | 116 | 0.0344 | -1.73 | [6 empty] | DEER:Indoor_Non-CFL_Ltg | Annual
Any | SWLG011U | EPr | Ex | CZ12 | cWtd | SWLG011-01 | ExAnte2020 | IOU workpaper | 2019-06-26 | Fixture | 1 |  | None | 0 | 0 | 0 | 113 | 0.0392 | -1.77 | [6 empty] | DEER:Indoor_Non-CFL_Ltg | Annual
Any | SWLG011U | EPr | Ex | CZ13 | cWtd | SWLG011-01 | ExAnte2020 | IOU workpaper | 2019-06-26 | Fixture | 1 |  | None | 0 | 0 | 0 | 116 | 0.0324 | -1.66 | [6 empty] | DEER:Indoor_Non-CFL_Ltg | Annual
Any | SWLG011U | EPr | Ex | CZ14 | cWtd | SWLG011-01 | ExAnte2020 | IOU workpaper | 2019-06-26 | Fixture | 1 |  | None | 0 | 0 | 0 | 117 | 0.0299 | -1.53 | [6 empty] | DEER:Indoor_Non-CFL_Ltg | Annual
Any | SWLG011U | EPr | Ex | CZ15 | cWtd | SWLG011-01 | ExAnte2020 | IOU workpaper | 2019-06-26 | Fixture | 1 |  | None | 0 | 0 | 0 | 127 | 0.0306 | -0.556 | [6 empty] | DEER:Indoor_Non-CFL_Ltg | Annual
Any | SWLG011U | EPr | Ex | CZ16 | cWtd | SWLG011-01 | ExAnte2020 | IOU workpaper | 2019-06-26 | Fixture | 1 |  | None | 0 | 0 | 0 | 107 | 0.0248 | -2.27 | [6 empty] | DEER:Indoor_Non-CFL_Ltg | Annual
Any | SWLG011U | ERC | Ex | CZ01 | cWtd | SWLG011-01 | ExAnte2020 | IOU workpaper | 2019-06-26 | Fixture | 1 |  | None | 0 | 0 | 0 | 51.8 | 0.0115 | -0.988 | [6 empty] | DEER:Indoor_Non-CFL_Ltg | Annual
Any | SWLG011U | ERC | Ex | CZ02 | cWtd | SWLG011-01 | ExAnte2020 | IOU workpaper | 2019-06-26 | Fixture | 1 |  | None | 0 | 0 | 0 | 55 | 0.0139 | -0.695 | [6 empty] | DEER:Indoor_Non-CFL_Ltg | Annual
Any | SWLG011U | ERC | Ex | CZ03 | cWtd | SWLG011-01 | ExAnte2020 | IOU workpaper | 2019-06-26 | Fixture | 1 |  | None | 0 | 0 | 0 | 55 | 0.0101 | -0.62 | [6 empty] | DEER:Indoor_Non-CFL_Ltg | Annual
Any | SWLG011U | ERC | Ex | CZ04 | cWtd | SWLG011-01 | ExAnte2020 | IOU workpaper | 2019-06-26 | Fixture | 1 |  | None | 0 | 0 | 0 | 56.1 | 0.0116 | -0.515 | [6 empty] | DEER:Indoor_Non-CFL_Ltg | Annual
Any | SWLG011U | ERC | Ex | CZ05 | cWtd | SWLG011-01 | ExAnte2020 | IOU workpaper | 2019-06-26 | Fixture | 1 |  | None | 0 | 0 | 0 | 55.6 | 0.0105 | -0.556 | [6 empty] | DEER:Indoor_Non-CFL_Ltg | Annual
Any | SWLG011U | ERC | Ex | CZ06 | cWtd | SWLG011-01 | ExAnte2020 | IOU workpaper | 2019-06-26 | Fixture | 1 |  | None | 0 | 0 | 0 | 58.8 | 0.0118 | -0.397 | [6 empty] | DEER:Indoor_Non-CFL_Ltg | Annual
Any | SWLG011U | ERC | Ex | CZ07 | cWtd | SWLG011-01 | ExAnte2020 | IOU workpaper | 2019-06-26 | Fixture | 1 |  | None | 0 | 0 | 0 | 58.8 | 0.0115 | -0.323 | [6 empty] | DEER:Indoor_Non-CFL_Ltg | Annual
Any | SWLG011U | ERC | Ex | CZ08 | cWtd | SWLG011-01 | ExAnte2020 | IOU workpaper | 2019-06-26 | Fixture | 1 |  | None | 0 | 0 | 0 | 59.8 | 0.012 | -0.298 | [6 empty] | DEER:Indoor_Non-CFL_Ltg | Annual
Any | SWLG011U | ERC | Ex | CZ09 | cWtd | SWLG011-01 | ExAnte2020 | IOU workpaper | 2019-06-26 | Fixture | 1 |  | None | 0 | 0 | 0 | 59.3 | 0.0128 | -0.377 | [6 empty] | DEER:Indoor_Non-CFL_Ltg | Annual
Any | SWLG011U | ERC | Ex | CZ10 | cWtd | SWLG011-01 | ExAnte2020 | IOU workpaper | 2019-06-26 | Fixture | 1 |  | None | 0 | 0 | 0 | 59.8 | 0.013 | -0.407 | [6 empty] | DEER:Indoor_Non-CFL_Ltg | Annual
Any | SWLG011U | ERC | Ex | CZ11 | cWtd | SWLG011-01 | ExAnte2020 | IOU workpaper | 2019-06-26 | Fixture | 1 |  | None | 0 | 0 | 0 | 56.6 | 0.0137 | -0.593 | [6 empty] | DEER:Indoor_Non-CFL_Ltg | Annual
Any | SWLG011U | ERC | Ex | CZ12 | cWtd | SWLG011-01 | ExAnte2020 | IOU workpaper | 2019-06-26 | Fixture | 1 |  | None | 0 | 0 | 0 | 56.1 | 0.0136 | -0.609 | [6 empty] | DEER:Indoor_Non-CFL_Ltg | Annual
Any | SWLG011U | ERC | Ex | CZ13 | cWtd | SWLG011-01 | ExAnte2020 | IOU workpaper | 2019-06-26 | Fixture | 1 |  | None | 0 | 0 | 0 | 57.2 | 0.0131 | -0.545 | [6 empty] | DEER:Indoor_Non-CFL_Ltg | Annual
Any | SWLG011U | ERC | Ex | CZ14 | cWtd | SWLG011-01 | ExAnte2020 | IOU workpaper | 2019-06-26 | Fixture | 1 |  | None | 0 | 0 | 0 | 58.2 | 0.0132 | -0.577 | [6 empty] | DEER:Indoor_Non-CFL_Ltg | Annual
Any | SWLG011U | ERC | Ex | CZ15 | cWtd | SWLG011-01 | ExAnte2020 | IOU workpaper | 2019-06-26 | Fixture | 1 |  | None | 0 | 0 | 0 | 63.6 | 0.0137 | -0.154 | [6 empty] | DEER:Indoor_Non-CFL_Ltg | Annual
Any | SWLG011U | ERC | Ex | CZ16 | cWtd | SWLG011-01 | ExAnte2020 | IOU workpaper | 2019-06-26 | Fixture | 1 |  | None | 0 | 0 | 0 | 52.9 | 0.0122 | -0.844 | [6 empty] | DEER:Indoor_Non-CFL_Ltg | Annual
Any | SWLG011U | ESe | Ex | CZ01 | cWtd | SWLG011-01 | ExAnte2020 | IOU workpaper | 2019-06-26 | Fixture | 1 |  | None | 0 | 0 | 0 | 107 | 0.0256 | -2.6 | [6 empty] | DEER:Indoor_Non-CFL_Ltg | Annual
Any | SWLG011U | ESe | Ex | CZ02 | cWtd | SWLG011-01 | ExAnte2020 | IOU workpaper | 2019-06-26 | Fixture | 1 |  | None | 0 | 0 | 0 | 112 | 0.0359 | -1.87 | [6 empty] | DEER:Indoor_Non-CFL_Ltg | Annual
Any | SWLG011U | ESe | Ex | CZ03 | cWtd | SWLG011-01 | ExAnte2020 | IOU workpaper | 2019-06-26 | Fixture | 1 |  | None | 0 | 0 | 0 | 110 | 0.0266 | -2.02 | [6 empty] | DEER:Indoor_Non-CFL_Ltg | Annual
Any | SWLG011U | ESe | Ex | CZ04 | cWtd | SWLG011-01 | ExAnte2020 | IOU workpaper | 2019-06-26 | Fixture | 1 |  | None | 0 | 0 | 0 | 113 | 0.0281 | -1.66 | [6 empty] | DEER:Indoor_Non-CFL_Ltg | Annual
Any | SWLG011U | ESe | Ex | CZ05 | cWtd | SWLG011-01 | ExAnte2020 | IOU workpaper | 2019-06-26 | Fixture | 1 |  | None | 0 | 0 | 0 | 110 | 0.0269 | -1.94 | [6 empty] | DEER:Indoor_Non-CFL_Ltg | Annual
Any | SWLG011U | ESe | Ex | CZ06 | cWtd | SWLG011-01 | ExAnte2020 | IOU workpaper | 2019-06-26 | Fixture | 1 |  | None | 0 | 0 | 0 | 116 | 0.0294 | -1.26 | [6 empty] | DEER:Indoor_Non-CFL_Ltg | Annual
Any | SWLG011U | ESe | Ex | CZ07 | cWtd | SWLG011-01 | ExAnte2020 | IOU workpaper | 2019-06-26 | Fixture | 1 |  | None | 0 | 0 | 0 | 114 | 0.0294 | -1.22 | [6 empty] | DEER:Indoor_Non-CFL_Ltg | Annual
Any | SWLG011U | ESe | Ex | CZ08 | cWtd | SWLG011-01 | ExAnte2020 | IOU workpaper | 2019-06-26 | Fixture | 1 |  | None | 0 | 0 | 0 | 118 | 0.0289 | -1.05 | [6 empty] | DEER:Indoor_Non-CFL_Ltg | Annual
Any | SWLG011U | ESe | Ex | CZ09 | cWtd | SWLG011-01 | ExAnte2020 | IOU workpaper | 2019-06-26 | Fixture | 1 |  | None | 0 | 0 | 0 | 118 | 0.0299 | -1.18 | [6 empty] | DEER:Indoor_Non-CFL_Ltg | Annual
Any | SWLG011U | ESe | Ex | CZ10 | cWtd | SWLG011-01 | ExAnte2020 | IOU workpaper | 2019-06-26 | Fixture | 1 |  | None | 0 | 0 | 0 | 118 | 0.0296 | -1.22 | [6 empty] | DEER:Indoor_Non-CFL_Ltg | Annual
Any | SWLG011U | ESe | Ex | CZ11 | cWtd | SWLG011-01 | ExAnte2020 | IOU workpaper | 2019-06-26 | Fixture | 1 |  | None | 0 | 0 | 0 | 116 | 0.0326 | -1.65 | [6 empty] | DEER:Indoor_Non-CFL_Ltg | Annual
Any | SWLG011U | ESe | Ex | CZ12 | cWtd | SWLG011-01 | ExAnte2020 | IOU workpaper | 2019-06-26 | Fixture | 1 |  | None | 0 | 0 | 0 | 114 | 0.0366 | -1.69 | [6 empty] | DEER:Indoor_Non-CFL_Ltg | Annual
Any | SWLG011U | ESe | Ex | CZ13 | cWtd | SWLG011-01 | ExAnte2020 | IOU workpaper | 2019-06-26 | Fixture | 1 |  | None | 0 | 0 | 0 | 117 | 0.0314 | -1.53 | [6 empty] | DEER:Indoor_Non-CFL_Ltg | Annual
Any | SWLG011U | ESe | Ex | CZ14 | cWtd | SWLG011-01 | ExAnte2020 | IOU workpaper | 2019-06-26 | Fixture | 1 |  | None | 0 | 0 | 0 | 117 | 0.0291 | -1.5 | [6 empty] | DEER:Indoor_Non-CFL_Ltg | Annual
Any | SWLG011U | ESe | Ex | CZ15 | cWtd | SWLG011-01 | ExAnte2020 | IOU workpaper | 2019-06-26 | Fixture | 1 |  | None | 0 | 0 | 0 | 127 | 0.0334 | -0.575 | [6 empty] | DEER:Indoor_Non-CFL_Ltg | Annual
Any | SWLG011U | ESe | Ex | CZ16 | cWtd | SWLG011-01 | ExAnte2020 | IOU workpaper | 2019-06-26 | Fixture | 1 |  | None | 0 | 0 | 0 | 108 | 0.0351 | -2.09 | [6 empty] | DEER:Indoor_Non-CFL_Ltg | Annual
Any | SWLG011U | EUn | Ex | CZ01 | cWtd | SWLG011-01 | ExAnte2020 | IOU workpaper | 2019-06-26 | Fixture | 1 |  | None | 0 | 0 | 0 | 118 | 0.0336 | -3.56 | [6 empty] | DEER:Indoor_Non-CFL_Ltg | Annual
Any | SWLG011U | EUn | Ex | CZ02 | cWtd | SWLG011-01 | ExAnte2020 | IOU workpaper | 2019-06-26 | Fixture | 1 |  | None | 0 | 0 | 0 | 125 | 0.0373 | -2.35 | [6 empty] | DEER:Indoor_Non-CFL_Ltg | Annual
Any | SWLG011U | EUn | Ex | CZ03 | cWtd | SWLG011-01 | ExAnte2020 | IOU workpaper | 2019-06-26 | Fixture | 1 |  | None | 0 | 0 | 0 | 123 | 0.0373 | -2.7 | [6 empty] | DEER:Indoor_Non-CFL_Ltg | Annual
Any | SWLG011U | EUn | Ex | CZ04 | cWtd | SWLG011-01 | ExAnte2020 | IOU workpaper | 2019-06-26 | Fixture | 1 |  | None | 0 | 0 | 0 | 127 | 0.0373 | -2.09 | [6 empty] | DEER:Indoor_Non-CFL_Ltg | Annual
Any | SWLG011U | EUn | Ex | CZ05 | cWtd | SWLG011-01 | ExAnte2020 | IOU workpaper | 2019-06-26 | Fixture | 1 |  | None | 0 | 0 | 0 | 123 | 0.0358 | -2.65 | [6 empty] | DEER:Indoor_Non-CFL_Ltg | Annual
Any | SWLG011U | EUn | Ex | CZ06 | cWtd | SWLG011-01 | ExAnte2020 | IOU workpaper | 2019-06-26 | Fixture | 1 |  | None | 0 | 0 | 0 | 130 | 0.0379 | -1.66 | [6 empty] | DEER:Indoor_Non-CFL_Ltg | Annual
Any | SWLG011U | EUn | Ex | CZ07 | cWtd | SWLG011-01 | ExAnte2020 | IOU workpaper | 2019-06-26 | Fixture | 1 |  | None | 0 | 0 | 0 | 129 | 0.0385 | -1.69 | [6 empty] | DEER:Indoor_Non-CFL_Ltg | Annual
Any | SWLG011U | EUn | Ex | CZ08 | cWtd | SWLG011-01 | ExAnte2020 | IOU workpaper | 2019-06-26 | Fixture | 1 |  | None | 0 | 0 | 0 | 130 | 0.0379 | -1.43 | [6 empty] | DEER:Indoor_Non-CFL_Ltg | Annual
Any | SWLG011U | EUn | Ex | CZ09 | cWtd | SWLG011-01 | ExAnte2020 | IOU workpaper | 2019-06-26 | Fixture | 1 |  | None | 0 | 0 | 0 | 130 | 0.0395 | -1.51 | [6 empty] | DEER:Indoor_Non-CFL_Ltg | Annual
Any | SWLG011U | EUn | Ex | CZ10 | cWtd | SWLG011-01 | ExAnte2020 | IOU workpaper | 2019-06-26 | Fixture | 1 |  | None | 0 | 0 | 0 | 130 | 0.0385 | -1.54 | [6 empty] | DEER:Indoor_Non-CFL_Ltg | Annual
Any | SWLG011U | EUn | Ex | CZ11 | cWtd | SWLG011-01 | ExAnte2020 | IOU workpaper | 2019-06-26 | Fixture | 1 |  | None | 0 | 0 | 0 | 128 | 0.0379 | -1.87 | [6 empty] | DEER:Indoor_Non-CFL_Ltg | Annual
Any | SWLG011U | EUn | Ex | CZ12 | cWtd | SWLG011-01 | ExAnte2020 | IOU workpaper | 2019-06-26 | Fixture | 1 |  | None | 0 | 0 | 0 | 128 | 0.0379 | -2.01 | [6 empty] | DEER:Indoor_Non-CFL_Ltg | Annual
Any | SWLG011U | EUn | Ex | CZ13 | cWtd | SWLG011-01 | ExAnte2020 | IOU workpaper | 2019-06-26 | Fixture | 1 |  | None | 0 | 0 | 0 | 129 | 0.0382 | -1.76 | [6 empty] | DEER:Indoor_Non-CFL_Ltg | Annual
Any | SWLG011U | EUn | Ex | CZ14 | cWtd | SWLG011-01 | ExAnte2020 | IOU workpaper | 2019-06-26 | Fixture | 1 |  | None | 0 | 0 | 0 | 129 | 0.0419 | -1.89 | [6 empty] | DEER:Indoor_Non-CFL_Ltg | Annual
Any | SWLG011U | EUn | Ex | CZ15 | cWtd | SWLG011-01 | ExAnte2020 | IOU workpaper | 2019-06-26 | Fixture | 1 |  | None | 0 | 0 | 0 | 137 | 0.0392 | -0.742 | [6 empty] | DEER:Indoor_Non-CFL_Ltg | Annual
Any | SWLG011U | EUn | Ex | CZ16 | cWtd | SWLG011-01 | ExAnte2020 | IOU workpaper | 2019-06-26 | Fixture | 1 |  | None | 0 | 0 | 0 | 122 | 0.0367 | -2.77 | [6 empty] | DEER:Indoor_Non-CFL_Ltg | Annual
Any | SWLG011U | Gro | Ex | CZ01 | cWtd | SWLG011-01 | ExAnte2020 | IOU workpaper | 2019-06-26 | Fixture | 1 |  | None | 0 | 0 | 0 | 261 | 0.0434 | -4.51 | [6 empty] | DEER:Indoor_Non-CFL_Ltg | Annual
Any | SWLG011U | Gro | Ex | CZ02 | cWtd | SWLG011-01 | ExAnte2020 | IOU workpaper | 2019-06-26 | Fixture | 1 |  | None | 0 | 0 | 0 | 272 | 0.0515 | -3.47 | [6 empty] | DEER:Indoor_Non-CFL_Ltg | Annual
Any | SWLG011U | Gro | Ex | CZ03 | cWtd | SWLG011-01 | ExAnte2020 | IOU workpaper | 2019-06-26 | Fixture | 1 |  | None | 0 | 0 | 0 | 267 | 0.0481 | -3.92 | [6 empty] | DEER:Indoor_Non-CFL_Ltg | Annual
Any | SWLG011U | Gro | Ex | CZ04 | cWtd | SWLG011-01 | ExAnte2020 | IOU workpaper | 2019-06-26 | Fixture | 1 |  | None | 0 | 0 | 0 | 272 | 0.0498 | -3.36 | [6 empty] | DEER:Indoor_Non-CFL_Ltg | Annual
Any | SWLG011U | Gro | Ex | CZ05 | cWtd | SWLG011-01 | ExAnte2020 | IOU workpaper | 2019-06-26 | Fixture | 1 |  | None | 0 | 0 | 0 | 264 | 0.0473 | -4 | [6 empty] | DEER:Indoor_Non-CFL_Ltg | Annual
Any | SWLG011U | Gro | Ex | CZ06 | cWtd | SWLG011-01 | ExAnte2020 | IOU workpaper | 2019-06-26 | Fixture | 1 |  | None | 0 | 0 | 0 | 267 | 0.0494 | -3.6 | [6 empty] | DEER:Indoor_Non-CFL_Ltg | Annual
Any | SWLG011U | Gro | Ex | CZ07 | cWtd | SWLG011-01 | ExAnte2020 | IOU workpaper | 2019-06-26 | Fixture | 1 |  | None | 0 | 0 | 0 | 267 | 0.0481 | -3.63 | [6 empty] | DEER:Indoor_Non-CFL_Ltg | Annual
Any | SWLG011U | Gro | Ex | CZ08 | cWtd | SWLG011-01 | ExAnte2020 | IOU workpaper | 2019-06-26 | Fixture | 1 |  | None | 0 | 0 | 0 | 272 | 0.0494 | -3.23 | [6 empty] | DEER:Indoor_Non-CFL_Ltg | Annual
Any | SWLG011U | Gro | Ex | CZ09 | cWtd | SWLG011-01 | ExAnte2020 | IOU workpaper | 2019-06-26 | Fixture | 1 |  | None | 0 | 0 | 0 | 272 | 0.0507 | -3.2 | [6 empty] | DEER:Indoor_Non-CFL_Ltg | Annual
Any | SWLG011U | Gro | Ex | CZ10 | cWtd | SWLG011-01 | ExAnte2020 | IOU workpaper | 2019-06-26 | Fixture | 1 |  | None | 0 | 0 | 0 | 275 | 0.0511 | -3.23 | [6 empty] | DEER:Indoor_Non-CFL_Ltg | Annual
Any | SWLG011U | Gro | Ex | CZ11 | cWtd | SWLG011-01 | ExAnte2020 | IOU workpaper | 2019-06-26 | Fixture | 1 |  | None | 0 | 0 | 0 | 280 | 0.0528 | -2.85 | [6 empty] | DEER:Indoor_Non-CFL_Ltg | Annual
Any | SWLG011U | Gro | Ex | CZ12 | cWtd | SWLG011-01 | ExAnte2020 | IOU workpaper | 2019-06-26 | Fixture | 1 |  | None | 0 | 0 | 0 | 275 | 0.0524 | -3.09 | [6 empty] | DEER:Indoor_Non-CFL_Ltg | Annual
Any | SWLG011U | Gro | Ex | CZ13 | cWtd | SWLG011-01 | ExAnte2020 | IOU workpaper | 2019-06-26 | Fixture | 1 |  | None | 0 | 0 | 0 | 280 | 0.0511 | -2.69 | [6 empty] | DEER:Indoor_Non-CFL_Ltg | Annual
Any | SWLG011U | Gro | Ex | CZ14 | cWtd | SWLG011-01 | ExAnte2020 | IOU workpaper | 2019-06-26 | Fixture | 1 |  | None | 0 | 0 | 0 | 277 | 0.0515 | -3.31 | [6 empty] | DEER:Indoor_Non-CFL_Ltg | Annual
Any | SWLG011U | Gro | Ex | CZ15 | cWtd | SWLG011-01 | ExAnte2020 | IOU workpaper | 2019-06-26 | Fixture | 1 |  | None | 0 | 0 | 0 | 293 | 0.0524 | -1.87 | [6 empty] | DEER:Indoor_Non-CFL_Ltg | Annual
Any | SWLG011U | Gro | Ex | CZ16 | cWtd | SWLG011-01 | ExAnte2020 | IOU workpaper | 2019-06-26 | Fixture | 1 |  | None | 0 | 0 | 0 | 259 | 0.0498 | -4.32 | [6 empty] | DEER:Indoor_Non-CFL_Ltg | Annual
Any | SWLG011U | Hsp | Ex | CZ01 | cWtd | SWLG011-01 | ExAnte2020 | IOU workpaper | 2019-06-26 | Fixture | 1 |  | None | 0 | 0 | 0 | 280 | 0.0407 | -8.05 | [6 empty] | DEER:Indoor_Non-CFL_Ltg | Annual
Any | SWLG011U | Hsp | Ex | CZ02 | cWtd | SWLG011-01 | ExAnte2020 | IOU workpaper | 2019-06-26 | Fixture | 1 |  | None | 0 | 0 | 0 | 301 | 0.0476 | -5.14 | [6 empty] | DEER:Indoor_Non-CFL_Ltg | Annual
Any | SWLG011U | Hsp | Ex | CZ03 | cWtd | SWLG011-01 | ExAnte2020 | IOU workpaper | 2019-06-26 | Fixture | 1 |  | None | 0 | 0 | 0 | 295 | 0.0461 | -4.86 | [6 empty] | DEER:Indoor_Non-CFL_Ltg | Annual
Any | SWLG011U | Hsp | Ex | CZ04 | cWtd | SWLG011-01 | ExAnte2020 | IOU workpaper | 2019-06-26 | Fixture | 1 |  | None | 0 | 0 | 0 | 307 | 0.0464 | -4.19 | [6 empty] | DEER:Indoor_Non-CFL_Ltg | Annual
Any | SWLG011U | Hsp | Ex | CZ05 | cWtd | SWLG011-01 | ExAnte2020 | IOU workpaper | 2019-06-26 | Fixture | 1 |  | None | 0 | 0 | 0 | 295 | 0.0438 | -5.17 | [6 empty] | DEER:Indoor_Non-CFL_Ltg | Annual
Any | SWLG011U | Hsp | Ex | CZ06 | cWtd | SWLG011-01 | ExAnte2020 | IOU workpaper | 2019-06-26 | Fixture | 1 |  | None | 0 | 0 | 0 | 316 | 0.0495 | -2.71 | [6 empty] | DEER:Indoor_Non-CFL_Ltg | Annual
Any | SWLG011U | Hsp | Ex | CZ07 | cWtd | SWLG011-01 | ExAnte2020 | IOU workpaper | 2019-06-26 | Fixture | 1 |  | None | 0 | 0 | 0 | 319 | 0.0468 | -1.92 | [6 empty] | DEER:Indoor_Non-CFL_Ltg | Annual
Any | SWLG011U | Hsp | Ex | CZ08 | cWtd | SWLG011-01 | ExAnte2020 | IOU workpaper | 2019-06-26 | Fixture | 1 |  | None | 0 | 0 | 0 | 319 | 0.0472 | -2.3 | [6 empty] | DEER:Indoor_Non-CFL_Ltg | Annual
Any | SWLG011U | Hsp | Ex | CZ09 | cWtd | SWLG011-01 | ExAnte2020 | IOU workpaper | 2019-06-26 | Fixture | 1 |  | None | 0 | 0 | 0 | 319 | 0.0487 | -2.75 | [6 empty] | DEER:Indoor_Non-CFL_Ltg | Annual
Any | SWLG011U | Hsp | Ex | CZ10 | cWtd | SWLG011-01 | ExAnte2020 | IOU workpaper | 2019-06-26 | Fixture | 1 |  | None | 0 | 0 | 0 | 319 | 0.0495 | -2.94 | [6 empty] | DEER:Indoor_Non-CFL_Ltg | Annual
Any | SWLG011U | Hsp | Ex | CZ11 | cWtd | SWLG011-01 | ExAnte2020 | IOU workpaper | 2019-06-26 | Fixture | 1 |  | None | 0 | 0 | 0 | 313 | 0.0472 | -4.32 | [6 empty] | DEER:Indoor_Non-CFL_Ltg | Annual
Any | SWLG011U | Hsp | Ex | CZ12 | cWtd | SWLG011-01 | ExAnte2020 | IOU workpaper | 2019-06-26 | Fixture | 1 |  | None | 0 | 0 | 0 | 310 | 0.0472 | -4.41 | [6 empty] | DEER:Indoor_Non-CFL_Ltg | Annual
Any | SWLG011U | Hsp | Ex | CZ13 | cWtd | SWLG011-01 | ExAnte2020 | IOU workpaper | 2019-06-26 | Fixture | 1 |  | None | 0 | 0 | 0 | 316 | 0.0472 | -4.04 | [6 empty] | DEER:Indoor_Non-CFL_Ltg | Annual
Any | SWLG011U | Hsp | Ex | CZ14 | cWtd | SWLG011-01 | ExAnte2020 | IOU workpaper | 2019-06-26 | Fixture | 1 |  | None | 0 | 0 | 0 | 313 | 0.0476 | -4.1 | [6 empty] | DEER:Indoor_Non-CFL_Ltg | Annual
Any | SWLG011U | Hsp | Ex | CZ15 | cWtd | SWLG011-01 | ExAnte2020 | IOU workpaper | 2019-06-26 | Fixture | 1 |  | None | 0 | 0 | 0 | 340 | 0.0484 | -1.55 | [6 empty] | DEER:Indoor_Non-CFL_Ltg | Annual
Any | SWLG011U | Hsp | Ex | CZ16 | cWtd | SWLG011-01 | ExAnte2020 | IOU workpaper | 2019-06-26 | Fixture | 1 |  | None | 0 | 0 | 0 | 295 | 0.0468 | -5.68 | [6 empty] | DEER:Indoor_Non-CFL_Ltg | Annual
Any | SWLG011U | Htl | Ex | CZ01 | cWtd | SWLG011-01 | ExAnte2020 | IOU workpaper | 2019-06-26 | Fixture | 1 |  | None | 0 | 0 | 0 | 218 | 0.0351 | -4.63 | [6 empty] | DEER:Indoor_Non-CFL_Ltg | Annual
Any | SWLG011U | Htl | Ex | CZ02 | cWtd | SWLG011-01 | ExAnte2020 | IOU workpaper | 2019-06-26 | Fixture | 1 |  | None | 0 | 0 | 0 | 245 | 0.04 | -3.34 | [6 empty] | DEER:Indoor_Non-CFL_Ltg | Annual
Any | SWLG011U | Htl | Ex | CZ03 | cWtd | SWLG011-01 | ExAnte2020 | IOU workpaper | 2019-06-26 | Fixture | 1 |  | None | 0 | 0 | 0 | 242 | 0.0393 | -3.5 | [6 empty] | DEER:Indoor_Non-CFL_Ltg | Annual
Any | SWLG011U | Htl | Ex | CZ04 | cWtd | SWLG011-01 | ExAnte2020 | IOU workpaper | 2019-06-26 | Fixture | 1 |  | None | 0 | 0 | 0 | 250 | 0.039 | -2.66 | [6 empty] | DEER:Indoor_Non-CFL_Ltg | Annual
Any | SWLG011U | Htl | Ex | CZ05 | cWtd | SWLG011-01 | ExAnte2020 | IOU workpaper | 2019-06-26 | Fixture | 1 |  | None | 0 | 0 | 0 | 240 | 0.0377 | -3.61 | [6 empty] | DEER:Indoor_Non-CFL_Ltg | Annual
Any | SWLG011U | Htl | Ex | CZ06 | cWtd | SWLG011-01 | ExAnte2020 | IOU workpaper | 2019-06-26 | Fixture | 1 |  | None | 0 | 0 | 0 | 272 | 0.0409 | -1.89 | [6 empty] | DEER:Indoor_Non-CFL_Ltg | Annual
Any | SWLG011U | Htl | Ex | CZ07 | cWtd | SWLG011-01 | ExAnte2020 | IOU workpaper | 2019-06-26 | Fixture | 1 |  | None | 0 | 0 | 0 | 277 | 0.0406 | -1.68 | [6 empty] | DEER:Indoor_Non-CFL_Ltg | Annual
Any | SWLG011U | Htl | Ex | CZ08 | cWtd | SWLG011-01 | ExAnte2020 | IOU workpaper | 2019-06-26 | Fixture | 1 |  | None | 0 | 0 | 0 | 280 | 0.0403 | -1.66 | [6 empty] | DEER:Indoor_Non-CFL_Ltg | Annual
Any | SWLG011U | Htl | Ex | CZ09 | cWtd | SWLG011-01 | ExAnte2020 | IOU workpaper | 2019-06-26 | Fixture | 1 |  | None | 0 | 0 | 0 | 274 | 0.0419 | -1.92 | [6 empty] | DEER:Indoor_Non-CFL_Ltg | Annual
Any | SWLG011U | Htl | Ex | CZ10 | cWtd | SWLG011-01 | ExAnte2020 | IOU workpaper | 2019-06-26 | Fixture | 1 |  | None | 0 | 0 | 0 | 272 | 0.0422 | -2 | [6 empty] | DEER:Indoor_Non-CFL_Ltg | Annual
Any | SWLG011U | Htl | Ex | CZ11 | cWtd | SWLG011-01 | ExAnte2020 | IOU workpaper | 2019-06-26 | Fixture | 1 |  | None | 0 | 0 | 0 | 253 | 0.04 | -3.28 | [6 empty] | DEER:Indoor_Non-CFL_Ltg | Annual
Any | SWLG011U | Htl | Ex | CZ12 | cWtd | SWLG011-01 | ExAnte2020 | IOU workpaper | 2019-06-26 | Fixture | 1 |  | None | 0 | 0 | 0 | 250 | 0.04 | -3.18 | [6 empty] | DEER:Indoor_Non-CFL_Ltg | Annual
Any | SWLG011U | Htl | Ex | CZ13 | cWtd | SWLG011-01 | ExAnte2020 | IOU workpaper | 2019-06-26 | Fixture | 1 |  | None | 0 | 0 | 0 | 253 | 0.0396 | -2.91 | [6 empty] | DEER:Indoor_Non-CFL_Ltg | Annual
Any | SWLG011U | Htl | Ex | CZ14 | cWtd | SWLG011-01 | ExAnte2020 | IOU workpaper | 2019-06-26 | Fixture | 1 |  | None | 0 | 0 | 0 | 258 | 0.0406 | -2.26 | [6 empty] | DEER:Indoor_Non-CFL_Ltg | Annual
Any | SWLG011U | Htl | Ex | CZ15 | cWtd | SWLG011-01 | ExAnte2020 | IOU workpaper | 2019-06-26 | Fixture | 1 |  | None | 0 | 0 | 0 | 296 | 0.0422 | -1.17 | [6 empty] | DEER:Indoor_Non-CFL_Ltg | Annual
Any | SWLG011U | Htl | Ex | CZ16 | cWtd | SWLG011-01 | ExAnte2020 | IOU workpaper | 2019-06-26 | Fixture | 1 |  | None | 0 | 0 | 0 | 234 | 0.04 | -3.2 | [6 empty] | DEER:Indoor_Non-CFL_Ltg | Annual
Any | SWLG011U | MBT | Ex | CZ01 | cWtd | SWLG011-01 | ExAnte2020 | IOU workpaper | 2019-06-26 | Fixture | 1 |  | None | 0 | 0 | 0 | 132 | 0.0148 | -1.28 | [6 empty] | DEER:Indoor_Non-CFL_Ltg | Annual
Any | SWLG011U | MBT | Ex | CZ02 | cWtd | SWLG011-01 | ExAnte2020 | IOU workpaper | 2019-06-26 | Fixture | 1 |  | None | 0 | 0 | 0 | 140 | 0.017 | -0.719 | [6 empty] | DEER:Indoor_Non-CFL_Ltg | Annual
Any | SWLG011U | MBT | Ex | CZ03 | cWtd | SWLG011-01 | ExAnte2020 | IOU workpaper | 2019-06-26 | Fixture | 1 |  | None | 0 | 0 | 0 | 140 | 0.0166 | -0.57 | [6 empty] | DEER:Indoor_Non-CFL_Ltg | Annual
Any | SWLG011U | MBT | Ex | CZ04 | cWtd | SWLG011-01 | ExAnte2020 | IOU workpaper | 2019-06-26 | Fixture | 1 |  | None | 0 | 0 | 0 | 143 | 0.017 | -0.471 | [6 empty] | DEER:Indoor_Non-CFL_Ltg | Annual
Any | SWLG011U | MBT | Ex | CZ05 | cWtd | SWLG011-01 | ExAnte2020 | IOU workpaper | 2019-06-26 | Fixture | 1 |  | None | 0 | 0 | 0 | 140 | 0.0169 | -0.602 | [6 empty] | DEER:Indoor_Non-CFL_Ltg | Annual
Any | SWLG011U | MBT | Ex | CZ06 | cWtd | SWLG011-01 | ExAnte2020 | IOU workpaper | 2019-06-26 | Fixture | 1 |  | None | 0 | 0 | 0 | 147 | 0.0178 | -0.327 | [6 empty] | DEER:Indoor_Non-CFL_Ltg | Annual
Any | SWLG011U | MBT | Ex | CZ07 | cWtd | SWLG011-01 | ExAnte2020 | IOU workpaper | 2019-06-26 | Fixture | 1 |  | None | 0 | 0 | 0 | 149 | 0.018 | -0.221 | [6 empty] | DEER:Indoor_Non-CFL_Ltg | Annual
Any | SWLG011U | MBT | Ex | CZ08 | cWtd | SWLG011-01 | ExAnte2020 | IOU workpaper | 2019-06-26 | Fixture | 1 |  | None | 0 | 0 | 0 | 150 | 0.0178 | -0.273 | [6 empty] | DEER:Indoor_Non-CFL_Ltg | Annual
Any | SWLG011U | MBT | Ex | CZ09 | cWtd | SWLG011-01 | ExAnte2020 | IOU workpaper | 2019-06-26 | Fixture | 1 |  | None | 0 | 0 | 0 | 149 | 0.0185 | -0.334 | [6 empty] | DEER:Indoor_Non-CFL_Ltg | Annual
Any | SWLG011U | MBT | Ex | CZ10 | cWtd | SWLG011-01 | ExAnte2020 | IOU workpaper | 2019-06-26 | Fixture | 1 |  | None | 0 | 0 | 0 | 150 | 0.0185 | -0.268 | [6 empty] | DEER:Indoor_Non-CFL_Ltg | Annual
Any | SWLG011U | MBT | Ex | CZ11 | cWtd | SWLG011-01 | ExAnte2020 | IOU workpaper | 2019-06-26 | Fixture | 1 |  | None | 0 | 0 | 0 | 143 | 0.0172 | -0.732 | [6 empty] | DEER:Indoor_Non-CFL_Ltg | Annual
Any | SWLG011U | MBT | Ex | CZ12 | cWtd | SWLG011-01 | ExAnte2020 | IOU workpaper | 2019-06-26 | Fixture | 1 |  | None | 0 | 0 | 0 | 142 | 0.017 | -0.694 | [6 empty] | DEER:Indoor_Non-CFL_Ltg | Annual
Any | SWLG011U | MBT | Ex | CZ13 | cWtd | SWLG011-01 | ExAnte2020 | IOU workpaper | 2019-06-26 | Fixture | 1 |  | None | 0 | 0 | 0 | 143 | 0.0169 | -0.628 | [6 empty] | DEER:Indoor_Non-CFL_Ltg | Annual
Any | SWLG011U | MBT | Ex | CZ14 | cWtd | SWLG011-01 | ExAnte2020 | IOU workpaper | 2019-06-26 | Fixture | 1 |  | None | 0 | 0 | 0 | 146 | 0.0184 | -0.702 | [6 empty] | DEER:Indoor_Non-CFL_Ltg | Annual
Any | SWLG011U | MBT | Ex | CZ15 | cWtd | SWLG011-01 | ExAnte2020 | IOU workpaper | 2019-06-26 | Fixture | 1 |  | None | 0 | 0 | 0 | 157 | 0.0183 | -0.108 | [6 empty] | DEER:Indoor_Non-CFL_Ltg | Annual
Any | SWLG011U | MBT | Ex | CZ16 | cWtd | SWLG011-01 | ExAnte2020 | IOU workpaper | 2019-06-26 | Fixture | 1 |  | None | 0 | 0 | 0 | 138 | 0.0174 | -1.64 | [6 empty] | DEER:Indoor_Non-CFL_Ltg | Annual
Any | SWLG011U | MLI | Ex | CZ01 | cWtd | SWLG011-01 | ExAnte2020 | IOU workpaper | 2019-06-26 | Fixture | 1 |  | None | 0 | 0 | 0 | 127 | 0.0162 | -2.37 | [6 empty] | DEER:Indoor_Non-CFL_Ltg | Annual
Any | SWLG011U | MLI | Ex | CZ02 | cWtd | SWLG011-01 | ExAnte2020 | IOU workpaper | 2019-06-26 | Fixture | 1 |  | None | 0 | 0 | 0 | 135 | 0.0177 | -1.49 | [6 empty] | DEER:Indoor_Non-CFL_Ltg | Annual
Any | SWLG011U | MLI | Ex | CZ03 | cWtd | SWLG011-01 | ExAnte2020 | IOU workpaper | 2019-06-26 | Fixture | 1 |  | None | 0 | 0 | 0 | 134 | 0.0177 | -1.52 | [6 empty] | DEER:Indoor_Non-CFL_Ltg | Annual
Any | SWLG011U | MLI | Ex | CZ04 | cWtd | SWLG011-01 | ExAnte2020 | IOU workpaper | 2019-06-26 | Fixture | 1 |  | None | 0 | 0 | 0 | 137 | 0.0177 | -1.21 | [6 empty] | DEER:Indoor_Non-CFL_Ltg | Annual
Any | SWLG011U | MLI | Ex | CZ05 | cWtd | SWLG011-01 | ExAnte2020 | IOU workpaper | 2019-06-26 | Fixture | 1 |  | None | 0 | 0 | 0 | 134 | 0.0171 | -1.5 | [6 empty] | DEER:Indoor_Non-CFL_Ltg | Annual
Any | SWLG011U | MLI | Ex | CZ06 | cWtd | SWLG011-01 | ExAnte2020 | IOU workpaper | 2019-06-26 | Fixture | 1 |  | None | 0 | 0 | 0 | 142 | 0.0182 | -0.76 | [6 empty] | DEER:Indoor_Non-CFL_Ltg | Annual
Any | SWLG011U | MLI | Ex | CZ07 | cWtd | SWLG011-01 | ExAnte2020 | IOU workpaper | 2019-06-26 | Fixture | 1 |  | None | 0 | 0 | 0 | 141 | 0.0184 | -0.652 | [6 empty] | DEER:Indoor_Non-CFL_Ltg | Annual
Any | SWLG011U | MLI | Ex | CZ08 | cWtd | SWLG011-01 | ExAnte2020 | IOU workpaper | 2019-06-26 | Fixture | 1 |  | None | 0 | 0 | 0 | 144 | 0.0182 | -0.696 | [6 empty] | DEER:Indoor_Non-CFL_Ltg | Annual
Any | SWLG011U | MLI | Ex | CZ09 | cWtd | SWLG011-01 | ExAnte2020 | IOU workpaper | 2019-06-26 | Fixture | 1 |  | None | 0 | 0 | 0 | 142 | 0.0185 | -0.793 | [6 empty] | DEER:Indoor_Non-CFL_Ltg | Annual
Any | SWLG011U | MLI | Ex | CZ10 | cWtd | SWLG011-01 | ExAnte2020 | IOU workpaper | 2019-06-26 | Fixture | 1 |  | None | 0 | 0 | 0 | 142 | 0.0187 | -0.795 | [6 empty] | DEER:Indoor_Non-CFL_Ltg | Annual
Any | SWLG011U | MLI | Ex | CZ11 | cWtd | SWLG011-01 | ExAnte2020 | IOU workpaper | 2019-06-26 | Fixture | 1 |  | None | 0 | 0 | 0 | 138 | 0.0184 | -1.28 | [6 empty] | DEER:Indoor_Non-CFL_Ltg | Annual
Any | SWLG011U | MLI | Ex | CZ12 | cWtd | SWLG011-01 | ExAnte2020 | IOU workpaper | 2019-06-26 | Fixture | 1 |  | None | 0 | 0 | 0 | 137 | 0.0179 | -1.32 | [6 empty] | DEER:Indoor_Non-CFL_Ltg | Annual
Any | SWLG011U | MLI | Ex | CZ13 | cWtd | SWLG011-01 | ExAnte2020 | IOU workpaper | 2019-06-26 | Fixture | 1 |  | None | 0 | 0 | 0 | 139 | 0.0176 | -1.16 | [6 empty] | DEER:Indoor_Non-CFL_Ltg | Annual
Any | SWLG011U | MLI | Ex | CZ14 | cWtd | SWLG011-01 | ExAnte2020 | IOU workpaper | 2019-06-26 | Fixture | 1 |  | None | 0 | 0 | 0 | 141 | 0.0187 | -1.24 | [6 empty] | DEER:Indoor_Non-CFL_Ltg | Annual
Any | SWLG011U | MLI | Ex | CZ15 | cWtd | SWLG011-01 | ExAnte2020 | IOU workpaper | 2019-06-26 | Fixture | 1 |  | None | 0 | 0 | 0 | 152 | 0.0191 | -0.335 | [6 empty] | DEER:Indoor_Non-CFL_Ltg | Annual
Any | SWLG011U | MLI | Ex | CZ16 | cWtd | SWLG011-01 | ExAnte2020 | IOU workpaper | 2019-06-26 | Fixture | 1 |  | None | 0 | 0 | 0 | 133 | 0.018 | -1.98 | [6 empty] | DEER:Indoor_Non-CFL_Ltg | Annual
Any | SWLG011U | Mtl | Ex | CZ01 | cWtd | SWLG011-01 | ExAnte2020 | IOU workpaper | 2019-06-26 | Fixture | 1 |  | None | 0 | 0 | 0 | 165 | 0.0272 | -2.88 | [6 empty] | DEER:Indoor_Non-CFL_Ltg | Annual
Any | SWLG011U | Mtl | Ex | CZ02 | cWtd | SWLG011-01 | ExAnte2020 | IOU workpaper | 2019-06-26 | Fixture | 1 |  | None | 0 | 0 | 0 | 186 | 0.0292 | -1.97 | [6 empty] | DEER:Indoor_Non-CFL_Ltg | Annual
Any | SWLG011U | Mtl | Ex | CZ03 | cWtd | SWLG011-01 | ExAnte2020 | IOU workpaper | 2019-06-26 | Fixture | 1 |  | None | 0 | 0 | 0 | 184 | 0.0289 | -1.92 | [6 empty] | DEER:Indoor_Non-CFL_Ltg | Annual
Any | SWLG011U | Mtl | Ex | CZ04 | cWtd | SWLG011-01 | ExAnte2020 | IOU workpaper | 2019-06-26 | Fixture | 1 |  | None | 0 | 0 | 0 | 194 | 0.0289 | -1.6 | [6 empty] | DEER:Indoor_Non-CFL_Ltg | Annual
Any | SWLG011U | Mtl | Ex | CZ05 | cWtd | SWLG011-01 | ExAnte2020 | IOU workpaper | 2019-06-26 | Fixture | 1 |  | None | 0 | 0 | 0 | 181 | 0.0279 | -2.14 | [6 empty] | DEER:Indoor_Non-CFL_Ltg | Annual
Any | SWLG011U | Mtl | Ex | CZ06 | cWtd | SWLG011-01 | ExAnte2020 | IOU workpaper | 2019-06-26 | Fixture | 1 |  | None | 0 | 0 | 0 | 214 | 0.0301 | -0.742 | [6 empty] | DEER:Indoor_Non-CFL_Ltg | Annual
Any | SWLG011U | Mtl | Ex | CZ07 | cWtd | SWLG011-01 | ExAnte2020 | IOU workpaper | 2019-06-26 | Fixture | 1 |  | None | 0 | 0 | 0 | 220 | 0.0299 | -0.463 | [6 empty] | DEER:Indoor_Non-CFL_Ltg | Annual
Any | SWLG011U | Mtl | Ex | CZ08 | cWtd | SWLG011-01 | ExAnte2020 | IOU workpaper | 2019-06-26 | Fixture | 1 |  | None | 0 | 0 | 0 | 220 | 0.0299 | -0.65 | [6 empty] | DEER:Indoor_Non-CFL_Ltg | Annual
Any | SWLG011U | Mtl | Ex | CZ09 | cWtd | SWLG011-01 | ExAnte2020 | IOU workpaper | 2019-06-26 | Fixture | 1 |  | None | 0 | 0 | 0 | 214 | 0.0309 | -0.738 | [6 empty] | DEER:Indoor_Non-CFL_Ltg | Annual
Any | SWLG011U | Mtl | Ex | CZ10 | cWtd | SWLG011-01 | ExAnte2020 | IOU workpaper | 2019-06-26 | Fixture | 1 |  | None | 0 | 0 | 0 | 210 | 0.0306 | -0.922 | [6 empty] | DEER:Indoor_Non-CFL_Ltg | Annual
Any | SWLG011U | Mtl | Ex | CZ11 | cWtd | SWLG011-01 | ExAnte2020 | IOU workpaper | 2019-06-26 | Fixture | 1 |  | None | 0 | 0 | 0 | 196 | 0.0294 | -1.52 | [6 empty] | DEER:Indoor_Non-CFL_Ltg | Annual
Any | SWLG011U | Mtl | Ex | CZ12 | cWtd | SWLG011-01 | ExAnte2020 | IOU workpaper | 2019-06-26 | Fixture | 1 |  | None | 0 | 0 | 0 | 194 | 0.0292 | -1.58 | [6 empty] | DEER:Indoor_Non-CFL_Ltg | Annual
Any | SWLG011U | Mtl | Ex | CZ13 | cWtd | SWLG011-01 | ExAnte2020 | IOU workpaper | 2019-06-26 | Fixture | 1 |  | None | 0 | 0 | 0 | 200 | 0.0292 | -1.41 | [6 empty] | DEER:Indoor_Non-CFL_Ltg | Annual
Any | SWLG011U | Mtl | Ex | CZ14 | cWtd | SWLG011-01 | ExAnte2020 | IOU workpaper | 2019-06-26 | Fixture | 1 |  | None | 0 | 0 | 0 | 200 | 0.0304 | -1.26 | [6 empty] | DEER:Indoor_Non-CFL_Ltg | Annual
Any | SWLG011U | Mtl | Ex | CZ15 | cWtd | SWLG011-01 | ExAnte2020 | IOU workpaper | 2019-06-26 | Fixture | 1 |  | None | 0 | 0 | 0 | 228 | 0.0309 | -0.373 | [6 empty] | DEER:Indoor_Non-CFL_Ltg | Annual
Any | SWLG011U | Mtl | Ex | CZ16 | cWtd | SWLG011-01 | ExAnte2020 | IOU workpaper | 2019-06-26 | Fixture | 1 |  | None | 0 | 0 | 0 | 177 | 0.0297 | -1.89 | [6 empty] | DEER:Indoor_Non-CFL_Ltg | Annual
Any | SWLG011U | Nrs | Ex | CZ01 | cWtd | SWLG011-01 | ExAnte2020 | IOU workpaper | 2019-06-26 | Fixture | 1 |  | None | 0 | 0 | 0 | 181 | 0.0364 | -3.6 | [6 empty] | DEER:Indoor_Non-CFL_Ltg | Annual
Any | SWLG011U | Nrs | Ex | CZ02 | cWtd | SWLG011-01 | ExAnte2020 | IOU workpaper | 2019-06-26 | Fixture | 1 |  | None | 0 | 0 | 0 | 194 | 0.0397 | -2.45 | [6 empty] | DEER:Indoor_Non-CFL_Ltg | Annual
Any | SWLG011U | Nrs | Ex | CZ03 | cWtd | SWLG011-01 | ExAnte2020 | IOU workpaper | 2019-06-26 | Fixture | 1 |  | None | 0 | 0 | 0 | 192 | 0.039 | -2.33 | [6 empty] | DEER:Indoor_Non-CFL_Ltg | Annual
Any | SWLG011U | Nrs | Ex | CZ04 | cWtd | SWLG011-01 | ExAnte2020 | IOU workpaper | 2019-06-26 | Fixture | 1 |  | None | 0 | 0 | 0 | 198 | 0.0397 | -1.92 | [6 empty] | DEER:Indoor_Non-CFL_Ltg | Annual
Any | SWLG011U | Nrs | Ex | CZ05 | cWtd | SWLG011-01 | ExAnte2020 | IOU workpaper | 2019-06-26 | Fixture | 1 |  | None | 0 | 0 | 0 | 192 | 0.0377 | -2.41 | [6 empty] | DEER:Indoor_Non-CFL_Ltg | Annual
Any | SWLG011U | Nrs | Ex | CZ06 | cWtd | SWLG011-01 | ExAnte2020 | IOU workpaper | 2019-06-26 | Fixture | 1 |  | None | 0 | 0 | 0 | 207 | 0.0417 | -1.26 | [6 empty] | DEER:Indoor_Non-CFL_Ltg | Annual
Any | SWLG011U | Nrs | Ex | CZ07 | cWtd | SWLG011-01 | ExAnte2020 | IOU workpaper | 2019-06-26 | Fixture | 1 |  | None | 0 | 0 | 0 | 207 | 0.042 | -1.08 | [6 empty] | DEER:Indoor_Non-CFL_Ltg | Annual
Any | SWLG011U | Nrs | Ex | CZ08 | cWtd | SWLG011-01 | ExAnte2020 | IOU workpaper | 2019-06-26 | Fixture | 1 |  | None | 0 | 0 | 0 | 209 | 0.0424 | -1.15 | [6 empty] | DEER:Indoor_Non-CFL_Ltg | Annual
Any | SWLG011U | Nrs | Ex | CZ09 | cWtd | SWLG011-01 | ExAnte2020 | IOU workpaper | 2019-06-26 | Fixture | 1 |  | None | 0 | 0 | 0 | 209 | 0.0427 | -1.25 | [6 empty] | DEER:Indoor_Non-CFL_Ltg | Annual
Any | SWLG011U | Nrs | Ex | CZ10 | cWtd | SWLG011-01 | ExAnte2020 | IOU workpaper | 2019-06-26 | Fixture | 1 |  | None | 0 | 0 | 0 | 211 | 0.045 | -1.33 | [6 empty] | DEER:Indoor_Non-CFL_Ltg | Annual
Any | SWLG011U | Nrs | Ex | CZ11 | cWtd | SWLG011-01 | ExAnte2020 | IOU workpaper | 2019-06-26 | Fixture | 1 |  | None | 0 | 0 | 0 | 200 | 0.0407 | -2 | [6 empty] | DEER:Indoor_Non-CFL_Ltg | Annual
Any | SWLG011U | Nrs | Ex | CZ12 | cWtd | SWLG011-01 | ExAnte2020 | IOU workpaper | 2019-06-26 | Fixture | 1 |  | None | 0 | 0 | 0 | 198 | 0.0404 | -2.09 | [6 empty] | DEER:Indoor_Non-CFL_Ltg | Annual
Any | SWLG011U | Nrs | Ex | CZ13 | cWtd | SWLG011-01 | ExAnte2020 | IOU workpaper | 2019-06-26 | Fixture | 1 |  | None | 0 | 0 | 0 | 202 | 0.0404 | -1.89 | [6 empty] | DEER:Indoor_Non-CFL_Ltg | Annual
Any | SWLG011U | Nrs | Ex | CZ14 | cWtd | SWLG011-01 | ExAnte2020 | IOU workpaper | 2019-06-26 | Fixture | 1 |  | None | 0 | 0 | 0 | 205 | 0.042 | -1.76 | [6 empty] | DEER:Indoor_Non-CFL_Ltg | Annual
Any | SWLG011U | Nrs | Ex | CZ15 | cWtd | SWLG011-01 | ExAnte2020 | IOU workpaper | 2019-06-26 | Fixture | 1 |  | None | 0 | 0 | 0 | 222 | 0.0437 | -0.639 | [6 empty] | DEER:Indoor_Non-CFL_Ltg | Annual
Any | SWLG011U | Nrs | Ex | CZ16 | cWtd | SWLG011-01 | ExAnte2020 | IOU workpaper | 2019-06-26 | Fixture | 1 |  | None | 0 | 0 | 0 | 189 | 0.0397 | -2.99 | [6 empty] | DEER:Indoor_Non-CFL_Ltg | Annual
Any | SWLG011U | OfL | Ex | CZ01 | cWtd | SWLG011-01 | ExAnte2020 | IOU workpaper | 2019-06-26 | Fixture | 1 |  | None | 0 | 0 | 0 | 131 | 0.0194 | -0.631 | [6 empty] | DEER:Indoor_Non-CFL_Ltg | Annual
Any | SWLG011U | OfL | Ex | CZ02 | cWtd | SWLG011-01 | ExAnte2020 | IOU workpaper | 2019-06-26 | Fixture | 1 |  | None | 0 | 0 | 0 | 137 | 0.0203 | -0.362 | [6 empty] | DEER:Indoor_Non-CFL_Ltg | Annual
Any | SWLG011U | OfL | Ex | CZ03 | cWtd | SWLG011-01 | ExAnte2020 | IOU workpaper | 2019-06-26 | Fixture | 1 |  | None | 0 | 0 | 0 | 136 | 0.0199 | -0.317 | [6 empty] | DEER:Indoor_Non-CFL_Ltg | Annual
Any | SWLG011U | OfL | Ex | CZ04 | cWtd | SWLG011-01 | ExAnte2020 | IOU workpaper | 2019-06-26 | Fixture | 1 |  | None | 0 | 0 | 0 | 137 | 0.0208 | -0.319 | [6 empty] | DEER:Indoor_Non-CFL_Ltg | Annual
Any | SWLG011U | OfL | Ex | CZ05 | cWtd | SWLG011-01 | ExAnte2020 | IOU workpaper | 2019-06-26 | Fixture | 1 |  | None | 0 | 0 | 0 | 137 | 0.0196 | -0.268 | [6 empty] | DEER:Indoor_Non-CFL_Ltg | Annual
Any | SWLG011U | OfL | Ex | CZ06 | cWtd | SWLG011-01 | ExAnte2020 | IOU workpaper | 2019-06-26 | Fixture | 1 |  | None | 0 | 0 | 0 | 146 | 0.0204 | -0.0913 | [6 empty] | DEER:Indoor_Non-CFL_Ltg | Annual
Any | SWLG011U | OfL | Ex | CZ07 | cWtd | SWLG011-01 | ExAnte2020 | IOU workpaper | 2019-06-26 | Fixture | 1 |  | None | 0 | 0 | 0 | 145 | 0.0201 | -0.00687 | [6 empty] | DEER:Indoor_Non-CFL_Ltg | Annual
Any | SWLG011U | OfL | Ex | CZ08 | cWtd | SWLG011-01 | ExAnte2020 | IOU workpaper | 2019-06-26 | Fixture | 1 |  | None | 0 | 0 | 0 | 146 | 0.0203 | -0.0686 | [6 empty] | DEER:Indoor_Non-CFL_Ltg | Annual
Any | SWLG011U | OfL | Ex | CZ09 | cWtd | SWLG011-01 | ExAnte2020 | IOU workpaper | 2019-06-26 | Fixture | 1 |  | None | 0 | 0 | 0 | 145 | 0.0214 | -0.133 | [6 empty] | DEER:Indoor_Non-CFL_Ltg | Annual
Any | SWLG011U | OfL | Ex | CZ10 | cWtd | SWLG011-01 | ExAnte2020 | IOU workpaper | 2019-06-26 | Fixture | 1 |  | None | 0 | 0 | 0 | 147 | 0.0216 | -0.0771 | [6 empty] | DEER:Indoor_Non-CFL_Ltg | Annual
Any | SWLG011U | OfL | Ex | CZ11 | cWtd | SWLG011-01 | ExAnte2020 | IOU workpaper | 2019-06-26 | Fixture | 1 |  | None | 0 | 0 | 0 | 138 | 0.0211 | -0.395 | [6 empty] | DEER:Indoor_Non-CFL_Ltg | Annual
Any | SWLG011U | OfL | Ex | CZ12 | cWtd | SWLG011-01 | ExAnte2020 | IOU workpaper | 2019-06-26 | Fixture | 1 |  | None | 0 | 0 | 0 | 138 | 0.0224 | -0.368 | [6 empty] | DEER:Indoor_Non-CFL_Ltg | Annual
Any | SWLG011U | OfL | Ex | CZ13 | cWtd | SWLG011-01 | ExAnte2020 | IOU workpaper | 2019-06-26 | Fixture | 1 |  | None | 0 | 0 | 0 | 140 | 0.0221 | -0.343 | [6 empty] | DEER:Indoor_Non-CFL_Ltg | Annual
Any | SWLG011U | OfL | Ex | CZ14 | cWtd | SWLG011-01 | ExAnte2020 | IOU workpaper | 2019-06-26 | Fixture | 1 |  | None | 0 | 0 | 0 | 143 | 0.0211 | -0.337 | [6 empty] | DEER:Indoor_Non-CFL_Ltg | Annual
Any | SWLG011U | OfL | Ex | CZ15 | cWtd | SWLG011-01 | ExAnte2020 | IOU workpaper | 2019-06-26 | Fixture | 1 |  | None | 0 | 0 | 0 | 149 | 0.0229 | -0.0194 | [6 empty] | DEER:Indoor_Non-CFL_Ltg | Annual
Any | SWLG011U | OfL | Ex | CZ16 | cWtd | SWLG011-01 | ExAnte2020 | IOU workpaper | 2019-06-26 | Fixture | 1 |  | None | 0 | 0 | 0 | 135 | 0.0204 | -1.01 | [6 empty] | DEER:Indoor_Non-CFL_Ltg | Annual
Any | SWLG011U | OfS | Ex | CZ01 | cWtd | SWLG011-01 | ExAnte2020 | IOU workpaper | 2019-06-26 | Fixture | 1 |  | None | 0 | 0 | 0 | 96.4 | 0.0162 | -0.79 | [6 empty] | DEER:Indoor_Non-CFL_Ltg | Annual
Any | SWLG011U | OfS | Ex | CZ02 | cWtd | SWLG011-01 | ExAnte2020 | IOU workpaper | 2019-06-26 | Fixture | 1 |  | None | 0 | 0 | 0 | 105 | 0.0176 | -0.488 | [6 empty] | DEER:Indoor_Non-CFL_Ltg | Annual
Any | SWLG011U | OfS | Ex | CZ03 | cWtd | SWLG011-01 | ExAnte2020 | IOU workpaper | 2019-06-26 | Fixture | 1 |  | None | 0 | 0 | 0 | 102 | 0.0169 | -0.463 | [6 empty] | DEER:Indoor_Non-CFL_Ltg | Annual
Any | SWLG011U | OfS | Ex | CZ04 | cWtd | SWLG011-01 | ExAnte2020 | IOU workpaper | 2019-06-26 | Fixture | 1 |  | None | 0 | 0 | 0 | 106 | 0.0171 | -0.402 | [6 empty] | DEER:Indoor_Non-CFL_Ltg | Annual
Any | SWLG011U | OfS | Ex | CZ05 | cWtd | SWLG011-01 | ExAnte2020 | IOU workpaper | 2019-06-26 | Fixture | 1 |  | None | 0 | 0 | 0 | 103 | 0.0165 | -0.401 | [6 empty] | DEER:Indoor_Non-CFL_Ltg | Annual
Any | SWLG011U | OfS | Ex | CZ06 | cWtd | SWLG011-01 | ExAnte2020 | IOU workpaper | 2019-06-26 | Fixture | 1 |  | None | 0 | 0 | 0 | 112 | 0.0175 | -0.175 | [6 empty] | DEER:Indoor_Non-CFL_Ltg | Annual
Any | SWLG011U | OfS | Ex | CZ07 | cWtd | SWLG011-01 | ExAnte2020 | IOU workpaper | 2019-06-26 | Fixture | 1 |  | None | 0 | 0 | 0 | 111 | 0.0169 | -0.102 | [6 empty] | DEER:Indoor_Non-CFL_Ltg | Annual
Any | SWLG011U | OfS | Ex | CZ08 | cWtd | SWLG011-01 | ExAnte2020 | IOU workpaper | 2019-06-26 | Fixture | 1 |  | None | 0 | 0 | 0 | 113 | 0.0175 | -0.177 | [6 empty] | DEER:Indoor_Non-CFL_Ltg | Annual
Any | SWLG011U | OfS | Ex | CZ09 | cWtd | SWLG011-01 | ExAnte2020 | IOU workpaper | 2019-06-26 | Fixture | 1 |  | None | 0 | 0 | 0 | 112 | 0.0181 | -0.218 | [6 empty] | DEER:Indoor_Non-CFL_Ltg | Annual
Any | SWLG011U | OfS | Ex | CZ10 | cWtd | SWLG011-01 | ExAnte2020 | IOU workpaper | 2019-06-26 | Fixture | 1 |  | None | 0 | 0 | 0 | 112 | 0.0181 | -0.175 | [6 empty] | DEER:Indoor_Non-CFL_Ltg | Annual
Any | SWLG011U | OfS | Ex | CZ11 | cWtd | SWLG011-01 | ExAnte2020 | IOU workpaper | 2019-06-26 | Fixture | 1 |  | None | 0 | 0 | 0 | 106 | 0.0188 | -0.461 | [6 empty] | DEER:Indoor_Non-CFL_Ltg | Annual
Any | SWLG011U | OfS | Ex | CZ12 | cWtd | SWLG011-01 | ExAnte2020 | IOU workpaper | 2019-06-26 | Fixture | 1 |  | None | 0 | 0 | 0 | 106 | 0.0181 | -0.467 | [6 empty] | DEER:Indoor_Non-CFL_Ltg | Annual
Any | SWLG011U | OfS | Ex | CZ13 | cWtd | SWLG011-01 | ExAnte2020 | IOU workpaper | 2019-06-26 | Fixture | 1 |  | None | 0 | 0 | 0 | 107 | 0.0179 | -0.428 | [6 empty] | DEER:Indoor_Non-CFL_Ltg | Annual
Any | SWLG011U | OfS | Ex | CZ14 | cWtd | SWLG011-01 | ExAnte2020 | IOU workpaper | 2019-06-26 | Fixture | 1 |  | None | 0 | 0 | 0 | 109 | 0.0182 | -0.35 | [6 empty] | DEER:Indoor_Non-CFL_Ltg | Annual
Any | SWLG011U | OfS | Ex | CZ15 | cWtd | SWLG011-01 | ExAnte2020 | IOU workpaper | 2019-06-26 | Fixture | 1 |  | None | 0 | 0 | 0 | 118 | 0.019 | -0.0666 | [6 empty] | DEER:Indoor_Non-CFL_Ltg | Annual
Any | SWLG011U | OfS | Ex | CZ16 | cWtd | SWLG011-01 | ExAnte2020 | IOU workpaper | 2019-06-26 | Fixture | 1 |  | None | 0 | 0 | 0 | 99.4 | 0.0178 | -0.845 | [6 empty] | DEER:Indoor_Non-CFL_Ltg | Annual
Any | SWLG011U | RFF | Ex | CZ01 | cWtd | SWLG011-01 | ExAnte2020 | IOU workpaper | 2019-06-26 | Fixture | 1 |  | None | 0 | 0 | 0 | 150 | 0.026 | -3.03 | [6 empty] | DEER:Indoor_Non-CFL_Ltg | Annual
Any | SWLG011U | RFF | Ex | CZ02 | cWtd | SWLG011-01 | ExAnte2020 | IOU workpaper | 2019-06-26 | Fixture | 1 |  | None | 0 | 0 | 0 | 163 | 0.0277 | -1.93 | [6 empty] | DEER:Indoor_Non-CFL_Ltg | Annual
Any | SWLG011U | RFF | Ex | CZ03 | cWtd | SWLG011-01 | ExAnte2020 | IOU workpaper | 2019-06-26 | Fixture | 1 |  | None | 0 | 0 | 0 | 160 | 0.0279 | -2.08 | [6 empty] | DEER:Indoor_Non-CFL_Ltg | Annual
Any | SWLG011U | RFF | Ex | CZ04 | cWtd | SWLG011-01 | ExAnte2020 | IOU workpaper | 2019-06-26 | Fixture | 1 |  | None | 0 | 0 | 0 | 165 | 0.0279 | -1.61 | [6 empty] | DEER:Indoor_Non-CFL_Ltg | Annual
Any | SWLG011U | RFF | Ex | CZ05 | cWtd | SWLG011-01 | ExAnte2020 | IOU workpaper | 2019-06-26 | Fixture | 1 |  | None | 0 | 0 | 0 | 160 | 0.0274 | -2.08 | [6 empty] | DEER:Indoor_Non-CFL_Ltg | Annual
Any | SWLG011U | RFF | Ex | CZ06 | cWtd | SWLG011-01 | ExAnte2020 | IOU workpaper | 2019-06-26 | Fixture | 1 |  | None | 0 | 0 | 0 | 177 | 0.0294 | -1.34 | [6 empty] | DEER:Indoor_Non-CFL_Ltg | Annual
Any | SWLG011U | RFF | Ex | CZ07 | cWtd | SWLG011-01 | ExAnte2020 | IOU workpaper | 2019-06-26 | Fixture | 1 |  | None | 0 | 0 | 0 | 178 | 0.0296 | -1.1 | [6 empty] | DEER:Indoor_Non-CFL_Ltg | Annual
Any | SWLG011U | RFF | Ex | CZ08 | cWtd | SWLG011-01 | ExAnte2020 | IOU workpaper | 2019-06-26 | Fixture | 1 |  | None | 0 | 0 | 0 | 178 | 0.0291 | -1.12 | [6 empty] | DEER:Indoor_Non-CFL_Ltg | Annual
Any | SWLG011U | RFF | Ex | CZ09 | cWtd | SWLG011-01 | ExAnte2020 | IOU workpaper | 2019-06-26 | Fixture | 1 |  | None | 0 | 0 | 0 | 177 | 0.0296 | -1.33 | [6 empty] | DEER:Indoor_Non-CFL_Ltg | Annual
Any | SWLG011U | RFF | Ex | CZ10 | cWtd | SWLG011-01 | ExAnte2020 | IOU workpaper | 2019-06-26 | Fixture | 1 |  | None | 0 | 0 | 0 | 177 | 0.0294 | -1.34 | [6 empty] | DEER:Indoor_Non-CFL_Ltg | Annual
Any | SWLG011U | RFF | Ex | CZ11 | cWtd | SWLG011-01 | ExAnte2020 | IOU workpaper | 2019-06-26 | Fixture | 1 |  | None | 0 | 0 | 0 | 167 | 0.0284 | -1.62 | [6 empty] | DEER:Indoor_Non-CFL_Ltg | Annual
Any | SWLG011U | RFF | Ex | CZ12 | cWtd | SWLG011-01 | ExAnte2020 | IOU workpaper | 2019-06-26 | Fixture | 1 |  | None | 0 | 0 | 0 | 165 | 0.0286 | -1.66 | [6 empty] | DEER:Indoor_Non-CFL_Ltg | Annual
Any | SWLG011U | RFF | Ex | CZ13 | cWtd | SWLG011-01 | ExAnte2020 | IOU workpaper | 2019-06-26 | Fixture | 1 |  | None | 0 | 0 | 0 | 168 | 0.0286 | -1.52 | [6 empty] | DEER:Indoor_Non-CFL_Ltg | Annual
Any | SWLG011U | RFF | Ex | CZ14 | cWtd | SWLG011-01 | ExAnte2020 | IOU workpaper | 2019-06-26 | Fixture | 1 |  | None | 0 | 0 | 0 | 173 | 0.0296 | -1.87 | [6 empty] | DEER:Indoor_Non-CFL_Ltg | Annual
Any | SWLG011U | RFF | Ex | CZ15 | cWtd | SWLG011-01 | ExAnte2020 | IOU workpaper | 2019-06-26 | Fixture | 1 |  | None | 0 | 0 | 0 | 187 | 0.0301 | -0.618 | [6 empty] | DEER:Indoor_Non-CFL_Ltg | Annual
Any | SWLG011U | RFF | Ex | CZ16 | cWtd | SWLG011-01 | ExAnte2020 | IOU workpaper | 2019-06-26 | Fixture | 1 |  | None | 0 | 0 | 0 | 165 | 0.0286 | -2.58 | [6 empty] | DEER:Indoor_Non-CFL_Ltg | Annual
Any | SWLG011U | RSD | Ex | CZ01 | cWtd | SWLG011-01 | ExAnte2020 | IOU workpaper | 2019-06-26 | Fixture | 1 |  | None | 0 | 0 | 0 | 172 | 0.0374 | -3.12 | [6 empty] | DEER:Indoor_Non-CFL_Ltg | Annual
Any | SWLG011U | RSD | Ex | CZ02 | cWtd | SWLG011-01 | ExAnte2020 | IOU workpaper | 2019-06-26 | Fixture | 1 |  | None | 0 | 0 | 0 | 189 | 0.0377 | -1.6 | [6 empty] | DEER:Indoor_Non-CFL_Ltg | Annual
Any | SWLG011U | RSD | Ex | CZ03 | cWtd | SWLG011-01 | ExAnte2020 | IOU workpaper | 2019-06-26 | Fixture | 1 |  | None | 0 | 0 | 0 | 189 | 0.0377 | -1.57 | [6 empty] | DEER:Indoor_Non-CFL_Ltg | Annual
Any | SWLG011U | RSD | Ex | CZ04 | cWtd | SWLG011-01 | ExAnte2020 | IOU workpaper | 2019-06-26 | Fixture | 1 |  | None | 0 | 0 | 0 | 192 | 0.0377 | -1.19 | [6 empty] | DEER:Indoor_Non-CFL_Ltg | Annual
Any | SWLG011U | RSD | Ex | CZ05 | cWtd | SWLG011-01 | ExAnte2020 | IOU workpaper | 2019-06-26 | Fixture | 1 |  | None | 0 | 0 | 0 | 189 | 0.0374 | -1.46 | [6 empty] | DEER:Indoor_Non-CFL_Ltg | Annual
Any | SWLG011U | RSD | Ex | CZ06 | cWtd | SWLG011-01 | ExAnte2020 | IOU workpaper | 2019-06-26 | Fixture | 1 |  | None | 0 | 0 | 0 | 207 | 0.0397 | -0.618 | [6 empty] | DEER:Indoor_Non-CFL_Ltg | Annual
Any | SWLG011U | RSD | Ex | CZ07 | cWtd | SWLG011-01 | ExAnte2020 | IOU workpaper | 2019-06-26 | Fixture | 1 |  | None | 0 | 0 | 0 | 211 | 0.04 | -0.297 | [6 empty] | DEER:Indoor_Non-CFL_Ltg | Annual
Any | SWLG011U | RSD | Ex | CZ08 | cWtd | SWLG011-01 | ExAnte2020 | IOU workpaper | 2019-06-26 | Fixture | 1 |  | None | 0 | 0 | 0 | 207 | 0.0394 | -0.543 | [6 empty] | DEER:Indoor_Non-CFL_Ltg | Annual
Any | SWLG011U | RSD | Ex | CZ09 | cWtd | SWLG011-01 | ExAnte2020 | IOU workpaper | 2019-06-26 | Fixture | 1 |  | None | 0 | 0 | 0 | 204 | 0.0403 | -0.721 | [6 empty] | DEER:Indoor_Non-CFL_Ltg | Annual
Any | SWLG011U | RSD | Ex | CZ10 | cWtd | SWLG011-01 | ExAnte2020 | IOU workpaper | 2019-06-26 | Fixture | 1 |  | None | 0 | 0 | 0 | 204 | 0.04 | -0.915 | [6 empty] | DEER:Indoor_Non-CFL_Ltg | Annual
Any | SWLG011U | RSD | Ex | CZ11 | cWtd | SWLG011-01 | ExAnte2020 | IOU workpaper | 2019-06-26 | Fixture | 1 |  | None | 0 | 0 | 0 | 190 | 0.0387 | -1.5 | [6 empty] | DEER:Indoor_Non-CFL_Ltg | Annual
Any | SWLG011U | RSD | Ex | CZ12 | cWtd | SWLG011-01 | ExAnte2020 | IOU workpaper | 2019-06-26 | Fixture | 1 |  | None | 0 | 0 | 0 | 190 | 0.038 | -1.52 | [6 empty] | DEER:Indoor_Non-CFL_Ltg | Annual
Any | SWLG011U | RSD | Ex | CZ13 | cWtd | SWLG011-01 | ExAnte2020 | IOU workpaper | 2019-06-26 | Fixture | 1 |  | None | 0 | 0 | 0 | 192 | 0.0387 | -1.43 | [6 empty] | DEER:Indoor_Non-CFL_Ltg | Annual
Any | SWLG011U | RSD | Ex | CZ14 | cWtd | SWLG011-01 | ExAnte2020 | IOU workpaper | 2019-06-26 | Fixture | 1 |  | None | 0 | 0 | 0 | 200 | 0.04 | -1.72 | [6 empty] | DEER:Indoor_Non-CFL_Ltg | Annual
Any | SWLG011U | RSD | Ex | CZ15 | cWtd | SWLG011-01 | ExAnte2020 | IOU workpaper | 2019-06-26 | Fixture | 1 |  | None | 0 | 0 | 0 | 213 | 0.0416 | -0.275 | [6 empty] | DEER:Indoor_Non-CFL_Ltg | Annual
Any | SWLG011U | RSD | Ex | CZ16 | cWtd | SWLG011-01 | ExAnte2020 | IOU workpaper | 2019-06-26 | Fixture | 1 |  | None | 0 | 0 | 0 | 189 | 0.039 | -2.78 | [6 empty] | DEER:Indoor_Non-CFL_Ltg | Annual
Any | SWLG011U | Rt3 | Ex | CZ01 | cWtd | SWLG011-01 | ExAnte2020 | IOU workpaper | 2019-06-26 | Fixture | 1 |  | None | 0 | 0 | 0 | 261 | 0.0483 | -2.45 | [6 empty] | DEER:Indoor_Non-CFL_Ltg | Annual
Any | SWLG011U | Rt3 | Ex | CZ02 | cWtd | SWLG011-01 | ExAnte2020 | IOU workpaper | 2019-06-26 | Fixture | 1 |  | None | 0 | 0 | 0 | 277 | 0.0488 | -1.37 | [6 empty] | DEER:Indoor_Non-CFL_Ltg | Annual
Any | SWLG011U | Rt3 | Ex | CZ03 | cWtd | SWLG011-01 | ExAnte2020 | IOU workpaper | 2019-06-26 | Fixture | 1 |  | None | 0 | 0 | 0 | 277 | 0.0483 | -1.09 | [6 empty] | DEER:Indoor_Non-CFL_Ltg | Annual
Any | SWLG011U | Rt3 | Ex | CZ04 | cWtd | SWLG011-01 | ExAnte2020 | IOU workpaper | 2019-06-26 | Fixture | 1 |  | None | 0 | 0 | 0 | 282 | 0.0488 | -0.865 | [6 empty] | DEER:Indoor_Non-CFL_Ltg | Annual
Any | SWLG011U | Rt3 | Ex | CZ05 | cWtd | SWLG011-01 | ExAnte2020 | IOU workpaper | 2019-06-26 | Fixture | 1 |  | None | 0 | 0 | 0 | 279 | 0.0475 | -0.843 | [6 empty] | DEER:Indoor_Non-CFL_Ltg | Annual
Any | SWLG011U | Rt3 | Ex | CZ06 | cWtd | SWLG011-01 | ExAnte2020 | IOU workpaper | 2019-06-26 | Fixture | 1 |  | None | 0 | 0 | 0 | 298 | 0.0508 | -0.24 | [6 empty] | DEER:Indoor_Non-CFL_Ltg | Annual
Any | SWLG011U | Rt3 | Ex | CZ07 | cWtd | SWLG011-01 | ExAnte2020 | IOU workpaper | 2019-06-26 | Fixture | 1 |  | None | 0 | 0 | 0 | 301 | 0.0504 | -0.0682 | [6 empty] | DEER:Indoor_Non-CFL_Ltg | Annual
Any | SWLG011U | Rt3 | Ex | CZ08 | cWtd | SWLG011-01 | ExAnte2020 | IOU workpaper | 2019-06-26 | Fixture | 1 |  | None | 0 | 0 | 0 | 298 | 0.0504 | -0.194 | [6 empty] | DEER:Indoor_Non-CFL_Ltg | Annual
Any | SWLG011U | Rt3 | Ex | CZ09 | cWtd | SWLG011-01 | ExAnte2020 | IOU workpaper | 2019-06-26 | Fixture | 1 |  | None | 0 | 0 | 0 | 293 | 0.0517 | -0.352 | [6 empty] | DEER:Indoor_Non-CFL_Ltg | Annual
Any | SWLG011U | Rt3 | Ex | CZ10 | cWtd | SWLG011-01 | ExAnte2020 | IOU workpaper | 2019-06-26 | Fixture | 1 |  | None | 0 | 0 | 0 | 295 | 0.0517 | -0.371 | [6 empty] | DEER:Indoor_Non-CFL_Ltg | Annual
Any | SWLG011U | Rt3 | Ex | CZ11 | cWtd | SWLG011-01 | ExAnte2020 | IOU workpaper | 2019-06-26 | Fixture | 1 |  | None | 0 | 0 | 0 | 279 | 0.0504 | -1.35 | [6 empty] | DEER:Indoor_Non-CFL_Ltg | Annual
Any | SWLG011U | Rt3 | Ex | CZ12 | cWtd | SWLG011-01 | ExAnte2020 | IOU workpaper | 2019-06-26 | Fixture | 1 |  | None | 0 | 0 | 0 | 279 | 0.0496 | -1.38 | [6 empty] | DEER:Indoor_Non-CFL_Ltg | Annual
Any | SWLG011U | Rt3 | Ex | CZ13 | cWtd | SWLG011-01 | ExAnte2020 | IOU workpaper | 2019-06-26 | Fixture | 1 |  | None | 0 | 0 | 0 | 282 | 0.05 | -1.26 | [6 empty] | DEER:Indoor_Non-CFL_Ltg | Annual
Any | SWLG011U | Rt3 | Ex | CZ14 | cWtd | SWLG011-01 | ExAnte2020 | IOU workpaper | 2019-06-26 | Fixture | 1 |  | None | 0 | 0 | 0 | 287 | 0.0517 | -1.24 | [6 empty] | DEER:Indoor_Non-CFL_Ltg | Annual
Any | SWLG011U | Rt3 | Ex | CZ15 | cWtd | SWLG011-01 | ExAnte2020 | IOU workpaper | 2019-06-26 | Fixture | 1 |  | None | 0 | 0 | 0 | 306 | 0.0533 | -0.0661 | [6 empty] | DEER:Indoor_Non-CFL_Ltg | Annual
Any | SWLG011U | Rt3 | Ex | CZ16 | cWtd | SWLG011-01 | ExAnte2020 | IOU workpaper | 2019-06-26 | Fixture | 1 |  | None | 0 | 0 | 0 | 266 | 0.0496 | -2.87 | [6 empty] | DEER:Indoor_Non-CFL_Ltg | Annual
Any | SWLG011U | RtL | Ex | CZ01 | cWtd | SWLG011-01 | ExAnte2020 | IOU workpaper | 2019-06-26 | Fixture | 1 |  | None | 0 | 0 | 0 | 199 | 0.0309 | -1.68 | [6 empty] | DEER:Indoor_Non-CFL_Ltg | Annual
Any | SWLG011U | RtL | Ex | CZ02 | cWtd | SWLG011-01 | ExAnte2020 | IOU workpaper | 2019-06-26 | Fixture | 1 |  | None | 0 | 0 | 0 | 209 | 0.0311 | -0.993 | [6 empty] | DEER:Indoor_Non-CFL_Ltg | Annual
Any | SWLG011U | RtL | Ex | CZ03 | cWtd | SWLG011-01 | ExAnte2020 | IOU workpaper | 2019-06-26 | Fixture | 1 |  | None | 0 | 0 | 0 | 211 | 0.0306 | -0.792 | [6 empty] | DEER:Indoor_Non-CFL_Ltg | Annual
Any | SWLG011U | RtL | Ex | CZ04 | cWtd | SWLG011-01 | ExAnte2020 | IOU workpaper | 2019-06-26 | Fixture | 1 |  | None | 0 | 0 | 0 | 213 | 0.0309 | -0.655 | [6 empty] | DEER:Indoor_Non-CFL_Ltg | Annual
Any | SWLG011U | RtL | Ex | CZ05 | cWtd | SWLG011-01 | ExAnte2020 | IOU workpaper | 2019-06-26 | Fixture | 1 |  | None | 0 | 0 | 0 | 211 | 0.0301 | -0.792 | [6 empty] | DEER:Indoor_Non-CFL_Ltg | Annual
Any | SWLG011U | RtL | Ex | CZ06 | cWtd | SWLG011-01 | ExAnte2020 | IOU workpaper | 2019-06-26 | Fixture | 1 |  | None | 0 | 0 | 0 | 225 | 0.0322 | -0.338 | [6 empty] | DEER:Indoor_Non-CFL_Ltg | Annual
Any | SWLG011U | RtL | Ex | CZ07 | cWtd | SWLG011-01 | ExAnte2020 | IOU workpaper | 2019-06-26 | Fixture | 1 |  | None | 0 | 0 | 0 | 227 | 0.0322 | -0.247 | [6 empty] | DEER:Indoor_Non-CFL_Ltg | Annual
Any | SWLG011U | RtL | Ex | CZ08 | cWtd | SWLG011-01 | ExAnte2020 | IOU workpaper | 2019-06-26 | Fixture | 1 |  | None | 0 | 0 | 0 | 225 | 0.0322 | -0.289 | [6 empty] | DEER:Indoor_Non-CFL_Ltg | Annual
Any | SWLG011U | RtL | Ex | CZ09 | cWtd | SWLG011-01 | ExAnte2020 | IOU workpaper | 2019-06-26 | Fixture | 1 |  | None | 0 | 0 | 0 | 221 | 0.0329 | -0.4 | [6 empty] | DEER:Indoor_Non-CFL_Ltg | Annual
Any | SWLG011U | RtL | Ex | CZ10 | cWtd | SWLG011-01 | ExAnte2020 | IOU workpaper | 2019-06-26 | Fixture | 1 |  | None | 0 | 0 | 0 | 221 | 0.0329 | -0.392 | [6 empty] | DEER:Indoor_Non-CFL_Ltg | Annual
Any | SWLG011U | RtL | Ex | CZ11 | cWtd | SWLG011-01 | ExAnte2020 | IOU workpaper | 2019-06-26 | Fixture | 1 |  | None | 0 | 0 | 0 | 211 | 0.0319 | -0.999 | [6 empty] | DEER:Indoor_Non-CFL_Ltg | Annual
Any | SWLG011U | RtL | Ex | CZ12 | cWtd | SWLG011-01 | ExAnte2020 | IOU workpaper | 2019-06-26 | Fixture | 1 |  | None | 0 | 0 | 0 | 209 | 0.0317 | -0.967 | [6 empty] | DEER:Indoor_Non-CFL_Ltg | Annual
Any | SWLG011U | RtL | Ex | CZ13 | cWtd | SWLG011-01 | ExAnte2020 | IOU workpaper | 2019-06-26 | Fixture | 1 |  | None | 0 | 0 | 0 | 211 | 0.0317 | -0.928 | [6 empty] | DEER:Indoor_Non-CFL_Ltg | Annual
Any | SWLG011U | RtL | Ex | CZ14 | cWtd | SWLG011-01 | ExAnte2020 | IOU workpaper | 2019-06-26 | Fixture | 1 |  | None | 0 | 0 | 0 | 215 | 0.0332 | -0.975 | [6 empty] | DEER:Indoor_Non-CFL_Ltg | Annual
Any | SWLG011U | RtL | Ex | CZ15 | cWtd | SWLG011-01 | ExAnte2020 | IOU workpaper | 2019-06-26 | Fixture | 1 |  | None | 0 | 0 | 0 | 231 | 0.034 | -0.147 | [6 empty] | DEER:Indoor_Non-CFL_Ltg | Annual
Any | SWLG011U | RtL | Ex | CZ16 | cWtd | SWLG011-01 | ExAnte2020 | IOU workpaper | 2019-06-26 | Fixture | 1 |  | None | 0 | 0 | 0 | 201 | 0.0317 | -2.13 | [6 empty] | DEER:Indoor_Non-CFL_Ltg | Annual
Any | SWLG011U | RtS | Ex | CZ01 | cWtd | SWLG011-01 | ExAnte2020 | IOU workpaper | 2019-06-26 | Fixture | 1 |  | None | 0 | 0 | 0 | 115 | 0.021 | -1.84 | [6 empty] | DEER:Indoor_Non-CFL_Ltg | Annual
Any | SWLG011U | RtS | Ex | CZ02 | cWtd | SWLG011-01 | ExAnte2020 | IOU workpaper | 2019-06-26 | Fixture | 1 |  | None | 0 | 0 | 0 | 124 | 0.0219 | -1.02 | [6 empty] | DEER:Indoor_Non-CFL_Ltg | Annual
Any | SWLG011U | RtS | Ex | CZ03 | cWtd | SWLG011-01 | ExAnte2020 | IOU workpaper | 2019-06-26 | Fixture | 1 |  | None | 0 | 0 | 0 | 123 | 0.0218 | -1.09 | [6 empty] | DEER:Indoor_Non-CFL_Ltg | Annual
Any | SWLG011U | RtS | Ex | CZ04 | cWtd | SWLG011-01 | ExAnte2020 | IOU workpaper | 2019-06-26 | Fixture | 1 |  | None | 0 | 0 | 0 | 125 | 0.0219 | -0.855 | [6 empty] | DEER:Indoor_Non-CFL_Ltg | Annual
Any | SWLG011U | RtS | Ex | CZ05 | cWtd | SWLG011-01 | ExAnte2020 | IOU workpaper | 2019-06-26 | Fixture | 1 |  | None | 0 | 0 | 0 | 124 | 0.0215 | -0.991 | [6 empty] | DEER:Indoor_Non-CFL_Ltg | Annual
Any | SWLG011U | RtS | Ex | CZ06 | cWtd | SWLG011-01 | ExAnte2020 | IOU workpaper | 2019-06-26 | Fixture | 1 |  | None | 0 | 0 | 0 | 133 | 0.0225 | -0.494 | [6 empty] | DEER:Indoor_Non-CFL_Ltg | Annual
Any | SWLG011U | RtS | Ex | CZ07 | cWtd | SWLG011-01 | ExAnte2020 | IOU workpaper | 2019-06-26 | Fixture | 1 |  | None | 0 | 0 | 0 | 135 | 0.0225 | -0.367 | [6 empty] | DEER:Indoor_Non-CFL_Ltg | Annual
Any | SWLG011U | RtS | Ex | CZ08 | cWtd | SWLG011-01 | ExAnte2020 | IOU workpaper | 2019-06-26 | Fixture | 1 |  | None | 0 | 0 | 0 | 134 | 0.0224 | -0.418 | [6 empty] | DEER:Indoor_Non-CFL_Ltg | Annual
Any | SWLG011U | RtS | Ex | CZ09 | cWtd | SWLG011-01 | ExAnte2020 | IOU workpaper | 2019-06-26 | Fixture | 1 |  | None | 0 | 0 | 0 | 133 | 0.0229 | -0.546 | [6 empty] | DEER:Indoor_Non-CFL_Ltg | Annual
Any | SWLG011U | RtS | Ex | CZ10 | cWtd | SWLG011-01 | ExAnte2020 | IOU workpaper | 2019-06-26 | Fixture | 1 |  | None | 0 | 0 | 0 | 134 | 0.023 | -0.522 | [6 empty] | DEER:Indoor_Non-CFL_Ltg | Annual
Any | SWLG011U | RtS | Ex | CZ11 | cWtd | SWLG011-01 | ExAnte2020 | IOU workpaper | 2019-06-26 | Fixture | 1 |  | None | 0 | 0 | 0 | 125 | 0.0222 | -0.96 | [6 empty] | DEER:Indoor_Non-CFL_Ltg | Annual
Any | SWLG011U | RtS | Ex | CZ12 | cWtd | SWLG011-01 | ExAnte2020 | IOU workpaper | 2019-06-26 | Fixture | 1 |  | None | 0 | 0 | 0 | 125 | 0.0222 | -0.967 | [6 empty] | DEER:Indoor_Non-CFL_Ltg | Annual
Any | SWLG011U | RtS | Ex | CZ13 | cWtd | SWLG011-01 | ExAnte2020 | IOU workpaper | 2019-06-26 | Fixture | 1 |  | None | 0 | 0 | 0 | 125 | 0.0222 | -0.914 | [6 empty] | DEER:Indoor_Non-CFL_Ltg | Annual
Any | SWLG011U | RtS | Ex | CZ14 | cWtd | SWLG011-01 | ExAnte2020 | IOU workpaper | 2019-06-26 | Fixture | 1 |  | None | 0 | 0 | 0 | 129 | 0.0232 | -0.878 | [6 empty] | DEER:Indoor_Non-CFL_Ltg | Annual
Any | SWLG011U | RtS | Ex | CZ15 | cWtd | SWLG011-01 | ExAnte2020 | IOU workpaper | 2019-06-26 | Fixture | 1 |  | None | 0 | 0 | 0 | 140 | 0.0233 | -0.201 | [6 empty] | DEER:Indoor_Non-CFL_Ltg | Annual
Any | SWLG011U | RtS | Ex | CZ16 | cWtd | SWLG011-01 | ExAnte2020 | IOU workpaper | 2019-06-26 | Fixture | 1 |  | None | 0 | 0 | 0 | 119 | 0.0224 | -1.45 | [6 empty] | DEER:Indoor_Non-CFL_Ltg | Annual
Any | SWLG011U | SCn | Ex | CZ01 | cWtd | SWLG011-01 | ExAnte2020 | IOU workpaper | 2019-06-26 | Fixture | 1 |  | None | 0 | 0 | 0 | 86.1 | 0.0104 | -2.06 | [6 empty] | DEER:Indoor_Non-CFL_Ltg | Annual
Any | SWLG011U | SCn | Ex | CZ02 | cWtd | SWLG011-01 | ExAnte2020 | IOU workpaper | 2019-06-26 | Fixture | 1 |  | None | 0 | 0 | 0 | 101 | 0.0131 | -1.34 | [6 empty] | DEER:Indoor_Non-CFL_Ltg | Annual
Any | SWLG011U | SCn | Ex | CZ03 | cWtd | SWLG011-01 | ExAnte2020 | IOU workpaper | 2019-06-26 | Fixture | 1 |  | None | 0 | 0 | 0 | 93.9 | 0.0131 | -1.69 | [6 empty] | DEER:Indoor_Non-CFL_Ltg | Annual
Any | SWLG011U | SCn | Ex | CZ04 | cWtd | SWLG011-01 | ExAnte2020 | IOU workpaper | 2019-06-26 | Fixture | 1 |  | None | 0 | 0 | 0 | 104 | 0.0132 | -1.37 | [6 empty] | DEER:Indoor_Non-CFL_Ltg | Annual
Any | SWLG011U | SCn | Ex | CZ05 | cWtd | SWLG011-01 | ExAnte2020 | IOU workpaper | 2019-06-26 | Fixture | 1 |  | None | 0 | 0 | 0 | 99.5 | 0.0117 | -1.89 | [6 empty] | DEER:Indoor_Non-CFL_Ltg | Annual
Any | SWLG011U | SCn | Ex | CZ06 | cWtd | SWLG011-01 | ExAnte2020 | IOU workpaper | 2019-06-26 | Fixture | 1 |  | None | 0 | 0 | 0 | 108 | 0.0137 | -0.989 | [6 empty] | DEER:Indoor_Non-CFL_Ltg | Annual
Any | SWLG011U | SCn | Ex | CZ07 | cWtd | SWLG011-01 | ExAnte2020 | IOU workpaper | 2019-06-26 | Fixture | 1 |  | None | 0 | 0 | 0 | 110 | 0.0141 | -0.945 | [6 empty] | DEER:Indoor_Non-CFL_Ltg | Annual
Any | SWLG011U | SCn | Ex | CZ08 | cWtd | SWLG011-01 | ExAnte2020 | IOU workpaper | 2019-06-26 | Fixture | 1 |  | None | 0 | 0 | 0 | 114 | 0.0132 | -0.845 | [6 empty] | DEER:Indoor_Non-CFL_Ltg | Annual
Any | SWLG011U | SCn | Ex | CZ09 | cWtd | SWLG011-01 | ExAnte2020 | IOU workpaper | 2019-06-26 | Fixture | 1 |  | None | 0 | 0 | 0 | 112 | 0.0135 | -1.02 | [6 empty] | DEER:Indoor_Non-CFL_Ltg | Annual
Any | SWLG011U | SCn | Ex | CZ10 | cWtd | SWLG011-01 | ExAnte2020 | IOU workpaper | 2019-06-26 | Fixture | 1 |  | None | 0 | 0 | 0 | 110 | 0.0134 | -1.13 | [6 empty] | DEER:Indoor_Non-CFL_Ltg | Annual
Any | SWLG011U | SCn | Ex | CZ11 | cWtd | SWLG011-01 | ExAnte2020 | IOU workpaper | 2019-06-26 | Fixture | 1 |  | None | 0 | 0 | 0 | 105 | 0.0128 | -1.23 | [6 empty] | DEER:Indoor_Non-CFL_Ltg | Annual
Any | SWLG011U | SCn | Ex | CZ12 | cWtd | SWLG011-01 | ExAnte2020 | IOU workpaper | 2019-06-26 | Fixture | 1 |  | None | 0 | 0 | 0 | 106 | 0.0129 | -1.22 | [6 empty] | DEER:Indoor_Non-CFL_Ltg | Annual
Any | SWLG011U | SCn | Ex | CZ13 | cWtd | SWLG011-01 | ExAnte2020 | IOU workpaper | 2019-06-26 | Fixture | 1 |  | None | 0 | 0 | 0 | 108 | 0.0127 | -1.06 | [6 empty] | DEER:Indoor_Non-CFL_Ltg | Annual
Any | SWLG011U | SCn | Ex | CZ14 | cWtd | SWLG011-01 | ExAnte2020 | IOU workpaper | 2019-06-26 | Fixture | 1 |  | None | 0 | 0 | 0 | 111 | 0.0134 | -1.2 | [6 empty] | DEER:Indoor_Non-CFL_Ltg | Annual
Any | SWLG011U | SCn | Ex | CZ15 | cWtd | SWLG011-01 | ExAnte2020 | IOU workpaper | 2019-06-26 | Fixture | 1 |  | None | 0 | 0 | 0 | 120 | 0.0141 | -0.6 | [6 empty] | DEER:Indoor_Non-CFL_Ltg | Annual
Any | SWLG011U | SCn | Ex | CZ16 | cWtd | SWLG011-01 | ExAnte2020 | IOU workpaper | 2019-06-26 | Fixture | 1 |  | None | 0 | 0 | 0 | 103 | 0.0138 | -1.59 | [6 empty] | DEER:Indoor_Non-CFL_Ltg | Annual
Any | SWLG011U | SUn | Ex | CZ01 | cWtd | SWLG011-01 | ExAnte2020 | IOU workpaper | 2019-06-26 | Fixture | 1 |  | None | 0 | 0 | 0 | 105 | 0.0149 | 0 | [6 empty] | DEER:Indoor_Non-CFL_Ltg | Annual
Any | SWLG011U | SUn | Ex | CZ02 | cWtd | SWLG011-01 | ExAnte2020 | IOU workpaper | 2019-06-26 | Fixture | 1 |  | None | 0 | 0 | 0 | 105 | 0.0149 | 0 | [6 empty] | DEER:Indoor_Non-CFL_Ltg | Annual
Any | SWLG011U | SUn | Ex | CZ03 | cWtd | SWLG011-01 | ExAnte2020 | IOU workpaper | 2019-06-26 | Fixture | 1 |  | None | 0 | 0 | 0 | 105 | 0.0149 | 0 | [6 empty] | DEER:Indoor_Non-CFL_Ltg | Annual
Any | SWLG011U | SUn | Ex | CZ04 | cWtd | SWLG011-01 | ExAnte2020 | IOU workpaper | 2019-06-26 | Fixture | 1 |  | None | 0 | 0 | 0 | 105 | 0.0149 | 0 | [6 empty] | DEER:Indoor_Non-CFL_Ltg | Annual
Any | SWLG011U | SUn | Ex | CZ05 | cWtd | SWLG011-01 | ExAnte2020 | IOU workpaper | 2019-06-26 | Fixture | 1 |  | None | 0 | 0 | 0 | 105 | 0.0149 | 0 | [6 empty] | DEER:Indoor_Non-CFL_Ltg | Annual
Any | SWLG011U | SUn | Ex | CZ06 | cWtd | SWLG011-01 | ExAnte2020 | IOU workpaper | 2019-06-26 | Fixture | 1 |  | None | 0 | 0 | 0 | 105 | 0.0149 | 0 | [6 empty] | DEER:Indoor_Non-CFL_Ltg | Annual
Any | SWLG011U | SUn | Ex | CZ07 | cWtd | SWLG011-01 | ExAnte2020 | IOU workpaper | 2019-06-26 | Fixture | 1 |  | None | 0 | 0 | 0 | 105 | 0.0149 | 0 | [6 empty] | DEER:Indoor_Non-CFL_Ltg | Annual
Any | SWLG011U | SUn | Ex | CZ08 | cWtd | SWLG011-01 | ExAnte2020 | IOU workpaper | 2019-06-26 | Fixture | 1 |  | None | 0 | 0 | 0 | 105 | 0.0149 | 0 | [6 empty] | DEER:Indoor_Non-CFL_Ltg | Annual
Any | SWLG011U | SUn | Ex | CZ09 | cWtd | SWLG011-01 | ExAnte2020 | IOU workpaper | 2019-06-26 | Fixture | 1 |  | None | 0 | 0 | 0 | 105 | 0.0149 | 0 | [6 empty] | DEER:Indoor_Non-CFL_Ltg | Annual
Any | SWLG011U | SUn | Ex | CZ10 | cWtd | SWLG011-01 | ExAnte2020 | IOU workpaper | 2019-06-26 | Fixture | 1 |  | None | 0 | 0 | 0 | 105 | 0.0149 | 0 | [6 empty] | DEER:Indoor_Non-CFL_Ltg | Annual
Any | SWLG011U | SUn | Ex | CZ11 | cWtd | SWLG011-01 | ExAnte2020 | IOU workpaper | 2019-06-26 | Fixture | 1 |  | None | 0 | 0 | 0 | 105 | 0.0149 | 0 | [6 empty] | DEER:Indoor_Non-CFL_Ltg | Annual
Any | SWLG011U | SUn | Ex | CZ12 | cWtd | SWLG011-01 | ExAnte2020 | IOU workpaper | 2019-06-26 | Fixture | 1 |  | None | 0 | 0 | 0 | 105 | 0.0149 | 0 | [6 empty] | DEER:Indoor_Non-CFL_Ltg | Annual
Any | SWLG011U | SUn | Ex | CZ13 | cWtd | SWLG011-01 | ExAnte2020 | IOU workpaper | 2019-06-26 | Fixture | 1 |  | None | 0 | 0 | 0 | 105 | 0.0149 | 0 | [6 empty] | DEER:Indoor_Non-CFL_Ltg | Annual
Any | SWLG011U | SUn | Ex | CZ14 | cWtd | SWLG011-01 | ExAnte2020 | IOU workpaper | 2019-06-26 | Fixture | 1 |  | None | 0 | 0 | 0 | 105 | 0.0149 | 0 | [6 empty] | DEER:Indoor_Non-CFL_Ltg | Annual
Any | SWLG011U | SUn | Ex | CZ15 | cWtd | SWLG011-01 | ExAnte2020 | IOU workpaper | 2019-06-26 | Fixture | 1 |  | None | 0 | 0 | 0 | 105 | 0.0149 | 0 | [6 empty] | DEER:Indoor_Non-CFL_Ltg | Annual
Any | SWLG011U | SUn | Ex | CZ16 | cWtd | SWLG011-01 | ExAnte2020 | IOU workpaper | 2019-06-26 | Fixture | 1 |  | None | 0 | 0 | 0 | 105 | 0.0149 | 0 | [6 empty] | DEER:Indoor_Non-CFL_Ltg | Annual
Any | SWLG011U | WRf | Ex | CZ01 | cWtd | SWLG011-01 | ExAnte2020 | IOU workpaper | 2019-06-26 | Fixture | 1 |  | None | 0 | 0 | 0 | 298 | 0.0324 | 0 | [6 empty] | DEER:Indoor_Non-CFL_Ltg | Annual
Any | SWLG011U | WRf | Ex | CZ02 | cWtd | SWLG011-01 | ExAnte2020 | IOU workpaper | 2019-06-26 | Fixture | 1 |  | None | 0 | 0 | 0 | 300 | 0.0326 | 0 | [6 empty] | DEER:Indoor_Non-CFL_Ltg | Annual
Any | SWLG011U | WRf | Ex | CZ03 | cWtd | SWLG011-01 | ExAnte2020 | IOU workpaper | 2019-06-26 | Fixture | 1 |  | None | 0 | 0 | 0 | 293 | 0.0326 | 0 | [6 empty] | DEER:Indoor_Non-CFL_Ltg | Annual
Any | SWLG011U | WRf | Ex | CZ04 | cWtd | SWLG011-01 | ExAnte2020 | IOU workpaper | 2019-06-26 | Fixture | 1 |  | None | 0 | 0 | 0 | 298 | 0.0324 | 0 | [6 empty] | DEER:Indoor_Non-CFL_Ltg | Annual
Any | SWLG011U | WRf | Ex | CZ05 | cWtd | SWLG011-01 | ExAnte2020 | IOU workpaper | 2019-06-26 | Fixture | 1 |  | None | 0 | 0 | 0 | 291 | 0.0324 | 0 | [6 empty] | DEER:Indoor_Non-CFL_Ltg | Annual
Any | SWLG011U | WRf | Ex | CZ06 | cWtd | SWLG011-01 | ExAnte2020 | IOU workpaper | 2019-06-26 | Fixture | 1 |  | None | 0 | 0 | 0 | 300 | 0.0324 | 0 | [6 empty] | DEER:Indoor_Non-CFL_Ltg | Annual
Any | SWLG011U | WRf | Ex | CZ07 | cWtd | SWLG011-01 | ExAnte2020 | IOU workpaper | 2019-06-26 | Fixture | 1 |  | None | 0 | 0 | 0 | 298 | 0.0326 | 0 | [6 empty] | DEER:Indoor_Non-CFL_Ltg | Annual
Any | SWLG011U | WRf | Ex | CZ08 | cWtd | SWLG011-01 | ExAnte2020 | IOU workpaper | 2019-06-26 | Fixture | 1 |  | None | 0 | 0 | 0 | 298 | 0.0372 | 0 | [6 empty] | DEER:Indoor_Non-CFL_Ltg | Annual
Any | SWLG011U | WRf | Ex | CZ09 | cWtd | SWLG011-01 | ExAnte2020 | IOU workpaper | 2019-06-26 | Fixture | 1 |  | None | 0 | 0 | 0 | 298 | 0.0334 | 0 | [6 empty] | DEER:Indoor_Non-CFL_Ltg | Annual
Any | SWLG011U | WRf | Ex | CZ10 | cWtd | SWLG011-01 | ExAnte2020 | IOU workpaper | 2019-06-26 | Fixture | 1 |  | None | 0 | 0 | 0 | 293 | 0.0326 | 0 | [6 empty] | DEER:Indoor_Non-CFL_Ltg | Annual
Any | SWLG011U | WRf | Ex | CZ11 | cWtd | SWLG011-01 | ExAnte2020 | IOU workpaper | 2019-06-26 | Fixture | 1 |  | None | 0 | 0 | 0 | 300 | 0.0324 | 0 | [6 empty] | DEER:Indoor_Non-CFL_Ltg | Annual
Any | SWLG011U | WRf | Ex | CZ12 | cWtd | SWLG011-01 | ExAnte2020 | IOU workpaper | 2019-06-26 | Fixture | 1 |  | None | 0 | 0 | 0 | 298 | 0.0332 | 0 | [6 empty] | DEER:Indoor_Non-CFL_Ltg | Annual
Any | SWLG011U | WRf | Ex | CZ13 | cWtd | SWLG011-01 | ExAnte2020 | IOU workpaper | 2019-06-26 | Fixture | 1 |  | None | 0 | 0 | 0 | 302 | 0.0324 | 0 | [6 empty] | DEER:Indoor_Non-CFL_Ltg | Annual
Any | SWLG011U | WRf | Ex | CZ14 | cWtd | SWLG011-01 | ExAnte2020 | IOU workpaper | 2019-06-26 | Fixture | 1 |  | None | 0 | 0 | 0 | 298 | 0.0326 | 0 | [6 empty] | DEER:Indoor_Non-CFL_Ltg | Annual
Any | SWLG011U | WRf | Ex | CZ15 | cWtd | SWLG011-01 | ExAnte2020 | IOU workpaper | 2019-06-26 | Fixture | 1 |  | None | 0 | 0 | 0 | 300 | 0.0329 | 0 | [6 empty] | DEER:Indoor_Non-CFL_Ltg | Annual
Any | SWLG011U | WRf | Ex | CZ16 | cWtd | SWLG011-01 | ExAnte2020 | IOU workpaper | 2019-06-26 | Fixture | 1 |  | None | 0 | 0 | 0 | 300 | 0.0321 | 0 | [6 empty] | DEER:Indoor_Non-CFL_Ltg | Annual
Any | SWLG011V | Asm | Ex | CZ01 | cWtd | SWLG011-01 | ExAnte2020 | IOU workpaper | 2019-06-26 | Fixture | 1 |  | None | 0 | 0 | 0 | 72.3 | 0.0326 | -1.79 | [6 empty] | DEER:Indoor_Non-CFL_Ltg | Annual
Any | SWLG011V | Asm | Ex | CZ02 | cWtd | SWLG011-01 | ExAnte2020 | IOU workpaper | 2019-06-26 | Fixture | 1 |  | None | 0 | 0 | 0 | 79.3 | 0.0329 | -1 | [6 empty] | DEER:Indoor_Non-CFL_Ltg | Annual
Any | SWLG011V | Asm | Ex | CZ03 | cWtd | SWLG011-01 | ExAnte2020 | IOU workpaper | 2019-06-26 | Fixture | 1 |  | None | 0 | 0 | 0 | 78.5 | 0.0329 | -1.17 | [6 empty] | DEER:Indoor_Non-CFL_Ltg | Annual
Any | SWLG011V | Asm | Ex | CZ04 | cWtd | SWLG011-01 | ExAnte2020 | IOU workpaper | 2019-06-26 | Fixture | 1 |  | None | 0 | 0 | 0 | 80.9 | 0.0329 | -0.863 | [6 empty] | DEER:Indoor_Non-CFL_Ltg | Annual
Any | SWLG011V | Asm | Ex | CZ05 | cWtd | SWLG011-01 | ExAnte2020 | IOU workpaper | 2019-06-26 | Fixture | 1 |  | None | 0 | 0 | 0 | 78.5 | 0.0326 | -1.1 | [6 empty] | DEER:Indoor_Non-CFL_Ltg | Annual
Any | SWLG011V | Asm | Ex | CZ06 | cWtd | SWLG011-01 | ExAnte2020 | IOU workpaper | 2019-06-26 | Fixture | 1 |  | None | 0 | 0 | 0 | 85.5 | 0.0349 | -0.653 | [6 empty] | DEER:Indoor_Non-CFL_Ltg | Annual
Any | SWLG011V | Asm | Ex | CZ07 | cWtd | SWLG011-01 | ExAnte2020 | IOU workpaper | 2019-06-26 | Fixture | 1 |  | None | 0 | 0 | 0 | 87.1 | 0.0357 | -0.617 | [6 empty] | DEER:Indoor_Non-CFL_Ltg | Annual
Any | SWLG011V | Asm | Ex | CZ08 | cWtd | SWLG011-01 | ExAnte2020 | IOU workpaper | 2019-06-26 | Fixture | 1 |  | None | 0 | 0 | 0 | 87.1 | 0.0346 | -0.508 | [6 empty] | DEER:Indoor_Non-CFL_Ltg | Annual
Any | SWLG011V | Asm | Ex | CZ09 | cWtd | SWLG011-01 | ExAnte2020 | IOU workpaper | 2019-06-26 | Fixture | 1 |  | None | 0 | 0 | 0 | 85.5 | 0.0355 | -0.592 | [6 empty] | DEER:Indoor_Non-CFL_Ltg | Annual
Any | SWLG011V | Asm | Ex | CZ10 | cWtd | SWLG011-01 | ExAnte2020 | IOU workpaper | 2019-06-26 | Fixture | 1 |  | None | 0 | 0 | 0 | 86.3 | 0.0357 | -0.562 | [6 empty] | DEER:Indoor_Non-CFL_Ltg | Annual
Any | SWLG011V | Asm | Ex | CZ11 | cWtd | SWLG011-01 | ExAnte2020 | IOU workpaper | 2019-06-26 | Fixture | 1 |  | None | 0 | 0 | 0 | 80.9 | 0.0337 | -0.84 | [6 empty] | DEER:Indoor_Non-CFL_Ltg | Annual
Any | SWLG011V | Asm | Ex | CZ12 | cWtd | SWLG011-01 | ExAnte2020 | IOU workpaper | 2019-06-26 | Fixture | 1 |  | None | 0 | 0 | 0 | 80.9 | 0.0335 | -0.894 | [6 empty] | DEER:Indoor_Non-CFL_Ltg | Annual
Any | SWLG011V | Asm | Ex | CZ13 | cWtd | SWLG011-01 | ExAnte2020 | IOU workpaper | 2019-06-26 | Fixture | 1 |  | None | 0 | 0 | 0 | 80.9 | 0.0337 | -0.809 | [6 empty] | DEER:Indoor_Non-CFL_Ltg | Annual
Any | SWLG011V | Asm | Ex | CZ14 | cWtd | SWLG011-01 | ExAnte2020 | IOU workpaper | 2019-06-26 | Fixture | 1 |  | None | 0 | 0 | 0 | 83.2 | 0.0349 | -0.801 | [6 empty] | DEER:Indoor_Non-CFL_Ltg | Annual
Any | SWLG011V | Asm | Ex | CZ15 | cWtd | SWLG011-01 | ExAnte2020 | IOU workpaper | 2019-06-26 | Fixture | 1 |  | None | 0 | 0 | 0 | 89.4 | 0.0349 | -0.283 | [6 empty] | DEER:Indoor_Non-CFL_Ltg | Annual
Any | SWLG011V | Asm | Ex | CZ16 | cWtd | SWLG011-01 | ExAnte2020 | IOU workpaper | 2019-06-26 | Fixture | 1 |  | None | 0 | 0 | 0 | 77 | 0.034 | -1.28 | [6 empty] | DEER:Indoor_Non-CFL_Ltg | Annual
Any | SWLG011V | Com | Ex | CZ01 | cWtd | SWLG011-01 | ExAnte2020 | IOU workpaper | 2019-06-26 | Fixture | 1 |  | None | 0 | 0 | 0 | 134 | 0.0227 | -2.01 | [6 empty] | DEER:Indoor_Non-CFL_Ltg | Annual
Any | SWLG011V | Com | Ex | CZ02 | cWtd | SWLG011-01 | ExAnte2020 | IOU workpaper | 2019-06-26 | Fixture | 1 |  | None | 0 | 0 | 0 | 146 | 0.0252 | -1.29 | [6 empty] | DEER:Indoor_Non-CFL_Ltg | Annual
Any | SWLG011V | Com | Ex | CZ03 | cWtd | SWLG011-01 | ExAnte2020 | IOU workpaper | 2019-06-26 | Fixture | 1 |  | None | 0 | 0 | 0 | 146 | 0.0244 | -1.13 | [6 empty] | DEER:Indoor_Non-CFL_Ltg | Annual
Any | SWLG011V | Com | Ex | CZ04 | cWtd | SWLG011-01 | ExAnte2020 | IOU workpaper | 2019-06-26 | Fixture | 1 |  | None | 0 | 0 | 0 | 150 | 0.025 | -0.916 | [6 empty] | DEER:Indoor_Non-CFL_Ltg | Annual
Any | SWLG011V | Com | Ex | CZ05 | cWtd | SWLG011-01 | ExAnte2020 | IOU workpaper | 2019-06-26 | Fixture | 1 |  | None | 0 | 0 | 0 | 144 | 0.024 | -1.51 | [6 empty] | DEER:Indoor_Non-CFL_Ltg | Annual
Any | SWLG011V | Com | Ex | CZ06 | cWtd | SWLG011-01 | ExAnte2020 | IOU workpaper | 2019-06-26 | Fixture | 1 |  | None | 0 | 0 | 0 | 152 | 0.0252 | -0.677 | [6 empty] | DEER:Indoor_Non-CFL_Ltg | Annual
Any | SWLG011V | Com | Ex | CZ07 | cWtd | SWLG011-01 | ExAnte2020 | IOU workpaper | 2019-06-26 | Fixture | 1 |  | None | 0 | 0 | 0 | 163 | 0.0268 | -0.653 | [6 empty] | DEER:Indoor_Non-CFL_Ltg | Annual
Any | SWLG011V | Com | Ex | CZ08 | cWtd | SWLG011-01 | ExAnte2020 | IOU workpaper | 2019-06-26 | Fixture | 1 |  | None | 0 | 0 | 0 | 152 | 0.0248 | -0.601 | [6 empty] | DEER:Indoor_Non-CFL_Ltg | Annual
Any | SWLG011V | Com | Ex | CZ09 | cWtd | SWLG011-01 | ExAnte2020 | IOU workpaper | 2019-06-26 | Fixture | 1 |  | None | 0 | 0 | 0 | 152 | 0.0258 | -0.658 | [6 empty] | DEER:Indoor_Non-CFL_Ltg | Annual
Any | SWLG011V | Com | Ex | CZ10 | cWtd | SWLG011-01 | ExAnte2020 | IOU workpaper | 2019-06-26 | Fixture | 1 |  | None | 0 | 0 | 0 | 148 | 0.025 | -0.706 | [6 empty] | DEER:Indoor_Non-CFL_Ltg | Annual
Any | SWLG011V | Com | Ex | CZ11 | cWtd | SWLG011-01 | ExAnte2020 | IOU workpaper | 2019-06-26 | Fixture | 1 |  | None | 0 | 0 | 0 | 147 | 0.0255 | -1.17 | [6 empty] | DEER:Indoor_Non-CFL_Ltg | Annual
Any | SWLG011V | Com | Ex | CZ12 | cWtd | SWLG011-01 | ExAnte2020 | IOU workpaper | 2019-06-26 | Fixture | 1 |  | None | 0 | 0 | 0 | 147 | 0.0259 | -1.05 | [6 empty] | DEER:Indoor_Non-CFL_Ltg | Annual
Any | SWLG011V | Com | Ex | CZ13 | cWtd | SWLG011-01 | ExAnte2020 | IOU workpaper | 2019-06-26 | Fixture | 1 |  | None | 0 | 0 | 0 | 150 | 0.0252 | -1 | [6 empty] | DEER:Indoor_Non-CFL_Ltg | Annual
Any | SWLG011V | Com | Ex | CZ14 | cWtd | SWLG011-01 | ExAnte2020 | IOU workpaper | 2019-06-26 | Fixture | 1 |  | None | 0 | 0 | 0 | 149 | 0.0258 | -1.14 | [6 empty] | DEER:Indoor_Non-CFL_Ltg | Annual
Any | SWLG011V | Com | Ex | CZ15 | cWtd | SWLG011-01 | ExAnte2020 | IOU workpaper | 2019-06-26 | Fixture | 1 |  | None | 0 | 0 | 0 | 161 | 0.0265 | -0.328 | [6 empty] | DEER:Indoor_Non-CFL_Ltg | Annual
Any | SWLG011V | Com | Ex | CZ16 | cWtd | SWLG011-01 | ExAnte2020 | IOU workpaper | 2019-06-26 | Fixture | 1 |  | None | 0 | 0 | 0 | 139 | 0.025 | -2.03 | [6 empty] | DEER:Indoor_Non-CFL_Ltg | Annual
Any | SWLG011V | ECC | Ex | CZ01 | cWtd | SWLG011-01 | ExAnte2020 | IOU workpaper | 2019-06-26 | Fixture | 1 |  | None | 0 | 0 | 0 | 120 | 0.0194 | -3.35 | [6 empty] | DEER:Indoor_Non-CFL_Ltg | Annual
Any | SWLG011V | ECC | Ex | CZ02 | cWtd | SWLG011-01 | ExAnte2020 | IOU workpaper | 2019-06-26 | Fixture | 1 |  | None | 0 | 0 | 0 | 127 | 0.0232 | -2.13 | [6 empty] | DEER:Indoor_Non-CFL_Ltg | Annual
Any | SWLG011V | ECC | Ex | CZ03 | cWtd | SWLG011-01 | ExAnte2020 | IOU workpaper | 2019-06-26 | Fixture | 1 |  | None | 0 | 0 | 0 | 125 | 0.0223 | -2.46 | [6 empty] | DEER:Indoor_Non-CFL_Ltg | Annual
Any | SWLG011V | ECC | Ex | CZ04 | cWtd | SWLG011-01 | ExAnte2020 | IOU workpaper | 2019-06-26 | Fixture | 1 |  | None | 0 | 0 | 0 | 129 | 0.0232 | -1.88 | [6 empty] | DEER:Indoor_Non-CFL_Ltg | Annual
Any | SWLG011V | ECC | Ex | CZ05 | cWtd | SWLG011-01 | ExAnte2020 | IOU workpaper | 2019-06-26 | Fixture | 1 |  | None | 0 | 0 | 0 | 125 | 0.0216 | -2.46 | [6 empty] | DEER:Indoor_Non-CFL_Ltg | Annual
Any | SWLG011V | ECC | Ex | CZ06 | cWtd | SWLG011-01 | ExAnte2020 | IOU workpaper | 2019-06-26 | Fixture | 1 |  | None | 0 | 0 | 0 | 132 | 0.0243 | -1.34 | [6 empty] | DEER:Indoor_Non-CFL_Ltg | Annual
Any | SWLG011V | ECC | Ex | CZ07 | cWtd | SWLG011-01 | ExAnte2020 | IOU workpaper | 2019-06-26 | Fixture | 1 |  | None | 0 | 0 | 0 | 132 | 0.0232 | -1.34 | [6 empty] | DEER:Indoor_Non-CFL_Ltg | Annual
Any | SWLG011V | ECC | Ex | CZ08 | cWtd | SWLG011-01 | ExAnte2020 | IOU workpaper | 2019-06-26 | Fixture | 1 |  | None | 0 | 0 | 0 | 134 | 0.0231 | -1.11 | [6 empty] | DEER:Indoor_Non-CFL_Ltg | Annual
Any | SWLG011V | ECC | Ex | CZ09 | cWtd | SWLG011-01 | ExAnte2020 | IOU workpaper | 2019-06-26 | Fixture | 1 |  | None | 0 | 0 | 0 | 131 | 0.0242 | -1.25 | [6 empty] | DEER:Indoor_Non-CFL_Ltg | Annual
Any | SWLG011V | ECC | Ex | CZ10 | cWtd | SWLG011-01 | ExAnte2020 | IOU workpaper | 2019-06-26 | Fixture | 1 |  | None | 0 | 0 | 0 | 131 | 0.0238 | -1.21 | [6 empty] | DEER:Indoor_Non-CFL_Ltg | Annual
Any | SWLG011V | ECC | Ex | CZ11 | cWtd | SWLG011-01 | ExAnte2020 | IOU workpaper | 2019-06-26 | Fixture | 1 |  | None | 0 | 0 | 0 | 131 | 0.024 | -1.75 | [6 empty] | DEER:Indoor_Non-CFL_Ltg | Annual
Any | SWLG011V | ECC | Ex | CZ12 | cWtd | SWLG011-01 | ExAnte2020 | IOU workpaper | 2019-06-26 | Fixture | 1 |  | None | 0 | 0 | 0 | 131 | 0.0238 | -1.86 | [6 empty] | DEER:Indoor_Non-CFL_Ltg | Annual
Any | SWLG011V | ECC | Ex | CZ13 | cWtd | SWLG011-01 | ExAnte2020 | IOU workpaper | 2019-06-26 | Fixture | 1 |  | None | 0 | 0 | 0 | 132 | 0.0238 | -1.6 | [6 empty] | DEER:Indoor_Non-CFL_Ltg | Annual
Any | SWLG011V | ECC | Ex | CZ14 | cWtd | SWLG011-01 | ExAnte2020 | IOU workpaper | 2019-06-26 | Fixture | 1 |  | None | 0 | 0 | 0 | 132 | 0.0238 | -1.63 | [6 empty] | DEER:Indoor_Non-CFL_Ltg | Annual
Any | SWLG011V | ECC | Ex | CZ15 | cWtd | SWLG011-01 | ExAnte2020 | IOU workpaper | 2019-06-26 | Fixture | 1 |  | None | 0 | 0 | 0 | 139 | 0.0238 | -0.556 | [6 empty] | DEER:Indoor_Non-CFL_Ltg | Annual
Any | SWLG011V | ECC | Ex | CZ16 | cWtd | SWLG011-01 | ExAnte2020 | IOU workpaper | 2019-06-26 | Fixture | 1 |  | None | 0 | 0 | 0 | 125 | 0.0234 | -2.51 | [6 empty] | DEER:Indoor_Non-CFL_Ltg | Annual
Any | SWLG011V | EPr | Ex | CZ01 | cWtd | SWLG011-01 | ExAnte2020 | IOU workpaper | 2019-06-26 | Fixture | 1 |  | None | 0 | 0 | 0 | 102 | 0.0248 | -2.71 | [6 empty] | DEER:Indoor_Non-CFL_Ltg | Annual
Any | SWLG011V | EPr | Ex | CZ02 | cWtd | SWLG011-01 | ExAnte2020 | IOU workpaper | 2019-06-26 | Fixture | 1 |  | None | 0 | 0 | 0 | 108 | 0.0364 | -1.97 | [6 empty] | DEER:Indoor_Non-CFL_Ltg | Annual
Any | SWLG011V | EPr | Ex | CZ03 | cWtd | SWLG011-01 | ExAnte2020 | IOU workpaper | 2019-06-26 | Fixture | 1 |  | None | 0 | 0 | 0 | 106 | 0.0243 | -2.13 | [6 empty] | DEER:Indoor_Non-CFL_Ltg | Annual
Any | SWLG011V | EPr | Ex | CZ04 | cWtd | SWLG011-01 | ExAnte2020 | IOU workpaper | 2019-06-26 | Fixture | 1 |  | None | 0 | 0 | 0 | 109 | 0.0279 | -1.77 | [6 empty] | DEER:Indoor_Non-CFL_Ltg | Annual
Any | SWLG011V | EPr | Ex | CZ05 | cWtd | SWLG011-01 | ExAnte2020 | IOU workpaper | 2019-06-26 | Fixture | 1 |  | None | 0 | 0 | 0 | 106 | 0.027 | -2.13 | [6 empty] | DEER:Indoor_Non-CFL_Ltg | Annual
Any | SWLG011V | EPr | Ex | CZ06 | cWtd | SWLG011-01 | ExAnte2020 | IOU workpaper | 2019-06-26 | Fixture | 1 |  | None | 0 | 0 | 0 | 112 | 0.0289 | -1.24 | [6 empty] | DEER:Indoor_Non-CFL_Ltg | Annual
Any | SWLG011V | EPr | Ex | CZ07 | cWtd | SWLG011-01 | ExAnte2020 | IOU workpaper | 2019-06-26 | Fixture | 1 |  | None | 0 | 0 | 0 | 111 | 0.0291 | -1.32 | [6 empty] | DEER:Indoor_Non-CFL_Ltg | Annual
Any | SWLG011V | EPr | Ex | CZ08 | cWtd | SWLG011-01 | ExAnte2020 | IOU workpaper | 2019-06-26 | Fixture | 1 |  | None | 0 | 0 | 0 | 113 | 0.0286 | -1.11 | [6 empty] | DEER:Indoor_Non-CFL_Ltg | Annual
Any | SWLG011V | EPr | Ex | CZ09 | cWtd | SWLG011-01 | ExAnte2020 | IOU workpaper | 2019-06-26 | Fixture | 1 |  | None | 0 | 0 | 0 | 113 | 0.0294 | -1.23 | [6 empty] | DEER:Indoor_Non-CFL_Ltg | Annual
Any | SWLG011V | EPr | Ex | CZ10 | cWtd | SWLG011-01 | ExAnte2020 | IOU workpaper | 2019-06-26 | Fixture | 1 |  | None | 0 | 0 | 0 | 115 | 0.0291 | -1.13 | [6 empty] | DEER:Indoor_Non-CFL_Ltg | Annual
Any | SWLG011V | EPr | Ex | CZ11 | cWtd | SWLG011-01 | ExAnte2020 | IOU workpaper | 2019-06-26 | Fixture | 1 |  | None | 0 | 0 | 0 | 112 | 0.0333 | -1.67 | [6 empty] | DEER:Indoor_Non-CFL_Ltg | Annual
Any | SWLG011V | EPr | Ex | CZ12 | cWtd | SWLG011-01 | ExAnte2020 | IOU workpaper | 2019-06-26 | Fixture | 1 |  | None | 0 | 0 | 0 | 110 | 0.0379 | -1.72 | [6 empty] | DEER:Indoor_Non-CFL_Ltg | Annual
Any | SWLG011V | EPr | Ex | CZ13 | cWtd | SWLG011-01 | ExAnte2020 | IOU workpaper | 2019-06-26 | Fixture | 1 |  | None | 0 | 0 | 0 | 112 | 0.0313 | -1.61 | [6 empty] | DEER:Indoor_Non-CFL_Ltg | Annual
Any | SWLG011V | EPr | Ex | CZ14 | cWtd | SWLG011-01 | ExAnte2020 | IOU workpaper | 2019-06-26 | Fixture | 1 |  | None | 0 | 0 | 0 | 113 | 0.0289 | -1.48 | [6 empty] | DEER:Indoor_Non-CFL_Ltg | Annual
Any | SWLG011V | EPr | Ex | CZ15 | cWtd | SWLG011-01 | ExAnte2020 | IOU workpaper | 2019-06-26 | Fixture | 1 |  | None | 0 | 0 | 0 | 123 | 0.0296 | -0.538 | [6 empty] | DEER:Indoor_Non-CFL_Ltg | Annual
Any | SWLG011V | EPr | Ex | CZ16 | cWtd | SWLG011-01 | ExAnte2020 | IOU workpaper | 2019-06-26 | Fixture | 1 |  | None | 0 | 0 | 0 | 103 | 0.024 | -2.19 | [6 empty] | DEER:Indoor_Non-CFL_Ltg | Annual
Any | SWLG011V | ERC | Ex | CZ01 | cWtd | SWLG011-01 | ExAnte2020 | IOU workpaper | 2019-06-26 | Fixture | 1 |  | None | 0 | 0 | 0 | 50.1 | 0.0111 | -0.956 | [6 empty] | DEER:Indoor_Non-CFL_Ltg | Annual
Any | SWLG011V | ERC | Ex | CZ02 | cWtd | SWLG011-01 | ExAnte2020 | IOU workpaper | 2019-06-26 | Fixture | 1 |  | None | 0 | 0 | 0 | 53.2 | 0.0135 | -0.672 | [6 empty] | DEER:Indoor_Non-CFL_Ltg | Annual
Any | SWLG011V | ERC | Ex | CZ03 | cWtd | SWLG011-01 | ExAnte2020 | IOU workpaper | 2019-06-26 | Fixture | 1 |  | None | 0 | 0 | 0 | 53.2 | 0.00978 | -0.6 | [6 empty] | DEER:Indoor_Non-CFL_Ltg | Annual
Any | SWLG011V | ERC | Ex | CZ04 | cWtd | SWLG011-01 | ExAnte2020 | IOU workpaper | 2019-06-26 | Fixture | 1 |  | None | 0 | 0 | 0 | 54.3 | 0.0112 | -0.498 | [6 empty] | DEER:Indoor_Non-CFL_Ltg | Annual
Any | SWLG011V | ERC | Ex | CZ05 | cWtd | SWLG011-01 | ExAnte2020 | IOU workpaper | 2019-06-26 | Fixture | 1 |  | None | 0 | 0 | 0 | 53.8 | 0.0101 | -0.538 | [6 empty] | DEER:Indoor_Non-CFL_Ltg | Annual
Any | SWLG011V | ERC | Ex | CZ06 | cWtd | SWLG011-01 | ExAnte2020 | IOU workpaper | 2019-06-26 | Fixture | 1 |  | None | 0 | 0 | 0 | 56.9 | 0.0114 | -0.384 | [6 empty] | DEER:Indoor_Non-CFL_Ltg | Annual
Any | SWLG011V | ERC | Ex | CZ07 | cWtd | SWLG011-01 | ExAnte2020 | IOU workpaper | 2019-06-26 | Fixture | 1 |  | None | 0 | 0 | 0 | 56.9 | 0.0111 | -0.313 | [6 empty] | DEER:Indoor_Non-CFL_Ltg | Annual
Any | SWLG011V | ERC | Ex | CZ08 | cWtd | SWLG011-01 | ExAnte2020 | IOU workpaper | 2019-06-26 | Fixture | 1 |  | None | 0 | 0 | 0 | 57.9 | 0.0116 | -0.288 | [6 empty] | DEER:Indoor_Non-CFL_Ltg | Annual
Any | SWLG011V | ERC | Ex | CZ09 | cWtd | SWLG011-01 | ExAnte2020 | IOU workpaper | 2019-06-26 | Fixture | 1 |  | None | 0 | 0 | 0 | 57.4 | 0.0124 | -0.365 | [6 empty] | DEER:Indoor_Non-CFL_Ltg | Annual
Any | SWLG011V | ERC | Ex | CZ10 | cWtd | SWLG011-01 | ExAnte2020 | IOU workpaper | 2019-06-26 | Fixture | 1 |  | None | 0 | 0 | 0 | 57.9 | 0.0126 | -0.394 | [6 empty] | DEER:Indoor_Non-CFL_Ltg | Annual
Any | SWLG011V | ERC | Ex | CZ11 | cWtd | SWLG011-01 | ExAnte2020 | IOU workpaper | 2019-06-26 | Fixture | 1 |  | None | 0 | 0 | 0 | 54.8 | 0.0132 | -0.574 | [6 empty] | DEER:Indoor_Non-CFL_Ltg | Annual
Any | SWLG011V | ERC | Ex | CZ12 | cWtd | SWLG011-01 | ExAnte2020 | IOU workpaper | 2019-06-26 | Fixture | 1 |  | None | 0 | 0 | 0 | 54.3 | 0.0131 | -0.589 | [6 empty] | DEER:Indoor_Non-CFL_Ltg | Annual
Any | SWLG011V | ERC | Ex | CZ13 | cWtd | SWLG011-01 | ExAnte2020 | IOU workpaper | 2019-06-26 | Fixture | 1 |  | None | 0 | 0 | 0 | 55.3 | 0.0127 | -0.527 | [6 empty] | DEER:Indoor_Non-CFL_Ltg | Annual
Any | SWLG011V | ERC | Ex | CZ14 | cWtd | SWLG011-01 | ExAnte2020 | IOU workpaper | 2019-06-26 | Fixture | 1 |  | None | 0 | 0 | 0 | 56.3 | 0.0128 | -0.558 | [6 empty] | DEER:Indoor_Non-CFL_Ltg | Annual
Any | SWLG011V | ERC | Ex | CZ15 | cWtd | SWLG011-01 | ExAnte2020 | IOU workpaper | 2019-06-26 | Fixture | 1 |  | None | 0 | 0 | 0 | 61.5 | 0.0132 | -0.149 | [6 empty] | DEER:Indoor_Non-CFL_Ltg | Annual
Any | SWLG011V | ERC | Ex | CZ16 | cWtd | SWLG011-01 | ExAnte2020 | IOU workpaper | 2019-06-26 | Fixture | 1 |  | None | 0 | 0 | 0 | 51.2 | 0.0118 | -0.817 | [6 empty] | DEER:Indoor_Non-CFL_Ltg | Annual
Any | SWLG011V | ESe | Ex | CZ01 | cWtd | SWLG011-01 | ExAnte2020 | IOU workpaper | 2019-06-26 | Fixture | 1 |  | None | 0 | 0 | 0 | 103 | 0.0248 | -2.52 | [6 empty] | DEER:Indoor_Non-CFL_Ltg | Annual
Any | SWLG011V | ESe | Ex | CZ02 | cWtd | SWLG011-01 | ExAnte2020 | IOU workpaper | 2019-06-26 | Fixture | 1 |  | None | 0 | 0 | 0 | 109 | 0.0347 | -1.81 | [6 empty] | DEER:Indoor_Non-CFL_Ltg | Annual
Any | SWLG011V | ESe | Ex | CZ03 | cWtd | SWLG011-01 | ExAnte2020 | IOU workpaper | 2019-06-26 | Fixture | 1 |  | None | 0 | 0 | 0 | 106 | 0.0258 | -1.95 | [6 empty] | DEER:Indoor_Non-CFL_Ltg | Annual
Any | SWLG011V | ESe | Ex | CZ04 | cWtd | SWLG011-01 | ExAnte2020 | IOU workpaper | 2019-06-26 | Fixture | 1 |  | None | 0 | 0 | 0 | 110 | 0.0272 | -1.61 | [6 empty] | DEER:Indoor_Non-CFL_Ltg | Annual
Any | SWLG011V | ESe | Ex | CZ05 | cWtd | SWLG011-01 | ExAnte2020 | IOU workpaper | 2019-06-26 | Fixture | 1 |  | None | 0 | 0 | 0 | 106 | 0.026 | -1.88 | [6 empty] | DEER:Indoor_Non-CFL_Ltg | Annual
Any | SWLG011V | ESe | Ex | CZ06 | cWtd | SWLG011-01 | ExAnte2020 | IOU workpaper | 2019-06-26 | Fixture | 1 |  | None | 0 | 0 | 0 | 112 | 0.0284 | -1.22 | [6 empty] | DEER:Indoor_Non-CFL_Ltg | Annual
Any | SWLG011V | ESe | Ex | CZ07 | cWtd | SWLG011-01 | ExAnte2020 | IOU workpaper | 2019-06-26 | Fixture | 1 |  | None | 0 | 0 | 0 | 111 | 0.0284 | -1.18 | [6 empty] | DEER:Indoor_Non-CFL_Ltg | Annual
Any | SWLG011V | ESe | Ex | CZ08 | cWtd | SWLG011-01 | ExAnte2020 | IOU workpaper | 2019-06-26 | Fixture | 1 |  | None | 0 | 0 | 0 | 114 | 0.0279 | -1.02 | [6 empty] | DEER:Indoor_Non-CFL_Ltg | Annual
Any | SWLG011V | ESe | Ex | CZ09 | cWtd | SWLG011-01 | ExAnte2020 | IOU workpaper | 2019-06-26 | Fixture | 1 |  | None | 0 | 0 | 0 | 114 | 0.0289 | -1.14 | [6 empty] | DEER:Indoor_Non-CFL_Ltg | Annual
Any | SWLG011V | ESe | Ex | CZ10 | cWtd | SWLG011-01 | ExAnte2020 | IOU workpaper | 2019-06-26 | Fixture | 1 |  | None | 0 | 0 | 0 | 114 | 0.0287 | -1.18 | [6 empty] | DEER:Indoor_Non-CFL_Ltg | Annual
Any | SWLG011V | ESe | Ex | CZ11 | cWtd | SWLG011-01 | ExAnte2020 | IOU workpaper | 2019-06-26 | Fixture | 1 |  | None | 0 | 0 | 0 | 112 | 0.0316 | -1.6 | [6 empty] | DEER:Indoor_Non-CFL_Ltg | Annual
Any | SWLG011V | ESe | Ex | CZ12 | cWtd | SWLG011-01 | ExAnte2020 | IOU workpaper | 2019-06-26 | Fixture | 1 |  | None | 0 | 0 | 0 | 111 | 0.0354 | -1.64 | [6 empty] | DEER:Indoor_Non-CFL_Ltg | Annual
Any | SWLG011V | ESe | Ex | CZ13 | cWtd | SWLG011-01 | ExAnte2020 | IOU workpaper | 2019-06-26 | Fixture | 1 |  | None | 0 | 0 | 0 | 113 | 0.0304 | -1.48 | [6 empty] | DEER:Indoor_Non-CFL_Ltg | Annual
Any | SWLG011V | ESe | Ex | CZ14 | cWtd | SWLG011-01 | ExAnte2020 | IOU workpaper | 2019-06-26 | Fixture | 1 |  | None | 0 | 0 | 0 | 113 | 0.0282 | -1.46 | [6 empty] | DEER:Indoor_Non-CFL_Ltg | Annual
Any | SWLG011V | ESe | Ex | CZ15 | cWtd | SWLG011-01 | ExAnte2020 | IOU workpaper | 2019-06-26 | Fixture | 1 |  | None | 0 | 0 | 0 | 123 | 0.0323 | -0.556 | [6 empty] | DEER:Indoor_Non-CFL_Ltg | Annual
Any | SWLG011V | ESe | Ex | CZ16 | cWtd | SWLG011-01 | ExAnte2020 | IOU workpaper | 2019-06-26 | Fixture | 1 |  | None | 0 | 0 | 0 | 104 | 0.034 | -2.02 | [6 empty] | DEER:Indoor_Non-CFL_Ltg | Annual
Any | SWLG011V | EUn | Ex | CZ01 | cWtd | SWLG011-01 | ExAnte2020 | IOU workpaper | 2019-06-26 | Fixture | 1 |  | None | 0 | 0 | 0 | 114 | 0.0325 | -3.44 | [6 empty] | DEER:Indoor_Non-CFL_Ltg | Annual
Any | SWLG011V | EUn | Ex | CZ02 | cWtd | SWLG011-01 | ExAnte2020 | IOU workpaper | 2019-06-26 | Fixture | 1 |  | None | 0 | 0 | 0 | 121 | 0.0361 | -2.27 | [6 empty] | DEER:Indoor_Non-CFL_Ltg | Annual
Any | SWLG011V | EUn | Ex | CZ03 | cWtd | SWLG011-01 | ExAnte2020 | IOU workpaper | 2019-06-26 | Fixture | 1 |  | None | 0 | 0 | 0 | 119 | 0.0361 | -2.61 | [6 empty] | DEER:Indoor_Non-CFL_Ltg | Annual
Any | SWLG011V | EUn | Ex | CZ04 | cWtd | SWLG011-01 | ExAnte2020 | IOU workpaper | 2019-06-26 | Fixture | 1 |  | None | 0 | 0 | 0 | 122 | 0.0361 | -2.02 | [6 empty] | DEER:Indoor_Non-CFL_Ltg | Annual
Any | SWLG011V | EUn | Ex | CZ05 | cWtd | SWLG011-01 | ExAnte2020 | IOU workpaper | 2019-06-26 | Fixture | 1 |  | None | 0 | 0 | 0 | 119 | 0.0346 | -2.57 | [6 empty] | DEER:Indoor_Non-CFL_Ltg | Annual
Any | SWLG011V | EUn | Ex | CZ06 | cWtd | SWLG011-01 | ExAnte2020 | IOU workpaper | 2019-06-26 | Fixture | 1 |  | None | 0 | 0 | 0 | 126 | 0.0367 | -1.61 | [6 empty] | DEER:Indoor_Non-CFL_Ltg | Annual
Any | SWLG011V | EUn | Ex | CZ07 | cWtd | SWLG011-01 | ExAnte2020 | IOU workpaper | 2019-06-26 | Fixture | 1 |  | None | 0 | 0 | 0 | 125 | 0.0373 | -1.63 | [6 empty] | DEER:Indoor_Non-CFL_Ltg | Annual
Any | SWLG011V | EUn | Ex | CZ08 | cWtd | SWLG011-01 | ExAnte2020 | IOU workpaper | 2019-06-26 | Fixture | 1 |  | None | 0 | 0 | 0 | 126 | 0.0367 | -1.39 | [6 empty] | DEER:Indoor_Non-CFL_Ltg | Annual
Any | SWLG011V | EUn | Ex | CZ09 | cWtd | SWLG011-01 | ExAnte2020 | IOU workpaper | 2019-06-26 | Fixture | 1 |  | None | 0 | 0 | 0 | 126 | 0.0382 | -1.46 | [6 empty] | DEER:Indoor_Non-CFL_Ltg | Annual
Any | SWLG011V | EUn | Ex | CZ10 | cWtd | SWLG011-01 | ExAnte2020 | IOU workpaper | 2019-06-26 | Fixture | 1 |  | None | 0 | 0 | 0 | 126 | 0.0373 | -1.49 | [6 empty] | DEER:Indoor_Non-CFL_Ltg | Annual
Any | SWLG011V | EUn | Ex | CZ11 | cWtd | SWLG011-01 | ExAnte2020 | IOU workpaper | 2019-06-26 | Fixture | 1 |  | None | 0 | 0 | 0 | 124 | 0.0367 | -1.81 | [6 empty] | DEER:Indoor_Non-CFL_Ltg | Annual
Any | SWLG011V | EUn | Ex | CZ12 | cWtd | SWLG011-01 | ExAnte2020 | IOU workpaper | 2019-06-26 | Fixture | 1 |  | None | 0 | 0 | 0 | 124 | 0.0367 | -1.95 | [6 empty] | DEER:Indoor_Non-CFL_Ltg | Annual
Any | SWLG011V | EUn | Ex | CZ13 | cWtd | SWLG011-01 | ExAnte2020 | IOU workpaper | 2019-06-26 | Fixture | 1 |  | None | 0 | 0 | 0 | 125 | 0.037 | -1.7 | [6 empty] | DEER:Indoor_Non-CFL_Ltg | Annual
Any | SWLG011V | EUn | Ex | CZ14 | cWtd | SWLG011-01 | ExAnte2020 | IOU workpaper | 2019-06-26 | Fixture | 1 |  | None | 0 | 0 | 0 | 125 | 0.0406 | -1.83 | [6 empty] | DEER:Indoor_Non-CFL_Ltg | Annual
Any | SWLG011V | EUn | Ex | CZ15 | cWtd | SWLG011-01 | ExAnte2020 | IOU workpaper | 2019-06-26 | Fixture | 1 |  | None | 0 | 0 | 0 | 133 | 0.0379 | -0.717 | [6 empty] | DEER:Indoor_Non-CFL_Ltg | Annual
Any | SWLG011V | EUn | Ex | CZ16 | cWtd | SWLG011-01 | ExAnte2020 | IOU workpaper | 2019-06-26 | Fixture | 1 |  | None | 0 | 0 | 0 | 118 | 0.0355 | -2.68 | [6 empty] | DEER:Indoor_Non-CFL_Ltg | Annual
Any | SWLG011V | Gro | Ex | CZ01 | cWtd | SWLG011-01 | ExAnte2020 | IOU workpaper | 2019-06-26 | Fixture | 1 |  | None | 0 | 0 | 0 | 253 | 0.042 | -4.36 | [6 empty] | DEER:Indoor_Non-CFL_Ltg | Annual
Any | SWLG011V | Gro | Ex | CZ02 | cWtd | SWLG011-01 | ExAnte2020 | IOU workpaper | 2019-06-26 | Fixture | 1 |  | None | 0 | 0 | 0 | 263 | 0.0499 | -3.35 | [6 empty] | DEER:Indoor_Non-CFL_Ltg | Annual
Any | SWLG011V | Gro | Ex | CZ03 | cWtd | SWLG011-01 | ExAnte2020 | IOU workpaper | 2019-06-26 | Fixture | 1 |  | None | 0 | 0 | 0 | 258 | 0.0466 | -3.79 | [6 empty] | DEER:Indoor_Non-CFL_Ltg | Annual
Any | SWLG011V | Gro | Ex | CZ04 | cWtd | SWLG011-01 | ExAnte2020 | IOU workpaper | 2019-06-26 | Fixture | 1 |  | None | 0 | 0 | 0 | 263 | 0.0482 | -3.25 | [6 empty] | DEER:Indoor_Non-CFL_Ltg | Annual
Any | SWLG011V | Gro | Ex | CZ05 | cWtd | SWLG011-01 | ExAnte2020 | IOU workpaper | 2019-06-26 | Fixture | 1 |  | None | 0 | 0 | 0 | 255 | 0.0457 | -3.87 | [6 empty] | DEER:Indoor_Non-CFL_Ltg | Annual
Any | SWLG011V | Gro | Ex | CZ06 | cWtd | SWLG011-01 | ExAnte2020 | IOU workpaper | 2019-06-26 | Fixture | 1 |  | None | 0 | 0 | 0 | 258 | 0.0478 | -3.48 | [6 empty] | DEER:Indoor_Non-CFL_Ltg | Annual
Any | SWLG011V | Gro | Ex | CZ07 | cWtd | SWLG011-01 | ExAnte2020 | IOU workpaper | 2019-06-26 | Fixture | 1 |  | None | 0 | 0 | 0 | 258 | 0.0466 | -3.51 | [6 empty] | DEER:Indoor_Non-CFL_Ltg | Annual
Any | SWLG011V | Gro | Ex | CZ08 | cWtd | SWLG011-01 | ExAnte2020 | IOU workpaper | 2019-06-26 | Fixture | 1 |  | None | 0 | 0 | 0 | 263 | 0.0478 | -3.12 | [6 empty] | DEER:Indoor_Non-CFL_Ltg | Annual
Any | SWLG011V | Gro | Ex | CZ09 | cWtd | SWLG011-01 | ExAnte2020 | IOU workpaper | 2019-06-26 | Fixture | 1 |  | None | 0 | 0 | 0 | 263 | 0.049 | -3.1 | [6 empty] | DEER:Indoor_Non-CFL_Ltg | Annual
Any | SWLG011V | Gro | Ex | CZ10 | cWtd | SWLG011-01 | ExAnte2020 | IOU workpaper | 2019-06-26 | Fixture | 1 |  | None | 0 | 0 | 0 | 266 | 0.0495 | -3.12 | [6 empty] | DEER:Indoor_Non-CFL_Ltg | Annual
Any | SWLG011V | Gro | Ex | CZ11 | cWtd | SWLG011-01 | ExAnte2020 | IOU workpaper | 2019-06-26 | Fixture | 1 |  | None | 0 | 0 | 0 | 271 | 0.0511 | -2.76 | [6 empty] | DEER:Indoor_Non-CFL_Ltg | Annual
Any | SWLG011V | Gro | Ex | CZ12 | cWtd | SWLG011-01 | ExAnte2020 | IOU workpaper | 2019-06-26 | Fixture | 1 |  | None | 0 | 0 | 0 | 266 | 0.0507 | -2.99 | [6 empty] | DEER:Indoor_Non-CFL_Ltg | Annual
Any | SWLG011V | Gro | Ex | CZ13 | cWtd | SWLG011-01 | ExAnte2020 | IOU workpaper | 2019-06-26 | Fixture | 1 |  | None | 0 | 0 | 0 | 271 | 0.0495 | -2.61 | [6 empty] | DEER:Indoor_Non-CFL_Ltg | Annual
Any | SWLG011V | Gro | Ex | CZ14 | cWtd | SWLG011-01 | ExAnte2020 | IOU workpaper | 2019-06-26 | Fixture | 1 |  | None | 0 | 0 | 0 | 268 | 0.0499 | -3.2 | [6 empty] | DEER:Indoor_Non-CFL_Ltg | Annual
Any | SWLG011V | Gro | Ex | CZ15 | cWtd | SWLG011-01 | ExAnte2020 | IOU workpaper | 2019-06-26 | Fixture | 1 |  | None | 0 | 0 | 0 | 284 | 0.0507 | -1.81 | [6 empty] | DEER:Indoor_Non-CFL_Ltg | Annual
Any | SWLG011V | Gro | Ex | CZ16 | cWtd | SWLG011-01 | ExAnte2020 | IOU workpaper | 2019-06-26 | Fixture | 1 |  | None | 0 | 0 | 0 | 250 | 0.0482 | -4.18 | [6 empty] | DEER:Indoor_Non-CFL_Ltg | Annual
Any | SWLG011V | Hsp | Ex | CZ01 | cWtd | SWLG011-01 | ExAnte2020 | IOU workpaper | 2019-06-26 | Fixture | 1 |  | None | 0 | 0 | 0 | 270 | 0.0394 | -7.79 | [6 empty] | DEER:Indoor_Non-CFL_Ltg | Annual
Any | SWLG011V | Hsp | Ex | CZ02 | cWtd | SWLG011-01 | ExAnte2020 | IOU workpaper | 2019-06-26 | Fixture | 1 |  | None | 0 | 0 | 0 | 291 | 0.046 | -4.97 | [6 empty] | DEER:Indoor_Non-CFL_Ltg | Annual
Any | SWLG011V | Hsp | Ex | CZ03 | cWtd | SWLG011-01 | ExAnte2020 | IOU workpaper | 2019-06-26 | Fixture | 1 |  | None | 0 | 0 | 0 | 285 | 0.0446 | -4.7 | [6 empty] | DEER:Indoor_Non-CFL_Ltg | Annual
Any | SWLG011V | Hsp | Ex | CZ04 | cWtd | SWLG011-01 | ExAnte2020 | IOU workpaper | 2019-06-26 | Fixture | 1 |  | None | 0 | 0 | 0 | 297 | 0.0449 | -4.06 | [6 empty] | DEER:Indoor_Non-CFL_Ltg | Annual
Any | SWLG011V | Hsp | Ex | CZ05 | cWtd | SWLG011-01 | ExAnte2020 | IOU workpaper | 2019-06-26 | Fixture | 1 |  | None | 0 | 0 | 0 | 285 | 0.0423 | -5 | [6 empty] | DEER:Indoor_Non-CFL_Ltg | Annual
Any | SWLG011V | Hsp | Ex | CZ06 | cWtd | SWLG011-01 | ExAnte2020 | IOU workpaper | 2019-06-26 | Fixture | 1 |  | None | 0 | 0 | 0 | 306 | 0.0479 | -2.62 | [6 empty] | DEER:Indoor_Non-CFL_Ltg | Annual
Any | SWLG011V | Hsp | Ex | CZ07 | cWtd | SWLG011-01 | ExAnte2020 | IOU workpaper | 2019-06-26 | Fixture | 1 |  | None | 0 | 0 | 0 | 309 | 0.0453 | -1.86 | [6 empty] | DEER:Indoor_Non-CFL_Ltg | Annual
Any | SWLG011V | Hsp | Ex | CZ08 | cWtd | SWLG011-01 | ExAnte2020 | IOU workpaper | 2019-06-26 | Fixture | 1 |  | None | 0 | 0 | 0 | 309 | 0.0457 | -2.23 | [6 empty] | DEER:Indoor_Non-CFL_Ltg | Annual
Any | SWLG011V | Hsp | Ex | CZ09 | cWtd | SWLG011-01 | ExAnte2020 | IOU workpaper | 2019-06-26 | Fixture | 1 |  | None | 0 | 0 | 0 | 309 | 0.0472 | -2.66 | [6 empty] | DEER:Indoor_Non-CFL_Ltg | Annual
Any | SWLG011V | Hsp | Ex | CZ10 | cWtd | SWLG011-01 | ExAnte2020 | IOU workpaper | 2019-06-26 | Fixture | 1 |  | None | 0 | 0 | 0 | 309 | 0.0479 | -2.84 | [6 empty] | DEER:Indoor_Non-CFL_Ltg | Annual
Any | SWLG011V | Hsp | Ex | CZ11 | cWtd | SWLG011-01 | ExAnte2020 | IOU workpaper | 2019-06-26 | Fixture | 1 |  | None | 0 | 0 | 0 | 303 | 0.0457 | -4.17 | [6 empty] | DEER:Indoor_Non-CFL_Ltg | Annual
Any | SWLG011V | Hsp | Ex | CZ12 | cWtd | SWLG011-01 | ExAnte2020 | IOU workpaper | 2019-06-26 | Fixture | 1 |  | None | 0 | 0 | 0 | 300 | 0.0457 | -4.26 | [6 empty] | DEER:Indoor_Non-CFL_Ltg | Annual
Any | SWLG011V | Hsp | Ex | CZ13 | cWtd | SWLG011-01 | ExAnte2020 | IOU workpaper | 2019-06-26 | Fixture | 1 |  | None | 0 | 0 | 0 | 306 | 0.0457 | -3.91 | [6 empty] | DEER:Indoor_Non-CFL_Ltg | Annual
Any | SWLG011V | Hsp | Ex | CZ14 | cWtd | SWLG011-01 | ExAnte2020 | IOU workpaper | 2019-06-26 | Fixture | 1 |  | None | 0 | 0 | 0 | 303 | 0.046 | -3.97 | [6 empty] | DEER:Indoor_Non-CFL_Ltg | Annual
Any | SWLG011V | Hsp | Ex | CZ15 | cWtd | SWLG011-01 | ExAnte2020 | IOU workpaper | 2019-06-26 | Fixture | 1 |  | None | 0 | 0 | 0 | 329 | 0.0468 | -1.5 | [6 empty] | DEER:Indoor_Non-CFL_Ltg | Annual
Any | SWLG011V | Hsp | Ex | CZ16 | cWtd | SWLG011-01 | ExAnte2020 | IOU workpaper | 2019-06-26 | Fixture | 1 |  | None | 0 | 0 | 0 | 285 | 0.0453 | -5.5 | [6 empty] | DEER:Indoor_Non-CFL_Ltg | Annual
Any | SWLG011V | Htl | Ex | CZ01 | cWtd | SWLG011-01 | ExAnte2020 | IOU workpaper | 2019-06-26 | Fixture | 1 |  | None | 0 | 0 | 0 | 211 | 0.034 | -4.48 | [6 empty] | DEER:Indoor_Non-CFL_Ltg | Annual
Any | SWLG011V | Htl | Ex | CZ02 | cWtd | SWLG011-01 | ExAnte2020 | IOU workpaper | 2019-06-26 | Fixture | 1 |  | None | 0 | 0 | 0 | 237 | 0.0387 | -3.23 | [6 empty] | DEER:Indoor_Non-CFL_Ltg | Annual
Any | SWLG011V | Htl | Ex | CZ03 | cWtd | SWLG011-01 | ExAnte2020 | IOU workpaper | 2019-06-26 | Fixture | 1 |  | None | 0 | 0 | 0 | 234 | 0.038 | -3.38 | [6 empty] | DEER:Indoor_Non-CFL_Ltg | Annual
Any | SWLG011V | Htl | Ex | CZ04 | cWtd | SWLG011-01 | ExAnte2020 | IOU workpaper | 2019-06-26 | Fixture | 1 |  | None | 0 | 0 | 0 | 242 | 0.0377 | -2.58 | [6 empty] | DEER:Indoor_Non-CFL_Ltg | Annual
Any | SWLG011V | Htl | Ex | CZ05 | cWtd | SWLG011-01 | ExAnte2020 | IOU workpaper | 2019-06-26 | Fixture | 1 |  | None | 0 | 0 | 0 | 232 | 0.0365 | -3.49 | [6 empty] | DEER:Indoor_Non-CFL_Ltg | Annual
Any | SWLG011V | Htl | Ex | CZ06 | cWtd | SWLG011-01 | ExAnte2020 | IOU workpaper | 2019-06-26 | Fixture | 1 |  | None | 0 | 0 | 0 | 263 | 0.0396 | -1.83 | [6 empty] | DEER:Indoor_Non-CFL_Ltg | Annual
Any | SWLG011V | Htl | Ex | CZ07 | cWtd | SWLG011-01 | ExAnte2020 | IOU workpaper | 2019-06-26 | Fixture | 1 |  | None | 0 | 0 | 0 | 268 | 0.0393 | -1.63 | [6 empty] | DEER:Indoor_Non-CFL_Ltg | Annual
Any | SWLG011V | Htl | Ex | CZ08 | cWtd | SWLG011-01 | ExAnte2020 | IOU workpaper | 2019-06-26 | Fixture | 1 |  | None | 0 | 0 | 0 | 271 | 0.039 | -1.61 | [6 empty] | DEER:Indoor_Non-CFL_Ltg | Annual
Any | SWLG011V | Htl | Ex | CZ09 | cWtd | SWLG011-01 | ExAnte2020 | IOU workpaper | 2019-06-26 | Fixture | 1 |  | None | 0 | 0 | 0 | 266 | 0.0406 | -1.86 | [6 empty] | DEER:Indoor_Non-CFL_Ltg | Annual
Any | SWLG011V | Htl | Ex | CZ10 | cWtd | SWLG011-01 | ExAnte2020 | IOU workpaper | 2019-06-26 | Fixture | 1 |  | None | 0 | 0 | 0 | 263 | 0.0409 | -1.93 | [6 empty] | DEER:Indoor_Non-CFL_Ltg | Annual
Any | SWLG011V | Htl | Ex | CZ11 | cWtd | SWLG011-01 | ExAnte2020 | IOU workpaper | 2019-06-26 | Fixture | 1 |  | None | 0 | 0 | 0 | 245 | 0.0387 | -3.18 | [6 empty] | DEER:Indoor_Non-CFL_Ltg | Annual
Any | SWLG011V | Htl | Ex | CZ12 | cWtd | SWLG011-01 | ExAnte2020 | IOU workpaper | 2019-06-26 | Fixture | 1 |  | None | 0 | 0 | 0 | 242 | 0.0387 | -3.07 | [6 empty] | DEER:Indoor_Non-CFL_Ltg | Annual
Any | SWLG011V | Htl | Ex | CZ13 | cWtd | SWLG011-01 | ExAnte2020 | IOU workpaper | 2019-06-26 | Fixture | 1 |  | None | 0 | 0 | 0 | 245 | 0.0384 | -2.81 | [6 empty] | DEER:Indoor_Non-CFL_Ltg | Annual
Any | SWLG011V | Htl | Ex | CZ14 | cWtd | SWLG011-01 | ExAnte2020 | IOU workpaper | 2019-06-26 | Fixture | 1 |  | None | 0 | 0 | 0 | 250 | 0.0393 | -2.18 | [6 empty] | DEER:Indoor_Non-CFL_Ltg | Annual
Any | SWLG011V | Htl | Ex | CZ15 | cWtd | SWLG011-01 | ExAnte2020 | IOU workpaper | 2019-06-26 | Fixture | 1 |  | None | 0 | 0 | 0 | 286 | 0.0409 | -1.13 | [6 empty] | DEER:Indoor_Non-CFL_Ltg | Annual
Any | SWLG011V | Htl | Ex | CZ16 | cWtd | SWLG011-01 | ExAnte2020 | IOU workpaper | 2019-06-26 | Fixture | 1 |  | None | 0 | 0 | 0 | 226 | 0.0387 | -3.1 | [6 empty] | DEER:Indoor_Non-CFL_Ltg | Annual
Any | SWLG011V | MBT | Ex | CZ01 | cWtd | SWLG011-01 | ExAnte2020 | IOU workpaper | 2019-06-26 | Fixture | 1 |  | None | 0 | 0 | 0 | 128 | 0.0143 | -1.24 | [6 empty] | DEER:Indoor_Non-CFL_Ltg | Annual
Any | SWLG011V | MBT | Ex | CZ02 | cWtd | SWLG011-01 | ExAnte2020 | IOU workpaper | 2019-06-26 | Fixture | 1 |  | None | 0 | 0 | 0 | 136 | 0.0165 | -0.696 | [6 empty] | DEER:Indoor_Non-CFL_Ltg | Annual
Any | SWLG011V | MBT | Ex | CZ03 | cWtd | SWLG011-01 | ExAnte2020 | IOU workpaper | 2019-06-26 | Fixture | 1 |  | None | 0 | 0 | 0 | 136 | 0.0161 | -0.551 | [6 empty] | DEER:Indoor_Non-CFL_Ltg | Annual
Any | SWLG011V | MBT | Ex | CZ04 | cWtd | SWLG011-01 | ExAnte2020 | IOU workpaper | 2019-06-26 | Fixture | 1 |  | None | 0 | 0 | 0 | 138 | 0.0165 | -0.456 | [6 empty] | DEER:Indoor_Non-CFL_Ltg | Annual
Any | SWLG011V | MBT | Ex | CZ05 | cWtd | SWLG011-01 | ExAnte2020 | IOU workpaper | 2019-06-26 | Fixture | 1 |  | None | 0 | 0 | 0 | 136 | 0.0163 | -0.583 | [6 empty] | DEER:Indoor_Non-CFL_Ltg | Annual
Any | SWLG011V | MBT | Ex | CZ06 | cWtd | SWLG011-01 | ExAnte2020 | IOU workpaper | 2019-06-26 | Fixture | 1 |  | None | 0 | 0 | 0 | 142 | 0.0173 | -0.316 | [6 empty] | DEER:Indoor_Non-CFL_Ltg | Annual
Any | SWLG011V | MBT | Ex | CZ07 | cWtd | SWLG011-01 | ExAnte2020 | IOU workpaper | 2019-06-26 | Fixture | 1 |  | None | 0 | 0 | 0 | 144 | 0.0174 | -0.214 | [6 empty] | DEER:Indoor_Non-CFL_Ltg | Annual
Any | SWLG011V | MBT | Ex | CZ08 | cWtd | SWLG011-01 | ExAnte2020 | IOU workpaper | 2019-06-26 | Fixture | 1 |  | None | 0 | 0 | 0 | 145 | 0.0173 | -0.264 | [6 empty] | DEER:Indoor_Non-CFL_Ltg | Annual
Any | SWLG011V | MBT | Ex | CZ09 | cWtd | SWLG011-01 | ExAnte2020 | IOU workpaper | 2019-06-26 | Fixture | 1 |  | None | 0 | 0 | 0 | 144 | 0.0179 | -0.323 | [6 empty] | DEER:Indoor_Non-CFL_Ltg | Annual
Any | SWLG011V | MBT | Ex | CZ10 | cWtd | SWLG011-01 | ExAnte2020 | IOU workpaper | 2019-06-26 | Fixture | 1 |  | None | 0 | 0 | 0 | 145 | 0.0179 | -0.26 | [6 empty] | DEER:Indoor_Non-CFL_Ltg | Annual
Any | SWLG011V | MBT | Ex | CZ11 | cWtd | SWLG011-01 | ExAnte2020 | IOU workpaper | 2019-06-26 | Fixture | 1 |  | None | 0 | 0 | 0 | 138 | 0.0166 | -0.708 | [6 empty] | DEER:Indoor_Non-CFL_Ltg | Annual
Any | SWLG011V | MBT | Ex | CZ12 | cWtd | SWLG011-01 | ExAnte2020 | IOU workpaper | 2019-06-26 | Fixture | 1 |  | None | 0 | 0 | 0 | 137 | 0.0165 | -0.671 | [6 empty] | DEER:Indoor_Non-CFL_Ltg | Annual
Any | SWLG011V | MBT | Ex | CZ13 | cWtd | SWLG011-01 | ExAnte2020 | IOU workpaper | 2019-06-26 | Fixture | 1 |  | None | 0 | 0 | 0 | 138 | 0.0163 | -0.608 | [6 empty] | DEER:Indoor_Non-CFL_Ltg | Annual
Any | SWLG011V | MBT | Ex | CZ14 | cWtd | SWLG011-01 | ExAnte2020 | IOU workpaper | 2019-06-26 | Fixture | 1 |  | None | 0 | 0 | 0 | 141 | 0.0178 | -0.679 | [6 empty] | DEER:Indoor_Non-CFL_Ltg | Annual
Any | SWLG011V | MBT | Ex | CZ15 | cWtd | SWLG011-01 | ExAnte2020 | IOU workpaper | 2019-06-26 | Fixture | 1 |  | None | 0 | 0 | 0 | 152 | 0.0177 | -0.104 | [6 empty] | DEER:Indoor_Non-CFL_Ltg | Annual
Any | SWLG011V | MBT | Ex | CZ16 | cWtd | SWLG011-01 | ExAnte2020 | IOU workpaper | 2019-06-26 | Fixture | 1 |  | None | 0 | 0 | 0 | 133 | 0.0169 | -1.58 | [6 empty] | DEER:Indoor_Non-CFL_Ltg | Annual
Any | SWLG011V | MLI | Ex | CZ01 | cWtd | SWLG011-01 | ExAnte2020 | IOU workpaper | 2019-06-26 | Fixture | 1 |  | None | 0 | 0 | 0 | 123 | 0.0157 | -2.29 | [6 empty] | DEER:Indoor_Non-CFL_Ltg | Annual
Any | SWLG011V | MLI | Ex | CZ02 | cWtd | SWLG011-01 | ExAnte2020 | IOU workpaper | 2019-06-26 | Fixture | 1 |  | None | 0 | 0 | 0 | 131 | 0.0172 | -1.44 | [6 empty] | DEER:Indoor_Non-CFL_Ltg | Annual
Any | SWLG011V | MLI | Ex | CZ03 | cWtd | SWLG011-01 | ExAnte2020 | IOU workpaper | 2019-06-26 | Fixture | 1 |  | None | 0 | 0 | 0 | 130 | 0.0172 | -1.47 | [6 empty] | DEER:Indoor_Non-CFL_Ltg | Annual
Any | SWLG011V | MLI | Ex | CZ04 | cWtd | SWLG011-01 | ExAnte2020 | IOU workpaper | 2019-06-26 | Fixture | 1 |  | None | 0 | 0 | 0 | 132 | 0.0172 | -1.17 | [6 empty] | DEER:Indoor_Non-CFL_Ltg | Annual
Any | SWLG011V | MLI | Ex | CZ05 | cWtd | SWLG011-01 | ExAnte2020 | IOU workpaper | 2019-06-26 | Fixture | 1 |  | None | 0 | 0 | 0 | 130 | 0.0166 | -1.46 | [6 empty] | DEER:Indoor_Non-CFL_Ltg | Annual
Any | SWLG011V | MLI | Ex | CZ06 | cWtd | SWLG011-01 | ExAnte2020 | IOU workpaper | 2019-06-26 | Fixture | 1 |  | None | 0 | 0 | 0 | 138 | 0.0176 | -0.736 | [6 empty] | DEER:Indoor_Non-CFL_Ltg | Annual
Any | SWLG011V | MLI | Ex | CZ07 | cWtd | SWLG011-01 | ExAnte2020 | IOU workpaper | 2019-06-26 | Fixture | 1 |  | None | 0 | 0 | 0 | 136 | 0.0178 | -0.631 | [6 empty] | DEER:Indoor_Non-CFL_Ltg | Annual
Any | SWLG011V | MLI | Ex | CZ08 | cWtd | SWLG011-01 | ExAnte2020 | IOU workpaper | 2019-06-26 | Fixture | 1 |  | None | 0 | 0 | 0 | 139 | 0.0176 | -0.673 | [6 empty] | DEER:Indoor_Non-CFL_Ltg | Annual
Any | SWLG011V | MLI | Ex | CZ09 | cWtd | SWLG011-01 | ExAnte2020 | IOU workpaper | 2019-06-26 | Fixture | 1 |  | None | 0 | 0 | 0 | 138 | 0.0179 | -0.767 | [6 empty] | DEER:Indoor_Non-CFL_Ltg | Annual
Any | SWLG011V | MLI | Ex | CZ10 | cWtd | SWLG011-01 | ExAnte2020 | IOU workpaper | 2019-06-26 | Fixture | 1 |  | None | 0 | 0 | 0 | 138 | 0.0181 | -0.769 | [6 empty] | DEER:Indoor_Non-CFL_Ltg | Annual
Any | SWLG011V | MLI | Ex | CZ11 | cWtd | SWLG011-01 | ExAnte2020 | IOU workpaper | 2019-06-26 | Fixture | 1 |  | None | 0 | 0 | 0 | 134 | 0.0178 | -1.24 | [6 empty] | DEER:Indoor_Non-CFL_Ltg | Annual
Any | SWLG011V | MLI | Ex | CZ12 | cWtd | SWLG011-01 | ExAnte2020 | IOU workpaper | 2019-06-26 | Fixture | 1 |  | None | 0 | 0 | 0 | 132 | 0.0173 | -1.28 | [6 empty] | DEER:Indoor_Non-CFL_Ltg | Annual
Any | SWLG011V | MLI | Ex | CZ13 | cWtd | SWLG011-01 | ExAnte2020 | IOU workpaper | 2019-06-26 | Fixture | 1 |  | None | 0 | 0 | 0 | 135 | 0.017 | -1.12 | [6 empty] | DEER:Indoor_Non-CFL_Ltg | Annual
Any | SWLG011V | MLI | Ex | CZ14 | cWtd | SWLG011-01 | ExAnte2020 | IOU workpaper | 2019-06-26 | Fixture | 1 |  | None | 0 | 0 | 0 | 136 | 0.0181 | -1.2 | [6 empty] | DEER:Indoor_Non-CFL_Ltg | Annual
Any | SWLG011V | MLI | Ex | CZ15 | cWtd | SWLG011-01 | ExAnte2020 | IOU workpaper | 2019-06-26 | Fixture | 1 |  | None | 0 | 0 | 0 | 147 | 0.0185 | -0.324 | [6 empty] | DEER:Indoor_Non-CFL_Ltg | Annual
Any | SWLG011V | MLI | Ex | CZ16 | cWtd | SWLG011-01 | ExAnte2020 | IOU workpaper | 2019-06-26 | Fixture | 1 |  | None | 0 | 0 | 0 | 128 | 0.0175 | -1.92 | [6 empty] | DEER:Indoor_Non-CFL_Ltg | Annual
Any | SWLG011V | Mtl | Ex | CZ01 | cWtd | SWLG011-01 | ExAnte2020 | IOU workpaper | 2019-06-26 | Fixture | 1 |  | None | 0 | 0 | 0 | 160 | 0.0263 | -2.78 | [6 empty] | DEER:Indoor_Non-CFL_Ltg | Annual
Any | SWLG011V | Mtl | Ex | CZ02 | cWtd | SWLG011-01 | ExAnte2020 | IOU workpaper | 2019-06-26 | Fixture | 1 |  | None | 0 | 0 | 0 | 180 | 0.0282 | -1.9 | [6 empty] | DEER:Indoor_Non-CFL_Ltg | Annual
Any | SWLG011V | Mtl | Ex | CZ03 | cWtd | SWLG011-01 | ExAnte2020 | IOU workpaper | 2019-06-26 | Fixture | 1 |  | None | 0 | 0 | 0 | 178 | 0.028 | -1.86 | [6 empty] | DEER:Indoor_Non-CFL_Ltg | Annual
Any | SWLG011V | Mtl | Ex | CZ04 | cWtd | SWLG011-01 | ExAnte2020 | IOU workpaper | 2019-06-26 | Fixture | 1 |  | None | 0 | 0 | 0 | 187 | 0.028 | -1.54 | [6 empty] | DEER:Indoor_Non-CFL_Ltg | Annual
Any | SWLG011V | Mtl | Ex | CZ05 | cWtd | SWLG011-01 | ExAnte2020 | IOU workpaper | 2019-06-26 | Fixture | 1 |  | None | 0 | 0 | 0 | 176 | 0.027 | -2.07 | [6 empty] | DEER:Indoor_Non-CFL_Ltg | Annual
Any | SWLG011V | Mtl | Ex | CZ06 | cWtd | SWLG011-01 | ExAnte2020 | IOU workpaper | 2019-06-26 | Fixture | 1 |  | None | 0 | 0 | 0 | 207 | 0.0292 | -0.718 | [6 empty] | DEER:Indoor_Non-CFL_Ltg | Annual
Any | SWLG011V | Mtl | Ex | CZ07 | cWtd | SWLG011-01 | ExAnte2020 | IOU workpaper | 2019-06-26 | Fixture | 1 |  | None | 0 | 0 | 0 | 213 | 0.0289 | -0.448 | [6 empty] | DEER:Indoor_Non-CFL_Ltg | Annual
Any | SWLG011V | Mtl | Ex | CZ08 | cWtd | SWLG011-01 | ExAnte2020 | IOU workpaper | 2019-06-26 | Fixture | 1 |  | None | 0 | 0 | 0 | 213 | 0.0289 | -0.629 | [6 empty] | DEER:Indoor_Non-CFL_Ltg | Annual
Any | SWLG011V | Mtl | Ex | CZ09 | cWtd | SWLG011-01 | ExAnte2020 | IOU workpaper | 2019-06-26 | Fixture | 1 |  | None | 0 | 0 | 0 | 207 | 0.0299 | -0.714 | [6 empty] | DEER:Indoor_Non-CFL_Ltg | Annual
Any | SWLG011V | Mtl | Ex | CZ10 | cWtd | SWLG011-01 | ExAnte2020 | IOU workpaper | 2019-06-26 | Fixture | 1 |  | None | 0 | 0 | 0 | 203 | 0.0296 | -0.892 | [6 empty] | DEER:Indoor_Non-CFL_Ltg | Annual
Any | SWLG011V | Mtl | Ex | CZ11 | cWtd | SWLG011-01 | ExAnte2020 | IOU workpaper | 2019-06-26 | Fixture | 1 |  | None | 0 | 0 | 0 | 189 | 0.0285 | -1.47 | [6 empty] | DEER:Indoor_Non-CFL_Ltg | Annual
Any | SWLG011V | Mtl | Ex | CZ12 | cWtd | SWLG011-01 | ExAnte2020 | IOU workpaper | 2019-06-26 | Fixture | 1 |  | None | 0 | 0 | 0 | 187 | 0.0282 | -1.53 | [6 empty] | DEER:Indoor_Non-CFL_Ltg | Annual
Any | SWLG011V | Mtl | Ex | CZ13 | cWtd | SWLG011-01 | ExAnte2020 | IOU workpaper | 2019-06-26 | Fixture | 1 |  | None | 0 | 0 | 0 | 193 | 0.0282 | -1.36 | [6 empty] | DEER:Indoor_Non-CFL_Ltg | Annual
Any | SWLG011V | Mtl | Ex | CZ14 | cWtd | SWLG011-01 | ExAnte2020 | IOU workpaper | 2019-06-26 | Fixture | 1 |  | None | 0 | 0 | 0 | 193 | 0.0294 | -1.22 | [6 empty] | DEER:Indoor_Non-CFL_Ltg | Annual
Any | SWLG011V | Mtl | Ex | CZ15 | cWtd | SWLG011-01 | ExAnte2020 | IOU workpaper | 2019-06-26 | Fixture | 1 |  | None | 0 | 0 | 0 | 221 | 0.0299 | -0.361 | [6 empty] | DEER:Indoor_Non-CFL_Ltg | Annual
Any | SWLG011V | Mtl | Ex | CZ16 | cWtd | SWLG011-01 | ExAnte2020 | IOU workpaper | 2019-06-26 | Fixture | 1 |  | None | 0 | 0 | 0 | 172 | 0.0287 | -1.83 | [6 empty] | DEER:Indoor_Non-CFL_Ltg | Annual
Any | SWLG011V | Nrs | Ex | CZ01 | cWtd | SWLG011-01 | ExAnte2020 | IOU workpaper | 2019-06-26 | Fixture | 1 |  | None | 0 | 0 | 0 | 175 | 0.0352 | -3.49 | [6 empty] | DEER:Indoor_Non-CFL_Ltg | Annual
Any | SWLG011V | Nrs | Ex | CZ02 | cWtd | SWLG011-01 | ExAnte2020 | IOU workpaper | 2019-06-26 | Fixture | 1 |  | None | 0 | 0 | 0 | 188 | 0.0384 | -2.37 | [6 empty] | DEER:Indoor_Non-CFL_Ltg | Annual
Any | SWLG011V | Nrs | Ex | CZ03 | cWtd | SWLG011-01 | ExAnte2020 | IOU workpaper | 2019-06-26 | Fixture | 1 |  | None | 0 | 0 | 0 | 186 | 0.0378 | -2.26 | [6 empty] | DEER:Indoor_Non-CFL_Ltg | Annual
Any | SWLG011V | Nrs | Ex | CZ04 | cWtd | SWLG011-01 | ExAnte2020 | IOU workpaper | 2019-06-26 | Fixture | 1 |  | None | 0 | 0 | 0 | 192 | 0.0384 | -1.86 | [6 empty] | DEER:Indoor_Non-CFL_Ltg | Annual
Any | SWLG011V | Nrs | Ex | CZ05 | cWtd | SWLG011-01 | ExAnte2020 | IOU workpaper | 2019-06-26 | Fixture | 1 |  | None | 0 | 0 | 0 | 186 | 0.0365 | -2.33 | [6 empty] | DEER:Indoor_Non-CFL_Ltg | Annual
Any | SWLG011V | Nrs | Ex | CZ06 | cWtd | SWLG011-01 | ExAnte2020 | IOU workpaper | 2019-06-26 | Fixture | 1 |  | None | 0 | 0 | 0 | 201 | 0.0403 | -1.22 | [6 empty] | DEER:Indoor_Non-CFL_Ltg | Annual
Any | SWLG011V | Nrs | Ex | CZ07 | cWtd | SWLG011-01 | ExAnte2020 | IOU workpaper | 2019-06-26 | Fixture | 1 |  | None | 0 | 0 | 0 | 201 | 0.0407 | -1.05 | [6 empty] | DEER:Indoor_Non-CFL_Ltg | Annual
Any | SWLG011V | Nrs | Ex | CZ08 | cWtd | SWLG011-01 | ExAnte2020 | IOU workpaper | 2019-06-26 | Fixture | 1 |  | None | 0 | 0 | 0 | 202 | 0.041 | -1.12 | [6 empty] | DEER:Indoor_Non-CFL_Ltg | Annual
Any | SWLG011V | Nrs | Ex | CZ09 | cWtd | SWLG011-01 | ExAnte2020 | IOU workpaper | 2019-06-26 | Fixture | 1 |  | None | 0 | 0 | 0 | 202 | 0.0413 | -1.21 | [6 empty] | DEER:Indoor_Non-CFL_Ltg | Annual
Any | SWLG011V | Nrs | Ex | CZ10 | cWtd | SWLG011-01 | ExAnte2020 | IOU workpaper | 2019-06-26 | Fixture | 1 |  | None | 0 | 0 | 0 | 204 | 0.0435 | -1.29 | [6 empty] | DEER:Indoor_Non-CFL_Ltg | Annual
Any | SWLG011V | Nrs | Ex | CZ11 | cWtd | SWLG011-01 | ExAnte2020 | IOU workpaper | 2019-06-26 | Fixture | 1 |  | None | 0 | 0 | 0 | 193 | 0.0394 | -1.93 | [6 empty] | DEER:Indoor_Non-CFL_Ltg | Annual
Any | SWLG011V | Nrs | Ex | CZ12 | cWtd | SWLG011-01 | ExAnte2020 | IOU workpaper | 2019-06-26 | Fixture | 1 |  | None | 0 | 0 | 0 | 192 | 0.0391 | -2.02 | [6 empty] | DEER:Indoor_Non-CFL_Ltg | Annual
Any | SWLG011V | Nrs | Ex | CZ13 | cWtd | SWLG011-01 | ExAnte2020 | IOU workpaper | 2019-06-26 | Fixture | 1 |  | None | 0 | 0 | 0 | 195 | 0.0391 | -1.82 | [6 empty] | DEER:Indoor_Non-CFL_Ltg | Annual
Any | SWLG011V | Nrs | Ex | CZ14 | cWtd | SWLG011-01 | ExAnte2020 | IOU workpaper | 2019-06-26 | Fixture | 1 |  | None | 0 | 0 | 0 | 199 | 0.0407 | -1.71 | [6 empty] | DEER:Indoor_Non-CFL_Ltg | Annual
Any | SWLG011V | Nrs | Ex | CZ15 | cWtd | SWLG011-01 | ExAnte2020 | IOU workpaper | 2019-06-26 | Fixture | 1 |  | None | 0 | 0 | 0 | 215 | 0.0423 | -0.618 | [6 empty] | DEER:Indoor_Non-CFL_Ltg | Annual
Any | SWLG011V | Nrs | Ex | CZ16 | cWtd | SWLG011-01 | ExAnte2020 | IOU workpaper | 2019-06-26 | Fixture | 1 |  | None | 0 | 0 | 0 | 182 | 0.0384 | -2.89 | [6 empty] | DEER:Indoor_Non-CFL_Ltg | Annual
Any | SWLG011V | OfL | Ex | CZ01 | cWtd | SWLG011-01 | ExAnte2020 | IOU workpaper | 2019-06-26 | Fixture | 1 |  | None | 0 | 0 | 0 | 127 | 0.0187 | -0.611 | [6 empty] | DEER:Indoor_Non-CFL_Ltg | Annual
Any | SWLG011V | OfL | Ex | CZ02 | cWtd | SWLG011-01 | ExAnte2020 | IOU workpaper | 2019-06-26 | Fixture | 1 |  | None | 0 | 0 | 0 | 133 | 0.0196 | -0.35 | [6 empty] | DEER:Indoor_Non-CFL_Ltg | Annual
Any | SWLG011V | OfL | Ex | CZ03 | cWtd | SWLG011-01 | ExAnte2020 | IOU workpaper | 2019-06-26 | Fixture | 1 |  | None | 0 | 0 | 0 | 131 | 0.0193 | -0.307 | [6 empty] | DEER:Indoor_Non-CFL_Ltg | Annual
Any | SWLG011V | OfL | Ex | CZ04 | cWtd | SWLG011-01 | ExAnte2020 | IOU workpaper | 2019-06-26 | Fixture | 1 |  | None | 0 | 0 | 0 | 133 | 0.0201 | -0.308 | [6 empty] | DEER:Indoor_Non-CFL_Ltg | Annual
Any | SWLG011V | OfL | Ex | CZ05 | cWtd | SWLG011-01 | ExAnte2020 | IOU workpaper | 2019-06-26 | Fixture | 1 |  | None | 0 | 0 | 0 | 133 | 0.019 | -0.259 | [6 empty] | DEER:Indoor_Non-CFL_Ltg | Annual
Any | SWLG011V | OfL | Ex | CZ06 | cWtd | SWLG011-01 | ExAnte2020 | IOU workpaper | 2019-06-26 | Fixture | 1 |  | None | 0 | 0 | 0 | 141 | 0.0198 | -0.0883 | [6 empty] | DEER:Indoor_Non-CFL_Ltg | Annual
Any | SWLG011V | OfL | Ex | CZ07 | cWtd | SWLG011-01 | ExAnte2020 | IOU workpaper | 2019-06-26 | Fixture | 1 |  | None | 0 | 0 | 0 | 140 | 0.0194 | -0.00664 | [6 empty] | DEER:Indoor_Non-CFL_Ltg | Annual
Any | SWLG011V | OfL | Ex | CZ08 | cWtd | SWLG011-01 | ExAnte2020 | IOU workpaper | 2019-06-26 | Fixture | 1 |  | None | 0 | 0 | 0 | 141 | 0.0196 | -0.0663 | [6 empty] | DEER:Indoor_Non-CFL_Ltg | Annual
Any | SWLG011V | OfL | Ex | CZ09 | cWtd | SWLG011-01 | ExAnte2020 | IOU workpaper | 2019-06-26 | Fixture | 1 |  | None | 0 | 0 | 0 | 140 | 0.0207 | -0.129 | [6 empty] | DEER:Indoor_Non-CFL_Ltg | Annual
Any | SWLG011V | OfL | Ex | CZ10 | cWtd | SWLG011-01 | ExAnte2020 | IOU workpaper | 2019-06-26 | Fixture | 1 |  | None | 0 | 0 | 0 | 142 | 0.0209 | -0.0746 | [6 empty] | DEER:Indoor_Non-CFL_Ltg | Annual
Any | SWLG011V | OfL | Ex | CZ11 | cWtd | SWLG011-01 | ExAnte2020 | IOU workpaper | 2019-06-26 | Fixture | 1 |  | None | 0 | 0 | 0 | 134 | 0.0204 | -0.382 | [6 empty] | DEER:Indoor_Non-CFL_Ltg | Annual
Any | SWLG011V | OfL | Ex | CZ12 | cWtd | SWLG011-01 | ExAnte2020 | IOU workpaper | 2019-06-26 | Fixture | 1 |  | None | 0 | 0 | 0 | 134 | 0.0217 | -0.356 | [6 empty] | DEER:Indoor_Non-CFL_Ltg | Annual
Any | SWLG011V | OfL | Ex | CZ13 | cWtd | SWLG011-01 | ExAnte2020 | IOU workpaper | 2019-06-26 | Fixture | 1 |  | None | 0 | 0 | 0 | 135 | 0.0214 | -0.332 | [6 empty] | DEER:Indoor_Non-CFL_Ltg | Annual
Any | SWLG011V | OfL | Ex | CZ14 | cWtd | SWLG011-01 | ExAnte2020 | IOU workpaper | 2019-06-26 | Fixture | 1 |  | None | 0 | 0 | 0 | 139 | 0.0204 | -0.326 | [6 empty] | DEER:Indoor_Non-CFL_Ltg | Annual
Any | SWLG011V | OfL | Ex | CZ15 | cWtd | SWLG011-01 | ExAnte2020 | IOU workpaper | 2019-06-26 | Fixture | 1 |  | None | 0 | 0 | 0 | 145 | 0.0221 | -0.0188 | [6 empty] | DEER:Indoor_Non-CFL_Ltg | Annual
Any | SWLG011V | OfL | Ex | CZ16 | cWtd | SWLG011-01 | ExAnte2020 | IOU workpaper | 2019-06-26 | Fixture | 1 |  | None | 0 | 0 | 0 | 130 | 0.0198 | -0.975 | [6 empty] | DEER:Indoor_Non-CFL_Ltg | Annual
Any | SWLG011V | OfS | Ex | CZ01 | cWtd | SWLG011-01 | ExAnte2020 | IOU workpaper | 2019-06-26 | Fixture | 1 |  | None | 0 | 0 | 0 | 93.3 | 0.0156 | -0.765 | [6 empty] | DEER:Indoor_Non-CFL_Ltg | Annual
Any | SWLG011V | OfS | Ex | CZ02 | cWtd | SWLG011-01 | ExAnte2020 | IOU workpaper | 2019-06-26 | Fixture | 1 |  | None | 0 | 0 | 0 | 101 | 0.0171 | -0.472 | [6 empty] | DEER:Indoor_Non-CFL_Ltg | Annual
Any | SWLG011V | OfS | Ex | CZ03 | cWtd | SWLG011-01 | ExAnte2020 | IOU workpaper | 2019-06-26 | Fixture | 1 |  | None | 0 | 0 | 0 | 99.1 | 0.0164 | -0.448 | [6 empty] | DEER:Indoor_Non-CFL_Ltg | Annual
Any | SWLG011V | OfS | Ex | CZ04 | cWtd | SWLG011-01 | ExAnte2020 | IOU workpaper | 2019-06-26 | Fixture | 1 |  | None | 0 | 0 | 0 | 102 | 0.0165 | -0.389 | [6 empty] | DEER:Indoor_Non-CFL_Ltg | Annual
Any | SWLG011V | OfS | Ex | CZ05 | cWtd | SWLG011-01 | ExAnte2020 | IOU workpaper | 2019-06-26 | Fixture | 1 |  | None | 0 | 0 | 0 | 100 | 0.0159 | -0.388 | [6 empty] | DEER:Indoor_Non-CFL_Ltg | Annual
Any | SWLG011V | OfS | Ex | CZ06 | cWtd | SWLG011-01 | ExAnte2020 | IOU workpaper | 2019-06-26 | Fixture | 1 |  | None | 0 | 0 | 0 | 108 | 0.0169 | -0.169 | [6 empty] | DEER:Indoor_Non-CFL_Ltg | Annual
Any | SWLG011V | OfS | Ex | CZ07 | cWtd | SWLG011-01 | ExAnte2020 | IOU workpaper | 2019-06-26 | Fixture | 1 |  | None | 0 | 0 | 0 | 107 | 0.0164 | -0.0991 | [6 empty] | DEER:Indoor_Non-CFL_Ltg | Annual
Any | SWLG011V | OfS | Ex | CZ08 | cWtd | SWLG011-01 | ExAnte2020 | IOU workpaper | 2019-06-26 | Fixture | 1 |  | None | 0 | 0 | 0 | 109 | 0.0169 | -0.171 | [6 empty] | DEER:Indoor_Non-CFL_Ltg | Annual
Any | SWLG011V | OfS | Ex | CZ09 | cWtd | SWLG011-01 | ExAnte2020 | IOU workpaper | 2019-06-26 | Fixture | 1 |  | None | 0 | 0 | 0 | 108 | 0.0175 | -0.211 | [6 empty] | DEER:Indoor_Non-CFL_Ltg | Annual
Any | SWLG011V | OfS | Ex | CZ10 | cWtd | SWLG011-01 | ExAnte2020 | IOU workpaper | 2019-06-26 | Fixture | 1 |  | None | 0 | 0 | 0 | 108 | 0.0175 | -0.169 | [6 empty] | DEER:Indoor_Non-CFL_Ltg | Annual
Any | SWLG011V | OfS | Ex | CZ11 | cWtd | SWLG011-01 | ExAnte2020 | IOU workpaper | 2019-06-26 | Fixture | 1 |  | None | 0 | 0 | 0 | 102 | 0.0182 | -0.446 | [6 empty] | DEER:Indoor_Non-CFL_Ltg | Annual
Any | SWLG011V | OfS | Ex | CZ12 | cWtd | SWLG011-01 | ExAnte2020 | IOU workpaper | 2019-06-26 | Fixture | 1 |  | None | 0 | 0 | 0 | 102 | 0.0175 | -0.452 | [6 empty] | DEER:Indoor_Non-CFL_Ltg | Annual
Any | SWLG011V | OfS | Ex | CZ13 | cWtd | SWLG011-01 | ExAnte2020 | IOU workpaper | 2019-06-26 | Fixture | 1 |  | None | 0 | 0 | 0 | 103 | 0.0174 | -0.414 | [6 empty] | DEER:Indoor_Non-CFL_Ltg | Annual
Any | SWLG011V | OfS | Ex | CZ14 | cWtd | SWLG011-01 | ExAnte2020 | IOU workpaper | 2019-06-26 | Fixture | 1 |  | None | 0 | 0 | 0 | 105 | 0.0176 | -0.339 | [6 empty] | DEER:Indoor_Non-CFL_Ltg | Annual
Any | SWLG011V | OfS | Ex | CZ15 | cWtd | SWLG011-01 | ExAnte2020 | IOU workpaper | 2019-06-26 | Fixture | 1 |  | None | 0 | 0 | 0 | 114 | 0.0184 | -0.0644 | [6 empty] | DEER:Indoor_Non-CFL_Ltg | Annual
Any | SWLG011V | OfS | Ex | CZ16 | cWtd | SWLG011-01 | ExAnte2020 | IOU workpaper | 2019-06-26 | Fixture | 1 |  | None | 0 | 0 | 0 | 96.2 | 0.0172 | -0.818 | [6 empty] | DEER:Indoor_Non-CFL_Ltg | Annual
Any | SWLG011V | RFF | Ex | CZ01 | cWtd | SWLG011-01 | ExAnte2020 | IOU workpaper | 2019-06-26 | Fixture | 1 |  | None | 0 | 0 | 0 | 145 | 0.0251 | -2.93 | [6 empty] | DEER:Indoor_Non-CFL_Ltg | Annual
Any | SWLG011V | RFF | Ex | CZ02 | cWtd | SWLG011-01 | ExAnte2020 | IOU workpaper | 2019-06-26 | Fixture | 1 |  | None | 0 | 0 | 0 | 158 | 0.0268 | -1.87 | [6 empty] | DEER:Indoor_Non-CFL_Ltg | Annual
Any | SWLG011V | RFF | Ex | CZ03 | cWtd | SWLG011-01 | ExAnte2020 | IOU workpaper | 2019-06-26 | Fixture | 1 |  | None | 0 | 0 | 0 | 155 | 0.027 | -2.02 | [6 empty] | DEER:Indoor_Non-CFL_Ltg | Annual
Any | SWLG011V | RFF | Ex | CZ04 | cWtd | SWLG011-01 | ExAnte2020 | IOU workpaper | 2019-06-26 | Fixture | 1 |  | None | 0 | 0 | 0 | 160 | 0.027 | -1.56 | [6 empty] | DEER:Indoor_Non-CFL_Ltg | Annual
Any | SWLG011V | RFF | Ex | CZ05 | cWtd | SWLG011-01 | ExAnte2020 | IOU workpaper | 2019-06-26 | Fixture | 1 |  | None | 0 | 0 | 0 | 155 | 0.0265 | -2.02 | [6 empty] | DEER:Indoor_Non-CFL_Ltg | Annual
Any | SWLG011V | RFF | Ex | CZ06 | cWtd | SWLG011-01 | ExAnte2020 | IOU workpaper | 2019-06-26 | Fixture | 1 |  | None | 0 | 0 | 0 | 171 | 0.0284 | -1.3 | [6 empty] | DEER:Indoor_Non-CFL_Ltg | Annual
Any | SWLG011V | RFF | Ex | CZ07 | cWtd | SWLG011-01 | ExAnte2020 | IOU workpaper | 2019-06-26 | Fixture | 1 |  | None | 0 | 0 | 0 | 173 | 0.0286 | -1.06 | [6 empty] | DEER:Indoor_Non-CFL_Ltg | Annual
Any | SWLG011V | RFF | Ex | CZ08 | cWtd | SWLG011-01 | ExAnte2020 | IOU workpaper | 2019-06-26 | Fixture | 1 |  | None | 0 | 0 | 0 | 173 | 0.0282 | -1.09 | [6 empty] | DEER:Indoor_Non-CFL_Ltg | Annual
Any | SWLG011V | RFF | Ex | CZ09 | cWtd | SWLG011-01 | ExAnte2020 | IOU workpaper | 2019-06-26 | Fixture | 1 |  | None | 0 | 0 | 0 | 171 | 0.0286 | -1.29 | [6 empty] | DEER:Indoor_Non-CFL_Ltg | Annual
Any | SWLG011V | RFF | Ex | CZ10 | cWtd | SWLG011-01 | ExAnte2020 | IOU workpaper | 2019-06-26 | Fixture | 1 |  | None | 0 | 0 | 0 | 171 | 0.0284 | -1.3 | [6 empty] | DEER:Indoor_Non-CFL_Ltg | Annual
Any | SWLG011V | RFF | Ex | CZ11 | cWtd | SWLG011-01 | ExAnte2020 | IOU workpaper | 2019-06-26 | Fixture | 1 |  | None | 0 | 0 | 0 | 161 | 0.0275 | -1.57 | [6 empty] | DEER:Indoor_Non-CFL_Ltg | Annual
Any | SWLG011V | RFF | Ex | CZ12 | cWtd | SWLG011-01 | ExAnte2020 | IOU workpaper | 2019-06-26 | Fixture | 1 |  | None | 0 | 0 | 0 | 160 | 0.0277 | -1.6 | [6 empty] | DEER:Indoor_Non-CFL_Ltg | Annual
Any | SWLG011V | RFF | Ex | CZ13 | cWtd | SWLG011-01 | ExAnte2020 | IOU workpaper | 2019-06-26 | Fixture | 1 |  | None | 0 | 0 | 0 | 163 | 0.0277 | -1.47 | [6 empty] | DEER:Indoor_Non-CFL_Ltg | Annual
Any | SWLG011V | RFF | Ex | CZ14 | cWtd | SWLG011-01 | ExAnte2020 | IOU workpaper | 2019-06-26 | Fixture | 1 |  | None | 0 | 0 | 0 | 168 | 0.0286 | -1.81 | [6 empty] | DEER:Indoor_Non-CFL_Ltg | Annual
Any | SWLG011V | RFF | Ex | CZ15 | cWtd | SWLG011-01 | ExAnte2020 | IOU workpaper | 2019-06-26 | Fixture | 1 |  | None | 0 | 0 | 0 | 181 | 0.0291 | -0.598 | [6 empty] | DEER:Indoor_Non-CFL_Ltg | Annual
Any | SWLG011V | RFF | Ex | CZ16 | cWtd | SWLG011-01 | ExAnte2020 | IOU workpaper | 2019-06-26 | Fixture | 1 |  | None | 0 | 0 | 0 | 160 | 0.0277 | -2.5 | [6 empty] | DEER:Indoor_Non-CFL_Ltg | Annual
Any | SWLG011V | RSD | Ex | CZ01 | cWtd | SWLG011-01 | ExAnte2020 | IOU workpaper | 2019-06-26 | Fixture | 1 |  | None | 0 | 0 | 0 | 166 | 0.0362 | -3.02 | [6 empty] | DEER:Indoor_Non-CFL_Ltg | Annual
Any | SWLG011V | RSD | Ex | CZ02 | cWtd | SWLG011-01 | ExAnte2020 | IOU workpaper | 2019-06-26 | Fixture | 1 |  | None | 0 | 0 | 0 | 182 | 0.0365 | -1.55 | [6 empty] | DEER:Indoor_Non-CFL_Ltg | Annual
Any | SWLG011V | RSD | Ex | CZ03 | cWtd | SWLG011-01 | ExAnte2020 | IOU workpaper | 2019-06-26 | Fixture | 1 |  | None | 0 | 0 | 0 | 182 | 0.0365 | -1.52 | [6 empty] | DEER:Indoor_Non-CFL_Ltg | Annual
Any | SWLG011V | RSD | Ex | CZ04 | cWtd | SWLG011-01 | ExAnte2020 | IOU workpaper | 2019-06-26 | Fixture | 1 |  | None | 0 | 0 | 0 | 186 | 0.0365 | -1.15 | [6 empty] | DEER:Indoor_Non-CFL_Ltg | Annual
Any | SWLG011V | RSD | Ex | CZ05 | cWtd | SWLG011-01 | ExAnte2020 | IOU workpaper | 2019-06-26 | Fixture | 1 |  | None | 0 | 0 | 0 | 182 | 0.0362 | -1.41 | [6 empty] | DEER:Indoor_Non-CFL_Ltg | Annual
Any | SWLG011V | RSD | Ex | CZ06 | cWtd | SWLG011-01 | ExAnte2020 | IOU workpaper | 2019-06-26 | Fixture | 1 |  | None | 0 | 0 | 0 | 201 | 0.0384 | -0.598 | [6 empty] | DEER:Indoor_Non-CFL_Ltg | Annual
Any | SWLG011V | RSD | Ex | CZ07 | cWtd | SWLG011-01 | ExAnte2020 | IOU workpaper | 2019-06-26 | Fixture | 1 |  | None | 0 | 0 | 0 | 204 | 0.0387 | -0.287 | [6 empty] | DEER:Indoor_Non-CFL_Ltg | Annual
Any | SWLG011V | RSD | Ex | CZ08 | cWtd | SWLG011-01 | ExAnte2020 | IOU workpaper | 2019-06-26 | Fixture | 1 |  | None | 0 | 0 | 0 | 201 | 0.0381 | -0.526 | [6 empty] | DEER:Indoor_Non-CFL_Ltg | Annual
Any | SWLG011V | RSD | Ex | CZ09 | cWtd | SWLG011-01 | ExAnte2020 | IOU workpaper | 2019-06-26 | Fixture | 1 |  | None | 0 | 0 | 0 | 197 | 0.039 | -0.697 | [6 empty] | DEER:Indoor_Non-CFL_Ltg | Annual
Any | SWLG011V | RSD | Ex | CZ10 | cWtd | SWLG011-01 | ExAnte2020 | IOU workpaper | 2019-06-26 | Fixture | 1 |  | None | 0 | 0 | 0 | 197 | 0.0387 | -0.885 | [6 empty] | DEER:Indoor_Non-CFL_Ltg | Annual
Any | SWLG011V | RSD | Ex | CZ11 | cWtd | SWLG011-01 | ExAnte2020 | IOU workpaper | 2019-06-26 | Fixture | 1 |  | None | 0 | 0 | 0 | 184 | 0.0374 | -1.45 | [6 empty] | DEER:Indoor_Non-CFL_Ltg | Annual
Any | SWLG011V | RSD | Ex | CZ12 | cWtd | SWLG011-01 | ExAnte2020 | IOU workpaper | 2019-06-26 | Fixture | 1 |  | None | 0 | 0 | 0 | 184 | 0.0368 | -1.47 | [6 empty] | DEER:Indoor_Non-CFL_Ltg | Annual
Any | SWLG011V | RSD | Ex | CZ13 | cWtd | SWLG011-01 | ExAnte2020 | IOU workpaper | 2019-06-26 | Fixture | 1 |  | None | 0 | 0 | 0 | 186 | 0.0374 | -1.39 | [6 empty] | DEER:Indoor_Non-CFL_Ltg | Annual
Any | SWLG011V | RSD | Ex | CZ14 | cWtd | SWLG011-01 | ExAnte2020 | IOU workpaper | 2019-06-26 | Fixture | 1 |  | None | 0 | 0 | 0 | 193 | 0.0387 | -1.66 | [6 empty] | DEER:Indoor_Non-CFL_Ltg | Annual
Any | SWLG011V | RSD | Ex | CZ15 | cWtd | SWLG011-01 | ExAnte2020 | IOU workpaper | 2019-06-26 | Fixture | 1 |  | None | 0 | 0 | 0 | 206 | 0.0403 | -0.266 | [6 empty] | DEER:Indoor_Non-CFL_Ltg | Annual
Any | SWLG011V | RSD | Ex | CZ16 | cWtd | SWLG011-01 | ExAnte2020 | IOU workpaper | 2019-06-26 | Fixture | 1 |  | None | 0 | 0 | 0 | 182 | 0.0378 | -2.69 | [6 empty] | DEER:Indoor_Non-CFL_Ltg | Annual
Any | SWLG011V | Rt3 | Ex | CZ01 | cWtd | SWLG011-01 | ExAnte2020 | IOU workpaper | 2019-06-26 | Fixture | 1 |  | None | 0 | 0 | 0 | 252 | 0.0468 | -2.37 | [6 empty] | DEER:Indoor_Non-CFL_Ltg | Annual
Any | SWLG011V | Rt3 | Ex | CZ02 | cWtd | SWLG011-01 | ExAnte2020 | IOU workpaper | 2019-06-26 | Fixture | 1 |  | None | 0 | 0 | 0 | 268 | 0.0472 | -1.33 | [6 empty] | DEER:Indoor_Non-CFL_Ltg | Annual
Any | SWLG011V | Rt3 | Ex | CZ03 | cWtd | SWLG011-01 | ExAnte2020 | IOU workpaper | 2019-06-26 | Fixture | 1 |  | None | 0 | 0 | 0 | 268 | 0.0468 | -1.05 | [6 empty] | DEER:Indoor_Non-CFL_Ltg | Annual
Any | SWLG011V | Rt3 | Ex | CZ04 | cWtd | SWLG011-01 | ExAnte2020 | IOU workpaper | 2019-06-26 | Fixture | 1 |  | None | 0 | 0 | 0 | 273 | 0.0472 | -0.837 | [6 empty] | DEER:Indoor_Non-CFL_Ltg | Annual
Any | SWLG011V | Rt3 | Ex | CZ05 | cWtd | SWLG011-01 | ExAnte2020 | IOU workpaper | 2019-06-26 | Fixture | 1 |  | None | 0 | 0 | 0 | 270 | 0.046 | -0.816 | [6 empty] | DEER:Indoor_Non-CFL_Ltg | Annual
Any | SWLG011V | Rt3 | Ex | CZ06 | cWtd | SWLG011-01 | ExAnte2020 | IOU workpaper | 2019-06-26 | Fixture | 1 |  | None | 0 | 0 | 0 | 288 | 0.0492 | -0.232 | [6 empty] | DEER:Indoor_Non-CFL_Ltg | Annual
Any | SWLG011V | Rt3 | Ex | CZ07 | cWtd | SWLG011-01 | ExAnte2020 | IOU workpaper | 2019-06-26 | Fixture | 1 |  | None | 0 | 0 | 0 | 291 | 0.0488 | -0.066 | [6 empty] | DEER:Indoor_Non-CFL_Ltg | Annual
Any | SWLG011V | Rt3 | Ex | CZ08 | cWtd | SWLG011-01 | ExAnte2020 | IOU workpaper | 2019-06-26 | Fixture | 1 |  | None | 0 | 0 | 0 | 288 | 0.0488 | -0.188 | [6 empty] | DEER:Indoor_Non-CFL_Ltg | Annual
Any | SWLG011V | Rt3 | Ex | CZ09 | cWtd | SWLG011-01 | ExAnte2020 | IOU workpaper | 2019-06-26 | Fixture | 1 |  | None | 0 | 0 | 0 | 283 | 0.05 | -0.34 | [6 empty] | DEER:Indoor_Non-CFL_Ltg | Annual
Any | SWLG011V | Rt3 | Ex | CZ10 | cWtd | SWLG011-01 | ExAnte2020 | IOU workpaper | 2019-06-26 | Fixture | 1 |  | None | 0 | 0 | 0 | 286 | 0.05 | -0.359 | [6 empty] | DEER:Indoor_Non-CFL_Ltg | Annual
Any | SWLG011V | Rt3 | Ex | CZ11 | cWtd | SWLG011-01 | ExAnte2020 | IOU workpaper | 2019-06-26 | Fixture | 1 |  | None | 0 | 0 | 0 | 270 | 0.0488 | -1.31 | [6 empty] | DEER:Indoor_Non-CFL_Ltg | Annual
Any | SWLG011V | Rt3 | Ex | CZ12 | cWtd | SWLG011-01 | ExAnte2020 | IOU workpaper | 2019-06-26 | Fixture | 1 |  | None | 0 | 0 | 0 | 270 | 0.048 | -1.34 | [6 empty] | DEER:Indoor_Non-CFL_Ltg | Annual
Any | SWLG011V | Rt3 | Ex | CZ13 | cWtd | SWLG011-01 | ExAnte2020 | IOU workpaper | 2019-06-26 | Fixture | 1 |  | None | 0 | 0 | 0 | 273 | 0.0484 | -1.22 | [6 empty] | DEER:Indoor_Non-CFL_Ltg | Annual
Any | SWLG011V | Rt3 | Ex | CZ14 | cWtd | SWLG011-01 | ExAnte2020 | IOU workpaper | 2019-06-26 | Fixture | 1 |  | None | 0 | 0 | 0 | 278 | 0.05 | -1.2 | [6 empty] | DEER:Indoor_Non-CFL_Ltg | Annual
Any | SWLG011V | Rt3 | Ex | CZ15 | cWtd | SWLG011-01 | ExAnte2020 | IOU workpaper | 2019-06-26 | Fixture | 1 |  | None | 0 | 0 | 0 | 296 | 0.0516 | -0.0639 | [6 empty] | DEER:Indoor_Non-CFL_Ltg | Annual
Any | SWLG011V | Rt3 | Ex | CZ16 | cWtd | SWLG011-01 | ExAnte2020 | IOU workpaper | 2019-06-26 | Fixture | 1 |  | None | 0 | 0 | 0 | 257 | 0.048 | -2.78 | [6 empty] | DEER:Indoor_Non-CFL_Ltg | Annual
Any | SWLG011V | RtL | Ex | CZ01 | cWtd | SWLG011-01 | ExAnte2020 | IOU workpaper | 2019-06-26 | Fixture | 1 |  | None | 0 | 0 | 0 | 192 | 0.0299 | -1.62 | [6 empty] | DEER:Indoor_Non-CFL_Ltg | Annual
Any | SWLG011V | RtL | Ex | CZ02 | cWtd | SWLG011-01 | ExAnte2020 | IOU workpaper | 2019-06-26 | Fixture | 1 |  | None | 0 | 0 | 0 | 202 | 0.0301 | -0.96 | [6 empty] | DEER:Indoor_Non-CFL_Ltg | Annual
Any | SWLG011V | RtL | Ex | CZ03 | cWtd | SWLG011-01 | ExAnte2020 | IOU workpaper | 2019-06-26 | Fixture | 1 |  | None | 0 | 0 | 0 | 204 | 0.0296 | -0.766 | [6 empty] | DEER:Indoor_Non-CFL_Ltg | Annual
Any | SWLG011V | RtL | Ex | CZ04 | cWtd | SWLG011-01 | ExAnte2020 | IOU workpaper | 2019-06-26 | Fixture | 1 |  | None | 0 | 0 | 0 | 206 | 0.0299 | -0.634 | [6 empty] | DEER:Indoor_Non-CFL_Ltg | Annual
Any | SWLG011V | RtL | Ex | CZ05 | cWtd | SWLG011-01 | ExAnte2020 | IOU workpaper | 2019-06-26 | Fixture | 1 |  | None | 0 | 0 | 0 | 204 | 0.0291 | -0.766 | [6 empty] | DEER:Indoor_Non-CFL_Ltg | Annual
Any | SWLG011V | RtL | Ex | CZ06 | cWtd | SWLG011-01 | ExAnte2020 | IOU workpaper | 2019-06-26 | Fixture | 1 |  | None | 0 | 0 | 0 | 218 | 0.0311 | -0.327 | [6 empty] | DEER:Indoor_Non-CFL_Ltg | Annual
Any | SWLG011V | RtL | Ex | CZ07 | cWtd | SWLG011-01 | ExAnte2020 | IOU workpaper | 2019-06-26 | Fixture | 1 |  | None | 0 | 0 | 0 | 220 | 0.0311 | -0.239 | [6 empty] | DEER:Indoor_Non-CFL_Ltg | Annual
Any | SWLG011V | RtL | Ex | CZ08 | cWtd | SWLG011-01 | ExAnte2020 | IOU workpaper | 2019-06-26 | Fixture | 1 |  | None | 0 | 0 | 0 | 218 | 0.0311 | -0.28 | [6 empty] | DEER:Indoor_Non-CFL_Ltg | Annual
Any | SWLG011V | RtL | Ex | CZ09 | cWtd | SWLG011-01 | ExAnte2020 | IOU workpaper | 2019-06-26 | Fixture | 1 |  | None | 0 | 0 | 0 | 214 | 0.0319 | -0.387 | [6 empty] | DEER:Indoor_Non-CFL_Ltg | Annual
Any | SWLG011V | RtL | Ex | CZ10 | cWtd | SWLG011-01 | ExAnte2020 | IOU workpaper | 2019-06-26 | Fixture | 1 |  | None | 0 | 0 | 0 | 214 | 0.0319 | -0.379 | [6 empty] | DEER:Indoor_Non-CFL_Ltg | Annual
Any | SWLG011V | RtL | Ex | CZ11 | cWtd | SWLG011-01 | ExAnte2020 | IOU workpaper | 2019-06-26 | Fixture | 1 |  | None | 0 | 0 | 0 | 204 | 0.0309 | -0.966 | [6 empty] | DEER:Indoor_Non-CFL_Ltg | Annual
Any | SWLG011V | RtL | Ex | CZ12 | cWtd | SWLG011-01 | ExAnte2020 | IOU workpaper | 2019-06-26 | Fixture | 1 |  | None | 0 | 0 | 0 | 202 | 0.0306 | -0.935 | [6 empty] | DEER:Indoor_Non-CFL_Ltg | Annual
Any | SWLG011V | RtL | Ex | CZ13 | cWtd | SWLG011-01 | ExAnte2020 | IOU workpaper | 2019-06-26 | Fixture | 1 |  | None | 0 | 0 | 0 | 204 | 0.0306 | -0.898 | [6 empty] | DEER:Indoor_Non-CFL_Ltg | Annual
Any | SWLG011V | RtL | Ex | CZ14 | cWtd | SWLG011-01 | ExAnte2020 | IOU workpaper | 2019-06-26 | Fixture | 1 |  | None | 0 | 0 | 0 | 208 | 0.0321 | -0.943 | [6 empty] | DEER:Indoor_Non-CFL_Ltg | Annual
Any | SWLG011V | RtL | Ex | CZ15 | cWtd | SWLG011-01 | ExAnte2020 | IOU workpaper | 2019-06-26 | Fixture | 1 |  | None | 0 | 0 | 0 | 224 | 0.0329 | -0.142 | [6 empty] | DEER:Indoor_Non-CFL_Ltg | Annual
Any | SWLG011V | RtL | Ex | CZ16 | cWtd | SWLG011-01 | ExAnte2020 | IOU workpaper | 2019-06-26 | Fixture | 1 |  | None | 0 | 0 | 0 | 194 | 0.0306 | -2.06 | [6 empty] | DEER:Indoor_Non-CFL_Ltg | Annual
Any | SWLG011V | RtS | Ex | CZ01 | cWtd | SWLG011-01 | ExAnte2020 | IOU workpaper | 2019-06-26 | Fixture | 1 |  | None | 0 | 0 | 0 | 111 | 0.0204 | -1.78 | [6 empty] | DEER:Indoor_Non-CFL_Ltg | Annual
Any | SWLG011V | RtS | Ex | CZ02 | cWtd | SWLG011-01 | ExAnte2020 | IOU workpaper | 2019-06-26 | Fixture | 1 |  | None | 0 | 0 | 0 | 120 | 0.0211 | -0.987 | [6 empty] | DEER:Indoor_Non-CFL_Ltg | Annual
Any | SWLG011V | RtS | Ex | CZ03 | cWtd | SWLG011-01 | ExAnte2020 | IOU workpaper | 2019-06-26 | Fixture | 1 |  | None | 0 | 0 | 0 | 119 | 0.0211 | -1.06 | [6 empty] | DEER:Indoor_Non-CFL_Ltg | Annual
Any | SWLG011V | RtS | Ex | CZ04 | cWtd | SWLG011-01 | ExAnte2020 | IOU workpaper | 2019-06-26 | Fixture | 1 |  | None | 0 | 0 | 0 | 121 | 0.0211 | -0.827 | [6 empty] | DEER:Indoor_Non-CFL_Ltg | Annual
Any | SWLG011V | RtS | Ex | CZ05 | cWtd | SWLG011-01 | ExAnte2020 | IOU workpaper | 2019-06-26 | Fixture | 1 |  | None | 0 | 0 | 0 | 120 | 0.0208 | -0.959 | [6 empty] | DEER:Indoor_Non-CFL_Ltg | Annual
Any | SWLG011V | RtS | Ex | CZ06 | cWtd | SWLG011-01 | ExAnte2020 | IOU workpaper | 2019-06-26 | Fixture | 1 |  | None | 0 | 0 | 0 | 128 | 0.0218 | -0.478 | [6 empty] | DEER:Indoor_Non-CFL_Ltg | Annual
Any | SWLG011V | RtS | Ex | CZ07 | cWtd | SWLG011-01 | ExAnte2020 | IOU workpaper | 2019-06-26 | Fixture | 1 |  | None | 0 | 0 | 0 | 131 | 0.0218 | -0.355 | [6 empty] | DEER:Indoor_Non-CFL_Ltg | Annual
Any | SWLG011V | RtS | Ex | CZ08 | cWtd | SWLG011-01 | ExAnte2020 | IOU workpaper | 2019-06-26 | Fixture | 1 |  | None | 0 | 0 | 0 | 129 | 0.0216 | -0.405 | [6 empty] | DEER:Indoor_Non-CFL_Ltg | Annual
Any | SWLG011V | RtS | Ex | CZ09 | cWtd | SWLG011-01 | ExAnte2020 | IOU workpaper | 2019-06-26 | Fixture | 1 |  | None | 0 | 0 | 0 | 128 | 0.0222 | -0.528 | [6 empty] | DEER:Indoor_Non-CFL_Ltg | Annual
Any | SWLG011V | RtS | Ex | CZ10 | cWtd | SWLG011-01 | ExAnte2020 | IOU workpaper | 2019-06-26 | Fixture | 1 |  | None | 0 | 0 | 0 | 129 | 0.0222 | -0.505 | [6 empty] | DEER:Indoor_Non-CFL_Ltg | Annual
Any | SWLG011V | RtS | Ex | CZ11 | cWtd | SWLG011-01 | ExAnte2020 | IOU workpaper | 2019-06-26 | Fixture | 1 |  | None | 0 | 0 | 0 | 121 | 0.0215 | -0.929 | [6 empty] | DEER:Indoor_Non-CFL_Ltg | Annual
Any | SWLG011V | RtS | Ex | CZ12 | cWtd | SWLG011-01 | ExAnte2020 | IOU workpaper | 2019-06-26 | Fixture | 1 |  | None | 0 | 0 | 0 | 121 | 0.0215 | -0.936 | [6 empty] | DEER:Indoor_Non-CFL_Ltg | Annual
Any | SWLG011V | RtS | Ex | CZ13 | cWtd | SWLG011-01 | ExAnte2020 | IOU workpaper | 2019-06-26 | Fixture | 1 |  | None | 0 | 0 | 0 | 121 | 0.0214 | -0.884 | [6 empty] | DEER:Indoor_Non-CFL_Ltg | Annual
Any | SWLG011V | RtS | Ex | CZ14 | cWtd | SWLG011-01 | ExAnte2020 | IOU workpaper | 2019-06-26 | Fixture | 1 |  | None | 0 | 0 | 0 | 125 | 0.0224 | -0.849 | [6 empty] | DEER:Indoor_Non-CFL_Ltg | Annual
Any | SWLG011V | RtS | Ex | CZ15 | cWtd | SWLG011-01 | ExAnte2020 | IOU workpaper | 2019-06-26 | Fixture | 1 |  | None | 0 | 0 | 0 | 135 | 0.0226 | -0.195 | [6 empty] | DEER:Indoor_Non-CFL_Ltg | Annual
Any | SWLG011V | RtS | Ex | CZ16 | cWtd | SWLG011-01 | ExAnte2020 | IOU workpaper | 2019-06-26 | Fixture | 1 |  | None | 0 | 0 | 0 | 115 | 0.0216 | -1.4 | [6 empty] | DEER:Indoor_Non-CFL_Ltg | Annual
Any | SWLG011V | SCn | Ex | CZ01 | cWtd | SWLG011-01 | ExAnte2020 | IOU workpaper | 2019-06-26 | Fixture | 1 |  | None | 0 | 0 | 0 | 83.3 | 0.01 | -1.99 | [6 empty] | DEER:Indoor_Non-CFL_Ltg | Annual
Any | SWLG011V | SCn | Ex | CZ02 | cWtd | SWLG011-01 | ExAnte2020 | IOU workpaper | 2019-06-26 | Fixture | 1 |  | None | 0 | 0 | 0 | 97.3 | 0.0127 | -1.3 | [6 empty] | DEER:Indoor_Non-CFL_Ltg | Annual
Any | SWLG011V | SCn | Ex | CZ03 | cWtd | SWLG011-01 | ExAnte2020 | IOU workpaper | 2019-06-26 | Fixture | 1 |  | None | 0 | 0 | 0 | 90.8 | 0.0127 | -1.63 | [6 empty] | DEER:Indoor_Non-CFL_Ltg | Annual
Any | SWLG011V | SCn | Ex | CZ04 | cWtd | SWLG011-01 | ExAnte2020 | IOU workpaper | 2019-06-26 | Fixture | 1 |  | None | 0 | 0 | 0 | 101 | 0.0128 | -1.33 | [6 empty] | DEER:Indoor_Non-CFL_Ltg | Annual
Any | SWLG011V | SCn | Ex | CZ05 | cWtd | SWLG011-01 | ExAnte2020 | IOU workpaper | 2019-06-26 | Fixture | 1 |  | None | 0 | 0 | 0 | 96.2 | 0.0114 | -1.83 | [6 empty] | DEER:Indoor_Non-CFL_Ltg | Annual
Any | SWLG011V | SCn | Ex | CZ06 | cWtd | SWLG011-01 | ExAnte2020 | IOU workpaper | 2019-06-26 | Fixture | 1 |  | None | 0 | 0 | 0 | 105 | 0.0133 | -0.957 | [6 empty] | DEER:Indoor_Non-CFL_Ltg | Annual
Any | SWLG011V | SCn | Ex | CZ07 | cWtd | SWLG011-01 | ExAnte2020 | IOU workpaper | 2019-06-26 | Fixture | 1 |  | None | 0 | 0 | 0 | 106 | 0.0136 | -0.915 | [6 empty] | DEER:Indoor_Non-CFL_Ltg | Annual
Any | SWLG011V | SCn | Ex | CZ08 | cWtd | SWLG011-01 | ExAnte2020 | IOU workpaper | 2019-06-26 | Fixture | 1 |  | None | 0 | 0 | 0 | 110 | 0.0128 | -0.817 | [6 empty] | DEER:Indoor_Non-CFL_Ltg | Annual
Any | SWLG011V | SCn | Ex | CZ09 | cWtd | SWLG011-01 | ExAnte2020 | IOU workpaper | 2019-06-26 | Fixture | 1 |  | None | 0 | 0 | 0 | 108 | 0.0131 | -0.984 | [6 empty] | DEER:Indoor_Non-CFL_Ltg | Annual
Any | SWLG011V | SCn | Ex | CZ10 | cWtd | SWLG011-01 | ExAnte2020 | IOU workpaper | 2019-06-26 | Fixture | 1 |  | None | 0 | 0 | 0 | 106 | 0.013 | -1.09 | [6 empty] | DEER:Indoor_Non-CFL_Ltg | Annual
Any | SWLG011V | SCn | Ex | CZ11 | cWtd | SWLG011-01 | ExAnte2020 | IOU workpaper | 2019-06-26 | Fixture | 1 |  | None | 0 | 0 | 0 | 102 | 0.0124 | -1.19 | [6 empty] | DEER:Indoor_Non-CFL_Ltg | Annual
Any | SWLG011V | SCn | Ex | CZ12 | cWtd | SWLG011-01 | ExAnte2020 | IOU workpaper | 2019-06-26 | Fixture | 1 |  | None | 0 | 0 | 0 | 103 | 0.0125 | -1.18 | [6 empty] | DEER:Indoor_Non-CFL_Ltg | Annual
Any | SWLG011V | SCn | Ex | CZ13 | cWtd | SWLG011-01 | ExAnte2020 | IOU workpaper | 2019-06-26 | Fixture | 1 |  | None | 0 | 0 | 0 | 105 | 0.0123 | -1.02 | [6 empty] | DEER:Indoor_Non-CFL_Ltg | Annual
Any | SWLG011V | SCn | Ex | CZ14 | cWtd | SWLG011-01 | ExAnte2020 | IOU workpaper | 2019-06-26 | Fixture | 1 |  | None | 0 | 0 | 0 | 107 | 0.013 | -1.16 | [6 empty] | DEER:Indoor_Non-CFL_Ltg | Annual
Any | SWLG011V | SCn | Ex | CZ15 | cWtd | SWLG011-01 | ExAnte2020 | IOU workpaper | 2019-06-26 | Fixture | 1 |  | None | 0 | 0 | 0 | 116 | 0.0136 | -0.581 | [6 empty] | DEER:Indoor_Non-CFL_Ltg | Annual
Any | SWLG011V | SCn | Ex | CZ16 | cWtd | SWLG011-01 | ExAnte2020 | IOU workpaper | 2019-06-26 | Fixture | 1 |  | None | 0 | 0 | 0 | 99.5 | 0.0134 | -1.54 | [6 empty] | DEER:Indoor_Non-CFL_Ltg | Annual
Any | SWLG011V | SUn | Ex | CZ01 | cWtd | SWLG011-01 | ExAnte2020 | IOU workpaper | 2019-06-26 | Fixture | 1 |  | None | 0 | 0 | 0 | 102 | 0.0144 | 0 | [6 empty] | DEER:Indoor_Non-CFL_Ltg | Annual
Any | SWLG011V | SUn | Ex | CZ02 | cWtd | SWLG011-01 | ExAnte2020 | IOU workpaper | 2019-06-26 | Fixture | 1 |  | None | 0 | 0 | 0 | 102 | 0.0144 | 0 | [6 empty] | DEER:Indoor_Non-CFL_Ltg | Annual
Any | SWLG011V | SUn | Ex | CZ03 | cWtd | SWLG011-01 | ExAnte2020 | IOU workpaper | 2019-06-26 | Fixture | 1 |  | None | 0 | 0 | 0 | 102 | 0.0144 | 0 | [6 empty] | DEER:Indoor_Non-CFL_Ltg | Annual
Any | SWLG011V | SUn | Ex | CZ04 | cWtd | SWLG011-01 | ExAnte2020 | IOU workpaper | 2019-06-26 | Fixture | 1 |  | None | 0 | 0 | 0 | 102 | 0.0144 | 0 | [6 empty] | DEER:Indoor_Non-CFL_Ltg | Annual
Any | SWLG011V | SUn | Ex | CZ05 | cWtd | SWLG011-01 | ExAnte2020 | IOU workpaper | 2019-06-26 | Fixture | 1 |  | None | 0 | 0 | 0 | 102 | 0.0144 | 0 | [6 empty] | DEER:Indoor_Non-CFL_Ltg | Annual
Any | SWLG011V | SUn | Ex | CZ06 | cWtd | SWLG011-01 | ExAnte2020 | IOU workpaper | 2019-06-26 | Fixture | 1 |  | None | 0 | 0 | 0 | 102 | 0.0144 | 0 | [6 empty] | DEER:Indoor_Non-CFL_Ltg | Annual
Any | SWLG011V | SUn | Ex | CZ07 | cWtd | SWLG011-01 | ExAnte2020 | IOU workpaper | 2019-06-26 | Fixture | 1 |  | None | 0 | 0 | 0 | 102 | 0.0144 | 0 | [6 empty] | DEER:Indoor_Non-CFL_Ltg | Annual
Any | SWLG011V | SUn | Ex | CZ08 | cWtd | SWLG011-01 | ExAnte2020 | IOU workpaper | 2019-06-26 | Fixture | 1 |  | None | 0 | 0 | 0 | 102 | 0.0144 | 0 | [6 empty] | DEER:Indoor_Non-CFL_Ltg | Annual
Any | SWLG011V | SUn | Ex | CZ09 | cWtd | SWLG011-01 | ExAnte2020 | IOU workpaper | 2019-06-26 | Fixture | 1 |  | None | 0 | 0 | 0 | 102 | 0.0144 | 0 | [6 empty] | DEER:Indoor_Non-CFL_Ltg | Annual
Any | SWLG011V | SUn | Ex | CZ10 | cWtd | SWLG011-01 | ExAnte2020 | IOU workpaper | 2019-06-26 | Fixture | 1 |  | None | 0 | 0 | 0 | 102 | 0.0144 | 0 | [6 empty] | DEER:Indoor_Non-CFL_Ltg | Annual
Any | SWLG011V | SUn | Ex | CZ11 | cWtd | SWLG011-01 | ExAnte2020 | IOU workpaper | 2019-06-26 | Fixture | 1 |  | None | 0 | 0 | 0 | 102 | 0.0144 | 0 | [6 empty] | DEER:Indoor_Non-CFL_Ltg | Annual
Any | SWLG011V | SUn | Ex | CZ12 | cWtd | SWLG011-01 | ExAnte2020 | IOU workpaper | 2019-06-26 | Fixture | 1 |  | None | 0 | 0 | 0 | 102 | 0.0144 | 0 | [6 empty] | DEER:Indoor_Non-CFL_Ltg | Annual
Any | SWLG011V | SUn | Ex | CZ13 | cWtd | SWLG011-01 | ExAnte2020 | IOU workpaper | 2019-06-26 | Fixture | 1 |  | None | 0 | 0 | 0 | 102 | 0.0144 | 0 | [6 empty] | DEER:Indoor_Non-CFL_Ltg | Annual
Any | SWLG011V | SUn | Ex | CZ14 | cWtd | SWLG011-01 | ExAnte2020 | IOU workpaper | 2019-06-26 | Fixture | 1 |  | None | 0 | 0 | 0 | 102 | 0.0144 | 0 | [6 empty] | DEER:Indoor_Non-CFL_Ltg | Annual
Any | SWLG011V | SUn | Ex | CZ15 | cWtd | SWLG011-01 | ExAnte2020 | IOU workpaper | 2019-06-26 | Fixture | 1 |  | None | 0 | 0 | 0 | 102 | 0.0144 | 0 | [6 empty] | DEER:Indoor_Non-CFL_Ltg | Annual
Any | SWLG011V | SUn | Ex | CZ16 | cWtd | SWLG011-01 | ExAnte2020 | IOU workpaper | 2019-06-26 | Fixture | 1 |  | None | 0 | 0 | 0 | 102 | 0.0144 | 0 | [6 empty] | DEER:Indoor_Non-CFL_Ltg | Annual
Any | SWLG011V | WRf | Ex | CZ01 | cWtd | SWLG011-01 | ExAnte2020 | IOU workpaper | 2019-06-26 | Fixture | 1 |  | None | 0 | 0 | 0 | 288 | 0.0313 | 0 | [6 empty] | DEER:Indoor_Non-CFL_Ltg | Annual
Any | SWLG011V | WRf | Ex | CZ02 | cWtd | SWLG011-01 | ExAnte2020 | IOU workpaper | 2019-06-26 | Fixture | 1 |  | None | 0 | 0 | 0 | 290 | 0.0316 | 0 | [6 empty] | DEER:Indoor_Non-CFL_Ltg | Annual
Any | SWLG011V | WRf | Ex | CZ03 | cWtd | SWLG011-01 | ExAnte2020 | IOU workpaper | 2019-06-26 | Fixture | 1 |  | None | 0 | 0 | 0 | 283 | 0.0316 | 0 | [6 empty] | DEER:Indoor_Non-CFL_Ltg | Annual
Any | SWLG011V | WRf | Ex | CZ04 | cWtd | SWLG011-01 | ExAnte2020 | IOU workpaper | 2019-06-26 | Fixture | 1 |  | None | 0 | 0 | 0 | 288 | 0.0313 | 0 | [6 empty] | DEER:Indoor_Non-CFL_Ltg | Annual
Any | SWLG011V | WRf | Ex | CZ05 | cWtd | SWLG011-01 | ExAnte2020 | IOU workpaper | 2019-06-26 | Fixture | 1 |  | None | 0 | 0 | 0 | 281 | 0.0313 | 0 | [6 empty] | DEER:Indoor_Non-CFL_Ltg | Annual
Any | SWLG011V | WRf | Ex | CZ06 | cWtd | SWLG011-01 | ExAnte2020 | IOU workpaper | 2019-06-26 | Fixture | 1 |  | None | 0 | 0 | 0 | 290 | 0.0313 | 0 | [6 empty] | DEER:Indoor_Non-CFL_Ltg | Annual
Any | SWLG011V | WRf | Ex | CZ07 | cWtd | SWLG011-01 | ExAnte2020 | IOU workpaper | 2019-06-26 | Fixture | 1 |  | None | 0 | 0 | 0 | 288 | 0.0316 | 0 | [6 empty] | DEER:Indoor_Non-CFL_Ltg | Annual
Any | SWLG011V | WRf | Ex | CZ08 | cWtd | SWLG011-01 | ExAnte2020 | IOU workpaper | 2019-06-26 | Fixture | 1 |  | None | 0 | 0 | 0 | 288 | 0.036 | 0 | [6 empty] | DEER:Indoor_Non-CFL_Ltg | Annual
Any | SWLG011V | WRf | Ex | CZ09 | cWtd | SWLG011-01 | ExAnte2020 | IOU workpaper | 2019-06-26 | Fixture | 1 |  | None | 0 | 0 | 0 | 288 | 0.0323 | 0 | [6 empty] | DEER:Indoor_Non-CFL_Ltg | Annual
Any | SWLG011V | WRf | Ex | CZ10 | cWtd | SWLG011-01 | ExAnte2020 | IOU workpaper | 2019-06-26 | Fixture | 1 |  | None | 0 | 0 | 0 | 283 | 0.0316 | 0 | [6 empty] | DEER:Indoor_Non-CFL_Ltg | Annual
Any | SWLG011V | WRf | Ex | CZ11 | cWtd | SWLG011-01 | ExAnte2020 | IOU workpaper | 2019-06-26 | Fixture | 1 |  | None | 0 | 0 | 0 | 290 | 0.0313 | 0 | [6 empty] | DEER:Indoor_Non-CFL_Ltg | Annual
Any | SWLG011V | WRf | Ex | CZ12 | cWtd | SWLG011-01 | ExAnte2020 | IOU workpaper | 2019-06-26 | Fixture | 1 |  | None | 0 | 0 | 0 | 288 | 0.0321 | 0 | [6 empty] | DEER:Indoor_Non-CFL_Ltg | Annual
Any | SWLG011V | WRf | Ex | CZ13 | cWtd | SWLG011-01 | ExAnte2020 | IOU workpaper | 2019-06-26 | Fixture | 1 |  | None | 0 | 0 | 0 | 293 | 0.0313 | 0 | [6 empty] | DEER:Indoor_Non-CFL_Ltg | Annual
Any | SWLG011V | WRf | Ex | CZ14 | cWtd | SWLG011-01 | ExAnte2020 | IOU workpaper | 2019-06-26 | Fixture | 1 |  | None | 0 | 0 | 0 | 288 | 0.0316 | 0 | [6 empty] | DEER:Indoor_Non-CFL_Ltg | Annual
Any | SWLG011V | WRf | Ex | CZ15 | cWtd | SWLG011-01 | ExAnte2020 | IOU workpaper | 2019-06-26 | Fixture | 1 |  | None | 0 | 0 | 0 | 290 | 0.0318 | 0 | [6 empty] | DEER:Indoor_Non-CFL_Ltg | Annual
Any | SWLG011V | WRf | Ex | CZ16 | cWtd | SWLG011-01 | ExAnte2020 | IOU workpaper | 2019-06-26 | Fixture | 1 |  | None | 0 | 0 | 0 | 290 | 0.031 | 0 | [6 empty] | DEER:Indoor_Non-CFL_Ltg | Annual
Any | SWLG011W | Asm | Ex | CZ01 | cWtd | SWLG011-01 | ExAnte2020 | IOU workpaper | 2019-06-26 | Fixture | 1 |  | None | 0 | 0 | 0 | 113 | 0.0511 | -2.81 | [6 empty] | DEER:Indoor_Non-CFL_Ltg | Annual
Any | SWLG011W | Asm | Ex | CZ02 | cWtd | SWLG011-01 | ExAnte2020 | IOU workpaper | 2019-06-26 | Fixture | 1 |  | None | 0 | 0 | 0 | 124 | 0.0516 | -1.57 | [6 empty] | DEER:Indoor_Non-CFL_Ltg | Annual
Any | SWLG011W | Asm | Ex | CZ03 | cWtd | SWLG011-01 | ExAnte2020 | IOU workpaper | 2019-06-26 | Fixture | 1 |  | None | 0 | 0 | 0 | 123 | 0.0516 | -1.83 | [6 empty] | DEER:Indoor_Non-CFL_Ltg | Annual
Any | SWLG011W | Asm | Ex | CZ04 | cWtd | SWLG011-01 | ExAnte2020 | IOU workpaper | 2019-06-26 | Fixture | 1 |  | None | 0 | 0 | 0 | 127 | 0.0516 | -1.35 | [6 empty] | DEER:Indoor_Non-CFL_Ltg | Annual
Any | SWLG011W | Asm | Ex | CZ05 | cWtd | SWLG011-01 | ExAnte2020 | IOU workpaper | 2019-06-26 | Fixture | 1 |  | None | 0 | 0 | 0 | 123 | 0.0511 | -1.73 | [6 empty] | DEER:Indoor_Non-CFL_Ltg | Annual
Any | SWLG011W | Asm | Ex | CZ06 | cWtd | SWLG011-01 | ExAnte2020 | IOU workpaper | 2019-06-26 | Fixture | 1 |  | None | 0 | 0 | 0 | 134 | 0.0547 | -1.02 | [6 empty] | DEER:Indoor_Non-CFL_Ltg | Annual
Any | SWLG011W | Asm | Ex | CZ07 | cWtd | SWLG011-01 | ExAnte2020 | IOU workpaper | 2019-06-26 | Fixture | 1 |  | None | 0 | 0 | 0 | 137 | 0.0561 | -0.968 | [6 empty] | DEER:Indoor_Non-CFL_Ltg | Annual
Any | SWLG011W | Asm | Ex | CZ08 | cWtd | SWLG011-01 | ExAnte2020 | IOU workpaper | 2019-06-26 | Fixture | 1 |  | None | 0 | 0 | 0 | 137 | 0.0543 | -0.797 | [6 empty] | DEER:Indoor_Non-CFL_Ltg | Annual
Any | SWLG011W | Asm | Ex | CZ09 | cWtd | SWLG011-01 | ExAnte2020 | IOU workpaper | 2019-06-26 | Fixture | 1 |  | None | 0 | 0 | 0 | 134 | 0.0556 | -0.928 | [6 empty] | DEER:Indoor_Non-CFL_Ltg | Annual
Any | SWLG011W | Asm | Ex | CZ10 | cWtd | SWLG011-01 | ExAnte2020 | IOU workpaper | 2019-06-26 | Fixture | 1 |  | None | 0 | 0 | 0 | 135 | 0.0561 | -0.882 | [6 empty] | DEER:Indoor_Non-CFL_Ltg | Annual
Any | SWLG011W | Asm | Ex | CZ11 | cWtd | SWLG011-01 | ExAnte2020 | IOU workpaper | 2019-06-26 | Fixture | 1 |  | None | 0 | 0 | 0 | 127 | 0.0529 | -1.32 | [6 empty] | DEER:Indoor_Non-CFL_Ltg | Annual
Any | SWLG011W | Asm | Ex | CZ12 | cWtd | SWLG011-01 | ExAnte2020 | IOU workpaper | 2019-06-26 | Fixture | 1 |  | None | 0 | 0 | 0 | 127 | 0.0525 | -1.4 | [6 empty] | DEER:Indoor_Non-CFL_Ltg | Annual
Any | SWLG011W | Asm | Ex | CZ13 | cWtd | SWLG011-01 | ExAnte2020 | IOU workpaper | 2019-06-26 | Fixture | 1 |  | None | 0 | 0 | 0 | 127 | 0.0529 | -1.27 | [6 empty] | DEER:Indoor_Non-CFL_Ltg | Annual
Any | SWLG011W | Asm | Ex | CZ14 | cWtd | SWLG011-01 | ExAnte2020 | IOU workpaper | 2019-06-26 | Fixture | 1 |  | None | 0 | 0 | 0 | 131 | 0.0547 | -1.26 | [6 empty] | DEER:Indoor_Non-CFL_Ltg | Annual
Any | SWLG011W | Asm | Ex | CZ15 | cWtd | SWLG011-01 | ExAnte2020 | IOU workpaper | 2019-06-26 | Fixture | 1 |  | None | 0 | 0 | 0 | 140 | 0.0547 | -0.444 | [6 empty] | DEER:Indoor_Non-CFL_Ltg | Annual
Any | SWLG011W | Asm | Ex | CZ16 | cWtd | SWLG011-01 | ExAnte2020 | IOU workpaper | 2019-06-26 | Fixture | 1 |  | None | 0 | 0 | 0 | 121 | 0.0534 | -2.01 | [6 empty] | DEER:Indoor_Non-CFL_Ltg | Annual
Any | SWLG011W | Com | Ex | CZ01 | cWtd | SWLG011-01 | ExAnte2020 | IOU workpaper | 2019-06-26 | Fixture | 1 |  | None | 0 | 0 | 0 | 210 | 0.0357 | -3.16 | [6 empty] | DEER:Indoor_Non-CFL_Ltg | Annual
Any | SWLG011W | Com | Ex | CZ02 | cWtd | SWLG011-01 | ExAnte2020 | IOU workpaper | 2019-06-26 | Fixture | 1 |  | None | 0 | 0 | 0 | 228 | 0.0396 | -2.03 | [6 empty] | DEER:Indoor_Non-CFL_Ltg | Annual
Any | SWLG011W | Com | Ex | CZ03 | cWtd | SWLG011-01 | ExAnte2020 | IOU workpaper | 2019-06-26 | Fixture | 1 |  | None | 0 | 0 | 0 | 228 | 0.0383 | -1.77 | [6 empty] | DEER:Indoor_Non-CFL_Ltg | Annual
Any | SWLG011W | Com | Ex | CZ04 | cWtd | SWLG011-01 | ExAnte2020 | IOU workpaper | 2019-06-26 | Fixture | 1 |  | None | 0 | 0 | 0 | 235 | 0.0393 | -1.44 | [6 empty] | DEER:Indoor_Non-CFL_Ltg | Annual
Any | SWLG011W | Com | Ex | CZ05 | cWtd | SWLG011-01 | ExAnte2020 | IOU workpaper | 2019-06-26 | Fixture | 1 |  | None | 0 | 0 | 0 | 226 | 0.0376 | -2.37 | [6 empty] | DEER:Indoor_Non-CFL_Ltg | Annual
Any | SWLG011W | Com | Ex | CZ06 | cWtd | SWLG011-01 | ExAnte2020 | IOU workpaper | 2019-06-26 | Fixture | 1 |  | None | 0 | 0 | 0 | 239 | 0.0396 | -1.06 | [6 empty] | DEER:Indoor_Non-CFL_Ltg | Annual
Any | SWLG011W | Com | Ex | CZ07 | cWtd | SWLG011-01 | ExAnte2020 | IOU workpaper | 2019-06-26 | Fixture | 1 |  | None | 0 | 0 | 0 | 256 | 0.042 | -1.02 | [6 empty] | DEER:Indoor_Non-CFL_Ltg | Annual
Any | SWLG011W | Com | Ex | CZ08 | cWtd | SWLG011-01 | ExAnte2020 | IOU workpaper | 2019-06-26 | Fixture | 1 |  | None | 0 | 0 | 0 | 239 | 0.0389 | -0.943 | [6 empty] | DEER:Indoor_Non-CFL_Ltg | Annual
Any | SWLG011W | Com | Ex | CZ09 | cWtd | SWLG011-01 | ExAnte2020 | IOU workpaper | 2019-06-26 | Fixture | 1 |  | None | 0 | 0 | 0 | 239 | 0.0405 | -1.03 | [6 empty] | DEER:Indoor_Non-CFL_Ltg | Annual
Any | SWLG011W | Com | Ex | CZ10 | cWtd | SWLG011-01 | ExAnte2020 | IOU workpaper | 2019-06-26 | Fixture | 1 |  | None | 0 | 0 | 0 | 232 | 0.0392 | -1.11 | [6 empty] | DEER:Indoor_Non-CFL_Ltg | Annual
Any | SWLG011W | Com | Ex | CZ11 | cWtd | SWLG011-01 | ExAnte2020 | IOU workpaper | 2019-06-26 | Fixture | 1 |  | None | 0 | 0 | 0 | 231 | 0.0399 | -1.84 | [6 empty] | DEER:Indoor_Non-CFL_Ltg | Annual
Any | SWLG011W | Com | Ex | CZ12 | cWtd | SWLG011-01 | ExAnte2020 | IOU workpaper | 2019-06-26 | Fixture | 1 |  | None | 0 | 0 | 0 | 231 | 0.0406 | -1.64 | [6 empty] | DEER:Indoor_Non-CFL_Ltg | Annual
Any | SWLG011W | Com | Ex | CZ13 | cWtd | SWLG011-01 | ExAnte2020 | IOU workpaper | 2019-06-26 | Fixture | 1 |  | None | 0 | 0 | 0 | 235 | 0.0396 | -1.57 | [6 empty] | DEER:Indoor_Non-CFL_Ltg | Annual
Any | SWLG011W | Com | Ex | CZ14 | cWtd | SWLG011-01 | ExAnte2020 | IOU workpaper | 2019-06-26 | Fixture | 1 |  | None | 0 | 0 | 0 | 234 | 0.0405 | -1.79 | [6 empty] | DEER:Indoor_Non-CFL_Ltg | Annual
Any | SWLG011W | Com | Ex | CZ15 | cWtd | SWLG011-01 | ExAnte2020 | IOU workpaper | 2019-06-26 | Fixture | 1 |  | None | 0 | 0 | 0 | 252 | 0.0415 | -0.515 | [6 empty] | DEER:Indoor_Non-CFL_Ltg | Annual
Any | SWLG011W | Com | Ex | CZ16 | cWtd | SWLG011-01 | ExAnte2020 | IOU workpaper | 2019-06-26 | Fixture | 1 |  | None | 0 | 0 | 0 | 219 | 0.0392 | -3.18 | [6 empty] | DEER:Indoor_Non-CFL_Ltg | Annual
Any | SWLG011W | ECC | Ex | CZ01 | cWtd | SWLG011-01 | ExAnte2020 | IOU workpaper | 2019-06-26 | Fixture | 1 |  | None | 0 | 0 | 0 | 188 | 0.0304 | -5.26 | [6 empty] | DEER:Indoor_Non-CFL_Ltg | Annual
Any | SWLG011W | ECC | Ex | CZ02 | cWtd | SWLG011-01 | ExAnte2020 | IOU workpaper | 2019-06-26 | Fixture | 1 |  | None | 0 | 0 | 0 | 200 | 0.0365 | -3.34 | [6 empty] | DEER:Indoor_Non-CFL_Ltg | Annual
Any | SWLG011W | ECC | Ex | CZ03 | cWtd | SWLG011-01 | ExAnte2020 | IOU workpaper | 2019-06-26 | Fixture | 1 |  | None | 0 | 0 | 0 | 196 | 0.035 | -3.86 | [6 empty] | DEER:Indoor_Non-CFL_Ltg | Annual
Any | SWLG011W | ECC | Ex | CZ04 | cWtd | SWLG011-01 | ExAnte2020 | IOU workpaper | 2019-06-26 | Fixture | 1 |  | None | 0 | 0 | 0 | 202 | 0.0365 | -2.95 | [6 empty] | DEER:Indoor_Non-CFL_Ltg | Annual
Any | SWLG011W | ECC | Ex | CZ05 | cWtd | SWLG011-01 | ExAnte2020 | IOU workpaper | 2019-06-26 | Fixture | 1 |  | None | 0 | 0 | 0 | 196 | 0.0339 | -3.86 | [6 empty] | DEER:Indoor_Non-CFL_Ltg | Annual
Any | SWLG011W | ECC | Ex | CZ06 | cWtd | SWLG011-01 | ExAnte2020 | IOU workpaper | 2019-06-26 | Fixture | 1 |  | None | 0 | 0 | 0 | 208 | 0.0382 | -2.1 | [6 empty] | DEER:Indoor_Non-CFL_Ltg | Annual
Any | SWLG011W | ECC | Ex | CZ07 | cWtd | SWLG011-01 | ExAnte2020 | IOU workpaper | 2019-06-26 | Fixture | 1 |  | None | 0 | 0 | 0 | 208 | 0.0365 | -2.1 | [6 empty] | DEER:Indoor_Non-CFL_Ltg | Annual
Any | SWLG011W | ECC | Ex | CZ08 | cWtd | SWLG011-01 | ExAnte2020 | IOU workpaper | 2019-06-26 | Fixture | 1 |  | None | 0 | 0 | 0 | 210 | 0.0362 | -1.74 | [6 empty] | DEER:Indoor_Non-CFL_Ltg | Annual
Any | SWLG011W | ECC | Ex | CZ09 | cWtd | SWLG011-01 | ExAnte2020 | IOU workpaper | 2019-06-26 | Fixture | 1 |  | None | 0 | 0 | 0 | 206 | 0.0379 | -1.96 | [6 empty] | DEER:Indoor_Non-CFL_Ltg | Annual
Any | SWLG011W | ECC | Ex | CZ10 | cWtd | SWLG011-01 | ExAnte2020 | IOU workpaper | 2019-06-26 | Fixture | 1 |  | None | 0 | 0 | 0 | 206 | 0.0373 | -1.9 | [6 empty] | DEER:Indoor_Non-CFL_Ltg | Annual
Any | SWLG011W | ECC | Ex | CZ11 | cWtd | SWLG011-01 | ExAnte2020 | IOU workpaper | 2019-06-26 | Fixture | 1 |  | None | 0 | 0 | 0 | 206 | 0.0376 | -2.74 | [6 empty] | DEER:Indoor_Non-CFL_Ltg | Annual
Any | SWLG011W | ECC | Ex | CZ12 | cWtd | SWLG011-01 | ExAnte2020 | IOU workpaper | 2019-06-26 | Fixture | 1 |  | None | 0 | 0 | 0 | 206 | 0.0373 | -2.91 | [6 empty] | DEER:Indoor_Non-CFL_Ltg | Annual
Any | SWLG011W | ECC | Ex | CZ13 | cWtd | SWLG011-01 | ExAnte2020 | IOU workpaper | 2019-06-26 | Fixture | 1 |  | None | 0 | 0 | 0 | 208 | 0.0373 | -2.5 | [6 empty] | DEER:Indoor_Non-CFL_Ltg | Annual
Any | SWLG011W | ECC | Ex | CZ14 | cWtd | SWLG011-01 | ExAnte2020 | IOU workpaper | 2019-06-26 | Fixture | 1 |  | None | 0 | 0 | 0 | 208 | 0.0373 | -2.56 | [6 empty] | DEER:Indoor_Non-CFL_Ltg | Annual
Any | SWLG011W | ECC | Ex | CZ15 | cWtd | SWLG011-01 | ExAnte2020 | IOU workpaper | 2019-06-26 | Fixture | 1 |  | None | 0 | 0 | 0 | 217 | 0.0373 | -0.872 | [6 empty] | DEER:Indoor_Non-CFL_Ltg | Annual
Any | SWLG011W | ECC | Ex | CZ16 | cWtd | SWLG011-01 | ExAnte2020 | IOU workpaper | 2019-06-26 | Fixture | 1 |  | None | 0 | 0 | 0 | 196 | 0.0368 | -3.94 | [6 empty] | DEER:Indoor_Non-CFL_Ltg | Annual
Any | SWLG011W | EPr | Ex | CZ01 | cWtd | SWLG011-01 | ExAnte2020 | IOU workpaper | 2019-06-26 | Fixture | 1 |  | None | 0 | 0 | 0 | 160 | 0.0389 | -4.26 | [6 empty] | DEER:Indoor_Non-CFL_Ltg | Annual
Any | SWLG011W | EPr | Ex | CZ02 | cWtd | SWLG011-01 | ExAnte2020 | IOU workpaper | 2019-06-26 | Fixture | 1 |  | None | 0 | 0 | 0 | 169 | 0.0571 | -3.08 | [6 empty] | DEER:Indoor_Non-CFL_Ltg | Annual
Any | SWLG011W | EPr | Ex | CZ03 | cWtd | SWLG011-01 | ExAnte2020 | IOU workpaper | 2019-06-26 | Fixture | 1 |  | None | 0 | 0 | 0 | 167 | 0.0381 | -3.34 | [6 empty] | DEER:Indoor_Non-CFL_Ltg | Annual
Any | SWLG011W | EPr | Ex | CZ04 | cWtd | SWLG011-01 | ExAnte2020 | IOU workpaper | 2019-06-26 | Fixture | 1 |  | None | 0 | 0 | 0 | 170 | 0.0438 | -2.78 | [6 empty] | DEER:Indoor_Non-CFL_Ltg | Annual
Any | SWLG011W | EPr | Ex | CZ05 | cWtd | SWLG011-01 | ExAnte2020 | IOU workpaper | 2019-06-26 | Fixture | 1 |  | None | 0 | 0 | 0 | 167 | 0.0423 | -3.34 | [6 empty] | DEER:Indoor_Non-CFL_Ltg | Annual
Any | SWLG011W | EPr | Ex | CZ06 | cWtd | SWLG011-01 | ExAnte2020 | IOU workpaper | 2019-06-26 | Fixture | 1 |  | None | 0 | 0 | 0 | 175 | 0.0453 | -1.94 | [6 empty] | DEER:Indoor_Non-CFL_Ltg | Annual
Any | SWLG011W | EPr | Ex | CZ07 | cWtd | SWLG011-01 | ExAnte2020 | IOU workpaper | 2019-06-26 | Fixture | 1 |  | None | 0 | 0 | 0 | 174 | 0.0457 | -2.08 | [6 empty] | DEER:Indoor_Non-CFL_Ltg | Annual
Any | SWLG011W | EPr | Ex | CZ08 | cWtd | SWLG011-01 | ExAnte2020 | IOU workpaper | 2019-06-26 | Fixture | 1 |  | None | 0 | 0 | 0 | 177 | 0.0449 | -1.74 | [6 empty] | DEER:Indoor_Non-CFL_Ltg | Annual
Any | SWLG011W | EPr | Ex | CZ09 | cWtd | SWLG011-01 | ExAnte2020 | IOU workpaper | 2019-06-26 | Fixture | 1 |  | None | 0 | 0 | 0 | 177 | 0.0461 | -1.93 | [6 empty] | DEER:Indoor_Non-CFL_Ltg | Annual
Any | SWLG011W | EPr | Ex | CZ10 | cWtd | SWLG011-01 | ExAnte2020 | IOU workpaper | 2019-06-26 | Fixture | 1 |  | None | 0 | 0 | 0 | 181 | 0.0457 | -1.77 | [6 empty] | DEER:Indoor_Non-CFL_Ltg | Annual
Any | SWLG011W | EPr | Ex | CZ11 | cWtd | SWLG011-01 | ExAnte2020 | IOU workpaper | 2019-06-26 | Fixture | 1 |  | None | 0 | 0 | 0 | 175 | 0.0522 | -2.62 | [6 empty] | DEER:Indoor_Non-CFL_Ltg | Annual
Any | SWLG011W | EPr | Ex | CZ12 | cWtd | SWLG011-01 | ExAnte2020 | IOU workpaper | 2019-06-26 | Fixture | 1 |  | None | 0 | 0 | 0 | 172 | 0.0594 | -2.69 | [6 empty] | DEER:Indoor_Non-CFL_Ltg | Annual
Any | SWLG011W | EPr | Ex | CZ13 | cWtd | SWLG011-01 | ExAnte2020 | IOU workpaper | 2019-06-26 | Fixture | 1 |  | None | 0 | 0 | 0 | 175 | 0.0491 | -2.52 | [6 empty] | DEER:Indoor_Non-CFL_Ltg | Annual
Any | SWLG011W | EPr | Ex | CZ14 | cWtd | SWLG011-01 | ExAnte2020 | IOU workpaper | 2019-06-26 | Fixture | 1 |  | None | 0 | 0 | 0 | 177 | 0.0453 | -2.32 | [6 empty] | DEER:Indoor_Non-CFL_Ltg | Annual
Any | SWLG011W | EPr | Ex | CZ15 | cWtd | SWLG011-01 | ExAnte2020 | IOU workpaper | 2019-06-26 | Fixture | 1 |  | None | 0 | 0 | 0 | 193 | 0.0465 | -0.843 | [6 empty] | DEER:Indoor_Non-CFL_Ltg | Annual
Any | SWLG011W | EPr | Ex | CZ16 | cWtd | SWLG011-01 | ExAnte2020 | IOU workpaper | 2019-06-26 | Fixture | 1 |  | None | 0 | 0 | 0 | 162 | 0.0377 | -3.44 | [6 empty] | DEER:Indoor_Non-CFL_Ltg | Annual
Any | SWLG011W | ERC | Ex | CZ01 | cWtd | SWLG011-01 | ExAnte2020 | IOU workpaper | 2019-06-26 | Fixture | 1 |  | None | 0 | 0 | 0 | 78.7 | 0.0175 | -1.5 | [6 empty] | DEER:Indoor_Non-CFL_Ltg | Annual
Any | SWLG011W | ERC | Ex | CZ02 | cWtd | SWLG011-01 | ExAnte2020 | IOU workpaper | 2019-06-26 | Fixture | 1 |  | None | 0 | 0 | 0 | 83.5 | 0.0212 | -1.05 | [6 empty] | DEER:Indoor_Non-CFL_Ltg | Annual
Any | SWLG011W | ERC | Ex | CZ03 | cWtd | SWLG011-01 | ExAnte2020 | IOU workpaper | 2019-06-26 | Fixture | 1 |  | None | 0 | 0 | 0 | 83.5 | 0.0153 | -0.941 | [6 empty] | DEER:Indoor_Non-CFL_Ltg | Annual
Any | SWLG011W | ERC | Ex | CZ04 | cWtd | SWLG011-01 | ExAnte2020 | IOU workpaper | 2019-06-26 | Fixture | 1 |  | None | 0 | 0 | 0 | 85.1 | 0.0176 | -0.782 | [6 empty] | DEER:Indoor_Non-CFL_Ltg | Annual
Any | SWLG011W | ERC | Ex | CZ05 | cWtd | SWLG011-01 | ExAnte2020 | IOU workpaper | 2019-06-26 | Fixture | 1 |  | None | 0 | 0 | 0 | 84.3 | 0.0159 | -0.843 | [6 empty] | DEER:Indoor_Non-CFL_Ltg | Annual
Any | SWLG011W | ERC | Ex | CZ06 | cWtd | SWLG011-01 | ExAnte2020 | IOU workpaper | 2019-06-26 | Fixture | 1 |  | None | 0 | 0 | 0 | 89.2 | 0.0179 | -0.603 | [6 empty] | DEER:Indoor_Non-CFL_Ltg | Annual
Any | SWLG011W | ERC | Ex | CZ07 | cWtd | SWLG011-01 | ExAnte2020 | IOU workpaper | 2019-06-26 | Fixture | 1 |  | None | 0 | 0 | 0 | 89.2 | 0.0175 | -0.491 | [6 empty] | DEER:Indoor_Non-CFL_Ltg | Annual
Any | SWLG011W | ERC | Ex | CZ08 | cWtd | SWLG011-01 | ExAnte2020 | IOU workpaper | 2019-06-26 | Fixture | 1 |  | None | 0 | 0 | 0 | 90.8 | 0.0182 | -0.452 | [6 empty] | DEER:Indoor_Non-CFL_Ltg | Annual
Any | SWLG011W | ERC | Ex | CZ09 | cWtd | SWLG011-01 | ExAnte2020 | IOU workpaper | 2019-06-26 | Fixture | 1 |  | None | 0 | 0 | 0 | 90 | 0.0195 | -0.573 | [6 empty] | DEER:Indoor_Non-CFL_Ltg | Annual
Any | SWLG011W | ERC | Ex | CZ10 | cWtd | SWLG011-01 | ExAnte2020 | IOU workpaper | 2019-06-26 | Fixture | 1 |  | None | 0 | 0 | 0 | 90.8 | 0.0198 | -0.618 | [6 empty] | DEER:Indoor_Non-CFL_Ltg | Annual
Any | SWLG011W | ERC | Ex | CZ11 | cWtd | SWLG011-01 | ExAnte2020 | IOU workpaper | 2019-06-26 | Fixture | 1 |  | None | 0 | 0 | 0 | 86 | 0.0207 | -0.9 | [6 empty] | DEER:Indoor_Non-CFL_Ltg | Annual
Any | SWLG011W | ERC | Ex | CZ12 | cWtd | SWLG011-01 | ExAnte2020 | IOU workpaper | 2019-06-26 | Fixture | 1 |  | None | 0 | 0 | 0 | 85.1 | 0.0206 | -0.924 | [6 empty] | DEER:Indoor_Non-CFL_Ltg | Annual
Any | SWLG011W | ERC | Ex | CZ13 | cWtd | SWLG011-01 | ExAnte2020 | IOU workpaper | 2019-06-26 | Fixture | 1 |  | None | 0 | 0 | 0 | 86.8 | 0.0199 | -0.827 | [6 empty] | DEER:Indoor_Non-CFL_Ltg | Annual
Any | SWLG011W | ERC | Ex | CZ14 | cWtd | SWLG011-01 | ExAnte2020 | IOU workpaper | 2019-06-26 | Fixture | 1 |  | None | 0 | 0 | 0 | 88.4 | 0.02 | -0.876 | [6 empty] | DEER:Indoor_Non-CFL_Ltg | Annual
Any | SWLG011W | ERC | Ex | CZ15 | cWtd | SWLG011-01 | ExAnte2020 | IOU workpaper | 2019-06-26 | Fixture | 1 |  | None | 0 | 0 | 0 | 96.5 | 0.0207 | -0.234 | [6 empty] | DEER:Indoor_Non-CFL_Ltg | Annual
Any | SWLG011W | ERC | Ex | CZ16 | cWtd | SWLG011-01 | ExAnte2020 | IOU workpaper | 2019-06-26 | Fixture | 1 |  | None | 0 | 0 | 0 | 80.3 | 0.0185 | -1.28 | [6 empty] | DEER:Indoor_Non-CFL_Ltg | Annual
Any | SWLG011W | ESe | Ex | CZ01 | cWtd | SWLG011-01 | ExAnte2020 | IOU workpaper | 2019-06-26 | Fixture | 1 |  | None | 0 | 0 | 0 | 162 | 0.0389 | -3.95 | [6 empty] | DEER:Indoor_Non-CFL_Ltg | Annual
Any | SWLG011W | ESe | Ex | CZ02 | cWtd | SWLG011-01 | ExAnte2020 | IOU workpaper | 2019-06-26 | Fixture | 1 |  | None | 0 | 0 | 0 | 170 | 0.0544 | -2.85 | [6 empty] | DEER:Indoor_Non-CFL_Ltg | Annual
Any | SWLG011W | ESe | Ex | CZ03 | cWtd | SWLG011-01 | ExAnte2020 | IOU workpaper | 2019-06-26 | Fixture | 1 |  | None | 0 | 0 | 0 | 167 | 0.0404 | -3.07 | [6 empty] | DEER:Indoor_Non-CFL_Ltg | Annual
Any | SWLG011W | ESe | Ex | CZ04 | cWtd | SWLG011-01 | ExAnte2020 | IOU workpaper | 2019-06-26 | Fixture | 1 |  | None | 0 | 0 | 0 | 172 | 0.0427 | -2.52 | [6 empty] | DEER:Indoor_Non-CFL_Ltg | Annual
Any | SWLG011W | ESe | Ex | CZ05 | cWtd | SWLG011-01 | ExAnte2020 | IOU workpaper | 2019-06-26 | Fixture | 1 |  | None | 0 | 0 | 0 | 167 | 0.0408 | -2.95 | [6 empty] | DEER:Indoor_Non-CFL_Ltg | Annual
Any | SWLG011W | ESe | Ex | CZ06 | cWtd | SWLG011-01 | ExAnte2020 | IOU workpaper | 2019-06-26 | Fixture | 1 |  | None | 0 | 0 | 0 | 175 | 0.0446 | -1.91 | [6 empty] | DEER:Indoor_Non-CFL_Ltg | Annual
Any | SWLG011W | ESe | Ex | CZ07 | cWtd | SWLG011-01 | ExAnte2020 | IOU workpaper | 2019-06-26 | Fixture | 1 |  | None | 0 | 0 | 0 | 174 | 0.0446 | -1.86 | [6 empty] | DEER:Indoor_Non-CFL_Ltg | Annual
Any | SWLG011W | ESe | Ex | CZ08 | cWtd | SWLG011-01 | ExAnte2020 | IOU workpaper | 2019-06-26 | Fixture | 1 |  | None | 0 | 0 | 0 | 179 | 0.0438 | -1.59 | [6 empty] | DEER:Indoor_Non-CFL_Ltg | Annual
Any | SWLG011W | ESe | Ex | CZ09 | cWtd | SWLG011-01 | ExAnte2020 | IOU workpaper | 2019-06-26 | Fixture | 1 |  | None | 0 | 0 | 0 | 179 | 0.0454 | -1.79 | [6 empty] | DEER:Indoor_Non-CFL_Ltg | Annual
Any | SWLG011W | ESe | Ex | CZ10 | cWtd | SWLG011-01 | ExAnte2020 | IOU workpaper | 2019-06-26 | Fixture | 1 |  | None | 0 | 0 | 0 | 179 | 0.045 | -1.86 | [6 empty] | DEER:Indoor_Non-CFL_Ltg | Annual
Any | SWLG011W | ESe | Ex | CZ11 | cWtd | SWLG011-01 | ExAnte2020 | IOU workpaper | 2019-06-26 | Fixture | 1 |  | None | 0 | 0 | 0 | 175 | 0.0495 | -2.5 | [6 empty] | DEER:Indoor_Non-CFL_Ltg | Annual
Any | SWLG011W | ESe | Ex | CZ12 | cWtd | SWLG011-01 | ExAnte2020 | IOU workpaper | 2019-06-26 | Fixture | 1 |  | None | 0 | 0 | 0 | 174 | 0.0556 | -2.57 | [6 empty] | DEER:Indoor_Non-CFL_Ltg | Annual
Any | SWLG011W | ESe | Ex | CZ13 | cWtd | SWLG011-01 | ExAnte2020 | IOU workpaper | 2019-06-26 | Fixture | 1 |  | None | 0 | 0 | 0 | 177 | 0.0476 | -2.32 | [6 empty] | DEER:Indoor_Non-CFL_Ltg | Annual
Any | SWLG011W | ESe | Ex | CZ14 | cWtd | SWLG011-01 | ExAnte2020 | IOU workpaper | 2019-06-26 | Fixture | 1 |  | None | 0 | 0 | 0 | 177 | 0.0442 | -2.28 | [6 empty] | DEER:Indoor_Non-CFL_Ltg | Annual
Any | SWLG011W | ESe | Ex | CZ15 | cWtd | SWLG011-01 | ExAnte2020 | IOU workpaper | 2019-06-26 | Fixture | 1 |  | None | 0 | 0 | 0 | 193 | 0.0506 | -0.872 | [6 empty] | DEER:Indoor_Non-CFL_Ltg | Annual
Any | SWLG011W | ESe | Ex | CZ16 | cWtd | SWLG011-01 | ExAnte2020 | IOU workpaper | 2019-06-26 | Fixture | 1 |  | None | 0 | 0 | 0 | 164 | 0.0533 | -3.17 | [6 empty] | DEER:Indoor_Non-CFL_Ltg | Annual
Any | SWLG011W | EUn | Ex | CZ01 | cWtd | SWLG011-01 | ExAnte2020 | IOU workpaper | 2019-06-26 | Fixture | 1 |  | None | 0 | 0 | 0 | 179 | 0.051 | -5.4 | [6 empty] | DEER:Indoor_Non-CFL_Ltg | Annual
Any | SWLG011W | EUn | Ex | CZ02 | cWtd | SWLG011-01 | ExAnte2020 | IOU workpaper | 2019-06-26 | Fixture | 1 |  | None | 0 | 0 | 0 | 190 | 0.0566 | -3.57 | [6 empty] | DEER:Indoor_Non-CFL_Ltg | Annual
Any | SWLG011W | EUn | Ex | CZ03 | cWtd | SWLG011-01 | ExAnte2020 | IOU workpaper | 2019-06-26 | Fixture | 1 |  | None | 0 | 0 | 0 | 187 | 0.0566 | -4.1 | [6 empty] | DEER:Indoor_Non-CFL_Ltg | Annual
Any | SWLG011W | EUn | Ex | CZ04 | cWtd | SWLG011-01 | ExAnte2020 | IOU workpaper | 2019-06-26 | Fixture | 1 |  | None | 0 | 0 | 0 | 192 | 0.0566 | -3.17 | [6 empty] | DEER:Indoor_Non-CFL_Ltg | Annual
Any | SWLG011W | EUn | Ex | CZ05 | cWtd | SWLG011-01 | ExAnte2020 | IOU workpaper | 2019-06-26 | Fixture | 1 |  | None | 0 | 0 | 0 | 187 | 0.0543 | -4.03 | [6 empty] | DEER:Indoor_Non-CFL_Ltg | Annual
Any | SWLG011W | EUn | Ex | CZ06 | cWtd | SWLG011-01 | ExAnte2020 | IOU workpaper | 2019-06-26 | Fixture | 1 |  | None | 0 | 0 | 0 | 198 | 0.0576 | -2.53 | [6 empty] | DEER:Indoor_Non-CFL_Ltg | Annual
Any | SWLG011W | EUn | Ex | CZ07 | cWtd | SWLG011-01 | ExAnte2020 | IOU workpaper | 2019-06-26 | Fixture | 1 |  | None | 0 | 0 | 0 | 196 | 0.0585 | -2.56 | [6 empty] | DEER:Indoor_Non-CFL_Ltg | Annual
Any | SWLG011W | EUn | Ex | CZ08 | cWtd | SWLG011-01 | ExAnte2020 | IOU workpaper | 2019-06-26 | Fixture | 1 |  | None | 0 | 0 | 0 | 198 | 0.0576 | -2.18 | [6 empty] | DEER:Indoor_Non-CFL_Ltg | Annual
Any | SWLG011W | EUn | Ex | CZ09 | cWtd | SWLG011-01 | ExAnte2020 | IOU workpaper | 2019-06-26 | Fixture | 1 |  | None | 0 | 0 | 0 | 198 | 0.0599 | -2.29 | [6 empty] | DEER:Indoor_Non-CFL_Ltg | Annual
Any | SWLG011W | EUn | Ex | CZ10 | cWtd | SWLG011-01 | ExAnte2020 | IOU workpaper | 2019-06-26 | Fixture | 1 |  | None | 0 | 0 | 0 | 198 | 0.0585 | -2.34 | [6 empty] | DEER:Indoor_Non-CFL_Ltg | Annual
Any | SWLG011W | EUn | Ex | CZ11 | cWtd | SWLG011-01 | ExAnte2020 | IOU workpaper | 2019-06-26 | Fixture | 1 |  | None | 0 | 0 | 0 | 194 | 0.0576 | -2.84 | [6 empty] | DEER:Indoor_Non-CFL_Ltg | Annual
Any | SWLG011W | EUn | Ex | CZ12 | cWtd | SWLG011-01 | ExAnte2020 | IOU workpaper | 2019-06-26 | Fixture | 1 |  | None | 0 | 0 | 0 | 194 | 0.0576 | -3.06 | [6 empty] | DEER:Indoor_Non-CFL_Ltg | Annual
Any | SWLG011W | EUn | Ex | CZ13 | cWtd | SWLG011-01 | ExAnte2020 | IOU workpaper | 2019-06-26 | Fixture | 1 |  | None | 0 | 0 | 0 | 196 | 0.058 | -2.67 | [6 empty] | DEER:Indoor_Non-CFL_Ltg | Annual
Any | SWLG011W | EUn | Ex | CZ14 | cWtd | SWLG011-01 | ExAnte2020 | IOU workpaper | 2019-06-26 | Fixture | 1 |  | None | 0 | 0 | 0 | 196 | 0.0636 | -2.87 | [6 empty] | DEER:Indoor_Non-CFL_Ltg | Annual
Any | SWLG011W | EUn | Ex | CZ15 | cWtd | SWLG011-01 | ExAnte2020 | IOU workpaper | 2019-06-26 | Fixture | 1 |  | None | 0 | 0 | 0 | 209 | 0.0594 | -1.13 | [6 empty] | DEER:Indoor_Non-CFL_Ltg | Annual
Any | SWLG011W | EUn | Ex | CZ16 | cWtd | SWLG011-01 | ExAnte2020 | IOU workpaper | 2019-06-26 | Fixture | 1 |  | None | 0 | 0 | 0 | 185 | 0.0557 | -4.21 | [6 empty] | DEER:Indoor_Non-CFL_Ltg | Annual
Any | SWLG011W | Gro | Ex | CZ01 | cWtd | SWLG011-01 | ExAnte2020 | IOU workpaper | 2019-06-26 | Fixture | 1 |  | None | 0 | 0 | 0 | 397 | 0.0659 | -6.84 | [6 empty] | DEER:Indoor_Non-CFL_Ltg | Annual
Any | SWLG011W | Gro | Ex | CZ02 | cWtd | SWLG011-01 | ExAnte2020 | IOU workpaper | 2019-06-26 | Fixture | 1 |  | None | 0 | 0 | 0 | 413 | 0.0782 | -5.26 | [6 empty] | DEER:Indoor_Non-CFL_Ltg | Annual
Any | SWLG011W | Gro | Ex | CZ03 | cWtd | SWLG011-01 | ExAnte2020 | IOU workpaper | 2019-06-26 | Fixture | 1 |  | None | 0 | 0 | 0 | 405 | 0.0731 | -5.95 | [6 empty] | DEER:Indoor_Non-CFL_Ltg | Annual
Any | SWLG011W | Gro | Ex | CZ04 | cWtd | SWLG011-01 | ExAnte2020 | IOU workpaper | 2019-06-26 | Fixture | 1 |  | None | 0 | 0 | 0 | 413 | 0.0756 | -5.1 | [6 empty] | DEER:Indoor_Non-CFL_Ltg | Annual
Any | SWLG011W | Gro | Ex | CZ05 | cWtd | SWLG011-01 | ExAnte2020 | IOU workpaper | 2019-06-26 | Fixture | 1 |  | None | 0 | 0 | 0 | 401 | 0.0718 | -6.07 | [6 empty] | DEER:Indoor_Non-CFL_Ltg | Annual
Any | SWLG011W | Gro | Ex | CZ06 | cWtd | SWLG011-01 | ExAnte2020 | IOU workpaper | 2019-06-26 | Fixture | 1 |  | None | 0 | 0 | 0 | 405 | 0.075 | -5.46 | [6 empty] | DEER:Indoor_Non-CFL_Ltg | Annual
Any | SWLG011W | Gro | Ex | CZ07 | cWtd | SWLG011-01 | ExAnte2020 | IOU workpaper | 2019-06-26 | Fixture | 1 |  | None | 0 | 0 | 0 | 405 | 0.0731 | -5.5 | [6 empty] | DEER:Indoor_Non-CFL_Ltg | Annual
Any | SWLG011W | Gro | Ex | CZ08 | cWtd | SWLG011-01 | ExAnte2020 | IOU workpaper | 2019-06-26 | Fixture | 1 |  | None | 0 | 0 | 0 | 413 | 0.075 | -4.9 | [6 empty] | DEER:Indoor_Non-CFL_Ltg | Annual
Any | SWLG011W | Gro | Ex | CZ09 | cWtd | SWLG011-01 | ExAnte2020 | IOU workpaper | 2019-06-26 | Fixture | 1 |  | None | 0 | 0 | 0 | 413 | 0.0769 | -4.86 | [6 empty] | DEER:Indoor_Non-CFL_Ltg | Annual
Any | SWLG011W | Gro | Ex | CZ10 | cWtd | SWLG011-01 | ExAnte2020 | IOU workpaper | 2019-06-26 | Fixture | 1 |  | None | 0 | 0 | 0 | 417 | 0.0776 | -4.9 | [6 empty] | DEER:Indoor_Non-CFL_Ltg | Annual
Any | SWLG011W | Gro | Ex | CZ11 | cWtd | SWLG011-01 | ExAnte2020 | IOU workpaper | 2019-06-26 | Fixture | 1 |  | None | 0 | 0 | 0 | 425 | 0.0802 | -4.33 | [6 empty] | DEER:Indoor_Non-CFL_Ltg | Annual
Any | SWLG011W | Gro | Ex | CZ12 | cWtd | SWLG011-01 | ExAnte2020 | IOU workpaper | 2019-06-26 | Fixture | 1 |  | None | 0 | 0 | 0 | 417 | 0.0795 | -4.69 | [6 empty] | DEER:Indoor_Non-CFL_Ltg | Annual
Any | SWLG011W | Gro | Ex | CZ13 | cWtd | SWLG011-01 | ExAnte2020 | IOU workpaper | 2019-06-26 | Fixture | 1 |  | None | 0 | 0 | 0 | 425 | 0.0776 | -4.09 | [6 empty] | DEER:Indoor_Non-CFL_Ltg | Annual
Any | SWLG011W | Gro | Ex | CZ14 | cWtd | SWLG011-01 | ExAnte2020 | IOU workpaper | 2019-06-26 | Fixture | 1 |  | None | 0 | 0 | 0 | 421 | 0.0782 | -5.02 | [6 empty] | DEER:Indoor_Non-CFL_Ltg | Annual
Any | SWLG011W | Gro | Ex | CZ15 | cWtd | SWLG011-01 | ExAnte2020 | IOU workpaper | 2019-06-26 | Fixture | 1 |  | None | 0 | 0 | 0 | 445 | 0.0795 | -2.84 | [6 empty] | DEER:Indoor_Non-CFL_Ltg | Annual
Any | SWLG011W | Gro | Ex | CZ16 | cWtd | SWLG011-01 | ExAnte2020 | IOU workpaper | 2019-06-26 | Fixture | 1 |  | None | 0 | 0 | 0 | 393 | 0.0756 | -6.56 | [6 empty] | DEER:Indoor_Non-CFL_Ltg | Annual
Any | SWLG011W | Hsp | Ex | CZ01 | cWtd | SWLG011-01 | ExAnte2020 | IOU workpaper | 2019-06-26 | Fixture | 1 |  | None | 0 | 0 | 0 | 424 | 0.0617 | -12.2 | [6 empty] | DEER:Indoor_Non-CFL_Ltg | Annual
Any | SWLG011W | Hsp | Ex | CZ02 | cWtd | SWLG011-01 | ExAnte2020 | IOU workpaper | 2019-06-26 | Fixture | 1 |  | None | 0 | 0 | 0 | 457 | 0.0722 | -7.8 | [6 empty] | DEER:Indoor_Non-CFL_Ltg | Annual
Any | SWLG011W | Hsp | Ex | CZ03 | cWtd | SWLG011-01 | ExAnte2020 | IOU workpaper | 2019-06-26 | Fixture | 1 |  | None | 0 | 0 | 0 | 447 | 0.0699 | -7.38 | [6 empty] | DEER:Indoor_Non-CFL_Ltg | Annual
Any | SWLG011W | Hsp | Ex | CZ04 | cWtd | SWLG011-01 | ExAnte2020 | IOU workpaper | 2019-06-26 | Fixture | 1 |  | None | 0 | 0 | 0 | 466 | 0.0705 | -6.37 | [6 empty] | DEER:Indoor_Non-CFL_Ltg | Annual
Any | SWLG011W | Hsp | Ex | CZ05 | cWtd | SWLG011-01 | ExAnte2020 | IOU workpaper | 2019-06-26 | Fixture | 1 |  | None | 0 | 0 | 0 | 447 | 0.0664 | -7.84 | [6 empty] | DEER:Indoor_Non-CFL_Ltg | Annual
Any | SWLG011W | Hsp | Ex | CZ06 | cWtd | SWLG011-01 | ExAnte2020 | IOU workpaper | 2019-06-26 | Fixture | 1 |  | None | 0 | 0 | 0 | 480 | 0.0751 | -4.11 | [6 empty] | DEER:Indoor_Non-CFL_Ltg | Annual
Any | SWLG011W | Hsp | Ex | CZ07 | cWtd | SWLG011-01 | ExAnte2020 | IOU workpaper | 2019-06-26 | Fixture | 1 |  | None | 0 | 0 | 0 | 484 | 0.0711 | -2.92 | [6 empty] | DEER:Indoor_Non-CFL_Ltg | Annual
Any | SWLG011W | Hsp | Ex | CZ08 | cWtd | SWLG011-01 | ExAnte2020 | IOU workpaper | 2019-06-26 | Fixture | 1 |  | None | 0 | 0 | 0 | 484 | 0.0716 | -3.5 | [6 empty] | DEER:Indoor_Non-CFL_Ltg | Annual
Any | SWLG011W | Hsp | Ex | CZ09 | cWtd | SWLG011-01 | ExAnte2020 | IOU workpaper | 2019-06-26 | Fixture | 1 |  | None | 0 | 0 | 0 | 484 | 0.074 | -4.18 | [6 empty] | DEER:Indoor_Non-CFL_Ltg | Annual
Any | SWLG011W | Hsp | Ex | CZ10 | cWtd | SWLG011-01 | ExAnte2020 | IOU workpaper | 2019-06-26 | Fixture | 1 |  | None | 0 | 0 | 0 | 484 | 0.0751 | -4.46 | [6 empty] | DEER:Indoor_Non-CFL_Ltg | Annual
Any | SWLG011W | Hsp | Ex | CZ11 | cWtd | SWLG011-01 | ExAnte2020 | IOU workpaper | 2019-06-26 | Fixture | 1 |  | None | 0 | 0 | 0 | 475 | 0.0716 | -6.55 | [6 empty] | DEER:Indoor_Non-CFL_Ltg | Annual
Any | SWLG011W | Hsp | Ex | CZ12 | cWtd | SWLG011-01 | ExAnte2020 | IOU workpaper | 2019-06-26 | Fixture | 1 |  | None | 0 | 0 | 0 | 470 | 0.0716 | -6.69 | [6 empty] | DEER:Indoor_Non-CFL_Ltg | Annual
Any | SWLG011W | Hsp | Ex | CZ13 | cWtd | SWLG011-01 | ExAnte2020 | IOU workpaper | 2019-06-26 | Fixture | 1 |  | None | 0 | 0 | 0 | 480 | 0.0716 | -6.13 | [6 empty] | DEER:Indoor_Non-CFL_Ltg | Annual
Any | SWLG011W | Hsp | Ex | CZ14 | cWtd | SWLG011-01 | ExAnte2020 | IOU workpaper | 2019-06-26 | Fixture | 1 |  | None | 0 | 0 | 0 | 475 | 0.0722 | -6.23 | [6 empty] | DEER:Indoor_Non-CFL_Ltg | Annual
Any | SWLG011W | Hsp | Ex | CZ15 | cWtd | SWLG011-01 | ExAnte2020 | IOU workpaper | 2019-06-26 | Fixture | 1 |  | None | 0 | 0 | 0 | 517 | 0.0734 | -2.35 | [6 empty] | DEER:Indoor_Non-CFL_Ltg | Annual
Any | SWLG011W | Hsp | Ex | CZ16 | cWtd | SWLG011-01 | ExAnte2020 | IOU workpaper | 2019-06-26 | Fixture | 1 |  | None | 0 | 0 | 0 | 447 | 0.0711 | -8.63 | [6 empty] | DEER:Indoor_Non-CFL_Ltg | Annual
Any | SWLG011W | Htl | Ex | CZ01 | cWtd | SWLG011-01 | ExAnte2020 | IOU workpaper | 2019-06-26 | Fixture | 1 |  | None | 0 | 0 | 0 | 331 | 0.0533 | -7.02 | [6 empty] | DEER:Indoor_Non-CFL_Ltg | Annual
Any | SWLG011W | Htl | Ex | CZ02 | cWtd | SWLG011-01 | ExAnte2020 | IOU workpaper | 2019-06-26 | Fixture | 1 |  | None | 0 | 0 | 0 | 372 | 0.0607 | -5.06 | [6 empty] | DEER:Indoor_Non-CFL_Ltg | Annual
Any | SWLG011W | Htl | Ex | CZ03 | cWtd | SWLG011-01 | ExAnte2020 | IOU workpaper | 2019-06-26 | Fixture | 1 |  | None | 0 | 0 | 0 | 368 | 0.0597 | -5.31 | [6 empty] | DEER:Indoor_Non-CFL_Ltg | Annual
Any | SWLG011W | Htl | Ex | CZ04 | cWtd | SWLG011-01 | ExAnte2020 | IOU workpaper | 2019-06-26 | Fixture | 1 |  | None | 0 | 0 | 0 | 380 | 0.0592 | -4.04 | [6 empty] | DEER:Indoor_Non-CFL_Ltg | Annual
Any | SWLG011W | Htl | Ex | CZ05 | cWtd | SWLG011-01 | ExAnte2020 | IOU workpaper | 2019-06-26 | Fixture | 1 |  | None | 0 | 0 | 0 | 364 | 0.0572 | -5.47 | [6 empty] | DEER:Indoor_Non-CFL_Ltg | Annual
Any | SWLG011W | Htl | Ex | CZ06 | cWtd | SWLG011-01 | ExAnte2020 | IOU workpaper | 2019-06-26 | Fixture | 1 |  | None | 0 | 0 | 0 | 413 | 0.0621 | -2.87 | [6 empty] | DEER:Indoor_Non-CFL_Ltg | Annual
Any | SWLG011W | Htl | Ex | CZ07 | cWtd | SWLG011-01 | ExAnte2020 | IOU workpaper | 2019-06-26 | Fixture | 1 |  | None | 0 | 0 | 0 | 421 | 0.0617 | -2.56 | [6 empty] | DEER:Indoor_Non-CFL_Ltg | Annual
Any | SWLG011W | Htl | Ex | CZ08 | cWtd | SWLG011-01 | ExAnte2020 | IOU workpaper | 2019-06-26 | Fixture | 1 |  | None | 0 | 0 | 0 | 425 | 0.0612 | -2.52 | [6 empty] | DEER:Indoor_Non-CFL_Ltg | Annual
Any | SWLG011W | Htl | Ex | CZ09 | cWtd | SWLG011-01 | ExAnte2020 | IOU workpaper | 2019-06-26 | Fixture | 1 |  | None | 0 | 0 | 0 | 417 | 0.0636 | -2.92 | [6 empty] | DEER:Indoor_Non-CFL_Ltg | Annual
Any | SWLG011W | Htl | Ex | CZ10 | cWtd | SWLG011-01 | ExAnte2020 | IOU workpaper | 2019-06-26 | Fixture | 1 |  | None | 0 | 0 | 0 | 413 | 0.0641 | -3.03 | [6 empty] | DEER:Indoor_Non-CFL_Ltg | Annual
Any | SWLG011W | Htl | Ex | CZ11 | cWtd | SWLG011-01 | ExAnte2020 | IOU workpaper | 2019-06-26 | Fixture | 1 |  | None | 0 | 0 | 0 | 384 | 0.0607 | -4.98 | [6 empty] | DEER:Indoor_Non-CFL_Ltg | Annual
Any | SWLG011W | Htl | Ex | CZ12 | cWtd | SWLG011-01 | ExAnte2020 | IOU workpaper | 2019-06-26 | Fixture | 1 |  | None | 0 | 0 | 0 | 380 | 0.0607 | -4.82 | [6 empty] | DEER:Indoor_Non-CFL_Ltg | Annual
Any | SWLG011W | Htl | Ex | CZ13 | cWtd | SWLG011-01 | ExAnte2020 | IOU workpaper | 2019-06-26 | Fixture | 1 |  | None | 0 | 0 | 0 | 384 | 0.0602 | -4.41 | [6 empty] | DEER:Indoor_Non-CFL_Ltg | Annual
Any | SWLG011W | Htl | Ex | CZ14 | cWtd | SWLG011-01 | ExAnte2020 | IOU workpaper | 2019-06-26 | Fixture | 1 |  | None | 0 | 0 | 0 | 392 | 0.0617 | -3.43 | [6 empty] | DEER:Indoor_Non-CFL_Ltg | Annual
Any | SWLG011W | Htl | Ex | CZ15 | cWtd | SWLG011-01 | ExAnte2020 | IOU workpaper | 2019-06-26 | Fixture | 1 |  | None | 0 | 0 | 0 | 449 | 0.0641 | -1.78 | [6 empty] | DEER:Indoor_Non-CFL_Ltg | Annual
Any | SWLG011W | Htl | Ex | CZ16 | cWtd | SWLG011-01 | ExAnte2020 | IOU workpaper | 2019-06-26 | Fixture | 1 |  | None | 0 | 0 | 0 | 355 | 0.0607 | -4.86 | [6 empty] | DEER:Indoor_Non-CFL_Ltg | Annual
Any | SWLG011W | MBT | Ex | CZ01 | cWtd | SWLG011-01 | ExAnte2020 | IOU workpaper | 2019-06-26 | Fixture | 1 |  | None | 0 | 0 | 0 | 201 | 0.0225 | -1.95 | [6 empty] | DEER:Indoor_Non-CFL_Ltg | Annual
Any | SWLG011W | MBT | Ex | CZ02 | cWtd | SWLG011-01 | ExAnte2020 | IOU workpaper | 2019-06-26 | Fixture | 1 |  | None | 0 | 0 | 0 | 213 | 0.0258 | -1.09 | [6 empty] | DEER:Indoor_Non-CFL_Ltg | Annual
Any | SWLG011W | MBT | Ex | CZ03 | cWtd | SWLG011-01 | ExAnte2020 | IOU workpaper | 2019-06-26 | Fixture | 1 |  | None | 0 | 0 | 0 | 213 | 0.0252 | -0.865 | [6 empty] | DEER:Indoor_Non-CFL_Ltg | Annual
Any | SWLG011W | MBT | Ex | CZ04 | cWtd | SWLG011-01 | ExAnte2020 | IOU workpaper | 2019-06-26 | Fixture | 1 |  | None | 0 | 0 | 0 | 217 | 0.0258 | -0.716 | [6 empty] | DEER:Indoor_Non-CFL_Ltg | Annual
Any | SWLG011W | MBT | Ex | CZ05 | cWtd | SWLG011-01 | ExAnte2020 | IOU workpaper | 2019-06-26 | Fixture | 1 |  | None | 0 | 0 | 0 | 213 | 0.0256 | -0.914 | [6 empty] | DEER:Indoor_Non-CFL_Ltg | Annual
Any | SWLG011W | MBT | Ex | CZ06 | cWtd | SWLG011-01 | ExAnte2020 | IOU workpaper | 2019-06-26 | Fixture | 1 |  | None | 0 | 0 | 0 | 223 | 0.0271 | -0.496 | [6 empty] | DEER:Indoor_Non-CFL_Ltg | Annual
Any | SWLG011W | MBT | Ex | CZ07 | cWtd | SWLG011-01 | ExAnte2020 | IOU workpaper | 2019-06-26 | Fixture | 1 |  | None | 0 | 0 | 0 | 225 | 0.0273 | -0.335 | [6 empty] | DEER:Indoor_Non-CFL_Ltg | Annual
Any | SWLG011W | MBT | Ex | CZ08 | cWtd | SWLG011-01 | ExAnte2020 | IOU workpaper | 2019-06-26 | Fixture | 1 |  | None | 0 | 0 | 0 | 228 | 0.0271 | -0.414 | [6 empty] | DEER:Indoor_Non-CFL_Ltg | Annual
Any | SWLG011W | MBT | Ex | CZ09 | cWtd | SWLG011-01 | ExAnte2020 | IOU workpaper | 2019-06-26 | Fixture | 1 |  | None | 0 | 0 | 0 | 225 | 0.0281 | -0.507 | [6 empty] | DEER:Indoor_Non-CFL_Ltg | Annual
Any | SWLG011W | MBT | Ex | CZ10 | cWtd | SWLG011-01 | ExAnte2020 | IOU workpaper | 2019-06-26 | Fixture | 1 |  | None | 0 | 0 | 0 | 228 | 0.0281 | -0.407 | [6 empty] | DEER:Indoor_Non-CFL_Ltg | Annual
Any | SWLG011W | MBT | Ex | CZ11 | cWtd | SWLG011-01 | ExAnte2020 | IOU workpaper | 2019-06-26 | Fixture | 1 |  | None | 0 | 0 | 0 | 217 | 0.026 | -1.11 | [6 empty] | DEER:Indoor_Non-CFL_Ltg | Annual
Any | SWLG011W | MBT | Ex | CZ12 | cWtd | SWLG011-01 | ExAnte2020 | IOU workpaper | 2019-06-26 | Fixture | 1 |  | None | 0 | 0 | 0 | 215 | 0.0258 | -1.05 | [6 empty] | DEER:Indoor_Non-CFL_Ltg | Annual
Any | SWLG011W | MBT | Ex | CZ13 | cWtd | SWLG011-01 | ExAnte2020 | IOU workpaper | 2019-06-26 | Fixture | 1 |  | None | 0 | 0 | 0 | 217 | 0.0256 | -0.953 | [6 empty] | DEER:Indoor_Non-CFL_Ltg | Annual
Any | SWLG011W | MBT | Ex | CZ14 | cWtd | SWLG011-01 | ExAnte2020 | IOU workpaper | 2019-06-26 | Fixture | 1 |  | None | 0 | 0 | 0 | 221 | 0.0279 | -1.07 | [6 empty] | DEER:Indoor_Non-CFL_Ltg | Annual
Any | SWLG011W | MBT | Ex | CZ15 | cWtd | SWLG011-01 | ExAnte2020 | IOU workpaper | 2019-06-26 | Fixture | 1 |  | None | 0 | 0 | 0 | 238 | 0.0277 | -0.163 | [6 empty] | DEER:Indoor_Non-CFL_Ltg | Annual
Any | SWLG011W | MBT | Ex | CZ16 | cWtd | SWLG011-01 | ExAnte2020 | IOU workpaper | 2019-06-26 | Fixture | 1 |  | None | 0 | 0 | 0 | 209 | 0.0265 | -2.48 | [6 empty] | DEER:Indoor_Non-CFL_Ltg | Annual
Any | SWLG011W | MLI | Ex | CZ01 | cWtd | SWLG011-01 | ExAnte2020 | IOU workpaper | 2019-06-26 | Fixture | 1 |  | None | 0 | 0 | 0 | 193 | 0.0246 | -3.59 | [6 empty] | DEER:Indoor_Non-CFL_Ltg | Annual
Any | SWLG011W | MLI | Ex | CZ02 | cWtd | SWLG011-01 | ExAnte2020 | IOU workpaper | 2019-06-26 | Fixture | 1 |  | None | 0 | 0 | 0 | 205 | 0.0269 | -2.26 | [6 empty] | DEER:Indoor_Non-CFL_Ltg | Annual
Any | SWLG011W | MLI | Ex | CZ03 | cWtd | SWLG011-01 | ExAnte2020 | IOU workpaper | 2019-06-26 | Fixture | 1 |  | None | 0 | 0 | 0 | 203 | 0.0269 | -2.3 | [6 empty] | DEER:Indoor_Non-CFL_Ltg | Annual
Any | SWLG011W | MLI | Ex | CZ04 | cWtd | SWLG011-01 | ExAnte2020 | IOU workpaper | 2019-06-26 | Fixture | 1 |  | None | 0 | 0 | 0 | 208 | 0.0269 | -1.84 | [6 empty] | DEER:Indoor_Non-CFL_Ltg | Annual
Any | SWLG011W | MLI | Ex | CZ05 | cWtd | SWLG011-01 | ExAnte2020 | IOU workpaper | 2019-06-26 | Fixture | 1 |  | None | 0 | 0 | 0 | 203 | 0.026 | -2.28 | [6 empty] | DEER:Indoor_Non-CFL_Ltg | Annual
Any | SWLG011W | MLI | Ex | CZ06 | cWtd | SWLG011-01 | ExAnte2020 | IOU workpaper | 2019-06-26 | Fixture | 1 |  | None | 0 | 0 | 0 | 216 | 0.0276 | -1.15 | [6 empty] | DEER:Indoor_Non-CFL_Ltg | Annual
Any | SWLG011W | MLI | Ex | CZ07 | cWtd | SWLG011-01 | ExAnte2020 | IOU workpaper | 2019-06-26 | Fixture | 1 |  | None | 0 | 0 | 0 | 214 | 0.0279 | -0.99 | [6 empty] | DEER:Indoor_Non-CFL_Ltg | Annual
Any | SWLG011W | MLI | Ex | CZ08 | cWtd | SWLG011-01 | ExAnte2020 | IOU workpaper | 2019-06-26 | Fixture | 1 |  | None | 0 | 0 | 0 | 218 | 0.0276 | -1.06 | [6 empty] | DEER:Indoor_Non-CFL_Ltg | Annual
Any | SWLG011W | MLI | Ex | CZ09 | cWtd | SWLG011-01 | ExAnte2020 | IOU workpaper | 2019-06-26 | Fixture | 1 |  | None | 0 | 0 | 0 | 216 | 0.0281 | -1.2 | [6 empty] | DEER:Indoor_Non-CFL_Ltg | Annual
Any | SWLG011W | MLI | Ex | CZ10 | cWtd | SWLG011-01 | ExAnte2020 | IOU workpaper | 2019-06-26 | Fixture | 1 |  | None | 0 | 0 | 0 | 216 | 0.0283 | -1.21 | [6 empty] | DEER:Indoor_Non-CFL_Ltg | Annual
Any | SWLG011W | MLI | Ex | CZ11 | cWtd | SWLG011-01 | ExAnte2020 | IOU workpaper | 2019-06-26 | Fixture | 1 |  | None | 0 | 0 | 0 | 210 | 0.0279 | -1.94 | [6 empty] | DEER:Indoor_Non-CFL_Ltg | Annual
Any | SWLG011W | MLI | Ex | CZ12 | cWtd | SWLG011-01 | ExAnte2020 | IOU workpaper | 2019-06-26 | Fixture | 1 |  | None | 0 | 0 | 0 | 208 | 0.0272 | -2 | [6 empty] | DEER:Indoor_Non-CFL_Ltg | Annual
Any | SWLG011W | MLI | Ex | CZ13 | cWtd | SWLG011-01 | ExAnte2020 | IOU workpaper | 2019-06-26 | Fixture | 1 |  | None | 0 | 0 | 0 | 212 | 0.0267 | -1.76 | [6 empty] | DEER:Indoor_Non-CFL_Ltg | Annual
Any | SWLG011W | MLI | Ex | CZ14 | cWtd | SWLG011-01 | ExAnte2020 | IOU workpaper | 2019-06-26 | Fixture | 1 |  | None | 0 | 0 | 0 | 214 | 0.0283 | -1.88 | [6 empty] | DEER:Indoor_Non-CFL_Ltg | Annual
Any | SWLG011W | MLI | Ex | CZ15 | cWtd | SWLG011-01 | ExAnte2020 | IOU workpaper | 2019-06-26 | Fixture | 1 |  | None | 0 | 0 | 0 | 230 | 0.029 | -0.509 | [6 empty] | DEER:Indoor_Non-CFL_Ltg | Annual
Any | SWLG011W | MLI | Ex | CZ16 | cWtd | SWLG011-01 | ExAnte2020 | IOU workpaper | 2019-06-26 | Fixture | 1 |  | None | 0 | 0 | 0 | 201 | 0.0274 | -3.01 | [6 empty] | DEER:Indoor_Non-CFL_Ltg | Annual
Any | SWLG011W | Mtl | Ex | CZ01 | cWtd | SWLG011-01 | ExAnte2020 | IOU workpaper | 2019-06-26 | Fixture | 1 |  | None | 0 | 0 | 0 | 251 | 0.0413 | -4.36 | [6 empty] | DEER:Indoor_Non-CFL_Ltg | Annual
Any | SWLG011W | Mtl | Ex | CZ02 | cWtd | SWLG011-01 | ExAnte2020 | IOU workpaper | 2019-06-26 | Fixture | 1 |  | None | 0 | 0 | 0 | 282 | 0.0443 | -2.98 | [6 empty] | DEER:Indoor_Non-CFL_Ltg | Annual
Any | SWLG011W | Mtl | Ex | CZ03 | cWtd | SWLG011-01 | ExAnte2020 | IOU workpaper | 2019-06-26 | Fixture | 1 |  | None | 0 | 0 | 0 | 279 | 0.0439 | -2.92 | [6 empty] | DEER:Indoor_Non-CFL_Ltg | Annual
Any | SWLG011W | Mtl | Ex | CZ04 | cWtd | SWLG011-01 | ExAnte2020 | IOU workpaper | 2019-06-26 | Fixture | 1 |  | None | 0 | 0 | 0 | 294 | 0.0439 | -2.42 | [6 empty] | DEER:Indoor_Non-CFL_Ltg | Annual
Any | SWLG011W | Mtl | Ex | CZ05 | cWtd | SWLG011-01 | ExAnte2020 | IOU workpaper | 2019-06-26 | Fixture | 1 |  | None | 0 | 0 | 0 | 275 | 0.0424 | -3.25 | [6 empty] | DEER:Indoor_Non-CFL_Ltg | Annual
Any | SWLG011W | Mtl | Ex | CZ06 | cWtd | SWLG011-01 | ExAnte2020 | IOU workpaper | 2019-06-26 | Fixture | 1 |  | None | 0 | 0 | 0 | 325 | 0.0458 | -1.13 | [6 empty] | DEER:Indoor_Non-CFL_Ltg | Annual
Any | SWLG011W | Mtl | Ex | CZ07 | cWtd | SWLG011-01 | ExAnte2020 | IOU workpaper | 2019-06-26 | Fixture | 1 |  | None | 0 | 0 | 0 | 334 | 0.0454 | -0.703 | [6 empty] | DEER:Indoor_Non-CFL_Ltg | Annual
Any | SWLG011W | Mtl | Ex | CZ08 | cWtd | SWLG011-01 | ExAnte2020 | IOU workpaper | 2019-06-26 | Fixture | 1 |  | None | 0 | 0 | 0 | 334 | 0.0454 | -0.987 | [6 empty] | DEER:Indoor_Non-CFL_Ltg | Annual
Any | SWLG011W | Mtl | Ex | CZ09 | cWtd | SWLG011-01 | ExAnte2020 | IOU workpaper | 2019-06-26 | Fixture | 1 |  | None | 0 | 0 | 0 | 325 | 0.0469 | -1.12 | [6 empty] | DEER:Indoor_Non-CFL_Ltg | Annual
Any | SWLG011W | Mtl | Ex | CZ10 | cWtd | SWLG011-01 | ExAnte2020 | IOU workpaper | 2019-06-26 | Fixture | 1 |  | None | 0 | 0 | 0 | 319 | 0.0465 | -1.4 | [6 empty] | DEER:Indoor_Non-CFL_Ltg | Annual
Any | SWLG011W | Mtl | Ex | CZ11 | cWtd | SWLG011-01 | ExAnte2020 | IOU workpaper | 2019-06-26 | Fixture | 1 |  | None | 0 | 0 | 0 | 297 | 0.0446 | -2.31 | [6 empty] | DEER:Indoor_Non-CFL_Ltg | Annual
Any | SWLG011W | Mtl | Ex | CZ12 | cWtd | SWLG011-01 | ExAnte2020 | IOU workpaper | 2019-06-26 | Fixture | 1 |  | None | 0 | 0 | 0 | 294 | 0.0443 | -2.4 | [6 empty] | DEER:Indoor_Non-CFL_Ltg | Annual
Any | SWLG011W | Mtl | Ex | CZ13 | cWtd | SWLG011-01 | ExAnte2020 | IOU workpaper | 2019-06-26 | Fixture | 1 |  | None | 0 | 0 | 0 | 303 | 0.0443 | -2.14 | [6 empty] | DEER:Indoor_Non-CFL_Ltg | Annual
Any | SWLG011W | Mtl | Ex | CZ14 | cWtd | SWLG011-01 | ExAnte2020 | IOU workpaper | 2019-06-26 | Fixture | 1 |  | None | 0 | 0 | 0 | 303 | 0.0461 | -1.92 | [6 empty] | DEER:Indoor_Non-CFL_Ltg | Annual
Any | SWLG011W | Mtl | Ex | CZ15 | cWtd | SWLG011-01 | ExAnte2020 | IOU workpaper | 2019-06-26 | Fixture | 1 |  | None | 0 | 0 | 0 | 347 | 0.0469 | -0.566 | [6 empty] | DEER:Indoor_Non-CFL_Ltg | Annual
Any | SWLG011W | Mtl | Ex | CZ16 | cWtd | SWLG011-01 | ExAnte2020 | IOU workpaper | 2019-06-26 | Fixture | 1 |  | None | 0 | 0 | 0 | 269 | 0.045 | -2.87 | [6 empty] | DEER:Indoor_Non-CFL_Ltg | Annual
Any | SWLG011W | Nrs | Ex | CZ01 | cWtd | SWLG011-01 | ExAnte2020 | IOU workpaper | 2019-06-26 | Fixture | 1 |  | None | 0 | 0 | 0 | 275 | 0.0552 | -5.47 | [6 empty] | DEER:Indoor_Non-CFL_Ltg | Annual
Any | SWLG011W | Nrs | Ex | CZ02 | cWtd | SWLG011-01 | ExAnte2020 | IOU workpaper | 2019-06-26 | Fixture | 1 |  | None | 0 | 0 | 0 | 295 | 0.0603 | -3.71 | [6 empty] | DEER:Indoor_Non-CFL_Ltg | Annual
Any | SWLG011W | Nrs | Ex | CZ03 | cWtd | SWLG011-01 | ExAnte2020 | IOU workpaper | 2019-06-26 | Fixture | 1 |  | None | 0 | 0 | 0 | 292 | 0.0593 | -3.54 | [6 empty] | DEER:Indoor_Non-CFL_Ltg | Annual
Any | SWLG011W | Nrs | Ex | CZ04 | cWtd | SWLG011-01 | ExAnte2020 | IOU workpaper | 2019-06-26 | Fixture | 1 |  | None | 0 | 0 | 0 | 300 | 0.0603 | -2.92 | [6 empty] | DEER:Indoor_Non-CFL_Ltg | Annual
Any | SWLG011W | Nrs | Ex | CZ05 | cWtd | SWLG011-01 | ExAnte2020 | IOU workpaper | 2019-06-26 | Fixture | 1 |  | None | 0 | 0 | 0 | 292 | 0.0572 | -3.66 | [6 empty] | DEER:Indoor_Non-CFL_Ltg | Annual
Any | SWLG011W | Nrs | Ex | CZ06 | cWtd | SWLG011-01 | ExAnte2020 | IOU workpaper | 2019-06-26 | Fixture | 1 |  | None | 0 | 0 | 0 | 315 | 0.0633 | -1.92 | [6 empty] | DEER:Indoor_Non-CFL_Ltg | Annual
Any | SWLG011W | Nrs | Ex | CZ07 | cWtd | SWLG011-01 | ExAnte2020 | IOU workpaper | 2019-06-26 | Fixture | 1 |  | None | 0 | 0 | 0 | 315 | 0.0638 | -1.64 | [6 empty] | DEER:Indoor_Non-CFL_Ltg | Annual
Any | SWLG011W | Nrs | Ex | CZ08 | cWtd | SWLG011-01 | ExAnte2020 | IOU workpaper | 2019-06-26 | Fixture | 1 |  | None | 0 | 0 | 0 | 317 | 0.0643 | -1.75 | [6 empty] | DEER:Indoor_Non-CFL_Ltg | Annual
Any | SWLG011W | Nrs | Ex | CZ09 | cWtd | SWLG011-01 | ExAnte2020 | IOU workpaper | 2019-06-26 | Fixture | 1 |  | None | 0 | 0 | 0 | 317 | 0.0648 | -1.89 | [6 empty] | DEER:Indoor_Non-CFL_Ltg | Annual
Any | SWLG011W | Nrs | Ex | CZ10 | cWtd | SWLG011-01 | ExAnte2020 | IOU workpaper | 2019-06-26 | Fixture | 1 |  | None | 0 | 0 | 0 | 320 | 0.0683 | -2.02 | [6 empty] | DEER:Indoor_Non-CFL_Ltg | Annual
Any | SWLG011W | Nrs | Ex | CZ11 | cWtd | SWLG011-01 | ExAnte2020 | IOU workpaper | 2019-06-26 | Fixture | 1 |  | None | 0 | 0 | 0 | 303 | 0.0618 | -3.03 | [6 empty] | DEER:Indoor_Non-CFL_Ltg | Annual
Any | SWLG011W | Nrs | Ex | CZ12 | cWtd | SWLG011-01 | ExAnte2020 | IOU workpaper | 2019-06-26 | Fixture | 1 |  | None | 0 | 0 | 0 | 300 | 0.0613 | -3.17 | [6 empty] | DEER:Indoor_Non-CFL_Ltg | Annual
Any | SWLG011W | Nrs | Ex | CZ13 | cWtd | SWLG011-01 | ExAnte2020 | IOU workpaper | 2019-06-26 | Fixture | 1 |  | None | 0 | 0 | 0 | 306 | 0.0613 | -2.86 | [6 empty] | DEER:Indoor_Non-CFL_Ltg | Annual
Any | SWLG011W | Nrs | Ex | CZ14 | cWtd | SWLG011-01 | ExAnte2020 | IOU workpaper | 2019-06-26 | Fixture | 1 |  | None | 0 | 0 | 0 | 312 | 0.0638 | -2.68 | [6 empty] | DEER:Indoor_Non-CFL_Ltg | Annual
Any | SWLG011W | Nrs | Ex | CZ15 | cWtd | SWLG011-01 | ExAnte2020 | IOU workpaper | 2019-06-26 | Fixture | 1 |  | None | 0 | 0 | 0 | 337 | 0.0663 | -0.969 | [6 empty] | DEER:Indoor_Non-CFL_Ltg | Annual
Any | SWLG011W | Nrs | Ex | CZ16 | cWtd | SWLG011-01 | ExAnte2020 | IOU workpaper | 2019-06-26 | Fixture | 1 |  | None | 0 | 0 | 0 | 286 | 0.0603 | -4.54 | [6 empty] | DEER:Indoor_Non-CFL_Ltg | Annual
Any | SWLG011W | OfL | Ex | CZ01 | cWtd | SWLG011-01 | ExAnte2020 | IOU workpaper | 2019-06-26 | Fixture | 1 |  | None | 0 | 0 | 0 | 199 | 0.0294 | -0.958 | [6 empty] | DEER:Indoor_Non-CFL_Ltg | Annual
Any | SWLG011W | OfL | Ex | CZ02 | cWtd | SWLG011-01 | ExAnte2020 | IOU workpaper | 2019-06-26 | Fixture | 1 |  | None | 0 | 0 | 0 | 208 | 0.0307 | -0.549 | [6 empty] | DEER:Indoor_Non-CFL_Ltg | Annual
Any | SWLG011W | OfL | Ex | CZ03 | cWtd | SWLG011-01 | ExAnte2020 | IOU workpaper | 2019-06-26 | Fixture | 1 |  | None | 0 | 0 | 0 | 206 | 0.0302 | -0.482 | [6 empty] | DEER:Indoor_Non-CFL_Ltg | Annual
Any | SWLG011W | OfL | Ex | CZ04 | cWtd | SWLG011-01 | ExAnte2020 | IOU workpaper | 2019-06-26 | Fixture | 1 |  | None | 0 | 0 | 0 | 208 | 0.0315 | -0.484 | [6 empty] | DEER:Indoor_Non-CFL_Ltg | Annual
Any | SWLG011W | OfL | Ex | CZ05 | cWtd | SWLG011-01 | ExAnte2020 | IOU workpaper | 2019-06-26 | Fixture | 1 |  | None | 0 | 0 | 0 | 208 | 0.0297 | -0.407 | [6 empty] | DEER:Indoor_Non-CFL_Ltg | Annual
Any | SWLG011W | OfL | Ex | CZ06 | cWtd | SWLG011-01 | ExAnte2020 | IOU workpaper | 2019-06-26 | Fixture | 1 |  | None | 0 | 0 | 0 | 221 | 0.031 | -0.139 | [6 empty] | DEER:Indoor_Non-CFL_Ltg | Annual
Any | SWLG011W | OfL | Ex | CZ07 | cWtd | SWLG011-01 | ExAnte2020 | IOU workpaper | 2019-06-26 | Fixture | 1 |  | None | 0 | 0 | 0 | 219 | 0.0305 | -0.0104 | [6 empty] | DEER:Indoor_Non-CFL_Ltg | Annual
Any | SWLG011W | OfL | Ex | CZ08 | cWtd | SWLG011-01 | ExAnte2020 | IOU workpaper | 2019-06-26 | Fixture | 1 |  | None | 0 | 0 | 0 | 221 | 0.0307 | -0.104 | [6 empty] | DEER:Indoor_Non-CFL_Ltg | Annual
Any | SWLG011W | OfL | Ex | CZ09 | cWtd | SWLG011-01 | ExAnte2020 | IOU workpaper | 2019-06-26 | Fixture | 1 |  | None | 0 | 0 | 0 | 219 | 0.0325 | -0.202 | [6 empty] | DEER:Indoor_Non-CFL_Ltg | Annual
Any | SWLG011W | OfL | Ex | CZ10 | cWtd | SWLG011-01 | ExAnte2020 | IOU workpaper | 2019-06-26 | Fixture | 1 |  | None | 0 | 0 | 0 | 223 | 0.0327 | -0.117 | [6 empty] | DEER:Indoor_Non-CFL_Ltg | Annual
Any | SWLG011W | OfL | Ex | CZ11 | cWtd | SWLG011-01 | ExAnte2020 | IOU workpaper | 2019-06-26 | Fixture | 1 |  | None | 0 | 0 | 0 | 210 | 0.032 | -0.6 | [6 empty] | DEER:Indoor_Non-CFL_Ltg | Annual
Any | SWLG011W | OfL | Ex | CZ12 | cWtd | SWLG011-01 | ExAnte2020 | IOU workpaper | 2019-06-26 | Fixture | 1 |  | None | 0 | 0 | 0 | 210 | 0.034 | -0.559 | [6 empty] | DEER:Indoor_Non-CFL_Ltg | Annual
Any | SWLG011W | OfL | Ex | CZ13 | cWtd | SWLG011-01 | ExAnte2020 | IOU workpaper | 2019-06-26 | Fixture | 1 |  | None | 0 | 0 | 0 | 212 | 0.0335 | -0.521 | [6 empty] | DEER:Indoor_Non-CFL_Ltg | Annual
Any | SWLG011W | OfL | Ex | CZ14 | cWtd | SWLG011-01 | ExAnte2020 | IOU workpaper | 2019-06-26 | Fixture | 1 |  | None | 0 | 0 | 0 | 217 | 0.032 | -0.512 | [6 empty] | DEER:Indoor_Non-CFL_Ltg | Annual
Any | SWLG011W | OfL | Ex | CZ15 | cWtd | SWLG011-01 | ExAnte2020 | IOU workpaper | 2019-06-26 | Fixture | 1 |  | None | 0 | 0 | 0 | 227 | 0.0347 | -0.0294 | [6 empty] | DEER:Indoor_Non-CFL_Ltg | Annual
Any | SWLG011W | OfL | Ex | CZ16 | cWtd | SWLG011-01 | ExAnte2020 | IOU workpaper | 2019-06-26 | Fixture | 1 |  | None | 0 | 0 | 0 | 204 | 0.031 | -1.53 | [6 empty] | DEER:Indoor_Non-CFL_Ltg | Annual
Any | SWLG011W | OfS | Ex | CZ01 | cWtd | SWLG011-01 | ExAnte2020 | IOU workpaper | 2019-06-26 | Fixture | 1 |  | None | 0 | 0 | 0 | 146 | 0.0246 | -1.2 | [6 empty] | DEER:Indoor_Non-CFL_Ltg | Annual
Any | SWLG011W | OfS | Ex | CZ02 | cWtd | SWLG011-01 | ExAnte2020 | IOU workpaper | 2019-06-26 | Fixture | 1 |  | None | 0 | 0 | 0 | 159 | 0.0268 | -0.741 | [6 empty] | DEER:Indoor_Non-CFL_Ltg | Annual
Any | SWLG011W | OfS | Ex | CZ03 | cWtd | SWLG011-01 | ExAnte2020 | IOU workpaper | 2019-06-26 | Fixture | 1 |  | None | 0 | 0 | 0 | 156 | 0.0257 | -0.702 | [6 empty] | DEER:Indoor_Non-CFL_Ltg | Annual
Any | SWLG011W | OfS | Ex | CZ04 | cWtd | SWLG011-01 | ExAnte2020 | IOU workpaper | 2019-06-26 | Fixture | 1 |  | None | 0 | 0 | 0 | 160 | 0.0259 | -0.61 | [6 empty] | DEER:Indoor_Non-CFL_Ltg | Annual
Any | SWLG011W | OfS | Ex | CZ05 | cWtd | SWLG011-01 | ExAnte2020 | IOU workpaper | 2019-06-26 | Fixture | 1 |  | None | 0 | 0 | 0 | 157 | 0.025 | -0.608 | [6 empty] | DEER:Indoor_Non-CFL_Ltg | Annual
Any | SWLG011W | OfS | Ex | CZ06 | cWtd | SWLG011-01 | ExAnte2020 | IOU workpaper | 2019-06-26 | Fixture | 1 |  | None | 0 | 0 | 0 | 169 | 0.0266 | -0.265 | [6 empty] | DEER:Indoor_Non-CFL_Ltg | Annual
Any | SWLG011W | OfS | Ex | CZ07 | cWtd | SWLG011-01 | ExAnte2020 | IOU workpaper | 2019-06-26 | Fixture | 1 |  | None | 0 | 0 | 0 | 168 | 0.0257 | -0.156 | [6 empty] | DEER:Indoor_Non-CFL_Ltg | Annual
Any | SWLG011W | OfS | Ex | CZ08 | cWtd | SWLG011-01 | ExAnte2020 | IOU workpaper | 2019-06-26 | Fixture | 1 |  | None | 0 | 0 | 0 | 171 | 0.0266 | -0.268 | [6 empty] | DEER:Indoor_Non-CFL_Ltg | Annual
Any | SWLG011W | OfS | Ex | CZ09 | cWtd | SWLG011-01 | ExAnte2020 | IOU workpaper | 2019-06-26 | Fixture | 1 |  | None | 0 | 0 | 0 | 169 | 0.0275 | -0.331 | [6 empty] | DEER:Indoor_Non-CFL_Ltg | Annual
Any | SWLG011W | OfS | Ex | CZ10 | cWtd | SWLG011-01 | ExAnte2020 | IOU workpaper | 2019-06-26 | Fixture | 1 |  | None | 0 | 0 | 0 | 169 | 0.0275 | -0.265 | [6 empty] | DEER:Indoor_Non-CFL_Ltg | Annual
Any | SWLG011W | OfS | Ex | CZ11 | cWtd | SWLG011-01 | ExAnte2020 | IOU workpaper | 2019-06-26 | Fixture | 1 |  | None | 0 | 0 | 0 | 160 | 0.0286 | -0.699 | [6 empty] | DEER:Indoor_Non-CFL_Ltg | Annual
Any | SWLG011W | OfS | Ex | CZ12 | cWtd | SWLG011-01 | ExAnte2020 | IOU workpaper | 2019-06-26 | Fixture | 1 |  | None | 0 | 0 | 0 | 160 | 0.0275 | -0.708 | [6 empty] | DEER:Indoor_Non-CFL_Ltg | Annual
Any | SWLG011W | OfS | Ex | CZ13 | cWtd | SWLG011-01 | ExAnte2020 | IOU workpaper | 2019-06-26 | Fixture | 1 |  | None | 0 | 0 | 0 | 162 | 0.0272 | -0.65 | [6 empty] | DEER:Indoor_Non-CFL_Ltg | Annual
Any | SWLG011W | OfS | Ex | CZ14 | cWtd | SWLG011-01 | ExAnte2020 | IOU workpaper | 2019-06-26 | Fixture | 1 |  | None | 0 | 0 | 0 | 165 | 0.0277 | -0.531 | [6 empty] | DEER:Indoor_Non-CFL_Ltg | Annual
Any | SWLG011W | OfS | Ex | CZ15 | cWtd | SWLG011-01 | ExAnte2020 | IOU workpaper | 2019-06-26 | Fixture | 1 |  | None | 0 | 0 | 0 | 179 | 0.0288 | -0.101 | [6 empty] | DEER:Indoor_Non-CFL_Ltg | Annual
Any | SWLG011W | OfS | Ex | CZ16 | cWtd | SWLG011-01 | ExAnte2020 | IOU workpaper | 2019-06-26 | Fixture | 1 |  | None | 0 | 0 | 0 | 151 | 0.027 | -1.28 | [6 empty] | DEER:Indoor_Non-CFL_Ltg | Annual
Any | SWLG011W | RFF | Ex | CZ01 | cWtd | SWLG011-01 | ExAnte2020 | IOU workpaper | 2019-06-26 | Fixture | 1 |  | None | 0 | 0 | 0 | 228 | 0.0394 | -4.6 | [6 empty] | DEER:Indoor_Non-CFL_Ltg | Annual
Any | SWLG011W | RFF | Ex | CZ02 | cWtd | SWLG011-01 | ExAnte2020 | IOU workpaper | 2019-06-26 | Fixture | 1 |  | None | 0 | 0 | 0 | 248 | 0.042 | -2.93 | [6 empty] | DEER:Indoor_Non-CFL_Ltg | Annual
Any | SWLG011W | RFF | Ex | CZ03 | cWtd | SWLG011-01 | ExAnte2020 | IOU workpaper | 2019-06-26 | Fixture | 1 |  | None | 0 | 0 | 0 | 243 | 0.0423 | -3.16 | [6 empty] | DEER:Indoor_Non-CFL_Ltg | Annual
Any | SWLG011W | RFF | Ex | CZ04 | cWtd | SWLG011-01 | ExAnte2020 | IOU workpaper | 2019-06-26 | Fixture | 1 |  | None | 0 | 0 | 0 | 250 | 0.0423 | -2.45 | [6 empty] | DEER:Indoor_Non-CFL_Ltg | Annual
Any | SWLG011W | RFF | Ex | CZ05 | cWtd | SWLG011-01 | ExAnte2020 | IOU workpaper | 2019-06-26 | Fixture | 1 |  | None | 0 | 0 | 0 | 243 | 0.0416 | -3.16 | [6 empty] | DEER:Indoor_Non-CFL_Ltg | Annual
Any | SWLG011W | RFF | Ex | CZ06 | cWtd | SWLG011-01 | ExAnte2020 | IOU workpaper | 2019-06-26 | Fixture | 1 |  | None | 0 | 0 | 0 | 268 | 0.0446 | -2.04 | [6 empty] | DEER:Indoor_Non-CFL_Ltg | Annual
Any | SWLG011W | RFF | Ex | CZ07 | cWtd | SWLG011-01 | ExAnte2020 | IOU workpaper | 2019-06-26 | Fixture | 1 |  | None | 0 | 0 | 0 | 271 | 0.0449 | -1.67 | [6 empty] | DEER:Indoor_Non-CFL_Ltg | Annual
Any | SWLG011W | RFF | Ex | CZ08 | cWtd | SWLG011-01 | ExAnte2020 | IOU workpaper | 2019-06-26 | Fixture | 1 |  | None | 0 | 0 | 0 | 271 | 0.0442 | -1.7 | [6 empty] | DEER:Indoor_Non-CFL_Ltg | Annual
Any | SWLG011W | RFF | Ex | CZ09 | cWtd | SWLG011-01 | ExAnte2020 | IOU workpaper | 2019-06-26 | Fixture | 1 |  | None | 0 | 0 | 0 | 268 | 0.0449 | -2.03 | [6 empty] | DEER:Indoor_Non-CFL_Ltg | Annual
Any | SWLG011W | RFF | Ex | CZ10 | cWtd | SWLG011-01 | ExAnte2020 | IOU workpaper | 2019-06-26 | Fixture | 1 |  | None | 0 | 0 | 0 | 268 | 0.0446 | -2.04 | [6 empty] | DEER:Indoor_Non-CFL_Ltg | Annual
Any | SWLG011W | RFF | Ex | CZ11 | cWtd | SWLG011-01 | ExAnte2020 | IOU workpaper | 2019-06-26 | Fixture | 1 |  | None | 0 | 0 | 0 | 253 | 0.0431 | -2.46 | [6 empty] | DEER:Indoor_Non-CFL_Ltg | Annual
Any | SWLG011W | RFF | Ex | CZ12 | cWtd | SWLG011-01 | ExAnte2020 | IOU workpaper | 2019-06-26 | Fixture | 1 |  | None | 0 | 0 | 0 | 250 | 0.0435 | -2.51 | [6 empty] | DEER:Indoor_Non-CFL_Ltg | Annual
Any | SWLG011W | RFF | Ex | CZ13 | cWtd | SWLG011-01 | ExAnte2020 | IOU workpaper | 2019-06-26 | Fixture | 1 |  | None | 0 | 0 | 0 | 255 | 0.0435 | -2.31 | [6 empty] | DEER:Indoor_Non-CFL_Ltg | Annual
Any | SWLG011W | RFF | Ex | CZ14 | cWtd | SWLG011-01 | ExAnte2020 | IOU workpaper | 2019-06-26 | Fixture | 1 |  | None | 0 | 0 | 0 | 263 | 0.0449 | -2.83 | [6 empty] | DEER:Indoor_Non-CFL_Ltg | Annual
Any | SWLG011W | RFF | Ex | CZ15 | cWtd | SWLG011-01 | ExAnte2020 | IOU workpaper | 2019-06-26 | Fixture | 1 |  | None | 0 | 0 | 0 | 283 | 0.0457 | -0.938 | [6 empty] | DEER:Indoor_Non-CFL_Ltg | Annual
Any | SWLG011W | RFF | Ex | CZ16 | cWtd | SWLG011-01 | ExAnte2020 | IOU workpaper | 2019-06-26 | Fixture | 1 |  | None | 0 | 0 | 0 | 250 | 0.0435 | -3.92 | [6 empty] | DEER:Indoor_Non-CFL_Ltg | Annual
Any | SWLG011W | RSD | Ex | CZ01 | cWtd | SWLG011-01 | ExAnte2020 | IOU workpaper | 2019-06-26 | Fixture | 1 |  | None | 0 | 0 | 0 | 261 | 0.0567 | -4.73 | [6 empty] | DEER:Indoor_Non-CFL_Ltg | Annual
Any | SWLG011W | RSD | Ex | CZ02 | cWtd | SWLG011-01 | ExAnte2020 | IOU workpaper | 2019-06-26 | Fixture | 1 |  | None | 0 | 0 | 0 | 286 | 0.0572 | -2.43 | [6 empty] | DEER:Indoor_Non-CFL_Ltg | Annual
Any | SWLG011W | RSD | Ex | CZ03 | cWtd | SWLG011-01 | ExAnte2020 | IOU workpaper | 2019-06-26 | Fixture | 1 |  | None | 0 | 0 | 0 | 286 | 0.0572 | -2.38 | [6 empty] | DEER:Indoor_Non-CFL_Ltg | Annual
Any | SWLG011W | RSD | Ex | CZ04 | cWtd | SWLG011-01 | ExAnte2020 | IOU workpaper | 2019-06-26 | Fixture | 1 |  | None | 0 | 0 | 0 | 292 | 0.0572 | -1.81 | [6 empty] | DEER:Indoor_Non-CFL_Ltg | Annual
Any | SWLG011W | RSD | Ex | CZ05 | cWtd | SWLG011-01 | ExAnte2020 | IOU workpaper | 2019-06-26 | Fixture | 1 |  | None | 0 | 0 | 0 | 286 | 0.0567 | -2.22 | [6 empty] | DEER:Indoor_Non-CFL_Ltg | Annual
Any | SWLG011W | RSD | Ex | CZ06 | cWtd | SWLG011-01 | ExAnte2020 | IOU workpaper | 2019-06-26 | Fixture | 1 |  | None | 0 | 0 | 0 | 315 | 0.0602 | -0.938 | [6 empty] | DEER:Indoor_Non-CFL_Ltg | Annual
Any | SWLG011W | RSD | Ex | CZ07 | cWtd | SWLG011-01 | ExAnte2020 | IOU workpaper | 2019-06-26 | Fixture | 1 |  | None | 0 | 0 | 0 | 320 | 0.0607 | -0.451 | [6 empty] | DEER:Indoor_Non-CFL_Ltg | Annual
Any | SWLG011W | RSD | Ex | CZ08 | cWtd | SWLG011-01 | ExAnte2020 | IOU workpaper | 2019-06-26 | Fixture | 1 |  | None | 0 | 0 | 0 | 315 | 0.0597 | -0.825 | [6 empty] | DEER:Indoor_Non-CFL_Ltg | Annual
Any | SWLG011W | RSD | Ex | CZ09 | cWtd | SWLG011-01 | ExAnte2020 | IOU workpaper | 2019-06-26 | Fixture | 1 |  | None | 0 | 0 | 0 | 309 | 0.0612 | -1.09 | [6 empty] | DEER:Indoor_Non-CFL_Ltg | Annual
Any | SWLG011W | RSD | Ex | CZ10 | cWtd | SWLG011-01 | ExAnte2020 | IOU workpaper | 2019-06-26 | Fixture | 1 |  | None | 0 | 0 | 0 | 309 | 0.0607 | -1.39 | [6 empty] | DEER:Indoor_Non-CFL_Ltg | Annual
Any | SWLG011W | RSD | Ex | CZ11 | cWtd | SWLG011-01 | ExAnte2020 | IOU workpaper | 2019-06-26 | Fixture | 1 |  | None | 0 | 0 | 0 | 289 | 0.0587 | -2.28 | [6 empty] | DEER:Indoor_Non-CFL_Ltg | Annual
Any | SWLG011W | RSD | Ex | CZ12 | cWtd | SWLG011-01 | ExAnte2020 | IOU workpaper | 2019-06-26 | Fixture | 1 |  | None | 0 | 0 | 0 | 289 | 0.0577 | -2.3 | [6 empty] | DEER:Indoor_Non-CFL_Ltg | Annual
Any | SWLG011W | RSD | Ex | CZ13 | cWtd | SWLG011-01 | ExAnte2020 | IOU workpaper | 2019-06-26 | Fixture | 1 |  | None | 0 | 0 | 0 | 292 | 0.0587 | -2.17 | [6 empty] | DEER:Indoor_Non-CFL_Ltg | Annual
Any | SWLG011W | RSD | Ex | CZ14 | cWtd | SWLG011-01 | ExAnte2020 | IOU workpaper | 2019-06-26 | Fixture | 1 |  | None | 0 | 0 | 0 | 303 | 0.0607 | -2.61 | [6 empty] | DEER:Indoor_Non-CFL_Ltg | Annual
Any | SWLG011W | RSD | Ex | CZ15 | cWtd | SWLG011-01 | ExAnte2020 | IOU workpaper | 2019-06-26 | Fixture | 1 |  | None | 0 | 0 | 0 | 323 | 0.0632 | -0.417 | [6 empty] | DEER:Indoor_Non-CFL_Ltg | Annual
Any | SWLG011W | RSD | Ex | CZ16 | cWtd | SWLG011-01 | ExAnte2020 | IOU workpaper | 2019-06-26 | Fixture | 1 |  | None | 0 | 0 | 0 | 286 | 0.0592 | -4.22 | [6 empty] | DEER:Indoor_Non-CFL_Ltg | Annual
Any | SWLG011W | Rt3 | Ex | CZ01 | cWtd | SWLG011-01 | ExAnte2020 | IOU workpaper | 2019-06-26 | Fixture | 1 |  | None | 0 | 0 | 0 | 395 | 0.0734 | -3.71 | [6 empty] | DEER:Indoor_Non-CFL_Ltg | Annual
Any | SWLG011W | Rt3 | Ex | CZ02 | cWtd | SWLG011-01 | ExAnte2020 | IOU workpaper | 2019-06-26 | Fixture | 1 |  | None | 0 | 0 | 0 | 420 | 0.074 | -2.08 | [6 empty] | DEER:Indoor_Non-CFL_Ltg | Annual
Any | SWLG011W | Rt3 | Ex | CZ03 | cWtd | SWLG011-01 | ExAnte2020 | IOU workpaper | 2019-06-26 | Fixture | 1 |  | None | 0 | 0 | 0 | 420 | 0.0734 | -1.65 | [6 empty] | DEER:Indoor_Non-CFL_Ltg | Annual
Any | SWLG011W | Rt3 | Ex | CZ04 | cWtd | SWLG011-01 | ExAnte2020 | IOU workpaper | 2019-06-26 | Fixture | 1 |  | None | 0 | 0 | 0 | 428 | 0.074 | -1.31 | [6 empty] | DEER:Indoor_Non-CFL_Ltg | Annual
Any | SWLG011W | Rt3 | Ex | CZ05 | cWtd | SWLG011-01 | ExAnte2020 | IOU workpaper | 2019-06-26 | Fixture | 1 |  | None | 0 | 0 | 0 | 424 | 0.0721 | -1.28 | [6 empty] | DEER:Indoor_Non-CFL_Ltg | Annual
Any | SWLG011W | Rt3 | Ex | CZ06 | cWtd | SWLG011-01 | ExAnte2020 | IOU workpaper | 2019-06-26 | Fixture | 1 |  | None | 0 | 0 | 0 | 453 | 0.0771 | -0.364 | [6 empty] | DEER:Indoor_Non-CFL_Ltg | Annual
Any | SWLG011W | Rt3 | Ex | CZ07 | cWtd | SWLG011-01 | ExAnte2020 | IOU workpaper | 2019-06-26 | Fixture | 1 |  | None | 0 | 0 | 0 | 457 | 0.0765 | -0.104 | [6 empty] | DEER:Indoor_Non-CFL_Ltg | Annual
Any | SWLG011W | Rt3 | Ex | CZ08 | cWtd | SWLG011-01 | ExAnte2020 | IOU workpaper | 2019-06-26 | Fixture | 1 |  | None | 0 | 0 | 0 | 453 | 0.0765 | -0.295 | [6 empty] | DEER:Indoor_Non-CFL_Ltg | Annual
Any | SWLG011W | Rt3 | Ex | CZ09 | cWtd | SWLG011-01 | ExAnte2020 | IOU workpaper | 2019-06-26 | Fixture | 1 |  | None | 0 | 0 | 0 | 444 | 0.0784 | -0.534 | [6 empty] | DEER:Indoor_Non-CFL_Ltg | Annual
Any | SWLG011W | Rt3 | Ex | CZ10 | cWtd | SWLG011-01 | ExAnte2020 | IOU workpaper | 2019-06-26 | Fixture | 1 |  | None | 0 | 0 | 0 | 448 | 0.0784 | -0.563 | [6 empty] | DEER:Indoor_Non-CFL_Ltg | Annual
Any | SWLG011W | Rt3 | Ex | CZ11 | cWtd | SWLG011-01 | ExAnte2020 | IOU workpaper | 2019-06-26 | Fixture | 1 |  | None | 0 | 0 | 0 | 424 | 0.0765 | -2.05 | [6 empty] | DEER:Indoor_Non-CFL_Ltg | Annual
Any | SWLG011W | Rt3 | Ex | CZ12 | cWtd | SWLG011-01 | ExAnte2020 | IOU workpaper | 2019-06-26 | Fixture | 1 |  | None | 0 | 0 | 0 | 424 | 0.0753 | -2.1 | [6 empty] | DEER:Indoor_Non-CFL_Ltg | Annual
Any | SWLG011W | Rt3 | Ex | CZ13 | cWtd | SWLG011-01 | ExAnte2020 | IOU workpaper | 2019-06-26 | Fixture | 1 |  | None | 0 | 0 | 0 | 428 | 0.0759 | -1.91 | [6 empty] | DEER:Indoor_Non-CFL_Ltg | Annual
Any | SWLG011W | Rt3 | Ex | CZ14 | cWtd | SWLG011-01 | ExAnte2020 | IOU workpaper | 2019-06-26 | Fixture | 1 |  | None | 0 | 0 | 0 | 436 | 0.0784 | -1.88 | [6 empty] | DEER:Indoor_Non-CFL_Ltg | Annual
Any | SWLG011W | Rt3 | Ex | CZ15 | cWtd | SWLG011-01 | ExAnte2020 | IOU workpaper | 2019-06-26 | Fixture | 1 |  | None | 0 | 0 | 0 | 465 | 0.0809 | -0.1 | [6 empty] | DEER:Indoor_Non-CFL_Ltg | Annual
Any | SWLG011W | Rt3 | Ex | CZ16 | cWtd | SWLG011-01 | ExAnte2020 | IOU workpaper | 2019-06-26 | Fixture | 1 |  | None | 0 | 0 | 0 | 404 | 0.0753 | -4.36 | [6 empty] | DEER:Indoor_Non-CFL_Ltg | Annual
Any | SWLG011W | RtL | Ex | CZ01 | cWtd | SWLG011-01 | ExAnte2020 | IOU workpaper | 2019-06-26 | Fixture | 1 |  | None | 0 | 0 | 0 | 302 | 0.0469 | -2.55 | [6 empty] | DEER:Indoor_Non-CFL_Ltg | Annual
Any | SWLG011W | RtL | Ex | CZ02 | cWtd | SWLG011-01 | ExAnte2020 | IOU workpaper | 2019-06-26 | Fixture | 1 |  | None | 0 | 0 | 0 | 317 | 0.0473 | -1.51 | [6 empty] | DEER:Indoor_Non-CFL_Ltg | Annual
Any | SWLG011W | RtL | Ex | CZ03 | cWtd | SWLG011-01 | ExAnte2020 | IOU workpaper | 2019-06-26 | Fixture | 1 |  | None | 0 | 0 | 0 | 320 | 0.0465 | -1.2 | [6 empty] | DEER:Indoor_Non-CFL_Ltg | Annual
Any | SWLG011W | RtL | Ex | CZ04 | cWtd | SWLG011-01 | ExAnte2020 | IOU workpaper | 2019-06-26 | Fixture | 1 |  | None | 0 | 0 | 0 | 323 | 0.0469 | -0.994 | [6 empty] | DEER:Indoor_Non-CFL_Ltg | Annual
Any | SWLG011W | RtL | Ex | CZ05 | cWtd | SWLG011-01 | ExAnte2020 | IOU workpaper | 2019-06-26 | Fixture | 1 |  | None | 0 | 0 | 0 | 320 | 0.0457 | -1.2 | [6 empty] | DEER:Indoor_Non-CFL_Ltg | Annual
Any | SWLG011W | RtL | Ex | CZ06 | cWtd | SWLG011-01 | ExAnte2020 | IOU workpaper | 2019-06-26 | Fixture | 1 |  | None | 0 | 0 | 0 | 342 | 0.0488 | -0.512 | [6 empty] | DEER:Indoor_Non-CFL_Ltg | Annual
Any | SWLG011W | RtL | Ex | CZ07 | cWtd | SWLG011-01 | ExAnte2020 | IOU workpaper | 2019-06-26 | Fixture | 1 |  | None | 0 | 0 | 0 | 345 | 0.0488 | -0.375 | [6 empty] | DEER:Indoor_Non-CFL_Ltg | Annual
Any | SWLG011W | RtL | Ex | CZ08 | cWtd | SWLG011-01 | ExAnte2020 | IOU workpaper | 2019-06-26 | Fixture | 1 |  | None | 0 | 0 | 0 | 342 | 0.0488 | -0.439 | [6 empty] | DEER:Indoor_Non-CFL_Ltg | Annual
Any | SWLG011W | RtL | Ex | CZ09 | cWtd | SWLG011-01 | ExAnte2020 | IOU workpaper | 2019-06-26 | Fixture | 1 |  | None | 0 | 0 | 0 | 336 | 0.05 | -0.607 | [6 empty] | DEER:Indoor_Non-CFL_Ltg | Annual
Any | SWLG011W | RtL | Ex | CZ10 | cWtd | SWLG011-01 | ExAnte2020 | IOU workpaper | 2019-06-26 | Fixture | 1 |  | None | 0 | 0 | 0 | 336 | 0.05 | -0.595 | [6 empty] | DEER:Indoor_Non-CFL_Ltg | Annual
Any | SWLG011W | RtL | Ex | CZ11 | cWtd | SWLG011-01 | ExAnte2020 | IOU workpaper | 2019-06-26 | Fixture | 1 |  | None | 0 | 0 | 0 | 320 | 0.0484 | -1.52 | [6 empty] | DEER:Indoor_Non-CFL_Ltg | Annual
Any | SWLG011W | RtL | Ex | CZ12 | cWtd | SWLG011-01 | ExAnte2020 | IOU workpaper | 2019-06-26 | Fixture | 1 |  | None | 0 | 0 | 0 | 317 | 0.048 | -1.47 | [6 empty] | DEER:Indoor_Non-CFL_Ltg | Annual
Any | SWLG011W | RtL | Ex | CZ13 | cWtd | SWLG011-01 | ExAnte2020 | IOU workpaper | 2019-06-26 | Fixture | 1 |  | None | 0 | 0 | 0 | 320 | 0.048 | -1.41 | [6 empty] | DEER:Indoor_Non-CFL_Ltg | Annual
Any | SWLG011W | RtL | Ex | CZ14 | cWtd | SWLG011-01 | ExAnte2020 | IOU workpaper | 2019-06-26 | Fixture | 1 |  | None | 0 | 0 | 0 | 326 | 0.0504 | -1.48 | [6 empty] | DEER:Indoor_Non-CFL_Ltg | Annual
Any | SWLG011W | RtL | Ex | CZ15 | cWtd | SWLG011-01 | ExAnte2020 | IOU workpaper | 2019-06-26 | Fixture | 1 |  | None | 0 | 0 | 0 | 351 | 0.0516 | -0.222 | [6 empty] | DEER:Indoor_Non-CFL_Ltg | Annual
Any | SWLG011W | RtL | Ex | CZ16 | cWtd | SWLG011-01 | ExAnte2020 | IOU workpaper | 2019-06-26 | Fixture | 1 |  | None | 0 | 0 | 0 | 305 | 0.048 | -3.23 | [6 empty] | DEER:Indoor_Non-CFL_Ltg | Annual
Any | SWLG011W | RtS | Ex | CZ01 | cWtd | SWLG011-01 | ExAnte2020 | IOU workpaper | 2019-06-26 | Fixture | 1 |  | None | 0 | 0 | 0 | 174 | 0.0319 | -2.8 | [6 empty] | DEER:Indoor_Non-CFL_Ltg | Annual
Any | SWLG011W | RtS | Ex | CZ02 | cWtd | SWLG011-01 | ExAnte2020 | IOU workpaper | 2019-06-26 | Fixture | 1 |  | None | 0 | 0 | 0 | 189 | 0.0332 | -1.55 | [6 empty] | DEER:Indoor_Non-CFL_Ltg | Annual
Any | SWLG011W | RtS | Ex | CZ03 | cWtd | SWLG011-01 | ExAnte2020 | IOU workpaper | 2019-06-26 | Fixture | 1 |  | None | 0 | 0 | 0 | 187 | 0.0331 | -1.66 | [6 empty] | DEER:Indoor_Non-CFL_Ltg | Annual
Any | SWLG011W | RtS | Ex | CZ04 | cWtd | SWLG011-01 | ExAnte2020 | IOU workpaper | 2019-06-26 | Fixture | 1 |  | None | 0 | 0 | 0 | 190 | 0.0332 | -1.3 | [6 empty] | DEER:Indoor_Non-CFL_Ltg | Annual
Any | SWLG011W | RtS | Ex | CZ05 | cWtd | SWLG011-01 | ExAnte2020 | IOU workpaper | 2019-06-26 | Fixture | 1 |  | None | 0 | 0 | 0 | 189 | 0.0326 | -1.5 | [6 empty] | DEER:Indoor_Non-CFL_Ltg | Annual
Any | SWLG011W | RtS | Ex | CZ06 | cWtd | SWLG011-01 | ExAnte2020 | IOU workpaper | 2019-06-26 | Fixture | 1 |  | None | 0 | 0 | 0 | 201 | 0.0342 | -0.75 | [6 empty] | DEER:Indoor_Non-CFL_Ltg | Annual
Any | SWLG011W | RtS | Ex | CZ07 | cWtd | SWLG011-01 | ExAnte2020 | IOU workpaper | 2019-06-26 | Fixture | 1 |  | None | 0 | 0 | 0 | 205 | 0.0342 | -0.556 | [6 empty] | DEER:Indoor_Non-CFL_Ltg | Annual
Any | SWLG011W | RtS | Ex | CZ08 | cWtd | SWLG011-01 | ExAnte2020 | IOU workpaper | 2019-06-26 | Fixture | 1 |  | None | 0 | 0 | 0 | 203 | 0.0339 | -0.635 | [6 empty] | DEER:Indoor_Non-CFL_Ltg | Annual
Any | SWLG011W | RtS | Ex | CZ09 | cWtd | SWLG011-01 | ExAnte2020 | IOU workpaper | 2019-06-26 | Fixture | 1 |  | None | 0 | 0 | 0 | 201 | 0.0348 | -0.829 | [6 empty] | DEER:Indoor_Non-CFL_Ltg | Annual
Any | SWLG011W | RtS | Ex | CZ10 | cWtd | SWLG011-01 | ExAnte2020 | IOU workpaper | 2019-06-26 | Fixture | 1 |  | None | 0 | 0 | 0 | 203 | 0.0349 | -0.792 | [6 empty] | DEER:Indoor_Non-CFL_Ltg | Annual
Any | SWLG011W | RtS | Ex | CZ11 | cWtd | SWLG011-01 | ExAnte2020 | IOU workpaper | 2019-06-26 | Fixture | 1 |  | None | 0 | 0 | 0 | 190 | 0.0337 | -1.46 | [6 empty] | DEER:Indoor_Non-CFL_Ltg | Annual
Any | SWLG011W | RtS | Ex | CZ12 | cWtd | SWLG011-01 | ExAnte2020 | IOU workpaper | 2019-06-26 | Fixture | 1 |  | None | 0 | 0 | 0 | 190 | 0.0337 | -1.47 | [6 empty] | DEER:Indoor_Non-CFL_Ltg | Annual
Any | SWLG011W | RtS | Ex | CZ13 | cWtd | SWLG011-01 | ExAnte2020 | IOU workpaper | 2019-06-26 | Fixture | 1 |  | None | 0 | 0 | 0 | 190 | 0.0336 | -1.39 | [6 empty] | DEER:Indoor_Non-CFL_Ltg | Annual
Any | SWLG011W | RtS | Ex | CZ14 | cWtd | SWLG011-01 | ExAnte2020 | IOU workpaper | 2019-06-26 | Fixture | 1 |  | None | 0 | 0 | 0 | 196 | 0.0351 | -1.33 | [6 empty] | DEER:Indoor_Non-CFL_Ltg | Annual
Any | SWLG011W | RtS | Ex | CZ15 | cWtd | SWLG011-01 | ExAnte2020 | IOU workpaper | 2019-06-26 | Fixture | 1 |  | None | 0 | 0 | 0 | 212 | 0.0354 | -0.306 | [6 empty] | DEER:Indoor_Non-CFL_Ltg | Annual
Any | SWLG011W | RtS | Ex | CZ16 | cWtd | SWLG011-01 | ExAnte2020 | IOU workpaper | 2019-06-26 | Fixture | 1 |  | None | 0 | 0 | 0 | 181 | 0.0339 | -2.2 | [6 empty] | DEER:Indoor_Non-CFL_Ltg | Annual
Any | SWLG011W | SCn | Ex | CZ01 | cWtd | SWLG011-01 | ExAnte2020 | IOU workpaper | 2019-06-26 | Fixture | 1 |  | None | 0 | 0 | 0 | 131 | 0.0158 | -3.12 | [6 empty] | DEER:Indoor_Non-CFL_Ltg | Annual
Any | SWLG011W | SCn | Ex | CZ02 | cWtd | SWLG011-01 | ExAnte2020 | IOU workpaper | 2019-06-26 | Fixture | 1 |  | None | 0 | 0 | 0 | 153 | 0.0199 | -2.04 | [6 empty] | DEER:Indoor_Non-CFL_Ltg | Annual
Any | SWLG011W | SCn | Ex | CZ03 | cWtd | SWLG011-01 | ExAnte2020 | IOU workpaper | 2019-06-26 | Fixture | 1 |  | None | 0 | 0 | 0 | 142 | 0.0199 | -2.56 | [6 empty] | DEER:Indoor_Non-CFL_Ltg | Annual
Any | SWLG011W | SCn | Ex | CZ04 | cWtd | SWLG011-01 | ExAnte2020 | IOU workpaper | 2019-06-26 | Fixture | 1 |  | None | 0 | 0 | 0 | 158 | 0.0201 | -2.09 | [6 empty] | DEER:Indoor_Non-CFL_Ltg | Annual
Any | SWLG011W | SCn | Ex | CZ05 | cWtd | SWLG011-01 | ExAnte2020 | IOU workpaper | 2019-06-26 | Fixture | 1 |  | None | 0 | 0 | 0 | 151 | 0.0178 | -2.87 | [6 empty] | DEER:Indoor_Non-CFL_Ltg | Annual
Any | SWLG011W | SCn | Ex | CZ06 | cWtd | SWLG011-01 | ExAnte2020 | IOU workpaper | 2019-06-26 | Fixture | 1 |  | None | 0 | 0 | 0 | 165 | 0.0209 | -1.5 | [6 empty] | DEER:Indoor_Non-CFL_Ltg | Annual
Any | SWLG011W | SCn | Ex | CZ07 | cWtd | SWLG011-01 | ExAnte2020 | IOU workpaper | 2019-06-26 | Fixture | 1 |  | None | 0 | 0 | 0 | 166 | 0.0213 | -1.43 | [6 empty] | DEER:Indoor_Non-CFL_Ltg | Annual
Any | SWLG011W | SCn | Ex | CZ08 | cWtd | SWLG011-01 | ExAnte2020 | IOU workpaper | 2019-06-26 | Fixture | 1 |  | None | 0 | 0 | 0 | 173 | 0.0201 | -1.28 | [6 empty] | DEER:Indoor_Non-CFL_Ltg | Annual
Any | SWLG011W | SCn | Ex | CZ09 | cWtd | SWLG011-01 | ExAnte2020 | IOU workpaper | 2019-06-26 | Fixture | 1 |  | None | 0 | 0 | 0 | 170 | 0.0205 | -1.54 | [6 empty] | DEER:Indoor_Non-CFL_Ltg | Annual
Any | SWLG011W | SCn | Ex | CZ10 | cWtd | SWLG011-01 | ExAnte2020 | IOU workpaper | 2019-06-26 | Fixture | 1 |  | None | 0 | 0 | 0 | 166 | 0.0204 | -1.71 | [6 empty] | DEER:Indoor_Non-CFL_Ltg | Annual
Any | SWLG011W | SCn | Ex | CZ11 | cWtd | SWLG011-01 | ExAnte2020 | IOU workpaper | 2019-06-26 | Fixture | 1 |  | None | 0 | 0 | 0 | 159 | 0.0194 | -1.87 | [6 empty] | DEER:Indoor_Non-CFL_Ltg | Annual
Any | SWLG011W | SCn | Ex | CZ12 | cWtd | SWLG011-01 | ExAnte2020 | IOU workpaper | 2019-06-26 | Fixture | 1 |  | None | 0 | 0 | 0 | 161 | 0.0196 | -1.85 | [6 empty] | DEER:Indoor_Non-CFL_Ltg | Annual
Any | SWLG011W | SCn | Ex | CZ13 | cWtd | SWLG011-01 | ExAnte2020 | IOU workpaper | 2019-06-26 | Fixture | 1 |  | None | 0 | 0 | 0 | 165 | 0.0193 | -1.61 | [6 empty] | DEER:Indoor_Non-CFL_Ltg | Annual
Any | SWLG011W | SCn | Ex | CZ14 | cWtd | SWLG011-01 | ExAnte2020 | IOU workpaper | 2019-06-26 | Fixture | 1 |  | None | 0 | 0 | 0 | 168 | 0.0204 | -1.81 | [6 empty] | DEER:Indoor_Non-CFL_Ltg | Annual
Any | SWLG011W | SCn | Ex | CZ15 | cWtd | SWLG011-01 | ExAnte2020 | IOU workpaper | 2019-06-26 | Fixture | 1 |  | None | 0 | 0 | 0 | 181 | 0.0213 | -0.911 | [6 empty] | DEER:Indoor_Non-CFL_Ltg | Annual
Any | SWLG011W | SCn | Ex | CZ16 | cWtd | SWLG011-01 | ExAnte2020 | IOU workpaper | 2019-06-26 | Fixture | 1 |  | None | 0 | 0 | 0 | 156 | 0.021 | -2.41 | [6 empty] | DEER:Indoor_Non-CFL_Ltg | Annual
Any | SWLG011W | SUn | Ex | CZ01 | cWtd | SWLG011-01 | ExAnte2020 | IOU workpaper | 2019-06-26 | Fixture | 1 |  | None | 0 | 0 | 0 | 160 | 0.0226 | 0 | [6 empty] | DEER:Indoor_Non-CFL_Ltg | Annual
Any | SWLG011W | SUn | Ex | CZ02 | cWtd | SWLG011-01 | ExAnte2020 | IOU workpaper | 2019-06-26 | Fixture | 1 |  | None | 0 | 0 | 0 | 160 | 0.0226 | 0 | [6 empty] | DEER:Indoor_Non-CFL_Ltg | Annual
Any | SWLG011W | SUn | Ex | CZ03 | cWtd | SWLG011-01 | ExAnte2020 | IOU workpaper | 2019-06-26 | Fixture | 1 |  | None | 0 | 0 | 0 | 160 | 0.0226 | 0 | [6 empty] | DEER:Indoor_Non-CFL_Ltg | Annual
Any | SWLG011W | SUn | Ex | CZ04 | cWtd | SWLG011-01 | ExAnte2020 | IOU workpaper | 2019-06-26 | Fixture | 1 |  | None | 0 | 0 | 0 | 160 | 0.0226 | 0 | [6 empty] | DEER:Indoor_Non-CFL_Ltg | Annual
Any | SWLG011W | SUn | Ex | CZ05 | cWtd | SWLG011-01 | ExAnte2020 | IOU workpaper | 2019-06-26 | Fixture | 1 |  | None | 0 | 0 | 0 | 160 | 0.0226 | 0 | [6 empty] | DEER:Indoor_Non-CFL_Ltg | Annual
Any | SWLG011W | SUn | Ex | CZ06 | cWtd | SWLG011-01 | ExAnte2020 | IOU workpaper | 2019-06-26 | Fixture | 1 |  | None | 0 | 0 | 0 | 160 | 0.0226 | 0 | [6 empty] | DEER:Indoor_Non-CFL_Ltg | Annual
Any | SWLG011W | SUn | Ex | CZ07 | cWtd | SWLG011-01 | ExAnte2020 | IOU workpaper | 2019-06-26 | Fixture | 1 |  | None | 0 | 0 | 0 | 160 | 0.0226 | 0 | [6 empty] | DEER:Indoor_Non-CFL_Ltg | Annual
Any | SWLG011W | SUn | Ex | CZ08 | cWtd | SWLG011-01 | ExAnte2020 | IOU workpaper | 2019-06-26 | Fixture | 1 |  | None | 0 | 0 | 0 | 160 | 0.0226 | 0 | [6 empty] | DEER:Indoor_Non-CFL_Ltg | Annual
Any | SWLG011W | SUn | Ex | CZ09 | cWtd | SWLG011-01 | ExAnte2020 | IOU workpaper | 2019-06-26 | Fixture | 1 |  | None | 0 | 0 | 0 | 160 | 0.0226 | 0 | [6 empty] | DEER:Indoor_Non-CFL_Ltg | Annual
Any | SWLG011W | SUn | Ex | CZ10 | cWtd | SWLG011-01 | ExAnte2020 | IOU workpaper | 2019-06-26 | Fixture | 1 |  | None | 0 | 0 | 0 | 160 | 0.0226 | 0 | [6 empty] | DEER:Indoor_Non-CFL_Ltg | Annual
Any | SWLG011W | SUn | Ex | CZ11 | cWtd | SWLG011-01 | ExAnte2020 | IOU workpaper | 2019-06-26 | Fixture | 1 |  | None | 0 | 0 | 0 | 160 | 0.0226 | 0 | [6 empty] | DEER:Indoor_Non-CFL_Ltg | Annual
Any | SWLG011W | SUn | Ex | CZ12 | cWtd | SWLG011-01 | ExAnte2020 | IOU workpaper | 2019-06-26 | Fixture | 1 |  | None | 0 | 0 | 0 | 160 | 0.0226 | 0 | [6 empty] | DEER:Indoor_Non-CFL_Ltg | Annual
Any | SWLG011W | SUn | Ex | CZ13 | cWtd | SWLG011-01 | ExAnte2020 | IOU workpaper | 2019-06-26 | Fixture | 1 |  | None | 0 | 0 | 0 | 160 | 0.0226 | 0 | [6 empty] | DEER:Indoor_Non-CFL_Ltg | Annual
Any | SWLG011W | SUn | Ex | CZ14 | cWtd | SWLG011-01 | ExAnte2020 | IOU workpaper | 2019-06-26 | Fixture | 1 |  | None | 0 | 0 | 0 | 160 | 0.0226 | 0 | [6 empty] | DEER:Indoor_Non-CFL_Ltg | Annual
Any | SWLG011W | SUn | Ex | CZ15 | cWtd | SWLG011-01 | ExAnte2020 | IOU workpaper | 2019-06-26 | Fixture | 1 |  | None | 0 | 0 | 0 | 160 | 0.0226 | 0 | [6 empty] | DEER:Indoor_Non-CFL_Ltg | Annual
Any | SWLG011W | SUn | Ex | CZ16 | cWtd | SWLG011-01 | ExAnte2020 | IOU workpaper | 2019-06-26 | Fixture | 1 |  | None | 0 | 0 | 0 | 160 | 0.0226 | 0 | [6 empty] | DEER:Indoor_Non-CFL_Ltg | Annual
Any | SWLG011W | WRf | Ex | CZ01 | cWtd | SWLG011-01 | ExAnte2020 | IOU workpaper | 2019-06-26 | Fixture | 1 |  | None | 0 | 0 | 0 | 452 | 0.0491 | 0 | [6 empty] | DEER:Indoor_Non-CFL_Ltg | Annual
Any | SWLG011W | WRf | Ex | CZ02 | cWtd | SWLG011-01 | ExAnte2020 | IOU workpaper | 2019-06-26 | Fixture | 1 |  | None | 0 | 0 | 0 | 455 | 0.0495 | 0 | [6 empty] | DEER:Indoor_Non-CFL_Ltg | Annual
Any | SWLG011W | WRf | Ex | CZ03 | cWtd | SWLG011-01 | ExAnte2020 | IOU workpaper | 2019-06-26 | Fixture | 1 |  | None | 0 | 0 | 0 | 445 | 0.0495 | 0 | [6 empty] | DEER:Indoor_Non-CFL_Ltg | Annual
Any | SWLG011W | WRf | Ex | CZ04 | cWtd | SWLG011-01 | ExAnte2020 | IOU workpaper | 2019-06-26 | Fixture | 1 |  | None | 0 | 0 | 0 | 452 | 0.0491 | 0 | [6 empty] | DEER:Indoor_Non-CFL_Ltg | Annual
Any | SWLG011W | WRf | Ex | CZ05 | cWtd | SWLG011-01 | ExAnte2020 | IOU workpaper | 2019-06-26 | Fixture | 1 |  | None | 0 | 0 | 0 | 441 | 0.0491 | 0 | [6 empty] | DEER:Indoor_Non-CFL_Ltg | Annual
Any | SWLG011W | WRf | Ex | CZ06 | cWtd | SWLG011-01 | ExAnte2020 | IOU workpaper | 2019-06-26 | Fixture | 1 |  | None | 0 | 0 | 0 | 455 | 0.0491 | 0 | [6 empty] | DEER:Indoor_Non-CFL_Ltg | Annual
Any | SWLG011W | WRf | Ex | CZ07 | cWtd | SWLG011-01 | ExAnte2020 | IOU workpaper | 2019-06-26 | Fixture | 1 |  | None | 0 | 0 | 0 | 452 | 0.0495 | 0 | [6 empty] | DEER:Indoor_Non-CFL_Ltg | Annual
Any | SWLG011W | WRf | Ex | CZ08 | cWtd | SWLG011-01 | ExAnte2020 | IOU workpaper | 2019-06-26 | Fixture | 1 |  | None | 0 | 0 | 0 | 452 | 0.0565 | 0 | [6 empty] | DEER:Indoor_Non-CFL_Ltg | Annual
Any | SWLG011W | WRf | Ex | CZ09 | cWtd | SWLG011-01 | ExAnte2020 | IOU workpaper | 2019-06-26 | Fixture | 1 |  | None | 0 | 0 | 0 | 452 | 0.0507 | 0 | [6 empty] | DEER:Indoor_Non-CFL_Ltg | Annual
Any | SWLG011W | WRf | Ex | CZ10 | cWtd | SWLG011-01 | ExAnte2020 | IOU workpaper | 2019-06-26 | Fixture | 1 |  | None | 0 | 0 | 0 | 445 | 0.0495 | 0 | [6 empty] | DEER:Indoor_Non-CFL_Ltg | Annual
Any | SWLG011W | WRf | Ex | CZ11 | cWtd | SWLG011-01 | ExAnte2020 | IOU workpaper | 2019-06-26 | Fixture | 1 |  | None | 0 | 0 | 0 | 455 | 0.0491 | 0 | [6 empty] | DEER:Indoor_Non-CFL_Ltg | Annual
Any | SWLG011W | WRf | Ex | CZ12 | cWtd | SWLG011-01 | ExAnte2020 | IOU workpaper | 2019-06-26 | Fixture | 1 |  | None | 0 | 0 | 0 | 452 | 0.0503 | 0 | [6 empty] | DEER:Indoor_Non-CFL_Ltg | Annual
Any | SWLG011W | WRf | Ex | CZ13 | cWtd | SWLG011-01 | ExAnte2020 | IOU workpaper | 2019-06-26 | Fixture | 1 |  | None | 0 | 0 | 0 | 459 | 0.0491 | 0 | [6 empty] | DEER:Indoor_Non-CFL_Ltg | Annual
Any | SWLG011W | WRf | Ex | CZ14 | cWtd | SWLG011-01 | ExAnte2020 | IOU workpaper | 2019-06-26 | Fixture | 1 |  | None | 0 | 0 | 0 | 452 | 0.0495 | 0 | [6 empty] | DEER:Indoor_Non-CFL_Ltg | Annual
Any | SWLG011W | WRf | Ex | CZ15 | cWtd | SWLG011-01 | ExAnte2020 | IOU workpaper | 2019-06-26 | Fixture | 1 |  | None | 0 | 0 | 0 | 455 | 0.0499 | 0 | [6 empty] | DEER:Indoor_Non-CFL_Ltg | Annual
Any | SWLG011W | WRf | Ex | CZ16 | cWtd | SWLG011-01 | ExAnte2020 | IOU workpaper | 2019-06-26 | Fixture | 1 |  | None | 0 | 0 | 0 | 455 | 0.0487 | 0 | [6 empty] | DEER:Indoor_Non-CFL_Ltg | Annual
Any | SWLG011X | Asm | Ex | CZ01 | cWtd | SWLG011-01 | ExAnte2020 | IOU workpaper | 2019-06-26 | Fixture | 1 |  | None | 0 | 0 | 0 | 143 | 0.0645 | -3.54 | [6 empty] | DEER:Indoor_Non-CFL_Ltg | Annual
Any | SWLG011X | Asm | Ex | CZ02 | cWtd | SWLG011-01 | ExAnte2020 | IOU workpaper | 2019-06-26 | Fixture | 1 |  | None | 0 | 0 | 0 | 157 | 0.0651 | -1.99 | [6 empty] | DEER:Indoor_Non-CFL_Ltg | Annual
Any | SWLG011X | Asm | Ex | CZ03 | cWtd | SWLG011-01 | ExAnte2020 | IOU workpaper | 2019-06-26 | Fixture | 1 |  | None | 0 | 0 | 0 | 155 | 0.0651 | -2.31 | [6 empty] | DEER:Indoor_Non-CFL_Ltg | Annual
Any | SWLG011X | Asm | Ex | CZ04 | cWtd | SWLG011-01 | ExAnte2020 | IOU workpaper | 2019-06-26 | Fixture | 1 |  | None | 0 | 0 | 0 | 160 | 0.0651 | -1.71 | [6 empty] | DEER:Indoor_Non-CFL_Ltg | Annual
Any | SWLG011X | Asm | Ex | CZ05 | cWtd | SWLG011-01 | ExAnte2020 | IOU workpaper | 2019-06-26 | Fixture | 1 |  | None | 0 | 0 | 0 | 155 | 0.0645 | -2.19 | [6 empty] | DEER:Indoor_Non-CFL_Ltg | Annual
Any | SWLG011X | Asm | Ex | CZ06 | cWtd | SWLG011-01 | ExAnte2020 | IOU workpaper | 2019-06-26 | Fixture | 1 |  | None | 0 | 0 | 0 | 169 | 0.069 | -1.29 | [6 empty] | DEER:Indoor_Non-CFL_Ltg | Annual
Any | SWLG011X | Asm | Ex | CZ07 | cWtd | SWLG011-01 | ExAnte2020 | IOU workpaper | 2019-06-26 | Fixture | 1 |  | None | 0 | 0 | 0 | 172 | 0.0707 | -1.22 | [6 empty] | DEER:Indoor_Non-CFL_Ltg | Annual
Any | SWLG011X | Asm | Ex | CZ08 | cWtd | SWLG011-01 | ExAnte2020 | IOU workpaper | 2019-06-26 | Fixture | 1 |  | None | 0 | 0 | 0 | 172 | 0.0685 | -1.01 | [6 empty] | DEER:Indoor_Non-CFL_Ltg | Annual
Any | SWLG011X | Asm | Ex | CZ09 | cWtd | SWLG011-01 | ExAnte2020 | IOU workpaper | 2019-06-26 | Fixture | 1 |  | None | 0 | 0 | 0 | 169 | 0.0702 | -1.17 | [6 empty] | DEER:Indoor_Non-CFL_Ltg | Annual
Any | SWLG011X | Asm | Ex | CZ10 | cWtd | SWLG011-01 | ExAnte2020 | IOU workpaper | 2019-06-26 | Fixture | 1 |  | None | 0 | 0 | 0 | 171 | 0.0707 | -1.11 | [6 empty] | DEER:Indoor_Non-CFL_Ltg | Annual
Any | SWLG011X | Asm | Ex | CZ11 | cWtd | SWLG011-01 | ExAnte2020 | IOU workpaper | 2019-06-26 | Fixture | 1 |  | None | 0 | 0 | 0 | 160 | 0.0668 | -1.66 | [6 empty] | DEER:Indoor_Non-CFL_Ltg | Annual
Any | SWLG011X | Asm | Ex | CZ12 | cWtd | SWLG011-01 | ExAnte2020 | IOU workpaper | 2019-06-26 | Fixture | 1 |  | None | 0 | 0 | 0 | 160 | 0.0662 | -1.77 | [6 empty] | DEER:Indoor_Non-CFL_Ltg | Annual
Any | SWLG011X | Asm | Ex | CZ13 | cWtd | SWLG011-01 | ExAnte2020 | IOU workpaper | 2019-06-26 | Fixture | 1 |  | None | 0 | 0 | 0 | 160 | 0.0668 | -1.6 | [6 empty] | DEER:Indoor_Non-CFL_Ltg | Annual
Any | SWLG011X | Asm | Ex | CZ14 | cWtd | SWLG011-01 | ExAnte2020 | IOU workpaper | 2019-06-26 | Fixture | 1 |  | None | 0 | 0 | 0 | 165 | 0.069 | -1.59 | [6 empty] | DEER:Indoor_Non-CFL_Ltg | Annual
Any | SWLG011X | Asm | Ex | CZ15 | cWtd | SWLG011-01 | ExAnte2020 | IOU workpaper | 2019-06-26 | Fixture | 1 |  | None | 0 | 0 | 0 | 177 | 0.069 | -0.56 | [6 empty] | DEER:Indoor_Non-CFL_Ltg | Annual
Any | SWLG011X | Asm | Ex | CZ16 | cWtd | SWLG011-01 | ExAnte2020 | IOU workpaper | 2019-06-26 | Fixture | 1 |  | None | 0 | 0 | 0 | 152 | 0.0673 | -2.54 | [6 empty] | DEER:Indoor_Non-CFL_Ltg | Annual
Any | SWLG011X | Com | Ex | CZ01 | cWtd | SWLG011-01 | ExAnte2020 | IOU workpaper | 2019-06-26 | Fixture | 1 |  | None | 0 | 0 | 0 | 266 | 0.045 | -3.98 | [6 empty] | DEER:Indoor_Non-CFL_Ltg | Annual
Any | SWLG011X | Com | Ex | CZ02 | cWtd | SWLG011-01 | ExAnte2020 | IOU workpaper | 2019-06-26 | Fixture | 1 |  | None | 0 | 0 | 0 | 288 | 0.05 | -2.56 | [6 empty] | DEER:Indoor_Non-CFL_Ltg | Annual
Any | SWLG011X | Com | Ex | CZ03 | cWtd | SWLG011-01 | ExAnte2020 | IOU workpaper | 2019-06-26 | Fixture | 1 |  | None | 0 | 0 | 0 | 288 | 0.0483 | -2.23 | [6 empty] | DEER:Indoor_Non-CFL_Ltg | Annual
Any | SWLG011X | Com | Ex | CZ04 | cWtd | SWLG011-01 | ExAnte2020 | IOU workpaper | 2019-06-26 | Fixture | 1 |  | None | 0 | 0 | 0 | 297 | 0.0496 | -1.81 | [6 empty] | DEER:Indoor_Non-CFL_Ltg | Annual
Any | SWLG011X | Com | Ex | CZ05 | cWtd | SWLG011-01 | ExAnte2020 | IOU workpaper | 2019-06-26 | Fixture | 1 |  | None | 0 | 0 | 0 | 285 | 0.0475 | -2.99 | [6 empty] | DEER:Indoor_Non-CFL_Ltg | Annual
Any | SWLG011X | Com | Ex | CZ06 | cWtd | SWLG011-01 | ExAnte2020 | IOU workpaper | 2019-06-26 | Fixture | 1 |  | None | 0 | 0 | 0 | 301 | 0.0499 | -1.34 | [6 empty] | DEER:Indoor_Non-CFL_Ltg | Annual
Any | SWLG011X | Com | Ex | CZ07 | cWtd | SWLG011-01 | ExAnte2020 | IOU workpaper | 2019-06-26 | Fixture | 1 |  | None | 0 | 0 | 0 | 322 | 0.053 | -1.29 | [6 empty] | DEER:Indoor_Non-CFL_Ltg | Annual
Any | SWLG011X | Com | Ex | CZ08 | cWtd | SWLG011-01 | ExAnte2020 | IOU workpaper | 2019-06-26 | Fixture | 1 |  | None | 0 | 0 | 0 | 301 | 0.0491 | -1.19 | [6 empty] | DEER:Indoor_Non-CFL_Ltg | Annual
Any | SWLG011X | Com | Ex | CZ09 | cWtd | SWLG011-01 | ExAnte2020 | IOU workpaper | 2019-06-26 | Fixture | 1 |  | None | 0 | 0 | 0 | 301 | 0.0511 | -1.3 | [6 empty] | DEER:Indoor_Non-CFL_Ltg | Annual
Any | SWLG011X | Com | Ex | CZ10 | cWtd | SWLG011-01 | ExAnte2020 | IOU workpaper | 2019-06-26 | Fixture | 1 |  | None | 0 | 0 | 0 | 293 | 0.0495 | -1.4 | [6 empty] | DEER:Indoor_Non-CFL_Ltg | Annual
Any | SWLG011X | Com | Ex | CZ11 | cWtd | SWLG011-01 | ExAnte2020 | IOU workpaper | 2019-06-26 | Fixture | 1 |  | None | 0 | 0 | 0 | 291 | 0.0504 | -2.32 | [6 empty] | DEER:Indoor_Non-CFL_Ltg | Annual
Any | SWLG011X | Com | Ex | CZ12 | cWtd | SWLG011-01 | ExAnte2020 | IOU workpaper | 2019-06-26 | Fixture | 1 |  | None | 0 | 0 | 0 | 291 | 0.0512 | -2.07 | [6 empty] | DEER:Indoor_Non-CFL_Ltg | Annual
Any | SWLG011X | Com | Ex | CZ13 | cWtd | SWLG011-01 | ExAnte2020 | IOU workpaper | 2019-06-26 | Fixture | 1 |  | None | 0 | 0 | 0 | 297 | 0.05 | -1.98 | [6 empty] | DEER:Indoor_Non-CFL_Ltg | Annual
Any | SWLG011X | Com | Ex | CZ14 | cWtd | SWLG011-01 | ExAnte2020 | IOU workpaper | 2019-06-26 | Fixture | 1 |  | None | 0 | 0 | 0 | 295 | 0.0511 | -2.26 | [6 empty] | DEER:Indoor_Non-CFL_Ltg | Annual
Any | SWLG011X | Com | Ex | CZ15 | cWtd | SWLG011-01 | ExAnte2020 | IOU workpaper | 2019-06-26 | Fixture | 1 |  | None | 0 | 0 | 0 | 318 | 0.0524 | -0.649 | [6 empty] | DEER:Indoor_Non-CFL_Ltg | Annual
Any | SWLG011X | Com | Ex | CZ16 | cWtd | SWLG011-01 | ExAnte2020 | IOU workpaper | 2019-06-26 | Fixture | 1 |  | None | 0 | 0 | 0 | 276 | 0.0495 | -4.01 | [6 empty] | DEER:Indoor_Non-CFL_Ltg | Annual
Any | SWLG011X | ECC | Ex | CZ01 | cWtd | SWLG011-01 | ExAnte2020 | IOU workpaper | 2019-06-26 | Fixture | 1 |  | None | 0 | 0 | 0 | 238 | 0.0383 | -6.64 | [6 empty] | DEER:Indoor_Non-CFL_Ltg | Annual
Any | SWLG011X | ECC | Ex | CZ02 | cWtd | SWLG011-01 | ExAnte2020 | IOU workpaper | 2019-06-26 | Fixture | 1 |  | None | 0 | 0 | 0 | 252 | 0.046 | -4.21 | [6 empty] | DEER:Indoor_Non-CFL_Ltg | Annual
Any | SWLG011X | ECC | Ex | CZ03 | cWtd | SWLG011-01 | ExAnte2020 | IOU workpaper | 2019-06-26 | Fixture | 1 |  | None | 0 | 0 | 0 | 247 | 0.0442 | -4.87 | [6 empty] | DEER:Indoor_Non-CFL_Ltg | Annual
Any | SWLG011X | ECC | Ex | CZ04 | cWtd | SWLG011-01 | ExAnte2020 | IOU workpaper | 2019-06-26 | Fixture | 1 |  | None | 0 | 0 | 0 | 255 | 0.046 | -3.72 | [6 empty] | DEER:Indoor_Non-CFL_Ltg | Annual
Any | SWLG011X | ECC | Ex | CZ05 | cWtd | SWLG011-01 | ExAnte2020 | IOU workpaper | 2019-06-26 | Fixture | 1 |  | None | 0 | 0 | 0 | 247 | 0.0427 | -4.87 | [6 empty] | DEER:Indoor_Non-CFL_Ltg | Annual
Any | SWLG011X | ECC | Ex | CZ06 | cWtd | SWLG011-01 | ExAnte2020 | IOU workpaper | 2019-06-26 | Fixture | 1 |  | None | 0 | 0 | 0 | 262 | 0.0482 | -2.65 | [6 empty] | DEER:Indoor_Non-CFL_Ltg | Annual
Any | SWLG011X | ECC | Ex | CZ07 | cWtd | SWLG011-01 | ExAnte2020 | IOU workpaper | 2019-06-26 | Fixture | 1 |  | None | 0 | 0 | 0 | 262 | 0.046 | -2.65 | [6 empty] | DEER:Indoor_Non-CFL_Ltg | Annual
Any | SWLG011X | ECC | Ex | CZ08 | cWtd | SWLG011-01 | ExAnte2020 | IOU workpaper | 2019-06-26 | Fixture | 1 |  | None | 0 | 0 | 0 | 265 | 0.0456 | -2.19 | [6 empty] | DEER:Indoor_Non-CFL_Ltg | Annual
Any | SWLG011X | ECC | Ex | CZ09 | cWtd | SWLG011-01 | ExAnte2020 | IOU workpaper | 2019-06-26 | Fixture | 1 |  | None | 0 | 0 | 0 | 260 | 0.0478 | -2.47 | [6 empty] | DEER:Indoor_Non-CFL_Ltg | Annual
Any | SWLG011X | ECC | Ex | CZ10 | cWtd | SWLG011-01 | ExAnte2020 | IOU workpaper | 2019-06-26 | Fixture | 1 |  | None | 0 | 0 | 0 | 260 | 0.0471 | -2.4 | [6 empty] | DEER:Indoor_Non-CFL_Ltg | Annual
Any | SWLG011X | ECC | Ex | CZ11 | cWtd | SWLG011-01 | ExAnte2020 | IOU workpaper | 2019-06-26 | Fixture | 1 |  | None | 0 | 0 | 0 | 260 | 0.0475 | -3.45 | [6 empty] | DEER:Indoor_Non-CFL_Ltg | Annual
Any | SWLG011X | ECC | Ex | CZ12 | cWtd | SWLG011-01 | ExAnte2020 | IOU workpaper | 2019-06-26 | Fixture | 1 |  | None | 0 | 0 | 0 | 260 | 0.0471 | -3.67 | [6 empty] | DEER:Indoor_Non-CFL_Ltg | Annual
Any | SWLG011X | ECC | Ex | CZ13 | cWtd | SWLG011-01 | ExAnte2020 | IOU workpaper | 2019-06-26 | Fixture | 1 |  | None | 0 | 0 | 0 | 262 | 0.0471 | -3.16 | [6 empty] | DEER:Indoor_Non-CFL_Ltg | Annual
Any | SWLG011X | ECC | Ex | CZ14 | cWtd | SWLG011-01 | ExAnte2020 | IOU workpaper | 2019-06-26 | Fixture | 1 |  | None | 0 | 0 | 0 | 262 | 0.0471 | -3.23 | [6 empty] | DEER:Indoor_Non-CFL_Ltg | Annual
Any | SWLG011X | ECC | Ex | CZ15 | cWtd | SWLG011-01 | ExAnte2020 | IOU workpaper | 2019-06-26 | Fixture | 1 |  | None | 0 | 0 | 0 | 274 | 0.0471 | -1.1 | [6 empty] | DEER:Indoor_Non-CFL_Ltg | Annual
Any | SWLG011X | ECC | Ex | CZ16 | cWtd | SWLG011-01 | ExAnte2020 | IOU workpaper | 2019-06-26 | Fixture | 1 |  | None | 0 | 0 | 0 | 247 | 0.0464 | -4.97 | [6 empty] | DEER:Indoor_Non-CFL_Ltg | Annual
Any | SWLG011X | EPr | Ex | CZ01 | cWtd | SWLG011-01 | ExAnte2020 | IOU workpaper | 2019-06-26 | Fixture | 1 |  | None | 0 | 0 | 0 | 202 | 0.049 | -5.37 | [6 empty] | DEER:Indoor_Non-CFL_Ltg | Annual
Any | SWLG011X | EPr | Ex | CZ02 | cWtd | SWLG011-01 | ExAnte2020 | IOU workpaper | 2019-06-26 | Fixture | 1 |  | None | 0 | 0 | 0 | 213 | 0.0721 | -3.89 | [6 empty] | DEER:Indoor_Non-CFL_Ltg | Annual
Any | SWLG011X | EPr | Ex | CZ03 | cWtd | SWLG011-01 | ExAnte2020 | IOU workpaper | 2019-06-26 | Fixture | 1 |  | None | 0 | 0 | 0 | 211 | 0.048 | -4.21 | [6 empty] | DEER:Indoor_Non-CFL_Ltg | Annual
Any | SWLG011X | EPr | Ex | CZ04 | cWtd | SWLG011-01 | ExAnte2020 | IOU workpaper | 2019-06-26 | Fixture | 1 |  | None | 0 | 0 | 0 | 215 | 0.0553 | -3.5 | [6 empty] | DEER:Indoor_Non-CFL_Ltg | Annual
Any | SWLG011X | EPr | Ex | CZ05 | cWtd | SWLG011-01 | ExAnte2020 | IOU workpaper | 2019-06-26 | Fixture | 1 |  | None | 0 | 0 | 0 | 211 | 0.0533 | -4.21 | [6 empty] | DEER:Indoor_Non-CFL_Ltg | Annual
Any | SWLG011X | EPr | Ex | CZ06 | cWtd | SWLG011-01 | ExAnte2020 | IOU workpaper | 2019-06-26 | Fixture | 1 |  | None | 0 | 0 | 0 | 221 | 0.0572 | -2.45 | [6 empty] | DEER:Indoor_Non-CFL_Ltg | Annual
Any | SWLG011X | EPr | Ex | CZ07 | cWtd | SWLG011-01 | ExAnte2020 | IOU workpaper | 2019-06-26 | Fixture | 1 |  | None | 0 | 0 | 0 | 219 | 0.0577 | -2.62 | [6 empty] | DEER:Indoor_Non-CFL_Ltg | Annual
Any | SWLG011X | EPr | Ex | CZ08 | cWtd | SWLG011-01 | ExAnte2020 | IOU workpaper | 2019-06-26 | Fixture | 1 |  | None | 0 | 0 | 0 | 224 | 0.0567 | -2.19 | [6 empty] | DEER:Indoor_Non-CFL_Ltg | Annual
Any | SWLG011X | EPr | Ex | CZ09 | cWtd | SWLG011-01 | ExAnte2020 | IOU workpaper | 2019-06-26 | Fixture | 1 |  | None | 0 | 0 | 0 | 224 | 0.0581 | -2.43 | [6 empty] | DEER:Indoor_Non-CFL_Ltg | Annual
Any | SWLG011X | EPr | Ex | CZ10 | cWtd | SWLG011-01 | ExAnte2020 | IOU workpaper | 2019-06-26 | Fixture | 1 |  | None | 0 | 0 | 0 | 228 | 0.0577 | -2.24 | [6 empty] | DEER:Indoor_Non-CFL_Ltg | Annual
Any | SWLG011X | EPr | Ex | CZ11 | cWtd | SWLG011-01 | ExAnte2020 | IOU workpaper | 2019-06-26 | Fixture | 1 |  | None | 0 | 0 | 0 | 221 | 0.0658 | -3.31 | [6 empty] | DEER:Indoor_Non-CFL_Ltg | Annual
Any | SWLG011X | EPr | Ex | CZ12 | cWtd | SWLG011-01 | ExAnte2020 | IOU workpaper | 2019-06-26 | Fixture | 1 |  | None | 0 | 0 | 0 | 217 | 0.075 | -3.4 | [6 empty] | DEER:Indoor_Non-CFL_Ltg | Annual
Any | SWLG011X | EPr | Ex | CZ13 | cWtd | SWLG011-01 | ExAnte2020 | IOU workpaper | 2019-06-26 | Fixture | 1 |  | None | 0 | 0 | 0 | 221 | 0.062 | -3.18 | [6 empty] | DEER:Indoor_Non-CFL_Ltg | Annual
Any | SWLG011X | EPr | Ex | CZ14 | cWtd | SWLG011-01 | ExAnte2020 | IOU workpaper | 2019-06-26 | Fixture | 1 |  | None | 0 | 0 | 0 | 224 | 0.0572 | -2.92 | [6 empty] | DEER:Indoor_Non-CFL_Ltg | Annual
Any | SWLG011X | EPr | Ex | CZ15 | cWtd | SWLG011-01 | ExAnte2020 | IOU workpaper | 2019-06-26 | Fixture | 1 |  | None | 0 | 0 | 0 | 243 | 0.0586 | -1.06 | [6 empty] | DEER:Indoor_Non-CFL_Ltg | Annual
Any | SWLG011X | EPr | Ex | CZ16 | cWtd | SWLG011-01 | ExAnte2020 | IOU workpaper | 2019-06-26 | Fixture | 1 |  | None | 0 | 0 | 0 | 204 | 0.0476 | -4.34 | [6 empty] | DEER:Indoor_Non-CFL_Ltg | Annual
Any | SWLG011X | ERC | Ex | CZ01 | cWtd | SWLG011-01 | ExAnte2020 | IOU workpaper | 2019-06-26 | Fixture | 1 |  | None | 0 | 0 | 0 | 99.2 | 0.022 | -1.89 | [6 empty] | DEER:Indoor_Non-CFL_Ltg | Annual
Any | SWLG011X | ERC | Ex | CZ02 | cWtd | SWLG011-01 | ExAnte2020 | IOU workpaper | 2019-06-26 | Fixture | 1 |  | None | 0 | 0 | 0 | 105 | 0.0267 | -1.33 | [6 empty] | DEER:Indoor_Non-CFL_Ltg | Annual
Any | SWLG011X | ERC | Ex | CZ03 | cWtd | SWLG011-01 | ExAnte2020 | IOU workpaper | 2019-06-26 | Fixture | 1 |  | None | 0 | 0 | 0 | 105 | 0.0194 | -1.19 | [6 empty] | DEER:Indoor_Non-CFL_Ltg | Annual
Any | SWLG011X | ERC | Ex | CZ04 | cWtd | SWLG011-01 | ExAnte2020 | IOU workpaper | 2019-06-26 | Fixture | 1 |  | None | 0 | 0 | 0 | 107 | 0.0222 | -0.986 | [6 empty] | DEER:Indoor_Non-CFL_Ltg | Annual
Any | SWLG011X | ERC | Ex | CZ05 | cWtd | SWLG011-01 | ExAnte2020 | IOU workpaper | 2019-06-26 | Fixture | 1 |  | None | 0 | 0 | 0 | 106 | 0.0201 | -1.06 | [6 empty] | DEER:Indoor_Non-CFL_Ltg | Annual
Any | SWLG011X | ERC | Ex | CZ06 | cWtd | SWLG011-01 | ExAnte2020 | IOU workpaper | 2019-06-26 | Fixture | 1 |  | None | 0 | 0 | 0 | 113 | 0.0226 | -0.76 | [6 empty] | DEER:Indoor_Non-CFL_Ltg | Annual
Any | SWLG011X | ERC | Ex | CZ07 | cWtd | SWLG011-01 | ExAnte2020 | IOU workpaper | 2019-06-26 | Fixture | 1 |  | None | 0 | 0 | 0 | 113 | 0.022 | -0.619 | [6 empty] | DEER:Indoor_Non-CFL_Ltg | Annual
Any | SWLG011X | ERC | Ex | CZ08 | cWtd | SWLG011-01 | ExAnte2020 | IOU workpaper | 2019-06-26 | Fixture | 1 |  | None | 0 | 0 | 0 | 115 | 0.0229 | -0.57 | [6 empty] | DEER:Indoor_Non-CFL_Ltg | Annual
Any | SWLG011X | ERC | Ex | CZ09 | cWtd | SWLG011-01 | ExAnte2020 | IOU workpaper | 2019-06-26 | Fixture | 1 |  | None | 0 | 0 | 0 | 114 | 0.0246 | -0.722 | [6 empty] | DEER:Indoor_Non-CFL_Ltg | Annual
Any | SWLG011X | ERC | Ex | CZ10 | cWtd | SWLG011-01 | ExAnte2020 | IOU workpaper | 2019-06-26 | Fixture | 1 |  | None | 0 | 0 | 0 | 115 | 0.0249 | -0.779 | [6 empty] | DEER:Indoor_Non-CFL_Ltg | Annual
Any | SWLG011X | ERC | Ex | CZ11 | cWtd | SWLG011-01 | ExAnte2020 | IOU workpaper | 2019-06-26 | Fixture | 1 |  | None | 0 | 0 | 0 | 108 | 0.0262 | -1.14 | [6 empty] | DEER:Indoor_Non-CFL_Ltg | Annual
Any | SWLG011X | ERC | Ex | CZ12 | cWtd | SWLG011-01 | ExAnte2020 | IOU workpaper | 2019-06-26 | Fixture | 1 |  | None | 0 | 0 | 0 | 107 | 0.026 | -1.17 | [6 empty] | DEER:Indoor_Non-CFL_Ltg | Annual
Any | SWLG011X | ERC | Ex | CZ13 | cWtd | SWLG011-01 | ExAnte2020 | IOU workpaper | 2019-06-26 | Fixture | 1 |  | None | 0 | 0 | 0 | 109 | 0.0251 | -1.04 | [6 empty] | DEER:Indoor_Non-CFL_Ltg | Annual
Any | SWLG011X | ERC | Ex | CZ14 | cWtd | SWLG011-01 | ExAnte2020 | IOU workpaper | 2019-06-26 | Fixture | 1 |  | None | 0 | 0 | 0 | 111 | 0.0253 | -1.1 | [6 empty] | DEER:Indoor_Non-CFL_Ltg | Annual
Any | SWLG011X | ERC | Ex | CZ15 | cWtd | SWLG011-01 | ExAnte2020 | IOU workpaper | 2019-06-26 | Fixture | 1 |  | None | 0 | 0 | 0 | 122 | 0.0262 | -0.296 | [6 empty] | DEER:Indoor_Non-CFL_Ltg | Annual
Any | SWLG011X | ERC | Ex | CZ16 | cWtd | SWLG011-01 | ExAnte2020 | IOU workpaper | 2019-06-26 | Fixture | 1 |  | None | 0 | 0 | 0 | 101 | 0.0233 | -1.62 | [6 empty] | DEER:Indoor_Non-CFL_Ltg | Annual
Any | SWLG011X | ESe | Ex | CZ01 | cWtd | SWLG011-01 | ExAnte2020 | IOU workpaper | 2019-06-26 | Fixture | 1 |  | None | 0 | 0 | 0 | 204 | 0.0491 | -4.99 | [6 empty] | DEER:Indoor_Non-CFL_Ltg | Annual
Any | SWLG011X | ESe | Ex | CZ02 | cWtd | SWLG011-01 | ExAnte2020 | IOU workpaper | 2019-06-26 | Fixture | 1 |  | None | 0 | 0 | 0 | 215 | 0.0687 | -3.59 | [6 empty] | DEER:Indoor_Non-CFL_Ltg | Annual
Any | SWLG011X | ESe | Ex | CZ03 | cWtd | SWLG011-01 | ExAnte2020 | IOU workpaper | 2019-06-26 | Fixture | 1 |  | None | 0 | 0 | 0 | 211 | 0.051 | -3.87 | [6 empty] | DEER:Indoor_Non-CFL_Ltg | Annual
Any | SWLG011X | ESe | Ex | CZ04 | cWtd | SWLG011-01 | ExAnte2020 | IOU workpaper | 2019-06-26 | Fixture | 1 |  | None | 0 | 0 | 0 | 217 | 0.0539 | -3.18 | [6 empty] | DEER:Indoor_Non-CFL_Ltg | Annual
Any | SWLG011X | ESe | Ex | CZ05 | cWtd | SWLG011-01 | ExAnte2020 | IOU workpaper | 2019-06-26 | Fixture | 1 |  | None | 0 | 0 | 0 | 211 | 0.0515 | -3.72 | [6 empty] | DEER:Indoor_Non-CFL_Ltg | Annual
Any | SWLG011X | ESe | Ex | CZ06 | cWtd | SWLG011-01 | ExAnte2020 | IOU workpaper | 2019-06-26 | Fixture | 1 |  | None | 0 | 0 | 0 | 221 | 0.0563 | -2.41 | [6 empty] | DEER:Indoor_Non-CFL_Ltg | Annual
Any | SWLG011X | ESe | Ex | CZ07 | cWtd | SWLG011-01 | ExAnte2020 | IOU workpaper | 2019-06-26 | Fixture | 1 |  | None | 0 | 0 | 0 | 219 | 0.0563 | -2.34 | [6 empty] | DEER:Indoor_Non-CFL_Ltg | Annual
Any | SWLG011X | ESe | Ex | CZ08 | cWtd | SWLG011-01 | ExAnte2020 | IOU workpaper | 2019-06-26 | Fixture | 1 |  | None | 0 | 0 | 0 | 226 | 0.0553 | -2.01 | [6 empty] | DEER:Indoor_Non-CFL_Ltg | Annual
Any | SWLG011X | ESe | Ex | CZ09 | cWtd | SWLG011-01 | ExAnte2020 | IOU workpaper | 2019-06-26 | Fixture | 1 |  | None | 0 | 0 | 0 | 226 | 0.0572 | -2.26 | [6 empty] | DEER:Indoor_Non-CFL_Ltg | Annual
Any | SWLG011X | ESe | Ex | CZ10 | cWtd | SWLG011-01 | ExAnte2020 | IOU workpaper | 2019-06-26 | Fixture | 1 |  | None | 0 | 0 | 0 | 226 | 0.0567 | -2.34 | [6 empty] | DEER:Indoor_Non-CFL_Ltg | Annual
Any | SWLG011X | ESe | Ex | CZ11 | cWtd | SWLG011-01 | ExAnte2020 | IOU workpaper | 2019-06-26 | Fixture | 1 |  | None | 0 | 0 | 0 | 221 | 0.0625 | -3.16 | [6 empty] | DEER:Indoor_Non-CFL_Ltg | Annual
Any | SWLG011X | ESe | Ex | CZ12 | cWtd | SWLG011-01 | ExAnte2020 | IOU workpaper | 2019-06-26 | Fixture | 1 |  | None | 0 | 0 | 0 | 219 | 0.0701 | -3.25 | [6 empty] | DEER:Indoor_Non-CFL_Ltg | Annual
Any | SWLG011X | ESe | Ex | CZ13 | cWtd | SWLG011-01 | ExAnte2020 | IOU workpaper | 2019-06-26 | Fixture | 1 |  | None | 0 | 0 | 0 | 224 | 0.0601 | -2.92 | [6 empty] | DEER:Indoor_Non-CFL_Ltg | Annual
Any | SWLG011X | ESe | Ex | CZ14 | cWtd | SWLG011-01 | ExAnte2020 | IOU workpaper | 2019-06-26 | Fixture | 1 |  | None | 0 | 0 | 0 | 224 | 0.0558 | -2.88 | [6 empty] | DEER:Indoor_Non-CFL_Ltg | Annual
Any | SWLG011X | ESe | Ex | CZ15 | cWtd | SWLG011-01 | ExAnte2020 | IOU workpaper | 2019-06-26 | Fixture | 1 |  | None | 0 | 0 | 0 | 243 | 0.0639 | -1.1 | [6 empty] | DEER:Indoor_Non-CFL_Ltg | Annual
Any | SWLG011X | ESe | Ex | CZ16 | cWtd | SWLG011-01 | ExAnte2020 | IOU workpaper | 2019-06-26 | Fixture | 1 |  | None | 0 | 0 | 0 | 206 | 0.0672 | -4 | [6 empty] | DEER:Indoor_Non-CFL_Ltg | Annual
Any | SWLG011X | EUn | Ex | CZ01 | cWtd | SWLG011-01 | ExAnte2020 | IOU workpaper | 2019-06-26 | Fixture | 1 |  | None | 0 | 0 | 0 | 226 | 0.0643 | -6.81 | [6 empty] | DEER:Indoor_Non-CFL_Ltg | Annual
Any | SWLG011X | EUn | Ex | CZ02 | cWtd | SWLG011-01 | ExAnte2020 | IOU workpaper | 2019-06-26 | Fixture | 1 |  | None | 0 | 0 | 0 | 240 | 0.0714 | -4.5 | [6 empty] | DEER:Indoor_Non-CFL_Ltg | Annual
Any | SWLG011X | EUn | Ex | CZ03 | cWtd | SWLG011-01 | ExAnte2020 | IOU workpaper | 2019-06-26 | Fixture | 1 |  | None | 0 | 0 | 0 | 235 | 0.0714 | -5.17 | [6 empty] | DEER:Indoor_Non-CFL_Ltg | Annual
Any | SWLG011X | EUn | Ex | CZ04 | cWtd | SWLG011-01 | ExAnte2020 | IOU workpaper | 2019-06-26 | Fixture | 1 |  | None | 0 | 0 | 0 | 242 | 0.0714 | -3.99 | [6 empty] | DEER:Indoor_Non-CFL_Ltg | Annual
Any | SWLG011X | EUn | Ex | CZ05 | cWtd | SWLG011-01 | ExAnte2020 | IOU workpaper | 2019-06-26 | Fixture | 1 |  | None | 0 | 0 | 0 | 235 | 0.0685 | -5.08 | [6 empty] | DEER:Indoor_Non-CFL_Ltg | Annual
Any | SWLG011X | EUn | Ex | CZ06 | cWtd | SWLG011-01 | ExAnte2020 | IOU workpaper | 2019-06-26 | Fixture | 1 |  | None | 0 | 0 | 0 | 249 | 0.0726 | -3.19 | [6 empty] | DEER:Indoor_Non-CFL_Ltg | Annual
Any | SWLG011X | EUn | Ex | CZ07 | cWtd | SWLG011-01 | ExAnte2020 | IOU workpaper | 2019-06-26 | Fixture | 1 |  | None | 0 | 0 | 0 | 247 | 0.0738 | -3.23 | [6 empty] | DEER:Indoor_Non-CFL_Ltg | Annual
Any | SWLG011X | EUn | Ex | CZ08 | cWtd | SWLG011-01 | ExAnte2020 | IOU workpaper | 2019-06-26 | Fixture | 1 |  | None | 0 | 0 | 0 | 249 | 0.0726 | -2.75 | [6 empty] | DEER:Indoor_Non-CFL_Ltg | Annual
Any | SWLG011X | EUn | Ex | CZ09 | cWtd | SWLG011-01 | ExAnte2020 | IOU workpaper | 2019-06-26 | Fixture | 1 |  | None | 0 | 0 | 0 | 249 | 0.0756 | -2.89 | [6 empty] | DEER:Indoor_Non-CFL_Ltg | Annual
Any | SWLG011X | EUn | Ex | CZ10 | cWtd | SWLG011-01 | ExAnte2020 | IOU workpaper | 2019-06-26 | Fixture | 1 |  | None | 0 | 0 | 0 | 249 | 0.0738 | -2.96 | [6 empty] | DEER:Indoor_Non-CFL_Ltg | Annual
Any | SWLG011X | EUn | Ex | CZ11 | cWtd | SWLG011-01 | ExAnte2020 | IOU workpaper | 2019-06-26 | Fixture | 1 |  | None | 0 | 0 | 0 | 245 | 0.0726 | -3.58 | [6 empty] | DEER:Indoor_Non-CFL_Ltg | Annual
Any | SWLG011X | EUn | Ex | CZ12 | cWtd | SWLG011-01 | ExAnte2020 | IOU workpaper | 2019-06-26 | Fixture | 1 |  | None | 0 | 0 | 0 | 245 | 0.0726 | -3.86 | [6 empty] | DEER:Indoor_Non-CFL_Ltg | Annual
Any | SWLG011X | EUn | Ex | CZ13 | cWtd | SWLG011-01 | ExAnte2020 | IOU workpaper | 2019-06-26 | Fixture | 1 |  | None | 0 | 0 | 0 | 247 | 0.0732 | -3.37 | [6 empty] | DEER:Indoor_Non-CFL_Ltg | Annual
Any | SWLG011X | EUn | Ex | CZ14 | cWtd | SWLG011-01 | ExAnte2020 | IOU workpaper | 2019-06-26 | Fixture | 1 |  | None | 0 | 0 | 0 | 247 | 0.0803 | -3.62 | [6 empty] | DEER:Indoor_Non-CFL_Ltg | Annual
Any | SWLG011X | EUn | Ex | CZ15 | cWtd | SWLG011-01 | ExAnte2020 | IOU workpaper | 2019-06-26 | Fixture | 1 |  | None | 0 | 0 | 0 | 263 | 0.075 | -1.42 | [6 empty] | DEER:Indoor_Non-CFL_Ltg | Annual
Any | SWLG011X | EUn | Ex | CZ16 | cWtd | SWLG011-01 | ExAnte2020 | IOU workpaper | 2019-06-26 | Fixture | 1 |  | None | 0 | 0 | 0 | 233 | 0.0702 | -5.31 | [6 empty] | DEER:Indoor_Non-CFL_Ltg | Annual
Any | SWLG011X | Gro | Ex | CZ01 | cWtd | SWLG011-01 | ExAnte2020 | IOU workpaper | 2019-06-26 | Fixture | 1 |  | None | 0 | 0 | 0 | 500 | 0.0832 | -8.63 | [6 empty] | DEER:Indoor_Non-CFL_Ltg | Annual
Any | SWLG011X | Gro | Ex | CZ02 | cWtd | SWLG011-01 | ExAnte2020 | IOU workpaper | 2019-06-26 | Fixture | 1 |  | None | 0 | 0 | 0 | 521 | 0.0987 | -6.64 | [6 empty] | DEER:Indoor_Non-CFL_Ltg | Annual
Any | SWLG011X | Gro | Ex | CZ03 | cWtd | SWLG011-01 | ExAnte2020 | IOU workpaper | 2019-06-26 | Fixture | 1 |  | None | 0 | 0 | 0 | 511 | 0.0922 | -7.5 | [6 empty] | DEER:Indoor_Non-CFL_Ltg | Annual
Any | SWLG011X | Gro | Ex | CZ04 | cWtd | SWLG011-01 | ExAnte2020 | IOU workpaper | 2019-06-26 | Fixture | 1 |  | None | 0 | 0 | 0 | 521 | 0.0954 | -6.43 | [6 empty] | DEER:Indoor_Non-CFL_Ltg | Annual
Any | SWLG011X | Gro | Ex | CZ05 | cWtd | SWLG011-01 | ExAnte2020 | IOU workpaper | 2019-06-26 | Fixture | 1 |  | None | 0 | 0 | 0 | 505 | 0.0905 | -7.66 | [6 empty] | DEER:Indoor_Non-CFL_Ltg | Annual
Any | SWLG011X | Gro | Ex | CZ06 | cWtd | SWLG011-01 | ExAnte2020 | IOU workpaper | 2019-06-26 | Fixture | 1 |  | None | 0 | 0 | 0 | 511 | 0.0946 | -6.89 | [6 empty] | DEER:Indoor_Non-CFL_Ltg | Annual
Any | SWLG011X | Gro | Ex | CZ07 | cWtd | SWLG011-01 | ExAnte2020 | IOU workpaper | 2019-06-26 | Fixture | 1 |  | None | 0 | 0 | 0 | 511 | 0.0922 | -6.94 | [6 empty] | DEER:Indoor_Non-CFL_Ltg | Annual
Any | SWLG011X | Gro | Ex | CZ08 | cWtd | SWLG011-01 | ExAnte2020 | IOU workpaper | 2019-06-26 | Fixture | 1 |  | None | 0 | 0 | 0 | 521 | 0.0946 | -6.18 | [6 empty] | DEER:Indoor_Non-CFL_Ltg | Annual
Any | SWLG011X | Gro | Ex | CZ09 | cWtd | SWLG011-01 | ExAnte2020 | IOU workpaper | 2019-06-26 | Fixture | 1 |  | None | 0 | 0 | 0 | 521 | 0.097 | -6.13 | [6 empty] | DEER:Indoor_Non-CFL_Ltg | Annual
Any | SWLG011X | Gro | Ex | CZ10 | cWtd | SWLG011-01 | ExAnte2020 | IOU workpaper | 2019-06-26 | Fixture | 1 |  | None | 0 | 0 | 0 | 526 | 0.0979 | -6.18 | [6 empty] | DEER:Indoor_Non-CFL_Ltg | Annual
Any | SWLG011X | Gro | Ex | CZ11 | cWtd | SWLG011-01 | ExAnte2020 | IOU workpaper | 2019-06-26 | Fixture | 1 |  | None | 0 | 0 | 0 | 536 | 0.101 | -5.46 | [6 empty] | DEER:Indoor_Non-CFL_Ltg | Annual
Any | SWLG011X | Gro | Ex | CZ12 | cWtd | SWLG011-01 | ExAnte2020 | IOU workpaper | 2019-06-26 | Fixture | 1 |  | None | 0 | 0 | 0 | 526 | 0.1 | -5.92 | [6 empty] | DEER:Indoor_Non-CFL_Ltg | Annual
Any | SWLG011X | Gro | Ex | CZ13 | cWtd | SWLG011-01 | ExAnte2020 | IOU workpaper | 2019-06-26 | Fixture | 1 |  | None | 0 | 0 | 0 | 536 | 0.0979 | -5.16 | [6 empty] | DEER:Indoor_Non-CFL_Ltg | Annual
Any | SWLG011X | Gro | Ex | CZ14 | cWtd | SWLG011-01 | ExAnte2020 | IOU workpaper | 2019-06-26 | Fixture | 1 |  | None | 0 | 0 | 0 | 531 | 0.0987 | -6.33 | [6 empty] | DEER:Indoor_Non-CFL_Ltg | Annual
Any | SWLG011X | Gro | Ex | CZ15 | cWtd | SWLG011-01 | ExAnte2020 | IOU workpaper | 2019-06-26 | Fixture | 1 |  | None | 0 | 0 | 0 | 562 | 0.1 | -3.58 | [6 empty] | DEER:Indoor_Non-CFL_Ltg | Annual
Any | SWLG011X | Gro | Ex | CZ16 | cWtd | SWLG011-01 | ExAnte2020 | IOU workpaper | 2019-06-26 | Fixture | 1 |  | None | 0 | 0 | 0 | 495 | 0.0954 | -8.27 | [6 empty] | DEER:Indoor_Non-CFL_Ltg | Annual
Any | SWLG011X | Hsp | Ex | CZ01 | cWtd | SWLG011-01 | ExAnte2020 | IOU workpaper | 2019-06-26 | Fixture | 1 |  | None | 0 | 0 | 0 | 535 | 0.0779 | -15.4 | [6 empty] | DEER:Indoor_Non-CFL_Ltg | Annual
Any | SWLG011X | Hsp | Ex | CZ02 | cWtd | SWLG011-01 | ExAnte2020 | IOU workpaper | 2019-06-26 | Fixture | 1 |  | None | 0 | 0 | 0 | 576 | 0.0911 | -9.83 | [6 empty] | DEER:Indoor_Non-CFL_Ltg | Annual
Any | SWLG011X | Hsp | Ex | CZ03 | cWtd | SWLG011-01 | ExAnte2020 | IOU workpaper | 2019-06-26 | Fixture | 1 |  | None | 0 | 0 | 0 | 564 | 0.0882 | -9.31 | [6 empty] | DEER:Indoor_Non-CFL_Ltg | Annual
Any | SWLG011X | Hsp | Ex | CZ04 | cWtd | SWLG011-01 | ExAnte2020 | IOU workpaper | 2019-06-26 | Fixture | 1 |  | None | 0 | 0 | 0 | 588 | 0.0889 | -8.03 | [6 empty] | DEER:Indoor_Non-CFL_Ltg | Annual
Any | SWLG011X | Hsp | Ex | CZ05 | cWtd | SWLG011-01 | ExAnte2020 | IOU workpaper | 2019-06-26 | Fixture | 1 |  | None | 0 | 0 | 0 | 564 | 0.0838 | -9.89 | [6 empty] | DEER:Indoor_Non-CFL_Ltg | Annual
Any | SWLG011X | Hsp | Ex | CZ06 | cWtd | SWLG011-01 | ExAnte2020 | IOU workpaper | 2019-06-26 | Fixture | 1 |  | None | 0 | 0 | 0 | 605 | 0.0948 | -5.18 | [6 empty] | DEER:Indoor_Non-CFL_Ltg | Annual
Any | SWLG011X | Hsp | Ex | CZ07 | cWtd | SWLG011-01 | ExAnte2020 | IOU workpaper | 2019-06-26 | Fixture | 1 |  | None | 0 | 0 | 0 | 611 | 0.0896 | -3.68 | [6 empty] | DEER:Indoor_Non-CFL_Ltg | Annual
Any | SWLG011X | Hsp | Ex | CZ08 | cWtd | SWLG011-01 | ExAnte2020 | IOU workpaper | 2019-06-26 | Fixture | 1 |  | None | 0 | 0 | 0 | 611 | 0.0904 | -4.41 | [6 empty] | DEER:Indoor_Non-CFL_Ltg | Annual
Any | SWLG011X | Hsp | Ex | CZ09 | cWtd | SWLG011-01 | ExAnte2020 | IOU workpaper | 2019-06-26 | Fixture | 1 |  | None | 0 | 0 | 0 | 611 | 0.0933 | -5.27 | [6 empty] | DEER:Indoor_Non-CFL_Ltg | Annual
Any | SWLG011X | Hsp | Ex | CZ10 | cWtd | SWLG011-01 | ExAnte2020 | IOU workpaper | 2019-06-26 | Fixture | 1 |  | None | 0 | 0 | 0 | 611 | 0.0948 | -5.63 | [6 empty] | DEER:Indoor_Non-CFL_Ltg | Annual
Any | SWLG011X | Hsp | Ex | CZ11 | cWtd | SWLG011-01 | ExAnte2020 | IOU workpaper | 2019-06-26 | Fixture | 1 |  | None | 0 | 0 | 0 | 599 | 0.0904 | -8.26 | [6 empty] | DEER:Indoor_Non-CFL_Ltg | Annual
Any | SWLG011X | Hsp | Ex | CZ12 | cWtd | SWLG011-01 | ExAnte2020 | IOU workpaper | 2019-06-26 | Fixture | 1 |  | None | 0 | 0 | 0 | 593 | 0.0904 | -8.44 | [6 empty] | DEER:Indoor_Non-CFL_Ltg | Annual
Any | SWLG011X | Hsp | Ex | CZ13 | cWtd | SWLG011-01 | ExAnte2020 | IOU workpaper | 2019-06-26 | Fixture | 1 |  | None | 0 | 0 | 0 | 605 | 0.0904 | -7.74 | [6 empty] | DEER:Indoor_Non-CFL_Ltg | Annual
Any | SWLG011X | Hsp | Ex | CZ14 | cWtd | SWLG011-01 | ExAnte2020 | IOU workpaper | 2019-06-26 | Fixture | 1 |  | None | 0 | 0 | 0 | 599 | 0.0911 | -7.85 | [6 empty] | DEER:Indoor_Non-CFL_Ltg | Annual
Any | SWLG011X | Hsp | Ex | CZ15 | cWtd | SWLG011-01 | ExAnte2020 | IOU workpaper | 2019-06-26 | Fixture | 1 |  | None | 0 | 0 | 0 | 652 | 0.0926 | -2.97 | [6 empty] | DEER:Indoor_Non-CFL_Ltg | Annual
Any | SWLG011X | Hsp | Ex | CZ16 | cWtd | SWLG011-01 | ExAnte2020 | IOU workpaper | 2019-06-26 | Fixture | 1 |  | None | 0 | 0 | 0 | 564 | 0.0896 | -10.9 | [6 empty] | DEER:Indoor_Non-CFL_Ltg | Annual
Any | SWLG011X | Htl | Ex | CZ01 | cWtd | SWLG011-01 | ExAnte2020 | IOU workpaper | 2019-06-26 | Fixture | 1 |  | None | 0 | 0 | 0 | 417 | 0.0672 | -8.86 | [6 empty] | DEER:Indoor_Non-CFL_Ltg | Annual
Any | SWLG011X | Htl | Ex | CZ02 | cWtd | SWLG011-01 | ExAnte2020 | IOU workpaper | 2019-06-26 | Fixture | 1 |  | None | 0 | 0 | 0 | 469 | 0.0765 | -6.39 | [6 empty] | DEER:Indoor_Non-CFL_Ltg | Annual
Any | SWLG011X | Htl | Ex | CZ03 | cWtd | SWLG011-01 | ExAnte2020 | IOU workpaper | 2019-06-26 | Fixture | 1 |  | None | 0 | 0 | 0 | 464 | 0.0753 | -6.7 | [6 empty] | DEER:Indoor_Non-CFL_Ltg | Annual
Any | SWLG011X | Htl | Ex | CZ04 | cWtd | SWLG011-01 | ExAnte2020 | IOU workpaper | 2019-06-26 | Fixture | 1 |  | None | 0 | 0 | 0 | 479 | 0.0747 | -5.1 | [6 empty] | DEER:Indoor_Non-CFL_Ltg | Annual
Any | SWLG011X | Htl | Ex | CZ05 | cWtd | SWLG011-01 | ExAnte2020 | IOU workpaper | 2019-06-26 | Fixture | 1 |  | None | 0 | 0 | 0 | 459 | 0.0722 | -6.9 | [6 empty] | DEER:Indoor_Non-CFL_Ltg | Annual
Any | SWLG011X | Htl | Ex | CZ06 | cWtd | SWLG011-01 | ExAnte2020 | IOU workpaper | 2019-06-26 | Fixture | 1 |  | None | 0 | 0 | 0 | 520 | 0.0784 | -3.62 | [6 empty] | DEER:Indoor_Non-CFL_Ltg | Annual
Any | SWLG011X | Htl | Ex | CZ07 | cWtd | SWLG011-01 | ExAnte2020 | IOU workpaper | 2019-06-26 | Fixture | 1 |  | None | 0 | 0 | 0 | 531 | 0.0778 | -3.23 | [6 empty] | DEER:Indoor_Non-CFL_Ltg | Annual
Any | SWLG011X | Htl | Ex | CZ08 | cWtd | SWLG011-01 | ExAnte2020 | IOU workpaper | 2019-06-26 | Fixture | 1 |  | None | 0 | 0 | 0 | 536 | 0.0772 | -3.18 | [6 empty] | DEER:Indoor_Non-CFL_Ltg | Annual
Any | SWLG011X | Htl | Ex | CZ09 | cWtd | SWLG011-01 | ExAnte2020 | IOU workpaper | 2019-06-26 | Fixture | 1 |  | None | 0 | 0 | 0 | 526 | 0.0803 | -3.68 | [6 empty] | DEER:Indoor_Non-CFL_Ltg | Annual
Any | SWLG011X | Htl | Ex | CZ10 | cWtd | SWLG011-01 | ExAnte2020 | IOU workpaper | 2019-06-26 | Fixture | 1 |  | None | 0 | 0 | 0 | 520 | 0.0809 | -3.82 | [6 empty] | DEER:Indoor_Non-CFL_Ltg | Annual
Any | SWLG011X | Htl | Ex | CZ11 | cWtd | SWLG011-01 | ExAnte2020 | IOU workpaper | 2019-06-26 | Fixture | 1 |  | None | 0 | 0 | 0 | 484 | 0.0765 | -6.29 | [6 empty] | DEER:Indoor_Non-CFL_Ltg | Annual
Any | SWLG011X | Htl | Ex | CZ12 | cWtd | SWLG011-01 | ExAnte2020 | IOU workpaper | 2019-06-26 | Fixture | 1 |  | None | 0 | 0 | 0 | 479 | 0.0765 | -6.08 | [6 empty] | DEER:Indoor_Non-CFL_Ltg | Annual
Any | SWLG011X | Htl | Ex | CZ13 | cWtd | SWLG011-01 | ExAnte2020 | IOU workpaper | 2019-06-26 | Fixture | 1 |  | None | 0 | 0 | 0 | 484 | 0.0759 | -5.56 | [6 empty] | DEER:Indoor_Non-CFL_Ltg | Annual
Any | SWLG011X | Htl | Ex | CZ14 | cWtd | SWLG011-01 | ExAnte2020 | IOU workpaper | 2019-06-26 | Fixture | 1 |  | None | 0 | 0 | 0 | 495 | 0.0778 | -4.32 | [6 empty] | DEER:Indoor_Non-CFL_Ltg | Annual
Any | SWLG011X | Htl | Ex | CZ15 | cWtd | SWLG011-01 | ExAnte2020 | IOU workpaper | 2019-06-26 | Fixture | 1 |  | None | 0 | 0 | 0 | 567 | 0.0809 | -2.24 | [6 empty] | DEER:Indoor_Non-CFL_Ltg | Annual
Any | SWLG011X | Htl | Ex | CZ16 | cWtd | SWLG011-01 | ExAnte2020 | IOU workpaper | 2019-06-26 | Fixture | 1 |  | None | 0 | 0 | 0 | 448 | 0.0765 | -6.13 | [6 empty] | DEER:Indoor_Non-CFL_Ltg | Annual
Any | SWLG011X | MBT | Ex | CZ01 | cWtd | SWLG011-01 | ExAnte2020 | IOU workpaper | 2019-06-26 | Fixture | 1 |  | None | 0 | 0 | 0 | 253 | 0.0284 | -2.46 | [6 empty] | DEER:Indoor_Non-CFL_Ltg | Annual
Any | SWLG011X | MBT | Ex | CZ02 | cWtd | SWLG011-01 | ExAnte2020 | IOU workpaper | 2019-06-26 | Fixture | 1 |  | None | 0 | 0 | 0 | 269 | 0.0326 | -1.38 | [6 empty] | DEER:Indoor_Non-CFL_Ltg | Annual
Any | SWLG011X | MBT | Ex | CZ03 | cWtd | SWLG011-01 | ExAnte2020 | IOU workpaper | 2019-06-26 | Fixture | 1 |  | None | 0 | 0 | 0 | 269 | 0.0318 | -1.09 | [6 empty] | DEER:Indoor_Non-CFL_Ltg | Annual
Any | SWLG011X | MBT | Ex | CZ04 | cWtd | SWLG011-01 | ExAnte2020 | IOU workpaper | 2019-06-26 | Fixture | 1 |  | None | 0 | 0 | 0 | 274 | 0.0326 | -0.903 | [6 empty] | DEER:Indoor_Non-CFL_Ltg | Annual
Any | SWLG011X | MBT | Ex | CZ05 | cWtd | SWLG011-01 | ExAnte2020 | IOU workpaper | 2019-06-26 | Fixture | 1 |  | None | 0 | 0 | 0 | 269 | 0.0323 | -1.15 | [6 empty] | DEER:Indoor_Non-CFL_Ltg | Annual
Any | SWLG011X | MBT | Ex | CZ06 | cWtd | SWLG011-01 | ExAnte2020 | IOU workpaper | 2019-06-26 | Fixture | 1 |  | None | 0 | 0 | 0 | 282 | 0.0342 | -0.626 | [6 empty] | DEER:Indoor_Non-CFL_Ltg | Annual
Any | SWLG011X | MBT | Ex | CZ07 | cWtd | SWLG011-01 | ExAnte2020 | IOU workpaper | 2019-06-26 | Fixture | 1 |  | None | 0 | 0 | 0 | 284 | 0.0344 | -0.423 | [6 empty] | DEER:Indoor_Non-CFL_Ltg | Annual
Any | SWLG011X | MBT | Ex | CZ08 | cWtd | SWLG011-01 | ExAnte2020 | IOU workpaper | 2019-06-26 | Fixture | 1 |  | None | 0 | 0 | 0 | 287 | 0.0342 | -0.522 | [6 empty] | DEER:Indoor_Non-CFL_Ltg | Annual
Any | SWLG011X | MBT | Ex | CZ09 | cWtd | SWLG011-01 | ExAnte2020 | IOU workpaper | 2019-06-26 | Fixture | 1 |  | None | 0 | 0 | 0 | 284 | 0.0355 | -0.639 | [6 empty] | DEER:Indoor_Non-CFL_Ltg | Annual
Any | SWLG011X | MBT | Ex | CZ10 | cWtd | SWLG011-01 | ExAnte2020 | IOU workpaper | 2019-06-26 | Fixture | 1 |  | None | 0 | 0 | 0 | 287 | 0.0355 | -0.514 | [6 empty] | DEER:Indoor_Non-CFL_Ltg | Annual
Any | SWLG011X | MBT | Ex | CZ11 | cWtd | SWLG011-01 | ExAnte2020 | IOU workpaper | 2019-06-26 | Fixture | 1 |  | None | 0 | 0 | 0 | 274 | 0.0328 | -1.4 | [6 empty] | DEER:Indoor_Non-CFL_Ltg | Annual
Any | SWLG011X | MBT | Ex | CZ12 | cWtd | SWLG011-01 | ExAnte2020 | IOU workpaper | 2019-06-26 | Fixture | 1 |  | None | 0 | 0 | 0 | 271 | 0.0326 | -1.33 | [6 empty] | DEER:Indoor_Non-CFL_Ltg | Annual
Any | SWLG011X | MBT | Ex | CZ13 | cWtd | SWLG011-01 | ExAnte2020 | IOU workpaper | 2019-06-26 | Fixture | 1 |  | None | 0 | 0 | 0 | 274 | 0.0323 | -1.2 | [6 empty] | DEER:Indoor_Non-CFL_Ltg | Annual
Any | SWLG011X | MBT | Ex | CZ14 | cWtd | SWLG011-01 | ExAnte2020 | IOU workpaper | 2019-06-26 | Fixture | 1 |  | None | 0 | 0 | 0 | 279 | 0.0352 | -1.34 | [6 empty] | DEER:Indoor_Non-CFL_Ltg | Annual
Any | SWLG011X | MBT | Ex | CZ15 | cWtd | SWLG011-01 | ExAnte2020 | IOU workpaper | 2019-06-26 | Fixture | 1 |  | None | 0 | 0 | 0 | 300 | 0.0349 | -0.206 | [6 empty] | DEER:Indoor_Non-CFL_Ltg | Annual
Any | SWLG011X | MBT | Ex | CZ16 | cWtd | SWLG011-01 | ExAnte2020 | IOU workpaper | 2019-06-26 | Fixture | 1 |  | None | 0 | 0 | 0 | 264 | 0.0334 | -3.13 | [6 empty] | DEER:Indoor_Non-CFL_Ltg | Annual
Any | SWLG011X | MLI | Ex | CZ01 | cWtd | SWLG011-01 | ExAnte2020 | IOU workpaper | 2019-06-26 | Fixture | 1 |  | None | 0 | 0 | 0 | 244 | 0.031 | -4.53 | [6 empty] | DEER:Indoor_Non-CFL_Ltg | Annual
Any | SWLG011X | MLI | Ex | CZ02 | cWtd | SWLG011-01 | ExAnte2020 | IOU workpaper | 2019-06-26 | Fixture | 1 |  | None | 0 | 0 | 0 | 259 | 0.034 | -2.85 | [6 empty] | DEER:Indoor_Non-CFL_Ltg | Annual
Any | SWLG011X | MLI | Ex | CZ03 | cWtd | SWLG011-01 | ExAnte2020 | IOU workpaper | 2019-06-26 | Fixture | 1 |  | None | 0 | 0 | 0 | 257 | 0.034 | -2.91 | [6 empty] | DEER:Indoor_Non-CFL_Ltg | Annual
Any | SWLG011X | MLI | Ex | CZ04 | cWtd | SWLG011-01 | ExAnte2020 | IOU workpaper | 2019-06-26 | Fixture | 1 |  | None | 0 | 0 | 0 | 262 | 0.034 | -2.33 | [6 empty] | DEER:Indoor_Non-CFL_Ltg | Annual
Any | SWLG011X | MLI | Ex | CZ05 | cWtd | SWLG011-01 | ExAnte2020 | IOU workpaper | 2019-06-26 | Fixture | 1 |  | None | 0 | 0 | 0 | 257 | 0.0328 | -2.88 | [6 empty] | DEER:Indoor_Non-CFL_Ltg | Annual
Any | SWLG011X | MLI | Ex | CZ06 | cWtd | SWLG011-01 | ExAnte2020 | IOU workpaper | 2019-06-26 | Fixture | 1 |  | None | 0 | 0 | 0 | 272 | 0.0348 | -1.46 | [6 empty] | DEER:Indoor_Non-CFL_Ltg | Annual
Any | SWLG011X | MLI | Ex | CZ07 | cWtd | SWLG011-01 | ExAnte2020 | IOU workpaper | 2019-06-26 | Fixture | 1 |  | None | 0 | 0 | 0 | 270 | 0.0351 | -1.25 | [6 empty] | DEER:Indoor_Non-CFL_Ltg | Annual
Any | SWLG011X | MLI | Ex | CZ08 | cWtd | SWLG011-01 | ExAnte2020 | IOU workpaper | 2019-06-26 | Fixture | 1 |  | None | 0 | 0 | 0 | 275 | 0.0348 | -1.33 | [6 empty] | DEER:Indoor_Non-CFL_Ltg | Annual
Any | SWLG011X | MLI | Ex | CZ09 | cWtd | SWLG011-01 | ExAnte2020 | IOU workpaper | 2019-06-26 | Fixture | 1 |  | None | 0 | 0 | 0 | 272 | 0.0354 | -1.52 | [6 empty] | DEER:Indoor_Non-CFL_Ltg | Annual
Any | SWLG011X | MLI | Ex | CZ10 | cWtd | SWLG011-01 | ExAnte2020 | IOU workpaper | 2019-06-26 | Fixture | 1 |  | None | 0 | 0 | 0 | 272 | 0.0357 | -1.52 | [6 empty] | DEER:Indoor_Non-CFL_Ltg | Annual
Any | SWLG011X | MLI | Ex | CZ11 | cWtd | SWLG011-01 | ExAnte2020 | IOU workpaper | 2019-06-26 | Fixture | 1 |  | None | 0 | 0 | 0 | 264 | 0.0351 | -2.45 | [6 empty] | DEER:Indoor_Non-CFL_Ltg | Annual
Any | SWLG011X | MLI | Ex | CZ12 | cWtd | SWLG011-01 | ExAnte2020 | IOU workpaper | 2019-06-26 | Fixture | 1 |  | None | 0 | 0 | 0 | 262 | 0.0343 | -2.53 | [6 empty] | DEER:Indoor_Non-CFL_Ltg | Annual
Any | SWLG011X | MLI | Ex | CZ13 | cWtd | SWLG011-01 | ExAnte2020 | IOU workpaper | 2019-06-26 | Fixture | 1 |  | None | 0 | 0 | 0 | 267 | 0.0337 | -2.22 | [6 empty] | DEER:Indoor_Non-CFL_Ltg | Annual
Any | SWLG011X | MLI | Ex | CZ14 | cWtd | SWLG011-01 | ExAnte2020 | IOU workpaper | 2019-06-26 | Fixture | 1 |  | None | 0 | 0 | 0 | 270 | 0.0357 | -2.37 | [6 empty] | DEER:Indoor_Non-CFL_Ltg | Annual
Any | SWLG011X | MLI | Ex | CZ15 | cWtd | SWLG011-01 | ExAnte2020 | IOU workpaper | 2019-06-26 | Fixture | 1 |  | None | 0 | 0 | 0 | 291 | 0.0366 | -0.641 | [6 empty] | DEER:Indoor_Non-CFL_Ltg | Annual
Any | SWLG011X | MLI | Ex | CZ16 | cWtd | SWLG011-01 | ExAnte2020 | IOU workpaper | 2019-06-26 | Fixture | 1 |  | None | 0 | 0 | 0 | 254 | 0.0346 | -3.8 | [6 empty] | DEER:Indoor_Non-CFL_Ltg | Annual
Any | SWLG011X | Mtl | Ex | CZ01 | cWtd | SWLG011-01 | ExAnte2020 | IOU workpaper | 2019-06-26 | Fixture | 1 |  | None | 0 | 0 | 0 | 316 | 0.0521 | -5.5 | [6 empty] | DEER:Indoor_Non-CFL_Ltg | Annual
Any | SWLG011X | Mtl | Ex | CZ02 | cWtd | SWLG011-01 | ExAnte2020 | IOU workpaper | 2019-06-26 | Fixture | 1 |  | None | 0 | 0 | 0 | 355 | 0.0558 | -3.76 | [6 empty] | DEER:Indoor_Non-CFL_Ltg | Annual
Any | SWLG011X | Mtl | Ex | CZ03 | cWtd | SWLG011-01 | ExAnte2020 | IOU workpaper | 2019-06-26 | Fixture | 1 |  | None | 0 | 0 | 0 | 351 | 0.0554 | -3.69 | [6 empty] | DEER:Indoor_Non-CFL_Ltg | Annual
Any | SWLG011X | Mtl | Ex | CZ04 | cWtd | SWLG011-01 | ExAnte2020 | IOU workpaper | 2019-06-26 | Fixture | 1 |  | None | 0 | 0 | 0 | 371 | 0.0554 | -3.06 | [6 empty] | DEER:Indoor_Non-CFL_Ltg | Annual
Any | SWLG011X | Mtl | Ex | CZ05 | cWtd | SWLG011-01 | ExAnte2020 | IOU workpaper | 2019-06-26 | Fixture | 1 |  | None | 0 | 0 | 0 | 347 | 0.0535 | -4.1 | [6 empty] | DEER:Indoor_Non-CFL_Ltg | Annual
Any | SWLG011X | Mtl | Ex | CZ06 | cWtd | SWLG011-01 | ExAnte2020 | IOU workpaper | 2019-06-26 | Fixture | 1 |  | None | 0 | 0 | 0 | 410 | 0.0577 | -1.42 | [6 empty] | DEER:Indoor_Non-CFL_Ltg | Annual
Any | SWLG011X | Mtl | Ex | CZ07 | cWtd | SWLG011-01 | ExAnte2020 | IOU workpaper | 2019-06-26 | Fixture | 1 |  | None | 0 | 0 | 0 | 422 | 0.0572 | -0.886 | [6 empty] | DEER:Indoor_Non-CFL_Ltg | Annual
Any | SWLG011X | Mtl | Ex | CZ08 | cWtd | SWLG011-01 | ExAnte2020 | IOU workpaper | 2019-06-26 | Fixture | 1 |  | None | 0 | 0 | 0 | 422 | 0.0572 | -1.25 | [6 empty] | DEER:Indoor_Non-CFL_Ltg | Annual
Any | SWLG011X | Mtl | Ex | CZ09 | cWtd | SWLG011-01 | ExAnte2020 | IOU workpaper | 2019-06-26 | Fixture | 1 |  | None | 0 | 0 | 0 | 410 | 0.0591 | -1.41 | [6 empty] | DEER:Indoor_Non-CFL_Ltg | Annual
Any | SWLG011X | Mtl | Ex | CZ10 | cWtd | SWLG011-01 | ExAnte2020 | IOU workpaper | 2019-06-26 | Fixture | 1 |  | None | 0 | 0 | 0 | 402 | 0.0587 | -1.76 | [6 empty] | DEER:Indoor_Non-CFL_Ltg | Annual
Any | SWLG011X | Mtl | Ex | CZ11 | cWtd | SWLG011-01 | ExAnte2020 | IOU workpaper | 2019-06-26 | Fixture | 1 |  | None | 0 | 0 | 0 | 375 | 0.0563 | -2.92 | [6 empty] | DEER:Indoor_Non-CFL_Ltg | Annual
Any | SWLG011X | Mtl | Ex | CZ12 | cWtd | SWLG011-01 | ExAnte2020 | IOU workpaper | 2019-06-26 | Fixture | 1 |  | None | 0 | 0 | 0 | 371 | 0.0558 | -3.03 | [6 empty] | DEER:Indoor_Non-CFL_Ltg | Annual
Any | SWLG011X | Mtl | Ex | CZ13 | cWtd | SWLG011-01 | ExAnte2020 | IOU workpaper | 2019-06-26 | Fixture | 1 |  | None | 0 | 0 | 0 | 383 | 0.0558 | -2.7 | [6 empty] | DEER:Indoor_Non-CFL_Ltg | Annual
Any | SWLG011X | Mtl | Ex | CZ14 | cWtd | SWLG011-01 | ExAnte2020 | IOU workpaper | 2019-06-26 | Fixture | 1 |  | None | 0 | 0 | 0 | 383 | 0.0582 | -2.42 | [6 empty] | DEER:Indoor_Non-CFL_Ltg | Annual
Any | SWLG011X | Mtl | Ex | CZ15 | cWtd | SWLG011-01 | ExAnte2020 | IOU workpaper | 2019-06-26 | Fixture | 1 |  | None | 0 | 0 | 0 | 437 | 0.0591 | -0.714 | [6 empty] | DEER:Indoor_Non-CFL_Ltg | Annual
Any | SWLG011X | Mtl | Ex | CZ16 | cWtd | SWLG011-01 | ExAnte2020 | IOU workpaper | 2019-06-26 | Fixture | 1 |  | None | 0 | 0 | 0 | 340 | 0.0568 | -3.62 | [6 empty] | DEER:Indoor_Non-CFL_Ltg | Annual
Any | SWLG011X | Nrs | Ex | CZ01 | cWtd | SWLG011-01 | ExAnte2020 | IOU workpaper | 2019-06-26 | Fixture | 1 |  | None | 0 | 0 | 0 | 347 | 0.0697 | -6.9 | [6 empty] | DEER:Indoor_Non-CFL_Ltg | Annual
Any | SWLG011X | Nrs | Ex | CZ02 | cWtd | SWLG011-01 | ExAnte2020 | IOU workpaper | 2019-06-26 | Fixture | 1 |  | None | 0 | 0 | 0 | 372 | 0.076 | -4.68 | [6 empty] | DEER:Indoor_Non-CFL_Ltg | Annual
Any | SWLG011X | Nrs | Ex | CZ03 | cWtd | SWLG011-01 | ExAnte2020 | IOU workpaper | 2019-06-26 | Fixture | 1 |  | None | 0 | 0 | 0 | 368 | 0.0747 | -4.47 | [6 empty] | DEER:Indoor_Non-CFL_Ltg | Annual
Any | SWLG011X | Nrs | Ex | CZ04 | cWtd | SWLG011-01 | ExAnte2020 | IOU workpaper | 2019-06-26 | Fixture | 1 |  | None | 0 | 0 | 0 | 379 | 0.076 | -3.68 | [6 empty] | DEER:Indoor_Non-CFL_Ltg | Annual
Any | SWLG011X | Nrs | Ex | CZ05 | cWtd | SWLG011-01 | ExAnte2020 | IOU workpaper | 2019-06-26 | Fixture | 1 |  | None | 0 | 0 | 0 | 368 | 0.0722 | -4.61 | [6 empty] | DEER:Indoor_Non-CFL_Ltg | Annual
Any | SWLG011X | Nrs | Ex | CZ06 | cWtd | SWLG011-01 | ExAnte2020 | IOU workpaper | 2019-06-26 | Fixture | 1 |  | None | 0 | 0 | 0 | 397 | 0.0798 | -2.42 | [6 empty] | DEER:Indoor_Non-CFL_Ltg | Annual
Any | SWLG011X | Nrs | Ex | CZ07 | cWtd | SWLG011-01 | ExAnte2020 | IOU workpaper | 2019-06-26 | Fixture | 1 |  | None | 0 | 0 | 0 | 397 | 0.0804 | -2.07 | [6 empty] | DEER:Indoor_Non-CFL_Ltg | Annual
Any | SWLG011X | Nrs | Ex | CZ08 | cWtd | SWLG011-01 | ExAnte2020 | IOU workpaper | 2019-06-26 | Fixture | 1 |  | None | 0 | 0 | 0 | 400 | 0.0811 | -2.21 | [6 empty] | DEER:Indoor_Non-CFL_Ltg | Annual
Any | SWLG011X | Nrs | Ex | CZ09 | cWtd | SWLG011-01 | ExAnte2020 | IOU workpaper | 2019-06-26 | Fixture | 1 |  | None | 0 | 0 | 0 | 400 | 0.0817 | -2.39 | [6 empty] | DEER:Indoor_Non-CFL_Ltg | Annual
Any | SWLG011X | Nrs | Ex | CZ10 | cWtd | SWLG011-01 | ExAnte2020 | IOU workpaper | 2019-06-26 | Fixture | 1 |  | None | 0 | 0 | 0 | 404 | 0.0862 | -2.55 | [6 empty] | DEER:Indoor_Non-CFL_Ltg | Annual
Any | SWLG011X | Nrs | Ex | CZ11 | cWtd | SWLG011-01 | ExAnte2020 | IOU workpaper | 2019-06-26 | Fixture | 1 |  | None | 0 | 0 | 0 | 383 | 0.0779 | -3.83 | [6 empty] | DEER:Indoor_Non-CFL_Ltg | Annual
Any | SWLG011X | Nrs | Ex | CZ12 | cWtd | SWLG011-01 | ExAnte2020 | IOU workpaper | 2019-06-26 | Fixture | 1 |  | None | 0 | 0 | 0 | 379 | 0.0773 | -4 | [6 empty] | DEER:Indoor_Non-CFL_Ltg | Annual
Any | SWLG011X | Nrs | Ex | CZ13 | cWtd | SWLG011-01 | ExAnte2020 | IOU workpaper | 2019-06-26 | Fixture | 1 |  | None | 0 | 0 | 0 | 386 | 0.0773 | -3.61 | [6 empty] | DEER:Indoor_Non-CFL_Ltg | Annual
Any | SWLG011X | Nrs | Ex | CZ14 | cWtd | SWLG011-01 | ExAnte2020 | IOU workpaper | 2019-06-26 | Fixture | 1 |  | None | 0 | 0 | 0 | 393 | 0.0804 | -3.38 | [6 empty] | DEER:Indoor_Non-CFL_Ltg | Annual
Any | SWLG011X | Nrs | Ex | CZ15 | cWtd | SWLG011-01 | ExAnte2020 | IOU workpaper | 2019-06-26 | Fixture | 1 |  | None | 0 | 0 | 0 | 425 | 0.0836 | -1.22 | [6 empty] | DEER:Indoor_Non-CFL_Ltg | Annual
Any | SWLG011X | Nrs | Ex | CZ16 | cWtd | SWLG011-01 | ExAnte2020 | IOU workpaper | 2019-06-26 | Fixture | 1 |  | None | 0 | 0 | 0 | 361 | 0.076 | -5.72 | [6 empty] | DEER:Indoor_Non-CFL_Ltg | Annual
Any | SWLG011X | OfL | Ex | CZ01 | cWtd | SWLG011-01 | ExAnte2020 | IOU workpaper | 2019-06-26 | Fixture | 1 |  | None | 0 | 0 | 0 | 251 | 0.0371 | -1.21 | [6 empty] | DEER:Indoor_Non-CFL_Ltg | Annual
Any | SWLG011X | OfL | Ex | CZ02 | cWtd | SWLG011-01 | ExAnte2020 | IOU workpaper | 2019-06-26 | Fixture | 1 |  | None | 0 | 0 | 0 | 263 | 0.0388 | -0.693 | [6 empty] | DEER:Indoor_Non-CFL_Ltg | Annual
Any | SWLG011X | OfL | Ex | CZ03 | cWtd | SWLG011-01 | ExAnte2020 | IOU workpaper | 2019-06-26 | Fixture | 1 |  | None | 0 | 0 | 0 | 260 | 0.0382 | -0.608 | [6 empty] | DEER:Indoor_Non-CFL_Ltg | Annual
Any | SWLG011X | OfL | Ex | CZ04 | cWtd | SWLG011-01 | ExAnte2020 | IOU workpaper | 2019-06-26 | Fixture | 1 |  | None | 0 | 0 | 0 | 263 | 0.0397 | -0.61 | [6 empty] | DEER:Indoor_Non-CFL_Ltg | Annual
Any | SWLG011X | OfL | Ex | CZ05 | cWtd | SWLG011-01 | ExAnte2020 | IOU workpaper | 2019-06-26 | Fixture | 1 |  | None | 0 | 0 | 0 | 263 | 0.0375 | -0.513 | [6 empty] | DEER:Indoor_Non-CFL_Ltg | Annual
Any | SWLG011X | OfL | Ex | CZ06 | cWtd | SWLG011-01 | ExAnte2020 | IOU workpaper | 2019-06-26 | Fixture | 1 |  | None | 0 | 0 | 0 | 279 | 0.0391 | -0.175 | [6 empty] | DEER:Indoor_Non-CFL_Ltg | Annual
Any | SWLG011X | OfL | Ex | CZ07 | cWtd | SWLG011-01 | ExAnte2020 | IOU workpaper | 2019-06-26 | Fixture | 1 |  | None | 0 | 0 | 0 | 277 | 0.0385 | -0.0131 | [6 empty] | DEER:Indoor_Non-CFL_Ltg | Annual
Any | SWLG011X | OfL | Ex | CZ08 | cWtd | SWLG011-01 | ExAnte2020 | IOU workpaper | 2019-06-26 | Fixture | 1 |  | None | 0 | 0 | 0 | 279 | 0.0388 | -0.131 | [6 empty] | DEER:Indoor_Non-CFL_Ltg | Annual
Any | SWLG011X | OfL | Ex | CZ09 | cWtd | SWLG011-01 | ExAnte2020 | IOU workpaper | 2019-06-26 | Fixture | 1 |  | None | 0 | 0 | 0 | 277 | 0.041 | -0.255 | [6 empty] | DEER:Indoor_Non-CFL_Ltg | Annual
Any | SWLG011X | OfL | Ex | CZ10 | cWtd | SWLG011-01 | ExAnte2020 | IOU workpaper | 2019-06-26 | Fixture | 1 |  | None | 0 | 0 | 0 | 281 | 0.0413 | -0.148 | [6 empty] | DEER:Indoor_Non-CFL_Ltg | Annual
Any | SWLG011X | OfL | Ex | CZ11 | cWtd | SWLG011-01 | ExAnte2020 | IOU workpaper | 2019-06-26 | Fixture | 1 |  | None | 0 | 0 | 0 | 265 | 0.0404 | -0.757 | [6 empty] | DEER:Indoor_Non-CFL_Ltg | Annual
Any | SWLG011X | OfL | Ex | CZ12 | cWtd | SWLG011-01 | ExAnte2020 | IOU workpaper | 2019-06-26 | Fixture | 1 |  | None | 0 | 0 | 0 | 265 | 0.0429 | -0.705 | [6 empty] | DEER:Indoor_Non-CFL_Ltg | Annual
Any | SWLG011X | OfL | Ex | CZ13 | cWtd | SWLG011-01 | ExAnte2020 | IOU workpaper | 2019-06-26 | Fixture | 1 |  | None | 0 | 0 | 0 | 267 | 0.0423 | -0.657 | [6 empty] | DEER:Indoor_Non-CFL_Ltg | Annual
Any | SWLG011X | OfL | Ex | CZ14 | cWtd | SWLG011-01 | ExAnte2020 | IOU workpaper | 2019-06-26 | Fixture | 1 |  | None | 0 | 0 | 0 | 274 | 0.0404 | -0.646 | [6 empty] | DEER:Indoor_Non-CFL_Ltg | Annual
Any | SWLG011X | OfL | Ex | CZ15 | cWtd | SWLG011-01 | ExAnte2020 | IOU workpaper | 2019-06-26 | Fixture | 1 |  | None | 0 | 0 | 0 | 286 | 0.0438 | -0.0371 | [6 empty] | DEER:Indoor_Non-CFL_Ltg | Annual
Any | SWLG011X | OfL | Ex | CZ16 | cWtd | SWLG011-01 | ExAnte2020 | IOU workpaper | 2019-06-26 | Fixture | 1 |  | None | 0 | 0 | 0 | 258 | 0.0391 | -1.93 | [6 empty] | DEER:Indoor_Non-CFL_Ltg | Annual
Any | SWLG011X | OfS | Ex | CZ01 | cWtd | SWLG011-01 | ExAnte2020 | IOU workpaper | 2019-06-26 | Fixture | 1 |  | None | 0 | 0 | 0 | 185 | 0.031 | -1.51 | [6 empty] | DEER:Indoor_Non-CFL_Ltg | Annual
Any | SWLG011X | OfS | Ex | CZ02 | cWtd | SWLG011-01 | ExAnte2020 | IOU workpaper | 2019-06-26 | Fixture | 1 |  | None | 0 | 0 | 0 | 200 | 0.0338 | -0.934 | [6 empty] | DEER:Indoor_Non-CFL_Ltg | Annual
Any | SWLG011X | OfS | Ex | CZ03 | cWtd | SWLG011-01 | ExAnte2020 | IOU workpaper | 2019-06-26 | Fixture | 1 |  | None | 0 | 0 | 0 | 196 | 0.0324 | -0.886 | [6 empty] | DEER:Indoor_Non-CFL_Ltg | Annual
Any | SWLG011X | OfS | Ex | CZ04 | cWtd | SWLG011-01 | ExAnte2020 | IOU workpaper | 2019-06-26 | Fixture | 1 |  | None | 0 | 0 | 0 | 202 | 0.0327 | -0.769 | [6 empty] | DEER:Indoor_Non-CFL_Ltg | Annual
Any | SWLG011X | OfS | Ex | CZ05 | cWtd | SWLG011-01 | ExAnte2020 | IOU workpaper | 2019-06-26 | Fixture | 1 |  | None | 0 | 0 | 0 | 198 | 0.0315 | -0.767 | [6 empty] | DEER:Indoor_Non-CFL_Ltg | Annual
Any | SWLG011X | OfS | Ex | CZ06 | cWtd | SWLG011-01 | ExAnte2020 | IOU workpaper | 2019-06-26 | Fixture | 1 |  | None | 0 | 0 | 0 | 214 | 0.0335 | -0.334 | [6 empty] | DEER:Indoor_Non-CFL_Ltg | Annual
Any | SWLG011X | OfS | Ex | CZ07 | cWtd | SWLG011-01 | ExAnte2020 | IOU workpaper | 2019-06-26 | Fixture | 1 |  | None | 0 | 0 | 0 | 212 | 0.0324 | -0.196 | [6 empty] | DEER:Indoor_Non-CFL_Ltg | Annual
Any | SWLG011X | OfS | Ex | CZ08 | cWtd | SWLG011-01 | ExAnte2020 | IOU workpaper | 2019-06-26 | Fixture | 1 |  | None | 0 | 0 | 0 | 216 | 0.0335 | -0.338 | [6 empty] | DEER:Indoor_Non-CFL_Ltg | Annual
Any | SWLG011X | OfS | Ex | CZ09 | cWtd | SWLG011-01 | ExAnte2020 | IOU workpaper | 2019-06-26 | Fixture | 1 |  | None | 0 | 0 | 0 | 214 | 0.0346 | -0.418 | [6 empty] | DEER:Indoor_Non-CFL_Ltg | Annual
Any | SWLG011X | OfS | Ex | CZ10 | cWtd | SWLG011-01 | ExAnte2020 | IOU workpaper | 2019-06-26 | Fixture | 1 |  | None | 0 | 0 | 0 | 214 | 0.0346 | -0.334 | [6 empty] | DEER:Indoor_Non-CFL_Ltg | Annual
Any | SWLG011X | OfS | Ex | CZ11 | cWtd | SWLG011-01 | ExAnte2020 | IOU workpaper | 2019-06-26 | Fixture | 1 |  | None | 0 | 0 | 0 | 202 | 0.036 | -0.882 | [6 empty] | DEER:Indoor_Non-CFL_Ltg | Annual
Any | SWLG011X | OfS | Ex | CZ12 | cWtd | SWLG011-01 | ExAnte2020 | IOU workpaper | 2019-06-26 | Fixture | 1 |  | None | 0 | 0 | 0 | 202 | 0.0346 | -0.894 | [6 empty] | DEER:Indoor_Non-CFL_Ltg | Annual
Any | SWLG011X | OfS | Ex | CZ13 | cWtd | SWLG011-01 | ExAnte2020 | IOU workpaper | 2019-06-26 | Fixture | 1 |  | None | 0 | 0 | 0 | 204 | 0.0343 | -0.82 | [6 empty] | DEER:Indoor_Non-CFL_Ltg | Annual
Any | SWLG011X | OfS | Ex | CZ14 | cWtd | SWLG011-01 | ExAnte2020 | IOU workpaper | 2019-06-26 | Fixture | 1 |  | None | 0 | 0 | 0 | 208 | 0.0349 | -0.67 | [6 empty] | DEER:Indoor_Non-CFL_Ltg | Annual
Any | SWLG011X | OfS | Ex | CZ15 | cWtd | SWLG011-01 | ExAnte2020 | IOU workpaper | 2019-06-26 | Fixture | 1 |  | None | 0 | 0 | 0 | 225 | 0.0363 | -0.127 | [6 empty] | DEER:Indoor_Non-CFL_Ltg | Annual
Any | SWLG011X | OfS | Ex | CZ16 | cWtd | SWLG011-01 | ExAnte2020 | IOU workpaper | 2019-06-26 | Fixture | 1 |  | None | 0 | 0 | 0 | 190 | 0.0341 | -1.62 | [6 empty] | DEER:Indoor_Non-CFL_Ltg | Annual
Any | SWLG011X | RFF | Ex | CZ01 | cWtd | SWLG011-01 | ExAnte2020 | IOU workpaper | 2019-06-26 | Fixture | 1 |  | None | 0 | 0 | 0 | 287 | 0.0497 | -5.81 | [6 empty] | DEER:Indoor_Non-CFL_Ltg | Annual
Any | SWLG011X | RFF | Ex | CZ02 | cWtd | SWLG011-01 | ExAnte2020 | IOU workpaper | 2019-06-26 | Fixture | 1 |  | None | 0 | 0 | 0 | 313 | 0.053 | -3.7 | [6 empty] | DEER:Indoor_Non-CFL_Ltg | Annual
Any | SWLG011X | RFF | Ex | CZ03 | cWtd | SWLG011-01 | ExAnte2020 | IOU workpaper | 2019-06-26 | Fixture | 1 |  | None | 0 | 0 | 0 | 306 | 0.0534 | -3.99 | [6 empty] | DEER:Indoor_Non-CFL_Ltg | Annual
Any | SWLG011X | RFF | Ex | CZ04 | cWtd | SWLG011-01 | ExAnte2020 | IOU workpaper | 2019-06-26 | Fixture | 1 |  | None | 0 | 0 | 0 | 316 | 0.0534 | -3.09 | [6 empty] | DEER:Indoor_Non-CFL_Ltg | Annual
Any | SWLG011X | RFF | Ex | CZ05 | cWtd | SWLG011-01 | ExAnte2020 | IOU workpaper | 2019-06-26 | Fixture | 1 |  | None | 0 | 0 | 0 | 306 | 0.0525 | -3.99 | [6 empty] | DEER:Indoor_Non-CFL_Ltg | Annual
Any | SWLG011X | RFF | Ex | CZ06 | cWtd | SWLG011-01 | ExAnte2020 | IOU workpaper | 2019-06-26 | Fixture | 1 |  | None | 0 | 0 | 0 | 338 | 0.0562 | -2.57 | [6 empty] | DEER:Indoor_Non-CFL_Ltg | Annual
Any | SWLG011X | RFF | Ex | CZ07 | cWtd | SWLG011-01 | ExAnte2020 | IOU workpaper | 2019-06-26 | Fixture | 1 |  | None | 0 | 0 | 0 | 341 | 0.0567 | -2.11 | [6 empty] | DEER:Indoor_Non-CFL_Ltg | Annual
Any | SWLG011X | RFF | Ex | CZ08 | cWtd | SWLG011-01 | ExAnte2020 | IOU workpaper | 2019-06-26 | Fixture | 1 |  | None | 0 | 0 | 0 | 341 | 0.0557 | -2.15 | [6 empty] | DEER:Indoor_Non-CFL_Ltg | Annual
Any | SWLG011X | RFF | Ex | CZ09 | cWtd | SWLG011-01 | ExAnte2020 | IOU workpaper | 2019-06-26 | Fixture | 1 |  | None | 0 | 0 | 0 | 338 | 0.0567 | -2.56 | [6 empty] | DEER:Indoor_Non-CFL_Ltg | Annual
Any | SWLG011X | RFF | Ex | CZ10 | cWtd | SWLG011-01 | ExAnte2020 | IOU workpaper | 2019-06-26 | Fixture | 1 |  | None | 0 | 0 | 0 | 338 | 0.0562 | -2.57 | [6 empty] | DEER:Indoor_Non-CFL_Ltg | Annual
Any | SWLG011X | RFF | Ex | CZ11 | cWtd | SWLG011-01 | ExAnte2020 | IOU workpaper | 2019-06-26 | Fixture | 1 |  | None | 0 | 0 | 0 | 319 | 0.0544 | -3.1 | [6 empty] | DEER:Indoor_Non-CFL_Ltg | Annual
Any | SWLG011X | RFF | Ex | CZ12 | cWtd | SWLG011-01 | ExAnte2020 | IOU workpaper | 2019-06-26 | Fixture | 1 |  | None | 0 | 0 | 0 | 316 | 0.0548 | -3.17 | [6 empty] | DEER:Indoor_Non-CFL_Ltg | Annual
Any | SWLG011X | RFF | Ex | CZ13 | cWtd | SWLG011-01 | ExAnte2020 | IOU workpaper | 2019-06-26 | Fixture | 1 |  | None | 0 | 0 | 0 | 322 | 0.0548 | -2.91 | [6 empty] | DEER:Indoor_Non-CFL_Ltg | Annual
Any | SWLG011X | RFF | Ex | CZ14 | cWtd | SWLG011-01 | ExAnte2020 | IOU workpaper | 2019-06-26 | Fixture | 1 |  | None | 0 | 0 | 0 | 332 | 0.0567 | -3.57 | [6 empty] | DEER:Indoor_Non-CFL_Ltg | Annual
Any | SWLG011X | RFF | Ex | CZ15 | cWtd | SWLG011-01 | ExAnte2020 | IOU workpaper | 2019-06-26 | Fixture | 1 |  | None | 0 | 0 | 0 | 357 | 0.0576 | -1.18 | [6 empty] | DEER:Indoor_Non-CFL_Ltg | Annual
Any | SWLG011X | RFF | Ex | CZ16 | cWtd | SWLG011-01 | ExAnte2020 | IOU workpaper | 2019-06-26 | Fixture | 1 |  | None | 0 | 0 | 0 | 316 | 0.0548 | -4.95 | [6 empty] | DEER:Indoor_Non-CFL_Ltg | Annual
Any | SWLG011X | RSD | Ex | CZ01 | cWtd | SWLG011-01 | ExAnte2020 | IOU workpaper | 2019-06-26 | Fixture | 1 |  | None | 0 | 0 | 0 | 329 | 0.0716 | -5.97 | [6 empty] | DEER:Indoor_Non-CFL_Ltg | Annual
Any | SWLG011X | RSD | Ex | CZ02 | cWtd | SWLG011-01 | ExAnte2020 | IOU workpaper | 2019-06-26 | Fixture | 1 |  | None | 0 | 0 | 0 | 361 | 0.0722 | -3.07 | [6 empty] | DEER:Indoor_Non-CFL_Ltg | Annual
Any | SWLG011X | RSD | Ex | CZ03 | cWtd | SWLG011-01 | ExAnte2020 | IOU workpaper | 2019-06-26 | Fixture | 1 |  | None | 0 | 0 | 0 | 361 | 0.0722 | -3 | [6 empty] | DEER:Indoor_Non-CFL_Ltg | Annual
Any | SWLG011X | RSD | Ex | CZ04 | cWtd | SWLG011-01 | ExAnte2020 | IOU workpaper | 2019-06-26 | Fixture | 1 |  | None | 0 | 0 | 0 | 368 | 0.0722 | -2.28 | [6 empty] | DEER:Indoor_Non-CFL_Ltg | Annual
Any | SWLG011X | RSD | Ex | CZ05 | cWtd | SWLG011-01 | ExAnte2020 | IOU workpaper | 2019-06-26 | Fixture | 1 |  | None | 0 | 0 | 0 | 361 | 0.0716 | -2.8 | [6 empty] | DEER:Indoor_Non-CFL_Ltg | Annual
Any | SWLG011X | RSD | Ex | CZ06 | cWtd | SWLG011-01 | ExAnte2020 | IOU workpaper | 2019-06-26 | Fixture | 1 |  | None | 0 | 0 | 0 | 397 | 0.076 | -1.18 | [6 empty] | DEER:Indoor_Non-CFL_Ltg | Annual
Any | SWLG011X | RSD | Ex | CZ07 | cWtd | SWLG011-01 | ExAnte2020 | IOU workpaper | 2019-06-26 | Fixture | 1 |  | None | 0 | 0 | 0 | 404 | 0.0766 | -0.569 | [6 empty] | DEER:Indoor_Non-CFL_Ltg | Annual
Any | SWLG011X | RSD | Ex | CZ08 | cWtd | SWLG011-01 | ExAnte2020 | IOU workpaper | 2019-06-26 | Fixture | 1 |  | None | 0 | 0 | 0 | 397 | 0.0753 | -1.04 | [6 empty] | DEER:Indoor_Non-CFL_Ltg | Annual
Any | SWLG011X | RSD | Ex | CZ09 | cWtd | SWLG011-01 | ExAnte2020 | IOU workpaper | 2019-06-26 | Fixture | 1 |  | None | 0 | 0 | 0 | 390 | 0.0772 | -1.38 | [6 empty] | DEER:Indoor_Non-CFL_Ltg | Annual
Any | SWLG011X | RSD | Ex | CZ10 | cWtd | SWLG011-01 | ExAnte2020 | IOU workpaper | 2019-06-26 | Fixture | 1 |  | None | 0 | 0 | 0 | 390 | 0.0766 | -1.75 | [6 empty] | DEER:Indoor_Non-CFL_Ltg | Annual
Any | SWLG011X | RSD | Ex | CZ11 | cWtd | SWLG011-01 | ExAnte2020 | IOU workpaper | 2019-06-26 | Fixture | 1 |  | None | 0 | 0 | 0 | 365 | 0.0741 | -2.87 | [6 empty] | DEER:Indoor_Non-CFL_Ltg | Annual
Any | SWLG011X | RSD | Ex | CZ12 | cWtd | SWLG011-01 | ExAnte2020 | IOU workpaper | 2019-06-26 | Fixture | 1 |  | None | 0 | 0 | 0 | 365 | 0.0728 | -2.9 | [6 empty] | DEER:Indoor_Non-CFL_Ltg | Annual
Any | SWLG011X | RSD | Ex | CZ13 | cWtd | SWLG011-01 | ExAnte2020 | IOU workpaper | 2019-06-26 | Fixture | 1 |  | None | 0 | 0 | 0 | 368 | 0.0741 | -2.74 | [6 empty] | DEER:Indoor_Non-CFL_Ltg | Annual
Any | SWLG011X | RSD | Ex | CZ14 | cWtd | SWLG011-01 | ExAnte2020 | IOU workpaper | 2019-06-26 | Fixture | 1 |  | None | 0 | 0 | 0 | 383 | 0.0766 | -3.29 | [6 empty] | DEER:Indoor_Non-CFL_Ltg | Annual
Any | SWLG011X | RSD | Ex | CZ15 | cWtd | SWLG011-01 | ExAnte2020 | IOU workpaper | 2019-06-26 | Fixture | 1 |  | None | 0 | 0 | 0 | 408 | 0.0797 | -0.526 | [6 empty] | DEER:Indoor_Non-CFL_Ltg | Annual
Any | SWLG011X | RSD | Ex | CZ16 | cWtd | SWLG011-01 | ExAnte2020 | IOU workpaper | 2019-06-26 | Fixture | 1 |  | None | 0 | 0 | 0 | 361 | 0.0747 | -5.33 | [6 empty] | DEER:Indoor_Non-CFL_Ltg | Annual
Any | SWLG011X | Rt3 | Ex | CZ01 | cWtd | SWLG011-01 | ExAnte2020 | IOU workpaper | 2019-06-26 | Fixture | 1 |  | None | 0 | 0 | 0 | 499 | 0.0926 | -4.69 | [6 empty] | DEER:Indoor_Non-CFL_Ltg | Annual
Any | SWLG011X | Rt3 | Ex | CZ02 | cWtd | SWLG011-01 | ExAnte2020 | IOU workpaper | 2019-06-26 | Fixture | 1 |  | None | 0 | 0 | 0 | 530 | 0.0934 | -2.63 | [6 empty] | DEER:Indoor_Non-CFL_Ltg | Annual
Any | SWLG011X | Rt3 | Ex | CZ03 | cWtd | SWLG011-01 | ExAnte2020 | IOU workpaper | 2019-06-26 | Fixture | 1 |  | None | 0 | 0 | 0 | 530 | 0.0926 | -2.08 | [6 empty] | DEER:Indoor_Non-CFL_Ltg | Annual
Any | SWLG011X | Rt3 | Ex | CZ04 | cWtd | SWLG011-01 | ExAnte2020 | IOU workpaper | 2019-06-26 | Fixture | 1 |  | None | 0 | 0 | 0 | 540 | 0.0934 | -1.66 | [6 empty] | DEER:Indoor_Non-CFL_Ltg | Annual
Any | SWLG011X | Rt3 | Ex | CZ05 | cWtd | SWLG011-01 | ExAnte2020 | IOU workpaper | 2019-06-26 | Fixture | 1 |  | None | 0 | 0 | 0 | 535 | 0.091 | -1.61 | [6 empty] | DEER:Indoor_Non-CFL_Ltg | Annual
Any | SWLG011X | Rt3 | Ex | CZ06 | cWtd | SWLG011-01 | ExAnte2020 | IOU workpaper | 2019-06-26 | Fixture | 1 |  | None | 0 | 0 | 0 | 571 | 0.0973 | -0.459 | [6 empty] | DEER:Indoor_Non-CFL_Ltg | Annual
Any | SWLG011X | Rt3 | Ex | CZ07 | cWtd | SWLG011-01 | ExAnte2020 | IOU workpaper | 2019-06-26 | Fixture | 1 |  | None | 0 | 0 | 0 | 576 | 0.0965 | -0.131 | [6 empty] | DEER:Indoor_Non-CFL_Ltg | Annual
Any | SWLG011X | Rt3 | Ex | CZ08 | cWtd | SWLG011-01 | ExAnte2020 | IOU workpaper | 2019-06-26 | Fixture | 1 |  | None | 0 | 0 | 0 | 571 | 0.0965 | -0.372 | [6 empty] | DEER:Indoor_Non-CFL_Ltg | Annual
Any | SWLG011X | Rt3 | Ex | CZ09 | cWtd | SWLG011-01 | ExAnte2020 | IOU workpaper | 2019-06-26 | Fixture | 1 |  | None | 0 | 0 | 0 | 561 | 0.0989 | -0.674 | [6 empty] | DEER:Indoor_Non-CFL_Ltg | Annual
Any | SWLG011X | Rt3 | Ex | CZ10 | cWtd | SWLG011-01 | ExAnte2020 | IOU workpaper | 2019-06-26 | Fixture | 1 |  | None | 0 | 0 | 0 | 566 | 0.0989 | -0.71 | [6 empty] | DEER:Indoor_Non-CFL_Ltg | Annual
Any | SWLG011X | Rt3 | Ex | CZ11 | cWtd | SWLG011-01 | ExAnte2020 | IOU workpaper | 2019-06-26 | Fixture | 1 |  | None | 0 | 0 | 0 | 535 | 0.0965 | -2.59 | [6 empty] | DEER:Indoor_Non-CFL_Ltg | Annual
Any | SWLG011X | Rt3 | Ex | CZ12 | cWtd | SWLG011-01 | ExAnte2020 | IOU workpaper | 2019-06-26 | Fixture | 1 |  | None | 0 | 0 | 0 | 535 | 0.0949 | -2.65 | [6 empty] | DEER:Indoor_Non-CFL_Ltg | Annual
Any | SWLG011X | Rt3 | Ex | CZ13 | cWtd | SWLG011-01 | ExAnte2020 | IOU workpaper | 2019-06-26 | Fixture | 1 |  | None | 0 | 0 | 0 | 540 | 0.0957 | -2.41 | [6 empty] | DEER:Indoor_Non-CFL_Ltg | Annual
Any | SWLG011X | Rt3 | Ex | CZ14 | cWtd | SWLG011-01 | ExAnte2020 | IOU workpaper | 2019-06-26 | Fixture | 1 |  | None | 0 | 0 | 0 | 550 | 0.0989 | -2.37 | [6 empty] | DEER:Indoor_Non-CFL_Ltg | Annual
Any | SWLG011X | Rt3 | Ex | CZ15 | cWtd | SWLG011-01 | ExAnte2020 | IOU workpaper | 2019-06-26 | Fixture | 1 |  | None | 0 | 0 | 0 | 586 | 0.102 | -0.127 | [6 empty] | DEER:Indoor_Non-CFL_Ltg | Annual
Any | SWLG011X | Rt3 | Ex | CZ16 | cWtd | SWLG011-01 | ExAnte2020 | IOU workpaper | 2019-06-26 | Fixture | 1 |  | None | 0 | 0 | 0 | 509 | 0.0949 | -5.5 | [6 empty] | DEER:Indoor_Non-CFL_Ltg | Annual
Any | SWLG011X | RtL | Ex | CZ01 | cWtd | SWLG011-01 | ExAnte2020 | IOU workpaper | 2019-06-26 | Fixture | 1 |  | None | 0 | 0 | 0 | 381 | 0.0591 | -3.21 | [6 empty] | DEER:Indoor_Non-CFL_Ltg | Annual
Any | SWLG011X | RtL | Ex | CZ02 | cWtd | SWLG011-01 | ExAnte2020 | IOU workpaper | 2019-06-26 | Fixture | 1 |  | None | 0 | 0 | 0 | 400 | 0.0596 | -1.9 | [6 empty] | DEER:Indoor_Non-CFL_Ltg | Annual
Any | SWLG011X | RtL | Ex | CZ03 | cWtd | SWLG011-01 | ExAnte2020 | IOU workpaper | 2019-06-26 | Fixture | 1 |  | None | 0 | 0 | 0 | 404 | 0.0586 | -1.52 | [6 empty] | DEER:Indoor_Non-CFL_Ltg | Annual
Any | SWLG011X | RtL | Ex | CZ04 | cWtd | SWLG011-01 | ExAnte2020 | IOU workpaper | 2019-06-26 | Fixture | 1 |  | None | 0 | 0 | 0 | 408 | 0.0591 | -1.25 | [6 empty] | DEER:Indoor_Non-CFL_Ltg | Annual
Any | SWLG011X | RtL | Ex | CZ05 | cWtd | SWLG011-01 | ExAnte2020 | IOU workpaper | 2019-06-26 | Fixture | 1 |  | None | 0 | 0 | 0 | 404 | 0.0576 | -1.52 | [6 empty] | DEER:Indoor_Non-CFL_Ltg | Annual
Any | SWLG011X | RtL | Ex | CZ06 | cWtd | SWLG011-01 | ExAnte2020 | IOU workpaper | 2019-06-26 | Fixture | 1 |  | None | 0 | 0 | 0 | 431 | 0.0616 | -0.646 | [6 empty] | DEER:Indoor_Non-CFL_Ltg | Annual
Any | SWLG011X | RtL | Ex | CZ07 | cWtd | SWLG011-01 | ExAnte2020 | IOU workpaper | 2019-06-26 | Fixture | 1 |  | None | 0 | 0 | 0 | 435 | 0.0616 | -0.473 | [6 empty] | DEER:Indoor_Non-CFL_Ltg | Annual
Any | SWLG011X | RtL | Ex | CZ08 | cWtd | SWLG011-01 | ExAnte2020 | IOU workpaper | 2019-06-26 | Fixture | 1 |  | None | 0 | 0 | 0 | 431 | 0.0616 | -0.554 | [6 empty] | DEER:Indoor_Non-CFL_Ltg | Annual
Any | SWLG011X | RtL | Ex | CZ09 | cWtd | SWLG011-01 | ExAnte2020 | IOU workpaper | 2019-06-26 | Fixture | 1 |  | None | 0 | 0 | 0 | 423 | 0.0631 | -0.766 | [6 empty] | DEER:Indoor_Non-CFL_Ltg | Annual
Any | SWLG011X | RtL | Ex | CZ10 | cWtd | SWLG011-01 | ExAnte2020 | IOU workpaper | 2019-06-26 | Fixture | 1 |  | None | 0 | 0 | 0 | 423 | 0.0631 | -0.75 | [6 empty] | DEER:Indoor_Non-CFL_Ltg | Annual
Any | SWLG011X | RtL | Ex | CZ11 | cWtd | SWLG011-01 | ExAnte2020 | IOU workpaper | 2019-06-26 | Fixture | 1 |  | None | 0 | 0 | 0 | 404 | 0.0611 | -1.91 | [6 empty] | DEER:Indoor_Non-CFL_Ltg | Annual
Any | SWLG011X | RtL | Ex | CZ12 | cWtd | SWLG011-01 | ExAnte2020 | IOU workpaper | 2019-06-26 | Fixture | 1 |  | None | 0 | 0 | 0 | 400 | 0.0606 | -1.85 | [6 empty] | DEER:Indoor_Non-CFL_Ltg | Annual
Any | SWLG011X | RtL | Ex | CZ13 | cWtd | SWLG011-01 | ExAnte2020 | IOU workpaper | 2019-06-26 | Fixture | 1 |  | None | 0 | 0 | 0 | 404 | 0.0606 | -1.78 | [6 empty] | DEER:Indoor_Non-CFL_Ltg | Annual
Any | SWLG011X | RtL | Ex | CZ14 | cWtd | SWLG011-01 | ExAnte2020 | IOU workpaper | 2019-06-26 | Fixture | 1 |  | None | 0 | 0 | 0 | 412 | 0.0636 | -1.87 | [6 empty] | DEER:Indoor_Non-CFL_Ltg | Annual
Any | SWLG011X | RtL | Ex | CZ15 | cWtd | SWLG011-01 | ExAnte2020 | IOU workpaper | 2019-06-26 | Fixture | 1 |  | None | 0 | 0 | 0 | 442 | 0.065 | -0.28 | [6 empty] | DEER:Indoor_Non-CFL_Ltg | Annual
Any | SWLG011X | RtL | Ex | CZ16 | cWtd | SWLG011-01 | ExAnte2020 | IOU workpaper | 2019-06-26 | Fixture | 1 |  | None | 0 | 0 | 0 | 385 | 0.0606 | -4.08 | [6 empty] | DEER:Indoor_Non-CFL_Ltg | Annual
Any | SWLG011X | RtS | Ex | CZ01 | cWtd | SWLG011-01 | ExAnte2020 | IOU workpaper | 2019-06-26 | Fixture | 1 |  | None | 0 | 0 | 0 | 219 | 0.0403 | -3.53 | [6 empty] | DEER:Indoor_Non-CFL_Ltg | Annual
Any | SWLG011X | RtS | Ex | CZ02 | cWtd | SWLG011-01 | ExAnte2020 | IOU workpaper | 2019-06-26 | Fixture | 1 |  | None | 0 | 0 | 0 | 238 | 0.0418 | -1.95 | [6 empty] | DEER:Indoor_Non-CFL_Ltg | Annual
Any | SWLG011X | RtS | Ex | CZ03 | cWtd | SWLG011-01 | ExAnte2020 | IOU workpaper | 2019-06-26 | Fixture | 1 |  | None | 0 | 0 | 0 | 235 | 0.0417 | -2.09 | [6 empty] | DEER:Indoor_Non-CFL_Ltg | Annual
Any | SWLG011X | RtS | Ex | CZ04 | cWtd | SWLG011-01 | ExAnte2020 | IOU workpaper | 2019-06-26 | Fixture | 1 |  | None | 0 | 0 | 0 | 240 | 0.0418 | -1.64 | [6 empty] | DEER:Indoor_Non-CFL_Ltg | Annual
Any | SWLG011X | RtS | Ex | CZ05 | cWtd | SWLG011-01 | ExAnte2020 | IOU workpaper | 2019-06-26 | Fixture | 1 |  | None | 0 | 0 | 0 | 238 | 0.0411 | -1.9 | [6 empty] | DEER:Indoor_Non-CFL_Ltg | Annual
Any | SWLG011X | RtS | Ex | CZ06 | cWtd | SWLG011-01 | ExAnte2020 | IOU workpaper | 2019-06-26 | Fixture | 1 |  | None | 0 | 0 | 0 | 254 | 0.0432 | -0.947 | [6 empty] | DEER:Indoor_Non-CFL_Ltg | Annual
Any | SWLG011X | RtS | Ex | CZ07 | cWtd | SWLG011-01 | ExAnte2020 | IOU workpaper | 2019-06-26 | Fixture | 1 |  | None | 0 | 0 | 0 | 259 | 0.0432 | -0.702 | [6 empty] | DEER:Indoor_Non-CFL_Ltg | Annual
Any | SWLG011X | RtS | Ex | CZ08 | cWtd | SWLG011-01 | ExAnte2020 | IOU workpaper | 2019-06-26 | Fixture | 1 |  | None | 0 | 0 | 0 | 256 | 0.0428 | -0.801 | [6 empty] | DEER:Indoor_Non-CFL_Ltg | Annual
Any | SWLG011X | RtS | Ex | CZ09 | cWtd | SWLG011-01 | ExAnte2020 | IOU workpaper | 2019-06-26 | Fixture | 1 |  | None | 0 | 0 | 0 | 254 | 0.0439 | -1.05 | [6 empty] | DEER:Indoor_Non-CFL_Ltg | Annual
Any | SWLG011X | RtS | Ex | CZ10 | cWtd | SWLG011-01 | ExAnte2020 | IOU workpaper | 2019-06-26 | Fixture | 1 |  | None | 0 | 0 | 0 | 256 | 0.044 | -1 | [6 empty] | DEER:Indoor_Non-CFL_Ltg | Annual
Any | SWLG011X | RtS | Ex | CZ11 | cWtd | SWLG011-01 | ExAnte2020 | IOU workpaper | 2019-06-26 | Fixture | 1 |  | None | 0 | 0 | 0 | 240 | 0.0425 | -1.84 | [6 empty] | DEER:Indoor_Non-CFL_Ltg | Annual
Any | SWLG011X | RtS | Ex | CZ12 | cWtd | SWLG011-01 | ExAnte2020 | IOU workpaper | 2019-06-26 | Fixture | 1 |  | None | 0 | 0 | 0 | 240 | 0.0425 | -1.85 | [6 empty] | DEER:Indoor_Non-CFL_Ltg | Annual
Any | SWLG011X | RtS | Ex | CZ13 | cWtd | SWLG011-01 | ExAnte2020 | IOU workpaper | 2019-06-26 | Fixture | 1 |  | None | 0 | 0 | 0 | 240 | 0.0424 | -1.75 | [6 empty] | DEER:Indoor_Non-CFL_Ltg | Annual
Any | SWLG011X | RtS | Ex | CZ14 | cWtd | SWLG011-01 | ExAnte2020 | IOU workpaper | 2019-06-26 | Fixture | 1 |  | None | 0 | 0 | 0 | 247 | 0.0443 | -1.68 | [6 empty] | DEER:Indoor_Non-CFL_Ltg | Annual
Any | SWLG011X | RtS | Ex | CZ15 | cWtd | SWLG011-01 | ExAnte2020 | IOU workpaper | 2019-06-26 | Fixture | 1 |  | None | 0 | 0 | 0 | 268 | 0.0447 | -0.386 | [6 empty] | DEER:Indoor_Non-CFL_Ltg | Annual
Any | SWLG011X | RtS | Ex | CZ16 | cWtd | SWLG011-01 | ExAnte2020 | IOU workpaper | 2019-06-26 | Fixture | 1 |  | None | 0 | 0 | 0 | 229 | 0.0428 | -2.77 | [6 empty] | DEER:Indoor_Non-CFL_Ltg | Annual
Any | SWLG011X | SCn | Ex | CZ01 | cWtd | SWLG011-01 | ExAnte2020 | IOU workpaper | 2019-06-26 | Fixture | 1 |  | None | 0 | 0 | 0 | 165 | 0.0199 | -3.94 | [6 empty] | DEER:Indoor_Non-CFL_Ltg | Annual
Any | SWLG011X | SCn | Ex | CZ02 | cWtd | SWLG011-01 | ExAnte2020 | IOU workpaper | 2019-06-26 | Fixture | 1 |  | None | 0 | 0 | 0 | 193 | 0.0251 | -2.57 | [6 empty] | DEER:Indoor_Non-CFL_Ltg | Annual
Any | SWLG011X | SCn | Ex | CZ03 | cWtd | SWLG011-01 | ExAnte2020 | IOU workpaper | 2019-06-26 | Fixture | 1 |  | None | 0 | 0 | 0 | 180 | 0.0251 | -3.23 | [6 empty] | DEER:Indoor_Non-CFL_Ltg | Annual
Any | SWLG011X | SCn | Ex | CZ04 | cWtd | SWLG011-01 | ExAnte2020 | IOU workpaper | 2019-06-26 | Fixture | 1 |  | None | 0 | 0 | 0 | 199 | 0.0253 | -2.63 | [6 empty] | DEER:Indoor_Non-CFL_Ltg | Annual
Any | SWLG011X | SCn | Ex | CZ05 | cWtd | SWLG011-01 | ExAnte2020 | IOU workpaper | 2019-06-26 | Fixture | 1 |  | None | 0 | 0 | 0 | 190 | 0.0225 | -3.62 | [6 empty] | DEER:Indoor_Non-CFL_Ltg | Annual
Any | SWLG011X | SCn | Ex | CZ06 | cWtd | SWLG011-01 | ExAnte2020 | IOU workpaper | 2019-06-26 | Fixture | 1 |  | None | 0 | 0 | 0 | 208 | 0.0263 | -1.89 | [6 empty] | DEER:Indoor_Non-CFL_Ltg | Annual
Any | SWLG011X | SCn | Ex | CZ07 | cWtd | SWLG011-01 | ExAnte2020 | IOU workpaper | 2019-06-26 | Fixture | 1 |  | None | 0 | 0 | 0 | 210 | 0.0269 | -1.81 | [6 empty] | DEER:Indoor_Non-CFL_Ltg | Annual
Any | SWLG011X | SCn | Ex | CZ08 | cWtd | SWLG011-01 | ExAnte2020 | IOU workpaper | 2019-06-26 | Fixture | 1 |  | None | 0 | 0 | 0 | 218 | 0.0253 | -1.62 | [6 empty] | DEER:Indoor_Non-CFL_Ltg | Annual
Any | SWLG011X | SCn | Ex | CZ09 | cWtd | SWLG011-01 | ExAnte2020 | IOU workpaper | 2019-06-26 | Fixture | 1 |  | None | 0 | 0 | 0 | 214 | 0.0259 | -1.95 | [6 empty] | DEER:Indoor_Non-CFL_Ltg | Annual
Any | SWLG011X | SCn | Ex | CZ10 | cWtd | SWLG011-01 | ExAnte2020 | IOU workpaper | 2019-06-26 | Fixture | 1 |  | None | 0 | 0 | 0 | 210 | 0.0257 | -2.16 | [6 empty] | DEER:Indoor_Non-CFL_Ltg | Annual
Any | SWLG011X | SCn | Ex | CZ11 | cWtd | SWLG011-01 | ExAnte2020 | IOU workpaper | 2019-06-26 | Fixture | 1 |  | None | 0 | 0 | 0 | 201 | 0.0245 | -2.35 | [6 empty] | DEER:Indoor_Non-CFL_Ltg | Annual
Any | SWLG011X | SCn | Ex | CZ12 | cWtd | SWLG011-01 | ExAnte2020 | IOU workpaper | 2019-06-26 | Fixture | 1 |  | None | 0 | 0 | 0 | 203 | 0.0247 | -2.33 | [6 empty] | DEER:Indoor_Non-CFL_Ltg | Annual
Any | SWLG011X | SCn | Ex | CZ13 | cWtd | SWLG011-01 | ExAnte2020 | IOU workpaper | 2019-06-26 | Fixture | 1 |  | None | 0 | 0 | 0 | 208 | 0.0243 | -2.03 | [6 empty] | DEER:Indoor_Non-CFL_Ltg | Annual
Any | SWLG011X | SCn | Ex | CZ14 | cWtd | SWLG011-01 | ExAnte2020 | IOU workpaper | 2019-06-26 | Fixture | 1 |  | None | 0 | 0 | 0 | 212 | 0.0257 | -2.29 | [6 empty] | DEER:Indoor_Non-CFL_Ltg | Annual
Any | SWLG011X | SCn | Ex | CZ15 | cWtd | SWLG011-01 | ExAnte2020 | IOU workpaper | 2019-06-26 | Fixture | 1 |  | None | 0 | 0 | 0 | 229 | 0.0269 | -1.15 | [6 empty] | DEER:Indoor_Non-CFL_Ltg | Annual
Any | SWLG011X | SCn | Ex | CZ16 | cWtd | SWLG011-01 | ExAnte2020 | IOU workpaper | 2019-06-26 | Fixture | 1 |  | None | 0 | 0 | 0 | 197 | 0.0265 | -3.04 | [6 empty] | DEER:Indoor_Non-CFL_Ltg | Annual
Any | SWLG011X | SUn | Ex | CZ01 | cWtd | SWLG011-01 | ExAnte2020 | IOU workpaper | 2019-06-26 | Fixture | 1 |  | None | 0 | 0 | 0 | 202 | 0.0285 | 0 | [6 empty] | DEER:Indoor_Non-CFL_Ltg | Annual
Any | SWLG011X | SUn | Ex | CZ02 | cWtd | SWLG011-01 | ExAnte2020 | IOU workpaper | 2019-06-26 | Fixture | 1 |  | None | 0 | 0 | 0 | 202 | 0.0285 | 0 | [6 empty] | DEER:Indoor_Non-CFL_Ltg | Annual
Any | SWLG011X | SUn | Ex | CZ03 | cWtd | SWLG011-01 | ExAnte2020 | IOU workpaper | 2019-06-26 | Fixture | 1 |  | None | 0 | 0 | 0 | 202 | 0.0285 | 0 | [6 empty] | DEER:Indoor_Non-CFL_Ltg | Annual
Any | SWLG011X | SUn | Ex | CZ04 | cWtd | SWLG011-01 | ExAnte2020 | IOU workpaper | 2019-06-26 | Fixture | 1 |  | None | 0 | 0 | 0 | 202 | 0.0285 | 0 | [6 empty] | DEER:Indoor_Non-CFL_Ltg | Annual
Any | SWLG011X | SUn | Ex | CZ05 | cWtd | SWLG011-01 | ExAnte2020 | IOU workpaper | 2019-06-26 | Fixture | 1 |  | None | 0 | 0 | 0 | 202 | 0.0285 | 0 | [6 empty] | DEER:Indoor_Non-CFL_Ltg | Annual
Any | SWLG011X | SUn | Ex | CZ06 | cWtd | SWLG011-01 | ExAnte2020 | IOU workpaper | 2019-06-26 | Fixture | 1 |  | None | 0 | 0 | 0 | 202 | 0.0285 | 0 | [6 empty] | DEER:Indoor_Non-CFL_Ltg | Annual
Any | SWLG011X | SUn | Ex | CZ07 | cWtd | SWLG011-01 | ExAnte2020 | IOU workpaper | 2019-06-26 | Fixture | 1 |  | None | 0 | 0 | 0 | 202 | 0.0285 | 0 | [6 empty] | DEER:Indoor_Non-CFL_Ltg | Annual
Any | SWLG011X | SUn | Ex | CZ08 | cWtd | SWLG011-01 | ExAnte2020 | IOU workpaper | 2019-06-26 | Fixture | 1 |  | None | 0 | 0 | 0 | 202 | 0.0285 | 0 | [6 empty] | DEER:Indoor_Non-CFL_Ltg | Annual
Any | SWLG011X | SUn | Ex | CZ09 | cWtd | SWLG011-01 | ExAnte2020 | IOU workpaper | 2019-06-26 | Fixture | 1 |  | None | 0 | 0 | 0 | 202 | 0.0285 | 0 | [6 empty] | DEER:Indoor_Non-CFL_Ltg | Annual
Any | SWLG011X | SUn | Ex | CZ10 | cWtd | SWLG011-01 | ExAnte2020 | IOU workpaper | 2019-06-26 | Fixture | 1 |  | None | 0 | 0 | 0 | 202 | 0.0285 | 0 | [6 empty] | DEER:Indoor_Non-CFL_Ltg | Annual
Any | SWLG011X | SUn | Ex | CZ11 | cWtd | SWLG011-01 | ExAnte2020 | IOU workpaper | 2019-06-26 | Fixture | 1 |  | None | 0 | 0 | 0 | 202 | 0.0285 | 0 | [6 empty] | DEER:Indoor_Non-CFL_Ltg | Annual
Any | SWLG011X | SUn | Ex | CZ12 | cWtd | SWLG011-01 | ExAnte2020 | IOU workpaper | 2019-06-26 | Fixture | 1 |  | None | 0 | 0 | 0 | 202 | 0.0285 | 0 | [6 empty] | DEER:Indoor_Non-CFL_Ltg | Annual
Any | SWLG011X | SUn | Ex | CZ13 | cWtd | SWLG011-01 | ExAnte2020 | IOU workpaper | 2019-06-26 | Fixture | 1 |  | None | 0 | 0 | 0 | 202 | 0.0285 | 0 | [6 empty] | DEER:Indoor_Non-CFL_Ltg | Annual
Any | SWLG011X | SUn | Ex | CZ14 | cWtd | SWLG011-01 | ExAnte2020 | IOU workpaper | 2019-06-26 | Fixture | 1 |  | None | 0 | 0 | 0 | 202 | 0.0285 | 0 | [6 empty] | DEER:Indoor_Non-CFL_Ltg | Annual
Any | SWLG011X | SUn | Ex | CZ15 | cWtd | SWLG011-01 | ExAnte2020 | IOU workpaper | 2019-06-26 | Fixture | 1 |  | None | 0 | 0 | 0 | 202 | 0.0285 | 0 | [6 empty] | DEER:Indoor_Non-CFL_Ltg | Annual
Any | SWLG011X | SUn | Ex | CZ16 | cWtd | SWLG011-01 | ExAnte2020 | IOU workpaper | 2019-06-26 | Fixture | 1 |  | None | 0 | 0 | 0 | 202 | 0.0285 | 0 | [6 empty] | DEER:Indoor_Non-CFL_Ltg | Annual
Any | SWLG011X | WRf | Ex | CZ01 | cWtd | SWLG011-01 | ExAnte2020 | IOU workpaper | 2019-06-26 | Fixture | 1 |  | None | 0 | 0 | 0 | 570 | 0.0619 | 0 | [6 empty] | DEER:Indoor_Non-CFL_Ltg | Annual
Any | SWLG011X | WRf | Ex | CZ02 | cWtd | SWLG011-01 | ExAnte2020 | IOU workpaper | 2019-06-26 | Fixture | 1 |  | None | 0 | 0 | 0 | 574 | 0.0625 | 0 | [6 empty] | DEER:Indoor_Non-CFL_Ltg | Annual
Any | SWLG011X | WRf | Ex | CZ03 | cWtd | SWLG011-01 | ExAnte2020 | IOU workpaper | 2019-06-26 | Fixture | 1 |  | None | 0 | 0 | 0 | 561 | 0.0625 | 0 | [6 empty] | DEER:Indoor_Non-CFL_Ltg | Annual
Any | SWLG011X | WRf | Ex | CZ04 | cWtd | SWLG011-01 | ExAnte2020 | IOU workpaper | 2019-06-26 | Fixture | 1 |  | None | 0 | 0 | 0 | 570 | 0.0619 | 0 | [6 empty] | DEER:Indoor_Non-CFL_Ltg | Annual
Any | SWLG011X | WRf | Ex | CZ05 | cWtd | SWLG011-01 | ExAnte2020 | IOU workpaper | 2019-06-26 | Fixture | 1 |  | None | 0 | 0 | 0 | 556 | 0.0619 | 0 | [6 empty] | DEER:Indoor_Non-CFL_Ltg | Annual
Any | SWLG011X | WRf | Ex | CZ06 | cWtd | SWLG011-01 | ExAnte2020 | IOU workpaper | 2019-06-26 | Fixture | 1 |  | None | 0 | 0 | 0 | 574 | 0.0619 | 0 | [6 empty] | DEER:Indoor_Non-CFL_Ltg | Annual
Any | SWLG011X | WRf | Ex | CZ07 | cWtd | SWLG011-01 | ExAnte2020 | IOU workpaper | 2019-06-26 | Fixture | 1 |  | None | 0 | 0 | 0 | 570 | 0.0625 | 0 | [6 empty] | DEER:Indoor_Non-CFL_Ltg | Annual
Any | SWLG011X | WRf | Ex | CZ08 | cWtd | SWLG011-01 | ExAnte2020 | IOU workpaper | 2019-06-26 | Fixture | 1 |  | None | 0 | 0 | 0 | 570 | 0.0712 | 0 | [6 empty] | DEER:Indoor_Non-CFL_Ltg | Annual
Any | SWLG011X | WRf | Ex | CZ09 | cWtd | SWLG011-01 | ExAnte2020 | IOU workpaper | 2019-06-26 | Fixture | 1 |  | None | 0 | 0 | 0 | 570 | 0.064 | 0 | [6 empty] | DEER:Indoor_Non-CFL_Ltg | Annual
Any | SWLG011X | WRf | Ex | CZ10 | cWtd | SWLG011-01 | ExAnte2020 | IOU workpaper | 2019-06-26 | Fixture | 1 |  | None | 0 | 0 | 0 | 561 | 0.0625 | 0 | [6 empty] | DEER:Indoor_Non-CFL_Ltg | Annual
Any | SWLG011X | WRf | Ex | CZ11 | cWtd | SWLG011-01 | ExAnte2020 | IOU workpaper | 2019-06-26 | Fixture | 1 |  | None | 0 | 0 | 0 | 574 | 0.0619 | 0 | [6 empty] | DEER:Indoor_Non-CFL_Ltg | Annual
Any | SWLG011X | WRf | Ex | CZ12 | cWtd | SWLG011-01 | ExAnte2020 | IOU workpaper | 2019-06-26 | Fixture | 1 |  | None | 0 | 0 | 0 | 570 | 0.0635 | 0 | [6 empty] | DEER:Indoor_Non-CFL_Ltg | Annual
Any | SWLG011X | WRf | Ex | CZ13 | cWtd | SWLG011-01 | ExAnte2020 | IOU workpaper | 2019-06-26 | Fixture | 1 |  | None | 0 | 0 | 0 | 579 | 0.0619 | 0 | [6 empty] | DEER:Indoor_Non-CFL_Ltg | Annual
Any | SWLG011X | WRf | Ex | CZ14 | cWtd | SWLG011-01 | ExAnte2020 | IOU workpaper | 2019-06-26 | Fixture | 1 |  | None | 0 | 0 | 0 | 570 | 0.0625 | 0 | [6 empty] | DEER:Indoor_Non-CFL_Ltg | Annual
Any | SWLG011X | WRf | Ex | CZ15 | cWtd | SWLG011-01 | ExAnte2020 | IOU workpaper | 2019-06-26 | Fixture | 1 |  | None | 0 | 0 | 0 | 574 | 0.063 | 0 | [6 empty] | DEER:Indoor_Non-CFL_Ltg | Annual
Any | SWLG011X | WRf | Ex | CZ16 | cWtd | SWLG011-01 | ExAnte2020 | IOU workpaper | 2019-06-26 | Fixture | 1 |  | None | 0 | 0 | 0 | 574 | 0.0614 | 0 | [6 empty] | DEER:Indoor_Non-CFL_Ltg | Annual

## MeasureCost
PA | MeasCostID | CostQualifier | BldgType | BldgVint | BldgLoc | DelivType | SourceDesc | Version | VersionSource | LastMod | NormUnit | CostType | GenCost | LaborCost | MatlCost | Description | Sector | UseCategory | UseSubCategory | TechGroup | TechType | TechID | MeasAppType | InstallHrs | LaborRate | LocCostAdj | Status | Comment | MeasLaborID | StdLaborRateID
Any | SWLG011_01_M001 | None | Any | Any | Any | Any | SWLG011-01 | ExAnte2020 | IOU workpaper | 2019-06-13 | Fixture | Full |  | 187.14 | 218.93 | LED HighBay luminaire rated from 4500 to < 5400 lumens and >= 110 LPW and < 130 LPW | Any | Lighting | InGen-HB | Ltg_Fixture | LED_fixt | Proposed:LEDFixt(45w) | NR |  |  | None | Proposed
Any | SWLG011_01_M002 | None | Any | Any | Any | Any | SWLG011-01 | ExAnte2020 | IOU workpaper | 2019-06-13 | Fixture | Full |  | 187.14 | 168.23 | LED HighBay luminaire rated from 5400 to < 6500 lumens and >= 110 LPW and < 130 LPW | Any | Lighting | InGen-HB | Ltg_Fixture | LED_fixt | Proposed:LEDFixt(54.1w) | NR |  |  | None | Proposed
Any | SWLG011_01_M003 | None | Any | Any | Any | Any | SWLG011-01 | ExAnte2020 | IOU workpaper | 2019-06-13 | Fixture | Full |  | 187.14 | 179.87 | LED HighBay luminaire rated from 6500 to < 7800 lumens and >= 110 LPW and < 130 LPW | Any | Lighting | InGen-HB | Ltg_Fixture | LED_fixt | Proposed:LEDFixt(65w) | NR |  |  | None | Proposed
Any | SWLG011_01_M004 | None | Any | Any | Any | Any | SWLG011-01 | ExAnte2020 | IOU workpaper | 2019-06-13 | Fixture | Full |  | 187.14 | 230.87 | LED HighBay luminaire rated from 7800 to < 9400 lumens and >= 110 LPW and < 130 LPW | Any | Lighting | InGen-HB | Ltg_Fixture | LED_fixt | Proposed:LEDFixt(78.2w) | NR |  |  | None | Proposed
Any | SWLG011_01_M005 | None | Any | Any | Any | Any | SWLG011-01 | ExAnte2020 | IOU workpaper | 2019-06-13 | Fixture | Full |  | 187.14 | 216.07 | LED HighBay luminaire rated from 9400 to < 11800 lumens and >= 110 LPW and < 130 LPW | Any | Lighting | InGen-HB | Ltg_Fixture | LED_fixt | Proposed:LEDFixt(96.4w) | NR |  |  | None | Proposed
Any | SWLG011_01_M006 | None | Any | Any | Any | Any | SWLG011-01 | ExAnte2020 | IOU workpaper | 2019-06-13 | Fixture | Full |  | 187.14 | 273.74 | LED HighBay luminaire rated from 11800 to < 14800 lumens and >= 110 LPW and < 130 LPW | Any | Lighting | InGen-HB | Ltg_Fixture | LED_fixt | Proposed:LEDFixt(120.9w) | NR |  |  | None | Proposed
Any | SWLG011_01_M007 | None | Any | Any | Any | Any | SWLG011-01 | ExAnte2020 | IOU workpaper | 2019-06-13 | Fixture | Full |  | 187.14 | 321.21 | LED HighBay luminaire rated from 14800 to < 18500 lumens and >= 120 LPW and < 130 LPW | Any | Lighting | InGen-HB | Ltg_Fixture | LED_fixt | Proposed:LEDFixt(138.7w) | NR |  |  | None | Proposed
Any | SWLG011_01_M008 | None | Any | Any | Any | Any | SWLG011-01 | ExAnte2020 | IOU workpaper | 2019-06-13 | Fixture | Full |  | 187.14 | 376 | LED HighBay luminaire rated from 18500 to < 23100 lumens and >= 120 LPW and < 130 LPW | Any | Lighting | InGen-HB | Ltg_Fixture | LED_fixt | Proposed:LEDFixt(173.3w) | NR |  |  | None | Proposed
Any | SWLG011_01_M009 | None | Any | Any | Any | Any | SWLG011-01 | ExAnte2020 | IOU workpaper | 2019-06-13 | Fixture | Full |  | 187.14 | 439.76 | LED HighBay luminaire rated from 23100 to < 30000 lumens and >= 125 LPW and < 135 LPW | Any | Lighting | InGen-HB | Ltg_Fixture | LED_fixt | Proposed:LEDFixt(212.4w) | NR |  |  | None | Proposed
Any | SWLG011_01_M010 | None | Any | Any | Any | Any | SWLG011-01 | ExAnte2020 | IOU workpaper | 2019-06-13 | Fixture | Full |  | 187.14 | 438.48 | LED HighBay luminaire rated from 30000 to < 39000 lumens and >= 125 LPW and < 135 LPW | Any | Lighting | InGen-HB | Ltg_Fixture | LED_fixt | Proposed:LEDFixt(276w) | NR |  |  | None | Proposed
Any | SWLG011_01_M011 | None | Any | Any | Any | Any | SWLG011-01 | ExAnte2020 | IOU workpaper | 2019-06-13 | Fixture | Full |  | 187.14 | 527.12 | LED HighBay luminaire rated from 39000 to < 50700 lumens and >= 125 LPW and < 135 LPW | Any | Lighting | InGen-HB | Ltg_Fixture | LED_fixt | Proposed:LEDFixt(358.8w) | NR |  |  | None | Proposed
Any | SWLG011_01_M012 | None | Any | Any | Any | Any | SWLG011-01 | ExAnte2020 | IOU workpaper | 2019-06-13 | Fixture | Full |  | 187.14 | 608.4 | LED HighBay luminaire rated from 50700 to < 65900 lumens and >= 125 LPW and < 135 LPW | Any | Lighting | InGen-HB | Ltg_Fixture | LED_fixt | Proposed:LEDFixt(466.4w) | NR |  |  | None | Proposed
Any | SWLG011_01_M013 | None | Any | Any | Any | Any | SWLG011-01 | ExAnte2020 | IOU workpaper | 2019-06-13 | Fixture | Full |  | 187.14 | 230.55 | LED HighBay luminaire rated from 4500 to < 5400 lumens and >= 130 LPW | Any | Lighting | InGen-HB | Ltg_Fixture | LED_fixt | Proposed:LEDFixt(38.1w) | NR |  |  | None | Proposed
Any | SWLG011_01_M014 | None | Any | Any | Any | Any | SWLG011-01 | ExAnte2020 | IOU workpaper | 2019-06-13 | Fixture | Full |  | 187.14 | 181.51 | LED HighBay luminaire rated from 5400 to < 6500 lumens and >= 130 LPW | Any | Lighting | InGen-HB | Ltg_Fixture | LED_fixt | Proposed:LEDFixt(45.8w) | NR |  |  | None | Proposed
Any | SWLG011_01_M015 | None | Any | Any | Any | Any | SWLG011-01 | ExAnte2020 | IOU workpaper | 2019-06-13 | Fixture | Full |  | 187.14 | 198.19 | LED HighBay luminaire rated from 6500 to < 7800 lumens and >= 130 LPW | Any | Lighting | InGen-HB | Ltg_Fixture | LED_fixt | Proposed:LEDFixt(55w) | NR |  |  | None | Proposed
Any | SWLG011_01_M016 | None | Any | Any | Any | Any | SWLG011-01 | ExAnte2020 | IOU workpaper | 2019-06-13 | Fixture | Full |  | 187.14 | 228.7 | LED HighBay luminaire rated from 7800 to < 9400 lumens and >= 130 LPW | Any | Lighting | InGen-HB | Ltg_Fixture | LED_fixt | Proposed:LEDFixt(66.2w) | NR |  |  | None | Proposed
Any | SWLG011_01_M017 | None | Any | Any | Any | Any | SWLG011-01 | ExAnte2020 | IOU workpaper | 2019-06-13 | Fixture | Full |  | 187.14 | 244.09 | LED HighBay luminaire rated from 9400 to < 11800 lumens and >= 130 LPW | Any | Lighting | InGen-HB | Ltg_Fixture | LED_fixt | Proposed:LEDFixt(81.5w) | NR |  |  | None | Proposed
Any | SWLG011_01_M018 | None | Any | Any | Any | Any | SWLG011-01 | ExAnte2020 | IOU workpaper | 2019-06-13 | Fixture | Full |  | 187.14 | 270.69 | LED HighBay luminaire rated from 11800 to < 14800 lumens and >= 130 LPW | Any | Lighting | InGen-HB | Ltg_Fixture | LED_fixt | Proposed:LEDFixt(102.3w) | NR |  |  | None | Proposed
Any | SWLG011_01_M019 | None | Any | Any | Any | Any | SWLG011-01 | ExAnte2020 | IOU workpaper | 2019-06-13 | Fixture | Full |  | 187.14 | 319.18 | LED HighBay luminaire rated from 14800 to < 18500 lumens and >= 130 LPW | Any | Lighting | InGen-HB | Ltg_Fixture | LED_fixt | Proposed:LEDFixt(128.1w) | NR |  |  | None | Proposed
Any | SWLG011_01_M020 | None | Any | Any | Any | Any | SWLG011-01 | ExAnte2020 | IOU workpaper | 2019-06-13 | Fixture | Full |  | 187.14 | 406.9 | LED HighBay luminaire rated from 18500 to < 23100 lumens and >= 130 LPW | Any | Lighting | InGen-HB | Ltg_Fixture | LED_fixt | Proposed:LEDFixt(160w) | NR |  |  | None | Proposed
Any | SWLG011_01_M021 | None | Any | Any | Any | Any | SWLG011-01 | ExAnte2020 | IOU workpaper | 2019-06-13 | Fixture | Full |  | 187.14 | 453.16 | LED HighBay luminaire rated from 23100 to < 30000 lumens and >= 135 LPW | Any | Lighting | InGen-HB | Ltg_Fixture | LED_fixt | Proposed:LEDFixt(196.7w) | NR |  |  | None | Proposed
Any | SWLG011_01_M022 | None | Any | Any | Any | Any | SWLG011-01 | ExAnte2020 | IOU workpaper | 2019-06-13 | Fixture | Full |  | 187.14 | 471.93 | LED HighBay luminaire rated from 30000 to < 39000 lumens and >= 135 LPW | Any | Lighting | InGen-HB | Ltg_Fixture | LED_fixt | Proposed:LEDFixt(255.6w) | NR |  |  | None | Proposed
Any | SWLG011_01_M023 | None | Any | Any | Any | Any | SWLG011-01 | ExAnte2020 | IOU workpaper | 2019-06-13 | Fixture | Full |  | 187.14 | 536.89 | LED HighBay luminaire rated from 39000 to < 50700 lumens and >= 135 LPW | Any | Lighting | InGen-HB | Ltg_Fixture | LED_fixt | Proposed:LEDFixt(332.2w) | NR |  |  | None | Proposed
Any | SWLG011_01_M024 | None | Any | Any | Any | Any | SWLG011-01 | ExAnte2020 | IOU workpaper | 2019-06-13 | Fixture | Full |  | 187.14 | 642.97 | LED HighBay luminaire rated from 50700 to < 65900 lumens and >= 135 LPW | Any | Lighting | InGen-HB | Ltg_Fixture | LED_fixt | Proposed:LEDFixt(431.8w) | NR |  |  | None | Proposed
Any | SWLG011_01_B001 | None | Any | Any | Any | Any | SWLG011-01 | ExAnte2020 | IOU workpaper | 2019-06-13 | Fixture | Full |  | 187.14 | 192.63 | Standard HighBay luminaire | Any | Lighting | InGen-HB | Ltg_Fixture | LED_fixt | Proposed:LEDFixt(45w) | NR |  |  | None | Proposed