## Summary Tables
[14 empty] | 0 | 0
Measure ID | Full Measure ID | Full Description | Measure System Type | Base ISP System Type | Space Type | MAT | Unit | Lamps per Measure | 1st BL Delta kW | 2nd BL Delta kW
A | SWLG018A | 4-foot UL Type B LED T8 Lamp, ≥160 LPW, Non-Res, AR | 4-foot UL Type B LED T8 Lamp, ≥160 LPW | 4-foot Linear Fluorescent T8, 133 LPW | Non-Res | AR | Lamp | 1 | 0.013392 | 0.00279
B | SWLG018B | 4-foot UL Type B LED T8 Lamp, ≥160 LPW, Parking Garages, AR | 4-foot UL Type B LED T8 Lamp, ≥160 LPW | 4-foot Linear Fluorescent T8, 133 LPW | Parking Garages | AR | Lamp | 1 | 0.013602 | 0.003
C | SWLG018C | 4-foot UL Type B LED T8 Lamp, ≥160 LPW, Common Area, AR | 4-foot UL Type B LED T8 Lamp, ≥160 LPW | 4-foot Linear Fluorescent T8, 133 LPW | Common Area | AR | Lamp | 1 | 0.013392 | 0.00279
D | SWLG018D | 4-foot UL Type B LED T8 Lamp, ≥160 LPW, Dwelling Area, AR | 4-foot UL Type B LED T8 Lamp, ≥160 LPW | 4-foot Linear Fluorescent T8, 133 LPW | Dwelling Area | AR | Lamp | 1 | 0.013392 | 0.00279
E | SWLG018E | Fixture with (2) 4-foot UL Type C LED T8 Lamp, ≥160 LPW, Non-Res, AR | Fixture with (2) 4-foot UL Type C LED T8 Lamp, ≥160 LPW | Fixture with (2) 4-foot Linear LED T8, Type C 133 LPW | Non-Res | AR | Fixture | 2 | 0.026783 | 0.00558
F | SWLG018F | Fixture with (2) 4-foot UL Type C LED T8 Lamp, ≥160 LPW, Parking Garages, AR | Fixture with (2) 4-foot UL Type C LED T8 Lamp, ≥160 LPW | Fixture with (2) 4-foot Linear LED T8, Type C 133 LPW | Parking Garages | AR | Fixture | 2 | 0.027203 | 0.006
G | SWLG018G | Fixture with (2) 4-foot UL Type C LED T8 Lamp, ≥160 LPW, Common Area, AR | Fixture with (2) 4-foot UL Type C LED T8 Lamp, ≥160 LPW | Fixture with (2) 4-foot Linear LED T8, Type C 133 LPW | Common Area | AR | Fixture | 2 | 0.026783 | 0.00558
H | SWLG018H | Fixture with (2) 4-foot UL Type C LED T8 Lamp, ≥160 LPW, Dwelling Area, AR | Fixture with (2) 4-foot UL Type C LED T8 Lamp, ≥160 LPW | Fixture with (2) 4-foot Linear LED T8, Type C 133 LPW | Dwelling Area | AR | Fixture | 2 | 0.026783 | 0.00558
I | SWLG018I | Fixture with (3) 4-foot UL Type C LED T8 Lamp, ≥ 160 LPW, Non-Res, AR | Fixture with (3) 4-foot UL Type C LED T8 Lamp, ≥ 160 LPW | Fixture with (3) 4-foot Linear LED T8, Type C 133 LPW | Non-Res | AR | Fixture | 3 | 0.040175 | 0.00837
J | SWLG018J | Fixture with (3) 4-foot UL Type C LED T8 Lamp, ≥ 160 LPW, Parking Garages, AR | Fixture with (3) 4-foot UL Type C LED T8 Lamp, ≥ 160 LPW | Fixture with (3) 4-foot Linear LED T8, Type C 133 LPW | Parking Garages | AR | Fixture | 3 | 0.040805 | 0.009
K | SWLG018K | Fixture with (3) 4-foot UL Type C LED T8 Lamp, ≥ 160 LPW, Common Area, AR | Fixture with (3) 4-foot UL Type C LED T8 Lamp, ≥ 160 LPW | Fixture with (3) 4-foot Linear LED T8, Type C 133 LPW | Common Area | AR | Fixture | 3 | 0.040175 | 0.00837
L | SWLG018L | Fixture with (3) 4-foot UL Type C LED T8 Lamp, ≥ 160 LPW, Dwelling Area, AR | Fixture with (3) 4-foot UL Type C LED T8 Lamp, ≥ 160 LPW | Fixture with (3) 4-foot Linear LED T8, Type C 133 LPW | Dwelling Area | AR | Fixture | 3 | 0.040175 | 0.00837
M | SWLG018M | Fixture with (4) 4-foot UL Type C LED T8 Lamp, ≥160 LPW, Non-Res, AR | Fixture with (4) 4-foot UL Type C LED T8 Lamp, ≥160 LPW | Fixture with (4) 4-foot Linear LED T8, Type C 133 LPW | Non-Res | AR | Fixture | 4 | 0.053566 | 0.01116
N | SWLG018N | Fixture with (4) 4-foot UL Type C LED T8 Lamp, ≥160 LPW, Parking Garages, AR | Fixture with (4) 4-foot UL Type C LED T8 Lamp, ≥160 LPW | Fixture with (4) 4-foot Linear LED T8, Type C 133 LPW | Parking Garages | AR | Fixture | 4 | 0.054406 | 0.012
O | SWLG018O | Fixture with (4) 4-foot UL Type C LED T8 Lamp, ≥160 LPW, Common Area, AR | Fixture with (4) 4-foot UL Type C LED T8 Lamp, ≥160 LPW | Fixture with (4) 4-foot Linear LED T8, Type C 133 LPW | Common Area | AR | Fixture | 4 | 0.053566 | 0.01116
P | SWLG018P | Fixture with (4) 4-foot UL Type C LED T8 Lamp, ≥160 LPW, Dwelling Area, AR | Fixture with (4) 4-foot UL Type C LED T8 Lamp, ≥160 LPW | Fixture with (4) 4-foot Linear LED T8, Type C 133 LPW | Dwelling Area | AR | Fixture | 4 | 0.053566 | 0.01116
Q | SWLG018Q | 4-foot UL Type B LED T8 Lamp, ≥160 LPW, Non-Res, NR | 4-foot UL Type B LED T8 Lamp, ≥160 LPW | 4-foot Linear Fluorescent T8, 133 LPW | Non-Res | NR | Lamp | 1 | 0.00279 | 0
R | SWLG018R | 4-foot UL Type B LED T8 Lamp, ≥160 LPW, Parking Garages, NR | 4-foot UL Type B LED T8 Lamp, ≥160 LPW | 4-foot Linear Fluorescent T8, 133 LPW | Parking Garages | NR | Lamp | 1 | 0.003 | 0
S | SWLG018S | 4-foot UL Type B LED T8 Lamp, ≥160 LPW, Common Area, NR | 4-foot UL Type B LED T8 Lamp, ≥160 LPW | 4-foot Linear Fluorescent T8, 133 LPW | Common Area | NR | Lamp | 1 | 0.00279 | 0
T | SWLG018T | 4-foot UL Type B LED T8 Lamp, ≥160 LPW, Dwelling Area, NR | 4-foot UL Type B LED T8 Lamp, ≥160 LPW | 4-foot Linear Fluorescent T8, 133 LPW | Dwelling Area | NR | Lamp | 1 | 0.00279 | 0
U | SWLG018U | Fixture with (2) 4-foot UL Type C LED T8 Lamp, ≥160 LPW, Non-Res, NR | Fixture with (2) 4-foot UL Type C LED T8 Lamp, ≥160 LPW | Fixture with (2) 4-foot Linear LED T8, Type C 133 LPW | Non-Res | NR | Fixture | 2 | 0.00558 | 0
V | SWLG018V | Fixture with (2) 4-foot UL Type C LED T8 Lamp, ≥160 LPW, Parking Garages, NR | Fixture with (2) 4-foot UL Type C LED T8 Lamp, ≥160 LPW | Fixture with (2) 4-foot Linear LED T8, Type C 133 LPW | Parking Garages | NR | Fixture | 2 | 0.006 | 0
W | SWLG018W | Fixture with (2) 4-foot UL Type C LED T8 Lamp, ≥160 LPW, Common Area, NR | Fixture with (2) 4-foot UL Type C LED T8 Lamp, ≥160 LPW | Fixture with (2) 4-foot Linear LED T8, Type C 133 LPW | Common Area | NR | Fixture | 2 | 0.00558 | 0
X | SWLG018X | Fixture with (2) 4-foot UL Type C LED T8 Lamp, ≥160 LPW, Dwelling Area, NR | Fixture with (2) 4-foot UL Type C LED T8 Lamp, ≥160 LPW | Fixture with (2) 4-foot Linear LED T8, Type C 133 LPW | Dwelling Area | NR | Fixture | 2 | 0.00558 | 0
Y | SWLG018Y | Fixture with (3) 4-foot UL Type C LED T8 Lamp, ≥ 160 LPW, Non-Res, NR | Fixture with (3) 4-foot UL Type C LED T8 Lamp, ≥ 160 LPW | Fixture with (3) 4-foot Linear LED T8, Type C 133 LPW | Non-Res | NR | Fixture | 3 | 0.00837 | 0
Z | SWLG018Z | Fixture with (3) 4-foot UL Type C LED T8 Lamp, ≥ 160 LPW, Parking Garages, NR | Fixture with (3) 4-foot UL Type C LED T8 Lamp, ≥ 160 LPW | Fixture with (3) 4-foot Linear LED T8, Type C 133 LPW | Parking Garages | NR | Fixture | 3 | 0.009 | 0
AA | SWLG018AA | Fixture with (3) 4-foot UL Type C LED T8 Lamp, ≥ 160 LPW, Common Area, NR | Fixture with (3) 4-foot UL Type C LED T8 Lamp, ≥ 160 LPW | Fixture with (3) 4-foot Linear LED T8, Type C 133 LPW | Common Area | NR | Fixture | 3 | 0.00837 | 0
AB | SWLG018AB | Fixture with (3) 4-foot UL Type C LED T8 Lamp, ≥ 160 LPW, Dwelling Area, NR | Fixture with (3) 4-foot UL Type C LED T8 Lamp, ≥ 160 LPW | Fixture with (3) 4-foot Linear LED T8, Type C 133 LPW | Dwelling Area | NR | Fixture | 3 | 0.00837 | 0
AC | SWLG018AC | Fixture with (4) 4-foot UL Type C LED T8 Lamp, ≥160 LPW, Non-Res, NR | Fixture with (4) 4-foot UL Type C LED T8 Lamp, ≥160 LPW | Fixture with (4) 4-foot Linear LED T8, Type C 133 LPW | Non-Res | NR | Fixture | 4 | 0.01116 | 0
AD | SWLG018AD | Fixture with (4) 4-foot UL Type C LED T8 Lamp, ≥160 LPW, Parking Garages, NR | Fixture with (4) 4-foot UL Type C LED T8 Lamp, ≥160 LPW | Fixture with (4) 4-foot Linear LED T8, Type C 133 LPW | Parking Garages | NR | Fixture | 4 | 0.012 | 0
AE | SWLG018AE | Fixture with (4) 4-foot UL Type C LED T8 Lamp, ≥160 LPW, Common Area, NR | Fixture with (4) 4-foot UL Type C LED T8 Lamp, ≥160 LPW | Fixture with (4) 4-foot Linear LED T8, Type C 133 LPW | Common Area | NR | Fixture | 4 | 0.01116 | 0
AF | SWLG018AF | Fixture with (4) 4-foot UL Type C LED T8 Lamp, ≥160 LPW, Dwelling Area, NR | Fixture with (4) 4-foot UL Type C LED T8 Lamp, ≥160 LPW | Fixture with (4) 4-foot Linear LED T8, Type C 133 LPW | Dwelling Area | NR | Fixture | 4 | 0.01116 | 0
| Fixture Type | Technology | Technology | Nominal Lamp Wattage (W) | Weighting (%) | Lamp Efficacy (Lm/W) | Bare Lamp Lumens (2 lamps) | Fixture Efficiency (%) | Fixture Lumens | Weighted Fixture Lumens | Percent Difference from T8 | In Situ Lamp Wattage | Weighted Lamp Wattage
| Troffer | Linear Fluorescent (T8) | Linear Fluorescent (T8) | 28 | 42% | 90 | 4386 | 72.93% | 3198.786 | 3515.193 | N/A | 24.64 | 26.6816
|  |  | Linear Fluorescent (T8) | 32 | 58% | 89 | 5134 | 72.93% | 3744.3153 | 0 | N/A | 28.16 | 0
|  | ISP TLED | TLED | 15.5 | 42% | 133 | 4123 | 82.05% | 3383.03 | 3509.6208 | -0.1585% | 15.5 | 16.08
|  | LED | TLED | 16.5 | 58% | 133 | 4389 | 82.05% | 3601.29 |  |  | 16.5
|  | Measure TLED | TLED | 13 | 42% | 160 | 4160 | 82.05% | 3413.3895 | 3489.5343 | -0.7299% | 13 | 13.29
|  | LED | TLED | 13.5 | 58% | 160 | 4320 | 82.05% | 3544.6737 |  |  | 13.5
| Parking | Linear Fluorescent (T8) | Linear Fluorescent (T8) | 28 | 42% | 90 | 4386 | 64.21% | 2816.1942 | 3094.7573 | N/A | 24.64 | 26.6816
| Parking | Linear Fluorescent (T8) | Linear Fluorescent (T8) | 32 | 58% | 89 | 5134 | 64.21% | 3296.4754 |  |  | 28.16
|  | ISP TLED | TLED | 15.5 | 42% | 133 | 4123 | 73.33% | 3023.3798 | 3136.5128 | 1.349% | 15.5 | 16.08
|  | LED | TLED | 16.5 | 58% | 133 | 4389 | 73.33% | 3218.4366 |  |  | 16.5
| Parking | Measure TLED | TLED | 12.5 | 42% | 160 | 4000 | 73.33% | 2933.1844 | 3069.2842 | -0.8231% | 12.5 | 13.08
| Parking | LED | TLED | 13.5 | 58% | 160 | 4320 | 73.33% | 3167.8392 |  |  | 13.5
| Measure | Existing Case Baseline kW | ISP Baseline kW | Measure kW | 1st BL Delta kW | 2nd BL Delta kW
| Non-Res, Dwelling, Common | 0.026682 | 0.01608 | 0.01329 | 0.013392 | 0.00279
| Parking | 0.026682 | 0.01608 | 0.01308 | 0.013602 | 0.003
Lamp Qty | Fixture Type | Measure | Existing Case Wattage | Standard Practice Case Wattage | Measure Case Wattage | Existing to Measure Reduction (W) | Standard to Measure Reduction (W)
1 | Troffer | 4-foot UL Type B LED T8 Lamp | 26.68 | 16.08 | 13.29 | 13.39 | 2.79
2 | Troffer | Fixture with (2) 4-foot UL Type C LED T8 Lamps | 53.36 | 32.16 | 26.58 | 26.78 | 5.58
3 | Troffer | Fixture with (3) 4-foot UL Type C LED T8 Lamps | 80.04 | 48.24 | 39.87 | 40.17 | 8.37
4 | Troffer | Fixture with (4) 4-foot UL Type C LED T8 Lamps | 106.73 | 64.32 | 53.16 | 53.57 | 11.16
1 | Parking | 4-foot UL Type B LED T8 Lamp | 26.68 | 16.08 | 13.08 | 13.6 | 3
2 | Parking | Fixture with (2) 4-foot UL Type C LED T8 Lamps | 53.36 | 32.16 | 26.16 | 27.2 | 6
3 | Parking | Fixture with (3) 4-foot UL Type C LED T8 Lamps | 80.04 | 48.24 | 39.24 | 40.8 | 9
4 | Parking | Fixture with (4) 4-foot UL Type C LED T8 Lamps | 106.73 | 64.32 | 52.32 | 54.41 | 12

## Troffer Calculations
Case | Weighted Wattage
Existing (1st BL) | 26.6816
ISP (2nd BL) | 16.08 | [22 empty] | Deprec. Lumens
Measure | 13.29 | [19 empty] | Lumen Dep (%/yr) | Est. Years | Est Depreciated Performance | Wtd Avg | Average w/o HE
1st BL Delta Watts | 13.3916 | [19 empty] | N/A | 3 | 0.9 | 0 | 0
2nd BL Delta Watts | 2.79
From Caliper Data | Troffer | Troffer
| Average | Average | Efficiency Difference
Troffer | 82.05% | 72.93% | 9.121%
Avg Luminaire Efficiency | LED | LF
K12 Lens | 83.5% | 73.5% | [21 empty] | Deprec. Lumens
Parabolic | 81.71% | 67% | [18 empty] | Lumen Dep (%/yr) | Est. Years | Est Depreciated Performance | Wtd Avg | Average w/o HE
Volumetric | 80.33% | 72.15% | [18 empty] | 2.5% | 3 | 0.92686 | 0 | 0
High Performance | 81.67% | 86% | [21 empty] | #DIV/0! | #DIV/0!
Based on Caliper | Fluorescent Performance
Nominal Lamp W | In-Situ Lamp Wattage | Weighting | Lamp Qty | Efficacy | Lamp Lumens | Total Bare Lumens | Fixture Efficacy | Fixture Lumens | Wtd Average lumens | [14 empty] | Deprec. Lumens
28 | 24.64 | 42% | 2 | 90 | 2193 | 4386 | 72.93% | 3198.786 | 3515.193 | [11 empty] | Lumen Dep (%/yr) | Est. Years | Est Depreciated Performance | Wtd Avg | Average w/o HE
32 | 28.16 | 58% | 2 | 89 | 2567 | 5134 | 72.93% | 3744.3153 | [12 empty] | 2.5% | 3 | 0.92686 | 0 | 0
[24 empty] | #DIV/0! | #DIV/0!
| Measure Case Comparison | [22 empty] | Est TLED EUL | 12
| LED Performance | [22 empty] | RUL | 3
Nominal Lamp W | In-Situ Lamp Wattage | Weighting | Lamp Qty | Efficacy | Lamp Lumens | Total Bare Lumens | Fixture Efficacy | Fixture Lumens | Wtd Average lumens | % Difference | [13 empty] | LF Lumen Depr (%/yr) | 8%
13 | 13 | 42% | 2 | 160 | 2080 | 4160 | 82.05% | 3413.3895 | 3489.5343 | -0.7299% | [13 empty] | LED Lumen Depr (%/yr) | 2.5%
13.5 | 13.5 | 58% | 2 | 160 | 2160 | 4320 | 82.05% | 3544.6737
Standard Practice Case Comparison
LED Performance
Nominal Lamp W | In-Situ Lamp Wattage | Weighting | Lamp Qty | Efficacy | Lamp Lumens | Total Bare Lumens | Fixture Efficacy | Fixture Lumens | Wtd Average lumens | % Difference
15.5 | 15.5 | 42% | 2 | 133 | 2061.5 | 4123 | 82.05% | 3383.03 | 3509.6208 | -0.1585% | [13 empty] | LF Lamp L70 Hrs | 20000 | https://www.lrc.rpi.edu/programs/nlpip/lightinganswers/t8/05-t8-lamp-life.asp
16.5 | 16.5 | 58% | 2 | 133 | 2194.5 | 4389 | 82.05% | 3601.29 | [15 empty] | LED Lamp L70 Hrs | 50000 | Based on DLC
[24 empty] | Est hrs per year | 4000
Old Measure Case Comparison
LED Performance
[11 empty] | RatedWBase | Weighting | Lamp Qty | Efficacy | Lamp Lumens | Total Bare Lumens | Fixture Efficacy | Fixture Lumens | Wtd Average lumens | % Difference
[11 empty] | #REF! | 42% | 2 | 123.3 | #REF! | #REF! | 82.05% | #REF! | #REF! | #REF!
[11 empty] | #REF! | 58% | 2 | 124.9 | #REF! | #REF! | 82.05% | #REF!
| Baseline Wtd W | Old Measure Wtd | Old Delta Watts
| 26.6816 | #REF! | #REF!
Not used in analysis
| Fixture | LPW
|  | 74.0167 | 65.6417
| Avg Luminaire Efficacy | LED | LF
| K12 Lens | 74.1 | 65.1
| Parabolic | 74.2 | 62.8
| Volumetric | 73.2667 | 62.2667
| High Performance | 74.5 | 72.4
| Lamp | LPW
|  | 90.7009 | 86.205
| Avg Lamp Efficacy | LED | LF
| K12 Lens | 90.7223 | 86.5089
| Parabolic | 90.4937 | 85.3307
| Volumetric | 90.8653 | 88.4715
| High Performance | 90.7223 | 84.5087
Notes:
- Only 28W and 32W lamps are used in analysis as they make up >99% of sample size.
- Weighting and wattages are based on SCE program data.
- Fluorescent lamp efficacy and lumen output is based on Caliper data.
-LED lamp efficacy is based on DLC (est 160 LPW), can be adjusted.
- Caliper data for fixture efficacy (lumens per fixture/total lamp lumens) for 4 different troffer types is used for both LED and Fluorescent.
-LED generally had higher fixture efficacy, except for High Performance Fixtures.
- Recessed Indirect fixtures were removed from analysis, because they showed poor performance for all lamps.
- New measure case wattage was selected to get measure case lumens (performance) within 1% of base

## Parking Calculations
Case | Weighted Wattage | [12 empty] | Deprec. Lumens
Existing (1st BL) | 26.6816 | [9 empty] | Lumen Dep (%/yr) | Est. Years | Est Depreciated Performanc | Wtd Avg | Average w/o HE
ISP (2nd BL) | 16.08 | [9 empty] | N/A | 3 | 0.9 | 0 | #REF!
Measure | 13.08
1st BL Delta Watts | 13.6016
2nd BL Delta Watts | 3
| Average | Average | Efficiency Difference | [10 empty] | Deprec. Lumens
| 73.33% | 64.21% | 9.121% | [7 empty] | Lumen Dep (%/yr) | Est. Years | Est Depreciated Performanc | Wtd Avg | Average w/o HE
Avg Lumenaire Efficency | LED | LF | [8 empty] | 2.5% | 3 | 0.92686 | 0 | #REF!
Linear Pendant | N/A | 66.62% | [11 empty] | #DIV/0! | #REF!
Linear Parking Garage | N/A | 61.8%
Based on Caliper | Fluorescent Performance
Nominal Lamp W | In-Situ Lamp Wattage | Weighting | Lamp Qty | Efficacy | Lamp Lumens | Total Bare Lumens | Fixture Efficacy | Fixture Lumens | Wtd Average lumens |  |  |  |  | Deprec. Lumens
28 | 24.64 | 42% | 2 | 90 | 2193 | 4386 | 64.21% | 2816.1942 | 3094.7573 |  | Lumen Dep (%/yr) | Est. Years | Est Depreciated Performanc | Wtd Avg | Average w/o HE
32 | 28.16 | 58% | 2 | 89 | 2567 | 5134 | 64.21% | 3296.4754 |  |  | 2.5% | 3 | 0.92686 | 0 | #REF!
[14 empty] | #DIV/0! | #REF!
| Measure Case Comparison | [12 empty] | Est TLED EUL | 12
| LED Performance | [12 empty] | RUL | 3
Nominal Lamp W | In-Situ Lamp Wattage | Weighting | Lamp Qty | Efficacy | Lamp Lumens | Total Bare Lumens | Fixture Efficacy | Fixture Lumens | Wtd Average lumens | % Difference |  |  |  | LF Lumen Depr (%/yr) | 8%
12.5 | 12.5 | 42% | 2 | 160 | 2000 | 4000 | 73.33% | 2933.1844 | 3069.2842 | -0.8231% |  |  |  | LED Lumen Depr (%/yr) | 2.5%
13.5 | 13.5 | 58% | 2 | 160 | 2160 | 4320 | 73.33% | 3167.8392
Standard Practice Case Comparison
LED Performance
Nominal Lamp W | In-Situ Lamp Wattage | Weighting | Lamp Qty | Efficacy | Lamp Lumens | Total Bare Lumens | Fixture Efficacy | Fixture Lumens | Wtd Average lumens | % Difference |  |  |  | LF Lamp L70 Hrs | 20000 | https://www.lrc.rpi.edu/programs/nlpip/lightinganswers/t8/05-t8-lamp-life.asp
15.5 | 15.5 | 42% | 2 | 133 | 2061.5 | 4123 | 73.33% | 3023.3798 | 3136.5128 | 1.349% |  |  |  | LED Lamp L70 Hrs | 50000 | Based on DLC
16.5 | 16.5 | 58% | 2 | 133 | 2194.5 | 4389 | 73.33% | 3218.4366 | [5 empty] | Est hrs per year | 4000
Analysis only used for LF fixtures
Caliper Detailed Report BK09-108
Lumen Angle breakdown
LF
|  |  |  | Lumens | % Fixture | % ot total Lamp Lumens | If 55% of total lamp is in downward direction, then 100% of downlight is usable.
|  |  | Downward Street side | 2585 | 44.5% | 27.61%
|  |  | Downward House Side | 2585 | 44.5% | 27.61%
|  |  | Downward Total | 5169 | 89.1% | 55.2%
|  |  | Upward Street Side | 317 | 5.5% | 3.385%
|  |  | Upward House Side | 317 | 5.5% | 3.385%
|  |  | Upward Total | 635 | 10.9% | 6.781%
|  |  | Total | 5804 | 100% | 61.98%
|  |  | Efficacy | 55.7
[8 empty] | Caliper Detailed Report 11-79 | Shows that 100% of light is emmitted withing the 60 deg zone
Notes:
- only 28W and 32W lamps are used in analysis as they make up >99% of sample size.
-Weighting and wattage are based on SCE program data.
- Fluorescent lamp efficacy and lumen output is based on Caliper data.
-LED lamp efficacy is based on DLC (est 160 LPW)
- Caliper data for fixture efficacy (lumens per fixiture/total lamp lumens) for 2 different linear/parking garage types is used for Fluorescent lamps. --No "In-situ" TLED tests could be found for these fixtures.
- Based on CPUC email comments (6/11/2019), same difference in fixture efficiency from troffers for LF and TLEDs (~9%) is used for parking garage fixtures.
Note on E13: Author: Based on CPUC email comments (6/11/2019), same difference in fixture efficiency from troffers for LF and TLEDs is used for parking garage fixtures.

## Lamp Performance
Existing Case (1st Baseline Data)
From SCE Programs Base Case |  |  |  | From Caliper |  | From SCE Measure Case LED
RatedWBase | %RatedBase | NormalizedWBase |  | Lamp Lumens | Bare Lamp Efficacy | NormalizedWBase | Ballast Factor
25 | 0.3639%
28 | 41.69% | 24.64 | FL (BK13-30) | 2193 | 90 | 24.64 | 0.88
30 | 0.1796%
32 | 57.77% | 28.16 | F32T8/841 | 2567 | 89 | 28.16 | 0.88
ISP (2nd Baseline Data)
Description | LPW | Source
100% TLED Baseline | 133 | CPUC Memo
Measure Case
Efficacy Range (DLC)
Low | High | Min Lumens | Average Efficacy | Min Watts | Max Watts | Average Watts | Min Lumens | Max Lumens | Average Lumens | Count in Range | Percent of DLC
105 | 185 | 1600 | 127.0646 | 9.8 | 29.5 | 16.6931 | 1600 | 4100 | 2111.6242 | 8168 | 100%
105 | 120 | 1600 | 114.7916 | 12 | 28.5 | 17.9224 | 1600 | 3360 | 2067.4766 | 2188 | 26.79%
120 | 145 | 1600 | 129.135 | 11.55 | 29.5 | 16.59 | 1600 | 4100 | 2139.853 | 5345 | 65.44%
155 | 165 | 1600 | 156.9723 | 10 | 22.62 | 13.2856 | 1650 | 3558 | 2088.6428 | 144 | 1.763%
Measure Case | 160
Note on D17: [Threaded comment] Your version of Excel allows you to read this threaded comment; however, any edits to it will get removed if the file is opened in a newer version of Excel. Learn more: https://go.microsoft.com/fwlink/?linkid=870924 Comment: Min Lamp lumens of 1600L will be set in DLC v5.1

## SCE Prog Data
Manufacturer | ModelNumber | SKU | SolutionCode | SolutionDescription | RegularPrice | Quantity | NumFixtures | NumSampled | LampsPerFixture | BallastsPerFixture | TotalBallasts | BallastManufacturer | BallastModel | TotalLamps | LampWattages | DLCWattage | TotalLampW | TubeDisposition | Lumens | LPW | Watt | 145 | Tube LPW | Updated LampW |  | Ballast per lamp | Lamp per Ballast | Wtd Avg Ballast Per Lamp
GE | LED15ET8/G/4/840 | LED15ET8/G/4/840 | LT-11950 | LED Tube | 10.5 | 110 | 55 | 10 | 2 | 1 | 55 | Advance | VEL-2P32-RH-TP | 110 | 32 | 18 | 1980 | Recycled | 2200 | 122.2 | 18 | 15.1724 |  | 1668.9655 |  | 0.5 | 2 | 0.3837
GE | LED15ET8/G/4/840 | LED15ET8/G/4/840 | LT-11950 | LED Tube | 10.5 | 957 | 319 | 70 | 3 | 2 | 638 | Advance | VEL-2P32-RH-TP | 957 | 32 | 18 | 17226 | Recycled | 2200 | 122.2 | 18 | 15.1724 |  | 14520 |  | 0.66667 | 1.5
GE | LED15ET8/G/4/840 | LED15ET8/G/4/840 | LT-11950 | LED Tube | 10.5 | 408 | 102 | 25 | 4 | 2 | 204 | Advance | (2) VEL-2P32-RH-TP | 408 | 32 | 18 | 7344 | Recycled | 2200 | 122.2 | 18 | 15.1724 |  | 6190.3448 |  | 0.5 | 2
GE | LED15ET8/G/4/840 | LED15ET8/G/4/840 | LT-11950 | LED Tube | 10.5 | 202 | 101 | 15 | 2 | 1 | 101 | Advance | VEL-2P32-RH-TP | 202 | 32 | 18 | 3636 | Recycled | 2200 | 122.2 | 18 | 15.1724 |  | 3064.8276 |  | 0.5 | 2
GE | LED15ET8/G/4/840 | LED15ET8/G/4/840 | LT-11950 | LED Tube | 10.5 | 76 | 38 | 4 | 2 | 1 | 38 | Advance | VEL-2P32-RH-TP | 76 | 32 | 18 | 1368 | Recycled | 2200 | 122.2 | 18 | 15.1724 |  | 1153.1034 |  | 0.5 | 2
GE | LED15ET8/G/4/840 | LED15ET8/G/4/840 | LT-11950 | LED Tube | 10.5 | 16 | 4 | 2 | 4 | 2 | 8 | Advance | VEL-2P32-RH-TP | 16 | 32 | 18 | 288 | Recycled | 2200 | 122.2 | 18 | 15.1724 |  | 242.7586 |  | 0.5 | 2
Eco-star | LB18T8-PNP/840 | LB18T8-PNP/840 | LT-11950 | LED Tube | 10.89 | 380 | 190 | 50 | 2 | 2 | 380 | Advance | ICN-2P32-N | 380 | 32 | 18 | 6840 | recycled | 1900 | 105.5556 | 18 | 13.1034 |  | 4979.3103 |  | 1 | 1
Eco-Star | LB18T8-PNP/850 | LB18T8-PNP/850 | LT-11950 | LED Tube | 10.89 | 242 | 121 | 14 | 2 | 2 | 242 | General Electric | GE232MAX | 242 | 32 | 18 | 4356 | recycled | 1900 | 105.5556 | 18 | 13.1034 |  | 3171.0345 |  | 1 | 1
Espen Technology | L48T8/835/12G-EB | L48T8/835/12G-EB | LT-11950 | LED Tube | 10 | 4159 | 281 | 30 | 1 | 1 | 281 | Philips Advance | ICN-4P32-SC | 281 | 32 | 15 | 62385 | Recycled | 1800 | 124.1379 | 14.5 | 12.4138 | Different than DLC | 51628.9655 |  | 1 | 1
Espen Technology | L48T8/835/12G-EB | L48T8/835/12G-EB | LT-11950 | LED Tube | 10 | 4159 | 1939 | 220 | 2 | 1 | 1939 | Universal | B232IUNVHE-A | 3878 | 32 | 15 | 62385 | Recycled | 1800 | 124.1379 | 14.5 | 12.4138 | Different than DLC | 51628.9655 |  | 0.5 | 2
Sylvania | LED12T8/L48/F/841/SUB/G5 | LED12T8 | LT-11950 | LED Tube | 15.5 | 300 | 150 | 25 | 2 | 2 | 300 | Sylvania | QTP2X32T8UNVPSXTC | 300 | 30 | 14.5 | 4350 | recycled | 1600 | 133.3333 | 12 | 11.0345 | Different than DLC | 3310.3448 |  | 1 | 1
Sylvania | LED15T8/L48/DIM/841/SUB/G6 | 75288 | LT-11950 | LED Tube | 12 | 120 | 40 | 4 | 3 | 1 | 40 | GE | GE-232-MAX-L/Ultra | 120 | 32 | 18 | 2160 | recycled | 2200 | 122 | 18 | 15.1724 |  | 1820.6897 |  | 0.33333 | 3
Sylvania | LED15T8/L48/DIM/841/SUB/G6 | 75288 | LT-11950 | LED Tube | 12 | 164 | 82 | 9 | 2 | 1 | 82 | GE | GE-232-MAX-L/Ultra | 164 | 32 | 18 | 2952 | recycled | 2200 | 122 | 18 | 15.1724 |  | 2488.2759 |  | 0.5 | 2
SYLVANIA | LED15T8/L48/DIM/835/SUB/G6 | 75287 | LT-11950 | LED Tube | 13.2 | 10 | 5 | 5 | 2 | 1 | 5 | Sylvania | QHE2X32T8/UNV ISN-SC | 10 | 28 | 18 | 180 | Recycled | 2200 | 122 | 18 | 15.1724 |  | 151.7241 |  | 0.5 | 2
SYLVANIA | LED15T8/L48/DIM/835/SUB/G6 | 75287 | LT-11950 | LED Tube | 13.2 | 879 | 341 | 341 | 3 | 1 | 341 | Sylvania | QHE2X32T8/UNV ISN-SC/QHE4X32T8/UNV ISN-SC in master satellite relationship | 1023 | 28 | 18 | 15822 | Recycled | 2200 | 122 | 18 | 15.1724 |  | 13336.5517 |  | 0.33333 | 3
SYLVANIA | LED15T8/L48/DIM/835/SUB/G6 | 75287 | LT-11950 | LED Tube | 13.2 | 512 | 128 | 128 | 4 | 1 | 128 | Sylvania | QHE4X32T8/UNV ISN-SC | 512 | 28 | 18 | 9216 | Recycled | 2200 | 122 | 18 | 15.1724 |  | 7768.2759 |  | 0.25 | 4
James Industry Group (China) Co., Ltd | ZY-T8-20W1200 BIXX (4000K FROSTED LENS) | ZY-T8-20W1200 BIXX (4000K FROSTED LENS) | LT-11950 | LED Tube | 10 | 75 | 25 | 5 | 6 | 1 | 25 | Sylvania | UltramaxGE132T8 | 75 | 25 | 20.08 | 1506 | recylcled | 2700 | 135 | 20 | 18.6207 | Different than DLC | 1396.5517 |  | 0.16667 | 6
James Industry Group (China) Co., Ltd | ZY-T8-20W1200 BIXX (4000K FROSTED LENS) | ZY-T8-20W1200 BIXX (4000K FROSTED LENS) | LT-11950 | LED Tube | 10 | 75 | 25 | 5 | 6 | 1 | 25 | Philips | UltramaxGE232T8 | 75 | 25 | 20.08 | 1506 | recylcled | 2700 | 135 | 20 | 18.6207 | Different than DLC | 1396.5517 |  | 0.16667 | 6
James Industry Group (China) Co., Ltd | BT814W4FT (Frosted Lens) (4000K) | BT814W4FT (Frosted Lens) (4000K) | LT-11950 | LED Tube | 9.45 | 13 | 13 | 3 | 1 | 1 | 13 | GE | UltramaxGE132T8 | 13 | 25 | 16.03 | 208.39 | recycled | 1860 | 132.8571 | 14 | 12.8276 | Different than DLC | 166.7586 |  | 1 | 1
James Industry Group (China) Co., Ltd | BT814W4FT (Frosted Lens) (4000K) | BT814W4FT (Frosted Lens) (4000K) | LT-11950 | LED Tube | 9.45 | 418 | 209 | 25 | 2 | 1 | 209 | GE | UltramaxGE232T8 | 418 | 25 | 16.03 | 6700.54 | recycled | 1860 | 132.8571 | 14 | 12.8276 | Different than DLC | 5361.931 |  | 0.5 | 2
James Industry Group (China) Co., Ltd | BT814W4FT (Frosted Lens) (4000K) | BT814W4FT (Frosted Lens) (4000K) | LT-11950 | LED Tube | 9.45 | 27 | 9 | 9 | 3 | 1 | 9 | GE | GE323Max-N | 27 | 25 | 16.03 | 432.81 | recycled | 1860 | 132.8571 | 14 | 12.8276 | Different than DLC | 346.3448 |  | 0.33333 | 3
Sylvania | LED15T8/L48/DIM/835/SUB/G6 | 75287 | LT-11950 | LED Tube | 13.2 | 10 | 5 | 5 | 2 | 1 | 5 | Osram Sylvania | QHE2X32T8/UNV ISN-SC | 10 | 28 | 18 | 180 | Recycled | 2200 | 122 | 18 | 15.1724 |  | 151.7241 |  | 0.5 | 2
Sylvania | LED15T8/L48/DIM/835/SUB/G6 | 75287 | LT-11950 | LED Tube | 13.2 | 966 | 324 | 324 | 3 | 1 | 322 | Osram Sylvania | QHE2X32T8/UNV ISN-SC/ QHE4X32T8/UNV ISN-SC in a master satellite relationship | 966 | 28 | 18 | 17388 | Recycled | 2200 | 122 | 18 | 15.1724 |  | 14656.5517 |  | 0.33333 | 3
Sylvania | LED15T8/L48/DIM/835/SUB/G6 | 75287 | LT-11950 | LED Tube | 13.2 | 488 | 120 | 120 | 4 | 1 | 122 | Osram Sylvania | QHE4X32T8/UNV ISN-SC | 488 | 28 | 18 | 8784 | Recycled | 2200 | 122 | 18 | 15.1724 |  | 7404.1379 |  | 0.25 | 4
James Industries | BT812W4FT(3500K) | BT812W4FT(3500K) | LT-11950 | LED Tube | 9.9 | 550 | 275 | 50 | 2 | 1 | 275 | Philips | ICN-2932-N | 550 | 32 | 16.03 | 8816.5 | Recycled | 1720 | 143.3333 | 12 | 11.8621 | Different than DLC | 6524.1379 |  | 0.5 | 2
James Industries | ZY-T8-15W1200 BIXX(3500K) | ZY-T8-15W1200 BIXX(3500K) | LT-11950 | LED Tube | 11.8 | 21838 | 10919 | 3600 | 2 | 1 | 10919 | Osram | QTP-2x32T8/UNV-INS | 21838 | 28 | 16.13 | 352246.94 | recycled | 2100 | 140 | 15 | 14.4828 | Different than DLC | 316274.4828 |  | 0.5 | 2
Sylvania | LED15T8/L48/DIM/841/SUB/G6 | 75288 | LT-11950 | LED Tube | 12 | 388 | 194 | 194 | 2 | 1 | 194 | Advance Centium | ICN-2P32-N | 388 | 32 | 18 | 6984 | Recycled | 2200 | 122 | 18 | 15.1724 |  | 5886.8966 |  | 0.5 | 2
Sylvania | LED15T8/L48/DIM/841/SUB/G6 | 75288 | LT-11950 | LED Tube | 12 | 32 | 16 | 16 | 2 | 1 | 16 | Howard | EP3/32IS/MV/MC/HE | 32 | 32 | 18 | 576 | Recycled | 2200 | 122 | 18 | 15.1724 |  | 485.5172 |  | 0.5 | 2
Sylvania | LED15T8/L48/DIM/841/SUB/G6 | 75288 | LT-11950 | LED Tube | 12 | 200 | 100 | 100 | 2 | 1 | 100 | Osram Sylvania | QHE2x32T8/UNV ISL-SC | 200 | 32 | 18 | 3600 | Recycled | 2200 | 122 | 18 | 15.1724 |  | 3034.4828 |  | 0.5 | 2
Sylvania | LED15T8/L48/DIM/841/SUB/G6 | 75288 | LT-11950 | LED Tube | 12 | 20 | 10 | 10 | 2 | 1 | 10 | Osram Sylvania | QTP3x32T8/UNV ISN-SC | 20 | 32 | 18 | 360 | Recycled | 2200 | 122 | 18 | 15.1724 |  | 303.4483 |  | 0.5 | 2
Sylvania | LED15T8/L48/DIM/841/SUB/G6 | 75288 | LT-11950 | LED Tube | 12 | 1530 | 510 | 510 | 3 | 1 | 510 | Osram Sylvania | QTP3x32T8/UNV ISN-SC | 1530 | 32 | 18 | 27540 | Recycled | 2200 | 122 | 18 | 15.1724 |  | 23213.7931 |  | 0.33333 | 3
Sylvania | LED15T8/L48/DIM/841/SUB/G6 | 75288 | LT-11950 | LED Tube | 12 | 102 | 34 | 4 | 3 | 1 | 34 | Sylvania | QHE3X32T8/UNVISN-SC | 102 | 32 | 18 | 1836 | Recycled | 2200 | 122 | 18 | 15.1724 |  | 1547.5862 |  | 0.33333 | 3
Sylvania | LED15T8/L48/DIM/841/SUB/G6 | 75288 | LT-11950 | LED Tube | 12 | 128 | 64 | 7 | 2 | 1 | 64 | Sylvania | QHE2X32T8/UNVISL-SC | 128 | 32 | 18 | 2304 | Recycled | 2200 | 122 | 18 | 15.1724 |  | 1942.069 |  | 0.5 | 2
Sylvania | LED15T8/L48/DIM/841/SUB/G6 | 75288 | LT-11950 | LED Tube | 12 | 344 | 86 | 25 | 4 | 1 | 86 | Sylvania | QHE4X32T8/UNVISL-SC | 344 | 32 | 18 | 6192 | Recycled | 2200 | 122 | 18 | 15.1724 |  | 5219.3103 |  | 0.25 | 4
Sylvania | LED15T8/L48/DIM/841/SUB/G6 | 75288 | LT-11950 | LED Tube | 12 | 6 | 1 | 25 | 6 | 2 | 2 | Sylvania | QHE4X32T8/UNVISL-SC | 6 | 32 | 18 | 108 | Recycled | 2200 | 122 | 18 | 15.1724 |  | 91.0345 |  | 0.33333 | 3
Sylvania | LED15T8/L48/DIM/841/SUB/G6 | 75288 | LT-11950 | LED Tube | 12 | 1716 | 858 | 86 | 2 | 1 | 858 | Sylvania | QHE2X32T8/UNVISL-SC | 1716 | 32 | 18 | 30888 | Recycled | 2200 | 122 | 18 | 15.1724 |  | 26035.8621 |  | 0.5 | 2
Sylvania | LED15T8/L48/DIM/841/SUB/G6 | 75288 | LT-11950 | LED Tube | 12 | 52 | 52 | 6 | 1 | 1 | 52 | Sylvania | QHE2X32T8/UNVISL-SC | 52 | 32 | 18 | 936 | Recycled | 2200 | 122 | 18 | 15.1724 |  | 788.9655 |  | 1 | 1
Sylvania | LED15T8/L48/DIM/841/SUB/G6 | 75288 | LT-11950 | LED Tube | 12 | 510 | 170 | 17 | 3 | 1 | 170 | Sylvania | QHE3X32T8/UNVISN-SC | 510 | 32 | 18 | 9180 | Recycled | 2200 | 122 | 18 | 15.1724 |  | 7737.931 |  | 0.33333 | 3
Sylvania | LED15T8/L48/DIM/841/SUB/G6 | 75288 | LT-11950 | LED Tube | 12 | 896 | 224 | 25 | 4 | 1 | 224 | Sylvania | QHE4X32T8/UNVISL-SC | 896 | 32 | 18 | 16128 | Recycled | 2200 | 122 | 18 | 15.1724 |  | 13594.4828 |  | 0.25 | 4
Sylvania | LED15T8/L48/DIM/841/SUB/G6 | 75288 | LT-11950 | LED Tube | 12 | 432 | 108 | 11 | 4 | 1 | 40 | Sylvania | QHE4X32T8/UNVISL-SC | 432 | 32 | 18 | 7776 | Recycled | 2200 | 122 | 18 | 15.1724 |  | 6554.4828 |  | 0.25 | 4
Sylvania | LED15T8/L48/DIM/841/SUB/G6 | 75288 | LT-11950 | LED Tube | 12 | 1242 | 621 | 63 | 2 | 1 | 621 | Sylvania | QHE2X32T8/UNVISL-SC | 1242 | 32 | 18 | 22356 | Recycled | 2200 | 122 | 18 | 15.1724 |  | 18844.1379 |  | 0.5 | 2
Sylvania | LED15T8/L48/DIM/841/SUB/G6 | 75288 | LT-11950 | LED Tube | 11 | 1992 | 498 | 50 | 4 | 1 | 498 | Sylvania | QHE4X32T8/UNVISL-SC | 1992 | 32 | 18 | 35856 | Recycled | 2200 | 122 | 18 | 15.1724 |  | 30223.4483 |  | 0.25 | 4
Sylvania | LED15T8/L48/DIM/841/SUB/G6 | 75288 | LT-11950 | LED Tube | 11 | 478 | 239 | 25 | 2 | 1 | 239 | Sylvania | QHE2X32T8/UNVISL-SC | 478 | 32 | 18 | 8604 | Recycled | 2200 | 122 | 18 | 15.1724 |  | 7252.4138 |  | 0.5 | 2
Sylvania | LED15T8/L48/DIM/841/SUB/G6 | 75288 | LT-11950 | LED Tube | 11 | 165 | 55 | 6 | 3 | 1 | 55 | Sylvania | QHE3X32T8/UNVISN-SC | 165 | 32 | 18 | 2970 | Recycled | 2200 | 122 | 18 | 15.1724 |  | 2503.4483 |  | 0.33333 | 3
Sylvania | LED15T8/L48/DIM/841/SUB/G6 | 75288 | LT-11950 | LED Tube | 11 | 338 | 169 | 17 | 2 | 1 | 169 | Sylvania | QHE2X32T8/UNVISL-SC | 338 | 32 | 18 | 6084 | Recycled | 2200 | 122 | 18 | 15.1724 |  | 5128.2759 |  | 0.5 | 2
Sylvania | LED15T8/L48/DIM/841/SUB/G6 | 75288 | LT-11950 | LED Tube | 11 | 1388 | 347 | 35 | 4 | 1 | 347 | Sylvania | QHE4X32T8/UNVISL-SC | 1388 | 32 | 18 | 24984 | Recycled | 2200 | 122 | 18 | 15.1724 |  | 21059.3103 |  | 0.25 | 4
Sylvania | LED15T8/L48/DIM/841/SUB/G6 | 75288 | LT-11950 | LED Tube | 11 | 534 | 267 | 27 | 2 | 1 | 267 | Sylvania | QHE2X32T8/UNVISL-SC | 534 | 32 | 18 | 9612 | Recycled | 2200 | 122 | 18 | 15.1724 |  | 8102.069 |  | 0.5 | 2
Sylvania | LED15T8/L48/DIM/841/SUB/G6 | 75288 | LT-11950 | LED Tube | 11 | 47 | 47 | 5 | 1 | 1 | 47 | Sylvania | QHE2X32T8/UNVISL-SC | 47 | 32 | 18 | 846 | Recycled | 2200 | 122 | 18 | 15.1724 |  | 713.1034 |  | 1 | 1
Sylvania | LED15T8/L48/DIM/841/SUB/G6 | 75288 | LT-11950 | LED Tube | 11 | 456 | 114 | 46 | 4 | 1 | 114 | Sylvania | QHE4X32T8/UNVISL-SC | 456 | 32 | 18 | 8208 | Recycled | 2200 | 122 | 18 | 15.1724 |  | 6918.6207 |  | 0.25 | 4
Sylvania | LED15T8/L48/DIM/841/SUB/G6 | 75288 | LT-11950 | LED Tube | 11 | 284 | 142 | 13 | 2 | 1 | 142 | Sylvania | QHE2X32T8UNVISNSC | 284 | 32 | 18 | 5112 | Recycled | 2200 | 122 | 18 | 15.1724 |  | 4308.9655 |  | 0.5 | 2
Philips | 9290011241 | 9290011241 | LT-11950 | LED Tube | 11 | 144 | 72 | 8 | 2 | 1 | 73 | GE | GE-232-MAX-L-Ultra | 144 | 32 | 14.5 | 2088 | Recycled | 1600 | 140.8 | 11.3636 | 11.0345 | Different than DLC | 1588.9655 |  | 0.5 | 2
Lunera | HN-T8-D-48-14W-850-G1 | HN-T8-D-48-14W-850-G1 | LT-11950 | LED Tube | 11 | 1972 | 986 | 102 | 2 | 1 | 986 | Sylvania | QTP2X32/T8/UNVISNSC [49943] | 1972 | 32 | 17 | 33524 | Recycled | 1800 | 113.1429 | 15.9091 | 12.4138 | Different than DLC | 24480 |  | 0.5 | 2
Lunera | HN-T8-D-48-14W-850-G1 | HN-T8-D-48-14W-850-G1 | LT-11950 | LED Tube | 11 | 1 | 1 | 1 | 1 | 1 | 1 | Sylvania | QTP2X32/T8/UNVISNSC [49943] | 1 | 32 | 17 | 17 | Recycled | 1800 | 113.1429 | 15.9091 | 12.4138 | Different than DLC | 12.4138 |  | 1 | 1
Lunera | HN-T8-D-48-14W-850-G1 | HN-T8-D-48-14W-850-G1 | LT-11950 | LED Tube | 7.8 | 1 | 1 | 1 | 1 | 1 | 1 | Sylvania | QTP2X32/T8/UNVISNSC [49943] | 1 | 32 | 17 | 17 | Recycled | 1800 | 113.1429 | 15.9091 | 12.4138 | Different than DLC | 12.4138 |  | 1 | 1
Lunera | HN-T8-D-48-14W-850-G1 | HN-T8-D-48-14W-850-G1 | LT-11950 | LED Tube | 7.8 | 3378 | 1889 | 3 | 2 | 1 | 1889 | Sylvania | QTP2X32/T8/UNVISNSC [49943] | 3378 | 32 | 17 | 57426 | Recycled | 1800 | 113.1429 | 15.9091 | 12.4138 | Different than DLC | 41933.7931 |  | 0.5 | 2
Lunera | HN-T8-D-48-14W-850-G1 | HN-T8-D-48-14W-850-G1 | LT-11950 | LED Tube | 7.8 | 2014 | 1007 | 118 | 2 | 1 | 1007 | Sylvania | QTP2X32/T8/UNVISNSC [49943] | 2014 | 32 | 17 | 34238 | Recycled | 1800 | 113.1429 | 15.9091 | 12.4138 | Different than DLC | 25001.3793 |  | 0.5 | 2
SYLVANIA | LED15T8/L48/DIM/835/SUB/G6 | 75287 | LT-11950 | LED Tube | 13.2 | 8 | 4 | 4 | 2 | 1 | 4 | Sylvania | QHE2X32T8/UNV ISN-SC | 8 | 28 | 18 | 144 | Recycled | 2200 | 122 | 18 | 15.1724 |  | 121.3793 |  | 0.5 | 2
SYLVANIA | LED15T8/L48/DIM/835/SUB/G6 | 75287 | LT-11950 | LED Tube | 13.2 | 876 | 292 | 292 | 3 | 1 | 292 | Sylvania | QHE2X32T8/UNV ISN-SC/QHE4X32T8/UNV ISN-SC in master satellite relationship | 876 | 28 | 18 | 15768 | Recycled | 2200 | 122 | 18 | 15.1724 |  | 13291.0345 |  | 0.33333 | 3
SYLVANIA | LED15T8/L48/DIM/835/SUB/G6 | 75287 | LT-11950 | LED Tube | 13.2 | 444 | 111 | 111 | 4 | 1 | 111 | Sylvania | QHE4X32T8/UNV ISN-SC | 444 | 28 | 18 | 7992 | Recycled | 2200 | 122 | 18 | 15.1724 |  | 6736.5517 |  | 0.25 | 4
SYLVANIA | LED15T8/L48/DIM/835/SUB/G6 | 75287 | LT-11950 | LED Tube | 13.2 | 6 | 3 | 3 | 2 | 1 | 3 | Sylvania | QHE2X32T8/UNV ISN-SC | 6 | 28 | 18 | 108 | Recycled | 2200 | 122 | 18 | 15.1724 |  | 91.0345 |  | 0.5 | 2
SYLVANIA | LED15T8/L48/DIM/835/SUB/G6 | 75287 | LT-11950 | LED Tube | 13.2 | 765 | 255 | 255 | 3 | 1 | 255 | Sylvania | QHE2X32T8/UNV ISN-SC/QHE4X32T8/UNV ISN-SC in master satellite relationship | 765 | 28 | 18 | 13770 | Recycled | 2200 | 122 | 18 | 15.1724 |  | 11606.8966 |  | 0.33333 | 3
SYLVANIA | LED15T8/L48/DIM/835/SUB/G6 | 75287 | LT-11950 | LED Tube | 13.2 | 380 | 95 | 95 | 4 | 1 | 95 | Sylvania | QHE4X32T8/UNV ISN-SC | 380 | 28 | 18 | 6840 | Recycled | 2200 | 122 | 18 | 15.1724 |  | 5765.5172 |  | 0.25 | 4
Sylvania | LED15T8/L48/DIM/835/SUB/G6 | 75287 | LT-11950 | LED Tube | 13.2 | 8 | 4 | 4 | 2 | 1 | 4 | Osram Sylvania | QHE2X32T8/UNV ISN-SC | 8 | 28 | 18 | 144 | Recycled | 2200 | 122 | 18 | 15.1724 |  | 121.3793 |  | 0.5 | 2
Sylvania | LED15T8/L48/DIM/835/SUB/G6 | 75287 | LT-11950 | LED Tube | 13.2 | 717 | 239 | 239 | 3 | 1 | 239 | Osram Sylvania | QHE2X32T8/UNV ISN-SC/ QHE4X32T8/UNV ISN-SC in a master satellite relationship | 717 | 28 | 18 | 12906 | Recycled | 2200 | 122 | 18 | 15.1724 |  | 10878.6207 |  | 0.33333 | 3
Sylvania | LED15T8/L48/DIM/835/SUB/G6 | 75287 | LT-11950 | LED Tube | 13.2 | 360 | 90 | 90 | 4 | 1 | 90 | Osram Sylvania | QHE4X32T8/UNV ISN-SC | 360 | 28 | 18 | 6480 | Recycled | 2200 | 122 | 18 | 15.1724 |  | 5462.069 |  | 0.25 | 4
SYLVANIA | LED15T8/L48/DIM/835/SUB/G6 | 75287 | LT-11950 | LED Tube | 13.2 | 12 | 6 | 6 | 2 | 1 | 6 | Sylvania | QHE2X32T8/UNV ISN-SC | 12 | 28 | 18 | 216 | Recycled | 2200 | 122 | 18 | 15.1724 |  | 182.069 |  | 0.5 | 2
SYLVANIA | LED15T8/L48/DIM/835/SUB/G6 | 75287 | LT-11950 | LED Tube | 13.2 | 1026 | 342 | 342 | 3 | 1 | 342 | Sylvania | QHE2X32T8/UNV ISN-SC/QHE4X32T8/UNV ISN-SC in master satellite relationship | 1026 | 28 | 18 | 18468 | Recycled | 2200 | 122 | 18 | 15.1724 |  | 15566.8966 |  | 0.33333 | 3
SYLVANIA | LED15T8/L48/DIM/835/SUB/G6 | 75287 | LT-11950 | LED Tube | 13.2 | 516 | 129 | 129 | 4 | 1 | 129 | Sylvania | QHE4X32T8/UNV ISN-SC | 516 | 28 | 18 | 9288 | Recycled | 2200 | 122 | 18 | 15.1724 |  | 7828.9655 |  | 0.25 | 4
Sylvania | LED15T8/L48/DIM/835/SUB/G6 | 75287 | LT-11950 | LED Tube | 13.2 | 10 | 5 | 5 | 2 | 1 | 5 | Osram Sylvania | QHE2X32T8/UNV ISN-SC | 10 | 28 | 18 | 180 | Recycled | 2200 | 122 | 18 | 15.1724 |  | 151.7241 |  | 0.5 | 2
Sylvania | LED15T8/L48/DIM/835/SUB/G6 | 75287 | LT-11950 | LED Tube | 13.2 | 1317 | 439 | 439 | 3 | 1 | 439 | Osram Sylvania | QHE2X32T8/UNV ISN-SC/ QHE4X32T8/UNV ISN-SC in a master satellite relationship | 1317 | 28 | 18 | 23706 | Recycled | 2200 | 122 | 18 | 15.1724 |  | 19982.069 |  | 0.33333 | 3
Sylvania | LED15T8/L48/DIM/835/SUB/G6 | 75287 | LT-11950 | LED Tube | 13.2 | 660 | 165 | 165 | 4 | 1 | 165 | Osram Sylvania | QHE4X32T8/UNV ISN-SC | 660 | 28 | 18 | 11880 | Recycled | 2200 | 122 | 18 | 15.1724 |  | 10013.7931 |  | 0.25 | 4
Sylvania | LED15T8/L48/DIM/835/SUB/G6 | 75287 | LT-11950 | LED Tube | 13.2 | 10 | 5 | 5 | 2 | 1 | 5 | Osram Sylvania | QHE2X32T8/UNV ISN-SC | 10 | 28 | 18 | 180 | Recycled | 2200 | 122 | 18 | 15.1724 |  | 151.7241 |  | 0.5 | 2
Sylvania | LED15T8/L48/DIM/835/SUB/G6 | 75287 | LT-11950 | LED Tube | 13.2 | 1098 | 366 | 366 | 3 | 1 | 366 | Osram Sylvania | QHE2X32T8/UNV ISN-SC/ QHE4X32T8/UNV ISN-SC in a master satellite relationship | 1098 | 28 | 18 | 19764 | Recycled | 2200 | 122 | 18 | 15.1724 |  | 16659.3103 |  | 0.33333 | 3
Sylvania | LED15T8/L48/DIM/835/SUB/G6 | 75287 | LT-11950 | LED Tube | 13.2 | 556 | 139 | 139 | 4 | 1 | 139 | Osram Sylvania | QHE4X32T8/UNV ISN-SC | 556 | 28 | 18 | 10008 | Recycled | 2200 | 122 | 18 | 15.1724 |  | 8435.8621 |  | 0.25 | 4
Sylvania | LED15T8/L48/DIM/835/SUB/G6 | 75287 | LT-11950 | LED Tube | 13.2 | 8 | 4 | 4 | 2 | 1 | 4 | Osram Sylvania | QHE2X32T8/UNV ISN-SC | 8 | 28 | 18 | 144 | Recycled | 2200 | 122 | 18 | 15.1724 |  | 121.3793 |  | 0.5 | 2
Sylvania | LED15T8/L48/DIM/835/SUB/G6 | 75287 | LT-11950 | LED Tube | 13.2 | 885 | 295 | 295 | 3 | 1 | 295 | Osram Sylvania | QHE2X32T8/UNV ISN-SC/ QHE4X32T8/UNV ISN-SC in a master satellite relationship | 885 | 28 | 18 | 15930 | Recycled | 2200 | 122 | 18 | 15.1724 |  | 13427.5862 |  | 0.33333 | 3
Sylvania | LED15T8/L48/DIM/835/SUB/G6 | 75287 | LT-11950 | LED Tube | 13.2 | 440 | 110 | 110 | 4 | 1 | 110 | Osram Sylvania | QHE4X32T8/UNV ISN-SC | 440 | 28 | 18 | 7920 | Recycled | 2200 | 122 | 18 | 15.1724 |  | 6675.8621 |  | 0.25 | 4
Sylvania | LED15T8/L48/DIM/835/SUB/G6 | 75287 | LT-11950 | LED Tube | 13.2 | 10 | 5 | 5 | 2 | 1 | 5 | Osram Sylvania | QHE2X32T8/UNV ISN-SC | 10 | 28 | 18 | 180 | Recycled | 2200 | 122 | 18 | 15.1724 |  | 151.7241 |  | 0.5 | 2
Sylvania | LED15T8/L48/DIM/835/SUB/G6 | 75287 | LT-11950 | LED Tube | 13.2 | 909 | 909 | 909 | 3 | 1 | 909 | Osram Sylvania | QHE2X32T8/UNV ISN-SC/ QHE4X32T8/UNV ISN-SC in a master satellite relationship | 909 | 28 | 18 | 16362 | Recycled | 2200 | 122 | 18 | 15.1724 |  | 13791.7241 |  | 0.33333 | 3
Sylvania | LED15T8/L48/DIM/835/SUB/G6 | 75287 | LT-11950 | LED Tube | 13.2 | 456 | 114 | 114 | 4 | 1 | 114 | Osram Sylvania | QHE4X32T8/UNV ISN-SC | 456 | 28 | 18 | 8208 | Recycled | 2200 | 122 | 18 | 15.1724 |  | 6918.6207 |  | 0.25 | 4
Sylvania | LED15T8/L48/DIM/835/SUB/G6 | 75287 | LT-11950 | LED Tube | 13.2 | 6 | 3 | 3 | 2 | 1 | 3 | Osram Sylvania | QHE2X32T8/UNV ISN-SC | 6 | 28 | 18 | 108 | Recycled | 2200 | 122 | 18 | 15.1724 |  | 91.0345 |  | 0.5 | 2
Sylvania | LED15T8/L48/DIM/835/SUB/G6 | 75287 | LT-11950 | LED Tube | 13.2 | 759 | 253 | 253 | 3 | 1 | 253 | Osram Sylvania | QHE2X32T8/UNV ISN-SC/ QHE4X32T8/UNV ISN-SC in a master satellite relationship | 759 | 28 | 18 | 13662 | Recycled | 2200 | 122 | 18 | 15.1724 |  | 11515.8621 |  | 0.33333 | 3
Sylvania | LED15T8/L48/DIM/835/SUB/G6 | 75287 | LT-11950 | LED Tube | 13.2 | 384 | 96 | 96 | 4 | 1 | 96 | Osram Sylvania | QHE4X32T8/UNV ISN-SC | 384 | 28 | 18 | 6912 | Recycled | 2200 | 122 | 18 | 15.1724 |  | 5826.2069 |  | 0.25 | 4
Sylvania | LED15T8/L48/DIM/835/SUB/G6 | 75287 | LT-11950 | LED Tube | 13.2 | 12 | 6 | 6 | 2 | 1 | 6 | Osram Sylvania | QHE2X32T8/UNV ISN-SC | 12 | 28 | 18 | 216 | Recycled | 2200 | 122 | 18 | 15.1724 |  | 182.069 |  | 0.5 | 2
Sylvania | LED15T8/L48/DIM/835/SUB/G6 | 75287 | LT-11950 | LED Tube | 13.2 | 1068 | 356 | 356 | 3 | 1 | 356 | Osram Sylvania | QHE2X32T8/UNV ISN-SC/ QHE4X32T8/UNV ISN-SC in a master satellite relationship | 1068 | 28 | 18 | 19224 | Recycled | 2200 | 122 | 18 | 15.1724 |  | 16204.1379 |  | 0.33333 | 3
Sylvania | LED15T8/L48/DIM/835/SUB/G6 | 75287 | LT-11950 | LED Tube | 13.2 | 532 | 134 | 134 | 4 | 1 | 134 | Osram Sylvania | QHE4X32T8/UNV ISN-SC | 532 | 28 | 18 | 9576 | Recycled | 2200 | 122 | 18 | 15.1724 |  | 8071.7241 |  | 0.25 | 4
Sylvania | LED15T8/L48/DIM/835/SUB/G6 | 75287 | LT-11950 | LED Tube | 13.2 | 8 | 4 | 4 | 2 | 1 | 4 | Osram Sylvania | QHE2X32T8/UNV ISN-SC | 8 | 28 | 18 | 144 | Recycled | 2200 | 122 | 18 | 15.1724 |  | 121.3793 |  | 0.5 | 2
Sylvania | LED15T8/L48/DIM/835/SUB/G6 | 75287 | LT-11950 | LED Tube | 13.2 | 966 | 322 | 322 | 3 | 1 | 322 | Osram Sylvania | QHE2X32T8/UNV ISN-SC/ QHE4X32T8/UNV ISN-SC in a master satellite relationship | 966 | 28 | 18 | 17388 | Recycled | 2200 | 122 | 18 | 15.1724 |  | 14656.5517 |  | 0.33333 | 3
Sylvania | LED15T8/L48/DIM/835/SUB/G6 | 75287 | LT-11950 | LED Tube | 13.2 | 484 | 121 | 121 | 4 | 1 | 121 | Osram Sylvania | QHE4X32T8/UNV ISN-SC | 484 | 28 | 18 | 8712 | Recycled | 2200 | 122 | 18 | 15.1724 |  | 7343.4483 |  | 0.25 | 4
Sylvania | LED15T8/L48/DIM/835/SUB/G6 | 75287 | LT-11950 | LED Tube | 13.2 | 10 | 5 | 5 | 2 | 1 | 5 | Osram Sylvania | QHE2X32T8/UNV ISN-SC | 10 | 28 | 18 | 180 | Recycled | 2200 | 122 | 18 | 15.1724 |  | 151.7241 |  | 0.5 | 2
Sylvania | LED15T8/L48/DIM/835/SUB/G6 | 75287 | LT-11950 | LED Tube | 13.2 | 1059 | 353 | 353 | 3 | 1 | 353 | Osram Sylvania | QHE2X32T8/UNV ISN-SC/ QHE4X32T8/UNV ISN-SC in a master satellite relationship | 1059 | 28 | 18 | 19062 | Recycled | 2200 | 122 | 18 | 15.1724 |  | 16067.5862 |  | 0.33333 | 3
Sylvania | LED15T8/L48/DIM/835/SUB/G6 | 75287 | LT-11950 | LED Tube | 13.2 | 532 | 133 | 133 | 4 | 1 | 133 | Osram Sylvania | QHE4X32T8/UNV ISN-SC | 532 | 28 | 18 | 9576 | Recycled | 2200 | 122 | 18 | 15.1724 |  | 8071.7241 |  | 0.25 | 4
Sylvania | LED15T8/L48/DIM/835/SUB/G6 | 75287 | LT-11950 | LED Tube | 13.2 | 10 | 5 | 5 | 2 | 1 | 5 | Osram Sylvania | QHE2X32T8/UNV ISN-SC | 10 | 28 | 18 | 180 | Recycled | 2200 | 122 | 18 | 15.1724 |  | 151.7241 |  | 0.5 | 2
Sylvania | LED15T8/L48/DIM/835/SUB/G6 | 75287 | LT-11950 | LED Tube | 13.2 | 1098 | 366 | 366 | 3 | 1 | 366 | Osram Sylvania | QHE2X32T8/UNV ISN-SC/ QHE4X32T8/UNV ISN-SC in a master satellite relationship | 1098 | 28 | 18 | 19764 | Recycled | 2200 | 122 | 18 | 15.1724 |  | 16659.3103 |  | 0.33333 | 3
Sylvania | LED15T8/L48/DIM/835/SUB/G6 | 75287 | LT-11950 | LED Tube | 13.2 | 548 | 137 | 137 | 4 | 1 | 137 | Osram Sylvania | QHE4X32T8/UNV ISN-SC | 548 | 28 | 18 | 9864 | Recycled | 2200 | 122 | 18 | 15.1724 |  | 8314.4828 |  | 0.25 | 4
Sylvania | LED15T8/L48/DIM/835/SUB/G6 | 75287 | LT-11950 | LED Tube | 13.2 | 362 | 181 | 181 | 2 | 1 | 181 | Osram Sylvania | QHE2X32T8/UNV ISN-SC | 362 | 28 | 18 | 6516 | Recycled | 2200 | 122 | 18 | 15.1724 |  | 5492.4138 |  | 0.5 | 2
Sylvania | LED15T8/L48/DIM/835/SUB/G6 | 75287 | LT-11950 | LED Tube | 13.2 | 1233 | 411 | 411 | 3 | 1 | 411 | Osram Sylvania | QHE2X32T8/UNV ISN-SC/ QHE4X32T8/UNV ISN-SC in a master satellite relationship | 1233 | 28 | 18 | 22194 | Recycled | 2200 | 122 | 18 | 15.1724 |  | 18707.5862 |  | 0.33333 | 3
Sylvania | LED15T8/L48/DIM/835/SUB/G6 | 75287 | LT-11950 | LED Tube | 13.2 | 8 | 4 | 4 | 2 | 1 | 4 | Osram Sylvania | QHE2X32T8/UNV ISN-SC | 8 | 28 | 18 | 144 | Recycled | 2200 | 122 | 18 | 15.1724 |  | 121.3793 |  | 0.5 | 2
Sylvania | LED15T8/L48/DIM/835/SUB/G6 | 75287 | LT-11950 | LED Tube | 13.2 | 981 | 327 | 327 | 3 | 1 | 327 | Osram Sylvania | QHE2X32T8/UNV ISN-SC/ QHE4X32T8/UNV ISN-SC in a master satellite relationship | 981 | 28 | 18 | 17658 | Recycled | 2200 | 122 | 18 | 15.1724 |  | 14884.1379 |  | 0.33333 | 3
Sylvania | LED15T8/L48/DIM/835/SUB/G6 | 75287 | LT-11950 | LED Tube | 13.2 | 488 | 122 | 122 | 4 | 1 | 122 | Osram Sylvania | QHE4X32T8/UNV ISN-SC | 488 | 28 | 18 | 8784 | Recycled | 2200 | 122 | 18 | 15.1724 |  | 7404.1379 |  | 0.25 | 4
Sylvania | LED15T8/L48/DIM/835/SUB/G6 | 75287 | LT-11950 | LED Tube | 13.2 | 10 | 5 | 5 | 2 | 1 | 5 | Osram Sylvania | QHE2X32T8/UNV ISN-SC | 10 | 28 | 18 | 180 | Recycled | 2200 | 122 | 18 | 15.1724 |  | 151.7241 |  | 0.5 | 2
Sylvania | LED15T8/L48/DIM/835/SUB/G6 | 75287 | LT-11950 | LED Tube | 13.2 | 1152 | 384 | 384 | 3 | 1 | 384 | Osram Sylvania | QHE2X32T8/UNV ISN-SC/ QHE4X32T8/UNV ISN-SC in a master satellite relationship | 1152 | 28 | 18 | 20736 | Recycled | 2200 | 122 | 18 | 15.1724 |  | 17478.6207 |  | 0.33333 | 3
Sylvania | LED15T8/L48/DIM/835/SUB/G6 | 75287 | LT-11950 | LED Tube | 13.2 | 576 | 144 | 144 | 4 | 1 | 144 | Osram Sylvania | QHE4X32T8/UNV ISN-SC | 576 | 28 | 18 | 10368 | Recycled | 2200 | 122 | 18 | 15.1724 |  | 8739.3103 |  | 0.25 | 4
Sylvania | LED15T8/L48/DIM/835/SUB/G6 | 75287 | LT-11950 | LED Tube | 13.2 | 10 | 5 | 5 | 2 | 1 | 5 | Osram Sylvania | QHE2X32T8/UNV ISN-SC | 10 | 28 | 18 | 180 | Recycled | 2200 | 122 | 18 | 15.1724 |  | 151.7241 |  | 0.5 | 2
Sylvania | LED15T8/L48/DIM/835/SUB/G6 | 75287 | LT-11950 | LED Tube | 13.2 | 1191 | 397 | 397 | 3 | 1 | 397 | Osram Sylvania | QHE2X32T8/UNV ISN-SC/ QHE4X32T8/UNV ISN-SC in a master satellite relationship | 1191 | 28 | 18 | 21438 | Recycled | 2200 | 122 | 18 | 15.1724 |  | 18070.3448 |  | 0.33333 | 3
Sylvania | LED15T8/L48/DIM/835/SUB/G6 | 75287 | LT-11950 | LED Tube | 13.2 | 596 | 149 | 149 | 4 | 1 | 149 | Osram Sylvania | QHE4X32T8/UNV ISN-SC | 596 | 28 | 18 | 10728 | Recycled | 2200 | 122 | 18 | 15.1724 |  | 9042.7586 |  | 0.25 | 4
Sylvania | LED15T8/L48/DIM/835/SUB/G6 | 75287 | LT-11950 | LED Tube | 13.2 | 6 | 3 | 3 | 2 | 1 | 3 | Osram Sylvania | QHE2X32T8/UNV ISN-SC | 6 | 28 | 18 | 108 | Recycled | 2200 | 122 | 18 | 15.1724 |  | 91.0345 |  | 0.5 | 2
Sylvania | LED15T8/L48/DIM/835/SUB/G6 | 75287 | LT-11950 | LED Tube | 13.2 | 783 | 261 | 261 | 3 | 1 | 261 | Osram Sylvania | QHE2X32T8/UNV ISN-SC/ QHE4X32T8/UNV ISN-SC in a master satellite relationship | 783 | 28 | 18 | 14094 | Recycled | 2200 | 122 | 18 | 15.1724 |  | 11880 |  | 0.33333 | 3
Sylvania | LED15T8/L48/DIM/835/SUB/G6 | 75287 | LT-11950 | LED Tube | 13.2 | 392 | 98 | 98 | 4 | 1 | 98 | Osram Sylvania | QHE4X32T8/UNV ISN-SC | 392 | 28 | 18 | 7056 | Recycled | 2200 | 122 | 18 | 15.1724 |  | 5947.5862 |  | 0.25 | 4
SYLVANIA | LED15T8/L48/DIM/835/SUB/G6 | 75287 | LT-11950 | LED Tube | 13.2 | 8 | 4 | 4 | 2 | 1 | 4 | Sylvania | QHE2X32T8/UNV ISN-SC | 8 | 28 | 18 | 144 | Recycled | 2200 | 122 | 18 | 15.1724 |  | 121.3793 |  | 0.5 | 2
SYLVANIA | LED15T8/L48/DIM/835/SUB/G6 | 75287 | LT-11950 | LED Tube | 13.2 | 879 | 293 | 293 | 3 | 1 | 293 | Sylvania | QHE2X32T8/UNV ISN-SC/QHE4X32T8/UNV ISN-SC in master satellite relationship | 879 | 28 | 18 | 15822 | Recycled | 2200 | 122 | 18 | 15.1724 |  | 13336.5517 |  | 0.33333 | 3
SYLVANIA | LED15T8/L48/DIM/835/SUB/G6 | 75287 | LT-11950 | LED Tube | 13.2 | 436 | 109 | 109 | 4 | 1 | 109 | Sylvania | QHE4X32T8/UNV ISN-SC | 436 | 28 | 18 | 7848 | Recycled | 2200 | 122 | 18 | 15.1724 |  | 6615.1724 |  | 0.25 | 4
SYLVANIA | LED15T8/L48/DIM/835/SUB/G6 | 75287 | LT-11950 | LED Tube | 13.2 | 380 | 190 | 190 | 2 | 1 | 190 | Sylvania | QHE2X32T8/UNV ISN-SC | 380 | 28 | 18 | 6840 | Recycled | 2200 | 122 | 18 | 15.1724 |  | 5765.5172 |  | 0.5 | 2
SYLVANIA | LED15T8/L48/DIM/835/SUB/G6 | 75287 | LT-11950 | LED Tube | 13.2 | 1263 | 421 | 421 | 3 | 1 | 421 | Sylvania | QHE2X32T8/UNV ISN-SC/QHE4X32T8/UNV ISN-SC in master satellite relationship | 1263 | 28 | 18 | 22734 | Recycled | 2200 | 122 | 18 | 15.1724 |  | 19162.7586 |  | 0.33333 | 3
SYLVANIA | LED15T8/L48/DIM/835/SUB/G6 | 75287 | LT-11950 | LED Tube | 13.2 | 12 | 6 | 6 | 2 | 1 | 6 | Sylvania | QHE2X32T8/UNV ISN-SC | 12 | 28 | 18 | 216 | Recycled | 2200 | 122 | 18 | 15.1724 |  | 182.069 |  | 0.5 | 2
SYLVANIA | LED15T8/L48/DIM/835/SUB/G6 | 75287 | LT-11950 | LED Tube | 13.2 | 1095 | 365 | 365 | 3 | 1 | 365 | Sylvania | QHE2X32T8/UNV ISN-SC/QHE4X32T8/UNV ISN-SC in master satellite relationship | 1095 | 28 | 18 | 19710 | Recycled | 2200 | 122 | 18 | 15.1724 |  | 16613.7931 |  | 0.33333 | 3
SYLVANIA | LED15T8/L48/DIM/835/SUB/G6 | 75287 | LT-11950 | LED Tube | 13.2 | 548 | 137 | 137 | 4 | 1 | 137 | Sylvania | QHE4X32T8/UNV ISN-SC | 548 | 28 | 18 | 9864 | Recycled | 2200 | 122 | 18 | 15.1724 |  | 8314.4828 |  | 0.25 | 4
SYLVANIA | LED15T8/L48/DIM/835/SUB/G6 | 75287 | LT-11950 | LED Tube | 13.2 | 1046 | 523 | 523 | 2 | 1 | 523 | Sylvania | QHE2X32T8/UNV ISN-SC | 1046 | 28 | 18 | 18828 | Recycled | 2200 | 122 | 18 | 15.1724 |  | 15870.3448 |  | 0.5 | 2
SYLVANIA | LED15T8/L48/DIM/835/SUB/G6 | 75287 | LT-11950 | LED Tube | 13.2 | 138 | 46 | 46 | 3 | 1 | 46 | Sylvania | QHE2X32T8/UNV ISN-SC/QHE4X32T8/UNV ISN-SC in master satellite relationship | 138 | 28 | 18 | 2484 | Recycled | 2200 | 122 | 18 | 15.1724 |  | 2093.7931 |  | 0.33333 | 3
SYLVANIA | LED15T8/L48/DIM/835/SUB/G6 | 75287 | LT-11950 | LED Tube | 13.2 | 536 | 268 | 268 | 2 | 1 | 268 | Sylvania | QHE2X32T8/UNV ISN-SC | 536 | 28 | 18 | 9648 | Recycled | 2200 | 122 | 18 | 15.1724 |  | 8132.4138 |  | 0.5 | 2
SYLVANIA | LED15T8/L48/DIM/835/SUB/G6 | 75287 | LT-11950 | LED Tube | 13.2 | 63 | 21 | 21 | 3 | 1 | 21 | Sylvania | QHE2X32T8/UNV ISN-SC/QHE4X32T8/UNV ISN-SC in master satellite relationship | 63 | 28 | 18 | 1134 | Recycled | 2200 | 122 | 18 | 15.1724 |  | 955.8621 |  | 0.33333 | 3
SYLVANIA | LED15T8/L48/DIM/835/SUB/G6 | 75287 | LT-11950 | LED Tube | 13.2 | 598 | 299 | 299 | 2 | 1 | 299 | Sylvania | QHE2X32T8/UNV ISN-SC | 598 | 28 | 18 | 10764 | Recycled | 2200 | 122 | 18 | 15.1724 |  | 9073.1034 |  | 0.5 | 2
SYLVANIA | LED15T8/L48/DIM/835/SUB/G6 | 75287 | LT-11950 | LED Tube | 13.2 | 93 | 31 | 31 | 3 | 1 | 31 | Sylvania | QHE2X32T8/UNV ISN-SC/QHE4X32T8/UNV ISN-SC in master satellite relationship | 93 | 28 | 18 | 1674 | Recycled | 2200 | 122 | 18 | 15.1724 |  | 1411.0345 |  | 0.33333 | 3
SYLVANIA | LED15T8/L48/DIM/835/SUB/G6 | 75287 | LT-11950 | LED Tube | 13.2 | 990 | 495 | 495 | 2 | 1 | 495 | Sylvania | QHE2X32T8/UNV ISN-SC | 990 | 28 | 18 | 17820 | Recycled | 2200 | 122 | 18 | 15.1724 |  | 15020.6897 |  | 0.5 | 2
SYLVANIA | LED15T8/L48/DIM/835/SUB/G6 | 75287 | LT-11950 | LED Tube | 13.2 | 135 | 45 | 45 | 3 | 1 | 45 | Sylvania | QHE2X32T8/UNV ISN-SC/QHE4X32T8/UNV ISN-SC in master satellite relationship | 135 | 28 | 18 | 2430 | Recycled | 2200 | 122 | 18 | 15.1724 |  | 2048.2759 |  | 0.33333 | 3
SYLVANIA | LED15T8/L48/DIM/835/SUB/G6 | 75287 | LT-11950 | LED Tube | 13.2 | 970 | 485 | 485 | 2 | 1 | 485 | Sylvania | QHE2X32T8/UNV ISN-SC | 970 | 28 | 18 | 17460 | Recycled | 2200 | 122 | 18 | 15.1724 |  | 14717.2414 |  | 0.5 | 2
SYLVANIA | LED15T8/L48/DIM/835/SUB/G6 | 75287 | LT-11950 | LED Tube | 13.2 | 120 | 40 | 40 | 3 | 1 | 40 | Sylvania | QHE2X32T8/UNV ISN-SC/QHE4X32T8/UNV ISN-SC in master satellite relationship | 120 | 28 | 18 | 2160 | Recycled | 2200 | 122 | 18 | 15.1724 |  | 1820.6897 |  | 0.33333 | 3
Sylvania | LED15T8/L48/DIM/835/SUB/G6 | 75287 | LT-11950 | LED Tube | 10.75 | 3 | 3 | 1 | 1 | 1 | 3 | Sylvania QTP1X32 | 49941 | 3 | 32 | 18 | 54 | Recycled | 2200 | 122 | 18 | 15.1724 |  | 45.5172 |  | 1 | 1
Sylvania | LED15T8/L48/DIM/850/SUB/G6 | 75297 | LT-11950 | LED Tube | 10.75 | 268 | 268 | 27 | 1 | 1 | 268 | Sylvania QTP1X32 | 49941 | 268 | 32 | 18 | 4824 | Recycled | 2200 | 122 | 18 | 15.1724 |  | 4066.2069 |  | 1 | 1
Sylvania | LED15T8/L48/DIM/835/SUB/G6 | 75287 | LT-11950 | LED Tube | 10.75 | 110 | 55 | 10 | 2 | 1 | 55 | Sylvania QTP2X32 | 49943 | 110 | 32 | 18 | 1980 | Recycled | 2200 | 122 | 18 | 15.1724 |  | 1668.9655 |  | 0.5 | 2
Sylvania | LED15T8/L48/DIM/841/SUB/G6 | 75288 | LT-11950 | LED Tube | 10.75 | 120 | 60 | 15 | 2 | 1 | 60 | Sylvania QTP2X32 | 49943 | 120 | 32 | 18 | 2160 | Recycled | 2200 | 122 | 18 | 15.1724 |  | 1820.6897 |  | 0.5 | 2
Sylvania | LED15T8/L48/DIM/830/SUB/G6 | 75286 | LT-11950 | LED Tube | 10.75 | 84 | 28 | 10 | 3 | 1 | 28 | Sylvania QTP3x32 | 49945 | 84 | 32 | 17.82 | 1496.88 | Recycled | 2200 | 122 | 18 | 15.1724 |  | 1274.4828 |  | 0.33333 | 3
Sylvania | LED15T8/L48/DIM/835/SUB/G6 | 75287 | LT-11950 | LED Tube | 10.75 | 210 | 70 | 10 | 3 | 1 | 70 | Sylvania QTP3x32 | 49945 | 210 | 32 | 18 | 3780 | Recycled | 2200 | 122 | 18 | 15.1724 |  | 3186.2069 |  | 0.33333 | 3
Sylvania | LED15T8/L48/DIM/841/SUB/G6 | 75288 | LT-11950 | LED Tube | 10.75 | 531 | 177 | 10 | 3 | 1 | 177 | Sylvania QTP3x32 | 49945 | 531 | 32 | 18 | 9558 | Recycled | 2200 | 122 | 18 | 15.1724 |  | 8056.5517 |  | 0.33333 | 3
SYLVANIA | LED15T8/L48/DIM/835/SUB/G6 | 75287 | LT-11950 | LED Tube | 13.2 | 874 | 437 | 437 | 2 | 1 | 437 | Sylvania | QHE2X32T8/UNV ISN-SC | 874 | 28 | 18 | 15732 | Recycled | 2200 | 122 | 18 | 15.1724 |  | 13260.6897 |  | 0.5 | 2
SYLVANIA | LED15T8/L48/DIM/835/SUB/G6 | 75287 | LT-11950 | LED Tube | 13.2 | 111 | 37 | 37 | 3 | 1 | 37 | Sylvania | QHE2X32T8/UNV ISN-SC/QHE4X32T8/UNV ISN-SC in master satellite relationship | 111 | 28 | 18 | 1998 | Recycled | 2200 | 122 | 18 | 15.1724 |  | 1684.1379 |  | 0.33333 | 3
Sylvania | LED15T8/L48/DIM/835/SUB/G6 | 75287 | LT-11950 | LED Tube | 13.2 | 8 | 4 | 4 | 2 | 1 | 4 | Osram Sylvania | QHE2X32T8/UNV ISN-SC | 8 | 28 | 18 | 144 | Recycled | 2200 | 122 | 18 | 15.1724 |  | 121.3793 |  | 0.5 | 2
Sylvania | LED15T8/L48/DIM/835/SUB/G6 | 75287 | LT-11950 | LED Tube | 13.2 | 1005 | 335 | 335 | 3 | 1 | 335 | Osram Sylvania | QHE2X32T8/UNV ISN-SC/ QHE4X32T8/UNV ISN-SC in a master satellite relationship | 1005 | 28 | 18 | 18090 | Recycled | 2200 | 122 | 18 | 15.1724 |  | 15248.2759 |  | 0.33333 | 3
Sylvania | LED15T8/L48/DIM/835/SUB/G6 | 75287 | LT-11950 | LED Tube | 13.2 | 500 | 125 | 125 | 4 | 1 | 125 | Osram Sylvania | QHE4X32T8/UNV ISN-SC | 500 | 28 | 18 | 9000 | Recycled | 2200 | 122 | 18 | 15.1724 |  | 7586.2069 |  | 0.25 | 4
Sylvania | LED15T8/L48/DIM/835/SUB/G6 | 75287 | LT-11950 | LED Tube | 13.2 | 8 | 4 | 4 | 2 | 1 | 4 | Osram Sylvania | QHE2X32T8/UNV ISN-SC | 8 | 28 | 18 | 144 | Recycled | 2200 | 122 | 18 | 15.1724 |  | 121.3793 |  | 0.5 | 2
Sylvania | LED15T8/L48/DIM/835/SUB/G6 | 75287 | LT-11950 | LED Tube | 13.2 | 813 | 271 | 271 | 3 | 1 | 271 | Osram Sylvania | QHE2X32T8/UNV ISN-SC/ QHE4X32T8/UNV ISN-SC in a master satellite relationship | 813 | 28 | 18 | 14634 | Recycled | 2200 | 122 | 18 | 15.1724 |  | 12335.1724 |  | 0.33333 | 3
Sylvania | LED15T8/L48/DIM/835/SUB/G6 | 75287 | LT-11950 | LED Tube | 13.2 | 408 | 102 | 102 | 4 | 1 | 102 | Osram Sylvania | QHE4X32T8/UNV ISN-SC | 408 | 28 | 18 | 7344 | Recycled | 2200 | 122 | 18 | 15.1724 |  | 6190.3448 |  | 0.25 | 4
Sylvania | LED15T8/L48/DIM/835/SUB/G6 | 75287 | LT-11950 | LED Tube | 13.2 | 10 | 5 | 5 | 2 | 1 | 5 | Osram Sylvania | QHE2X32T8/UNV ISN-SC | 10 | 28 | 18 | 180 | Recycled | 2200 | 122 | 18 | 15.1724 |  | 151.7241 |  | 0.5 | 2
Sylvania | LED15T8/L48/DIM/835/SUB/G6 | 75287 | LT-11950 | LED Tube | 13.2 | 1149 | 383 | 383 | 3 | 1 | 383 | Osram Sylvania | QHE2X32T8/UNV ISN-SC/ QHE4X32T8/UNV ISN-SC in a master satellite relationship | 1149 | 28 | 18 | 20682 | Recycled | 2200 | 122 | 18 | 15.1724 |  | 17433.1034 |  | 0.33333 | 3
Sylvania | LED15T8/L48/DIM/835/SUB/G6 | 75287 | LT-11950 | LED Tube | 13.2 | 572 | 143 | 143 | 4 | 1 | 143 | Osram Sylvania | QHE4X32T8/UNV ISN-SC | 572 | 28 | 18 | 10296 | Recycled | 2200 | 122 | 18 | 15.1724 |  | 8678.6207 |  | 0.25 | 4
Sylvania | LED15T8/L48/DIM/835/SUB/G6 | 75287 | LT-11950 | LED Tube | 13.2 | 10 | 5 | 5 | 2 | 1 | 5 | Osram Sylvania | QHE2X32T8/UNV ISN-SC | 10 | 28 | 18 | 180 | Recycled | 2200 | 122 | 18 | 15.1724 |  | 151.7241 |  | 0.5 | 2
Sylvania | LED15T8/L48/DIM/835/SUB/G6 | 75287 | LT-11950 | LED Tube | 13.2 | 1089 | 363 | 363 | 3 | 1 | 363 | Osram Sylvania | QHE2X32T8/UNV ISN-SC/ QHE4X32T8/UNV ISN-SC in a master satellite relationship | 1089 | 28 | 18 | 19602 | Recycled | 2200 | 122 | 18 | 15.1724 |  | 16522.7586 |  | 0.33333 | 3
Sylvania | LED15T8/L48/DIM/835/SUB/G6 | 75287 | LT-11950 | LED Tube | 13.2 | 548 | 137 | 137 | 4 | 1 | 137 | Osram Sylvania | QHE4X32T8/UNV ISN-SC | 548 | 28 | 18 | 9864 | Recycled | 2200 | 122 | 18 | 15.1724 |  | 8314.4828 |  | 0.25 | 4
Sylvania | LED15T8/L48/DIM/835/SUB/G6 | 75287 | LT-11950 | LED Tube | 13.2 | 10 | 5 | 5 | 2 | 1 | 5 | Osram Sylvania | QHE2X32T8/UNV ISN-SC | 10 | 28 | 18 | 180 | Recycled | 2200 | 122 | 18 | 15.1724 |  | 151.7241 |  | 0.5 | 2
Sylvania | LED15T8/L48/DIM/835/SUB/G6 | 75287 | LT-11950 | LED Tube | 13.2 | 1044 | 348 | 348 | 3 | 1 | 348 | Osram Sylvania | QHE2X32T8/UNV ISN-SC/ QHE4X32T8/UNV ISN-SC in a master satellite relationship | 1044 | 28 | 18 | 18792 | Recycled | 2200 | 122 | 18 | 15.1724 |  | 15840 |  | 0.33333 | 3
Sylvania | LED15T8/L48/DIM/835/SUB/G6 | 75287 | LT-11950 | LED Tube | 13.2 | 520 | 130 | 130 | 4 | 1 | 130 | Osram Sylvania | QHE4X32T8/UNV ISN-SC | 520 | 28 | 18 | 9360 | Recycled | 2200 | 122 | 18 | 15.1724 |  | 7889.6552 |  | 0.25 | 4
GE | LED12ET8/G/4/840 | 25835370 | LT-11950 | LED Tube | 8.99 | 18835 | 5925 | 606 | 2,3 & 4 | 1 | 8291 | Advance | ICN-*P32-N | 18835 | 32 | 12 | 226020 | Recycled | 1750 | 145.8333 | 12 | 12.069 |  | 227318.9655
Eiko Global, LLC | LED18T8F/48/850-GZDR | 25857520 | LT-11950 | LED Tube | 7.05 | 140 | 70 | 7 | 2 | 1 | 70 | GE | GE232MAXNULTRA | 140 | 32 | 15.5 | 2170 | Recycled | 1800 | 116.129 | 15.5 | 12.4138 |  | 1737.931 |  | 0.5 | 2
GE | LED15ET8/G/4/850 | 25807386 | LT-11950 | LED Tube | 8.99 | 72 | 18 | 3 | 4 | 1 | 18 | Universal lighting Co | B432iunvel-a | 72 | 32 | 18 | 1296 | Recycled | 2300 | 127.8 | 18 | 15.8621 |  | 1142.069 |  | 0.25 | 4
Sylvania | LED15T8/L48/DIM/841/SUB/G6 | 75288 | LT-11950 | LED Tube | 10.75 | 4 | 4 | 2 | 1 | 1 | 4 | Sylvania QTP1X32 | 49941 | 4 | 32 | 18 | 72 | Recycled | 2200 | 122 | 18 | 15.1724 |  | 60.6897 |  | 1 | 1
Sylvania | LED15T8/L48/DIM/850/SUB/G6 | 75297 | LT-11950 | LED Tube | 10.75 | 249 | 249 | 26 | 1 | 1 | 249 | Sylvania QTP1X32 | 49941 | 249 | 32 | 18 | 4482 | Recycled | 2200 | 122 | 18 | 15.1724 |  | 3777.931 |  | 1 | 1
Sylvania | LED15T8/L48/DIM/841/SUB/G6 | 75288 | LT-11950 | LED Tube | 10.75 | 742 | 371 | 38 | 2 | 1 | 371 | Sylvania QTP2X32 | 49943 | 742 | 32 | 18 | 13356 | Recycled | 2200 | 122 | 18 | 15.1724 |  | 11257.931 |  | 0.5 | 2
Sylvania | LED15T8/L48/DIM/841/SUB/G6 | 75288 | LT-11950 | LED Tube | 10.75 | 60 | 20 | 3 | 3 | 1 | 20 | Sylvania QTP3x32 | 49945 | 60 | 32 | 18 | 1080 | Recycled | 2200 | 122 | 18 | 15.1724 |  | 910.3448 |  | 0.33333 | 3
Lunera | HN-T8-D-48-14W-840-G1 | HN-T8-D-48-14W-840-G1 | LT-11950 | LED Tube | 9.5 | 146 | 73 | 7 | 2 | 1 | 73 | Triad | B232IUNVHP-N | 146 | 32 | 17 | 2482 | Recycled | 1800 | 128.5714 | 14 | 12.4138 | Different than DLC | 1812.4138 |  | 0.5 | 2
Lunera | HN-T8-D-48-14W-840-G1 | HN-T8-D-48-14W-840-G1 | LT-11950 | LED Tube | 9.5 | 279 | 93 | 10 | 3 | 1 | 93 | Triad | B332IUNVHP-N | 279 | 32 | 17 | 4743 | Recycled | 1800 | 128.5714 | 14 | 12.4138 | Different than DLC | 3463.4483 |  | 0.33333 | 3
Lunera | HN-T8-D-48-14W-840-G1 | HN-T8-D-48-14W-840-G1 | LT-11950 | LED Tube | 9.5 | 236 | 118 | 13 | 2 | 1 | 118 | Sylvania | QTP2X32/T8UNVISNSC [49943] | 236 | 32 | 17 | 4012 | Recycled | 1800 | 128.5714 | 14 | 12.4138 | Different than DLC | 2929.6552 |  | 0.5 | 2
Lunera | HN-T8-D-48-14W-840-G1 | HN-T8-D-48-14W-840-G1 | LT-11950 | LED Tube | 9.5 | 438 | 219 | 23 | 2 | 1 | 219 | Sylvania | QHE2X32T8UNVISLSC [49863] | 438 | 32 | 17 | 7446 | Recycled | 1800 | 128.5714 | 14 | 12.4138 | Different than DLC | 5437.2414 |  | 0.5 | 2
Lunera | HN-T8-D-48-14W-840-G1 | HN-T8-D-48-14W-840-G1 | LT-11950 | LED Tube | 9.5 | 162 | 81 | 9 | 2 | 1 | 81 | Sylvania | QHE2X32T8UNVISNSC [49853] | 162 | 32 | 17 | 2754 | Recycled | 1800 | 128.5714 | 14 | 12.4138 | Different than DLC | 2011.0345 |  | 0.5 | 2
Lunera | HN-T8-D-48-14W-840-G1 | HN-T8-D-48-14W-840-G1 | LT-11950 | LED Tube | 9.5 | 392 | 196 | 20 | 2 | 1 | 196 | Sylvania | QHE4X32T8UNVISLSC [49867] | 392 | 32 | 17 | 6664 | Recycled | 1800 | 128.5714 | 14 | 12.4138 | Different than DLC | 4866.2069 |  | 0.5 | 2
Lunera | HN-T8-D-48-14W-840-G1 | HN-T8-D-48-14W-840-G1 | LT-11950 | LED Tube | 9.5 | 324 | 108 | 12 | 3 | 1 | 108 | Sylvania | QTP3X32/T8UNVISLSC [49835] | 324 | 32 | 17 | 5508 | Recycled | 1800 | 128.5714 | 14 | 12.4138 | Different than DLC | 4022.069 |  | 0.33333 | 3
Lunera | HN-T8-D-48-14W-840-G1 | HN-T8-D-48-14W-840-G1 | LT-11950 | LED Tube | 9.5 | 141 | 47 | 5 | 3 | 1 | 47 | Sylvania | QHE3X32T8UNVISNSC [49855] | 141 | 32 | 17 | 2397 | Recycled | 1800 | 128.5714 | 14 | 12.4138 | Different than DLC | 1750.3448 |  | 0.33333 | 3
Lunera | HN-T8-D-48-14W-840-G1 | HN-T8-D-48-14W-840-G1 | LT-11950 | LED Tube | 9.5 | 200 | 50 | 5 | 4 | 1 | 50 | Sylvania | QHE4X32T8UNVISLSC [49867] | 200 | 32 | 17 | 3400 | Recycled | 1800 | 128.5714 | 14 | 12.4138 | Different than DLC | 2482.7586 |  | 0.25 | 4
Philips | 9290011241 | 9290011241 12T8/48-4000 IF 10/1 | LT-11950 | LED Tube | 11.5 | 8 | 4 | 1 | 2 | 1 | 4 | Universal Tech | B232IUNVHE-A | 8 | 28 | 14.5 | 116 | Recycled | 1600 | 140.8 | 11.3636 | 11.0345 | Different than DLC | 88.2759 |  | 0.5 | 2
Philips | 9290011241 | 9290011241 12T8/48-4000 IF 10/1 | LT-11950 | LED Tube | 11.5 | 48 | 12 | 2 | 4 | 2 | 24 | Universal Tech | B232IUNVHE-A | 48 | 28 | 14.5 | 696 | Recycled | 1600 | 140.8 | 11.3636 | 11.0345 | Different than DLC | 529.6552 |  | 0.5 | 2
Philips | 9290011241 | 9290011241 12T8/48-4000 IF 10/1 | LT-11950 | LED Tube | 11.5 | 96 | 32 | 4 | 3 | 2 | 64 | Universal Tech | B232IUNVHE-A | 96 | 28 | 14.5 | 1392 | Recycled | 1600 | 140.8 | 11.3636 | 11.0345 | Different than DLC | 1059.3103 |  | 0.66667 | 1.5
Philips | 9290011241 | 9290011241 12T8/48-4000 IF 10/1 | LT-11950 | LED Tube | 11.5 | 1384 | 692 | 70 | 2 | 1 | 692 | Advance Centium | VCN-4P32 | 1384 | 32 | 14.5 | 20068 | Recycled | 1600 | 140.8 | 11.3636 | 11.0345 | Different than DLC | 15271.7241 |  | 0.5 | 2
Philips | 9290011241 | 9290011241 12T8/48-4000 IF 10/1 | LT-11950 | LED Tube | 11.5 | 12 | 12 | 2 | 1 | 1 | 12 | Universal Tech | B232IUNVHE-A | 12 | 28 | 14.5 | 174 | Recycled | 1600 | 140.8 | 11.3636 | 11.0345 | Different than DLC | 132.4138 |  | 1 | 1
Philips | 9290011241 | 9290011241 12T8/48-4000 IF 10/1 | LT-11950 | LED Tube | 11.5 | 24 | 12 | 2 | 2 | 1 | 12 | Universal Tech | B232IUNVHE-A | 24 | 28 | 14.5 | 348 | Recycled | 1600 | 140.8 | 11.3636 | 11.0345 | Different than DLC | 264.8276 |  | 0.5 | 2
Philips | 9290011241 | 9290011241 12T8/48-4000 IF 10/1 | LT-11950 | LED Tube | 11.5 | 30 | 10 | 1 | 3 | 2 | 20 | Universal Tech | B232IUNVHE-A | 30 | 28 | 14.5 | 435 | Recycled | 1600 | 140.8 | 11.3636 | 11.0345 | Different than DLC | 331.0345 |  | 0.66667 | 1.5
Philips | 9290011241 | 9290011241 12T8/48-4000 IF 10/1 | LT-11950 | LED Tube | 11.5 | 80 | 20 | 2 | 4 | 2 | 40 | Sylvania | QTP2X32T8/UNVISN-CE | 80 | 32 | 14.5 | 1160 | Recycled | 1600 | 140.8 | 11.3636 | 11.0345 | Different than DLC | 882.7586 |  | 0.5 | 2
Philips | 9290011241 | 9290011241 12T8/48-4000 IF 10/1 | LT-11950 | LED Tube | 11.5 | 15 | 15 | 2 | 1 | 1 | 15 | Phillips Advance Standard | REL-2P32-SC | 15 | 32 | 14.5 | 217.5 | Recycled | 1600 | 140.8 | 11.3636 | 11.0345 | Different than DLC | 165.5172 |  | 1 | 1
Philips | 9290011241 | 9290011241 12T8/48-4000 IF 10/1 | LT-11950 | LED Tube | 11.5 | 10 | 5 | 1 | 2 | 1 | 5 | Phillips Advance Standard | REL-2S40-RH-TP | 10 | 32 | 14.5 | 145 | Recycled | 1600 | 140.8 | 11.3636 | 11.0345 | Different than DLC | 110.3448 |  | 0.5 | 2
Philips | 9290011241 | 9290011241 12T8/48-4000 IF 10/1 | LT-11950 | LED Tube | 11.5 | 42 | 14 | 2 | 3 | 2 | 28 | Phillips Advance Standard | RCN-2P32-SC | 42 | 32 | 14.5 | 609 | Recycled | 1600 | 140.8 | 11.3636 | 11.0345 | Different than DLC | 463.4483 |  | 0.66667 | 1.5
Philips | 9290011241 | 9290011241 12T8/48-4000 IF 10/1 | LT-11950 | LED Tube | 11.5 | 400 | 100 | 10 | 4 | 2 | 200 | Sylvania Quicktronic | QT2X32/120 IS | 400 | 32 | 14.5 | 5800 | Recycled | 1600 | 140.8 | 11.3636 | 11.0345 | Different than DLC | 4413.7931 |  | 0.5 | 2
Philips | 9290011241 | 9290011241 12T8/48-4000 IF 10/1 | LT-11950 | LED Tube | 11.5 | 29 | 29 | 3 | 1 | 1 | 29 | Quicktronic | QT1X32/277 | 29 | 32 | 14.5 | 420.5 | Recycled | 1600 | 140.8 | 11.3636 | 11.0345 | Different than DLC | 320 |  | 1 | 1
Philips | 9290011241 | 9290011241 12T8/48-4000 IF 10/1 | LT-11950 | LED Tube | 11.5 | 498 | 249 | 25 | 2 | 1 | 249 | Phillips Advance | ICN-2P32-N | 498 | 32 | 14.5 | 7221 | Recycled | 1600 | 140.8 | 11.3636 | 11.0345 | Different than DLC | 5495.1724 |  | 0.5 | 2
Philips | 9290011241 | 9290011241 12T8/48-4000 IF 10/1 | LT-11950 | LED Tube | 11.5 | 507 | 169 | 17 | 3 | 2 | 338 | Triad | B232IUNVHP-N | 507 | 32 | 14.5 | 7351.5 | Recycled | 1600 | 140.8 | 11.3636 | 11.0345 | Different than DLC | 5594.4828 |  | 0.66667 | 1.5
Espen Technology | L48T8/840/12G-EB-AC | L48T8/840/12G-EB-AC Product Code PNYDJNAJ | LT-11950 | LED Tube | 9.5 | 4806 | 2403 | 241 | 2 | 1 | 2403 | Advance (48) & Espen (193) | REL-2P32-RH-TP & VE2P32MVHIPE | 4806 | 32 | 16 | 76896 | recycle | 1800 | 124.1379 | 14.5 | 12.4138 | Different than DLC | 59660.6897 |  | 0.5 | 2
Espen Technology | L48T8/840/12G-EB-AC | L48T8/840/12G-EB-AC Product Code PNYDJNAJ | LT-11950 | LED Tube | 9.5 | 10362 | 3454 | 316 | 3 | 1 | 3454 | Advance (64) & Espen (252) | ICN-3P32-SC & VE3P32MVHIPE | 10362 | 32 | 16 | 165792 | recycle | 1800 | 124.1379 | 14.5 | 12.4138 | Different than DLC | 128631.7241 |  | 0.33333 | 3
Espen Technology | L48T8/840/12G-EB-AC | L48T8/840/12G-EB-AC Product Code PNYDJNAJ | LT-11950 | LED Tube | 9.5 | 1144 | 572 | 58 | 2 | 1 | 572 | Espen | VE2P32MVHIPE | 1144 | 32 | 16 | 18304 | recycle | 1800 | 124.1379 | 14.5 | 12.4138 | Different than DLC | 14201.3793 |  | 0.5 | 2
Espen Technology | L48T8/840/12G-EB-AC | L48T8/840/12G-EB-AC Product Code PNYDJNAJ | LT-11950 | LED Tube | 9.5 | 21160 | 5290 | 530 | 4 | 1 | 5290 | Advance (85) & Triad (26) & Espen (419) | ICN-4P32-SC & B432IUNVHP-A &VE4P32MVHIPE | 21160 | 32 | 16 | 338560 | recycle | 1800 | 124.1379 | 14.5 | 12.4138 | Different than DLC | 262675.8621 |  | 0.25 | 4
[6 empty] | 167075 | [7 empty] | 163060 |  |  | 2729187.56 | [6 empty] | 2289376.069
|  |  |  | Average Cost | 10 | #ofLamps | [7 empty] | CHECK | RatedWBase | %RatedBase |  |  |  | NormalizedWBase | WeightedAvgMeasure | DELTA | WeightedAvgMeasure | DELTA | Old LPW
[6 empty] | 608 | [7 empty] | 608 | 25 | 0.3639% |  | 0.090977 |  | 22 | 17.0292 | 4.9708 | 14.2568 | 7.7432 | 133.7143
[6 empty] | 69651 | [7 empty] | 69651 | 28 | 41.69% |  | 11.6728 |  | 24.64 | 17.4027 | 7.2373 | 14.9432 | 9.6968 | 123.295
[6 empty] | 300 | [7 empty] | 300 | 30 | 0.1796% |  | 0.053868 |  | 26.4 | 14.5 | 11.9 | 11.0345 | 15.3655 | 133.3333
[6 empty] | 96516 | [7 empty] | 96516 | 32 | 57.77% |  | 18.4858 |  | 28.16 | 15.566 | 12.594 | 12.8122 | 15.3478 | 124.8999
[17 empty] | Total Weighted Average | 30.3034 |  | 26.667 | 16.3351 | 10.3319 | 13.7027 | 12.9643
[14 empty] | 167075 | [5 empty] | OLD DATA |  |  | NEW EST. Delta w/ 145 LPW Tubes

## Caliper Data
Caliper Detailed Report
1
|  |  | Source | Fixture Type | Lamp | Lamp type | Beam Angle | Input Power | Lamp Output | Luminaire output | Luminaire Efficiency | Luminaire Efficacy | Lamp LPW | Calc Lum Eff | Notes | Type
|  |  | Caliper 21-2 | Bare Lamp | LED Narrow (13-03) | LED | 105 | 18.3 | 1607 | - | - | 87.8 | 87.8142 | #VALUE! |  | Troffer
|  |  | Caliper 21-2 | Bare Lamp | LED Medium (13-27) | LED | 133 | 22.5 | 1844 | - | - | 82 | 81.9556 | #VALUE! |  | Troffer
|  |  | Caliper 21-2 | Bare Lamp | LED Wide (13-20) | LED | 160 | 19.6 | 1973 | - | - | 100.7 | 100.6633 | #VALUE! |  | Troffer
|  |  | Caliper 21-2 | Bare Lamp | FL (BK13-30) | LF | N/A | 24.4 | 2193 | - | - | 89.9 | 89.877 | #VALUE! |  | Troffer
|  |  | Caliper 21-2 | K12 Lens | LED Narrow (13-03) | LED | 92 | 36.4 | 3214 | 2701 | 84% | 74.2 | 88.2967 | 74.1692 |  | Troffer
|  |  | Caliper 21-2 | K12 Lens | LED Medium (13-27) | LED | 101 | 44.6 | 3688 | 2928 | 79% | 65.7 | 82.6906 | 65.3256 |  | Troffer
|  |  | Caliper 21-2 | K12 Lens | LED Wide (13-20) | LED | 103 | 39 | 3946 | 3212 | 81% | 82.4 | 101.1795 | 81.9554 |  | Troffer
|  |  | Caliper 21-2 | K12 Lens | FL (BK13-30) | LF | 107 | 50.7 | 4386 | 3299 | 75% | 65.1 | 86.5089 | 64.8817 |  | Troffer
|  |  | Caliper 21-2 | Recesed Indirect | LED Narrow (13-03) | LED | 133 | 36.4 | 3214 | 1817 | 57% | 49.9 | 88.2967 | 50.3291 |  | Indirect
|  |  | Caliper 21-2 | Recesed Indirect | LED Medium (13-27) | LED | 126 | 44.5 | 3688 | 2073 | 56% | 46.6 | 82.8764 | 46.4108 |  | Indirect
|  |  | Caliper 21-2 | Recesed Indirect | LED Wide (13-20) | LED | 124 | 38.9 | 3946 | 2527 | 64% | 65 | 101.4396 | 64.9213 |  | Indirect
|  |  | Caliper 21-2 | Recesed Indirect | FL (BK13-30) | LF | 123 | 51.8 | 4386 | 2988 | 68% | 57.7 | 84.6718 | 57.5768 |  | Indirect
|  |  | Caliper 21-2 | Parabolic | LED Narrow (13-03) | LED | 0 | 36.5 | 3214 | 2729 | 85% | 74.8 | 88.0548 | 74.8466 |  | Troffer
|  |  | Caliper 21-2 | Parabolic | LED Medium (13-27) | LED | 0 | 44.7 | 3688 | 2943 | 80% | 65.8 | 82.5056 | 66.0045 |  | Troffer
|  |  | Caliper 21-2 | Parabolic | LED Wide (13-20) | LED | 0 | 39.1 | 3946 | 3206 | 81% | 82 | 100.9207 | 81.7458 |  | Troffer
Caliper 21-2 |  |  | Caliper 21-2 | Parabolic | FL (BK13-30) | LF | 0 | 51.4 | 4386 | 3229 | 74% | 62.8 | 85.3307 | 63.1447 |  | Troffer
|  |  | Caliper 21-2 | Volumetric | LED Narrow (13-03) | LED | 126 | 36.3 | 3214 | 2598 | 81% | 71.6 | 88.5399 | 71.7174 |  | Troffer
|  |  | Caliper 21-2 | Volumetric | LED Medium (13-27) | LED | 130 | 44.5 | 3688 | 2895 | 78% | 65.1 | 82.8764 | 64.6436 |  | Troffer
|  |  | Caliper 21-2 | Volumetric | LED Wide (13-20) | LED | 129 | 39 | 3946 | 3239 | 82% | 83.1 | 101.1795 | 82.9672 |  | Troffer
| Caliper 21 |  | Caliper 21-2 | Volumetric | FL (BK13-30) | LF | 132 | 51.4 | 4386 | 3544 | 81% | 68.9 | 85.3307 | 69.1179 |  | Troffer
|  |  | Caliper 21-2 | High Performance | LED Narrow (13-03) | LED | 108 | 36.4 | 3214 | 2641 | 82% | 72.6 | 88.2967 | 72.4033 |  | Troffer
|  |  | Caliper 21-2 | High Performance | LED Medium (13-27) | LED | 115 | 44.6 | 3688 | 2926 | 79% | 65.6 | 82.6906 | 65.3256 |  | Troffer
|  |  | Caliper 21-2 | High Performance | LED Wide (13-20) | LED | 114 | 39 | 3946 | 3327 | 84% | 85.3 | 101.1795 | 84.9908 |  | Troffer
|  |  | Caliper 21-2 | High Performance | FL (BK13-30) | LF | 117 | 51.9 | 4386 | 3755 | 86% | 72.4 | 84.5087 | 72.6775 |  | Troffer
|  |  | From Caliper Benchmark | K12 Lens |  | LED |  |  |  |  | 85% |  |  |  | Lensed 2x4 | Troffer
|  |  | From Caliper Benchmark | K12 Lens |  | LED |  |  |  |  | 89% |  |  |  | Lensed 2x4 | Troffer
|  |  | From Caliper Benchmark | K12 Lens |  | LED |  |  |  |  | 83% |  |  |  | Lensed 2x4 | Troffer
|  |  | From Caliper Benchmark | K12 Lens |  | LF |  |  |  |  | 72% |  |  |  | Lensed 2x4 | Troffer
|  |  | From Caliper Benchmark | Parabolic |  | LED |  |  |  |  | 74% |  |  |  | Parabolic 2x4 | Troffer
|  |  | From Caliper Benchmark | Parabolic |  | LED |  |  |  |  | 82% |  |  |  | Parabolic 2x4 | Troffer
|  |  | From Caliper Benchmark | Parabolic |  | LED |  |  |  |  | 86% |  |  |  | Parabolic 2x4 | Troffer
|  |  | From Caliper Benchmark | Parabolic |  | LED |  |  |  |  | 84% |  |  |  | Parabolic 2x4 | Troffer
|  |  | From Caliper Benchmark | Parabolic |  | LF |  |  |  |  | 60% |  |  |  | Parabolic 2x4 | Troffer
|  |  | Caliper Detailed Report 11-79 | Linear Pendant |  | LF |  | 33.7 | 2708 | 1804 | 66.62% | 53.6 | 79.3 | 52.8276 | See Polar Plot below | Parking
|  |  | Caliper Detailed Report BK09-108 | Linear Parking Garage |  | LF |  | 54 | 9364.0777 | 5787 | 61.8% | 56.2 | 93 | 57.474 |  | Parking
|  |  | Caliper Detailed Report 06-67 | Volumetric |  | LF |  | 69.1 | 6493 | 4767 | 73.42% | 69 | 101.4 | 74.4454 |  | Troffer
|  |  | Caliper Detailed Report 09-73 | Volumetric | 2x2 fixture | LF |  | 34.95 | 2750 | 1706 | 62.04% | 48.9 | 78.6838 | 48.8126 |  | Troffer
0
2009
Caliper Benchmark Report
https://www.pnnl.gov/main/publications/external/technical_reports/PNNL-18076.pdf
Notes:
Assume 2 types of fixtures:
Strip/parking garage ~180 deg beam angle/only downlight useful
Other: Troffers - 3-4 different types
look at diffferences, if close , just assume one.
need to compare TLEDs vs FLuorescent
Caliper
https://www1.eere.energy.gov/buildings/ssl/caliper/default.aspx
Old studies, would need to find a way to do it for newer efficiency products. Can use for base case fixtures, possibly, but not a lot of 2x4s only 2x2.
Use Caliper Report:
Removed direct indirect fixtures as they show poor performance for all

## DLC List (hidden)
Product Id | Manufacturer | Brand Name | Model No. | Category | General Application | Primary Use | (Retrofit Kits only) Luminaire Specific / General Purpose | Classification | Is Parent? | Date De-Listed | Tested Light Output | Tested Efficacy (AC) | Tested Wattage | Tested Total Harmonic Distortion | Tested Power Factor | Tested CCT | Tested CRI | Warranty | Lifetime | Date Qualified | Dimming Status | Dimming Type | Has Integral Controls | Notes | Family Name | Zonal Lumens: 0-90ï¿½ï¿½ | Zonal Lumens: 80-90ï¿½ï¿½ | Zonal Lumens: 90-110ï¿½ï¿½ | Zonal Lumens: >110ï¿½ï¿½ | Zonal Lumens: 20-40ï¿½ï¿½ | Zonal Lumens: 60-70ï¿½ï¿½ | Zonal Lumens: 70-80ï¿½ï¿½ | Zonal Lumens: 60-80ï¿½ï¿½ | Zonal Lumens: 0-40ï¿½ï¿½ | Zonal Lumens: 40-70ï¿½ï¿½ | Zonal Lumens: 10-90ï¿½ï¿½ | Zonal Lumens: 0-80ï¿½ï¿½ | Zonal Lumens: 20-50ï¿½ï¿½ | Zonal Lumens: 0-20ï¿½ï¿½ | Zonal Lumens: 30-60ï¿½ï¿½ | Zonal Lumens: 0-60ï¿½ï¿½ | Zonal Lumens: 90-150ï¿½ï¿½ | Spacing Criteria: 0-180ï¿½ï¿½ | Spacing Criteria: 90-270ï¿½ï¿½ | Spacing Criteria: 0-180ï¿½ï¿½ Troffer #1 | Spacing Criteria: 90-270ï¿½ï¿½ Troffer #1 | Spacing Criteria: 0-180ï¿½ï¿½ Troffer #2 | Spacing Criteria: 90-270ï¿½ï¿½ Troffer #2 | NEMA Beam Type: 0-180ï¿½ï¿½ | NEMA Beam Type: 90-270ï¿½ï¿½ | Technical Requirements Version Number | Reported Light Output | Reported Efficacy (AC) | Reported Wattage | Reported Total Harmonic Distortion | Reported Power Factor | Reported CCT | Reported CRI | Rf | Rg | Luminaire Length | CCT 3% Allowance | CCT 5% Allowance | CRI 5% Allowance | Previous Version History Date | Previous Version History Version Number | Previous Version History Date Delisted | Previous Version History Classification | Upcoming Version History Date | Upcoming Version History Version Number | Upcoming Version History Date Delisted | Upcoming Version History Classification | Current Version Effective Date | Field-Adjustable Light Output | White-Tunable | Warm-Dimming | Max. Wattage | Min. Light Output | Max. Light Output | Max. Tested Wattage | Min. CCT | Max. CCT | System Type | Reported Min. Input Voltage | Reported Max. Input Voltage | Test Voltage | Tested Efficacy (DC) | Default Light Output | Default Wattage | Reported Efficacy (DC) | Field Adjustable Light Distribution | Field Adjustable Distribution Type | Light Distribution Setting | PoE Type/Class | PoE Connection
PLPYOV635IUT | Fusion Lamps | Fusion | FLEDRW12T8/840/DR/4FT | Linear Replacement Lamp | T8 Four-Foot | Replacement Lamps (plug and play) (UL Type A) |  | standard | FALSE | [10 empty] | May, 08 2020 00:00:00 | Not Dimmable | Not Dimmable | No |  | IIIOAM | [25 empty] | 4.4 | 1800 | 120 | 15 | 20 | 0.9 | 4000 | 82 |  |  |  | FALSE | FALSE | FALSE | [8 empty] | May, 08 2020 00:00:00 | FALSE | FALSE | FALSE | [6 empty] | AC | 120 | 277 | [5 empty] | FALSE
PLGJAI3PYPKM | Fusion Lamps | Fusion | FLED15T8/850DIRECTG5 | Linear Replacement Lamp | T8 Four-Foot | Replacement Lamps (plug and play) (UL Type A) |  | standard | FALSE | [10 empty] | May, 08 2020 00:00:00 | Not Dimmable | Not Dimmable | No |  | IIIOAN | [25 empty] | 4.4 | 2200 | 122 | 18 | 20 | 0.9 | 5000 | 82 |  |  |  | FALSE | FALSE | FALSE | [8 empty] | May, 08 2020 00:00:00 | FALSE | FALSE | FALSE | [6 empty] | AC | 120 | 277 | [5 empty] | FALSE
PLUI5SX767YP | Fusion Lamps | Fusion | FLEDRW12T8/830/DR/4FT | Linear Replacement Lamp | T8 Four-Foot | Replacement Lamps (plug and play) (UL Type A) |  | standard | TRUE |  | 1700.9 | 122.4 | 13.9 | 14.64 | 0.9543 | 3066 | 82.3 | 5 | 50000 | May, 08 2020 00:00:00 | Not Dimmable | Not Dimmable | No |  | IIIOAM | [15 empty] | 83 |  | 1.28 | 1.34 | [6 empty] | 4.4 | 1700 | 113 | 15 | 20 | 0.9 | 3000 | 82 |  |  |  | FALSE | FALSE | FALSE | [8 empty] | May, 08 2020 00:00:00 | FALSE | FALSE | FALSE | [6 empty] | AC | 120 | 277 | 277 |  |  |  |  | FALSE
PLS1IXXMH5C1 | Fusion Lamps | Fusion | FLED15T8/835DIRECTG5 | Linear Replacement Lamp | T8 Four-Foot | Replacement Lamps (plug and play) (UL Type A) |  | standard | FALSE | [10 empty] | May, 08 2020 00:00:00 | Not Dimmable | Not Dimmable | No |  | IIIOAN | [25 empty] | 4.4 | 2100 | 117 | 18 | 20 | 0.9 | 3500 | 82 |  |  |  | FALSE | FALSE | FALSE | [8 empty] | May, 08 2020 00:00:00 | FALSE | FALSE | FALSE | [6 empty] | AC | 120 | 277 | [5 empty] | FALSE
PLJH8X4DJOIB | Fusion Lamps | Fusion | FLED15T8/830DIRECTG5 | Linear Replacement Lamp | T8 Four-Foot | Replacement Lamps (plug and play) (UL Type A) |  | standard | TRUE |  | 2089.6 | 128.4 | 16.27 | 11.77 | 0.965 | 3068 | 82.3 | 5 | 50000 | May, 08 2020 00:00:00 | Not Dimmable | Not Dimmable | No |  | IIIOAN | [15 empty] | 82.9 |  | 1.28 | 1.32 | [6 empty] | 4.4 | 2100 | 117 | 18 | 20 | 0.9 | 3000 | 82 |  |  |  | FALSE | FALSE | FALSE | [8 empty] | May, 08 2020 00:00:00 | FALSE | FALSE | FALSE | [6 empty] | AC | 120 | 277 | 277 |  |  |  |  | FALSE
PLRUL3GQA213 | Fusion Lamps | Fusion | FLED15T8/840DIRECTG5 | Linear Replacement Lamp | T8 Four-Foot | Replacement Lamps (plug and play) (UL Type A) |  | standard | FALSE | [10 empty] | May, 08 2020 00:00:00 | Not Dimmable | Not Dimmable | No |  | IIIOAN | [25 empty] | 4.4 | 2200 | 122 | 18 | 20 | 0.9 | 4000 | 82 |  |  |  | FALSE | FALSE | FALSE | [8 empty] | May, 08 2020 00:00:00 | FALSE | FALSE | FALSE | [6 empty] | AC | 120 | 277 | [5 empty] | FALSE
PLA1V33JRNWG | Fusion Lamps | Fusion | FLEDRW12T8/835/DR/4FT | Linear Replacement Lamp | T8 Four-Foot | Replacement Lamps (plug and play) (UL Type A) |  | standard | FALSE | [10 empty] | May, 08 2020 00:00:00 | Not Dimmable | Not Dimmable | No |  | IIIOAM | [25 empty] | 4.4 | 1700 | 113 | 15 | 20 | 0.9 | 3500 | 82 |  |  |  | FALSE | FALSE | FALSE | [8 empty] | May, 08 2020 00:00:00 | FALSE | FALSE | FALSE | [6 empty] | AC | 120 | 277 | [5 empty] | FALSE
PLR89OT3DBMZ | Fusion Lamps | Fusion | FLEDRW12T8/850/DR/4FT | Linear Replacement Lamp | T8 Four-Foot | Replacement Lamps (plug and play) (UL Type A) |  | standard | FALSE | [10 empty] | May, 08 2020 00:00:00 | Not Dimmable | Not Dimmable | No |  | IIIOAM | [25 empty] | 4.4 | 1800 | 120 | 15 | 20 | 0.9 | 5000 | 82 |  |  |  | FALSE | FALSE | FALSE | [8 empty] | May, 08 2020 00:00:00 | FALSE | FALSE | FALSE | [6 empty] | AC | 120 | 277 | [5 empty] | FALSE
PNPPUDXB | Signify North America Corporation | Philips | 9290024022 | Linear Replacement Lamp | T8 Four-Foot | Dual Mode Internal Driver (UL Type A and Type B) |  | standard | TRUE |  | 1852.1 | 134.4 | 13.78 | 10.73 | 0.9571 | 3482 | 82.5 | 5 |  | May, 04 2020 00:00:00 | Not Dimmable | Not Dimmable | No |  | XXXECQ | [15 empty] | 81.4 |  | 1.28 | 1.06 | [6 empty] | 5 | 1700 | 121.4 | 14 | 20 | 0.9 | 3500 | 82 |  |  |  | FALSE | FALSE | FALSE | [8 empty] | May, 04 2020 00:00:00 | FALSE | FALSE | FALSE | [6 empty] | AC | 120 | 277 | 277 |  |  |  |  | FALSE
PD745LMC | Signify North America Corporation | Philips | 9290023173 | Linear Replacement Lamp | T8 Four-Foot | Dual Mode Internal Driver (UL Type A and Type B) |  | standard | FALSE | [10 empty] | May, 04 2020 00:00:00 | Not Dimmable | Not Dimmable | No |  | XXXECQ | [25 empty] | 5 | 1800 | 128.6 | 14 | 20 | 0.9 | 4000 | 82 |  |  |  | FALSE | FALSE | FALSE | [8 empty] | May, 04 2020 00:00:00 | FALSE | FALSE | FALSE | [6 empty] | AC | 120 | 277 | [5 empty] | FALSE
PMAB652F | Signify North America Corporation | Philips | 9290023174 | Linear Replacement Lamp | T8 Four-Foot | Dual Mode Internal Driver (UL Type A and Type B) |  | standard | FALSE | [10 empty] | May, 04 2020 00:00:00 | Not Dimmable | Not Dimmable | No |  | XXXECQ | [25 empty] | 5 | 1800 | 128.6 | 14 | 20 | 0.9 | 5000 | 82 |  |  |  | FALSE | FALSE | FALSE | [8 empty] | May, 04 2020 00:00:00 | FALSE | FALSE | FALSE | [6 empty] | AC | 120 | 277 | [5 empty] | FALSE
PLT7217R1GO2 | Keystone Technologies | KEYSTONE | KT-LED13T8-48G-840-X3 | Linear Replacement Lamp | T8 Four-Foot | Dual Mode Internal Driver (UL Type A and Type B) |  | standard | FALSE | [10 empty] | April, 30 2020 00:00:00 | Dimmable | Continuous Below 10 | No |  | BBBFBF | [25 empty] | 4.4 | 1900 | 123 | 15.5 | 20 | 0.9 | 4000 | 83 |  |  | 4 | FALSE | FALSE | FALSE | [8 empty] | April, 30 2020 00:00:00 | FALSE | FALSE | FALSE | [6 empty] | AC | [7 empty] | FALSE
PL8KGHMLNKMX | Keystone Technologies | KEYSTONE | KT-LED13T8-48G-835-X3 | Linear Replacement Lamp | T8 Four-Foot | Dual Mode Internal Driver (UL Type A and Type B) |  | standard | FALSE | [10 empty] | April, 30 2020 00:00:00 | Dimmable | Continuous Below 10 | No |  | BBBFBF | [25 empty] | 4.4 | 1800 | 116 | 15.5 | 20 | 0.9 | 3500 | 83 |  |  | 4 | FALSE | FALSE | FALSE | [8 empty] | April, 30 2020 00:00:00 | FALSE | FALSE | FALSE | [6 empty] | AC | [7 empty] | FALSE
PL69Z8RT40R0 | Keystone Technologies | KEYSTONE | KT-LED13T8-48G-830-X3 | Linear Replacement Lamp | T8 Four-Foot | Dual Mode Internal Driver (UL Type A and Type B) |  | standard | TRUE |  | 2023 | 128.1 | 15.79 | 20.3 | 0.9161 | 2949 | 80.5 | 5 | 50000 | April, 30 2020 00:00:00 | Dimmable | Continuous Below 10 | No |  | BBBFBF | [15 empty] | 81.9 |  | 1.24 | 1.3 | [6 empty] | 4.4 | 1800 | 116 | 15.5 | 20 | 0.9 | 3000 | 83 |  |  | 4 | FALSE | FALSE | FALSE | [8 empty] | April, 30 2020 00:00:00 | FALSE | FALSE | FALSE | [6 empty] | AC | [7 empty] | FALSE
PLSJ0WM9WVNX | Keystone Technologies | KEYSTONE | KT-LED13T8-48G-850-X3 | Linear Replacement Lamp | T8 Four-Foot | Dual Mode Internal Driver (UL Type A and Type B) |  | standard | FALSE | [10 empty] | April, 30 2020 00:00:00 | Dimmable | Continuous Below 10 | No |  | BBBFBF | [25 empty] | 4.4 | 1900 | 123 | 15.5 | 20 | 0.9 | 5000 | 83 |  |  | 4 | FALSE | FALSE | FALSE | [8 empty] | April, 30 2020 00:00:00 | FALSE | FALSE | FALSE | [6 empty] | AC | [7 empty] | FALSE
PLL00LVY6U8N | WING (SHANGHAI) INTERNATIONAL TRADE CO LTD | TPS | L48T8-840-12P-G7R-HB | Linear Replacement Lamp | T8 Four-Foot | Dual Mode Internal Driver (UL Type A and Type B) |  | Standard | FALSE | [10 empty] | April, 23 2020 00:00:00 | Dimmable | Continuous Below 10 | No |  | DDDLAQ | [25 empty] | 5 | 1900 | 123 | 15.5 | 14.39 | 0.96 | 4000 | 83 |  |  |  | FALSE | FALSE | FALSE | [8 empty] | April, 23 2020 00:00:00 | FALSE | FALSE | FALSE | [6 empty] | AC | 120 | 277 | [5 empty] | FALSE
PLFZ99XFLF2M | WING (SHANGHAI) INTERNATIONAL TRADE CO LTD | TPS | L48T8-835-12P-G7R-HB | Linear Replacement Lamp | T8 Four-Foot | Dual Mode Internal Driver (UL Type A and Type B) |  | Standard | FALSE | [10 empty] | April, 23 2020 00:00:00 | Dimmable | Continuous Below 10 | No |  | DDDLAQ | [25 empty] | 5 | 1800 | 116 | 15.5 | 14.39 | 0.96 | 3500 | 83 |  |  |  | FALSE | FALSE | FALSE | [8 empty] | April, 23 2020 00:00:00 | FALSE | FALSE | FALSE | [6 empty] | AC | 120 | 277 | [5 empty] | FALSE
PLDVDJ5SZTYB | WING (SHANGHAI) INTERNATIONAL TRADE CO LTD | TPS | L48T8-830-12P-G7R-HB | Linear Replacement Lamp | T8 Four-Foot | Dual Mode Internal Driver (UL Type A and Type B) |  | Standard | TRUE |  | 1862 | 131.1 | 14.2 | 14.39 | 0.9553 | 2947 | 81 |  | 50000 | April, 23 2020 00:00:00 | Dimmable | Continuous Below 10 | No |  | DDDLAQ | [15 empty] | 82.3 |  | 1.22 | 1.26 | [6 empty] | 5 | 1800 | 116 | 15.5 | 14.39 | 0.96 | 3000 | 83 |  |  |  | FALSE | FALSE | FALSE | [8 empty] | April, 23 2020 00:00:00 | FALSE | FALSE | FALSE | [6 empty] | AC | 120 | 277 | [5 empty] | FALSE
PLKCCPN1CZ27 | WING (SHANGHAI) INTERNATIONAL TRADE CO LTD | TPS | L48T8-850-12P-G7R-HB | Linear Replacement Lamp | T8 Four-Foot | Dual Mode Internal Driver (UL Type A and Type B) |  | Standard | FALSE | [10 empty] | April, 23 2020 00:00:00 | Dimmable | Continuous Below 10 | No |  | DDDLAQ | [25 empty] | 5 | 1900 | 123 | 15.5 | 14.2 | 0.96 | 5000 | 83 |  |  |  | FALSE | FALSE | FALSE | [8 empty] | April, 23 2020 00:00:00 | FALSE | FALSE | FALSE | [6 empty] | AC | 120 | 277 | [5 empty] | FALSE
P7EEK0UR | LED One Corporation | LED one | LOC-T84FT-17W30KPCF YM | Linear Replacement Lamp | T8 Four-Foot | Dual Mode Internal Driver (UL Type A and Type B) |  | Standard | TRUE |  | 2459 | 143 | 17.2 | 23.98 | 0.966 | 3043 | 84.2 | 5 | 50000 | April, 22 2020 00:00:00 | Not Dimmable | Not Dimmable | No |  | TTTVQF | [15 empty] | 81.9 |  | 1.32 | 1.32 | [6 empty] | 5 | 2400 | 141.176 | 17 | 20 | 0.9 | 3000 | 80 |  |  |  | FALSE | FALSE | FALSE | [8 empty] | April, 22 2020 00:00:00 | FALSE | FALSE | FALSE | [6 empty] | AC | 120 | 277 | 120.01 |  |  |  |  | FALSE
POBG1LVQ | LED One Corporation | LED one | LOC-T84FT-17W45KPCF A | Linear Replacement Lamp | T8 Four-Foot | Replacement Lamps (plug and play) (UL Type A) |  | Standard | FALSE | [10 empty] | April, 22 2020 00:00:00 | Not Dimmable | Not Dimmable | No |  | TTTVQG | [25 empty] | 5 | 2500 | 147.059 | 17 | 20 | 0.9 | 4500 | 80 |  |  |  | FALSE | FALSE | FALSE | [8 empty] | April, 22 2020 00:00:00 | FALSE | FALSE | FALSE | [6 empty] | AC | [7 empty] | FALSE
P7ZJPEV9 | LED One Corporation | LED one | LOC-T84FT-17W35KPCF A | Linear Replacement Lamp | T8 Four-Foot | Replacement Lamps (plug and play) (UL Type A) |  | Standard | FALSE | [10 empty] | April, 22 2020 00:00:00 | Not Dimmable | Not Dimmable | No |  | TTTVQG | [25 empty] | 5 | 2400 | 141.176 | 17 | 20 | 0.9 | 3500 | 80 |  |  |  | FALSE | FALSE | FALSE | [8 empty] | April, 22 2020 00:00:00 | FALSE | FALSE | FALSE | [6 empty] | AC | [7 empty] | FALSE
P8HD8SS2 | LED One Corporation | LED one | LOC-T84FT-17W40KPCF A | Linear Replacement Lamp | T8 Four-Foot | Replacement Lamps (plug and play) (UL Type A) |  | Standard | FALSE | [10 empty] | April, 22 2020 00:00:00 | Not Dimmable | Not Dimmable | No |  | TTTVQG | [25 empty] | 5 | 2500 | 147.059 | 17 | 20 | 0.9 | 4000 | 80 |  |  |  | FALSE | FALSE | FALSE | [8 empty] | April, 22 2020 00:00:00 | FALSE | FALSE | FALSE | [6 empty] | AC | [7 empty] | FALSE
PU9CVZ2N | LED One Corporation | LED one | LOC-T84FT-17W50KPCF A | Linear Replacement Lamp | T8 Four-Foot | Replacement Lamps (plug and play) (UL Type A) |  | Standard | FALSE | [10 empty] | April, 22 2020 00:00:00 | Not Dimmable | Not Dimmable | No |  | TTTVQG | [25 empty] | 5 | 2500 | 147.059 | 17 | 20 | 0.9 | 5000 | 80 |  |  |  | FALSE | FALSE | FALSE | [8 empty] | April, 22 2020 00:00:00 | FALSE | FALSE | FALSE | [6 empty] | AC | [7 empty] | FALSE
PWWJHARA | LED One Corporation | LED one | LOC-T84FT-17W40KPCF YM | Linear Replacement Lamp | T8 Four-Foot | Dual Mode Internal Driver (UL Type A and Type B) |  | Standard | FALSE | [10 empty] | April, 22 2020 00:00:00 | Not Dimmable | Not Dimmable | No |  | TTTVQF | [25 empty] | 5 | 2500 | 147.059 | 17 | 20 | 0.9 | 4000 | 80 |  |  |  | FALSE | FALSE | FALSE | [8 empty] | April, 22 2020 00:00:00 | FALSE | FALSE | FALSE | [6 empty] | AC | 120 | 277 | [5 empty] | FALSE
PFY03R9Y | LED One Corporation | LED one | LOC-T84FT-17W45KPCF YM | Linear Replacement Lamp | T8 Four-Foot | Dual Mode Internal Driver (UL Type A and Type B) |  | Standard | FALSE | [10 empty] | April, 22 2020 00:00:00 | Not Dimmable | Not Dimmable | No |  | TTTVQF | [25 empty] | 5 | 2500 | 147.059 | 17 | 20 | 0.9 | 4500 | 80 |  |  |  | FALSE | FALSE | FALSE | [8 empty] | April, 22 2020 00:00:00 | FALSE | FALSE | FALSE | [6 empty] | AC | 120 | 277 | [5 empty] | FALSE
P85TNSV8 | LED One Corporation | LED one | LOC-T84FT-17W35KPCF YM | Linear Replacement Lamp | T8 Four-Foot | Dual Mode Internal Driver (UL Type A and Type B) |  | Standard | FALSE | [10 empty] | April, 22 2020 00:00:00 | Not Dimmable | Not Dimmable | No |  | TTTVQF | [25 empty] | 5 | 2400 | 141.176 | 17 | 20 | 0.9 | 3500 | 80 |  |  |  | FALSE | FALSE | FALSE | [8 empty] | April, 22 2020 00:00:00 | FALSE | FALSE | FALSE | [6 empty] | AC | 120 | 277 | [5 empty] | FALSE
PFDEA8NU | LED One Corporation | LED one | LOC-T84FT-17W50KPCF YM | Linear Replacement Lamp | T8 Four-Foot | Dual Mode Internal Driver (UL Type A and Type B) |  | Standard | FALSE | [10 empty] | April, 22 2020 00:00:00 | Not Dimmable | Not Dimmable | No |  | TTTVQF | [25 empty] | 5 | 2500 | 147.059 | 17 | 20 | 0.9 | 5000 | 80 |  |  |  | FALSE | FALSE | FALSE | [8 empty] | April, 22 2020 00:00:00 | FALSE | FALSE | FALSE | [6 empty] | AC | 120 | 277 | [5 empty] | FALSE
P30YJSCD | LED One Corporation | LED one | LOC-T84FT-17W30KPCF A | Linear Replacement Lamp | T8 Four-Foot | Replacement Lamps (plug and play) (UL Type A) |  | Standard | TRUE |  | 2459 | 143 | 17.2 | 10.84 | 0.978 | 3043 | 84.2 | 5 | 50000 | April, 22 2020 00:00:00 | Not Dimmable | Not Dimmable | No |  | TTTVQG | [15 empty] | 81.9 |  | 1.32 | 1.32 | [6 empty] | 5 | 2400 | 141.176 | 17 | 20 | 0.9 | 3000 | 80 |  |  |  | FALSE | FALSE | FALSE | [8 empty] | April, 22 2020 00:00:00 | FALSE | FALSE | FALSE | [6 empty] | AC |  |  | 120.01 |  |  |  |  | FALSE
PLN775ELHO0T | Standard Products Inc. | STANDARD/CHOICE | 67973 | Linear Replacement Lamp | T8 Four-Foot | Replacement Lamps (plug and play) (UL Type A) |  | standard | FALSE | [10 empty] | April, 10 2020 00:00:00 | Not Dimmable | Not Dimmable | No |  | MMMSJI | [25 empty] | 4.4 | 1800 | 138 | 13 | 20 | 0.9 | 4000 | 82 |  |  |  | FALSE | FALSE | FALSE | [8 empty] | April, 10 2020 00:00:00 | FALSE | FALSE | FALSE | [6 empty] | AC | [7 empty] | FALSE
PL6RGB0KOHMH | Standard Products Inc. | STANDARD/CHOICE | T8/S2/10.5W/830/48/CHOICE/STD | Linear Replacement Lamp | T8 Four-Foot | Replacement Lamps (plug and play) (UL Type A) |  | standard | TRUE |  | 1727 | 132.3 | 13.05 | 16.36 | 0.9487 | 3074 | 81.5 | 5 | 50000 | April, 10 2020 00:00:00 | Not Dimmable | Not Dimmable | No |  | MMMSJI | [15 empty] | 81.5 |  | 1.24 | 1.3 | [6 empty] | 4.4 | 1800 | 138 | 13 | 20 | 0.9 | 3000 | 82 |  |  |  | FALSE | FALSE | FALSE | [8 empty] | April, 10 2020 00:00:00 | FALSE | FALSE | FALSE | [6 empty] | AC |  |  | 277 |  |  |  |  | FALSE
PLS8Y9DTONDM | Standard Products Inc. | STANDARD/CHOICE | 67972 | Linear Replacement Lamp | T8 Four-Foot | Replacement Lamps (plug and play) (UL Type A) |  | standard | FALSE | [10 empty] | April, 10 2020 00:00:00 | Not Dimmable | Not Dimmable | No |  | MMMSJI | [25 empty] | 4.4 | 1800 | 138 | 13 | 20 | 0.9 | 3500 | 82 |  |  |  | FALSE | FALSE | FALSE | [8 empty] | April, 10 2020 00:00:00 | FALSE | FALSE | FALSE | [6 empty] | AC | [7 empty] | FALSE
PLO98FNUUC36 | Standard Products Inc. | STANDARD/CHOICE | 67977 | Linear Replacement Lamp | T8 Four-Foot | Replacement Lamps (plug and play) (UL Type A) |  | standard | FALSE | [10 empty] | April, 10 2020 00:00:00 | Not Dimmable | Not Dimmable | No |  | MMMSJI | [25 empty] | 4.4 | 1800 | 138 | 13 | 20 | 0.9 | 5000 | 82 |  |  |  | FALSE | FALSE | FALSE | [8 empty] | April, 10 2020 00:00:00 | FALSE | FALSE | FALSE | [6 empty] | AC | [7 empty] | FALSE
P3QLTIV1 | Signify North America Corporation | Philips | 9290020165A | Linear Replacement Lamp | T8 Four-Foot | Replacement Lamps (plug and play) (UL Type A) |  | standard | FALSE | [10 empty] | April, 09 2020 00:00:00 | Dimmable | Continuous Above 10 | No |  | XXXEBS | [25 empty] | 5 | 2500 | 138.9 | 18 | 20 | 0.9 | 5000 | 82 |  |  |  | FALSE | FALSE | FALSE | [8 empty] | April, 09 2020 00:00:00 | FALSE | FALSE | FALSE | [6 empty] | AC |  |  |  |  | 2500 | 18 |  | FALSE
P97NODB9 | LED One Corporation | LED one | LOC-T84FT-12W45KPCF YM | Linear Replacement Lamp | T8 Four-Foot | Dual Mode Internal Driver (UL Type A and Type B) |  | standard | FALSE | [10 empty] | April, 09 2020 00:00:00 | Not Dimmable | Not Dimmable | No |  | MMMSJG | [25 empty] | 5 | 2000 | 166.667 | 12 | 20 | 0.9 | 4500 | 80 |  |  |  | FALSE | FALSE | FALSE | [8 empty] | April, 09 2020 00:00:00 | FALSE | FALSE | FALSE | [6 empty] | AC | 120 | 277 | [5 empty] | FALSE
P04WZLDK | LED One Corporation | LED one | LOC-T84FT-12W30KPCF A | Linear Replacement Lamp | T8 Four-Foot | Replacement Lamps (plug and play) (UL Type A) |  | standard | TRUE |  | 1817 | 148.9 | 12.2 | 11.67 | 0.978 | 2988 | 81.5 | 5 |  | April, 09 2020 00:00:00 | Not Dimmable | Not Dimmable | No |  | MMMSJF | [15 empty] | 81.4 |  | 1.26 | 1.3 | [6 empty] | 5 | 1900 | 158.333 | 12 | 20 | 0.9 | 3000 | 80 |  |  |  | FALSE | FALSE | FALSE | [8 empty] | April, 09 2020 00:00:00 | FALSE | FALSE | FALSE | [6 empty] | AC |  |  | 120 |  |  |  |  | FALSE
PDUX34XP | LED One Corporation | LED one | LOC-T84FT-12W35KPCF YM | Linear Replacement Lamp | T8 Four-Foot | Dual Mode Internal Driver (UL Type A and Type B) |  | standard | FALSE | [10 empty] | April, 09 2020 00:00:00 | Not Dimmable | Not Dimmable | No |  | MMMSJG | [25 empty] | 5 | 1900 | 158.333 | 12 | 20 | 0.9 | 3500 | 80 |  |  |  | FALSE | FALSE | FALSE | [8 empty] | April, 09 2020 00:00:00 | FALSE | FALSE | FALSE | [6 empty] | AC | 120 | 277 | [5 empty] | FALSE
PRWM2770 | LED One Corporation | LED one | LOC-T84FT-12W40KPCF YM | Linear Replacement Lamp | T8 Four-Foot | Dual Mode Internal Driver (UL Type A and Type B) |  | standard | FALSE | [10 empty] | April, 09 2020 00:00:00 | Not Dimmable | Not Dimmable | No |  | MMMSJG | [25 empty] | 5 | 2000 | 166.667 | 12 | 20 | 0.9 | 4000 | 80 |  |  |  | FALSE | FALSE | FALSE | [8 empty] | April, 09 2020 00:00:00 | FALSE | FALSE | FALSE | [6 empty] | AC | 120 | 277 | [5 empty] | FALSE
PGBX25IW | LED One Corporation | LED one | LOC-T84FT-12W50KPCF YM | Linear Replacement Lamp | T8 Four-Foot | Dual Mode Internal Driver (UL Type A and Type B) |  | standard | FALSE | [10 empty] | April, 09 2020 00:00:00 | Not Dimmable | Not Dimmable | No |  | MMMSJG | [25 empty] | 5 | 2000 | 166.667 | 12 | 20 | 0.9 | 5000 | 80 |  |  |  | FALSE | FALSE | FALSE | [8 empty] | April, 09 2020 00:00:00 | FALSE | FALSE | FALSE | [6 empty] | AC | 120 | 277 | [5 empty] | FALSE
P0YC5BK7 | Signify North America Corporation | Philips | 9290020164A | Linear Replacement Lamp | T8 Four-Foot | Replacement Lamps (plug and play) (UL Type A) |  | standard | FALSE | [10 empty] | April, 09 2020 00:00:00 | Dimmable | Continuous Above 10 | No |  | XXXEBS | [25 empty] | 5 | 2500 | 138.9 | 18 | 20 | 0.9 | 4000 | 82 |  |  |  | FALSE | FALSE | FALSE | [8 empty] | April, 09 2020 00:00:00 | FALSE | FALSE | FALSE | [6 empty] | AC |  |  |  |  | 2500 | 18 |  | FALSE
P3FWYT8G | LED One Corporation | LED one | LOC-T84FT-12W30KPCF YM | Linear Replacement Lamp | T8 Four-Foot | Dual Mode Internal Driver (UL Type A and Type B) |  | standard | TRUE |  | 1817 | 148.9 | 12.2 | 23.48 | 0.974 | 2988 | 81.5 | 5 |  | April, 09 2020 00:00:00 | Not Dimmable | Not Dimmable | No |  | MMMSJG | [15 empty] | 81.4 |  | 1.26 | 1.3 | [6 empty] | 5 | 1900 | 158.333 | 12 | 20 | 0.9 | 3000 | 80 |  |  |  | FALSE | FALSE | FALSE | [8 empty] | April, 09 2020 00:00:00 | FALSE | FALSE | FALSE | [6 empty] | AC | 120 | 277 | 120 |  |  |  |  | FALSE
PQ9V5EYE | LED One Corporation | LED one | LOC-T84FT-12W50KPCF A | Linear Replacement Lamp | T8 Four-Foot | Replacement Lamps (plug and play) (UL Type A) |  | standard | FALSE | [10 empty] | April, 09 2020 00:00:00 | Not Dimmable | Not Dimmable | No |  | MMMSJF | [25 empty] | 5 | 2000 | 166.667 | 12 | 20 | 0.9 | 5000 | 80 |  |  |  | FALSE | FALSE | FALSE | [8 empty] | April, 09 2020 00:00:00 | FALSE | FALSE | FALSE | [6 empty] | AC | [7 empty] | FALSE
PERDFLLB | LED One Corporation | LED one | LOC-T84FT-12W45KPCF A | Linear Replacement Lamp | T8 Four-Foot | Replacement Lamps (plug and play) (UL Type A) |  | standard | FALSE | [10 empty] | April, 09 2020 00:00:00 | Not Dimmable | Not Dimmable | No |  | MMMSJF | [25 empty] | 5 | 2000 | 166.667 | 12 | 20 | 0.9 | 4500 | 80 |  |  |  | FALSE | FALSE | FALSE | [8 empty] | April, 09 2020 00:00:00 | FALSE | FALSE | FALSE | [6 empty] | AC | [7 empty] | FALSE
PX6NA544 | LED One Corporation | LED one | LOC-T84FT-12W40KPCF A | Linear Replacement Lamp | T8 Four-Foot | Replacement Lamps (plug and play) (UL Type A) |  | standard | FALSE | [10 empty] | April, 09 2020 00:00:00 | Not Dimmable | Not Dimmable | No |  | MMMSJF | [25 empty] | 5 | 2000 | 166.667 | 12 | 20 | 0.9 | 4000 | 80 |  |  |  | FALSE | FALSE | FALSE | [8 empty] | April, 09 2020 00:00:00 | FALSE | FALSE | FALSE | [6 empty] | AC | [7 empty] | FALSE
PFSYVOLB | LED One Corporation | LED one | LOC-T84FT-12W35KPCF A | Linear Replacement Lamp | T8 Four-Foot | Replacement Lamps (plug and play) (UL Type A) |  | standard | FALSE | [10 empty] | April, 09 2020 00:00:00 | Not Dimmable | Not Dimmable | No |  | MMMSJF | [25 empty] | 5 | 1900 | 158.333 | 12 | 20 | 0.9 | 3500 | 80 |  |  |  | FALSE | FALSE | FALSE | [8 empty] | April, 09 2020 00:00:00 | FALSE | FALSE | FALSE | [6 empty] | AC | [7 empty] | FALSE
PSFL2WNH | Signify North America Corporation | Philips | 9290020163A | Linear Replacement Lamp | T8 Four-Foot | Replacement Lamps (plug and play) (UL Type A) |  | standard | TRUE |  | 2312.2 | 146.3 | 15.91 | 10.89 | 0.9645 | 3519 | 82.4 | 7 | 70000 | April, 09 2020 00:00:00 | Dimmable | Continuous Above 10 | No |  | XXXEBS | [15 empty] | 82.9 |  | 1.28 | 1.32 | [6 empty] | 5 | 2400 | 133.3 | 18 | 20 | 0.9 | 3500 | 82 |  |  |  | FALSE | FALSE | FALSE | [8 empty] | April, 09 2020 00:00:00 | FALSE | FALSE | FALSE | [6 empty] | AC |  |  | 120 |  | 2400 | 18 |  | FALSE
PK3P9EVW | XIAMEN PVTECH CO., LTD. | PVTECH | PV-4FT-18WAB2AL(4100K) | Linear Replacement Lamp | T8 Four-Foot | Dual Mode Internal Driver (UL Type A and Type B) |  | standard | FALSE | [10 empty] | April, 07 2020 00:00:00 | Not Dimmable | Not Dimmable | No |  | IIINZC | [25 empty] | 5 | 2550 | 133.51 | 19.1 | 15 | 0.9 | 4100 | 83 |  |  |  | FALSE | FALSE | FALSE | [8 empty] | April, 07 2020 00:00:00 | FALSE | FALSE | FALSE | [6 empty] | AC | 120 | 277 | [5 empty] | FALSE
PPF23HK6 | XIAMEN PVTECH CO., LTD. | PVTECH | PV-4FT-18WAB3AL(3000K) | Linear Replacement Lamp | T8 Four-Foot | Dual Mode Internal Driver (UL Type A and Type B) |  | standard | TRUE |  | 2510.1 | 130.66 | 19.21 | 24.1 | 0.9102 | 2927 | 84.9 | 5 | 50000 | April, 07 2020 00:00:00 | Not Dimmable | Not Dimmable | No |  | IIINZC | [15 empty] | 83.3 |  | 1.26 | 1.22 | [6 empty] | 5 | 2500 | 130.89 | 19.1 | 15 | 0.9 | 3000 | 83 |  |  |  | FALSE | FALSE | FALSE | [8 empty] | April, 07 2020 00:00:00 | FALSE | FALSE | FALSE | [6 empty] | AC | 120 | 277 | 120 |  |  |  |  | FALSE
PHDZTHX8 | XIAMEN PVTECH CO., LTD. | PVTECH | PV-4FT-18WAB3AL(4100K) | Linear Replacement Lamp | T8 Four-Foot | Dual Mode Internal Driver (UL Type A and Type B) |  | standard | FALSE | [10 empty] | April, 07 2020 00:00:00 | Not Dimmable | Not Dimmable | No |  | IIINZC | [25 empty] | 5 | 2550 | 133.51 | 19.1 | 15 | 0.9 | 4100 | 83 |  |  |  | FALSE | FALSE | FALSE | [8 empty] | April, 07 2020 00:00:00 | FALSE | FALSE | FALSE | [6 empty] | AC | 120 | 277 | [5 empty] | FALSE
P6WYF5CM | XIAMEN PVTECH CO., LTD. | PVTECH | PV-4FT-18WAB2AL(5000K) | Linear Replacement Lamp | T8 Four-Foot | Dual Mode Internal Driver (UL Type A and Type B) |  | standard | FALSE | [10 empty] | April, 07 2020 00:00:00 | Not Dimmable | Not Dimmable | No |  | IIINZC | [25 empty] | 5 | 2600 | 136.13 | 19.1 | 15 | 0.9 | 5000 | 83 |  |  |  | FALSE | FALSE | FALSE | [8 empty] | April, 07 2020 00:00:00 | FALSE | FALSE | FALSE | [6 empty] | AC | 120 | 277 | [5 empty] | FALSE
PPOAZM5G | XIAMEN PVTECH CO., LTD. | PVTECH | PV-4FT-18WAB2AL(3500K) | Linear Replacement Lamp | T8 Four-Foot | Dual Mode Internal Driver (UL Type A and Type B) |  | standard | FALSE | [10 empty] | April, 07 2020 00:00:00 | Not Dimmable | Not Dimmable | No |  | IIINZC | [25 empty] | 5 | 2500 | 130.89 | 19.1 | 15 | 0.9 | 3500 | 83 |  |  |  | FALSE | FALSE | FALSE | [8 empty] | April, 07 2020 00:00:00 | FALSE | FALSE | FALSE | [6 empty] | AC | 120 | 277 | [5 empty] | FALSE
PB0PJUMC | XIAMEN PVTECH CO., LTD. | PVTECH | PV-4FT-18WAB3L(3500K) | Linear Replacement Lamp | T8 Four-Foot | Dual Mode Internal Driver (UL Type A and Type B) |  | standard | FALSE | [10 empty] | April, 07 2020 00:00:00 | Not Dimmable | Not Dimmable | No |  | IIINZD | [25 empty] | 5 | 2500 | 130.89 | 19.1 | 15 | 0.9 | 3500 | 83 |  |  |  | FALSE | FALSE | FALSE | [8 empty] | April, 07 2020 00:00:00 | FALSE | FALSE | FALSE | [6 empty] | AC | 120 | 277 | [5 empty] | FALSE
PC2VFME6 | XIAMEN PVTECH CO., LTD. | PVTECH | PV-4FT-18WAB3AL(3500K) | Linear Replacement Lamp | T8 Four-Foot | Dual Mode Internal Driver (UL Type A and Type B) |  | standard | FALSE | [10 empty] | April, 07 2020 00:00:00 | Not Dimmable | Not Dimmable | No |  | IIINZC | [25 empty] | 5 | 2500 | 130.89 | 19.1 | 15 | 0.9 | 3500 | 83 |  |  |  | FALSE | FALSE | FALSE | [8 empty] | April, 07 2020 00:00:00 | FALSE | FALSE | FALSE | [6 empty] | AC | 120 | 277 | [5 empty] | FALSE
PM7E8F45 | XIAMEN PVTECH CO., LTD. | PVTECH | PV-4FT-18WAB3AL(4000K) | Linear Replacement Lamp | T8 Four-Foot | Dual Mode Internal Driver (UL Type A and Type B) |  | standard | FALSE | [10 empty] | April, 07 2020 00:00:00 | Not Dimmable | Not Dimmable | No |  | IIINZC | [25 empty] | 5 | 2550 | 133.51 | 19.1 | 15 | 0.9 | 4000 | 83 |  |  |  | FALSE | FALSE | FALSE | [8 empty] | April, 07 2020 00:00:00 | FALSE | FALSE | FALSE | [6 empty] | AC | 120 | 277 | [5 empty] | FALSE
PLM7I3FVOQIB | EarthTronics Inc. | EARTHTRONICS | LT815830AG6S | Linear Replacement Lamp | T8 Four-Foot | Replacement Lamps (plug and play) (UL Type A) |  | standard | TRUE |  | 2066 | 119.7 | 17.26 | 10.42 | 0.9684 | 3081 | 82.4 | 5 | 50000 | April, 07 2020 00:00:00 | Dimmable | Continuous Below 10 | No |  | XXXEBJ | [15 empty] | 81.1 |  | 1.26 | 1.34 | [6 empty] | 5 | 2100 | 116.7 | 18 | 20 | 0.9 | 3000 | 82 |  |  |  | FALSE | FALSE | FALSE | [8 empty] | April, 07 2020 00:00:00 | FALSE | FALSE | FALSE | [6 empty] | AC | [7 empty] | FALSE
PTY86VYL | XIAMEN PVTECH CO., LTD. | PVTECH | PV-4FT-18WAB2L(5000K) | Linear Replacement Lamp | T8 Four-Foot | Dual Mode Internal Driver (UL Type A and Type B) |  | standard | FALSE | [10 empty] | April, 07 2020 00:00:00 | Not Dimmable | Not Dimmable | No |  | IIINZD | [25 empty] | 5 | 2600 | 136.13 | 19.1 | 15 | 0.9 | 5000 | 83 |  |  |  | FALSE | FALSE | FALSE | [8 empty] | April, 07 2020 00:00:00 | FALSE | FALSE | FALSE | [6 empty] | AC | 120 | 277 | [5 empty] | FALSE
PAJL3NYV | XIAMEN PVTECH CO., LTD. | PVTECH | PV-4FT-18WAB2L(4100K) | Linear Replacement Lamp | T8 Four-Foot | Dual Mode Internal Driver (UL Type A and Type B) |  | standard | FALSE | [10 empty] | April, 07 2020 00:00:00 | Not Dimmable | Not Dimmable | No |  | IIINZD | [25 empty] | 5 | 2550 | 133.51 | 19.1 | 15 | 0.9 | 4100 | 83 |  |  |  | FALSE | FALSE | FALSE | [8 empty] | April, 07 2020 00:00:00 | FALSE | FALSE | FALSE | [6 empty] | AC | 120 | 277 | [5 empty] | FALSE
PSZJ5OCI | XIAMEN PVTECH CO., LTD. | PVTECH | PV-4FT-18WAB2L(4000K) | Linear Replacement Lamp | T8 Four-Foot | Dual Mode Internal Driver (UL Type A and Type B) |  | standard | FALSE | [10 empty] | April, 07 2020 00:00:00 | Not Dimmable | Not Dimmable | No |  | IIINZD | [25 empty] | 5 | 2550 | 133.51 | 19.1 | 15 | 0.9 | 4000 | 83 |  |  |  | FALSE | FALSE | FALSE | [8 empty] | April, 07 2020 00:00:00 | FALSE | FALSE | FALSE | [6 empty] | AC | 120 | 277 | [5 empty] | FALSE
P5DX8GOF | XIAMEN PVTECH CO., LTD. | PVTECH | PV-4FT-18WAB2L(3000K) | Linear Replacement Lamp | T8 Four-Foot | Dual Mode Internal Driver (UL Type A and Type B) |  | standard | TRUE |  | 2526.4 | 131.11 | 19.3 | 23.9 | 0.9065 | 2936 | 84.1 | 5 | 50000 | April, 07 2020 00:00:00 | Not Dimmable | Not Dimmable | No |  | IIINZD | [15 empty] | 83.5 |  | 1.32 | 1.22 | [6 empty] | 5 | 2500 | 130.89 | 19.1 | 15 | 0.9 | 3000 | 83 |  |  |  | FALSE | FALSE | FALSE | [8 empty] | April, 07 2020 00:00:00 | FALSE | FALSE | FALSE | [6 empty] | AC | 120 | 277 | 120 |  |  |  |  | FALSE
PI7E0QTB | XIAMEN PVTECH CO., LTD. | PVTECH | PV-4FT-18WAB3L(4100K) | Linear Replacement Lamp | T8 Four-Foot | Dual Mode Internal Driver (UL Type A and Type B) |  | standard | FALSE | [10 empty] | April, 07 2020 00:00:00 | Not Dimmable | Not Dimmable | No |  | IIINZD | [25 empty] | 5 | 2550 | 133.51 | 19.1 | 15 | 0.9 | 4100 | 83 |  |  |  | FALSE | FALSE | FALSE | [8 empty] | April, 07 2020 00:00:00 | FALSE | FALSE | FALSE | [6 empty] | AC | 120 | 277 | [5 empty] | FALSE
PLQRIZUCYTY5 | EarthTronics Inc. | EARTHTRONICS | LT815840AG6S | Linear Replacement Lamp | T8 Four-Foot | Replacement Lamps (plug and play) (UL Type A) |  | standard | FALSE | [10 empty] | April, 07 2020 00:00:00 | Dimmable | Continuous Below 10 | No |  | XXXEBJ | [25 empty] | 5 | 2200 | 122.2 | 18 | 20 | 0.9 | 4000 | 82 |  |  |  | FALSE | FALSE | FALSE | [8 empty] | April, 07 2020 00:00:00 | FALSE | FALSE | FALSE | [6 empty] | AC | [7 empty] | FALSE
PKIIN5EU | XIAMEN PVTECH CO., LTD. | PVTECH | PV-4FT-18WAB3AL(4500K) | Linear Replacement Lamp | T8 Four-Foot | Dual Mode Internal Driver (UL Type A and Type B) |  | standard | FALSE | [10 empty] | April, 07 2020 00:00:00 | Not Dimmable | Not Dimmable | No |  | IIINZC | [25 empty] | 5 | 2550 | 133.51 | 19.1 | 15 | 0.9 | 4500 | 83 |  |  |  | FALSE | FALSE | FALSE | [8 empty] | April, 07 2020 00:00:00 | FALSE | FALSE | FALSE | [6 empty] | AC | 120 | 277 | [5 empty] | FALSE
PBID69KR | XIAMEN PVTECH CO., LTD. | PVTECH | PV-4FT-18WAB3AL(5000K) | Linear Replacement Lamp | T8 Four-Foot | Dual Mode Internal Driver (UL Type A and Type B) |  | standard | FALSE | [10 empty] | April, 07 2020 00:00:00 | Not Dimmable | Not Dimmable | No |  | IIINZC | [25 empty] | 5 | 2600 | 136.13 | 19.1 | 15 | 0.9 | 5000 | 83 |  |  |  | FALSE | FALSE | FALSE | [8 empty] | April, 07 2020 00:00:00 | FALSE | FALSE | FALSE | [6 empty] | AC | 120 | 277 | [5 empty] | FALSE
PC0P5OT8 | XIAMEN PVTECH CO., LTD. | PVTECH | PV-4FT-18WAB2AL(4500K) | Linear Replacement Lamp | T8 Four-Foot | Dual Mode Internal Driver (UL Type A and Type B) |  | standard | FALSE | [10 empty] | April, 07 2020 00:00:00 | Not Dimmable | Not Dimmable | No |  | IIINZC | [25 empty] | 5 | 2550 | 133.51 | 19.1 | 15 | 0.9 | 4500 | 83 |  |  |  | FALSE | FALSE | FALSE | [8 empty] | April, 07 2020 00:00:00 | FALSE | FALSE | FALSE | [6 empty] | AC | 120 | 277 | [5 empty] | FALSE
PIIPCU5K | XIAMEN PVTECH CO., LTD. | PVTECH | PV-4FT-18WAB2AL(4000K) | Linear Replacement Lamp | T8 Four-Foot | Dual Mode Internal Driver (UL Type A and Type B) |  | standard | FALSE | [10 empty] | April, 07 2020 00:00:00 | Not Dimmable | Not Dimmable | No |  | IIINZC | [25 empty] | 5 | 2550 | 133.51 | 19.1 | 15 | 0.9 | 4000 | 83 |  |  |  | FALSE | FALSE | FALSE | [8 empty] | April, 07 2020 00:00:00 | FALSE | FALSE | FALSE | [6 empty] | AC | 120 | 277 | [5 empty] | FALSE
PRZOS1NZ | XIAMEN PVTECH CO., LTD. | PVTECH | PV-4FT-18WAB2AL(3000K) | Linear Replacement Lamp | T8 Four-Foot | Dual Mode Internal Driver (UL Type A and Type B) |  | standard | TRUE |  | 2510.1 | 130.66 | 19.21 | 24.1 | 0.9102 | 2927 | 84.9 | 5 | 50000 | April, 07 2020 00:00:00 | Not Dimmable | Not Dimmable | No |  | IIINZC | [15 empty] | 83.3 |  | 1.26 | 1.22 | [6 empty] | 5 | 2500 | 130.89 | 19.1 | 15 | 0.9 | 3000 | 83 |  |  |  | FALSE | FALSE | FALSE | [8 empty] | April, 07 2020 00:00:00 | FALSE | FALSE | FALSE | [6 empty] | AC | 120 | 277 | 120 |  |  |  |  | FALSE
PMF8NN5I | XIAMEN PVTECH CO., LTD. | PVTECH | PV-4FT-18WAB3L(5000K) | Linear Replacement Lamp | T8 Four-Foot | Dual Mode Internal Driver (UL Type A and Type B) |  | standard | FALSE | [10 empty] | April, 07 2020 00:00:00 | Not Dimmable | Not Dimmable | No |  | IIINZD | [25 empty] | 5 | 2600 | 136.13 | 19.1 | 15 | 0.9 | 5000 | 83 |  |  |  | FALSE | FALSE | FALSE | [8 empty] | April, 07 2020 00:00:00 | FALSE | FALSE | FALSE | [6 empty] | AC | 120 | 277 | [5 empty] | FALSE
PZALTY8F | XIAMEN PVTECH CO., LTD. | PVTECH | PV-4FT-18WAB2L(3500K) | Linear Replacement Lamp | T8 Four-Foot | Dual Mode Internal Driver (UL Type A and Type B) |  | standard | FALSE | [10 empty] | April, 07 2020 00:00:00 | Not Dimmable | Not Dimmable | No |  | IIINZD | [25 empty] | 5 | 2500 | 130.89 | 19.1 | 15 | 0.9 | 3500 | 83 |  |  |  | FALSE | FALSE | FALSE | [8 empty] | April, 07 2020 00:00:00 | FALSE | FALSE | FALSE | [6 empty] | AC | 120 | 277 | [5 empty] | FALSE
P0X7I1VV | XIAMEN PVTECH CO., LTD. | PVTECH | PV-4FT-18WAB3L(3000K) | Linear Replacement Lamp | T8 Four-Foot | Dual Mode Internal Driver (UL Type A and Type B) |  | standard | TRUE |  | 2526.4 | 131.11 | 19.3 | 23.9 | 0.9065 | 2936 | 84.1 | 5 | 50000 | April, 07 2020 00:00:00 | Not Dimmable | Not Dimmable | No |  | IIINZD | [15 empty] | 83.5 |  | 1.32 | 1.22 | [6 empty] | 5 | 2500 | 130.89 | 19.1 | 15 | 0.9 | 3000 | 83 |  |  |  | FALSE | FALSE | FALSE | [8 empty] | April, 07 2020 00:00:00 | FALSE | FALSE | FALSE | [6 empty] | AC | 120 | 277 | 120 |  |  |  |  | FALSE
PVFUME47 | XIAMEN PVTECH CO., LTD. | PVTECH | PV-4FT-18WAB2L(4500K) | Linear Replacement Lamp | T8 Four-Foot | Dual Mode Internal Driver (UL Type A and Type B) |  | standard | FALSE | [10 empty] | April, 07 2020 00:00:00 | Not Dimmable | Not Dimmable | No |  | IIINZD | [25 empty] | 5 | 2550 | 133.51 | 19.1 | 15 | 0.9 | 4500 | 83 |  |  |  | FALSE | FALSE | FALSE | [8 empty] | April, 07 2020 00:00:00 | FALSE | FALSE | FALSE | [6 empty] | AC | 120 | 277 | [5 empty] | FALSE
PLCXZHB1SE6N | EarthTronics Inc. | EARTHTRONICS | LT815835AG6S | Linear Replacement Lamp | T8 Four-Foot | Replacement Lamps (plug and play) (UL Type A) |  | standard | FALSE | [10 empty] | April, 07 2020 00:00:00 | Dimmable | Continuous Below 10 | No |  | XXXEBJ | [25 empty] | 5 | 2100 | 116.7 | 18 | 20 | 0.9 | 3500 | 82 |  |  |  | FALSE | FALSE | FALSE | [8 empty] | April, 07 2020 00:00:00 | FALSE | FALSE | FALSE | [6 empty] | AC | [7 empty] | FALSE
PL4F3I6X4LJL | EarthTronics Inc. | EARTHTRONICS | LT815850AG6S | Linear Replacement Lamp | T8 Four-Foot | Replacement Lamps (plug and play) (UL Type A) |  | standard | FALSE | [10 empty] | April, 07 2020 00:00:00 | Dimmable | Continuous Below 10 | No |  | XXXEBJ | [25 empty] | 5 | 2200 | 122.2 | 18 | 20 | 0.9 | 5000 | 82 |  |  |  | FALSE | FALSE | FALSE | [8 empty] | April, 07 2020 00:00:00 | FALSE | FALSE | FALSE | [6 empty] | AC | [7 empty] | FALSE
PBLIBQPZ | XIAMEN PVTECH CO., LTD. | PVTECH | PV-4FT-18WAB3L(4500K) | Linear Replacement Lamp | T8 Four-Foot | Dual Mode Internal Driver (UL Type A and Type B) |  | standard | FALSE | [10 empty] | April, 07 2020 00:00:00 | Not Dimmable | Not Dimmable | No |  | IIINZD | [25 empty] | 5 | 2550 | 133.51 | 19.1 | 15 | 0.9 | 4500 | 83 |  |  |  | FALSE | FALSE | FALSE | [8 empty] | April, 07 2020 00:00:00 | FALSE | FALSE | FALSE | [6 empty] | AC | 120 | 277 | [5 empty] | FALSE
POGA1KXU | XIAMEN PVTECH CO., LTD. | PVTECH | PV-4FT-18WAB3L(4000K) | Linear Replacement Lamp | T8 Four-Foot | Dual Mode Internal Driver (UL Type A and Type B) |  | standard | FALSE | [10 empty] | April, 07 2020 00:00:00 | Not Dimmable | Not Dimmable | No |  | IIINZD | [25 empty] | 5 | 2550 | 133.51 | 19.1 | 15 | 0.9 | 4000 | 83 |  |  |  | FALSE | FALSE | FALSE | [8 empty] | April, 07 2020 00:00:00 | FALSE | FALSE | FALSE | [6 empty] | AC | 120 | 277 | [5 empty] | FALSE
PZKO976I | Sunshine Lighting | SUNLITE | T8/LED/IS/4'/15W/D/40K | Linear Replacement Lamp | T8 Four-Foot | Replacement Lamps (plug and play) (UL Type A) |  | standard | FALSE | [10 empty] | April, 03 2020 00:00:00 | Not Dimmable | Not Dimmable | No |  | YYYEJR | [25 empty] | 4.4 | 2200 | 122 | 18 | 20 | 0.9 | 4000 | 82 |  |  |  | FALSE | FALSE | FALSE | [8 empty] | April, 03 2020 00:00:00 | FALSE | FALSE | FALSE | [6 empty] | AC |  | 277 | [5 empty] | FALSE
PJ7CNA9G | Sunshine Lighting | SUNLITE | T8/LED/IS/4'/12W/D/50K | Linear Replacement Lamp | T8 Four-Foot | Replacement Lamps (plug and play) (UL Type A) |  | standard | FALSE | [10 empty] | April, 03 2020 00:00:00 | Not Dimmable | Not Dimmable | No |  | YYYEJQ | [25 empty] | 4.4 | 1800 | 120 | 15 | 20 | 0.9 | 5000 | 82 |  |  |  | FALSE | FALSE | FALSE | [8 empty] | April, 03 2020 00:00:00 | FALSE | FALSE | FALSE | [6 empty] | AC |  | 277 | [5 empty] | FALSE
PLPH8PGIXJPL | Reno LED Lighting Inc. | RENO | WLL-LEDT8BC13/835/HE | Linear Replacement Lamp | T8 Four-Foot | Replacement Lamps (plug and play) (UL Type A) |  | standard | FALSE | [10 empty] | April, 03 2020 00:00:00 | Dimmable | Continuous Below 10 | No | Updated on 1/13/2020 | YYYEJS | [25 empty] | 5 | 2150 | 134.375 | 16 | 20 | 0.9 | 3500 | 83 |  |  |  | FALSE | FALSE | FALSE | [8 empty] | April, 03 2020 00:00:00 | FALSE | FALSE | FALSE | [6 empty] | AC |  |  |  |  | 2150 | 16 |  | FALSE
PA7WJ0AK | Sunshine Lighting | SUNLITE | T8/LED/IS/4'/12W/D/40K | Linear Replacement Lamp | T8 Four-Foot | Replacement Lamps (plug and play) (UL Type A) |  | standard | FALSE | [10 empty] | April, 03 2020 00:00:00 | Not Dimmable | Not Dimmable | No |  | YYYEJQ | [25 empty] | 4.4 | 1800 | 120 | 15 | 20 | 0.9 | 4000 | 82 |  |  |  | FALSE | FALSE | FALSE | [8 empty] | April, 03 2020 00:00:00 | FALSE | FALSE | FALSE | [6 empty] | AC |  | 277 | [5 empty] | FALSE
PQT8WMN4 | Sunshine Lighting | SUNLITE | T8/LED/IS/4'/12W/D/35K | Linear Replacement Lamp | T8 Four-Foot | Replacement Lamps (plug and play) (UL Type A) |  | standard | FALSE | [10 empty] | April, 03 2020 00:00:00 | Not Dimmable | Not Dimmable | No |  | YYYEJQ | [25 empty] | 4.4 | 1700 | 113.333 | 15 | 20 | 0.9 | 3500 | 82 |  |  |  | FALSE | FALSE | FALSE | [8 empty] | April, 03 2020 00:00:00 | FALSE | FALSE | FALSE | [6 empty] | AC |  | 277 | [5 empty] | FALSE
PZHQEVSA | Sunshine Lighting | SUNLITE | T8/LED/IS/4'/15W/D/50K | Linear Replacement Lamp | T8 Four-Foot | Replacement Lamps (plug and play) (UL Type A) |  | standard | FALSE | [10 empty] | April, 03 2020 00:00:00 | Not Dimmable | Not Dimmable | No |  | YYYEJR | [25 empty] | 4.4 | 2200 | 122 | 18 | 20 | 0.9 | 5000 | 82 |  |  |  | FALSE | FALSE | FALSE | [8 empty] | April, 03 2020 00:00:00 | FALSE | FALSE | FALSE | [6 empty] | AC |  | 277 | [5 empty] | FALSE
PLBXEXKFPEMW | Reno LED Lighting Inc. | RENO | WLL-LEDT8BC13/840/HE | Linear Replacement Lamp | T8 Four-Foot | Replacement Lamps (plug and play) (UL Type A) |  | standard | FALSE | [10 empty] | April, 03 2020 00:00:00 | Dimmable | Continuous Below 10 | No | Updated on 1/13/2020 | YYYEJS | [25 empty] | 5 | 2200 | 137.5 | 16 | 20 | 0.9 | 4000 | 83 |  |  |  | FALSE | FALSE | FALSE | [8 empty] | April, 03 2020 00:00:00 | FALSE | FALSE | FALSE | [6 empty] | AC |  |  |  |  | 2200 | 16 |  | FALSE
PNWUHLQH | Sunshine Lighting | SUNLITE | T8/LED/IS/4'/12W/D/30K | Linear Replacement Lamp | T8 Four-Foot | Replacement Lamps (plug and play) (UL Type A) |  | standard | TRUE |  | 1750.8 | 126.3 | 13.87 | 14.62 | 0.952 | 3074 | 81.7 | 5 | 50000 | April, 03 2020 00:00:00 | Not Dimmable | Not Dimmable | No |  | YYYEJQ | [15 empty] | 82.8 |  | 1.3 | 1.34 | [6 empty] | 4.4 | 1700 | 113.333 | 15 | 20 | 0.9 | 3000 | 82 |  |  |  | FALSE | FALSE | FALSE | [8 empty] | April, 03 2020 00:00:00 | FALSE | FALSE | FALSE | [6 empty] | AC |  | 277 | 277 |  |  |  |  | FALSE
PFPCAAJ0 | Sunshine Lighting | SUNLITE | T8/LED/IS/4'/15W/D/35K | Linear Replacement Lamp | T8 Four-Foot | Replacement Lamps (plug and play) (UL Type A) |  | standard | FALSE | [10 empty] | April, 03 2020 00:00:00 | Not Dimmable | Not Dimmable | No |  | YYYEJR | [25 empty] | 4.4 | 2100 | 117 | 18 | 20 | 0.9 | 3500 | 82 |  |  |  | FALSE | FALSE | FALSE | [8 empty] | April, 03 2020 00:00:00 | FALSE | FALSE | FALSE | [6 empty] | AC |  | 277 | [5 empty] | FALSE
PLTP8IYXTS03 | Reno LED Lighting Inc. | RENO | WLL-LEDT8BC13/850/HE | Linear Replacement Lamp | T8 Four-Foot | Replacement Lamps (plug and play) (UL Type A) |  | standard | FALSE | [10 empty] | April, 03 2020 00:00:00 | Dimmable | Continuous Below 10 | No | Updated on 1/13/2020 | YYYEJS | [25 empty] | 5 | 2200 | 137.5 | 16 | 20 | 0.9 | 5000 | 83 |  |  |  | FALSE | FALSE | FALSE | [8 empty] | April, 03 2020 00:00:00 | FALSE | FALSE | FALSE | [6 empty] | AC |  |  |  |  | 2200 | 16 |  | FALSE
PWSSWTCK | Sunshine Lighting | SUNLITE | T8/LED/IS/4'/15W/D/30K | Linear Replacement Lamp | T8 Four-Foot | Replacement Lamps (plug and play) (UL Type A) |  | standard | TRUE |  | 2122.9 | 129 | 16.46 | 11.27 | 0.9641 | 3080 | 81.7 | 5 | 50000 | April, 03 2020 00:00:00 | Not Dimmable | Not Dimmable | No |  | YYYEJR | [15 empty] | 82.9 |  | 1.3 | 1.34 | [6 empty] | 4.4 | 2100 | 117 | 18 | 20 | 0.9 | 3000 | 82 |  |  |  | FALSE | FALSE | FALSE | [8 empty] | April, 03 2020 00:00:00 | FALSE | FALSE | FALSE | [6 empty] | AC |  | 277 | 277 |  |  |  |  | FALSE
PLGBKLEDBC6X | Reno LED Lighting Inc. | RENO | WLL-LEDT8BC13/830/HE | Linear Replacement Lamp | T8 Four-Foot | Replacement Lamps (plug and play) (UL Type A) |  | standard | TRUE |  | 2138.6 | 124.8 | 17.23 | 9.67 | 0.9678 | 3122 | 83.1 | 5 | 50000 | April, 03 2020 00:00:00 | Dimmable | Continuous Below 10 | No | Updated on 1/13/2020 | YYYEJS | [15 empty] | 81.5 |  | 1.26 | 1.3 | [6 empty] | 5 | 2100 | 131.25 | 16 | 20 | 0.9 | 3000 | 83 |  |  |  | FALSE | FALSE | FALSE | [8 empty] | April, 03 2020 00:00:00 | FALSE | FALSE | FALSE | [6 empty] | AC |  |  | 120 |  | 2100 | 16 |  | FALSE
PLZY6AXSDKHT | Technical Consumer Products | TCP | T80400630E | Linear Replacement Lamp | T8 Four-Foot | Dual Mode Internal Driver (UL Type A and Type B) |  | standard | TRUE |  | 2087 | 119.4 | 17.48 | 10.57 | 0.9689 | 3073 | 82 | 5 | 50000 | April, 02 2020 00:00:00 | Not Dimmable | Not Dimmable | No |  | IIINYT | [15 empty] | 81.2 |  | 1.26 | 1.32 | [6 empty] | 4.4 | 2100 | 116.667 | 18 | 20 | 0.9 | 3000 | 82 |  |  |  | FALSE | FALSE | FALSE | [8 empty] | April, 02 2020 00:00:00 | FALSE | FALSE | FALSE | [6 empty] | AC | 120 | 277 | 277 |  |  |  |  | FALSE
PLWCBBWPUWYC | Technical Consumer Products | TCP | T80400641E | Linear Replacement Lamp | T8 Four-Foot | Dual Mode Internal Driver (UL Type A and Type B) |  | standard | FALSE | [10 empty] | April, 02 2020 00:00:00 | Not Dimmable | Not Dimmable | No |  | IIINYT | [25 empty] | 4.4 | 2200 | 122.222 | 18 | 20 | 0.9 | 4000 | 82 |  |  |  | FALSE | FALSE | FALSE | [8 empty] | April, 02 2020 00:00:00 | FALSE | FALSE | FALSE | [6 empty] | AC | 120 | 277 | [5 empty] | FALSE
P3WDP0ZD | Signify North America Corporation | Philips | 9290013977B | Linear Replacement Lamp | T8 Four-Foot | Replacement Lamps (plug and play) (UL Type A) |  | standard | FALSE | [10 empty] | April, 02 2020 00:00:00 | Dimmable | Continuous Above 10 | No |  | XXXEBF | [25 empty] | 5 | 2000 | 129 | 15.5 | 20 | 0.9 | 3500 | 80 |  |  |  | FALSE | FALSE | FALSE | [8 empty] | April, 02 2020 00:00:00 | FALSE | FALSE | FALSE | [6 empty] | AC |  |  |  |  | 2000 | 15.5 |  | FALSE
PWDHUKO6 | XIAMEN PVTECH CO., LTD. | PVTECH | PV-4FT-12WAB['2' or '3']AL(3500K) | Linear Replacement Lamp | T8 Four-Foot | Dual Mode Internal Driver (UL Type A and Type B) |  | standard | FALSE | [10 empty] | April, 02 2020 00:00:00 | Not Dimmable | Not Dimmable | No |  | RRRVUF | [25 empty] | 5 | 1800.38 | 135.98 | 13.24 | 15 | 0.9 | 3500 | 83 |  |  |  | FALSE | FALSE | FALSE | [8 empty] | April, 02 2020 00:00:00 | FALSE | FALSE | FALSE | [6 empty] | AC | 120 | 277 | [5 empty] | FALSE
PPFBH6PI | XIAMEN PVTECH CO., LTD. | PVTECH | PV-4FT-10WAB['2' or '3']AH(4000K) | Linear Replacement Lamp | T8 Four-Foot | Dual Mode Internal Driver (UL Type A and Type B) |  | standard | FALSE | [10 empty] | April, 02 2020 00:00:00 | Not Dimmable | Not Dimmable | No |  | RRRVUE | [25 empty] | 5 | 1715.93 | 139.51 | 12.3 | 15 | 0.9 | 4000 | 83 |  |  |  | FALSE | FALSE | FALSE | [8 empty] | April, 02 2020 00:00:00 | FALSE | FALSE | FALSE | [6 empty] | AC | 120 | 277 | [5 empty] | FALSE
POUTQH4X | XIAMEN PVTECH CO., LTD. | PVTECH | PV-4FT-15WAB['2' or '3']AL(3500K) | Linear Replacement Lamp | T8 Four-Foot | Dual Mode Internal Driver (UL Type A and Type B) |  | standard | FALSE | [10 empty] | April, 02 2020 00:00:00 | Not Dimmable | Not Dimmable | No |  | RRRVUD | [25 empty] | 5 | 2120 | 131.67 | 16.1 | 15 | 0.9 | 3500 | 83 |  |  |  | FALSE | FALSE | FALSE | [8 empty] | April, 02 2020 00:00:00 | FALSE | FALSE | FALSE | [6 empty] | AC | 120 | 277 | [5 empty] | FALSE
PEZMTFCO | XIAMEN PVTECH CO., LTD. | PVTECH | PV-4FT-12WAB['2' or '3']AL(4500K) | Linear Replacement Lamp | T8 Four-Foot | Dual Mode Internal Driver (UL Type A and Type B) |  | standard | FALSE | [10 empty] | April, 02 2020 00:00:00 | Not Dimmable | Not Dimmable | No |  | RRRVUF | [25 empty] | 5 | 1885.53 | 142.41 | 13.24 | 15 | 0.9 | 4500 | 83 |  |  |  | FALSE | FALSE | FALSE | [8 empty] | April, 02 2020 00:00:00 | FALSE | FALSE | FALSE | [6 empty] | AC | 120 | 277 | [5 empty] | FALSE
PWWOGLKY | XIAMEN PVTECH CO., LTD. | PVTECH | PV-4FT-15WAB['2' or '3']AL(4500K) | Linear Replacement Lamp | T8 Four-Foot | Dual Mode Internal Driver (UL Type A and Type B) |  | standard | FALSE | [10 empty] | April, 02 2020 00:00:00 | Not Dimmable | Not Dimmable | No |  | RRRVUD | [25 empty] | 5 | 2180 | 135.4 | 16.1 | 15 | 0.9 | 4500 | 83 |  |  |  | FALSE | FALSE | FALSE | [8 empty] | April, 02 2020 00:00:00 | FALSE | FALSE | FALSE | [6 empty] | AC | 120 | 277 | [5 empty] | FALSE
PMW2ALYU | Signify North America Corporation | Philips | 9290020159A | Linear Replacement Lamp | T8 Four-Foot | Replacement Lamps (plug and play) (UL Type A) |  | standard | TRUE |  | 1699.9 | 141.9 | 11.98 | 15.94 | 0.9438 | 3467 | 83.7 | 7 | 70000 | April, 02 2020 00:00:00 | Dimmable | Continuous Above 10 | No |  | XXXEBE | [15 empty] | 84 |  | 1.24 | 1.04 | [6 empty] | 5 | 1500 | 125 | 12 | 20 | 0.9 | 3500 | 80 |  |  |  | FALSE | FALSE | FALSE | [8 empty] | April, 02 2020 00:00:00 | FALSE | FALSE | FALSE | [6 empty] | AC |  |  | 277 |  | 1500 | 12 |  | FALSE
PQ8847ZI | XIAMEN PVTECH CO., LTD. | PVTECH | PV-4FT-10WAB['2' or '3']AH(5000K) | Linear Replacement Lamp | T8 Four-Foot | Dual Mode Internal Driver (UL Type A and Type B) |  | standard | FALSE | [10 empty] | April, 02 2020 00:00:00 | Not Dimmable | Not Dimmable | No |  | RRRVUE | [25 empty] | 5 | 1722.2 | 140.59 | 12.25 | 15 | 0.9 | 5000 | 83 |  |  |  | FALSE | FALSE | FALSE | [8 empty] | April, 02 2020 00:00:00 | FALSE | FALSE | FALSE | [6 empty] | AC | 120 | 277 | [5 empty] | FALSE
PWYBCBM2 | XIAMEN PVTECH CO., LTD. | PVTECH | PV-4FT-15WAB['2' or '3']AL(5000K) | Linear Replacement Lamp | T8 Four-Foot | Dual Mode Internal Driver (UL Type A and Type B) |  | standard | FALSE | [10 empty] | April, 02 2020 00:00:00 | Not Dimmable | Not Dimmable | No |  | RRRVUD | [25 empty] | 5 | 2200 | 136.64 | 16.1 | 15 | 0.9 | 5000 | 83 |  |  |  | FALSE | FALSE | FALSE | [8 empty] | April, 02 2020 00:00:00 | FALSE | FALSE | FALSE | [6 empty] | AC | 120 | 277 | [5 empty] | FALSE
P10S5BL6 | XIAMEN PVTECH CO., LTD. | PVTECH | PV-4FT-10WAB['2' or '3']AH(4500K) | Linear Replacement Lamp | T8 Four-Foot | Dual Mode Internal Driver (UL Type A and Type B) |  | standard | FALSE | [10 empty] | April, 02 2020 00:00:00 | Not Dimmable | Not Dimmable | No |  | RRRVUE | [25 empty] | 5 | 1719.07 | 139.76 | 12.3 | 15 | 0.9 | 4500 | 83 |  |  |  | FALSE | FALSE | FALSE | [8 empty] | April, 02 2020 00:00:00 | FALSE | FALSE | FALSE | [6 empty] | AC | 120 | 277 | [5 empty] | FALSE
PBRFH9J4 | XIAMEN PVTECH CO., LTD. | PVTECH | PV-4FT-12WAB['2' or '3']AL(4100K) | Linear Replacement Lamp | T8 Four-Foot | Dual Mode Internal Driver (UL Type A and Type B) |  | standard | FALSE | [10 empty] | April, 02 2020 00:00:00 | Not Dimmable | Not Dimmable | No |  | RRRVUF | [25 empty] | 5 | 1857.15 | 140.27 | 13.24 | 15 | 0.9 | 4100 | 83 |  |  |  | FALSE | FALSE | FALSE | [8 empty] | April, 02 2020 00:00:00 | FALSE | FALSE | FALSE | [6 empty] | AC | 120 | 277 | [5 empty] | FALSE
PZH3BJ57 | XIAMEN PVTECH CO., LTD. | PVTECH | PV-4FT-12WAB['2' or '3']AL(5000K) | Linear Replacement Lamp | T8 Four-Foot | Dual Mode Internal Driver (UL Type A and Type B) |  | standard | FALSE | [10 empty] | April, 02 2020 00:00:00 | Not Dimmable | Not Dimmable | No |  | RRRVUF | [25 empty] | 5 | 1900.3 | 142.87 | 13.3 | 15 | 0.9 | 5000 | 83 |  |  |  | FALSE | FALSE | FALSE | [8 empty] | April, 02 2020 00:00:00 | FALSE | FALSE | FALSE | [6 empty] | AC | 120 | 277 | [5 empty] | FALSE
PLGZ2OUM6BJ1 | Technical Consumer Products | TCP | T80400635E | Linear Replacement Lamp | T8 Four-Foot | Dual Mode Internal Driver (UL Type A and Type B) |  | standard | FALSE | [10 empty] | April, 02 2020 00:00:00 | Not Dimmable | Not Dimmable | No |  | IIINYT | [25 empty] | 4.4 | 2100 | 116.667 | 18 | 20 | 0.9 | 3500 | 82 |  |  |  | FALSE | FALSE | FALSE | [8 empty] | April, 02 2020 00:00:00 | FALSE | FALSE | FALSE | [6 empty] | AC | 120 | 277 | [5 empty] | FALSE
PFUBZ76Q | Signify North America Corporation | Philips | 9290013976B | Linear Replacement Lamp | T8 Four-Foot | Replacement Lamps (plug and play) (UL Type A) |  | standard | TRUE |  | 1932.6 | 136.2 | 14.19 | 12.83 | 0.9572 | 3018 | 83.4 | 7 | 70000 | April, 02 2020 00:00:00 | Dimmable | Continuous Above 10 | No |  | XXXEBF | [15 empty] | 82.3 |  | 1.3 | 1.42 | [6 empty] | 5 | 2000 | 129 | 15.5 | 20 | 0.9 | 3000 | 80 |  |  |  | FALSE | FALSE | FALSE | [8 empty] | April, 02 2020 00:00:00 | FALSE | FALSE | FALSE | [6 empty] | AC |  |  | 277 |  | 2000 | 15.5 |  | FALSE
PR2M8SZF | Signify North America Corporation | Philips | 9290013978D | Linear Replacement Lamp | T8 Four-Foot | Replacement Lamps (plug and play) (UL Type A) |  | standard | FALSE | [10 empty] | April, 02 2020 00:00:00 | Dimmable | Continuous Above 10 | No |  | XXXEBF | [25 empty] | 5 | 2100 | 135.5 | 15.5 | 20 | 0.9 | 4000 | 80 |  |  |  | FALSE | FALSE | FALSE | [8 empty] | April, 02 2020 00:00:00 | FALSE | FALSE | FALSE | [6 empty] | AC |  |  |  |  | 2100 | 15.5 |  | FALSE
PH285W4L | Signify North America Corporation | Philips | 9290020161A | Linear Replacement Lamp | T8 Four-Foot | Replacement Lamps (plug and play) (UL Type A) |  | standard | FALSE | [10 empty] | April, 02 2020 00:00:00 | Dimmable | Continuous Above 10 | No |  | XXXEBE | [25 empty] | 5 | 1600 | 133.333 | 12 | 20 | 0.9 | 5000 | 80 |  |  |  | FALSE | FALSE | FALSE | [8 empty] | April, 02 2020 00:00:00 | FALSE | FALSE | FALSE | [6 empty] | AC |  |  |  |  | 1600 | 12 |  | FALSE
PG0XFLEQ | XIAMEN PVTECH CO., LTD. | PVTECH | PV-4FT-15WAB['2' or '3']AL(4100K) | Linear Replacement Lamp | T8 Four-Foot | Dual Mode Internal Driver (UL Type A and Type B) |  | standard | FALSE | [10 empty] | April, 02 2020 00:00:00 | Not Dimmable | Not Dimmable | No |  | RRRVUD | [25 empty] | 5 | 2150 | 133.54 | 16.1 | 15 | 0.9 | 4100 | 83 |  |  |  | FALSE | FALSE | FALSE | [8 empty] | April, 02 2020 00:00:00 | FALSE | FALSE | FALSE | [6 empty] | AC | 120 | 277 | [5 empty] | FALSE
P7TWRSBL | XIAMEN PVTECH CO., LTD. | PVTECH | PV-4FT-10WAB['2' or '3']AH(3500K) | Linear Replacement Lamp | T8 Four-Foot | Dual Mode Internal Driver (UL Type A and Type B) |  | standard | FALSE | [10 empty] | April, 02 2020 00:00:00 | Not Dimmable | Not Dimmable | No |  | RRRVUE | [25 empty] | 5 | 1714.37 | 139.38 | 12.3 | 15 | 0.9 | 3500 | 83 |  |  |  | FALSE | FALSE | FALSE | [8 empty] | April, 02 2020 00:00:00 | FALSE | FALSE | FALSE | [6 empty] | AC | 120 | 277 | [5 empty] | FALSE
PNOZHX11 | XIAMEN PVTECH CO., LTD. | PVTECH | PV-4FT-10WAB['2' or '3']AH(3000K) | Linear Replacement Lamp | T8 Four-Foot | Dual Mode Internal Driver (UL Type A and Type B) |  | standard | TRUE |  | 1706.8 | 137.31 | 12.43 | 24.1 | 0.9066 | 2918 | 81.9 | 5 | 50000 | April, 02 2020 00:00:00 | Not Dimmable | Not Dimmable | No |  | RRRVUE | [15 empty] | 83.3 |  | 1.28 | 1.2 | [6 empty] | 5 | 1712.8 | 138.8 | 12.34 | 15 | 0.9 | 3000 | 83 |  |  |  | FALSE | FALSE | FALSE | [8 empty] | April, 02 2020 00:00:00 | FALSE | FALSE | FALSE | [6 empty] | AC | 120 | 277 | 277 |  |  |  |  | FALSE
P0SZ7HFJ | Signify North America Corporation | Philips | 9290013979B | Linear Replacement Lamp | T8 Four-Foot | Replacement Lamps (plug and play) (UL Type A) |  | standard | FALSE | [10 empty] | April, 02 2020 00:00:00 | Dimmable | Continuous Above 10 | No |  | XXXEBF | [25 empty] | 5 | 2100 | 135.5 | 15.5 | 20 | 0.9 | 5000 | 80 |  |  |  | FALSE | FALSE | FALSE | [8 empty] | April, 02 2020 00:00:00 | FALSE | FALSE | FALSE | [6 empty] | AC |  |  |  |  | 2100 | 15.5 |  | FALSE
PJGPZO0W | XIAMEN PVTECH CO., LTD. | PVTECH | PV-4FT-10WAB['2' or '3']AH(4100K) | Linear Replacement Lamp | T8 Four-Foot | Dual Mode Internal Driver (UL Type A and Type B) |  | standard | FALSE | [10 empty] | April, 02 2020 00:00:00 | Not Dimmable | Not Dimmable | No |  | RRRVUE | [25 empty] | 5 | 1717.5 | 139.63 | 12.3 | 15 | 0.9 | 4100 | 83 |  |  |  | FALSE | FALSE | FALSE | [8 empty] | April, 02 2020 00:00:00 | FALSE | FALSE | FALSE | [6 empty] | AC | 120 | 277 | [5 empty] | FALSE
PLBYCWUU2O3U | Technical Consumer Products | TCP | T80400650E | Linear Replacement Lamp | T8 Four-Foot | Dual Mode Internal Driver (UL Type A and Type B) |  | standard | FALSE | [10 empty] | April, 02 2020 00:00:00 | Not Dimmable | Not Dimmable | No |  | IIINYT | [25 empty] | 4.4 | 2200 | 122.222 | 18 | 20 | 0.9 | 5000 | 82 |  |  |  | FALSE | FALSE | FALSE | [8 empty] | April, 02 2020 00:00:00 | FALSE | FALSE | FALSE | [6 empty] | AC | 120 | 277 | [5 empty] | FALSE
PFZXHWLZ | Signify North America Corporation | Philips | 9290020160A | Linear Replacement Lamp | T8 Four-Foot | Replacement Lamps (plug and play) (UL Type A) |  | standard | FALSE | [10 empty] | April, 02 2020 00:00:00 | Dimmable | Continuous Above 10 | No |  | XXXEBE | [25 empty] | 5 | 1600 | 133.333 | 12 | 20 | 0.9 | 4000 | 80 |  |  |  | FALSE | FALSE | FALSE | [8 empty] | April, 02 2020 00:00:00 | FALSE | FALSE | FALSE | [6 empty] | AC |  |  |  |  | 1600 | 12 |  | FALSE
PEE0EZQH | XIAMEN PVTECH CO., LTD. | PVTECH | PV-4FT-12WAB['2' or '3']AL(3000K) | Linear Replacement Lamp | T8 Four-Foot | Dual Mode Internal Driver (UL Type A and Type B) |  | standard | TRUE |  | 1769 | 134.17 | 13.19 | 23.8 | 0.9055 | 2900 | 84.2 | 5 | 50000 | April, 02 2020 00:00:00 | Not Dimmable | Not Dimmable | No |  | RRRVUF | [15 empty] | 83.3 |  | 1.28 | 1.2 | [6 empty] | 5 | 1772 | 135.63 | 13.07 | 15 | 0.9 | 3000 | 83 |  |  |  | FALSE | FALSE | FALSE | [8 empty] | April, 02 2020 00:00:00 | FALSE | FALSE | FALSE | [6 empty] | AC | 120 | 277 | 277 |  |  |  |  | FALSE
PRMQ76A9 | XIAMEN PVTECH CO., LTD. | PVTECH | PV-4FT-15WAB['2' or '3']AL(3000K) | Linear Replacement Lamp | T8 Four-Foot | Dual Mode Internal Driver (UL Type A and Type B) |  | standard | TRUE |  | 2239.4 | 131.96 | 16.97 | 22.9 | 0.9147 | 2929 | 84.6 | 5 | 50000 | April, 02 2020 00:00:00 | Not Dimmable | Not Dimmable | No |  | RRRVUD | [15 empty] | 83.4 |  | 1.28 | 1.18 | [6 empty] | 5 | 2120 | 131.67 | 16.1 | 15 | 0.9 | 3000 | 83 |  |  |  | FALSE | FALSE | FALSE | [8 empty] | April, 02 2020 00:00:00 | FALSE | FALSE | FALSE | [6 empty] | AC | 120 | 277 | 120 |  |  |  |  | FALSE
PW3K1I52 | XIAMEN PVTECH CO., LTD. | PVTECH | PV-4FT-15WAB['2' or '3']AL(4000K) | Linear Replacement Lamp | T8 Four-Foot | Dual Mode Internal Driver (UL Type A and Type B) |  | standard | FALSE | [10 empty] | April, 02 2020 00:00:00 | Not Dimmable | Not Dimmable | No |  | RRRVUD | [25 empty] | 5 | 2150 | 133.54 | 16.1 | 15 | 0.9 | 4000 | 83 |  |  |  | FALSE | FALSE | FALSE | [8 empty] | April, 02 2020 00:00:00 | FALSE | FALSE | FALSE | [6 empty] | AC | 120 | 277 | [5 empty] | FALSE
PXCKVVNX | XIAMEN PVTECH CO., LTD. | PVTECH | PV-4FT-12WAB['2' or '3']AL(4000K) | Linear Replacement Lamp | T8 Four-Foot | Dual Mode Internal Driver (UL Type A and Type B) |  | standard | FALSE | [10 empty] | April, 02 2020 00:00:00 | Not Dimmable | Not Dimmable | No |  | RRRVUF | [25 empty] | 5 | 1828.77 | 138.12 | 13.24 | 15 | 0.9 | 4000 | 83 |  |  |  | FALSE | FALSE | FALSE | [8 empty] | April, 02 2020 00:00:00 | FALSE | FALSE | FALSE | [6 empty] | AC | 120 | 277 | [5 empty] | FALSE
PESYL0RZ | HK Syhdee LIGHTING Co., LIMITED. | SYHDEE | SYHU-T8GABBEUL1218PM-35-A | Linear Replacement Lamp | T8 Four-Foot | Dual Mode Internal Driver (UL Type A and Type B) |  | standard | FALSE | [10 empty] | March, 30 2020 00:00:00 | Not Dimmable | Not Dimmable | No | Updated on 04/07/2020 | RRRVTQ | [25 empty] | 5 | 2361 | 128.45 | 18.38 | 8.42 | 0.9323 | 3500 | 81.8 |  |  |  | FALSE | FALSE | FALSE | [8 empty] | April, 07 2020 00:00:00 | FALSE | FALSE | FALSE | [6 empty] | AC | 120 | 277 | [5 empty] | FALSE
PXX0OGWS | HK Syhdee LIGHTING Co., LIMITED. | SYHDEE | SYHU-T8GABBEUL1218PM-30-A | Linear Replacement Lamp | T8 Four-Foot | Dual Mode Internal Driver (UL Type A and Type B) |  | standard | TRUE |  | 2352 | 127.9 | 18.39 | 8.58 | 0.923 | 3031 | 81.9 | 5 | 50000 | March, 30 2020 00:00:00 | Not Dimmable | Not Dimmable | No | Updated on 04/07/2020 | RRRVTQ | [15 empty] | 84.8 |  | 1.2 | 1.28 | [6 empty] | 5 | 2352 | 127.9 | 18.39 | 8.42 | 0.9323 | 3000 | 81.8 |  |  |  | FALSE | FALSE | FALSE | [8 empty] | April, 07 2020 00:00:00 | FALSE | FALSE | FALSE | [6 empty] | AC | 120 | 277 | 120 |  |  |  |  | FALSE
P63EGIM7 | HK Syhdee LIGHTING Co., LIMITED. | SYHDEE | SYHU-T8GABBEUL1218PM-40-A | Linear Replacement Lamp | T8 Four-Foot | Dual Mode Internal Driver (UL Type A and Type B) |  | standard | FALSE | [10 empty] | March, 30 2020 00:00:00 | Not Dimmable | Not Dimmable | No | Updated on 04/07/2020 | RRRVTQ | [25 empty] | 5 | 2370 | 128.94 | 18.38 | 8.42 | 0.9323 | 4000 | 81.8 |  |  |  | FALSE | FALSE | FALSE | [8 empty] | April, 07 2020 00:00:00 | FALSE | FALSE | FALSE | [6 empty] | AC | 120 | 277 | [5 empty] | FALSE
P09N2LUR | HK Syhdee LIGHTING Co., LIMITED. | SYHDEE | SYHU-T8GABBEUL1218PM-45-A | Linear Replacement Lamp | T8 Four-Foot | Dual Mode Internal Driver (UL Type A and Type B) |  | standard | FALSE | [10 empty] | March, 30 2020 00:00:00 | Not Dimmable | Not Dimmable | No | Updated on 04/07/2020 | RRRVTQ | [25 empty] | 5 | 2379 | 129.43 | 18.38 | 8.42 | 0.9323 | 4500 | 81.8 |  |  |  | FALSE | FALSE | FALSE | [8 empty] | April, 07 2020 00:00:00 | FALSE | FALSE | FALSE | [6 empty] | AC | 120 | 277 | [5 empty] | FALSE
PBLXDQG6 | HK Syhdee LIGHTING Co., LIMITED. | SYHDEE | SYHU-T8GABBEUL1218PM-50-A | Linear Replacement Lamp | T8 Four-Foot | Dual Mode Internal Driver (UL Type A and Type B) |  | standard | FALSE | [10 empty] | March, 30 2020 00:00:00 | Not Dimmable | Not Dimmable | No | Updated on 04/07/2020 | RRRVTQ | [25 empty] | 5 | 2388 | 130.06 | 18.36 | 8.11 | 0.9342 | 5000 | 82.4 |  |  |  | FALSE | FALSE | FALSE | [8 empty] | April, 07 2020 00:00:00 | FALSE | FALSE | FALSE | [6 empty] | AC | 120 | 277 | [5 empty] | FALSE
PDXBY656 | Shenzhen Topband Co., Ltd. | TOPBAND | TPNTT8X4NLC-18WB(30FS) | Linear Replacement Lamp | T8 Four-Foot | Dual Mode Internal Driver (UL Type A and Type B) |  | standard | TRUE |  | 2508.29 | 131.6 | 19.06 | 11.6 | 0.951 | 2933 | 82.5 | 5 | 50000 | March, 19 2020 00:00:00 | Not Dimmable | Not Dimmable | No |  | TTTVPM | [15 empty] | 78.6 |  | 1.18 | 1.24 | [6 empty] | 5 | 2508.2 | 131.6 | 19 | 11.6 | 0.951 | 2933 | 82.5 |  |  |  | FALSE | FALSE | FALSE | [8 empty] | March, 30 2020 00:00:00 | FALSE | FALSE | FALSE | [6 empty] | AC | 120 | 277 | 120.01 |  |  |  |  | FALSE
PWKKQ82Y | Shenzhen Topband Co., Ltd. | TOPBAND | TPNTT8X4NLC-15WB(40FS) | Linear Replacement Lamp | T8 Four-Foot | Dual Mode Internal Driver (UL Type A and Type B) |  | standard | FALSE | [10 empty] | March, 19 2020 00:00:00 | Not Dimmable | Not Dimmable | No |  | TTTVPM | [25 empty] | 5 | 2180.1 | 135.2 | 16.1 | 13.5 | 0.954 | 4000 | 82.7 |  |  |  | FALSE | FALSE | FALSE | [8 empty] | March, 30 2020 00:00:00 | FALSE | FALSE | FALSE | [6 empty] | AC | 120 | 277 | [5 empty] | FALSE
PAIM84GA | Shenzhen Topband Co., Ltd. | TOPBAND | TPNTT8X4NLC-15WB(30FS) | Linear Replacement Lamp | T8 Four-Foot | Dual Mode Internal Driver (UL Type A and Type B) |  | standard | FALSE | [10 empty] | March, 19 2020 00:00:00 | Not Dimmable | Not Dimmable | No |  | TTTVPM | [25 empty] | 5 | 2138.5 | 132.5 | 16.1 | 13.5 | 0.954 | 2939 | 82.7 |  |  |  | FALSE | FALSE | FALSE | [8 empty] | March, 30 2020 00:00:00 | FALSE | FALSE | FALSE | [6 empty] | AC | 120 | 277 | [5 empty] | FALSE
PDY8G3LE | Shenzhen Topband Co., Ltd. | TOPBAND | TPNTT8X4NLC-12WB(40FS) | Linear Replacement Lamp | T8 Four-Foot | Dual Mode Internal Driver (UL Type A and Type B) |  | standard | FALSE | [10 empty] | March, 19 2020 00:00:00 | Not Dimmable | Not Dimmable | No |  | TTTVPM | [25 empty] | 5 | 1931 | 147.3 | 13.1 | 15.3 | 0.955 | 4000 | 83.1 |  |  |  | FALSE | FALSE | FALSE | [8 empty] | March, 30 2020 00:00:00 | FALSE | FALSE | FALSE | [6 empty] | AC | 120 | 277 | [5 empty] | FALSE
PDRGGI9O | Shenzhen Topband Co., Ltd. | TOPBAND | TPNTT8X4NLC-10WB(50FS) | Linear Replacement Lamp | T8 Four-Foot | Dual Mode Internal Driver (UL Type A and Type B) |  | standard | FALSE | [10 empty] | March, 19 2020 00:00:00 | Not Dimmable | Not Dimmable | No |  | TTTVPM | [25 empty] | 5 | 1783 | 160.2 | 11.1 | 14.9 | 0.957 | 4905 | 83.3 |  |  |  | FALSE | FALSE | FALSE | [8 empty] | March, 30 2020 00:00:00 | FALSE | FALSE | FALSE | [6 empty] | AC | 120 | 277 | [5 empty] | FALSE
PIJ228HV | Shenzhen Topband Co., Ltd. | TOPBAND | TPNTT8X4NLC-18WB(35FS) | Linear Replacement Lamp | T8 Four-Foot | Dual Mode Internal Driver (UL Type A and Type B) |  | standard | FALSE | [10 empty] | March, 19 2020 00:00:00 | Not Dimmable | Not Dimmable | No |  | TTTVPM | [25 empty] | 5 | 2528.3 | 132.5 | 19 | 11.6 | 0.951 | 3500 | 82.5 |  |  |  | FALSE | FALSE | FALSE | [8 empty] | March, 30 2020 00:00:00 | FALSE | FALSE | FALSE | [6 empty] | AC | 120 | 277 | [5 empty] | FALSE
PMN4JJCS | Shenzhen Topband Co., Ltd. | TOPBAND | TPNTT8X4NLC-10WB(45FS) | Linear Replacement Lamp | T8 Four-Foot | Dual Mode Internal Driver (UL Type A and Type B) |  | standard | FALSE | [10 empty] | March, 19 2020 00:00:00 | Not Dimmable | Not Dimmable | No |  | TTTVPM | [25 empty] | 5 | 1775.1 | 159.2 | 11.1 | 14.9 | 0.957 | 4500 | 82.9 |  |  |  | FALSE | FALSE | FALSE | [8 empty] | March, 30 2020 00:00:00 | FALSE | FALSE | FALSE | [6 empty] | AC | 120 | 277 | [5 empty] | FALSE
P3VW7CVM | Shenzhen Topband Co., Ltd. | TOPBAND | TPNTT8X4NLC-12WB(35FS) | Linear Replacement Lamp | T8 Four-Foot | Dual Mode Internal Driver (UL Type A and Type B) |  | standard | FALSE | [10 empty] | March, 19 2020 00:00:00 | Not Dimmable | Not Dimmable | No |  | TTTVPM | [25 empty] | 5 | 1918.7 | 146.4 | 13.1 | 15.3 | 0.955 | 3500 | 83.1 |  |  |  | FALSE | FALSE | FALSE | [8 empty] | March, 30 2020 00:00:00 | FALSE | FALSE | FALSE | [6 empty] | AC | 120 | 277 | [5 empty] | FALSE
PA165C8O | Shenzhen Topband Co., Ltd. | TOPBAND | TPNTT8X4NLC-12WB(30FS) | Linear Replacement Lamp | T8 Four-Foot | Dual Mode Internal Driver (UL Type A and Type B) |  | standard | FALSE | [10 empty] | March, 19 2020 00:00:00 | Not Dimmable | Not Dimmable | No |  | TTTVPM | [25 empty] | 5 | 1906.3 | 145.3 | 13.1 | 15.3 | 0.955 | 2935 | 83.1 |  |  |  | FALSE | FALSE | FALSE | [8 empty] | March, 30 2020 00:00:00 | FALSE | FALSE | FALSE | [6 empty] | AC | 120 | 277 | [5 empty] | FALSE
P42XAM3U | Shenzhen Topband Co., Ltd. | TOPBAND | TPNTT8X4NLC-18WB(50FS) | Linear Replacement Lamp | T8 Four-Foot | Dual Mode Internal Driver (UL Type A and Type B) |  | standard | FALSE | [10 empty] | March, 19 2020 00:00:00 | Not Dimmable | Not Dimmable | No |  | TTTVPM | [25 empty] | 5 | 2588.6 | 135.6 | 19 | 11.6 | 0.951 | 4951 | 82.8 |  |  |  | FALSE | FALSE | FALSE | [8 empty] | March, 30 2020 00:00:00 | FALSE | FALSE | FALSE | [6 empty] | AC | 120 | 277 | [5 empty] | FALSE
PJSM0OQ5 | Shenzhen Topband Co., Ltd. | TOPBAND | TPNTT8X4NLC-18WB(45FS) | Linear Replacement Lamp | T8 Four-Foot | Dual Mode Internal Driver (UL Type A and Type B) |  | standard | FALSE | [10 empty] | March, 19 2020 00:00:00 | Not Dimmable | Not Dimmable | No |  | TTTVPM | [25 empty] | 5 | 2568.5 | 134.7 | 19 | 11.6 | 0.951 | 4500 | 82.5 |  |  |  | FALSE | FALSE | FALSE | [8 empty] | March, 30 2020 00:00:00 | FALSE | FALSE | FALSE | [6 empty] | AC | 120 | 277 | [5 empty] | FALSE
PSJINJ8G | Shenzhen Topband Co., Ltd. | TOPBAND | TPNTT8X4NLC-15WB(50FS) | Linear Replacement Lamp | T8 Four-Foot | Dual Mode Internal Driver (UL Type A and Type B) |  | standard | FALSE | [10 empty] | March, 19 2020 00:00:00 | Not Dimmable | Not Dimmable | No |  | TTTVPM | [25 empty] | 5 | 2221.6 | 137.8 | 16.1 | 13.5 | 0.954 | 4948 | 83.3 |  |  |  | FALSE | FALSE | FALSE | [8 empty] | March, 30 2020 00:00:00 | FALSE | FALSE | FALSE | [6 empty] | AC | 120 | 277 | [5 empty] | FALSE
PL52B9UD | Shenzhen Topband Co., Ltd. | TOPBAND | TPNTT8X4NLC-12WB(45FS) | Linear Replacement Lamp | T8 Four-Foot | Dual Mode Internal Driver (UL Type A and Type B) |  | standard | FALSE | [10 empty] | March, 19 2020 00:00:00 | Not Dimmable | Not Dimmable | No |  | TTTVPM | [25 empty] | 5 | 1943.4 | 148.2 | 13.1 | 15.3 | 0.955 | 4500 | 83.1 |  |  |  | FALSE | FALSE | FALSE | [8 empty] | March, 30 2020 00:00:00 | FALSE | FALSE | FALSE | [6 empty] | AC | 120 | 277 | [5 empty] | FALSE
P2ZQ7EG2 | Shenzhen Topband Co., Ltd. | TOPBAND | TPNTT8X4NLC-10WB(40FS) | Linear Replacement Lamp | T8 Four-Foot | Dual Mode Internal Driver (UL Type A and Type B) |  | standard | FALSE | [10 empty] | March, 19 2020 00:00:00 | Not Dimmable | Not Dimmable | No |  | TTTVPM | [25 empty] | 5 | 1767.2 | 158.5 | 11.1 | 14.9 | 0.957 | 4000 | 82.9 |  |  |  | FALSE | FALSE | FALSE | [8 empty] | March, 30 2020 00:00:00 | FALSE | FALSE | FALSE | [6 empty] | AC | 120 | 277 | [5 empty] | FALSE
PAEB0SZ0 | Shenzhen Topband Co., Ltd. | TOPBAND | TPNTT8X4NLC-10WB(35FS) | Linear Replacement Lamp | T8 Four-Foot | Dual Mode Internal Driver (UL Type A and Type B) |  | standard | FALSE | [10 empty] | March, 19 2020 00:00:00 | Not Dimmable | Not Dimmable | No |  | TTTVPM | [25 empty] | 5 | 1759.3 | 157.8 | 11.1 | 14.9 | 0.957 | 3500 | 82.9 |  |  |  | FALSE | FALSE | FALSE | [8 empty] | March, 30 2020 00:00:00 | FALSE | FALSE | FALSE | [6 empty] | AC | 120 | 277 | [5 empty] | FALSE
PI7JVIDB | Shenzhen Topband Co., Ltd. | TOPBAND | TPNTT8X4NLC-12WB(50FS) | Linear Replacement Lamp | T8 Four-Foot | Dual Mode Internal Driver (UL Type A and Type B) |  | standard | FALSE | [10 empty] | March, 19 2020 00:00:00 | Not Dimmable | Not Dimmable | No |  | TTTVPM | [25 empty] | 5 | 1955.8 | 149.3 | 13.1 | 15.3 | 0.955 | 4912 | 83.2 |  |  |  | FALSE | FALSE | FALSE | [8 empty] | March, 30 2020 00:00:00 | FALSE | FALSE | FALSE | [6 empty] | AC | 120 | 277 | [5 empty] | FALSE
PJD29RFP | Shenzhen Topband Co., Ltd. | TOPBAND | TPNTT8X4NLC-15WB(45FS) | Linear Replacement Lamp | T8 Four-Foot | Dual Mode Internal Driver (UL Type A and Type B) |  | standard | FALSE | [10 empty] | March, 19 2020 00:00:00 | Not Dimmable | Not Dimmable | No |  | TTTVPM | [25 empty] | 5 | 2200.8 | 136.4 | 16.1 | 13.5 | 0.954 | 4500 | 82.7 |  |  |  | FALSE | FALSE | FALSE | [8 empty] | March, 30 2020 00:00:00 | FALSE | FALSE | FALSE | [6 empty] | AC | 120 | 277 | [5 empty] | FALSE
P0G8MI8B | Shenzhen Topband Co., Ltd. | TOPBAND | TPNTT8X4NLC-18WB(40FS) | Linear Replacement Lamp | T8 Four-Foot | Dual Mode Internal Driver (UL Type A and Type B) |  | standard | FALSE | [10 empty] | March, 19 2020 00:00:00 | Not Dimmable | Not Dimmable | No |  | TTTVPM | [25 empty] | 5 | 2548.4 | 133.6 | 19 | 11.6 | 0.951 | 4000 | 82.5 |  |  |  | FALSE | FALSE | FALSE | [8 empty] | March, 30 2020 00:00:00 | FALSE | FALSE | FALSE | [6 empty] | AC | 120 | 277 | [5 empty] | FALSE
PH5DAA2C | Shenzhen Topband Co., Ltd. | TOPBAND | TPNTT8X4NLC-15WB(35FS) | Linear Replacement Lamp | T8 Four-Foot | Dual Mode Internal Driver (UL Type A and Type B) |  | standard | FALSE | [10 empty] | March, 19 2020 00:00:00 | Not Dimmable | Not Dimmable | No |  | TTTVPM | [25 empty] | 5 | 2159.3 | 133.9 | 16.1 | 13.5 | 0.954 | 3500 | 82.7 |  |  |  | FALSE | FALSE | FALSE | [8 empty] | March, 30 2020 00:00:00 | FALSE | FALSE | FALSE | [6 empty] | AC | 120 | 277 | [5 empty] | FALSE
PBDF2TU9 | Shenzhen Topband Co., Ltd. | TOPBAND | TPNTT8X4NLC-10WB(30FS) | Linear Replacement Lamp | T8 Four-Foot | Dual Mode Internal Driver (UL Type A and Type B) |  | standard | TRUE |  | 1751.46 | 156.8 | 11.17 | 14.9 | 0.957 | 2928 | 82.9 | 5 | 50000 | March, 19 2020 00:00:00 | Not Dimmable | Not Dimmable | No |  | TTTVPM | [15 empty] | 78.4 |  | 1.18 | 1.24 | [6 empty] | 5 | 1751.4 | 156.8 | 11.1 | 14.9 | 0.957 | 2928 | 82.9 |  |  |  | FALSE | FALSE | FALSE | [8 empty] | March, 30 2020 00:00:00 | FALSE | FALSE | FALSE | [6 empty] | AC | 120 | 277 | 120.01 |  |  |  |  | FALSE
PLGXFBVVKW0N | Axis LED Group | PATRIOT PRODUCTS | PT-T8PILT4-12W-BC PLUG AND PLAY (FROSTED LENS) 3500K | Linear Replacement Lamp | T8 Four-Foot | Replacement Lamps (plug and play) (UL Type A) |  | standard | FALSE | [10 empty] | March, 17 2020 00:00:00 | Not Dimmable | Not Dimmable | NotYetVerified |  | BBBEWQ | [25 empty] | 5 | 1520 | 123.68 | 12.29 | 20 | 0.9 | 3500 | 82 |  |  | 4 | FALSE | FALSE | FALSE | [8 empty] | March, 30 2020 00:00:00 | FALSE | FALSE | FALSE | [6 empty] | AC | [7 empty] | FALSE
PL883AAUJUOS | Axis LED Group | PATRIOT PRODUCTS | PT-T8PILT4-12W-BC PLUG AND PLAY (FROSTED LENS) 4000K | Linear Replacement Lamp | T8 Four-Foot | Replacement Lamps (plug and play) (UL Type A) |  | standard | FALSE | [10 empty] | March, 17 2020 00:00:00 | Not Dimmable | Not Dimmable | NotYetVerified |  | BBBEWQ | [25 empty] | 5 | 1520 | 123.68 | 12.29 | 20 | 0.9 | 4000 | 82 |  |  | 4 | FALSE | FALSE | FALSE | [8 empty] | March, 30 2020 00:00:00 | FALSE | FALSE | FALSE | [6 empty] | AC | [7 empty] | FALSE
PLG8584WVKNK | Axis LED Group | PATRIOT PRODUCTS | PT-T8PILT4-12W-BC BALLAST COMPATIBLE LED TUBE (FROSTED LENS) 3000K | Linear Replacement Lamp | T8 Four-Foot | Dual Mode Internal Driver (UL Type A and Type B) |  | standard | TRUE |  | 1664 | 132.1 | 12.6 | 9.04 | 0.9017 | 3001 | 82.2 | 5 | 50000 | March, 17 2020 00:00:00 | Not Dimmable | Not Dimmable | NotYetVerified |  | BBBEWP | [15 empty] | 90 |  | 1.42 | 1.15 | [6 empty] | 5 | 1664 | 132.1 | 12.6 | 20 | 0.9 | 3000 | 82 |  |  | 4 | FALSE | FALSE | FALSE | [8 empty] | March, 30 2020 00:00:00 | FALSE | FALSE | FALSE | [6 empty] | AC | [7 empty] | FALSE
PLO4DKRQIO43 | Axis LED Group | PATRIOT PRODUCTS | PT-T8PILT4-12W-BC BALLAST COMPATIBLE LED TUBE (FROSTED LENS) 4500K | Linear Replacement Lamp | T8 Four-Foot | Dual Mode Internal Driver (UL Type A and Type B) |  | standard | FALSE | [10 empty] | March, 17 2020 00:00:00 | Not Dimmable | Not Dimmable | NotYetVerified |  | BBBEWP | [25 empty] | 5 | 1664 | 132.1 | 12.6 | 20 | 0.9 | 4500 | 82 |  |  | 4 | FALSE | FALSE | FALSE | [8 empty] | March, 30 2020 00:00:00 | FALSE | FALSE | FALSE | [6 empty] | AC | [7 empty] | FALSE
PL4T5RID93K0 | Axis LED Group | PATRIOT PRODUCTS | PT-T8PILT4-12W-BC BALLAST COMPATIBLE LED TUBE (FROSTED LENS) 4000K | Linear Replacement Lamp | T8 Four-Foot | Dual Mode Internal Driver (UL Type A and Type B) |  | standard | FALSE | [10 empty] | March, 17 2020 00:00:00 | Not Dimmable | Not Dimmable | NotYetVerified |  | BBBEWP | [25 empty] | 5 | 1664 | 132.1 | 12.6 | 20 | 0.9 | 4000 | 82 |  |  | 4 | FALSE | FALSE | FALSE | [8 empty] | March, 30 2020 00:00:00 | FALSE | FALSE | FALSE | [6 empty] | AC | [7 empty] | FALSE
PL6Q39RO48NM | Axis LED Group | PATRIOT PRODUCTS | PT-T8PILT4-12W-BC PLUG AND PLAY (FROSTED LENS) 3000K | Linear Replacement Lamp | T8 Four-Foot | Replacement Lamps (plug and play) (UL Type A) |  | standard | TRUE |  | 1520 | 123.68 | 12.29 | 21.22 | 0.8985 | 2987 | 81.2 | 5 | 50000 | March, 17 2020 00:00:00 | Not Dimmable | Not Dimmable | NotYetVerified |  | BBBEWQ | [15 empty] | 90.6 |  | 1.35 | 1.17 | [6 empty] | 5 | 1520 | 123.68 | 12.29 | 20 | 0.9 | 3000 | 82 |  |  | 4 | FALSE | FALSE | FALSE | [8 empty] | March, 30 2020 00:00:00 | FALSE | FALSE | FALSE | [6 empty] | AC | [7 empty] | FALSE
PL1T2SLDSJ8C | Axis LED Group | PATRIOT PRODUCTS | PT-T8PILT4-12W-BC BALLAST COMPATIBLE LED TUBE (FROSTED LENS) 5000K | Linear Replacement Lamp | T8 Four-Foot | Dual Mode Internal Driver (UL Type A and Type B) |  | standard | FALSE | [10 empty] | March, 17 2020 00:00:00 | Not Dimmable | Not Dimmable | NotYetVerified |  | BBBEWP | [25 empty] | 5 | 1664 | 132.1 | 12.6 | 20 | 0.9 | 5000 | 82 |  |  | 4 | FALSE | FALSE | FALSE | [8 empty] | March, 30 2020 00:00:00 | FALSE | FALSE | FALSE | [6 empty] | AC | [7 empty] | FALSE
PLWDH0LSGIM6 | Axis LED Group | PATRIOT PRODUCTS | PT-T8PILT4-12W-BC BALLAST COMPATIBLE LED TUBE (FROSTED LENS) 3500K | Linear Replacement Lamp | T8 Four-Foot | Dual Mode Internal Driver (UL Type A and Type B) |  | standard | FALSE | [10 empty] | March, 17 2020 00:00:00 | Not Dimmable | Not Dimmable | NotYetVerified |  | BBBEWP | [25 empty] | 5 | 1664 | 132.1 | 12.6 | 20 | 0.9 | 3500 | 82 |  |  | 4 | FALSE | FALSE | FALSE | [8 empty] | March, 30 2020 00:00:00 | FALSE | FALSE | FALSE | [6 empty] | AC | [7 empty] | FALSE
PLQ9MQ3FTXW5 | Axis LED Group | PATRIOT PRODUCTS | PT-T8PILT4-12W-BC PLUG AND PLAY (FROSTED LENS) 4500K | Linear Replacement Lamp | T8 Four-Foot | Replacement Lamps (plug and play) (UL Type A) |  | standard | FALSE | [10 empty] | March, 17 2020 00:00:00 | Not Dimmable | Not Dimmable | NotYetVerified |  | BBBEWQ | [25 empty] | 5 | 1520 | 123.68 | 12.29 | 20 | 0.9 | 4500 | 82 |  |  | 4 | FALSE | FALSE | FALSE | [8 empty] | March, 30 2020 00:00:00 | FALSE | FALSE | FALSE | [6 empty] | AC | [7 empty] | FALSE
PL3JV14KKXGB | Axis LED Group | PATRIOT PRODUCTS | PT-T8PILT4-12W-BC PLUG AND PLAY (FROSTED LENS) 5000K | Linear Replacement Lamp | T8 Four-Foot | Replacement Lamps (plug and play) (UL Type A) |  | standard | FALSE | [10 empty] | March, 17 2020 00:00:00 | Not Dimmable | Not Dimmable | NotYetVerified |  | BBBEWQ | [25 empty] | 5 | 1520 | 123.68 | 12.29 | 20 | 0.9 | 5000 | 82 |  |  | 4 | FALSE | FALSE | FALSE | [8 empty] | March, 30 2020 00:00:00 | FALSE | FALSE | FALSE | [6 empty] | AC | [7 empty] | FALSE
PLHFB7QNZY9B | Zotia International Trade Ltd. | DawnRay | DRT8A-5K(V2) | Linear Replacement Lamp | T8 Four-Foot | Replacement Lamps (plug and play) (UL Type A) |  | standard | FALSE | [10 empty] | March, 13 2020 00:00:00 | Not Dimmable | Not Dimmable | No |  | IIINXJ | [25 empty] | 5 | 2200 | 129 | 17 | 20 | 0.9 | 5000 | 82 |  |  |  | FALSE | FALSE | FALSE | [8 empty] | March, 30 2020 00:00:00 | FALSE | FALSE | FALSE | [6 empty] | AC | 120 | 277 | [5 empty] | FALSE
PLYJ21PU1U88 | Zotia International Trade Ltd. | DawnRay | DRT8A-3K(V2) | Linear Replacement Lamp | T8 Four-Foot | Replacement Lamps (plug and play) (UL Type A) |  | standard | TRUE |  | 2292 | 132.1 | 17.35 | 10.78 | 0.9657 | 3015 | 82.7 | 5 | 50000 | March, 13 2020 00:00:00 | Not Dimmable | Not Dimmable | No |  | IIINXJ | [15 empty] | 82 |  | 1.26 | 1.34 | [6 empty] | 5 | 2200 | 129 | 17 | 20 | 0.9 | 3000 | 82 |  |  |  | FALSE | FALSE | FALSE | [8 empty] | March, 30 2020 00:00:00 | FALSE | FALSE | FALSE | [6 empty] | AC | 120 | 277 | 277 |  |  |  |  | FALSE
PLUUXGH8SHXR | GlobaLux Lighting | GlobaLux | LHT8-15-850-FC (Rev 2) | Linear Replacement Lamp | T8 Four-Foot | Dual Mode Internal Driver (UL Type A and Type B) |  | standard | FALSE | [10 empty] | March, 11 2020 00:00:00 | Not Dimmable | Not Dimmable | No |  | IIINXI | [25 empty] | 5 | 2157.45 | 125.288 | 17.22 | 10.63 | 0.961 | 5000 | 81.3 |  |  |  | FALSE | FALSE | FALSE | [8 empty] | March, 30 2020 00:00:00 | FALSE | FALSE | FALSE | [6 empty] | AC | 120 | 277 | [5 empty] | FALSE
PLOAJ4X69D3P | GlobaLux Lighting | GlobaLux | LHT8-12-835-FC (Rev 2) | Linear Replacement Lamp | T8 Four-Foot | Dual Mode Internal Driver (UL Type A and Type B) |  | standard | FALSE | [10 empty] | March, 11 2020 00:00:00 | Not Dimmable | Not Dimmable | No |  | IIINXI | [25 empty] | 5 | 1748.39 | 119.1 | 14.68 | 13.04 | 0.9523 | 3500 | 81.3 |  |  |  | FALSE | FALSE | FALSE | [8 empty] | March, 30 2020 00:00:00 | FALSE | FALSE | FALSE | [6 empty] | AC | 120 | 277 | [5 empty] | FALSE
PL1LJOEE6KSC | GlobaLux Lighting | GlobaLux | LHT8-12-850-FC (Rev 2) | Linear Replacement Lamp | T8 Four-Foot | Dual Mode Internal Driver (UL Type A and Type B) |  | standard | FALSE | [10 empty] | March, 11 2020 00:00:00 | Not Dimmable | Not Dimmable | No |  | IIINXI | [25 empty] | 5 | 1792.81 | 122.126 | 14.68 | 13.04 | 0.9523 | 5000 | 81.3 |  |  |  | FALSE | FALSE | FALSE | [8 empty] | March, 30 2020 00:00:00 | FALSE | FALSE | FALSE | [6 empty] | AC | 120 | 277 | [5 empty] | FALSE
PL4RLSKIQ267 | GlobaLux Lighting | GlobaLux | LHT8-12-840-FC (Rev 2) | Linear Replacement Lamp | T8 Four-Foot | Dual Mode Internal Driver (UL Type A and Type B) |  | standard | FALSE | [10 empty] | March, 11 2020 00:00:00 | Not Dimmable | Not Dimmable | No |  | IIINXI | [25 empty] | 5 | 1764.52 | 120.199 | 14.68 | 13.04 | 0.9523 | 4000 | 81.3 |  |  |  | FALSE | FALSE | FALSE | [8 empty] | March, 30 2020 00:00:00 | FALSE | FALSE | FALSE | [6 empty] | AC | 120 | 277 | [5 empty] | FALSE
PLIJQO2OPVOL | GlobaLux Lighting | GlobaLux | LHT8-15-840-FC (Rev 2) | Linear Replacement Lamp | T8 Four-Foot | Dual Mode Internal Driver (UL Type A and Type B) |  | standard | FALSE | [10 empty] | March, 11 2020 00:00:00 | Not Dimmable | Not Dimmable | No |  | IIINXI | [25 empty] | 5 | 2123.42 | 123.311 | 17.22 | 10.63 | 0.961 | 4000 | 81.3 |  |  |  | FALSE | FALSE | FALSE | [8 empty] | March, 30 2020 00:00:00 | FALSE | FALSE | FALSE | [6 empty] | AC | 120 | 277 | [5 empty] | FALSE
PLESGKM2K9YA | GlobaLux Lighting | GlobaLux | LHT8-15-835-FC (Rev 2) | Linear Replacement Lamp | T8 Four-Foot | Dual Mode Internal Driver (UL Type A and Type B) |  | standard | FALSE | [10 empty] | March, 11 2020 00:00:00 | Not Dimmable | Not Dimmable | No |  | IIINXI | [25 empty] | 5 | 2104 | 122.184 | 17.22 | 10.63 | 0.961 | 3500 | 81.3 |  |  |  | FALSE | FALSE | FALSE | [8 empty] | March, 30 2020 00:00:00 | FALSE | FALSE | FALSE | [6 empty] | AC | 120 | 277 | [5 empty] | FALSE
PLCGG1YBXNQC | Halco Lighting Technologies | Halco ProLED | T8FR12/850/HYB/LED | Linear Replacement Lamp | T8 Four-Foot | Dual Mode Internal Driver (UL Type A and Type B) |  | standard | FALSE | [10 empty] | March, 09 2020 00:00:00 | Dimmable | Continuous Below 10 | No |  | MMMSID | [25 empty] | 5 | 1900 | 123 | 15.5 | 20 | 0.9 | 5000 | 83 |  |  |  | FALSE | FALSE | FALSE | [8 empty] | March, 30 2020 00:00:00 | FALSE | FALSE | FALSE | [6 empty] | AC | [7 empty] | FALSE
PLULJR87YJQM | Halco Lighting Technologies | Halco ProLED | T8FR12/830/HYB/LED | Linear Replacement Lamp | T8 Four-Foot | Dual Mode Internal Driver (UL Type A and Type B) |  | standard | TRUE |  | 2023 | 128.1 | 15.79 | 20.3 | 0.9161 | 2949 | 80.5 | 5 | 50000 | March, 09 2020 00:00:00 | Dimmable | Continuous Below 10 | No |  | MMMSID | [15 empty] | 81.9 |  | 1.24 | 1.3 | [6 empty] | 5 | 1800 | 116 | 15.5 | 20 | 0.9 | 3000 | 83 |  |  |  | FALSE | FALSE | FALSE | [8 empty] | March, 30 2020 00:00:00 | FALSE | FALSE | FALSE | [6 empty] | AC | [7 empty] | FALSE
PL82WIOXKK9X | Halco Lighting Technologies | Halco ProLED | T8FR12/835/HYB/LED | Linear Replacement Lamp | T8 Four-Foot | Dual Mode Internal Driver (UL Type A and Type B) |  | Standard | FALSE | [10 empty] | March, 09 2020 00:00:00 | Dimmable | Continuous Below 10 | No |  | MMMSID | [25 empty] | 4.4 | 1800 | 116 | 15.5 | 20 | 0.9 | 3500 | 83 |  |  |  | FALSE | FALSE | FALSE | [8 empty] | March, 09 2020 00:00:00 | FALSE | FALSE | FALSE | [6 empty] | AC | [7 empty] | FALSE
PLNNAWKUVMAL | Halco Lighting Technologies | Halco ProLED | T8FR12/840/HYB/LED | Linear Replacement Lamp | T8 Four-Foot | Dual Mode Internal Driver (UL Type A and Type B) |  | standard | FALSE | [10 empty] | March, 09 2020 00:00:00 | Dimmable | Continuous Below 10 | No |  | MMMSID | [25 empty] | 5 | 1900 | 123 | 15.5 | 20 | 0.9 | 4000 | 83 |  |  |  | FALSE | FALSE | FALSE | [8 empty] | March, 30 2020 00:00:00 | FALSE | FALSE | FALSE | [6 empty] | AC | [7 empty] | FALSE
PLUF0U8TYWCY | Eiko Global, LLC | EiKO | LED13WT8/48/850-G9DR | Linear Replacement Lamp | T8 Four-Foot | Replacement Lamps (plug and play) (UL Type A) |  | standard | FALSE | [10 empty] | March, 06 2020 00:00:00 | Dimmable | Continuous Below 10 | No |  | IIINWX | [25 empty] | 5 | 2200 | 137.5 | 16 | 20 | 0.9 | 5000 | 83 |  |  |  | FALSE | FALSE | FALSE | [8 empty] | March, 30 2020 00:00:00 | FALSE | FALSE | FALSE | [6 empty] | AC |  |  |  |  | 2200 | 16 |  | FALSE
PLGPAVWUBHU3 | Eiko Global, LLC | EiKO | LED10WT8/48/850-G9DR | Linear Replacement Lamp | T8 Four-Foot | Replacement Lamps (plug and play) (UL Type A) |  | standard | FALSE | [10 empty] | March, 06 2020 00:00:00 | Dimmable | Continuous Below 10 | No |  | IIINWW | [25 empty] | 5 | 1800 | 138.462 | 13 | 20 | 0.9 | 5000 | 83 |  |  |  | FALSE | FALSE | FALSE | [8 empty] | March, 30 2020 00:00:00 | FALSE | FALSE | FALSE | [6 empty] | AC |  |  |  |  | 1800 | 13 |  | FALSE
PL9YDZVZG0W3 | Eiko Global, LLC | EiKO | LED10WT8/48/840-G9DR | Linear Replacement Lamp | T8 Four-Foot | Replacement Lamps (plug and play) (UL Type A) |  | standard | FALSE | [10 empty] | March, 06 2020 00:00:00 | Dimmable | Continuous Below 10 | No |  | IIINWW | [25 empty] | 5 | 1800 | 138.462 | 13 | 20 | 0.9 | 4000 | 83 |  |  |  | FALSE | FALSE | FALSE | [8 empty] | March, 30 2020 00:00:00 | FALSE | FALSE | FALSE | [6 empty] | AC |  |  |  |  | 1800 | 13 |  | FALSE
PLNUIH7P0XHJ | Eiko Global, LLC | EiKO | LED13WT8/48/835-G9DR | Linear Replacement Lamp | T8 Four-Foot | Replacement Lamps (plug and play) (UL Type A) |  | standard | FALSE | [10 empty] | March, 06 2020 00:00:00 | Dimmable | Continuous Below 10 | No |  | IIINWX | [25 empty] | 5 | 2150 | 134.375 | 16 | 20 | 0.9 | 3500 | 83 |  |  |  | FALSE | FALSE | FALSE | [8 empty] | March, 30 2020 00:00:00 | FALSE | FALSE | FALSE | [6 empty] | AC |  |  |  |  | 2150 | 16 |  | FALSE
PLE9LF8JG2XB | Eiko Global, LLC | EiKO | LED13WT8/48/840-G9DR | Linear Replacement Lamp | T8 Four-Foot | Replacement Lamps (plug and play) (UL Type A) |  | standard | FALSE | [10 empty] | March, 06 2020 00:00:00 | Dimmable | Continuous Below 10 | No |  | IIINWX | [25 empty] | 5 | 2200 | 137.5 | 16 | 20 | 0.9 | 4000 | 83 |  |  |  | FALSE | FALSE | FALSE | [8 empty] | March, 30 2020 00:00:00 | FALSE | FALSE | FALSE | [6 empty] | AC |  |  |  |  | 2200 | 16 |  | FALSE
PLZZMT0O0AN6 | Eiko Global, LLC | EiKO | LED10WT8/48/835-G9DR | Linear Replacement Lamp | T8 Four-Foot | Replacement Lamps (plug and play) (UL Type A) |  | standard | FALSE | [10 empty] | March, 06 2020 00:00:00 | Dimmable | Continuous Below 10 | No |  | IIINWW | [25 empty] | 5 | 1750 | 134.615 | 13 | 20 | 0.9 | 3500 | 83 |  |  |  | FALSE | FALSE | FALSE | [8 empty] | March, 30 2020 00:00:00 | FALSE | FALSE | FALSE | [6 empty] | AC |  |  |  |  | 1750 | 13 |  | FALSE
PL534IH8RGAH | Eiko Global, LLC | EiKO | LED13WT8/48/830-G9DR | Linear Replacement Lamp | T8 Four-Foot | Replacement Lamps (plug and play) (UL Type A) |  | standard | TRUE |  | 2138.6 | 124.8 | 17.23 | 9.67 | 0.9678 | 3122 | 83.1 | 5 | 50000 | March, 06 2020 00:00:00 | Dimmable | Continuous Below 10 | No |  | IIINWX | [15 empty] | 81.5 |  | 1.26 | 1.3 | [6 empty] | 5 | 2100 | 131.25 | 16 | 20 | 0.9 | 3000 | 83 |  |  |  | FALSE | FALSE | FALSE | [8 empty] | March, 30 2020 00:00:00 | FALSE | FALSE | FALSE | [6 empty] | AC |  |  | 120 |  | 2100 | 16 |  | FALSE
PLK8DX41736M | Eiko Global, LLC | EiKO | LED10WT8/48/830-G9DR | Linear Replacement Lamp | T8 Four-Foot | Replacement Lamps (plug and play) (UL Type A) |  | standard | TRUE |  | 1810 | 136.2 | 13.29 | 14.96 | 0.9518 | 3040 | 83.5 | 5 | 50000 | March, 06 2020 00:00:00 | Dimmable | Continuous Below 10 | No |  | IIINWW | [15 empty] | 81.9 |  | 1.24 | 1.26 | [6 empty] | 5 | 1700 | 130.769 | 13 | 20 | 0.9 | 3000 | 83 |  |  |  | FALSE | FALSE | FALSE | [8 empty] | March, 30 2020 00:00:00 | FALSE | FALSE | FALSE | [6 empty] | AC |  |  | 120 |  | 1700 | 13 |  | FALSE
PPQ6UTRJ | Edilectronics, LLC | EDI | EDI-T8-15W-4FT-GTB-P-40K | Linear Replacement Lamp | T8 Four-Foot | Dual Mode Internal Driver (UL Type A and Type B) |  | standard | FALSE | [10 empty] | March, 05 2020 00:00:00 | Not Dimmable | Not Dimmable | No |  | IIINWV | [25 empty] | 5 | 2232.8 | 143.5 | 15.5 | 19.3 | 0.933 | 4000 | 82.5 |  |  |  | FALSE | FALSE | FALSE | [8 empty] | March, 30 2020 00:00:00 | FALSE | FALSE | FALSE | [6 empty] | AC | 100 | 277 | [5 empty] | FALSE
PWR1NZHD | Edilectronics, LLC | EDI | EDI-T8-18W-4FT-GTB-P-40K | Linear Replacement Lamp | T8 Four-Foot | Dual Mode Internal Driver (UL Type A and Type B) |  | standard | FALSE | [10 empty] | March, 05 2020 00:00:00 | Not Dimmable | Not Dimmable | No |  | IIINWV | [25 empty] | 5 | 2610.1 | 144.6 | 18 | 20.3 | 0.943 | 4000 | 84 |  |  |  | FALSE | FALSE | FALSE | [8 empty] | March, 30 2020 00:00:00 | FALSE | FALSE | FALSE | [6 empty] | AC | 100 | 277 | [5 empty] | FALSE
PP2B5CRK | Edilectronics, LLC | EDI | EDI-T8-15W-4FT-GTB-P-50K | Linear Replacement Lamp | T8 Four-Foot | Dual Mode Internal Driver (UL Type A and Type B) |  | standard | FALSE | [10 empty] | March, 05 2020 00:00:00 | Not Dimmable | Not Dimmable | No |  | IIINWV | [25 empty] | 5 | 2281.1 | 146.7 | 15.5 | 19.3 | 0.933 | 4903 | 81.6 |  |  |  | FALSE | FALSE | FALSE | [8 empty] | March, 30 2020 00:00:00 | FALSE | FALSE | FALSE | [6 empty] | AC | 100 | 277 | [5 empty] | FALSE
PU1LN9VZ | Edilectronics, LLC | EDI | EDI-T8-18W-4FT-GTB-P-30K | Linear Replacement Lamp | T8 Four-Foot | Dual Mode Internal Driver (UL Type A and Type B) |  | standard | FALSE | [10 empty] | March, 05 2020 00:00:00 | Not Dimmable | Not Dimmable | No |  | IIINWV | [25 empty] | 5 | 2551.8 | 141.3 | 18 | 20.3 | 0.943 | 2936 | 84 |  |  |  | FALSE | FALSE | FALSE | [8 empty] | March, 30 2020 00:00:00 | FALSE | FALSE | FALSE | [6 empty] | AC | 100 | 277 | [5 empty] | FALSE
PKCMTW30 | Edilectronics, LLC | EDI | EDI-T8-10W-4FT-GTB-P-40K | Linear Replacement Lamp | T8 Four-Foot | Dual Mode Internal Driver (UL Type A and Type B) |  | standard | FALSE | [10 empty] | March, 05 2020 00:00:00 | Not Dimmable | Not Dimmable | No |  | IIINWV | [25 empty] | 5 | 1786.2 | 180.9 | 9.8 | 19.6 | 0.905 | 4000 | 84.8 |  |  |  | FALSE | FALSE | FALSE | [8 empty] | March, 30 2020 00:00:00 | FALSE | FALSE | FALSE | [6 empty] | AC | 100 | 277 | [5 empty] | FALSE
P7O6V1ZW | Edilectronics, LLC | EDI | EDI-T8-12W-4FT-GTB-P-40K | Linear Replacement Lamp | T8 Four-Foot | Dual Mode Internal Driver (UL Type A and Type B) |  | standard | FALSE | [10 empty] | March, 05 2020 00:00:00 | Not Dimmable | Not Dimmable | No |  | IIINWV | [25 empty] | 5 | 1869 | 151.6 | 12.3 | 19.3 | 0.905 | 4000 | 84.7 |  |  |  | FALSE | FALSE | FALSE | [8 empty] | March, 30 2020 00:00:00 | FALSE | FALSE | FALSE | [6 empty] | AC | 100 | 277 | [5 empty] | FALSE
P9IKVNLW | Edilectronics, LLC | EDI | EDI-T8-18W-4FT-GTB-P-50K | Linear Replacement Lamp | T8 Four-Foot | Dual Mode Internal Driver (UL Type A and Type B) |  | standard | FALSE | [10 empty] | March, 05 2020 00:00:00 | Not Dimmable | Not Dimmable | No |  | IIINWV | [25 empty] | 5 | 2668.4 | 148 | 18 | 20.3 | 0.943 | 4858 | 82.3 |  |  |  | FALSE | FALSE | FALSE | [8 empty] | March, 30 2020 00:00:00 | FALSE | FALSE | FALSE | [6 empty] | AC | 100 | 277 | [5 empty] | FALSE
PYO5OWXV | Edilectronics, LLC | EDI | EDI-T8-12W-4FT-GTB-P-30K | Linear Replacement Lamp | T8 Four-Foot | Dual Mode Internal Driver (UL Type A and Type B) |  | standard | FALSE | [10 empty] | March, 05 2020 00:00:00 | Not Dimmable | Not Dimmable | No |  | IIINWV | [25 empty] | 5 | 1820.1 | 147.5 | 12.3 | 19.3 | 0.905 | 2952 | 84.7 |  |  |  | FALSE | FALSE | FALSE | [8 empty] | March, 30 2020 00:00:00 | FALSE | FALSE | FALSE | [6 empty] | AC | 100 | 277 | [5 empty] | FALSE
PSBXFSFS | Edilectronics, LLC | EDI | EDI-T8-10W-4FT-GTB-P-30K | Linear Replacement Lamp | T8 Four-Foot | Dual Mode Internal Driver (UL Type A and Type B) |  | standard | FALSE | [10 empty] | March, 05 2020 00:00:00 | Not Dimmable | Not Dimmable | No |  | IIINWV | [25 empty] | 5 | 1758.8 | 178.2 | 9.8 | 19.6 | 0.905 | 2943 | 84.8 |  |  |  | FALSE | FALSE | FALSE | [8 empty] | March, 30 2020 00:00:00 | FALSE | FALSE | FALSE | [6 empty] | AC | 100 | 277 | [5 empty] | FALSE
PP3WLCY7 | Edilectronics, LLC | EDI | EDI-T8-12W-4FT-GTB-P-50K | Linear Replacement Lamp | T8 Four-Foot | Dual Mode Internal Driver (UL Type A and Type B) |  | standard | FALSE | [10 empty] | March, 05 2020 00:00:00 | Not Dimmable | Not Dimmable | No |  | IIINWV | [25 empty] | 5 | 1917.8 | 155.8 | 12.3 | 19.3 | 0.905 | 4937 | 83 |  |  |  | FALSE | FALSE | FALSE | [8 empty] | March, 30 2020 00:00:00 | FALSE | FALSE | FALSE | [6 empty] | AC | 100 | 277 | [5 empty] | FALSE
PYO5HHP8 | Edilectronics, LLC | EDI | EDI-T8-10W-4FT-GTB-P-50K | Linear Replacement Lamp | T8 Four-Foot | Dual Mode Internal Driver (UL Type A and Type B) |  | standard | FALSE | [10 empty] | March, 05 2020 00:00:00 | Not Dimmable | Not Dimmable | No |  | IIINWV | [25 empty] | 5 | 1813.7 | 183.6 | 9.8 | 19.6 | 0.905 | 4926 | 83.1 |  |  |  | FALSE | FALSE | FALSE | [8 empty] | March, 30 2020 00:00:00 | FALSE | FALSE | FALSE | [6 empty] | AC | 100 | 277 | [5 empty] | FALSE
P25J9PPA | Edilectronics, LLC | EDI | EDI-T8-15W-4FT-GTB-P-30K | Linear Replacement Lamp | T8 Four-Foot | Dual Mode Internal Driver (UL Type A and Type B) |  | standard | TRUE |  | 2184.47 | 140.3 | 15.57 | 19.3 | 0.933 | 4903 | 81.6 | 5 | 50000 | March, 05 2020 00:00:00 | Not Dimmable | Not Dimmable | No |  | IIINWV | [15 empty] | 79.2 |  | 1.14 | 1.22 | [6 empty] | 5 | 2184.4 | 140.3 | 15.5 | 19.3 | 0.933 | 2901 | 82.5 |  |  |  | FALSE | FALSE | FALSE | [8 empty] | March, 30 2020 00:00:00 | FALSE | FALSE | FALSE | [6 empty] | AC | 100 | 277 | 120 |  |  |  |  | FALSE
PLA3QE0YSBBY | GreenTek Energy Systems | GreenTEK | GT-T8-GVAB418M-45 | Linear Replacement Lamp | T8 Four-Foot | Dual Mode Internal Driver (UL Type A and Type B) |  | standard | FALSE | [10 empty] | February, 27 2020 00:00:00 | Not Dimmable | Not Dimmable | No |  | ZZZCSC | [25 empty] | 5 | 2399.02 | 120.797 | 19.86 | 8.38 | 0.9625 | 4500 | 81.4 |  |  |  | FALSE | FALSE | FALSE | [8 empty] | March, 30 2020 00:00:00 | FALSE | FALSE | FALSE | [6 empty] | AC | 120 | 277 | [5 empty] | FALSE
PLNKS1XLFGTZ | GreenTek Energy Systems | GreenTEK | GT-T8-GVAB418M-50 | Linear Replacement Lamp | T8 Four-Foot | Dual Mode Internal Driver (UL Type A and Type B) |  | standard | FALSE | [10 empty] | February, 27 2020 00:00:00 | Not Dimmable | Not Dimmable | No |  | ZZZCSC | [25 empty] | 5 | 2416.8 | 121.692 | 19.86 | 8.38 | 0.9625 | 5000 | 81.4 |  |  |  | FALSE | FALSE | FALSE | [8 empty] | March, 30 2020 00:00:00 | FALSE | FALSE | FALSE | [6 empty] | AC | 120 | 277 | [5 empty] | FALSE
PLMF2DA4UEP1 | GreenTek Energy Systems | GreenTEK | GT-T8-GVAB418M-30 | Linear Replacement Lamp | T8 Four-Foot | Dual Mode Internal Driver (UL Type A and Type B) |  | standard | TRUE |  | 2328 | 117.52 | 19.81 | 8.38 | 0.9625 | 2981 | 81.4 | 5 |  | February, 27 2020 00:00:00 | Not Dimmable | Not Dimmable | No |  | ZZZCSC | [15 empty] | 84.6 |  | 1.26 | 1.34 | [6 empty] | 5 | 2339 | 117.77 | 19.86 | 8.38 | 0.9625 | 3000 | 81.4 |  |  |  | FALSE | FALSE | FALSE | [8 empty] | March, 30 2020 00:00:00 | FALSE | FALSE | FALSE | [6 empty] | AC | 120 | 277 | 277 |  |  |  |  | FALSE
PLGWGYZLRX0C | GreenTek Energy Systems | GreenTEK | GT-T8-GVAB418T-50 | Linear Replacement Lamp | T8 Four-Foot | Dual Mode Internal Driver (UL Type A and Type B) |  | standard | FALSE | [10 empty] | February, 27 2020 00:00:00 | Not Dimmable | Not Dimmable | No |  | ZZZCSD | [25 empty] | 5 | 2468 | 129.76 | 19.02 | 9.63 | 0.9649 | 5000 | 86.2 |  |  |  | FALSE | FALSE | FALSE | [8 empty] | March, 30 2020 00:00:00 | FALSE | FALSE | FALSE | [6 empty] | AC | 120 | 277 | [5 empty] | FALSE
PLLPM81EC41Q | GreenTek Energy Systems | GreenTEK | GT-T8-GVAB418M-40 | Linear Replacement Lamp | T8 Four-Foot | Dual Mode Internal Driver (UL Type A and Type B) |  | standard | FALSE | [10 empty] | February, 27 2020 00:00:00 | Not Dimmable | Not Dimmable | No |  | ZZZCSC | [25 empty] | 5 | 2378.67 | 119.772 | 19.86 | 8.38 | 0.9625 | 4000 | 81.4 |  |  |  | FALSE | FALSE | FALSE | [8 empty] | March, 30 2020 00:00:00 | FALSE | FALSE | FALSE | [6 empty] | AC | 120 | 277 | [5 empty] | FALSE
PLRG2YLPNJRB | GreenTek Energy Systems | GreenTEK | GT-T8-GVAB418T-30 | Linear Replacement Lamp | T8 Four-Foot | Dual Mode Internal Driver (UL Type A and Type B) |  | standard | TRUE |  | 2367 | 123.73 | 19.13 | 8.99 | 0.9689 | 3092 | 83.4 | 5 | 50000 | February, 27 2020 00:00:00 | Not Dimmable | Not Dimmable | No |  | ZZZCSD | [15 empty] | 85.7 |  | 1.24 | 1.22 | [6 empty] | 5 | 2367 | 123.73 | 19.13 | 8.99 | 0.9689 | 3000 | 83.4 |  |  |  | FALSE | FALSE | FALSE | [8 empty] | March, 30 2020 00:00:00 | FALSE | FALSE | FALSE | [6 empty] | AC | 120 | 277 | 120 |  |  |  |  | FALSE
PL7K7DEF1T52 | GreenTek Energy Systems | GreenTEK | GT-T8-GVAB418T-35 | Linear Replacement Lamp | T8 Four-Foot | Dual Mode Internal Driver (UL Type A and Type B) |  | standard | FALSE | [10 empty] | February, 27 2020 00:00:00 | Not Dimmable | Not Dimmable | No |  | ZZZCSD | [25 empty] | 5 | 2392 | 125.37 | 19.08 | 8.99 | 0.9689 | 3500 | 83.4 |  |  |  | FALSE | FALSE | FALSE | [8 empty] | March, 30 2020 00:00:00 | FALSE | FALSE | FALSE | [6 empty] | AC | 120 | 277 | [5 empty] | FALSE
PLCAHCAOA0CE | GreenTek Energy Systems | GreenTEK | GT-T8-GVAB418T-45 | Linear Replacement Lamp | T8 Four-Foot | Dual Mode Internal Driver (UL Type A and Type B) |  | standard | FALSE | [10 empty] | February, 27 2020 00:00:00 | Not Dimmable | Not Dimmable | No |  | ZZZCSD | [25 empty] | 5 | 2443 | 128.04 | 19.08 | 8.99 | 0.9689 | 4500 | 83.4 |  |  |  | FALSE | FALSE | FALSE | [8 empty] | March, 30 2020 00:00:00 | FALSE | FALSE | FALSE | [6 empty] | AC | 120 | 277 | [5 empty] | FALSE
PL0UIWG97YBJ | GreenTek Energy Systems | GreenTEK | GT-T8-GVAB418M-35 | Linear Replacement Lamp | T8 Four-Foot | Dual Mode Internal Driver (UL Type A and Type B) |  | standard | FALSE | [10 empty] | February, 27 2020 00:00:00 | Not Dimmable | Not Dimmable | No |  | ZZZCSC | [25 empty] | 5 | 2356.92 | 118.677 | 19.86 | 8.38 | 0.9625 | 3500 | 81.4 |  |  |  | FALSE | FALSE | FALSE | [8 empty] | March, 30 2020 00:00:00 | FALSE | FALSE | FALSE | [6 empty] | AC | 120 | 277 | [5 empty] | FALSE
PLWX6UF9AU5O | GreenTek Energy Systems | GreenTEK | GT-T8-GVAB418T-40 | Linear Replacement Lamp | T8 Four-Foot | Dual Mode Internal Driver (UL Type A and Type B) |  | standard | FALSE | [10 empty] | February, 27 2020 00:00:00 | Not Dimmable | Not Dimmable | No |  | ZZZCSD | [25 empty] | 5 | 2418 | 126.73 | 19.08 | 8.99 | 0.9689 | 4000 | 83.4 |  |  |  | FALSE | FALSE | FALSE | [8 empty] | March, 30 2020 00:00:00 | FALSE | FALSE | FALSE | [6 empty] | AC | 120 | 277 | [5 empty] | FALSE
PLH7TMAEK6YK | AM Conservation Group, Inc | Simply Conserve | L14T8G50AB | Linear Replacement Lamp | T8 Four-Foot | Dual Mode Internal Driver (UL Type A and Type B) |  | standard | FALSE | [10 empty] | February, 26 2020 00:00:00 | Not Dimmable | Not Dimmable | No |  | VVVZCG | [25 empty] | 5 | 1800 | 125 | 14 | 20 | 0.9 | 5000 | 82 |  |  |  | FALSE | FALSE | FALSE | [8 empty] | March, 30 2020 00:00:00 | FALSE | FALSE | FALSE | [6 empty] | AC | 120 | 277 | [5 empty] | FALSE
PLG5GFJH4XFF | AM Conservation Group, Inc | Simply Conserve | L14T8G35AB | Linear Replacement Lamp | T8 Four-Foot | Dual Mode Internal Driver (UL Type A and Type B) |  | standard | TRUE |  | 1803 | 135.1 | 13.35 | 15.86 | 0.9506 | 3468 | 81.7 | 5 | 50000 | February, 26 2020 00:00:00 | Not Dimmable | Not Dimmable | No |  | VVVZCG | [15 empty] | 81.4 |  | 1.24 | 1.3 | [6 empty] | 5 | 1800 | 125 | 14 | 20 | 0.9 | 3500 | 82 |  |  |  | FALSE | FALSE | FALSE | [8 empty] | March, 30 2020 00:00:00 | FALSE | FALSE | FALSE | [6 empty] | AC | 120 | 277 | 277 |  |  |  |  | FALSE
PL9V2371UK6Y | AM Conservation Group, Inc | Simply Conserve | L14T8G40AB | Linear Replacement Lamp | T8 Four-Foot | Dual Mode Internal Driver (UL Type A and Type B) |  | standard | FALSE | [10 empty] | February, 26 2020 00:00:00 | Not Dimmable | Not Dimmable | No |  | VVVZCG | [25 empty] | 5 | 1800 | 125 | 14 | 20 | 0.9 | 4000 | 82 |  |  |  | FALSE | FALSE | FALSE | [8 empty] | March, 30 2020 00:00:00 | FALSE | FALSE | FALSE | [6 empty] | AC | 120 | 277 | [5 empty] | FALSE
P70Z22GM | US LED | US LED | ST3-1-4-10A-40-P-DE-T8 | Linear Replacement Lamp | T8 Four-Foot | Dual Mode Internal Driver (UL Type A and Type B) |  | standard | FALSE | [10 empty] | February, 18 2020 00:00:00 | Not Dimmable | Not Dimmable | No |  | DDDKXQ | [25 empty] | 5 | 1650 | 151.4 | 10.9 | 15 | 0.9 | 4000 | 80 |  |  |  | FALSE | FALSE | FALSE | [8 empty] | March, 30 2020 00:00:00 | FALSE | FALSE | FALSE | [6 empty] | AC | 120 | 277 | [5 empty] | FALSE
PHB0LLU4 | US LED | US LED | ST3-1-4-10A-50-P-DE-T8 | Linear Replacement Lamp | T8 Four-Foot | Dual Mode Internal Driver (UL Type A and Type B) |  | standard | FALSE | [10 empty] | February, 18 2020 00:00:00 | Not Dimmable | Not Dimmable | No |  | DDDKXQ | [25 empty] | 5 | 1780 | 163.3 | 10.9 | 15 | 0.9 | 5000 | 80 |  |  |  | FALSE | FALSE | FALSE | [8 empty] | March, 30 2020 00:00:00 | FALSE | FALSE | FALSE | [6 empty] | AC | 120 | 277 | [5 empty] | FALSE
PPY3STDB | US LED | US LED | ST3-1-4-10A-35-P-DE-T8 | Linear Replacement Lamp | T8 Four-Foot | Dual Mode Internal Driver (UL Type A and Type B) |  | standard | TRUE |  | 1605.3 | 120.52 | 13.32 | 7.17 | 0.9832 | 3487 | 86.8 | 5 | 50000 | February, 18 2020 00:00:00 | Not Dimmable | Not Dimmable | No |  | DDDKXQ | [15 empty] | 79.3 |  | 1.2 | 1.2 | [6 empty] | 5 | 1600 | 146.8 | 10.9 | 15 | 0.9 | 3500 | 80 |  |  |  | FALSE | FALSE | FALSE | [8 empty] | March, 30 2020 00:00:00 | FALSE | FALSE | FALSE | [6 empty] | AC | 120 | 277 | 120 |  |  |  |  | FALSE
PR9AD99D | Feit Electric Co., Inc. | FEIT | T4815/840/AB/LED/10(N) | Linear Replacement Lamp | T8 Four-Foot | Dual Mode Internal Driver (UL Type A and Type B) |  | standard | TRUE |  | 1928.6 | 130.16 | 14.82 | 11.44 | 0.9608 | 3969 | 83.2 | 5 | 50000 | February, 13 2020 00:00:00 | Not Dimmable | Not Dimmable | No |  | IIINVM | [15 empty] | 84 |  | 1.22 | 1.34 | [6 empty] | 5 | 1850 | 123.3 | 15 | 11 | 0.9 | 4000 | 80 |  |  |  | FALSE | FALSE | FALSE | [8 empty] | March, 30 2020 00:00:00 | FALSE | FALSE | FALSE | [6 empty] | AC | 120 | 277 | 120 |  |  |  |  | FALSE
PBJFB2CA | Linmore LED Labs | Linmore LED | AL-T8-4-A-B-10W-F-35K | Linear Replacement Lamp | T8 Four-Foot | Dual Mode Internal Driver (UL Type A and Type B) |  | standard | TRUE |  | 1544.81 | 138.13 | 11.18 | 10.4 | 0.94 | 3423 | 83.5 | 5 | 50000 | February, 03 2020 00:00:00 | Not Dimmable | Not Dimmable | No |  | RRRVSG | [15 empty] | 88.4 |  | 1.18 | 1.52 | [6 empty] | 5 | 1519 | 138.1 | 11 | 5.4 | 0.99 | 3500 | 83 |  |  |  | FALSE | FALSE | FALSE | [8 empty] | March, 30 2020 00:00:00 | FALSE | FALSE | FALSE | [6 empty] | AC | 120 | 277 | 120 |  |  |  |  | FALSE
P9VWTZLU | Linmore LED Labs | Linmore LED | AL-T8-4-A-B-10W-F-41K | Linear Replacement Lamp | T8 Four-Foot | Dual Mode Internal Driver (UL Type A and Type B) |  | standard | FALSE | [10 empty] | February, 03 2020 00:00:00 | Not Dimmable | Not Dimmable | No |  | RRRVSG | [25 empty] | 5 | 1625 | 147.8 | 11 | 5.4 | 0.99 | 4100 | 83 |  |  |  | FALSE | FALSE | FALSE | [8 empty] | March, 30 2020 00:00:00 | FALSE | FALSE | FALSE | [6 empty] | AC | 120 | 277 | [5 empty] | FALSE
PO4OB0BY | Linmore LED Labs | Linmore LED | AL-T8-4-A-B-10W-F-50K | Linear Replacement Lamp | T8 Four-Foot | Dual Mode Internal Driver (UL Type A and Type B) |  | standard | FALSE | [10 empty] | February, 03 2020 00:00:00 | Not Dimmable | Not Dimmable | No |  | RRRVSG | [25 empty] | 5 | 1625 | 147.8 | 11 | 5.4 | 0.99 | 5000 | 83 |  |  |  | FALSE | FALSE | FALSE | [8 empty] | March, 30 2020 00:00:00 | FALSE | FALSE | FALSE | [6 empty] | AC | 120 | 277 | [5 empty] | FALSE
PLD1763F | JIAXING SUPER LIGHTING ELECTRIC APPLIANCE CO.,LTD | Super | T8L-IDDM13-2200-4ft-BCA-E1 | Linear Replacement Lamp | T8 Four-Foot | Replacement Lamps (plug and play) (UL Type A) |  | standard | FALSE | [10 empty] | January, 30 2020 00:00:00 | Not Dimmable | Not Dimmable | No |  | JJJOJX | [25 empty] | 5 | 2100 | 117 | 18 | 20 | 0.9 | 3500 | 82 |  |  |  | FALSE | FALSE | FALSE | [8 empty] | March, 30 2020 00:00:00 | FALSE | FALSE | FALSE | [6 empty] | AC | [7 empty] | FALSE
PFQCHO8H | JIAXING SUPER LIGHTING ELECTRIC APPLIANCE CO.,LTD | Super | T8L-IDDM13-1800-4ft-DCA-E1 | Linear Replacement Lamp | T8 Four-Foot | Replacement Lamps (plug and play) (UL Type A) |  | standard | FALSE | [10 empty] | January, 30 2020 00:00:00 | Not Dimmable | Not Dimmable | No |  | JJJOJY | [25 empty] | 5 | 1800 | 120 | 15 | 20 | 0.9 | 4500 | 82 |  |  |  | FALSE | FALSE | FALSE | [8 empty] | March, 30 2020 00:00:00 | FALSE | FALSE | FALSE | [6 empty] | AC | [7 empty] | FALSE
PTXVHXN8 | JIAXING SUPER LIGHTING ELECTRIC APPLIANCE CO.,LTD | Super | T8L-IDDM13-1800-4ft-ECA-E1 | Linear Replacement Lamp | T8 Four-Foot | Replacement Lamps (plug and play) (UL Type A) |  | standard | FALSE | [10 empty] | January, 30 2020 00:00:00 | Not Dimmable | Not Dimmable | No |  | JJJOJY | [25 empty] | 5 | 1800 | 120 | 15 | 20 | 0.9 | 5000 | 82 |  |  |  | FALSE | FALSE | FALSE | [8 empty] | March, 30 2020 00:00:00 | FALSE | FALSE | FALSE | [6 empty] | AC | [7 empty] | FALSE
PRE0RNAR | JIAXING SUPER LIGHTING ELECTRIC APPLIANCE CO.,LTD | Super | T8L-IDDM13-2200-4ft-ACA-E1 | Linear Replacement Lamp | T8 Four-Foot | Replacement Lamps (plug and play) (UL Type A) |  | standard | TRUE |  | 2089.6 | 128.4 | 16.27 | 11.77 | 0.965 | 3068 | 82.3 | 5 | 50000 | January, 30 2020 00:00:00 | Not Dimmable | Not Dimmable | No |  | JJJOJX | [15 empty] | 82.9 |  | 1.28 | 1.32 | [6 empty] | 5 | 2100 | 117 | 18 | 20 | 0.9 | 3000 | 82 |  |  |  | FALSE | FALSE | FALSE | [8 empty] | March, 30 2020 00:00:00 | FALSE | FALSE | FALSE | [6 empty] | AC |  |  | 277 |  |  |  |  | FALSE
PXAY5NJ8 | JIAXING SUPER LIGHTING ELECTRIC APPLIANCE CO.,LTD | Super | T8L-IDDM13-2200-4ft-DCA-E1 | Linear Replacement Lamp | T8 Four-Foot | Replacement Lamps (plug and play) (UL Type A) |  | standard | FALSE | [10 empty] | January, 30 2020 00:00:00 | Not Dimmable | Not Dimmable | No |  | JJJOJX | [25 empty] | 5 | 2200 | 122 | 18 | 20 | 0.9 | 4500 | 82 |  |  |  | FALSE | FALSE | FALSE | [8 empty] | March, 30 2020 00:00:00 | FALSE | FALSE | FALSE | [6 empty] | AC | [7 empty] | FALSE
PHPYIFHM | JIAXING SUPER LIGHTING ELECTRIC APPLIANCE CO.,LTD | Super | T8L-IDDM13-1800-4ft-BCA-E1 | Linear Replacement Lamp | T8 Four-Foot | Replacement Lamps (plug and play) (UL Type A) |  | standard | FALSE | [10 empty] | January, 30 2020 00:00:00 | Not Dimmable | Not Dimmable | No |  | JJJOJY | [25 empty] | 4.4 | 1700 | 113 | 15 | 20 | 0.9 | 3500 | 82 |  |  |  | FALSE | FALSE | FALSE | [8 empty] | January, 30 2020 00:00:00 | FALSE | FALSE | FALSE | [6 empty] | AC | [7 empty] | FALSE
PUGBWX80 | JIAXING SUPER LIGHTING ELECTRIC APPLIANCE CO.,LTD | Super | T8L-IDDM13-2200-4ft-ECA-E1 | Linear Replacement Lamp | T8 Four-Foot | Replacement Lamps (plug and play) (UL Type A) |  | standard | FALSE | [10 empty] | January, 30 2020 00:00:00 | Not Dimmable | Not Dimmable | No |  | JJJOJX | [25 empty] | 5 | 2200 | 122 | 18 | 20 | 0.9 | 5000 | 82 |  |  |  | FALSE | FALSE | FALSE | [8 empty] | March, 30 2020 00:00:00 | FALSE | FALSE | FALSE | [6 empty] | AC | [7 empty] | FALSE
PXXKW1Q0 | JIAXING SUPER LIGHTING ELECTRIC APPLIANCE CO.,LTD | Super | T8L-IDDM13-2200-4ft-CCA-E1 | Linear Replacement Lamp | T8 Four-Foot | Replacement Lamps (plug and play) (UL Type A) |  | standard | FALSE | [10 empty] | January, 30 2020 00:00:00 | Not Dimmable | Not Dimmable | No |  | JJJOJX | [25 empty] | 5 | 2200 | 122 | 18 | 20 | 0.9 | 4000 | 82 |  |  |  | FALSE | FALSE | FALSE | [8 empty] | March, 30 2020 00:00:00 | FALSE | FALSE | FALSE | [6 empty] | AC | [7 empty] | FALSE
PE8GJQE6 | JIAXING SUPER LIGHTING ELECTRIC APPLIANCE CO.,LTD | Super | T8L-IDDM13-1800-4ft-ACA-E1 | Linear Replacement Lamp | T8 Four-Foot | Replacement Lamps (plug and play) (UL Type A) |  | standard | TRUE |  | 1700.9 | 122.4 | 13.9 | 14.64 | 0.9543 | 3066 | 82.3 | 5 | 50000 | January, 30 2020 00:00:00 | Not Dimmable | Not Dimmable | No |  | JJJOJY | [15 empty] | 83 |  | 1.28 | 1.34 | [6 empty] | 5 | 1700 | 113 | 15 | 20 | 0.9 | 3000 | 82 |  |  |  | FALSE | FALSE | FALSE | [8 empty] | March, 30 2020 00:00:00 | FALSE | FALSE | FALSE | [6 empty] | AC |  |  | 277 |  |  |  |  | FALSE
PE673GWZ | JIAXING SUPER LIGHTING ELECTRIC APPLIANCE CO.,LTD | Super | T8L-IDDM13-1800-4ft-CCA-E1 | Linear Replacement Lamp | T8 Four-Foot | Replacement Lamps (plug and play) (UL Type A) |  | standard | FALSE | [10 empty] | January, 30 2020 00:00:00 | Not Dimmable | Not Dimmable | No |  | JJJOJY | [25 empty] | 5 | 1800 | 120 | 15 | 20 | 0.9 | 4000 | 82 |  |  |  | FALSE | FALSE | FALSE | [8 empty] | March, 30 2020 00:00:00 | FALSE | FALSE | FALSE | [6 empty] | AC | [7 empty] | FALSE
P8LWM403 | LEDVANCE, LLC (formerly OSRAM SYLVANIA, INC) | Sylvania | LED13T8L48FGDIM835SUBG9 | Linear Replacement Lamp | T8 Four-Foot | Replacement Lamps (plug and play) (UL Type A) |  | standard | FALSE | [10 empty] | January, 29 2020 00:00:00 | Dimmable | Continuous Above 10 | No |  | NANQMU | [25 empty] | 5 | 2000 | 129 | 15.5 | 10 | 0.9 | 3500 | 82 |  |  |  | FALSE | FALSE | FALSE | [8 empty] | March, 30 2020 00:00:00 | FALSE | FALSE | FALSE | [6 empty] | AC |  |  |  |  | 2000 | 15.5 |  | FALSE
PCCWSYPW | LEDVANCE, LLC (formerly OSRAM SYLVANIA, INC) | Sylvania | LED13T8L48FGDIM841SUBG9 | Linear Replacement Lamp | T8 Four-Foot | Replacement Lamps (plug and play) (UL Type A) |  | standard | FALSE | [10 empty] | January, 29 2020 00:00:00 | Dimmable | Continuous Above 10 | No |  | NANQMU | [25 empty] | 5 | 2100 | 135 | 15.5 | 10 | 0.9 | 4100 | 82 |  |  |  | FALSE | FALSE | FALSE | [8 empty] | March, 30 2020 00:00:00 | FALSE | FALSE | FALSE | [6 empty] | AC |  |  |  |  | 2100 | 15.5 |  | FALSE
PYE50L9G | LEDVANCE, LLC (formerly OSRAM SYLVANIA, INC) | Sylvania | LED13T8L48FGDIM830SUBG9 | Linear Replacement Lamp | T8 Four-Foot | Replacement Lamps (plug and play) (UL Type A) |  | standard | TRUE |  | 2075.1 | 123.3 | 16.83 | 6.64 | 0.9724 | 2931 | 81.9 | 5 | 50000 | January, 29 2020 00:00:00 | Dimmable | Continuous Above 10 | No |  | NANQMU | [15 empty] | 82.7 |  | 1.3 | 1.36 | [6 empty] | 5 | 2000 | 129 | 15.5 | 10 | 0.9 | 3000 | 82 |  |  |  | FALSE | FALSE | FALSE | [8 empty] | March, 30 2020 00:00:00 | FALSE | FALSE | FALSE | [6 empty] | AC |  |  | 277 |  | 2000 | 15.5 |  | FALSE
PJKBKYXY | LEDVANCE, LLC (formerly OSRAM SYLVANIA, INC) | Sylvania | LED13T8L48FGDIM850SUBG9 | Linear Replacement Lamp | T8 Four-Foot | Replacement Lamps (plug and play) (UL Type A) |  | standard | FALSE | [10 empty] | January, 29 2020 00:00:00 | Dimmable | Continuous Above 10 | No |  | NANQMU | [25 empty] | 5 | 2100 | 135 | 15.5 | 10 | 0.9 | 5000 | 82 |  |  |  | FALSE | FALSE | FALSE | [8 empty] | March, 30 2020 00:00:00 | FALSE | FALSE | FALSE | [6 empty] | AC |  |  |  |  | 2100 | 15.5 |  | FALSE
PIM6C2QB | LEDVANCE, LLC (formerly OSRAM SYLVANIA, INC) | Sylvania | LED10T8L48FG835SUBG9 | Linear Replacement Lamp | T8 Four-Foot | Replacement Lamps (plug and play) (UL Type A) |  | standard | FALSE | [10 empty] | January, 29 2020 00:00:00 | Not Dimmable | Not Dimmable | No |  | NANQMT | [25 empty] | 5 | 1600 | 123 | 13 | 10 | 0.9 | 3500 | 82 |  |  |  | FALSE | FALSE | FALSE | [8 empty] | March, 30 2020 00:00:00 | FALSE | FALSE | FALSE | [6 empty] | AC | [7 empty] | FALSE
PH56HTI3 | LEDVANCE, LLC (formerly OSRAM SYLVANIA, INC) | Sylvania | LED10T8L48FG850SUBG9 | Linear Replacement Lamp | T8 Four-Foot | Replacement Lamps (plug and play) (UL Type A) |  | standard | FALSE | [10 empty] | January, 29 2020 00:00:00 | Not Dimmable | Not Dimmable | No |  | NANQMT | [25 empty] | 5 | 1600 | 123 | 13 | 10 | 0.9 | 5000 | 82 |  |  |  | FALSE | FALSE | FALSE | [8 empty] | March, 30 2020 00:00:00 | FALSE | FALSE | FALSE | [6 empty] | AC | [7 empty] | FALSE
P34DUYNN | LEDVANCE, LLC (formerly OSRAM SYLVANIA, INC) | Sylvania | LED10T8L48FG830SUBG9 | Linear Replacement Lamp | T8 Four-Foot | Replacement Lamps (plug and play) (UL Type A) |  | standard | TRUE |  | 1704.2 | 122 | 13.97 | 8.25 | 0.9613 | 2931 | 82 | 5 | 50000 | January, 29 2020 00:00:00 | Not Dimmable | Not Dimmable | No |  | NANQMT | [15 empty] | 82.7 |  | 1.3 | 1.36 | [6 empty] | 5 | 1600 | 123 | 13 | 10 | 0.9 | 3000 | 82 |  |  |  | FALSE | FALSE | FALSE | [8 empty] | March, 30 2020 00:00:00 | FALSE | FALSE | FALSE | [6 empty] | AC |  |  | 277 |  |  |  |  | FALSE
PTZOPCQ1 | LEDVANCE, LLC (formerly OSRAM SYLVANIA, INC) | Sylvania | LED10T8L48FG841SUBG9 | Linear Replacement Lamp | T8 Four-Foot | Replacement Lamps (plug and play) (UL Type A) |  | standard | FALSE | [10 empty] | January, 29 2020 00:00:00 | Not Dimmable | Not Dimmable | No |  | NANQMT | [25 empty] | 5 | 1600 | 123 | 13 | 10 | 0.9 | 4100 | 82 |  |  |  | FALSE | FALSE | FALSE | [8 empty] | March, 30 2020 00:00:00 | FALSE | FALSE | FALSE | [6 empty] | AC | [7 empty] | FALSE
PLUJDO6OKDT0 | JD International Lighting, Inc. | COMMERCIAL LED | CLT94-18WT8AM-40-AB | Linear Replacement Lamp | T8 Four-Foot | Dual Mode Internal Driver (UL Type A and Type B) |  | standard | FALSE | [10 empty] | January, 24 2020 00:00:00 | Not Dimmable | Not Dimmable | No | Updated on 04/10/2020 | YYYEGY | [25 empty] | 5 | 2378.67 | 119.772 | 19.86 | 8.38 | 0.9625 | 4000 | 81.4 |  |  |  | FALSE | FALSE | FALSE | [8 empty] | April, 10 2020 00:00:00 | FALSE | FALSE | FALSE | [6 empty] | AC | 120 | 277 | [5 empty] | FALSE
PLI55OFDZG64 | JD International Lighting, Inc. | COMMERCIAL LED | CLT94-18WT8PT-35-AB | Linear Replacement Lamp | T8 Four-Foot | Dual Mode Internal Driver (UL Type A and Type B) |  | standard | FALSE | [10 empty] | January, 24 2020 00:00:00 | Not Dimmable | Not Dimmable | No |  | YYYEGY | [25 empty] | 5 | 2418 | 123.24 | 19.62 | 8.61 | 0.9704 | 3500 | 81.1 |  |  |  | FALSE | FALSE | FALSE | [8 empty] | March, 30 2020 00:00:00 | FALSE | FALSE | FALSE | [6 empty] | AC | 120 | 277 | [5 empty] | FALSE
PLPAM4U7OXWA | JD International Lighting, Inc. | COMMERCIAL LED | CLT94-18WT8AT-45-AB | Linear Replacement Lamp | T8 Four-Foot | Dual Mode Internal Driver (UL Type A and Type B) |  | standard | FALSE | [10 empty] | January, 24 2020 00:00:00 | Not Dimmable | Not Dimmable | No |  | YYYEGZ | [25 empty] | 5 | 2443 | 128.04 | 19.08 | 8.99 | 0.9689 | 4500 | 83.4 |  |  |  | FALSE | FALSE | FALSE | [8 empty] | March, 30 2020 00:00:00 | FALSE | FALSE | FALSE | [6 empty] | AC | 120 | 277 | [5 empty] | FALSE
PL2TCPIAPSXL | JD International Lighting, Inc. | COMMERCIAL LED | CLT94-15WT8AM-40-AB | Linear Replacement Lamp | T8 Four-Foot | Dual Mode Internal Driver (UL Type A and Type B) |  | standard | FALSE | [10 empty] | January, 24 2020 00:00:00 | Not Dimmable | Not Dimmable | No |  | YYYEGY | [25 empty] | 5 | 2123.42 | 123.311 | 17.22 | 10.63 | 0.961 | 4000 | 81.3 |  |  |  | FALSE | FALSE | FALSE | [8 empty] | March, 30 2020 00:00:00 | FALSE | FALSE | FALSE | [6 empty] | AC | 120 | 277 | [5 empty] | FALSE
PLH1JFWQWAZG | JD International Lighting, Inc. | COMMERCIAL LED | CLT94-18WT8AM-45-AB | Linear Replacement Lamp | T8 Four-Foot | Dual Mode Internal Driver (UL Type A and Type B) |  | standard | FALSE | [10 empty] | January, 24 2020 00:00:00 | Not Dimmable | Not Dimmable | No | Updated on 04/10/2020 | YYYEGY | [25 empty] | 5 | 2399.02 | 120.797 | 19.86 | 8.38 | 0.9625 | 4500 | 81.4 |  |  |  | FALSE | FALSE | FALSE | [8 empty] | April, 10 2020 00:00:00 | FALSE | FALSE | FALSE | [6 empty] | AC | 120 | 277 | [5 empty] | FALSE
PLBH296IE1UP | JD International Lighting, Inc. | COMMERCIAL LED | CLT94-18WT8AT-35-AB | Linear Replacement Lamp | T8 Four-Foot | Dual Mode Internal Driver (UL Type A and Type B) |  | standard | FALSE | [10 empty] | January, 24 2020 00:00:00 | Not Dimmable | Not Dimmable | No |  | YYYEGZ | [25 empty] | 5 | 2392 | 125.37 | 19.08 | 8.99 | 0.9689 | 3500 | 83.4 |  |  |  | FALSE | FALSE | FALSE | [8 empty] | March, 30 2020 00:00:00 | FALSE | FALSE | FALSE | [6 empty] | AC | 120 | 277 | [5 empty] | FALSE
PLHIFQIQXA8E | JD International Lighting, Inc. | COMMERCIAL LED | CLT94-18WT8AM-50-AB | Linear Replacement Lamp | T8 Four-Foot | Dual Mode Internal Driver (UL Type A and Type B) |  | standard | FALSE | [10 empty] | January, 24 2020 00:00:00 | Not Dimmable | Not Dimmable | No | Updated on 04/10/2020 | YYYEGY | [25 empty] | 5 | 2416.8 | 121.692 | 19.86 | 8.38 | 0.9625 | 5000 | 81.4 |  |  |  | FALSE | FALSE | FALSE | [8 empty] | April, 10 2020 00:00:00 | FALSE | FALSE | FALSE | [6 empty] | AC | 120 | 277 | [5 empty] | FALSE
PLIMKQCQ4YXE | JD International Lighting, Inc. | COMMERCIAL LED | CLT94-18WT8AT-40-AB | Linear Replacement Lamp | T8 Four-Foot | Dual Mode Internal Driver (UL Type A and Type B) |  | standard | FALSE | [10 empty] | January, 24 2020 00:00:00 | Not Dimmable | Not Dimmable | No |  | YYYEGZ | [25 empty] | 5 | 2418 | 126.73 | 19.08 | 8.99 | 0.9689 | 4000 | 83.4 |  |  |  | FALSE | FALSE | FALSE | [8 empty] | March, 30 2020 00:00:00 | FALSE | FALSE | FALSE | [6 empty] | AC | 120 | 277 | [5 empty] | FALSE
PL69WGYS8H9B | JD International Lighting, Inc. | COMMERCIAL LED | CLT94-12WT8AM-45-AB | Linear Replacement Lamp | T8 Four-Foot | Dual Mode Internal Driver (UL Type A and Type B) |  | standard | FALSE | [10 empty] | January, 24 2020 00:00:00 | Not Dimmable | Not Dimmable | No |  | YYYEGY | [25 empty] | 5 | 1779.62 | 121.227 | 14.68 | 13.04 | 0.9523 | 4500 | 81.3 |  |  |  | FALSE | FALSE | FALSE | [8 empty] | March, 30 2020 00:00:00 | FALSE | FALSE | FALSE | [6 empty] | AC | 120 | 277 | [5 empty] | FALSE
PL1WDNJ4WEJJ | JD International Lighting, Inc. | COMMERCIAL LED | CLT94-18WT8AT-30-AB | Linear Replacement Lamp | T8 Four-Foot | Dual Mode Internal Driver (UL Type A and Type B) |  | standard | TRUE |  | 2367 | 123.73 | 19.13 | 8.99 | 0.9689 | 3092 | 83.4 | 5 | 50000 | January, 24 2020 00:00:00 | Not Dimmable | Not Dimmable | No |  | YYYEGZ | [15 empty] | 85.7 |  | 1.24 | 1.22 | [6 empty] | 5 | 2367 | 123.73 | 19.13 | 8.99 | 0.9689 | 3000 | 83.4 |  |  |  | FALSE | FALSE | FALSE | [8 empty] | March, 30 2020 00:00:00 | FALSE | FALSE | FALSE | [6 empty] | AC | 120 | 277 | 120 |  |  |  |  | FALSE
PL37YYQI9QFX | JD International Lighting, Inc. | COMMERCIAL LED | CLT94-12WT8AM-40-AB | Linear Replacement Lamp | T8 Four-Foot | Dual Mode Internal Driver (UL Type A and Type B) |  | standard | FALSE | [10 empty] | January, 24 2020 00:00:00 | Not Dimmable | Not Dimmable | No |  | YYYEGY | [25 empty] | 5 | 1764.52 | 120.199 | 14.68 | 13.04 | 0.9523 | 4000 | 81.3 |  |  |  | FALSE | FALSE | FALSE | [8 empty] | March, 30 2020 00:00:00 | FALSE | FALSE | FALSE | [6 empty] | AC | 120 | 277 | [5 empty] | FALSE
PLDX0OGZ4LNC | JD International Lighting, Inc. | COMMERCIAL LED | CLT94-15WT8AM-35-AB | Linear Replacement Lamp | T8 Four-Foot | Dual Mode Internal Driver (UL Type A and Type B) |  | standard | FALSE | [10 empty] | January, 24 2020 00:00:00 | Not Dimmable | Not Dimmable | No |  | YYYEGY | [25 empty] | 5 | 2104 | 122.184 | 17.22 | 10.63 | 0.961 | 3500 | 81.3 |  |  |  | FALSE | FALSE | FALSE | [8 empty] | March, 30 2020 00:00:00 | FALSE | FALSE | FALSE | [6 empty] | AC | 120 | 277 | [5 empty] | FALSE
PLTHK0TVMXRX | JD International Lighting, Inc. | COMMERCIAL LED | CLT94-18WT8AM-30-AB | Linear Replacement Lamp | T8 Four-Foot | Dual Mode Internal Driver (UL Type A and Type B) |  | standard | TRUE |  | 2328 | 117.52 | 19.81 | 8.38 | 0.9625 | 2981 | 81.4 | 5 |  | January, 24 2020 00:00:00 | Not Dimmable | Not Dimmable | No | Updated on 04/10/2020 | YYYEGY | [15 empty] | 84.6 |  | 1.26 | 1.34 | [6 empty] | 5 | 2339 | 117.77 | 19.86 | 8.38 | 0.9625 | 3000 | 81.4 |  |  |  | FALSE | FALSE | FALSE | [8 empty] | April, 10 2020 00:00:00 | FALSE | FALSE | FALSE | [6 empty] | AC | 120 | 277 | 277 |  |  |  |  | FALSE
PL41J7P0IUQ8 | JD International Lighting, Inc. | COMMERCIAL LED | CLT94-18WT8AM-35-AB | Linear Replacement Lamp | T8 Four-Foot | Dual Mode Internal Driver (UL Type A and Type B) |  | standard | FALSE | [10 empty] | January, 24 2020 00:00:00 | Not Dimmable | Not Dimmable | No | Updated on 04/10/2020 | YYYEGY | [25 empty] | 5 | 2356.92 | 118.677 | 19.86 | 8.38 | 0.9625 | 3500 | 81.4 |  |  |  | FALSE | FALSE | FALSE | [8 empty] | April, 10 2020 00:00:00 | FALSE | FALSE | FALSE | [6 empty] | AC | 120 | 277 | [5 empty] | FALSE
PLXALXL91HWY | JD International Lighting, Inc. | COMMERCIAL LED | CLT94-10WT8AM-50-AB | Linear Replacement Lamp | T8 Four-Foot | Dual Mode Internal Driver (UL Type A and Type B) |  | standard | FALSE | [10 empty] | January, 24 2020 00:00:00 | Not Dimmable | Not Dimmable | No |  | YYYEGY | [25 empty] | 5 | 1677.11 | 123.955 | 13.53 | 22.87 | 0.9158 | 5000 | 81.4 |  |  |  | FALSE | FALSE | FALSE | [8 empty] | March, 30 2020 00:00:00 | FALSE | FALSE | FALSE | [6 empty] | AC | 120 | 277 | [5 empty] | FALSE
PL58HOMZTA18 | JD International Lighting, Inc. | COMMERCIAL LED | CLT94-12WT8AM-30-AB | Linear Replacement Lamp | T8 Four-Foot | Dual Mode Internal Driver (UL Type A and Type B) |  | standard | FALSE | [10 empty] | January, 24 2020 00:00:00 | Not Dimmable | Not Dimmable | No |  | YYYEGY | [25 empty] | 5 | 1735 | 118.19 | 14.68 | 13.04 | 0.9523 | 3000 | 81.3 |  |  |  | FALSE | FALSE | FALSE | [8 empty] | March, 30 2020 00:00:00 | FALSE | FALSE | FALSE | [6 empty] | AC | 120 | 277 | [5 empty] | FALSE
PL5W0S3BTEUI | JD International Lighting, Inc. | COMMERCIAL LED | CLT94-15WT8AM-30-AB | Linear Replacement Lamp | T8 Four-Foot | Dual Mode Internal Driver (UL Type A and Type B) |  | standard | FALSE | [10 empty] | January, 24 2020 00:00:00 | Not Dimmable | Not Dimmable | No |  | YYYEGY | [25 empty] | 5 | 2088 | 121.25 | 17.22 | 10.63 | 0.961 | 3000 | 81.3 |  |  |  | FALSE | FALSE | FALSE | [8 empty] | March, 30 2020 00:00:00 | FALSE | FALSE | FALSE | [6 empty] | AC | 120 | 277 | [5 empty] | FALSE
PLGGI9SX37D0 | JD International Lighting, Inc. | COMMERCIAL LED | CLT94-18WT8PT-45-AB | Linear Replacement Lamp | T8 Four-Foot | Dual Mode Internal Driver (UL Type A and Type B) |  | standard | FALSE | [10 empty] | January, 24 2020 00:00:00 | Not Dimmable | Not Dimmable | No |  | YYYEGY | [25 empty] | 5 | 2475 | 126.15 | 19.62 | 8.61 | 0.9704 | 4500 | 81.1 |  |  |  | FALSE | FALSE | FALSE | [8 empty] | March, 30 2020 00:00:00 | FALSE | FALSE | FALSE | [6 empty] | AC | 120 | 277 | [5 empty] | FALSE
PLPS38J6739T | JD International Lighting, Inc. | COMMERCIAL LED | CLT94-10WT8AM-45-AB | Linear Replacement Lamp | T8 Four-Foot | Dual Mode Internal Driver (UL Type A and Type B) |  | standard | FALSE | [10 empty] | January, 24 2020 00:00:00 | Not Dimmable | Not Dimmable | No |  | YYYEGY | [25 empty] | 5 | 1664.77 | 123.043 | 13.53 | 22.87 | 0.9158 | 4500 | 81.4 |  |  |  | FALSE | FALSE | FALSE | [8 empty] | March, 30 2020 00:00:00 | FALSE | FALSE | FALSE | [6 empty] | AC | 120 | 277 | [5 empty] | FALSE
PLU2CE8P797W | JD International Lighting, Inc. | COMMERCIAL LED | CLT94-10WT8AM-40-AB | Linear Replacement Lamp | T8 Four-Foot | Dual Mode Internal Driver (UL Type A and Type B) |  | standard | FALSE | [10 empty] | January, 24 2020 00:00:00 | Not Dimmable | Not Dimmable | No |  | YYYEGY | [25 empty] | 5 | 1650.65 | 121.999 | 13.53 | 22.87 | 0.9158 | 4000 | 81.4 |  |  |  | FALSE | FALSE | FALSE | [8 empty] | March, 30 2020 00:00:00 | FALSE | FALSE | FALSE | [6 empty] | AC | 120 | 277 | [5 empty] | FALSE
PLY6NGS5CRMI | JD International Lighting, Inc. | COMMERCIAL LED | CLT94-15WT8AM-50-AB | Linear Replacement Lamp | T8 Four-Foot | Dual Mode Internal Driver (UL Type A and Type B) |  | standard | FALSE | [10 empty] | January, 24 2020 00:00:00 | Not Dimmable | Not Dimmable | No |  | YYYEGY | [25 empty] | 5 | 2157.45 | 125.288 | 17.22 | 10.63 | 0.961 | 5000 | 81.3 |  |  |  | FALSE | FALSE | FALSE | [8 empty] | March, 30 2020 00:00:00 | FALSE | FALSE | FALSE | [6 empty] | AC | 120 | 277 | [5 empty] | FALSE
PL8ZFUK7KCTF | JD International Lighting, Inc. | COMMERCIAL LED | CLT94-12WT8AM-35-AB | Linear Replacement Lamp | T8 Four-Foot | Dual Mode Internal Driver (UL Type A and Type B) |  | standard | FALSE | [10 empty] | January, 24 2020 00:00:00 | Not Dimmable | Not Dimmable | No |  | YYYEGY | [25 empty] | 5 | 1748.39 | 119.1 | 14.68 | 13.04 | 0.9523 | 3500 | 81.3 |  |  |  | FALSE | FALSE | FALSE | [8 empty] | March, 30 2020 00:00:00 | FALSE | FALSE | FALSE | [6 empty] | AC | 120 | 277 | [5 empty] | FALSE
PLBZHMEG19NM | JD International Lighting, Inc. | COMMERCIAL LED | CLT94-18WT8AT-50-AB | Linear Replacement Lamp | T8 Four-Foot | Dual Mode Internal Driver (UL Type A and Type B) |  | standard | FALSE | [10 empty] | January, 24 2020 00:00:00 | Not Dimmable | Not Dimmable | No |  | YYYEGZ | [25 empty] | 5 | 2468 | 129.76 | 19.02 | 9.63 | 0.9649 | 5000 | 86.2 |  |  |  | FALSE | FALSE | FALSE | [8 empty] | March, 30 2020 00:00:00 | FALSE | FALSE | FALSE | [6 empty] | AC | 120 | 277 | [5 empty] | FALSE
PLSV880F2WI6 | JD International Lighting, Inc. | COMMERCIAL LED | CLT94-12WT8AM-50-AB | Linear Replacement Lamp | T8 Four-Foot | Dual Mode Internal Driver (UL Type A and Type B) |  | standard | FALSE | [10 empty] | January, 24 2020 00:00:00 | Not Dimmable | Not Dimmable | No |  | YYYEGY | [25 empty] | 5 | 1792.81 | 122.126 | 14.68 | 13.04 | 0.9523 | 5000 | 81.3 |  |  |  | FALSE | FALSE | FALSE | [8 empty] | March, 30 2020 00:00:00 | FALSE | FALSE | FALSE | [6 empty] | AC | 120 | 277 | [5 empty] | FALSE
PLQM8SKBQ7OI | JD International Lighting, Inc. | COMMERCIAL LED | CLT94-10WT8AM-30-AB | Linear Replacement Lamp | T8 Four-Foot | Dual Mode Internal Driver (UL Type A and Type B) |  | standard | TRUE |  | 1642 | 119.42 | 13.75 | 22.87 | 0.9158 | 2962 | 81.4 | 5 |  | January, 24 2020 00:00:00 | Not Dimmable | Not Dimmable | No |  | YYYEGY | [15 empty] | 84.6 |  | 1.24 | 1.38 | [6 empty] | 5 | 1623 | 119.96 | 13.53 | 22.87 | 0.9158 | 3000 | 81.4 |  |  |  | FALSE | FALSE | FALSE | [8 empty] | March, 30 2020 00:00:00 | FALSE | FALSE | FALSE | [6 empty] | AC | 120 | 277 | 277 |  |  |  |  | FALSE
PLBDI7TOSBZE | JD International Lighting, Inc. | COMMERCIAL LED | CLT94-18WT8PT-40-AB | Linear Replacement Lamp | T8 Four-Foot | Dual Mode Internal Driver (UL Type A and Type B) |  | standard | FALSE | [10 empty] | January, 24 2020 00:00:00 | Not Dimmable | Not Dimmable | No |  | YYYEGY | [25 empty] | 5 | 2446 | 124.67 | 19.62 | 8.61 | 0.9704 | 4000 | 81.1 |  |  |  | FALSE | FALSE | FALSE | [8 empty] | March, 30 2020 00:00:00 | FALSE | FALSE | FALSE | [6 empty] | AC | 120 | 277 | [5 empty] | FALSE
PLEDIHLB5AWC | JD International Lighting, Inc. | COMMERCIAL LED | CLT94-18WT8PT-30-AB | Linear Replacement Lamp | T8 Four-Foot | Dual Mode Internal Driver (UL Type A and Type B) |  | standard | FALSE | [10 empty] | January, 24 2020 00:00:00 | Not Dimmable | Not Dimmable | No |  | YYYEGY | [25 empty] | 5 | 2389 | 122.51 | 19.5 | 8.61 | 0.9704 | 3000 | 81.1 |  |  |  | FALSE | FALSE | FALSE | [8 empty] | March, 30 2020 00:00:00 | FALSE | FALSE | FALSE | [6 empty] | AC | 120 | 277 | [5 empty] | FALSE
PL1OELU2AQ6Q | JD International Lighting, Inc. | COMMERCIAL LED | CLT94-18WT8PT-50-AB | Linear Replacement Lamp | T8 Four-Foot | Dual Mode Internal Driver (UL Type A and Type B) |  | standard | FALSE | [10 empty] | January, 24 2020 00:00:00 | Not Dimmable | Not Dimmable | No |  | YYYEGY | [25 empty] | 5 | 2503 | 126.8 | 19.74 | 9.11 | 0.9682 | 5000 | 83.2 |  |  |  | FALSE | FALSE | FALSE | [8 empty] | March, 30 2020 00:00:00 | FALSE | FALSE | FALSE | [6 empty] | AC | 120 | 277 | [5 empty] | FALSE
PLRQVVIKV1P7 | JD International Lighting, Inc. | COMMERCIAL LED | CLT94-10WT8AM-35-AB | Linear Replacement Lamp | T8 Four-Foot | Dual Mode Internal Driver (UL Type A and Type B) |  | standard | FALSE | [10 empty] | January, 24 2020 00:00:00 | Not Dimmable | Not Dimmable | No |  | YYYEGY | [25 empty] | 5 | 1635.56 | 120.884 | 13.53 | 22.87 | 0.9158 | 3500 | 81.4 |  |  |  | FALSE | FALSE | FALSE | [8 empty] | March, 30 2020 00:00:00 | FALSE | FALSE | FALSE | [6 empty] | AC | 120 | 277 | [5 empty] | FALSE
PL54FC08WZ60 | JD International Lighting, Inc. | COMMERCIAL LED | CLT94-15WT8AM-45-AB | Linear Replacement Lamp | T8 Four-Foot | Dual Mode Internal Driver (UL Type A and Type B) |  | standard | FALSE | [10 empty] | January, 24 2020 00:00:00 | Not Dimmable | Not Dimmable | No |  | YYYEGY | [25 empty] | 5 | 2141.58 | 124.366 | 17.22 | 10.63 | 0.961 | 4500 | 81.3 |  |  |  | FALSE | FALSE | FALSE | [8 empty] | March, 30 2020 00:00:00 | FALSE | FALSE | FALSE | [6 empty] | AC | 120 | 277 | [5 empty] | FALSE
PLEV6IE1WW9M | Wen Lighting | WEN | WEN-T8GABBEUL1218AT-45-A | Linear Replacement Lamp | T8 Four-Foot | Dual Mode Internal Driver (UL Type A and Type B) |  | standard | FALSE | [10 empty] | January, 23 2020 00:00:00 | Not Dimmable | Not Dimmable | No |  | IIINUV | [25 empty] | 5 | 2443 | 128.04 | 19.08 | 8.99 | 0.9689 | 4500 | 83.4 |  |  |  | FALSE | FALSE | FALSE | [8 empty] | March, 30 2020 00:00:00 | FALSE | FALSE | FALSE | [6 empty] | AC | 120 | 277 | [5 empty] | FALSE
PLTXHX7ZH2SB | Wen Lighting | WEN | WEN-T8GABBEUL1218AM-30-A | Linear Replacement Lamp | T8 Four-Foot | Dual Mode Internal Driver (UL Type A and Type B) |  | standard | TRUE |  | 2328 | 117.52 | 19.81 | 8.38 | 0.9625 | 2981 | 81.4 | 5 |  | January, 23 2020 00:00:00 | Not Dimmable | Not Dimmable | No | Updated on 03/25/2020 | IIINUU | [15 empty] | 84.6 |  | 1.26 | 1.34 | [6 empty] | 5 | 2339 | 117.77 | 19.86 | 8.38 | 0.9625 | 3000 | 81.4 |  |  |  | FALSE | FALSE | FALSE | [8 empty] | March, 30 2020 00:00:00 | FALSE | FALSE | FALSE | [6 empty] | AC | 120 | 277 | 277 |  |  |  |  | FALSE
PLIKDG2BNWSF | ATG Electronics Corp. | ATG | T8F4G-11-835-DR | Linear Replacement Lamp | T8 Four-Foot | Replacement Lamps (plug and play) (UL Type A) |  | standard | FALSE | [10 empty] | January, 23 2020 00:00:00 | Dimmable | Continuous Above 10 | No |  | BBBERB | [25 empty] | 5 | 1650 | 126.923 | 13 | 20 | 0.9 | 3500 | 82 |  |  | 4 | FALSE | FALSE | FALSE | [8 empty] | March, 30 2020 00:00:00 | FALSE | FALSE | FALSE | [6 empty] | AC |  |  |  |  | 1650 | 13 |  | FALSE
PLLFLJP1D4MH | ATG Electronics Corp. | ATG | T8F4G-14-840-DR | Linear Replacement Lamp | T8 Four-Foot | Replacement Lamps (plug and play) (UL Type A) |  | standard | FALSE | [10 empty] | January, 23 2020 00:00:00 | Dimmable | Continuous Above 10 | No |  | BBBERC | [25 empty] | 5 | 2300 | 132 | 17.5 | 20 | 0.9 | 4000 | 82 |  |  | 4 | FALSE | FALSE | FALSE | [8 empty] | March, 30 2020 00:00:00 | FALSE | FALSE | FALSE | [6 empty] | AC |  |  |  |  | 2300 | 17.5 |  | FALSE
PL31WLTM8XHZ | Wen Lighting | WEN | WEN-T8GABBEUL1218AM-50-A | Linear Replacement Lamp | T8 Four-Foot | Dual Mode Internal Driver (UL Type A and Type B) |  | standard | FALSE | [10 empty] | January, 23 2020 00:00:00 | Not Dimmable | Not Dimmable | No | Updated on 03/25/2020 | IIINUU | [25 empty] | 5 | 2416.8 | 121.692 | 19.86 | 8.38 | 0.9625 | 5000 | 81.4 |  |  |  | FALSE | FALSE | FALSE | [8 empty] | March, 30 2020 00:00:00 | FALSE | FALSE | FALSE | [6 empty] | AC | 120 | 277 | [5 empty] | FALSE
PLU1YKOFF1RQ | Wen Lighting | WEN | WEN-T8GABBEUL1218AT-35-A | Linear Replacement Lamp | T8 Four-Foot | Dual Mode Internal Driver (UL Type A and Type B) |  | standard | FALSE | [10 empty] | January, 23 2020 00:00:00 | Not Dimmable | Not Dimmable | No |  | IIINUV | [25 empty] | 5 | 2392 | 125.37 | 19.08 | 8.99 | 0.9689 | 3500 | 83.4 |  |  |  | FALSE | FALSE | FALSE | [8 empty] | March, 30 2020 00:00:00 | FALSE | FALSE | FALSE | [6 empty] | AC | 120 | 277 | [5 empty] | FALSE
PLUQI8K7H5Q6 | ATG Electronics Corp. | ATG | T8F4G-14-835-DR | Linear Replacement Lamp | T8 Four-Foot | Replacement Lamps (plug and play) (UL Type A) |  | standard | FALSE | [10 empty] | January, 23 2020 00:00:00 | Dimmable | Continuous Above 10 | No |  | BBBERC | [25 empty] | 5 | 2200 | 126 | 17.5 | 20 | 0.9 | 3500 | 82 |  |  | 4 | FALSE | FALSE | FALSE | [8 empty] | March, 30 2020 00:00:00 | FALSE | FALSE | FALSE | [6 empty] | AC |  |  |  |  | 2200 | 17.5 |  | FALSE
PLZDH80SYOWX | Wen Lighting | WEN | WEN-T8GABBEUL1218AT-40-A | Linear Replacement Lamp | T8 Four-Foot | Dual Mode Internal Driver (UL Type A and Type B) |  | standard | FALSE | [10 empty] | January, 23 2020 00:00:00 | Not Dimmable | Not Dimmable | No |  | IIINUV | [25 empty] | 5 | 2418 | 126.73 | 19.08 | 8.99 | 0.9689 | 4000 | 83.4 |  |  |  | FALSE | FALSE | FALSE | [8 empty] | March, 30 2020 00:00:00 | FALSE | FALSE | FALSE | [6 empty] | AC | 120 | 277 | [5 empty] | FALSE
PLGBCHEJ6IYB | Wen Lighting | WEN | WEN-T8GABBEUL1218AM-45-A | Linear Replacement Lamp | T8 Four-Foot | Dual Mode Internal Driver (UL Type A and Type B) |  | standard | FALSE | [10 empty] | January, 23 2020 00:00:00 | Not Dimmable | Not Dimmable | No | Updated on 03/25/2020 | IIINUU | [25 empty] | 5 | 2399.02 | 120.797 | 19.86 | 8.38 | 0.9625 | 4500 | 81.4 |  |  |  | FALSE | FALSE | FALSE | [8 empty] | March, 30 2020 00:00:00 | FALSE | FALSE | FALSE | [6 empty] | AC | 120 | 277 | [5 empty] | FALSE
PLX0Z4O4HZ0O | ATG Electronics Corp. | ATG | T8F4G-14-850-DR | Linear Replacement Lamp | T8 Four-Foot | Replacement Lamps (plug and play) (UL Type A) |  | standard | FALSE | [10 empty] | January, 23 2020 00:00:00 | Dimmable | Continuous Above 10 | No |  | BBBERC | [25 empty] | 5 | 2300 | 132 | 17.5 | 20 | 0.9 | 5000 | 82 |  |  | 4 | FALSE | FALSE | FALSE | [8 empty] | March, 30 2020 00:00:00 | FALSE | FALSE | FALSE | [6 empty] | AC |  |  |  |  | 2300 | 17.5 |  | FALSE
PL1ZD5SBIMZW | Wen Lighting | WEN | WEN-T8GABBEUL1218AM-40-A | Linear Replacement Lamp | T8 Four-Foot | Dual Mode Internal Driver (UL Type A and Type B) |  | standard | FALSE | [10 empty] | January, 23 2020 00:00:00 | Not Dimmable | Not Dimmable | No | Updated on 03/25/2020 | IIINUU | [25 empty] | 5 | 2378.67 | 119.772 | 19.86 | 8.38 | 0.9625 | 4000 | 81.4 |  |  |  | FALSE | FALSE | FALSE | [8 empty] | March, 30 2020 00:00:00 | FALSE | FALSE | FALSE | [6 empty] | AC | 120 | 277 | [5 empty] | FALSE
PLHSMSXG817O | Wen Lighting | WEN | WEN-T8GABBEUL1218AT-30-A | Linear Replacement Lamp | T8 Four-Foot | Dual Mode Internal Driver (UL Type A and Type B) |  | standard | TRUE |  | 2367 | 123.73 | 19.13 | 8.99 | 0.9689 | 3092 | 83.4 | 5 | 50000 | January, 23 2020 00:00:00 | Not Dimmable | Not Dimmable | No |  | IIINUV | [15 empty] | 85.7 |  | 1.24 | 1.22 | [6 empty] | 5 | 2367 | 123.73 | 19.13 | 8.99 | 0.9689 | 3000 | 83.4 |  |  |  | FALSE | FALSE | FALSE | [8 empty] | March, 30 2020 00:00:00 | FALSE | FALSE | FALSE | [6 empty] | AC | 120 | 277 | 120 |  |  |  |  | FALSE
PLWR2DEOHIKV | ATG Electronics Corp. | ATG | T8F4G-11-830-DR | Linear Replacement Lamp | T8 Four-Foot | Replacement Lamps (plug and play) (UL Type A) |  | standard | TRUE |  | 1614 | 117.3 | 13.76 | 13.08 | 0.9377 | 2963 | 82 | 5 | 50000 | January, 23 2020 00:00:00 | Dimmable | Continuous Above 10 | No |  | BBBERB | [15 empty] | 80.9 |  | 1.28 | 1.38 | [6 empty] | 5 | 1650 | 126.923 | 13 | 20 | 0.9 | 3000 | 82 |  |  | 4 | FALSE | FALSE | FALSE | [8 empty] | March, 30 2020 00:00:00 | FALSE | FALSE | FALSE | [6 empty] | AC |  |  | 277 |  | 1650 | 13 |  | FALSE
PL3LJ3R7PWRT | ATG Electronics Corp. | ATG | T8F4G-11-850-DR | Linear Replacement Lamp | T8 Four-Foot | Replacement Lamps (plug and play) (UL Type A) |  | standard | FALSE | [10 empty] | January, 23 2020 00:00:00 | Dimmable | Continuous Above 10 | No |  | BBBERB | [25 empty] | 5 | 1700 | 131 | 13 | 20 | 0.9 | 5000 | 82 |  |  | 4 | FALSE | FALSE | FALSE | [8 empty] | March, 30 2020 00:00:00 | FALSE | FALSE | FALSE | [6 empty] | AC |  |  |  |  | 1700 | 13 |  | FALSE
PLQQHRSW0AAY | ATG Electronics Corp. | ATG | T8F4G-11-840-DR | Linear Replacement Lamp | T8 Four-Foot | Replacement Lamps (plug and play) (UL Type A) |  | standard | FALSE | [10 empty] | January, 23 2020 00:00:00 | Dimmable | Continuous Above 10 | No |  | BBBERB | [25 empty] | 5 | 1700 | 131 | 13 | 20 | 0.9 | 4000 | 82 |  |  | 4 | FALSE | FALSE | FALSE | [8 empty] | March, 30 2020 00:00:00 | FALSE | FALSE | FALSE | [6 empty] | AC |  |  |  |  | 1700 | 13 |  | FALSE
PL4O741WIEFQ | ATG Electronics Corp. | ATG | T8F4G-14-830-DR | Linear Replacement Lamp | T8 Four-Foot | Replacement Lamps (plug and play) (UL Type A) |  | standard | TRUE |  | 2211 | 123.7 | 17.85 | 9.45 | 0.9599 | 2963 | 81.9 | 5 | 50000 | January, 23 2020 00:00:00 | Dimmable | Continuous Above 10 | No |  | BBBERC | [15 empty] | 81.2 |  | 1.26 | 1.32 | [6 empty] | 5 | 2200 | 126 | 17.5 | 20 | 0.9 | 3000 | 82 |  |  | 4 | FALSE | FALSE | FALSE | [8 empty] | March, 30 2020 00:00:00 | FALSE | FALSE | FALSE | [6 empty] | AC |  |  | 120 |  | 2200 | 17.5 |  | FALSE
PLOAE0AF8EUY | Wen Lighting | WEN | WEN-T8GABBEUL1218AM-35-A | Linear Replacement Lamp | T8 Four-Foot | Dual Mode Internal Driver (UL Type A and Type B) |  | standard | FALSE | [10 empty] | January, 23 2020 00:00:00 | Not Dimmable | Not Dimmable | No | Updated on 03/25/2020 | IIINUU | [25 empty] | 5 | 2356.92 | 118.677 | 19.86 | 8.38 | 0.9625 | 3500 | 81.4 |  |  |  | FALSE | FALSE | FALSE | [8 empty] | March, 30 2020 00:00:00 | FALSE | FALSE | FALSE | [6 empty] | AC | 120 | 277 | [5 empty] | FALSE
PLYXGAFH8QFL | Wen Lighting | WEN | WEN-T8GABBEUL1218AT-50-A | Linear Replacement Lamp | T8 Four-Foot | Dual Mode Internal Driver (UL Type A and Type B) |  | standard | FALSE | [10 empty] | January, 23 2020 00:00:00 | Not Dimmable | Not Dimmable | No |  | IIINUV | [25 empty] | 5 | 2468 | 129.76 | 19.02 | 9.63 | 0.9649 | 5000 | 86.2 |  |  |  | FALSE | FALSE | FALSE | [8 empty] | March, 30 2020 00:00:00 | FALSE | FALSE | FALSE | [6 empty] | AC | 120 | 277 | [5 empty] | FALSE
PLJY6ZIXMH0V | Beyond Signs Inc. dba Beyond LED Technology | Beyond | BLT-4FT-15WAB3L(3000K) | Linear Replacement Lamp | T8 Four-Foot | Dual Mode Internal Driver (UL Type A and Type B) |  | standard | TRUE |  | 2272.3 | 135.1 | 16.82 | 11.35 | 0.9666 | 2915 | 80.9 | 5 | 50000 | January, 22 2020 00:00:00 | Not Dimmable | Not Dimmable | No |  | IIINUO | [15 empty] | 81.7 |  | 1.24 | 1.28 | [6 empty] | 5 | 2272.3 | 135.498 | 16.77 | 20 | 0.9 | 3000 | 83 |  |  |  | FALSE | FALSE | FALSE | [8 empty] | March, 30 2020 00:00:00 | FALSE | FALSE | FALSE | [6 empty] | AC | 120 | 277 | 120 |  |  |  |  | FALSE
PLDGJVXF81FN | Beyond Signs Inc. dba Beyond LED Technology | Beyond | BLT-4FT-15WAB3L(4500K) | Linear Replacement Lamp | T8 Four-Foot | Dual Mode Internal Driver (UL Type A and Type B) |  | standard | FALSE | [10 empty] | January, 22 2020 00:00:00 | Not Dimmable | Not Dimmable | No |  | IIINUO | [25 empty] | 5 | 2341 | 138.849 | 16.86 | 20 | 0.9 | 4500 | 83 |  |  |  | FALSE | FALSE | FALSE | [8 empty] | March, 30 2020 00:00:00 | FALSE | FALSE | FALSE | [6 empty] | AC | 120 | 277 | [5 empty] | FALSE
PLLIFF7ACZ1J | Beyond Signs Inc. dba Beyond LED Technology | Beyond | BLT-4FT-15WAB3L(3500K) | Linear Replacement Lamp | T8 Four-Foot | Dual Mode Internal Driver (UL Type A and Type B) |  | standard | FALSE | [10 empty] | January, 22 2020 00:00:00 | Not Dimmable | Not Dimmable | No |  | IIINUO | [25 empty] | 5 | 2295.2 | 136.133 | 16.86 | 20 | 0.9 | 3500 | 83 |  |  |  | FALSE | FALSE | FALSE | [8 empty] | March, 30 2020 00:00:00 | FALSE | FALSE | FALSE | [6 empty] | AC | 120 | 277 | [5 empty] | FALSE
PLWDVITU4FA4 | Beyond Signs Inc. dba Beyond LED Technology | Beyond | BLT-4FT-15WAB3L(4100K) | Linear Replacement Lamp | T8 Four-Foot | Dual Mode Internal Driver (UL Type A and Type B) |  | standard | FALSE | [10 empty] | January, 22 2020 00:00:00 | Not Dimmable | Not Dimmable | No |  | IIINUO | [25 empty] | 5 | 2318.1 | 137.491 | 16.86 | 20 | 0.9 | 4100 | 83 |  |  |  | FALSE | FALSE | FALSE | [8 empty] | March, 30 2020 00:00:00 | FALSE | FALSE | FALSE | [6 empty] | AC | 120 | 277 | [5 empty] | FALSE
PL56JKFPB6SH | Beyond Signs Inc. dba Beyond LED Technology | Beyond | BLT-4FT-15WAB3L(4000K) | Linear Replacement Lamp | T8 Four-Foot | Dual Mode Internal Driver (UL Type A and Type B) |  | standard | FALSE | [10 empty] | January, 22 2020 00:00:00 | Not Dimmable | Not Dimmable | No |  | IIINUO | [25 empty] | 5 | 2318.1 | 137.491 | 16.86 | 20 | 0.9 | 4000 | 83 |  |  |  | FALSE | FALSE | FALSE | [8 empty] | March, 30 2020 00:00:00 | FALSE | FALSE | FALSE | [6 empty] | AC | 120 | 277 | [5 empty] | FALSE
PL6GF7OX1DUM | Beyond Signs Inc. dba Beyond LED Technology | Beyond | BLT-4FT-15WAB3L(5000K) | Linear Replacement Lamp | T8 Four-Foot | Dual Mode Internal Driver (UL Type A and Type B) |  | standard | FALSE | [10 empty] | January, 22 2020 00:00:00 | Not Dimmable | Not Dimmable | No |  | IIINUO | [25 empty] | 5 | 2363.9 | 139.463 | 16.95 | 20 | 0.9 | 5000 | 83 |  |  |  | FALSE | FALSE | FALSE | [8 empty] | March, 30 2020 00:00:00 | FALSE | FALSE | FALSE | [6 empty] | AC | 120 | 277 | [5 empty] | FALSE
PLICKHHL2DUB | IKIO LED LIGHTING (DONGGUAN) CO.,LTD | IKIO | IK-T804-0012-40A&B-SF | Linear Replacement Lamp | T8 Four-Foot | Dual Mode Internal Driver (UL Type A and Type B) |  | standard | FALSE | [10 empty] | January, 17 2020 00:00:00 | Not Dimmable | Not Dimmable | No |  | XXXDWF | [25 empty] | 5 | 1800 | 150 | 12 | 15 | 0.9 | 4000 | 80 |  |  | 4 | FALSE | FALSE | FALSE | [8 empty] | March, 30 2020 00:00:00 | FALSE | FALSE | FALSE | [6 empty] | AC | 120 | 277 | [5 empty] | FALSE
PLFU1CTO6Z6J | IKIO LED LIGHTING (DONGGUAN) CO.,LTD | IKIO | IK-T804-0012-50A&B-SF | Linear Replacement Lamp | T8 Four-Foot | Dual Mode Internal Driver (UL Type A and Type B) |  | standard | FALSE | [10 empty] | January, 17 2020 00:00:00 | Not Dimmable | Not Dimmable | No |  | XXXDWF | [25 empty] | 5 | 1800 | 150 | 12 | 15 | 0.9 | 5000 | 80 |  |  | 4 | FALSE | FALSE | FALSE | [8 empty] | March, 30 2020 00:00:00 | FALSE | FALSE | FALSE | [6 empty] | AC | 120 | 277 | [5 empty] | FALSE
PLLG3GZGK33N | IKIO LED LIGHTING (DONGGUAN) CO.,LTD | IKIO | IK-T804-0012-30A&B-SC | Linear Replacement Lamp | T8 Four-Foot | Dual Mode Internal Driver (UL Type A and Type B) |  | standard | TRUE |  | 2096.8 | 157.54 | 13.31 | 22.61 | 0.908 | 3014 | 81.3 | 5 |  | January, 17 2020 00:00:00 | Not Dimmable | Not Dimmable | No |  | XXXDWG | [15 empty] | 82.8 |  | 1.18 | 1.24 | [6 empty] | 5 | 1920 | 160 | 12 | 15 | 0.9 | 3000 | 80 |  |  | 4 | FALSE | FALSE | FALSE | [8 empty] | March, 30 2020 00:00:00 | FALSE | FALSE | FALSE | [6 empty] | AC | 120 | 277 | 120 |  |  |  |  | FALSE
PLCANPEFTODB | IKIO LED LIGHTING (DONGGUAN) CO.,LTD | IKIO | IK-T804-0012-30A&B-SF | Linear Replacement Lamp | T8 Four-Foot | Dual Mode Internal Driver (UL Type A and Type B) |  | standard | TRUE |  | 1894.3 | 141.47 | 13.39 | 13.92 | 0.954 | 2981 | 81.4 | 5 |  | January, 17 2020 00:00:00 | Not Dimmable | Not Dimmable | No |  | XXXDWF | [15 empty] | 82.8 |  | 1.18 | 1.24 | [6 empty] | 5 | 1800 | 150 | 12 | 15 | 0.9 | 3000 | 80 |  |  | 4 | FALSE | FALSE | FALSE | [8 empty] | March, 30 2020 00:00:00 | FALSE | FALSE | FALSE | [6 empty] | AC | 120 | 277 | 277 |  |  |  |  | FALSE
PLNXBIYUYYG0 | IKIO LED LIGHTING (DONGGUAN) CO.,LTD | IKIO | IK-T804-0012-50A&B-SC | Linear Replacement Lamp | T8 Four-Foot | Dual Mode Internal Driver (UL Type A and Type B) |  | standard | FALSE | [10 empty] | January, 17 2020 00:00:00 | Not Dimmable | Not Dimmable | No |  | XXXDWG | [25 empty] | 5 | 1920 | 160 | 12 | 15 | 0.9 | 5000 | 80 |  |  | 4 | FALSE | FALSE | FALSE | [8 empty] | March, 30 2020 00:00:00 | FALSE | FALSE | FALSE | [6 empty] | AC | 120 | 277 | [5 empty] | FALSE
PQQ2BF78 | US LED | US LED | ST3-1-4-29A-50-P-DE-T8 | Linear Replacement Lamp | T8 Four-Foot | Dual Mode Internal Driver (UL Type A and Type B) |  | standard | FALSE | [10 empty] | January, 17 2020 00:00:00 | Not Dimmable | Not Dimmable | No |  | DDDKWD | [25 empty] | 5 | 4100 | 139 | 29.5 | 15 | 0.9 | 5000 | 80 |  |  |  | FALSE | FALSE | FALSE | [8 empty] | March, 30 2020 00:00:00 | FALSE | FALSE | FALSE | [6 empty] | AC | 120 | 277 | [5 empty] | FALSE
PLNWSWRIWEPE | IKIO LED LIGHTING (DONGGUAN) CO.,LTD | IKIO | IK-T804-0012-40A&B-SC | Linear Replacement Lamp | T8 Four-Foot | Dual Mode Internal Driver (UL Type A and Type B) |  | standard | FALSE | [10 empty] | January, 17 2020 00:00:00 | Not Dimmable | Not Dimmable | No |  | XXXDWG | [25 empty] | 5 | 1920 | 160 | 12 | 15 | 0.9 | 4000 | 80 |  |  | 4 | FALSE | FALSE | FALSE | [8 empty] | March, 30 2020 00:00:00 | FALSE | FALSE | FALSE | [6 empty] | AC | 120 | 277 | [5 empty] | FALSE
PBXOTAFB | US LED | US LED | ST3-1-4-29A-35-P-DE-T8 | Linear Replacement Lamp | T8 Four-Foot | Dual Mode Internal Driver (UL Type A and Type B) |  | standard | TRUE |  | 3936.2 | 121.41 | 32.42 | 11.23 | 0.9642 | 3511 | 86.4 | 5 | 50000 | January, 17 2020 00:00:00 | Not Dimmable | Not Dimmable | No |  | DDDKWD | [15 empty] | 79.3 |  | 1.2 | 1.22 | [6 empty] | 5 | 3835 | 130 | 29.5 | 15 | 0.9 | 3500 | 80 |  |  |  | FALSE | FALSE | FALSE | [8 empty] | March, 30 2020 00:00:00 | FALSE | FALSE | FALSE | [6 empty] | AC | 120 | 277 | 120 |  |  |  |  | FALSE
POBBKNBO | US LED | US LED | ST3-1-4-29A-40-P-DE-T8 | Linear Replacement Lamp | T8 Four-Foot | Dual Mode Internal Driver (UL Type A and Type B) |  | standard | FALSE | [10 empty] | January, 17 2020 00:00:00 | Not Dimmable | Not Dimmable | No |  | DDDKWD | [25 empty] | 5 | 3985 | 135 | 29.5 | 15 | 0.9 | 4000 | 80 |  |  |  | FALSE | FALSE | FALSE | [8 empty] | March, 30 2020 00:00:00 | FALSE | FALSE | FALSE | [6 empty] | AC | 120 | 277 | [5 empty] | FALSE
PBHGYSKO | US LED | US LED | ST3-1-4-17A-35-P-DE-T8 | Linear Replacement Lamp | T8 Four-Foot | Dual Mode Internal Driver (UL Type A and Type B) |  | standard | TRUE |  | 1938.4 | 120.1 | 16.14 | 8.52 | 0.9635 | 3506 | 87 | 5 | 50000 | January, 15 2020 00:00:00 | Not Dimmable | Not Dimmable | No |  | DDDKVP | [15 empty] | 79.1 |  | 1.22 | 1.22 | [6 empty] | 5 | 2150 | 120 | 17.9 | 15 | 0.9 | 3500 | 80 |  |  |  | FALSE | FALSE | FALSE | [8 empty] | March, 30 2020 00:00:00 | FALSE | FALSE | FALSE | [6 empty] | AC | 120 | 277 | 120 |  |  |  |  | FALSE
P8MD5FQ8 | US LED | US LED | ST3-1-4-29A-50-P-DE-T8-C | Linear Replacement Lamp | T8 Four-Foot | Dual Mode Internal Driver (UL Type A and Type B) |  | standard | FALSE | [10 empty] | January, 15 2020 00:00:00 | Not Dimmable | Not Dimmable | No |  | DDDKVO | [25 empty] | 5 | 4075 | 138 | 29.5 | 15 | 0.9 | 5000 | 80 |  |  |  | FALSE | FALSE | FALSE | [8 empty] | March, 30 2020 00:00:00 | FALSE | FALSE | FALSE | [6 empty] | AC | 120 | 277 | [5 empty] | FALSE
PQK87ACX | US LED | US LED | ST3-1-4-17A-50-P-DE-T8 | Linear Replacement Lamp | T8 Four-Foot | Dual Mode Internal Driver (UL Type A and Type B) |  | standard | FALSE | [10 empty] | January, 15 2020 00:00:00 | Not Dimmable | Not Dimmable | No |  | DDDKVP | [25 empty] | 5 | 2185 | 122 | 17.9 | 15 | 0.9 | 5000 | 80 |  |  |  | FALSE | FALSE | FALSE | [8 empty] | March, 30 2020 00:00:00 | FALSE | FALSE | FALSE | [6 empty] | AC | 120 | 277 | [5 empty] | FALSE
PJ805X8G | US LED | US LED | ST3-1-4-17A-40-P-DE-T8 | Linear Replacement Lamp | T8 Four-Foot | Dual Mode Internal Driver (UL Type A and Type B) |  | standard | FALSE | [10 empty] | January, 15 2020 00:00:00 | Not Dimmable | Not Dimmable | No |  | DDDKVP | [25 empty] | 5 | 2165 | 121 | 17.9 | 15 | 0.9 | 4000 | 80 |  |  |  | FALSE | FALSE | FALSE | [8 empty] | March, 30 2020 00:00:00 | FALSE | FALSE | FALSE | [6 empty] | AC | 120 | 277 | [5 empty] | FALSE
PCI7XB5N | CH Lighting Technology Co.,Ltd. | CH | CH1157SD-48-9.5W 850-9 | Linear Replacement Lamp | T8 Four-Foot | Dual Mode Internal Driver (UL Type A and Type B) |  | standard | FALSE | [10 empty] | January, 15 2020 00:00:00 | Dimmable | Continuous Below 10 | No |  | OOOAYE | [25 empty] | 5 | 1800 | 144 | 12.5 | 20 | 0.9 | 5000 | 83 |  |  |  | FALSE | FALSE | FALSE | [8 empty] | March, 30 2020 00:00:00 | FALSE | FALSE | FALSE | [6 empty] | AC | 120 | 277 |  |  | 1800 | 12.5 |  | FALSE
PQP14KUB | CH Lighting Technology Co.,Ltd. | CH | CH1157SD-48-9.5W 840-9 | Linear Replacement Lamp | T8 Four-Foot | Dual Mode Internal Driver (UL Type A and Type B) |  | standard | FALSE | [10 empty] | January, 15 2020 00:00:00 | Dimmable | Continuous Below 10 | No |  | OOOAYE | [25 empty] | 5 | 1800 | 144 | 12.5 | 20 | 0.9 | 4000 | 83 |  |  |  | FALSE | FALSE | FALSE | [8 empty] | March, 30 2020 00:00:00 | FALSE | FALSE | FALSE | [6 empty] | AC | 120 | 277 |  |  | 1800 | 12.5 |  | FALSE
P207N6A7 | CH Lighting Technology Co.,Ltd. | CH | CH1157SD-48-9.5W 830-9 | Linear Replacement Lamp | T8 Four-Foot | Dual Mode Internal Driver (UL Type A and Type B) |  | standard | TRUE |  | 1869.7 | 134.4 | 13.92 | 11.93 | 0.9505 | 3011 | 83.5 | 5 | 50000 | January, 15 2020 00:00:00 | Dimmable | Continuous Below 10 | No |  | OOOAYE | [15 empty] | 83 |  | 1.28 | 1.38 | [6 empty] | 5 | 1650 | 132 | 12.5 | 20 | 0.9 | 3000 | 83 |  |  |  | FALSE | FALSE | FALSE | [8 empty] | March, 30 2020 00:00:00 | FALSE | FALSE | FALSE | [6 empty] | AC | 120 | 277 | 277 |  | 1650 | 12.5 |  | FALSE
PJULRXSG | US LED | US LED | ST3-1-4-29A-40-P-DE-T8-C | Linear Replacement Lamp | T8 Four-Foot | Dual Mode Internal Driver (UL Type A and Type B) |  | standard | FALSE | [10 empty] | January, 15 2020 00:00:00 | Not Dimmable | Not Dimmable | No |  | DDDKVO | [25 empty] | 5 | 3985 | 135 | 29.5 | 15 | 0.9 | 4000 | 80 |  |  |  | FALSE | FALSE | FALSE | [8 empty] | March, 30 2020 00:00:00 | FALSE | FALSE | FALSE | [6 empty] | AC | 120 | 277 | [5 empty] | FALSE
P9G78IJ8 | CH Lighting Technology Co.,Ltd. | CH | CH1157SD-48-9.5W 835-9 | Linear Replacement Lamp | T8 Four-Foot | Dual Mode Internal Driver (UL Type A and Type B) |  | standard | FALSE | [10 empty] | January, 15 2020 00:00:00 | Dimmable | Continuous Below 10 | No |  | OOOAYE | [25 empty] | 5 | 1700 | 136 | 12.5 | 20 | 0.9 | 3500 | 83 |  |  |  | FALSE | FALSE | FALSE | [8 empty] | March, 30 2020 00:00:00 | FALSE | FALSE | FALSE | [6 empty] | AC | 120 | 277 |  |  | 1700 | 12.5 |  | FALSE
PMQU9IQ5 | US LED | US LED | ST3-1-4-29A-35-P-DE-T8-C | Linear Replacement Lamp | T8 Four-Foot | Dual Mode Internal Driver (UL Type A and Type B) |  | standard | TRUE |  | 4058 | 125.87 | 32.24 | 11.25 | 0.9643 | 3526 | 86.2 | 5 | 50000 | January, 15 2020 00:00:00 | Not Dimmable | Not Dimmable | No |  | DDDKVO | [15 empty] | 79.2 |  | 1.2 | 1.26 | [6 empty] | 5 | 3688 | 125 | 29.5 | 15 | 0.9 | 3500 | 80 |  |  |  | FALSE | FALSE | FALSE | [8 empty] | March, 30 2020 00:00:00 | FALSE | FALSE | FALSE | [6 empty] | AC | 120 | 277 | 120 |  |  |  |  | FALSE
P0QQC91L | HK Syhdee LIGHTING Co., LIMITED. | SYHDEE | SYHU-T8GABBEUL1218AT-40-A | Linear Replacement Lamp | T8 Four-Foot | Dual Mode Internal Driver (UL Type A and Type B) |  | standard | FALSE | [10 empty] | January, 09 2020 00:00:00 | Not Dimmable | Not Dimmable | No |  | TTTVOK | [25 empty] | 5 | 2418 | 126.73 | 19.08 | 8.99 | 0.9689 | 4000 | 83.4 |  |  |  | FALSE | FALSE | FALSE | [8 empty] | March, 30 2020 00:00:00 | FALSE | FALSE | FALSE | [6 empty] | AC | 120 | 277 | [5 empty] | FALSE
PSFHWPM7 | HK Syhdee LIGHTING Co., LIMITED. | SYHDEE | SYHU-T8GABBEUL1218AT-45-A | Linear Replacement Lamp | T8 Four-Foot | Dual Mode Internal Driver (UL Type A and Type B) |  | standard | FALSE | [10 empty] | January, 09 2020 00:00:00 | Not Dimmable | Not Dimmable | No |  | TTTVOK | [25 empty] | 5 | 2443 | 128.04 | 19.08 | 8.99 | 0.9689 | 4500 | 83.4 |  |  |  | FALSE | FALSE | FALSE | [8 empty] | March, 30 2020 00:00:00 | FALSE | FALSE | FALSE | [6 empty] | AC | 120 | 277 | [5 empty] | FALSE
P1UN37PC | HK Syhdee LIGHTING Co., LIMITED. | SYHDEE | SYHU-T8GABBEUL1218AT-35-A | Linear Replacement Lamp | T8 Four-Foot | Dual Mode Internal Driver (UL Type A and Type B) |  | standard | FALSE | [10 empty] | January, 09 2020 00:00:00 | Not Dimmable | Not Dimmable | No |  | TTTVOK | [25 empty] | 5 | 2392 | 125.37 | 19.08 | 8.99 | 0.9689 | 3500 | 83.4 |  |  |  | FALSE | FALSE | FALSE | [8 empty] | March, 30 2020 00:00:00 | FALSE | FALSE | FALSE | [6 empty] | AC | 120 | 277 | [5 empty] | FALSE
P8TM1MR3 | HK Syhdee LIGHTING Co., LIMITED. | SYHDEE | SYHU-T8GABBEUL1218AT-30-A | Linear Replacement Lamp | T8 Four-Foot | Dual Mode Internal Driver (UL Type A and Type B) |  | standard | TRUE |  | 2367 | 123.73 | 19.13 | 8.99 | 0.9689 | 3092 | 83.4 | 5 | 50000 | January, 09 2020 00:00:00 | Not Dimmable | Not Dimmable | No |  | TTTVOK | [15 empty] | 85.7 |  | 1.24 | 1.22 | [6 empty] | 5 | 2367 | 123.73 | 19.13 | 8.99 | 0.9689 | 3000 | 83.4 |  |  |  | FALSE | FALSE | FALSE | [8 empty] | March, 30 2020 00:00:00 | FALSE | FALSE | FALSE | [6 empty] | AC | 120 | 277 | 120 |  |  |  |  | FALSE
PABUQZUX | HK Syhdee LIGHTING Co., LIMITED. | SYHDEE | SYHU-T8GABBEUL1218AT-50-A | Linear Replacement Lamp | T8 Four-Foot | Dual Mode Internal Driver (UL Type A and Type B) |  | standard | FALSE | [10 empty] | January, 09 2020 00:00:00 | Not Dimmable | Not Dimmable | No |  | TTTVOK | [25 empty] | 5 | 2468 | 129.76 | 19.02 | 9.63 | 0.9649 | 5000 | 86.2 |  |  |  | FALSE | FALSE | FALSE | [8 empty] | March, 30 2020 00:00:00 | FALSE | FALSE | FALSE | [6 empty] | AC | 120 | 277 | [5 empty] | FALSE
PLVCXWJNYX64 | Global Value Lighting LLC | GLOBAL VALUE LIGHTING | ASNC T8 5000K 48' 15W Plug & Play [4PK,12PK,24PK] | Linear Replacement Lamp | T8 Four-Foot | Replacement Lamps (plug and play) (UL Type A) |  | standard | FALSE | [10 empty] | January, 03 2020 00:00:00 | Not Dimmable | Not Dimmable | No |  | IIINST | [25 empty] | 5 | 1800 | 120 | 15 | 10 | 0.9 | 5000 | 80 |  |  |  | FALSE | FALSE | FALSE | [8 empty] | March, 30 2020 00:00:00 | FALSE | FALSE | FALSE | [6 empty] | AC | [7 empty] | FALSE
PL4E1IPVG88X | Global Value Lighting LLC | GLOBAL VALUE LIGHTING | ASNC T8 4000K 48' 15W Plug & Play [4PK,12PK,24PK] | Linear Replacement Lamp | T8 Four-Foot | Replacement Lamps (plug and play) (UL Type A) |  | standard | TRUE |  | 1809.6 | 121.21 | 14.93 | 10.11 | 0.9952 | 3939 | 82.6 | 5 |  | January, 03 2020 00:00:00 | Not Dimmable | Not Dimmable | No |  | IIINST | [15 empty] | 82.4 |  | 1.28 | 1.36 | [6 empty] | 5 | 1800 | 120 | 15 | 10 | 0.9 | 4000 | 80 |  |  |  | FALSE | FALSE | FALSE | [8 empty] | March, 30 2020 00:00:00 | FALSE | FALSE | FALSE | [6 empty] | AC |  |  | 120 |  |  |  |  | FALSE
PLD8Y7590PEQ | Hyperikon, Inc. | Hyperikon | Hyper4GAB-35F | Linear Replacement Lamp | T8 Four-Foot | Dual Mode Internal Driver (UL Type A and Type B) |  | standard | FALSE | [10 empty] | December, 23 2019 00:00:00 | Not Dimmable | Not Dimmable | No |  | YYYEFO | [25 empty] | 4.4 | 2287.4 | 114.2 | 20 | 7 | 0.976 | 3397 | 80.6 |  |  |  | FALSE | FALSE | FALSE | [8 empty] | December, 26 2019 00:00:00 | FALSE | FALSE | FALSE | [6 empty] | AC | 100 | 277 | [5 empty] | FALSE
PLCYXHYKRPLN | Hyperikon, Inc. | Hyperikon | Hyper4GAB-50C | Linear Replacement Lamp | T8 Four-Foot | Dual Mode Internal Driver (UL Type A and Type B) |  | standard | TRUE |  | 2576.17 | 125.3 | 20.56 | 7.1 | 0.976 | 4966 | 84.5 | 5 | 50000 | December, 23 2019 00:00:00 | Not Dimmable | Not Dimmable | No |  | YYYEFO | [15 empty] | 78.5 |  | 1.24 | 1.18 | [6 empty] | 5 | 2576.1 | 125.3 | 20.5 | 7.1 | 0.976 | 4966 | 84.5 |  |  |  | FALSE | FALSE | FALSE | [8 empty] | March, 30 2020 00:00:00 | FALSE | FALSE | FALSE | [6 empty] | AC | 100 | 277 | 120 |  |  |  |  | FALSE
PL6AUV19VIUD | Hyperikon, Inc. | Hyperikon | Hyper4GAB-35C | Linear Replacement Lamp | T8 Four-Foot | Dual Mode Internal Driver (UL Type A and Type B) |  | standard | FALSE | [10 empty] | December, 23 2019 00:00:00 | Not Dimmable | Not Dimmable | No |  | YYYEFO | [25 empty] | 5 | 2470.5 | 121.7 | 20.3 | 7.1 | 0.976 | 3393 | 80.8 |  |  |  | FALSE | FALSE | FALSE | [8 empty] | March, 30 2020 00:00:00 | FALSE | FALSE | FALSE | [6 empty] | AC | 100 | 277 | [5 empty] | FALSE
PLBEZBL5O2FC | Hyperikon, Inc. | Hyperikon | Hyper4GAB-40F | Linear Replacement Lamp | T8 Four-Foot | Dual Mode Internal Driver (UL Type A and Type B) |  | standard | FALSE | [10 empty] | December, 23 2019 00:00:00 | Not Dimmable | Not Dimmable | No |  | YYYEFO | [25 empty] | 4.4 | 2335.1 | 115.3 | 20.2 | 7 | 0.976 | 4000 | 80.6 |  |  |  | FALSE | FALSE | FALSE | [8 empty] | December, 26 2019 00:00:00 | FALSE | FALSE | FALSE | [6 empty] | AC | 100 | 277 | [5 empty] | FALSE
PLLDOX9UBJZX | Hyperikon, Inc. | Hyperikon | Hyper4GAB-40C | Linear Replacement Lamp | T8 Four-Foot | Dual Mode Internal Driver (UL Type A and Type B) |  | standard | FALSE | [10 empty] | December, 23 2019 00:00:00 | Not Dimmable | Not Dimmable | No |  | YYYEFO | [25 empty] | 5 | 2505.7 | 122.6 | 20.4 | 7.1 | 0.976 | 4000 | 80.8 |  |  |  | FALSE | FALSE | FALSE | [8 empty] | March, 30 2020 00:00:00 | FALSE | FALSE | FALSE | [6 empty] | AC | 100 | 277 | [5 empty] | FALSE
PL83ZKU6Z5M0 | Hyperikon, Inc. | Hyperikon | Hyper4GAB-50F | Linear Replacement Lamp | T8 Four-Foot | Dual Mode Internal Driver (UL Type A and Type B) |  | standard | FALSE | [10 empty] | December, 23 2019 00:00:00 | Not Dimmable | Not Dimmable | No |  | YYYEFO | [25 empty] | 5 | 2430.6 | 118.8 | 20.4 | 7 | 0.976 | 4968 | 84.4 |  |  |  | FALSE | FALSE | FALSE | [8 empty] | March, 30 2020 00:00:00 | FALSE | FALSE | FALSE | [6 empty] | AC | 100 | 277 | [5 empty] | FALSE
PLMNH8THMTS4 | AOK LED Light Company Limited | AOK | AN-T84FT12W-NV-AB4KC | Linear Replacement Lamp | T8 Four-Foot | Dual Mode Internal Driver (UL Type A and Type B) |  | standard | FALSE | [10 empty] | December, 19 2019 00:00:00 | Not Dimmable | Not Dimmable | No |  | DDDKTI | [25 empty] | 5 | 1765 | 137.54 | 12.83 | 10.98 | 0.9 | 4000 | 83 |  |  |  | FALSE | FALSE | FALSE | [8 empty] | March, 30 2020 00:00:00 | FALSE | FALSE | FALSE | [6 empty] | AC | 100 | 277 | [5 empty] | FALSE
PLFUQSZQUO53 | AOK LED Light Company Limited | AOK | AN-T84FT12W-NV-AB5KC | Linear Replacement Lamp | T8 Four-Foot | Dual Mode Internal Driver (UL Type A and Type B) |  | standard | FALSE | [10 empty] | December, 19 2019 00:00:00 | Not Dimmable | Not Dimmable | No |  | DDDKTI | [25 empty] | 5 | 1817 | 142.29 | 12.77 | 11.03 | 0.9 | 5000 | 83 |  |  |  | FALSE | FALSE | FALSE | [8 empty] | March, 30 2020 00:00:00 | FALSE | FALSE | FALSE | [6 empty] | AC | 100 | 277 | [5 empty] | FALSE
PL4WV7IXNWUD | AOK LED Light Company Limited | AOK | AN-T84FT18W-NV-AB5KC | Linear Replacement Lamp | T8 Four-Foot | Dual Mode Internal Driver (UL Type A and Type B) |  | standard | FALSE | [10 empty] | December, 19 2019 00:00:00 | Not Dimmable | Not Dimmable | No |  | DDDKTI | [25 empty] | 5 | 2554 | 140.56 | 18.17 | 13.18 | 0.9 | 5000 | 84.2 |  |  |  | FALSE | FALSE | FALSE | [8 empty] | March, 30 2020 00:00:00 | FALSE | FALSE | FALSE | [6 empty] | AC | 100 | 277 | [5 empty] | FALSE
PL4ZBS17FUCY | AOK LED Light Company Limited | AOK | AN-T84FT15W-NV-AB5KM | Linear Replacement Lamp | T8 Four-Foot | Dual Mode Internal Driver (UL Type A and Type B) |  | standard | FALSE | [10 empty] | December, 19 2019 00:00:00 | Not Dimmable | Not Dimmable | No |  | DDDKTI | [25 empty] | 5 | 2034 | 134.15 | 15.16 | 13.47 | 0.9 | 5000 | 84.3 |  |  |  | FALSE | FALSE | FALSE | [8 empty] | March, 30 2020 00:00:00 | FALSE | FALSE | FALSE | [6 empty] | AC | 100 | 277 | [5 empty] | FALSE
PL8890FE9TXA | AOK LED Light Company Limited | AOK | AN-T84FT15W-NV-AB4KM | Linear Replacement Lamp | T8 Four-Foot | Dual Mode Internal Driver (UL Type A and Type B) |  | standard | FALSE | [10 empty] | December, 19 2019 00:00:00 | Not Dimmable | Not Dimmable | No |  | DDDKTI | [25 empty] | 5 | 1950 | 129.07 | 15.11 | 13.91 | 0.9 | 4000 | 83.5 |  |  |  | FALSE | FALSE | FALSE | [8 empty] | March, 30 2020 00:00:00 | FALSE | FALSE | FALSE | [6 empty] | AC | 100 | 277 | [5 empty] | FALSE
PLK0ZZ81TMK6 | AOK LED Light Company Limited | AOK | AN-T84FT12W-NV-AB5KM | Linear Replacement Lamp | T8 Four-Foot | Dual Mode Internal Driver (UL Type A and Type B) |  | standard | FALSE | [10 empty] | December, 19 2019 00:00:00 | Not Dimmable | Not Dimmable | No |  | DDDKTI | [25 empty] | 5 | 1606 | 127.13 | 12.63 | 10.43 | 0.9 | 5000 | 83.7 |  |  |  | FALSE | FALSE | FALSE | [8 empty] | March, 30 2020 00:00:00 | FALSE | FALSE | FALSE | [6 empty] | AC | 100 | 277 | [5 empty] | FALSE
PL0529BAXZEH | AOK LED Light Company Limited | AOK | AN-T84FT15W-NV-AB4KC | Linear Replacement Lamp | T8 Four-Foot | Dual Mode Internal Driver (UL Type A and Type B) |  | standard | FALSE | [10 empty] | December, 19 2019 00:00:00 | Not Dimmable | Not Dimmable | No |  | DDDKTI | [25 empty] | 5 | 2146 | 141.82 | 15.13 | 12.34 | 0.9 | 4000 | 83.2 |  |  |  | FALSE | FALSE | FALSE | [8 empty] | March, 30 2020 00:00:00 | FALSE | FALSE | FALSE | [6 empty] | AC | 100 | 277 | [5 empty] | FALSE
PLXDZZKQ969A | AOK LED Light Company Limited | AOK | AN-T84FT15W-NV-AB5KC | Linear Replacement Lamp | T8 Four-Foot | Dual Mode Internal Driver (UL Type A and Type B) |  | standard | FALSE | [10 empty] | December, 19 2019 00:00:00 | Not Dimmable | Not Dimmable | No |  | DDDKTI | [25 empty] | 5 | 2232 | 146.18 | 15.27 | 12.44 | 0.9 | 5000 | 84.2 |  |  |  | FALSE | FALSE | FALSE | [8 empty] | March, 30 2020 00:00:00 | FALSE | FALSE | FALSE | [6 empty] | AC | 100 | 277 | [5 empty] | FALSE
PL9M8S0G49PN | AOK LED Light Company Limited | AOK | AN-T84FT18W-NV-AB4KM | Linear Replacement Lamp | T8 Four-Foot | Dual Mode Internal Driver (UL Type A and Type B) |  | standard | FALSE | [10 empty] | December, 19 2019 00:00:00 | Not Dimmable | Not Dimmable | No |  | DDDKTI | [25 empty] | 5 | 2220 | 122.31 | 18.15 | 13.18 | 0.9 | 4000 | 83.4 |  |  |  | FALSE | FALSE | FALSE | [8 empty] | March, 30 2020 00:00:00 | FALSE | FALSE | FALSE | [6 empty] | AC | 100 | 277 | [5 empty] | FALSE
PLCLDE5830GP | AOK LED Light Company Limited | AOK | AN-T84FT18W-NV-AB4KC | Linear Replacement Lamp | T8 Four-Foot | Dual Mode Internal Driver (UL Type A and Type B) |  | standard | FALSE | [10 empty] | December, 19 2019 00:00:00 | Not Dimmable | Not Dimmable | No |  | DDDKTI | [25 empty] | 5 | 2466 | 136.39 | 18.08 | 13.19 | 0.9 | 4000 | 82.9 |  |  |  | FALSE | FALSE | FALSE | [8 empty] | March, 30 2020 00:00:00 | FALSE | FALSE | FALSE | [6 empty] | AC | 100 | 277 | [5 empty] | FALSE
PL39E50ZAX07 | AOK LED Light Company Limited | AOK | AN-T84FT12W-NV-AB4KM | Linear Replacement Lamp | T8 Four-Foot | Dual Mode Internal Driver (UL Type A and Type B) |  | standard | FALSE | [10 empty] | December, 19 2019 00:00:00 | Not Dimmable | Not Dimmable | No |  | DDDKTI | [25 empty] | 5 | 1579 | 123.05 | 12.81 | 10.76 | 0.9 | 4000 | 83.6 |  |  |  | FALSE | FALSE | FALSE | [8 empty] | March, 30 2020 00:00:00 | FALSE | FALSE | FALSE | [6 empty] | AC | 100 | 277 | [5 empty] | FALSE
PLUWKP5VF4UE | AOK LED Light Company Limited | AOK | AN-T84FT12W-NV-AB3KM | Linear Replacement Lamp | T8 Four-Foot | Dual Mode Internal Driver (UL Type A and Type B) |  | standard | TRUE |  | 1586 | 120.06 | 13.21 | 13.14 | 0.9006 | 2918 | 83.6 | 5 | 50000 | December, 19 2019 00:00:00 | Not Dimmable | Not Dimmable | No |  | DDDKTI | [15 empty] | 89.5 |  | 1.16 | 1.36 | [6 empty] | 5 | 1579 | 123.05 | 12.81 | 10.76 | 0.9 | 3000 | 83.6 |  |  |  | FALSE | FALSE | FALSE | [8 empty] | March, 30 2020 00:00:00 | FALSE | FALSE | FALSE | [6 empty] | AC | 100 | 277 | [5 empty] | FALSE
PLMY9QEP4TYR | AOK LED Light Company Limited | AOK | AN-T84FT18W-NV-AB5KM | Linear Replacement Lamp | T8 Four-Foot | Dual Mode Internal Driver (UL Type A and Type B) |  | standard | FALSE | [10 empty] | December, 19 2019 00:00:00 | Not Dimmable | Not Dimmable | No |  | DDDKTI | [25 empty] | 5 | 2310 | 127.02 | 18.19 | 13.37 | 0.9 | 5000 | 84.4 |  |  |  | FALSE | FALSE | FALSE | [8 empty] | March, 30 2020 00:00:00 | FALSE | FALSE | FALSE | [6 empty] | AC | 100 | 277 | [5 empty] | FALSE
PUJ4WXTR | CH Lighting Technology Co.,Ltd. | CH | CH1157SD-48-12W 835-7 | Linear Replacement Lamp | T8 Four-Foot | Dual Mode Internal Driver (UL Type A and Type B) |  | standard | FALSE | [10 empty] | December, 18 2019 00:00:00 | Dimmable | Continuous Below 10 | No |  | YYYEFI | [25 empty] | 5 | 2150 | 138.71 | 15.5 | 20 | 0.9 | 3500 | 83 |  |  |  | FALSE | FALSE | FALSE | [8 empty] | March, 30 2020 00:00:00 | FALSE | FALSE | FALSE | [6 empty] | AC | 120 | 277 |  |  | 2150 | 15.5 |  | FALSE
PNDEBFG3 | ESL Vision | ESL Vision | ESL-T8-GDT-18W-F340 | Linear Replacement Lamp | T8 Four-Foot | Dual Mode Internal Driver (UL Type A and Type B) |  | standard | FALSE | [10 empty] | December, 18 2019 00:00:00 | Not Dimmable | Not Dimmable | No |  | EAEFZV | [25 empty] | 5 | 2645.1 | 132.84 | 19.91 | 10.18 | 0.9974 | 4000 | 80 |  |  |  | FALSE | FALSE | FALSE | [8 empty] | March, 30 2020 00:00:00 | FALSE | FALSE | FALSE | [6 empty] | AC | 120 | 277 | [5 empty] | FALSE
P3C8797N | ESL Vision | ESL Vision | ESL-T8-GDT-18W-F350 | Linear Replacement Lamp | T8 Four-Foot | Dual Mode Internal Driver (UL Type A and Type B) |  | standard | FALSE | [10 empty] | December, 18 2019 00:00:00 | Not Dimmable | Not Dimmable | No |  | EAEFZV | [25 empty] | 5 | 2602.3 | 130.55 | 19.93 | 10.18 | 0.9974 | 5000 | 80 |  |  |  | FALSE | FALSE | FALSE | [8 empty] | March, 30 2020 00:00:00 | FALSE | FALSE | FALSE | [6 empty] | AC | 120 | 277 | [5 empty] | FALSE
PLHNGT6IX6RC | Arani systems corp | Arani | TUB48L002W-F40H-V7 | Linear Replacement Lamp | T8 Four-Foot | Replacement Lamps (plug and play) (UL Type A) |  | standard | TRUE |  | 2110 | 132.62 | 15.91 | 12.23 | 0.9589 | 4132 | 83.7 | 5 | 50000 | December, 18 2019 00:00:00 | Not Dimmable | Not Dimmable | No |  | DDDKTA | [15 empty] | 84.7 |  | 1.2 | 1.34 | [6 empty] | 5 | 1900 | 126.7 | 15 | 15 | 0.9 | 4000 | 80 |  |  |  | FALSE | FALSE | FALSE | [8 empty] | March, 30 2020 00:00:00 | FALSE | FALSE | FALSE | [6 empty] | AC | 120 | 277 | 120 |  |  |  |  | FALSE
PK66B5YA | ESL Vision | ESL Vision | ESL-T8-GDT-12W-F350 | Linear Replacement Lamp | T8 Four-Foot | Dual Mode Internal Driver (UL Type A and Type B) |  | standard | FALSE | [10 empty] | December, 18 2019 00:00:00 | Not Dimmable | Not Dimmable | No |  | EAEFZU | [25 empty] | 5 | 1868.8 | 129.81 | 14.39 | 13.65 | 0.9955 | 5000 | 80 |  |  |  | FALSE | FALSE | FALSE | [8 empty] | March, 30 2020 00:00:00 | FALSE | FALSE | FALSE | [6 empty] | AC | 120 | 277 | [5 empty] | FALSE
PDXCTKBO | CH Lighting Technology Co.,Ltd. | CH | CH1157SD-48-12W 830-7 | Linear Replacement Lamp | T8 Four-Foot | Dual Mode Internal Driver (UL Type A and Type B) |  | standard | TRUE |  | 2182.9 | 139.4 | 15.66 | 7.18 | 0.9685 | 3018 | 83.5 | 5 | 50000 | December, 18 2019 00:00:00 | Dimmable | Continuous Below 10 | No |  | YYYEFI | [15 empty] | 83 |  | 1.28 | 1.3 | [6 empty] | 5 | 2100 | 135.484 | 15.5 | 20 | 0.9 | 3000 | 83 |  |  |  | FALSE | FALSE | FALSE | [8 empty] | March, 30 2020 00:00:00 | FALSE | FALSE | FALSE | [6 empty] | AC | 120 | 277 | 277 |  | 2100 | 15.5 |  | FALSE
P70UMPID | CH Lighting Technology Co.,Ltd. | CH | CH1157SD-48-12W 850-7 | Linear Replacement Lamp | T8 Four-Foot | Dual Mode Internal Driver (UL Type A and Type B) |  | standard | FALSE | [10 empty] | December, 18 2019 00:00:00 | Dimmable | Continuous Below 10 | No |  | YYYEFI | [25 empty] | 5 | 2200 | 141.935 | 15.5 | 20 | 0.9 | 5000 | 83 |  |  |  | FALSE | FALSE | FALSE | [8 empty] | March, 30 2020 00:00:00 | FALSE | FALSE | FALSE | [6 empty] | AC | 120 | 277 |  |  | 2200 | 15.5 |  | FALSE
P3DBD2ZV | CH Lighting Technology Co.,Ltd. | CH | CH1157SD-48-12W 840-7 | Linear Replacement Lamp | T8 Four-Foot | Dual Mode Internal Driver (UL Type A and Type B) |  | standard | FALSE | [10 empty] | December, 18 2019 00:00:00 | Dimmable | Continuous Below 10 | No |  | YYYEFI | [25 empty] | 5 | 2200 | 141.935 | 15.5 | 20 | 0.9 | 4000 | 83 |  |  |  | FALSE | FALSE | FALSE | [8 empty] | March, 30 2020 00:00:00 | FALSE | FALSE | FALSE | [6 empty] | AC | 120 | 277 |  |  | 2200 | 15.5 |  | FALSE
PLYLKR0VJBKT | Arani systems corp | Arani | TUB48L002W-F50H-V7 | Linear Replacement Lamp | T8 Four-Foot | Replacement Lamps (plug and play) (UL Type A) |  | standard | FALSE | [10 empty] | December, 18 2019 00:00:00 | Not Dimmable | Not Dimmable | No |  | DDDKTA | [25 empty] | 5 | 1900 | 126.7 | 15 | 15 | 0.9 | 5000 | 80 |  |  |  | FALSE | FALSE | FALSE | [8 empty] | March, 30 2020 00:00:00 | FALSE | FALSE | FALSE | [6 empty] | AC | 120 | 277 | [5 empty] | FALSE
PWI9LV6M | ESL Vision | ESL Vision | ESL-T8-GDT-12W-F340 | Linear Replacement Lamp | T8 Four-Foot | Dual Mode Internal Driver (UL Type A and Type B) |  | standard | FALSE | [10 empty] | December, 18 2019 00:00:00 | Not Dimmable | Not Dimmable | No |  | EAEFZU | [25 empty] | 5 | 1858.2 | 129.94 | 14.3 | 13.65 | 0.9955 | 4000 | 80 |  |  |  | FALSE | FALSE | FALSE | [8 empty] | March, 30 2020 00:00:00 | FALSE | FALSE | FALSE | [6 empty] | AC | 120 | 277 | [5 empty] | FALSE
PLZ2FALR | ESL Vision | ESL Vision | ESL-T8-GDT-18W-F335 | Linear Replacement Lamp | T8 Four-Foot | Dual Mode Internal Driver (UL Type A and Type B) |  | standard | FALSE | [10 empty] | December, 18 2019 00:00:00 | Not Dimmable | Not Dimmable | No |  | EAEFZV | [25 empty] | 5 | 2609 | 131.6 | 19.83 | 10.18 | 0.9974 | 3500 | 80 |  |  |  | FALSE | FALSE | FALSE | [8 empty] | March, 30 2020 00:00:00 | FALSE | FALSE | FALSE | [6 empty] | AC | 120 | 277 | [5 empty] | FALSE
PL0UJS5OQNB6 | Arani systems corp | Arani | TUB48L002W-F45H-V7 | Linear Replacement Lamp | T8 Four-Foot | Replacement Lamps (plug and play) (UL Type A) |  | standard | FALSE | [10 empty] | December, 18 2019 00:00:00 | Not Dimmable | Not Dimmable | No |  | DDDKTA | [25 empty] | 5 | 1900 | 126.7 | 15 | 15 | 0.9 | 4500 | 80 |  |  |  | FALSE | FALSE | FALSE | [8 empty] | March, 30 2020 00:00:00 | FALSE | FALSE | FALSE | [6 empty] | AC | 120 | 277 | [5 empty] | FALSE
P23822J1 | ESL Vision | ESL Vision | ESL-T8-GDT-18W-F330 | Linear Replacement Lamp | T8 Four-Foot | Dual Mode Internal Driver (UL Type A and Type B) |  | standard | TRUE |  | 2469.8 | 124.86 | 19.78 | 10.18 | 0.9794 | 2943 | 81.9 | 5 | 50000 | December, 18 2019 00:00:00 | Not Dimmable | Not Dimmable | No |  | EAEFZV | [15 empty] | 78.1 |  | 1.24 | 1.24 | [6 empty] | 5 | 2474.2 | 124.93 | 19.8 | 10.18 | 0.9974 | 3000 | 80 |  |  |  | FALSE | FALSE | FALSE | [8 empty] | March, 30 2020 00:00:00 | FALSE | FALSE | FALSE | [6 empty] | AC | 120 | 277 | 120 |  |  |  |  | FALSE
PL5Q0MRB | ESL Vision | ESL Vision | ESL-T8-GDT-12W-F335 | Linear Replacement Lamp | T8 Four-Foot | Dual Mode Internal Driver (UL Type A and Type B) |  | standard | FALSE | [10 empty] | December, 18 2019 00:00:00 | Not Dimmable | Not Dimmable | No |  | EAEFZU | [25 empty] | 5 | 1829.7 | 129.23 | 14.16 | 13.65 | 0.9955 | 3500 | 80 |  |  |  | FALSE | FALSE | FALSE | [8 empty] | March, 30 2020 00:00:00 | FALSE | FALSE | FALSE | [6 empty] | AC | 120 | 277 | [5 empty] | FALSE
PHLWXC1G | ESL Vision | ESL Vision | ESL-T8-GDT-12W-F330 | Linear Replacement Lamp | T8 Four-Foot | Dual Mode Internal Driver (UL Type A and Type B) |  | standard | TRUE |  | 1811.6 | 127.13 | 14.25 | 13.65 | 0.967 | 2962 | 82.4 | 5 | 50000 | December, 18 2019 00:00:00 | Not Dimmable | Not Dimmable | No |  | EAEFZU | [15 empty] | 77.7 |  | 1.26 | 1.24 | [6 empty] | 5 | 1817.1 | 127.68 | 14.23 | 13.65 | 0.9955 | 3000 | 80 |  |  |  | FALSE | FALSE | FALSE | [8 empty] | March, 30 2020 00:00:00 | FALSE | FALSE | FALSE | [6 empty] | AC | 120 | 277 | 120 |  |  |  |  | FALSE
PIWYEAKO | Technical Consumer Products | TCP | T8042630E | Linear Replacement Lamp | T8 Four-Foot | Replacement Lamps (plug and play) (UL Type A) |  | standard | TRUE |  | 1844.4 | 123.67 | 14.91 | 13.72 | 0.9565 | 3107 | 83.8 | 5 | 50000 | December, 17 2019 00:00:00 | Not Dimmable | Not Dimmable | No |  | TTTVNZ | [15 empty] | 84.5 |  | 1.2 | 1.28 | [6 empty] | 5 | 1800 | 120 | 15 | 13 | 0.9 | 3000 | 80 |  |  |  | FALSE | FALSE | FALSE | [8 empty] | March, 30 2020 00:00:00 | FALSE | FALSE | FALSE | [6 empty] | AC |  |  | 120.1 |  |  |  |  | FALSE
PA32U7VT | Technical Consumer Products | TCP | T8042635E | Linear Replacement Lamp | T8 Four-Foot | Replacement Lamps (plug and play) (UL Type A) |  | standard | FALSE | [10 empty] | December, 17 2019 00:00:00 | Not Dimmable | Not Dimmable | No |  | TTTVNZ | [25 empty] | 5 | 1800 | 120 | 15 | 13 | 0.9 | 3500 | 80 |  |  |  | FALSE | FALSE | FALSE | [8 empty] | March, 30 2020 00:00:00 | FALSE | FALSE | FALSE | [6 empty] | AC | [7 empty] | FALSE
PL1G3EACXGK2 | Technical Consumer Products | TCP | T804003A30E | Linear Replacement Lamp | T8 Four-Foot | Dual Mode Internal Driver (UL Type A and Type B) |  | standard | TRUE |  | 1747 | 120.2 | 14.53 | 14.16 | 0.9571 | 3067 | 82.2 | 5 | 50000 | December, 17 2019 00:00:00 | Not Dimmable | Not Dimmable | No |  | BBBEMX | [15 empty] | 81.4 |  | 1.26 | 1.34 | [6 empty] | 5 | 1700 | 113.333 | 15 | 20 | 0.9 | 3000 | 82 |  |  |  | FALSE | FALSE | FALSE | [8 empty] | March, 30 2020 00:00:00 | FALSE | FALSE | FALSE | [6 empty] | AC | 120 | 277 | 277 |  |  |  |  | FALSE
P0N1ZRAL | Technical Consumer Products | TCP | T8042650E | Linear Replacement Lamp | T8 Four-Foot | Replacement Lamps (plug and play) (UL Type A) |  | standard | FALSE | [10 empty] | December, 17 2019 00:00:00 | Not Dimmable | Not Dimmable | No |  | TTTVNZ | [25 empty] | 5 | 1800 | 120 | 15 | 13 | 0.9 | 5000 | 80 |  |  |  | FALSE | FALSE | FALSE | [8 empty] | March, 30 2020 00:00:00 | FALSE | FALSE | FALSE | [6 empty] | AC | [7 empty] | FALSE
PL2DRXGEVJWO | Technical Consumer Products | TCP | T804003A41E | Linear Replacement Lamp | T8 Four-Foot | Dual Mode Internal Driver (UL Type A and Type B) |  | standard | FALSE | [10 empty] | December, 17 2019 00:00:00 | Not Dimmable | Not Dimmable | No |  | BBBEMX | [25 empty] | 5 | 1800 | 120 | 15 | 20 | 0.9 | 4000 | 82 |  |  |  | FALSE | FALSE | FALSE | [8 empty] | March, 30 2020 00:00:00 | FALSE | FALSE | FALSE | [6 empty] | AC | 120 | 277 | [5 empty] | FALSE
PLQ6FWHG3I1D | Technical Consumer Products | TCP | T80400330E | Linear Replacement Lamp | T8 Four-Foot | Dual Mode Internal Driver (UL Type A and Type B) |  | standard | TRUE |  | 1788 | 123.1 | 14.52 | 14.1 | 0.9571 | 3067 | 82.5 | 5 | 50000 | December, 17 2019 00:00:00 | Not Dimmable | Not Dimmable | No |  | BBBEMW | [15 empty] | 81.2 |  | 1.2 | 1.3 | [6 empty] | 5 | 1700 | 113.333 | 15 | 20 | 0.9 | 3000 | 82 |  |  |  | FALSE | FALSE | FALSE | [8 empty] | March, 30 2020 00:00:00 | FALSE | FALSE | FALSE | [6 empty] | AC | 120 | 277 | 277 |  |  |  |  | FALSE
PL4SDUS0R15Q | Technical Consumer Products | TCP | T80400350E | Linear Replacement Lamp | T8 Four-Foot | Dual Mode Internal Driver (UL Type A and Type B) |  | standard | FALSE | [10 empty] | December, 17 2019 00:00:00 | Not Dimmable | Not Dimmable | No |  | BBBEMW | [25 empty] | 5 | 1800 | 120 | 15 | 20 | 0.9 | 5000 | 82 |  |  |  | FALSE | FALSE | FALSE | [8 empty] | March, 30 2020 00:00:00 | FALSE | FALSE | FALSE | [6 empty] | AC | 120 | 277 | [5 empty] | FALSE
PL3GSNZ1QMMS | Technical Consumer Products | TCP | T804003A35E | Linear Replacement Lamp | T8 Four-Foot | Dual Mode Internal Driver (UL Type A and Type B) |  | standard | FALSE | [10 empty] | December, 17 2019 00:00:00 | Not Dimmable | Not Dimmable | No |  | BBBEMX | [25 empty] | 4.4 | 1700 | 113.333 | 15 | 20 | 0.9 | 3500 | 82 |  |  |  | FALSE | FALSE | FALSE | [8 empty] | December, 17 2019 00:00:00 | FALSE | FALSE | FALSE | [6 empty] | AC | 120 | 277 | [5 empty] | FALSE
PL402DOMDTU8 | Technical Consumer Products | TCP | T80400335E | Linear Replacement Lamp | T8 Four-Foot | Dual Mode Internal Driver (UL Type A and Type B) |  | standard | FALSE | [10 empty] | December, 17 2019 00:00:00 | Not Dimmable | Not Dimmable | No |  | BBBEMW | [25 empty] | 4.4 | 1700 | 113.333 | 15 | 20 | 0.9 | 3500 | 82 |  |  |  | FALSE | FALSE | FALSE | [8 empty] | December, 17 2019 00:00:00 | FALSE | FALSE | FALSE | [6 empty] | AC | 120 | 277 | [5 empty] | FALSE
PLR5JRU39SHT | Technical Consumer Products | TCP | T80400341E | Linear Replacement Lamp | T8 Four-Foot | Dual Mode Internal Driver (UL Type A and Type B) |  | standard | FALSE | [10 empty] | December, 17 2019 00:00:00 | Not Dimmable | Not Dimmable | No |  | BBBEMW | [25 empty] | 5 | 1800 | 120 | 15 | 20 | 0.9 | 4000 | 82 |  |  |  | FALSE | FALSE | FALSE | [8 empty] | March, 30 2020 00:00:00 | FALSE | FALSE | FALSE | [6 empty] | AC | 120 | 277 | [5 empty] | FALSE
PL8ANUNWP16A | Technical Consumer Products | TCP | T804003A50E | Linear Replacement Lamp | T8 Four-Foot | Dual Mode Internal Driver (UL Type A and Type B) |  | standard | FALSE | [10 empty] | December, 17 2019 00:00:00 | Not Dimmable | Not Dimmable | No |  | BBBEMX | [25 empty] | 5 | 1800 | 120 | 15 | 20 | 0.9 | 5000 | 82 |  |  |  | FALSE | FALSE | FALSE | [8 empty] | March, 30 2020 00:00:00 | FALSE | FALSE | FALSE | [6 empty] | AC | 120 | 277 | [5 empty] | FALSE
PI67TUZJ | Technical Consumer Products | TCP | T8042641E | Linear Replacement Lamp | T8 Four-Foot | Replacement Lamps (plug and play) (UL Type A) |  | standard | FALSE | [10 empty] | December, 17 2019 00:00:00 | Not Dimmable | Not Dimmable | No |  | TTTVNZ | [25 empty] | 5 | 1800 | 120 | 15 | 13 | 0.9 | 4100 | 80 |  |  |  | FALSE | FALSE | FALSE | [8 empty] | March, 30 2020 00:00:00 | FALSE | FALSE | FALSE | [6 empty] | AC | [7 empty] | FALSE
PLZ3CSA5VTQV | Parmida LLC | PARMIDA LED Parmida led technology | PLED-T818W3KV2-AB-F- | Linear Replacement Lamp | T8 Four-Foot | Dual Mode Internal Driver (UL Type A and Type B) |  | standard | TRUE |  | 2328 | 117.52 | 19.81 | 8.38 | 0.9625 | 2981 | 81.4 | 5 |  | December, 11 2019 00:00:00 | Not Dimmable | Not Dimmable | No |  | IIINRA | [15 empty] | 84.6 |  | 1.26 | 1.34 | [6 empty] | 5 | 2339 | 117.77 | 19.86 | 8.38 | 0.9625 | 3000 | 81.4 |  |  |  | FALSE | FALSE | FALSE | [8 empty] | March, 30 2020 00:00:00 | FALSE | FALSE | FALSE | [6 empty] | AC | 120 | 277 | 277 |  |  |  |  | FALSE
PLNGNT2LFUP6 | Parmida LLC | PARMIDA LED Parmida led technology | PLED-T818W3KV2-AB-CL- | Linear Replacement Lamp | T8 Four-Foot | Dual Mode Internal Driver (UL Type A and Type B) |  | standard | FALSE | [10 empty] | December, 11 2019 00:00:00 | Not Dimmable | Not Dimmable | No |  | IIINRA | [25 empty] | 5 | 2389 | 122.51 | 19.5 | 8.61 | 0.9704 | 3000 | 81.1 |  |  |  | FALSE | FALSE | FALSE | [8 empty] | March, 30 2020 00:00:00 | FALSE | FALSE | FALSE | [6 empty] | AC | 120 | 277 | [5 empty] | FALSE
PLKR3EDPALD9 | Parmida LLC | PARMIDA LED Parmida led technology | PLED-T818W5KV2-AB-F- | Linear Replacement Lamp | T8 Four-Foot | Dual Mode Internal Driver (UL Type A and Type B) |  | standard | FALSE | [10 empty] | December, 11 2019 00:00:00 | Not Dimmable | Not Dimmable | No |  | IIINRA | [25 empty] | 5 | 2416.8 | 121.692 | 19.86 | 8.38 | 0.9625 | 5000 | 81.4 |  |  |  | FALSE | FALSE | FALSE | [8 empty] | March, 30 2020 00:00:00 | FALSE | FALSE | FALSE | [6 empty] | AC | 120 | 277 | [5 empty] | FALSE
PLVHUO564781 | Parmida LLC | PARMIDA LED Parmida led technology | PLED-T818W5KV2-AB-CL- | Linear Replacement Lamp | T8 Four-Foot | Dual Mode Internal Driver (UL Type A and Type B) |  | standard | FALSE | [10 empty] | December, 11 2019 00:00:00 | Not Dimmable | Not Dimmable | No |  | IIINRA | [25 empty] | 5 | 2503 | 126.8 | 19.74 | 9.11 | 0.9682 | 5000 | 83.2 |  |  |  | FALSE | FALSE | FALSE | [8 empty] | March, 30 2020 00:00:00 | FALSE | FALSE | FALSE | [6 empty] | AC | 120 | 277 | [5 empty] | FALSE
PLHRTOPCLJ2X | Parmida LLC | PARMIDA LED Parmida led technology | PLED-T818W4KV2-AB-CL- | Linear Replacement Lamp | T8 Four-Foot | Dual Mode Internal Driver (UL Type A and Type B) |  | standard | FALSE | [10 empty] | December, 11 2019 00:00:00 | Not Dimmable | Not Dimmable | No |  | IIINRA | [25 empty] | 5 | 2446 | 124.67 | 19.62 | 8.61 | 0.9704 | 4000 | 81.1 |  |  |  | FALSE | FALSE | FALSE | [8 empty] | March, 30 2020 00:00:00 | FALSE | FALSE | FALSE | [6 empty] | AC | 120 | 277 | [5 empty] | FALSE
PLQR54P344SE | Parmida LLC | PARMIDA LED Parmida led technology | PLED-T818W4KV2-AB-F- | Linear Replacement Lamp | T8 Four-Foot | Dual Mode Internal Driver (UL Type A and Type B) |  | standard | FALSE | [10 empty] | December, 11 2019 00:00:00 | Not Dimmable | Not Dimmable | No |  | IIINRA | [25 empty] | 5 | 2378.67 | 119.772 | 19.86 | 8.38 | 0.9625 | 4000 | 81.4 |  |  |  | FALSE | FALSE | FALSE | [8 empty] | March, 30 2020 00:00:00 | FALSE | FALSE | FALSE | [6 empty] | AC | 120 | 277 | [5 empty] | FALSE
PLMSWAJESBLB | ALL LED USA LLC | ALL LED | AL-T8LED12AB/40 | Linear Replacement Lamp | T8 Four-Foot | Dual Mode Internal Driver (UL Type A and Type B) |  | standard | FALSE | [10 empty] | November, 27 2019 00:00:00 | Not Dimmable | Not Dimmable | No |  | MMMSDK | [25 empty] | 5 | 1800 | 138.462 | 13 | 20 | 0.9 | 4000 | 83 |  |  |  | FALSE | FALSE | FALSE | [8 empty] | March, 30 2020 00:00:00 | FALSE | FALSE | FALSE | [6 empty] | AC | 120 | 277 | [5 empty] | FALSE
PLNIGS6416IT | ALL LED USA LLC | ALL LED | AL-T8LED12AB/35 | Linear Replacement Lamp | T8 Four-Foot | Dual Mode Internal Driver (UL Type A and Type B) |  | standard | FALSE | [10 empty] | November, 27 2019 00:00:00 | Not Dimmable | Not Dimmable | No |  | MMMSDK | [25 empty] | 5 | 1700 | 130.769 | 13 | 20 | 0.9 | 3500 | 83 |  |  |  | FALSE | FALSE | FALSE | [8 empty] | March, 30 2020 00:00:00 | FALSE | FALSE | FALSE | [6 empty] | AC | 120 | 277 | [5 empty] | FALSE
PLVBU3D4QJST | ALL LED USA LLC | ALL LED | AL-T8LED12AB/30 | Linear Replacement Lamp | T8 Four-Foot | Dual Mode Internal Driver (UL Type A and Type B) |  | standard | TRUE |  | 1719 | 129.9 | 13.23 | 22.24 | 0.9168 | 2950 | 81.9 | 5 | 50000 | November, 27 2019 00:00:00 | Not Dimmable | Not Dimmable | No |  | MMMSDK | [15 empty] | 81.3 |  | 1.26 | 1.28 | [6 empty] | 5 | 1700 | 130.769 | 13 | 20 | 0.9 | 3000 | 83 |  |  |  | FALSE | FALSE | FALSE | [8 empty] | March, 30 2020 00:00:00 | FALSE | FALSE | FALSE | [6 empty] | AC | 120 | 277 | 277 |  |  |  |  | FALSE
PL52UF9BVEB9 | ALL LED USA LLC | ALL LED | AL-T8LED12AB/45 | Linear Replacement Lamp | T8 Four-Foot | Dual Mode Internal Driver (UL Type A and Type B) |  | standard | FALSE | [10 empty] | November, 27 2019 00:00:00 | Not Dimmable | Not Dimmable | No |  | MMMSDK | [25 empty] | 5 | 1800 | 138.462 | 13 | 20 | 0.9 | 4500 | 83 |  |  |  | FALSE | FALSE | FALSE | [8 empty] | March, 30 2020 00:00:00 | FALSE | FALSE | FALSE | [6 empty] | AC | 120 | 277 | [5 empty] | FALSE
PL8AS0AUZ197 | ALL LED USA LLC | ALL LED | AL-T8LED12AB/50 | Linear Replacement Lamp | T8 Four-Foot | Dual Mode Internal Driver (UL Type A and Type B) |  | standard | FALSE | [10 empty] | November, 27 2019 00:00:00 | Not Dimmable | Not Dimmable | No |  | MMMSDK | [25 empty] | 5 | 1800 | 138.462 | 13 | 20 | 0.9 | 5000 | 83 |  |  |  | FALSE | FALSE | FALSE | [8 empty] | March, 30 2020 00:00:00 | FALSE | FALSE | FALSE | [6 empty] | AC | 120 | 277 | [5 empty] | FALSE
P0KQ4I5P | Technical Consumer Products | TCP | T8049250E | Linear Replacement Lamp | T8 Four-Foot | Replacement Lamps (plug and play) (UL Type A) |  | standard | FALSE | [10 empty] | November, 26 2019 00:00:00 | Not Dimmable | Not Dimmable | No | Updated on 03/03/2020 | RRRVQC | [25 empty] | 5 | 1820 | 145.6 | 12.5 | 12 | 0.9 | 5000 | 80 |  |  |  | FALSE | FALSE | FALSE | [8 empty] | March, 30 2020 00:00:00 | FALSE | FALSE | FALSE | [6 empty] | AC | [7 empty] | FALSE
P373IJMB | Technical Consumer Products | TCP | T8049630E | Linear Replacement Lamp | T8 Four-Foot | Replacement Lamps (plug and play) (UL Type A) |  | standard | TRUE |  | 1844.7 | 125.09 | 14.75 | 11.57 | 0.9581 | 3099 | 81.7 | 5 | 50000 | November, 26 2019 00:00:00 | Not Dimmable | Not Dimmable | No |  | RRRVQB | [15 empty] | 78 |  | 1.22 | 1.32 | [6 empty] | 5 | 2000 | 133 | 15 | 11 | 0.9 | 3000 | 80 |  |  |  | FALSE | FALSE | FALSE | [8 empty] | March, 30 2020 00:00:00 | FALSE | FALSE | FALSE | [6 empty] | AC |  |  | 120 |  |  |  |  | FALSE
PLXQ9RVFHKX1 | Super Bright LEDs | superbrightleds.com | T8U4-30K18-AFN | Linear Replacement Lamp | T8 Four-Foot | Dual Mode Internal Driver (UL Type A and Type B) |  | standard | TRUE |  | 2328 | 117.52 | 19.81 | 8.38 | 0.9625 | 2981 | 81.4 | 5 |  | November, 26 2019 00:00:00 | Not Dimmable | Not Dimmable | No |  | DDDKRF | [15 empty] | 84.6 |  | 1.26 | 1.34 | [6 empty] | 5 | 2339 | 117.77 | 19.86 | 8.38 | 0.9625 | 3000 | 81.4 |  |  |  | FALSE | FALSE | FALSE | [8 empty] | March, 30 2020 00:00:00 | FALSE | FALSE | FALSE | [6 empty] | AC | 120 | 277 | 277 |  |  |  |  | FALSE
PL54AO1XOY4Q | THINK Green Solutions | THINK GREEN | LED-Think-Tube-T8-835-15W-GL-SP | Linear Replacement Lamp | T8 Four-Foot | Replacement Lamps (plug and play) (UL Type A) |  | standard | FALSE | [10 empty] | November, 26 2019 00:00:00 | Not Dimmable | Not Dimmable | No |  | DDDKRD | [25 empty] | 5 | 2100 | 117 | 18 | 20 | 0.9 | 3500 | 82 |  |  |  | FALSE | FALSE | FALSE | [8 empty] | March, 30 2020 00:00:00 | FALSE | FALSE | FALSE | [6 empty] | AC | 120 | 277 | [5 empty] | FALSE
PLWNR6374R6B | Super Bright LEDs | superbrightleds.com | T8U4-30K12-AFN | Linear Replacement Lamp | T8 Four-Foot | Dual Mode Internal Driver (UL Type A and Type B) |  | standard | FALSE | [10 empty] | November, 26 2019 00:00:00 | Not Dimmable | Not Dimmable | No |  | DDDKRF | [25 empty] | 5 | 1735 | 118.19 | 14.68 | 13.04 | 0.9523 | 3000 | 81.3 |  |  |  | FALSE | FALSE | FALSE | [8 empty] | March, 30 2020 00:00:00 | FALSE | FALSE | FALSE | [6 empty] | AC | 120 | 277 | [5 empty] | FALSE
PL2TVV01Q3LH | Super Bright LEDs | superbrightleds.com | T8U4-45K15-AFN | Linear Replacement Lamp | T8 Four-Foot | Dual Mode Internal Driver (UL Type A and Type B) |  | standard | FALSE | [10 empty] | November, 26 2019 00:00:00 | Not Dimmable | Not Dimmable | No |  | DDDKRF | [25 empty] | 5 | 2141.58 | 124.366 | 17.22 | 10.63 | 0.961 | 4500 | 81.3 |  |  |  | FALSE | FALSE | FALSE | [8 empty] | March, 30 2020 00:00:00 | FALSE | FALSE | FALSE | [6 empty] | AC | 120 | 277 | [5 empty] | FALSE
PL2S7RNAGHHS | THINK Green Solutions | THINK GREEN | LED-Think-Tube-T8-830-11.5W-GL-SP | Linear Replacement Lamp | T8 Four-Foot | Replacement Lamps (plug and play) (UL Type A) |  | standard | TRUE |  | 1673.1 | 123.2 | 13.59 | 14.74 | 0.9535 | 3059 | 82.8 | 5 | 50000 | November, 26 2019 00:00:00 | Not Dimmable | Not Dimmable | No |  | DDDKRC | [15 empty] | 81.8 |  | 1.24 | 1.28 | [6 empty] | 5 | 1700 | 117 | 14.5 | 20 | 0.9 | 3000 | 82 |  |  |  | FALSE | FALSE | FALSE | [8 empty] | March, 30 2020 00:00:00 | FALSE | FALSE | FALSE | [6 empty] | AC | 120 | 277 | [5 empty] | FALSE
PLUG85O3TW4D | Super Bright LEDs | superbrightleds.com | T8U4-50K15-AFN | Linear Replacement Lamp | T8 Four-Foot | Dual Mode Internal Driver (UL Type A and Type B) |  | standard | FALSE | [10 empty] | November, 26 2019 00:00:00 | Not Dimmable | Not Dimmable | No |  | DDDKRF | [25 empty] | 5 | 2157.45 | 125.288 | 17.22 | 10.63 | 0.961 | 5000 | 81.3 |  |  |  | FALSE | FALSE | FALSE | [8 empty] | March, 30 2020 00:00:00 | FALSE | FALSE | FALSE | [6 empty] | AC | 120 | 277 | [5 empty] | FALSE
PLWS1MW9803K | Super Bright LEDs | superbrightleds.com | T8U4-30K15-AFN | Linear Replacement Lamp | T8 Four-Foot | Dual Mode Internal Driver (UL Type A and Type B) |  | standard | FALSE | [10 empty] | November, 26 2019 00:00:00 | Not Dimmable | Not Dimmable | No |  | DDDKRF | [25 empty] | 5 | 2088 | 121.25 | 17.22 | 10.63 | 0.961 | 3000 | 81.3 |  |  |  | FALSE | FALSE | FALSE | [8 empty] | March, 30 2020 00:00:00 | FALSE | FALSE | FALSE | [6 empty] | AC | 120 | 277 | [5 empty] | FALSE
PLYAEQHXO6W5 | THINK Green Solutions | THINK GREEN | LED-Think-Tube-T8-840-11.5W-GL-SP | Linear Replacement Lamp | T8 Four-Foot | Replacement Lamps (plug and play) (UL Type A) |  | standard | FALSE | [10 empty] | November, 26 2019 00:00:00 | Not Dimmable | Not Dimmable | No |  | DDDKRC | [25 empty] | 5 | 1800 | 124 | 14.5 | 20 | 0.9 | 4000 | 82 |  |  |  | FALSE | FALSE | FALSE | [8 empty] | March, 30 2020 00:00:00 | FALSE | FALSE | FALSE | [6 empty] | AC | 120 | 277 | [5 empty] | FALSE
PL7G2KNX87BY | Super Bright LEDs | superbrightleds.com | T8U4-40K18-AFN | Linear Replacement Lamp | T8 Four-Foot | Dual Mode Internal Driver (UL Type A and Type B) |  | standard | FALSE | [10 empty] | November, 26 2019 00:00:00 | Not Dimmable | Not Dimmable | No |  | DDDKRF | [25 empty] | 5 | 2378.67 | 119.772 | 19.86 | 8.38 | 0.9625 | 4000 | 81.4 |  |  |  | FALSE | FALSE | FALSE | [8 empty] | March, 30 2020 00:00:00 | FALSE | FALSE | FALSE | [6 empty] | AC | 120 | 277 | [5 empty] | FALSE
PLTNDGXUVL77 | Super Bright LEDs | superbrightleds.com | T8U4-35K18-AFN | Linear Replacement Lamp | T8 Four-Foot | Dual Mode Internal Driver (UL Type A and Type B) |  | standard | FALSE | [10 empty] | November, 26 2019 00:00:00 | Not Dimmable | Not Dimmable | No |  | DDDKRF | [25 empty] | 5 | 2356.92 | 118.677 | 19.86 | 8.38 | 0.9625 | 3500 | 81.4 |  |  |  | FALSE | FALSE | FALSE | [8 empty] | March, 30 2020 00:00:00 | FALSE | FALSE | FALSE | [6 empty] | AC | 120 | 277 | [5 empty] | FALSE
P0TGDX12 | Technical Consumer Products | TCP | T8049230E | Linear Replacement Lamp | T8 Four-Foot | Replacement Lamps (plug and play) (UL Type A) |  | standard | TRUE |  | 1896 | 144.84 | 13.09 | 12.56 | 0.9492 | 2995 | 83.4 | 5 | 50000 | November, 26 2019 00:00:00 | Not Dimmable | Not Dimmable | No |  | RRRVQC | [15 empty] | 84.3 |  | 1.2 | 1.26 | [6 empty] | 5 | 1800 | 144 | 12.5 | 12 | 0.9 | 3000 | 80 |  |  |  | FALSE | FALSE | FALSE | [8 empty] | March, 30 2020 00:00:00 | FALSE | FALSE | FALSE | [6 empty] | AC |  |  | 120 |  |  |  |  | FALSE
PLX750HWWKDR | TGL Inc. | TGL PREMIUM | PREM-12W-4FT-350K | Linear Replacement Lamp | T8 Four-Foot | Replacement Lamps (plug and play) (UL Type A) |  | standard | TRUE |  | 1978 | 162.93 | 12.14 | 11.1 | 0.9135 | 3424 | 83.8 | 5 | 50000 | November, 26 2019 00:00:00 | Not Dimmable | Not Dimmable | No |  | MMMSDG | [15 empty] | 90.2 |  | 1.22 | 1.46 | [6 empty] | 5 | 2013 | 164.19 | 12.26 | 10.87 | 0.9156 | 3500 | 83.8 |  |  |  | FALSE | FALSE | FALSE | [8 empty] | March, 30 2020 00:00:00 | FALSE | FALSE | FALSE | [6 empty] | AC |  |  | 277 |  |  |  |  | FALSE
P41AC3V9 | Technical Consumer Products | TCP | T8049635E | Linear Replacement Lamp | T8 Four-Foot | Replacement Lamps (plug and play) (UL Type A) |  | standard | FALSE | [10 empty] | November, 26 2019 00:00:00 | Not Dimmable | Not Dimmable | No |  | RRRVQB | [25 empty] | 5 | 2000 | 133 | 15 | 11 | 0.9 | 3500 | 80 |  |  |  | FALSE | FALSE | FALSE | [8 empty] | March, 30 2020 00:00:00 | FALSE | FALSE | FALSE | [6 empty] | AC | [7 empty] | FALSE
PPBPHNA6 | Technical Consumer Products | TCP | T8049641E | Linear Replacement Lamp | T8 Four-Foot | Replacement Lamps (plug and play) (UL Type A) |  | standard | FALSE | [10 empty] | November, 26 2019 00:00:00 | Not Dimmable | Not Dimmable | No |  | RRRVQB | [25 empty] | 5 | 2000 | 133 | 15 | 11 | 0.9 | 4100 | 80 |  |  |  | FALSE | FALSE | FALSE | [8 empty] | March, 30 2020 00:00:00 | FALSE | FALSE | FALSE | [6 empty] | AC | [7 empty] | FALSE
PLI8IADBJP5D | THINK Green Solutions | THINK GREEN | LED-Think-Tube-T8-840-15W-GL-SP | Linear Replacement Lamp | T8 Four-Foot | Replacement Lamps (plug and play) (UL Type A) |  | standard | FALSE | [10 empty] | November, 26 2019 00:00:00 | Not Dimmable | Not Dimmable | No |  | DDDKRD | [25 empty] | 5 | 2200 | 122 | 18 | 20 | 0.9 | 4000 | 82 |  |  |  | FALSE | FALSE | FALSE | [8 empty] | March, 30 2020 00:00:00 | FALSE | FALSE | FALSE | [6 empty] | AC | 120 | 277 | [5 empty] | FALSE
PL49A61SQ5JR | THINK Green Solutions | THINK GREEN | LED-Think-Tube-T8-835-11.5W-GL-SP | Linear Replacement Lamp | T8 Four-Foot | Replacement Lamps (plug and play) (UL Type A) |  | standard | FALSE | [10 empty] | November, 26 2019 00:00:00 | Not Dimmable | Not Dimmable | No |  | DDDKRC | [25 empty] | 5 | 1700 | 117 | 14.5 | 20 | 0.9 | 3500 | 82 |  |  |  | FALSE | FALSE | FALSE | [8 empty] | March, 30 2020 00:00:00 | FALSE | FALSE | FALSE | [6 empty] | AC | 120 | 277 | [5 empty] | FALSE
PLABYOAJWN2N | Super Bright LEDs | superbrightleds.com | T8U4-45K12-AFN | Linear Replacement Lamp | T8 Four-Foot | Dual Mode Internal Driver (UL Type A and Type B) |  | standard | FALSE | [10 empty] | November, 26 2019 00:00:00 | Not Dimmable | Not Dimmable | No |  | DDDKRF | [25 empty] | 5 | 1779.62 | 121.227 | 14.68 | 13.04 | 0.9523 | 4500 | 81.3 |  |  |  | FALSE | FALSE | FALSE | [8 empty] | March, 30 2020 00:00:00 | FALSE | FALSE | FALSE | [6 empty] | AC | 120 | 277 | [5 empty] | FALSE
PL9B6M8ZS8BX | Super Bright LEDs | superbrightleds.com | T8U4-40K15-AFN | Linear Replacement Lamp | T8 Four-Foot | Dual Mode Internal Driver (UL Type A and Type B) |  | standard | FALSE | [10 empty] | November, 26 2019 00:00:00 | Not Dimmable | Not Dimmable | No |  | DDDKRF | [25 empty] | 5 | 2123.42 | 123.311 | 17.22 | 10.63 | 0.961 | 4000 | 81.3 |  |  |  | FALSE | FALSE | FALSE | [8 empty] | March, 30 2020 00:00:00 | FALSE | FALSE | FALSE | [6 empty] | AC | 120 | 277 | [5 empty] | FALSE
PLOA75O9C7V7 | Super Bright LEDs | superbrightleds.com | T8U4-35K15-AFN | Linear Replacement Lamp | T8 Four-Foot | Dual Mode Internal Driver (UL Type A and Type B) |  | standard | FALSE | [10 empty] | November, 26 2019 00:00:00 | Not Dimmable | Not Dimmable | No |  | DDDKRF | [25 empty] | 5 | 2104 | 122.184 | 17.22 | 10.63 | 0.961 | 3500 | 81.3 |  |  |  | FALSE | FALSE | FALSE | [8 empty] | March, 30 2020 00:00:00 | FALSE | FALSE | FALSE | [6 empty] | AC | 120 | 277 | [5 empty] | FALSE
PHZGBP6B | Technical Consumer Products | TCP | T8049650E | Linear Replacement Lamp | T8 Four-Foot | Replacement Lamps (plug and play) (UL Type A) |  | standard | FALSE | [10 empty] | November, 26 2019 00:00:00 | Not Dimmable | Not Dimmable | No |  | RRRVQB | [25 empty] | 5 | 2000 | 133 | 15 | 11 | 0.9 | 5000 | 80 |  |  |  | FALSE | FALSE | FALSE | [8 empty] | March, 30 2020 00:00:00 | FALSE | FALSE | FALSE | [6 empty] | AC | [7 empty] | FALSE
PL14F7JZPRF3 | Super Bright LEDs | superbrightleds.com | T8U4-40K12-AFN | Linear Replacement Lamp | T8 Four-Foot | Dual Mode Internal Driver (UL Type A and Type B) |  | standard | FALSE | [10 empty] | November, 26 2019 00:00:00 | Not Dimmable | Not Dimmable | No |  | DDDKRF | [25 empty] | 5 | 1764.52 | 120.199 | 14.68 | 13.04 | 0.9523 | 4000 | 81.3 |  |  |  | FALSE | FALSE | FALSE | [8 empty] | March, 30 2020 00:00:00 | FALSE | FALSE | FALSE | [6 empty] | AC | 120 | 277 | [5 empty] | FALSE
PLLSR3QB0OPW | Super Bright LEDs | superbrightleds.com | T8U4-40K10-AFN | Linear Replacement Lamp | T8 Four-Foot | Dual Mode Internal Driver (UL Type A and Type B) |  | standard | FALSE | [10 empty] | November, 26 2019 00:00:00 | Not Dimmable | Not Dimmable | No |  | DDDKRF | [25 empty] | 5 | 1650.65 | 121.999 | 13.53 | 22.87 | 0.9158 | 4000 | 81.4 |  |  |  | FALSE | FALSE | FALSE | [8 empty] | March, 30 2020 00:00:00 | FALSE | FALSE | FALSE | [6 empty] | AC | 120 | 277 | [5 empty] | FALSE
PLN1XPKUO5DU | Super Bright LEDs | superbrightleds.com | T8U4-35K10-AFN | Linear Replacement Lamp | T8 Four-Foot | Dual Mode Internal Driver (UL Type A and Type B) |  | standard | FALSE | [10 empty] | November, 26 2019 00:00:00 | Not Dimmable | Not Dimmable | No |  | DDDKRF | [25 empty] | 5 | 1635.56 | 120.884 | 13.53 | 22.87 | 0.9158 | 3500 | 81.4 |  |  |  | FALSE | FALSE | FALSE | [8 empty] | March, 30 2020 00:00:00 | FALSE | FALSE | FALSE | [6 empty] | AC | 120 | 277 | [5 empty] | FALSE
PL5FAHI8B478 | Super Bright LEDs | superbrightleds.com | T8U4-50K10-AFN | Linear Replacement Lamp | T8 Four-Foot | Dual Mode Internal Driver (UL Type A and Type B) |  | standard | FALSE | [10 empty] | November, 26 2019 00:00:00 | Not Dimmable | Not Dimmable | No |  | DDDKRF | [25 empty] | 5 | 1677.11 | 123.955 | 13.53 | 22.87 | 0.9158 | 5000 | 81.4 |  |  |  | FALSE | FALSE | FALSE | [8 empty] | March, 30 2020 00:00:00 | FALSE | FALSE | FALSE | [6 empty] | AC | 120 | 277 | [5 empty] | FALSE
PL1V4ZGGQ1P3 | Super Bright LEDs | superbrightleds.com | T8U4-45K10-AFN | Linear Replacement Lamp | T8 Four-Foot | Dual Mode Internal Driver (UL Type A and Type B) |  | standard | FALSE | [10 empty] | November, 26 2019 00:00:00 | Not Dimmable | Not Dimmable | No |  | DDDKRF | [25 empty] | 5 | 1664.77 | 123.043 | 13.53 | 22.87 | 0.9158 | 4500 | 81.4 |  |  |  | FALSE | FALSE | FALSE | [8 empty] | March, 30 2020 00:00:00 | FALSE | FALSE | FALSE | [6 empty] | AC | 120 | 277 | [5 empty] | FALSE
PLRZGE7LNV5Y | Super Bright LEDs | superbrightleds.com | T8U4-30K10-AFN | Linear Replacement Lamp | T8 Four-Foot | Dual Mode Internal Driver (UL Type A and Type B) |  | standard | TRUE |  | 1642 | 119.42 | 13.75 | 22.87 | 0.9158 | 2962 | 81.4 | 5 |  | November, 26 2019 00:00:00 | Not Dimmable | Not Dimmable | No |  | DDDKRF | [15 empty] | 84.6 |  | 1.24 | 1.38 | [6 empty] | 5 | 1623 | 119.96 | 13.53 | 22.87 | 0.9158 | 3000 | 81.4 |  |  |  | FALSE | FALSE | FALSE | [8 empty] | March, 30 2020 00:00:00 | FALSE | FALSE | FALSE | [6 empty] | AC | 120 | 277 | 277 |  |  |  |  | FALSE
PL47KXCUSIL0 | Super Bright LEDs | superbrightleds.com | T8U4-35K12-AFN | Linear Replacement Lamp | T8 Four-Foot | Dual Mode Internal Driver (UL Type A and Type B) |  | standard | FALSE | [10 empty] | November, 26 2019 00:00:00 | Not Dimmable | Not Dimmable | No |  | DDDKRF | [25 empty] | 5 | 1748.39 | 119.1 | 14.68 | 13.04 | 0.9523 | 3500 | 81.3 |  |  |  | FALSE | FALSE | FALSE | [8 empty] | March, 30 2020 00:00:00 | FALSE | FALSE | FALSE | [6 empty] | AC | 120 | 277 | [5 empty] | FALSE
PLSFVHFZBHCM | THINK Green Solutions | THINK GREEN | LED-Think-Tube-T8-850-15W-GL-SP | Linear Replacement Lamp | T8 Four-Foot | Replacement Lamps (plug and play) (UL Type A) |  | standard | FALSE | [10 empty] | November, 26 2019 00:00:00 | Not Dimmable | Not Dimmable | No |  | DDDKRD | [25 empty] | 5 | 2200 | 122 | 18 | 20 | 0.9 | 5000 | 82 |  |  |  | FALSE | FALSE | FALSE | [8 empty] | March, 30 2020 00:00:00 | FALSE | FALSE | FALSE | [6 empty] | AC | 120 | 277 | [5 empty] | FALSE
PLQV10KLYDLE | Super Bright LEDs | superbrightleds.com | T8U4-50K12-AFN | Linear Replacement Lamp | T8 Four-Foot | Dual Mode Internal Driver (UL Type A and Type B) |  | standard | FALSE | [10 empty] | November, 26 2019 00:00:00 | Not Dimmable | Not Dimmable | No |  | DDDKRF | [25 empty] | 5 | 1792.81 | 122.126 | 14.68 | 13.04 | 0.9523 | 5000 | 81.3 |  |  |  | FALSE | FALSE | FALSE | [8 empty] | March, 30 2020 00:00:00 | FALSE | FALSE | FALSE | [6 empty] | AC | 120 | 277 | [5 empty] | FALSE
PUI4ETQY | Technical Consumer Products | TCP | T8049235E | Linear Replacement Lamp | T8 Four-Foot | Replacement Lamps (plug and play) (UL Type A) |  | standard | FALSE | [10 empty] | November, 26 2019 00:00:00 | Not Dimmable | Not Dimmable | No | Updated on 03/03/2020 | RRRVQC | [25 empty] | 5 | 1820 | 145.6 | 12.5 | 12 | 0.9 | 3500 | 80 |  |  |  | FALSE | FALSE | FALSE | [8 empty] | March, 30 2020 00:00:00 | FALSE | FALSE | FALSE | [6 empty] | AC | [7 empty] | FALSE
PRKF4A0K | Technical Consumer Products | TCP | T8049241E | Linear Replacement Lamp | T8 Four-Foot | Replacement Lamps (plug and play) (UL Type A) |  | standard | FALSE | [10 empty] | November, 26 2019 00:00:00 | Not Dimmable | Not Dimmable | No | Updated on 03/03/2020 | RRRVQC | [25 empty] | 5 | 1820 | 145.6 | 12.5 | 12 | 0.9 | 4100 | 80 |  |  |  | FALSE | FALSE | FALSE | [8 empty] | March, 30 2020 00:00:00 | FALSE | FALSE | FALSE | [6 empty] | AC | [7 empty] | FALSE
PL6IV70GMXI9 | THINK Green Solutions | THINK GREEN | LED-Think-Tube-T8-830-15W-GL-SP | Linear Replacement Lamp | T8 Four-Foot | Replacement Lamps (plug and play) (UL Type A) |  | standard | TRUE |  | 2120 | 119.8 | 17.69 | 8.22 | 0.9689 | 3072 | 82.7 | 5 | 50000 | November, 26 2019 00:00:00 | Not Dimmable | Not Dimmable | No |  | DDDKRD | [15 empty] | 81.7 |  | 1.24 | 1.26 | [6 empty] | 5 | 2100 | 117 | 18 | 20 | 0.9 | 3000 | 82 |  |  |  | FALSE | FALSE | FALSE | [8 empty] | March, 30 2020 00:00:00 | FALSE | FALSE | FALSE | [6 empty] | AC | 120 | 277 | [5 empty] | FALSE
PL6I9ORGIPU0 | Super Bright LEDs | superbrightleds.com | T8U4-50K18-AFN | Linear Replacement Lamp | T8 Four-Foot | Dual Mode Internal Driver (UL Type A and Type B) |  | standard | FALSE | [10 empty] | November, 26 2019 00:00:00 | Not Dimmable | Not Dimmable | No |  | DDDKRF | [25 empty] | 5 | 2416.8 | 121.692 | 19.86 | 8.38 | 0.9625 | 5000 | 81.4 |  |  |  | FALSE | FALSE | FALSE | [8 empty] | March, 30 2020 00:00:00 | FALSE | FALSE | FALSE | [6 empty] | AC | 120 | 277 | [5 empty] | FALSE
PLBVEEQLA6EN | Super Bright LEDs | superbrightleds.com | T8U4-45K18-AFN | Linear Replacement Lamp | T8 Four-Foot | Dual Mode Internal Driver (UL Type A and Type B) |  | standard | FALSE | [10 empty] | November, 26 2019 00:00:00 | Not Dimmable | Not Dimmable | No |  | DDDKRF | [25 empty] | 5 | 2399.02 | 120.797 | 19.86 | 8.38 | 0.9625 | 4500 | 81.4 |  |  |  | FALSE | FALSE | FALSE | [8 empty] | March, 30 2020 00:00:00 | FALSE | FALSE | FALSE | [6 empty] | AC | 120 | 277 | [5 empty] | FALSE
PL99756JYDRJ | THINK Green Solutions | THINK GREEN | LED-Think-Tube-T8-850-11.5W-GL-SP | Linear Replacement Lamp | T8 Four-Foot | Replacement Lamps (plug and play) (UL Type A) |  | standard | FALSE | [10 empty] | November, 26 2019 00:00:00 | Not Dimmable | Not Dimmable | No |  | DDDKRC | [25 empty] | 5 | 1800 | 124 | 14.5 | 20 | 0.9 | 5000 | 82 |  |  |  | FALSE | FALSE | FALSE | [8 empty] | March, 30 2020 00:00:00 | FALSE | FALSE | FALSE | [6 empty] | AC | 120 | 277 | [5 empty] | FALSE
PLERTAYRY6DY | Parmida LLC | PARMIDA | PLED-T818W4KV2-AB-CL | Linear Replacement Lamp | T8 Four-Foot | Dual Mode Internal Driver (UL Type A and Type B) |  | standard | FALSE | [10 empty] | November, 25 2019 00:00:00 | Not Dimmable | Not Dimmable | No |  | DDDKQX | [25 empty] | 5 | 2427 | 121.899 | 19.91 | 20 | 0.9 | 4000 | 83 |  |  |  | FALSE | FALSE | FALSE | [8 empty] | March, 30 2020 00:00:00 | FALSE | FALSE | FALSE | [6 empty] | AC | 120 | 277 | [5 empty] | FALSE
PLN72AJKYJ17 | Parmida LLC | PARMIDA | PLED-T818W3KV2-AB-CL | Linear Replacement Lamp | T8 Four-Foot | Dual Mode Internal Driver (UL Type A and Type B) |  | standard | TRUE |  | 2404 | 121.2 | 19.84 | 8.42 | 0.9751 | 2978 | 83.2 | 5 | 50000 | November, 25 2019 00:00:00 | Not Dimmable | Not Dimmable | No |  | DDDKQX | [15 empty] | 82.4 |  | 1.26 | 1.26 | [6 empty] | 5 | 2404 | 121.169 | 19.84 | 20 | 0.9 | 3000 | 83 |  |  |  | FALSE | FALSE | FALSE | [8 empty] | March, 30 2020 00:00:00 | FALSE | FALSE | FALSE | [6 empty] | AC | 120 | 277 | 120 |  |  |  |  | FALSE
PLFQG6I8Q7YO | AM Conservation Group, Inc | Simply Conserve | L15T8G40A | Linear Replacement Lamp | T8 Four-Foot | Replacement Lamps (plug and play) (UL Type A) |  | standard | FALSE | [10 empty] | November, 25 2019 00:00:00 | Not Dimmable | Not Dimmable | No |  | DDDKQY | [25 empty] | 5 | 2200 | 122.2 | 18 | 20 | 0.9 | 4000 | 82 |  |  |  | FALSE | FALSE | FALSE | [8 empty] | March, 30 2020 00:00:00 | FALSE | FALSE | FALSE | [6 empty] | AC | 120 | 277 | [5 empty] | FALSE
PLHHATTLTYAR | Parmida LLC | PARMIDA | PLED-T818W5KV2-AB-CL | Linear Replacement Lamp | T8 Four-Foot | Dual Mode Internal Driver (UL Type A and Type B) |  | standard | FALSE | [10 empty] | November, 25 2019 00:00:00 | Not Dimmable | Not Dimmable | No |  | DDDKQX | [25 empty] | 5 | 2449 | 122.573 | 19.98 | 20 | 0.9 | 5000 | 83 |  |  |  | FALSE | FALSE | FALSE | [8 empty] | March, 30 2020 00:00:00 | FALSE | FALSE | FALSE | [6 empty] | AC | 120 | 277 | [5 empty] | FALSE
PL8Y0KEI421J | AM Conservation Group, Inc | Simply Conserve | L15T8G50A | Linear Replacement Lamp | T8 Four-Foot | Replacement Lamps (plug and play) (UL Type A) |  | standard | FALSE | [10 empty] | November, 25 2019 00:00:00 | Not Dimmable | Not Dimmable | No |  | DDDKQY | [25 empty] | 5 | 2200 | 122.2 | 18 | 20 | 0.9 | 5000 | 82 |  |  |  | FALSE | FALSE | FALSE | [8 empty] | March, 30 2020 00:00:00 | FALSE | FALSE | FALSE | [6 empty] | AC | 120 | 277 | [5 empty] | FALSE
PL4Q7Q8I7XGM | AM Conservation Group, Inc | Simply Conserve | L15T8G30A | Linear Replacement Lamp | T8 Four-Foot | Replacement Lamps (plug and play) (UL Type A) |  | standard | TRUE |  | 2168 | 122.9 | 17.64 | 9.75 | 0.9698 | 3065 | 82.6 | 5 | 50000 | November, 25 2019 00:00:00 | Not Dimmable | Not Dimmable | No |  | DDDKQY | [15 empty] | 81.5 |  | 1.26 | 1.3 | [6 empty] | 5 | 2100 | 116.7 | 18 | 20 | 0.9 | 3000 | 82 |  |  |  | FALSE | FALSE | FALSE | [8 empty] | March, 30 2020 00:00:00 | FALSE | FALSE | FALSE | [6 empty] | AC | 120 | 277 | [5 empty] | FALSE
PLZ55DJLS18B | AM Conservation Group, Inc | Simply Conserve | L15T8G35A | Linear Replacement Lamp | T8 Four-Foot | Replacement Lamps (plug and play) (UL Type A) |  | standard | FALSE | [10 empty] | November, 25 2019 00:00:00 | Not Dimmable | Not Dimmable | No |  | DDDKQY | [25 empty] | 5 | 2100 | 116.7 | 18 | 20 | 0.9 | 3500 | 82 |  |  |  | FALSE | FALSE | FALSE | [8 empty] | March, 30 2020 00:00:00 | FALSE | FALSE | FALSE | [6 empty] | AC | 120 | 277 | [5 empty] | FALSE
PLGBS37M3DCD | ENVISION LED LIGHTING, INC. | Envision LED | LED-T8-DF-GL-4FT-18W-40K | Linear Replacement Lamp | T8 Four-Foot | Dual Mode Internal Driver (UL Type A and Type B) |  | standard | FALSE | [10 empty] | November, 22 2019 00:00:00 | Not Dimmable | Not Dimmable | No |  | IIINQE | [25 empty] | 5 | 2367 | 120.458 | 19.65 | 8.62 | 0.9 | 4000 | 83 |  |  |  | FALSE | FALSE | FALSE | [8 empty] | March, 30 2020 00:00:00 | FALSE | FALSE | FALSE | [6 empty] | AC | 120 | 277 | [5 empty] | FALSE
PLKC09T511BD | ENVISION LED LIGHTING, INC. | Envision LED | LED-T8-DF-GL-4FT-15W-30K | Linear Replacement Lamp | T8 Four-Foot | Dual Mode Internal Driver (UL Type A and Type B) |  | standard | TRUE |  | 2215.3 | 128 | 17.31 | 20.52 | 0.9683 | 2935 | 83.2 | 5 | 50000 | November, 22 2019 00:00:00 | Not Dimmable | Not Dimmable | No |  | IIINQD | [15 empty] | 81.4 |  | 1.26 | 1.32 | [6 empty] | 5 | 2040 | 120 | 17 | 10.73 | 0.9 | 3000 | 83 |  |  |  | FALSE | FALSE | FALSE | [8 empty] | March, 30 2020 00:00:00 | FALSE | FALSE | FALSE | [6 empty] | AC | 120 | 277 | 277 |  |  |  |  | FALSE
PL2JHL93HJYV | ENVISION LED LIGHTING, INC. | Envision LED | LED-T8-DF-GL-4FT-18W-45K | Linear Replacement Lamp | T8 Four-Foot | Dual Mode Internal Driver (UL Type A and Type B) |  | standard | FALSE | [10 empty] | November, 22 2019 00:00:00 | Not Dimmable | Not Dimmable | No |  | IIINQE | [25 empty] | 5 | 2392 | 121.73 | 19.65 | 8.62 | 0.9 | 4500 | 83 |  |  |  | FALSE | FALSE | FALSE | [8 empty] | March, 30 2020 00:00:00 | FALSE | FALSE | FALSE | [6 empty] | AC | 120 | 277 | [5 empty] | FALSE
PLPT5D3GMBJS | ENVISION LED LIGHTING, INC. | Envision LED | LED-T8-DF-GL-4FT-18W-50K | Linear Replacement Lamp | T8 Four-Foot | Dual Mode Internal Driver (UL Type A and Type B) |  | standard | FALSE | [10 empty] | November, 22 2019 00:00:00 | Not Dimmable | Not Dimmable | No |  | IIINQE | [25 empty] | 5 | 2400 | 122.951 | 19.52 | 8.62 | 0.9 | 5000 | 83 |  |  |  | FALSE | FALSE | FALSE | [8 empty] | March, 30 2020 00:00:00 | FALSE | FALSE | FALSE | [6 empty] | AC | 120 | 277 | [5 empty] | FALSE
PLETXEZJLY75 | ENVISION LED LIGHTING, INC. | Envision LED | LED-T8-DF-GL-4FT-15W-35K | Linear Replacement Lamp | T8 Four-Foot | Dual Mode Internal Driver (UL Type A and Type B) |  | standard | FALSE | [10 empty] | November, 22 2019 00:00:00 | Not Dimmable | Not Dimmable | No |  | IIINQD | [25 empty] | 5 | 2061 | 121.235 | 17 | 10.73 | 0.9 | 3500 | 83 |  |  |  | FALSE | FALSE | FALSE | [8 empty] | March, 30 2020 00:00:00 | FALSE | FALSE | FALSE | [6 empty] | AC | 120 | 277 | [5 empty] | FALSE
PLSPXWANXNAC | ENVISION LED LIGHTING, INC. | Envision LED | LED-T8-DF-GL-4FT-18W-35K | Linear Replacement Lamp | T8 Four-Foot | Dual Mode Internal Driver (UL Type A and Type B) |  | standard | FALSE | [10 empty] | November, 22 2019 00:00:00 | Not Dimmable | Not Dimmable | No |  | IIINQE | [25 empty] | 5 | 2343 | 119.237 | 19.65 | 8.62 | 0.9 | 3500 | 83 |  |  |  | FALSE | FALSE | FALSE | [8 empty] | March, 30 2020 00:00:00 | FALSE | FALSE | FALSE | [6 empty] | AC | 120 | 277 | [5 empty] | FALSE
PLHJAY5EUI2K | ENVISION LED LIGHTING, INC. | Envision LED | LED-T8-DF-GL-4FT-15W-50K | Linear Replacement Lamp | T8 Four-Foot | Dual Mode Internal Driver (UL Type A and Type B) |  | standard | FALSE | [10 empty] | November, 22 2019 00:00:00 | Not Dimmable | Not Dimmable | No |  | IIINQD | [25 empty] | 5 | 2125 | 125 | 17 | 10.73 | 0.9 | 5000 | 83 |  |  |  | FALSE | FALSE | FALSE | [8 empty] | March, 30 2020 00:00:00 | FALSE | FALSE | FALSE | [6 empty] | AC | 120 | 277 | [5 empty] | FALSE
PLQK3XCPGPYG | ENVISION LED LIGHTING, INC. | Envision LED | LED-T8-DF-GL-4FT-15W-40K | Linear Replacement Lamp | T8 Four-Foot | Dual Mode Internal Driver (UL Type A and Type B) |  | standard | FALSE | [10 empty] | November, 22 2019 00:00:00 | Not Dimmable | Not Dimmable | No |  | IIINQD | [25 empty] | 5 | 2083 | 122.529 | 17 | 10.73 | 0.9 | 4000 | 83 |  |  |  | FALSE | FALSE | FALSE | [8 empty] | March, 30 2020 00:00:00 | FALSE | FALSE | FALSE | [6 empty] | AC | 120 | 277 | [5 empty] | FALSE
PLZRSZ570I06 | ENVISION LED LIGHTING, INC. | Envision LED | LED-T8-DF-GL-4FT-18W-30K | Linear Replacement Lamp | T8 Four-Foot | Dual Mode Internal Driver (UL Type A and Type B) |  | standard | TRUE |  | 2392.3 | 121 | 19.78 | 8.62 | 0.9748 | 2956 | 83.3 | 5 | 50000 | November, 22 2019 00:00:00 | Not Dimmable | Not Dimmable | No |  | IIINQE | [15 empty] | 81.2 |  | 1.26 | 1.32 | [6 empty] | 5 | 2334 | 117.998 | 19.78 | 8.62 | 0.9 | 3000 | 83 |  |  |  | FALSE | FALSE | FALSE | [8 empty] | March, 30 2020 00:00:00 | FALSE | FALSE | FALSE | [6 empty] | AC | 120 | 277 | 120 |  |  |  |  | FALSE
PLD2JXJ6ABJ8 | ENVISION LED LIGHTING, INC. | Envision LED | LED-T8-DF-GL-4FT-15W-45K | Linear Replacement Lamp | T8 Four-Foot | Dual Mode Internal Driver (UL Type A and Type B) |  | standard | FALSE | [10 empty] | November, 22 2019 00:00:00 | Not Dimmable | Not Dimmable | No |  | IIINQD | [25 empty] | 5 | 2104 | 123.765 | 17 | 10.73 | 0.9 | 4500 | 83 |  |  |  | FALSE | FALSE | FALSE | [8 empty] | March, 30 2020 00:00:00 | FALSE | FALSE | FALSE | [6 empty] | AC | 120 | 277 | [5 empty] | FALSE
PLY4R71RRWMM | Sunshine Lighting | SUNLITE | 88090 | Linear Replacement Lamp | T8 Four-Foot | Replacement Lamps (plug and play) (UL Type A) |  | standard | TRUE |  | 1719 | 116.1 | 14.81 | 13.16 | 0.9592 | 3085 | 82.4 |  | 50000 | November, 21 2019 00:00:00 | Dimmable | Continuous Below 10 | No |  | DDDKQT | [15 empty] | 81 |  | 1.26 | 1.3 | [6 empty] | 5 | 1700 | 113.3 | 15 | 20 | 0.9 | 3000 | 82 |  |  |  | FALSE | FALSE | FALSE | [8 empty] | March, 30 2020 00:00:00 | FALSE | FALSE | FALSE | [6 empty] | AC | [7 empty] | FALSE
PG8BJJ6Q | STRONG LUMEN OPTO CO,.LTD | NA | SL-DGA00-412LT-D8-T | Linear Replacement Lamp | T8 Four-Foot | Dual Mode Internal Driver (UL Type A and Type B) |  | Standard | FALSE | [10 empty] | November, 21 2019 00:00:00 | Not Dimmable | Not Dimmable | No |  | DDDKQU | [25 empty] | 5 | 1920 | 160 | 12 | 15 | 0.9 | 4000 | 80 |  |  | 4 | FALSE | FALSE | FALSE | [8 empty] | April, 21 2020 00:00:00 | FALSE | FALSE | FALSE | [6 empty] | AC | 120 | 277 | [5 empty] | FALSE
P5QQQSPP | STRONG LUMEN OPTO CO,.LTD | NA | SL-DGA00-412CT-D8-T | Linear Replacement Lamp | T8 Four-Foot | Dual Mode Internal Driver (UL Type A and Type B) |  | Standard | FALSE | [10 empty] | November, 21 2019 00:00:00 | Not Dimmable | Not Dimmable | No |  | DDDKQU | [25 empty] | 5 | 1920 | 160 | 12 | 15 | 0.9 | 5000 | 80 |  |  | 4 | FALSE | FALSE | FALSE | [8 empty] | April, 21 2020 00:00:00 | FALSE | FALSE | FALSE | [6 empty] | AC | 120 | 277 | [5 empty] | FALSE
PXJ2EA4B | STRONG LUMEN OPTO CO,.LTD | NA | SL-DGA00-412NT-D8-T | Linear Replacement Lamp | T8 Four-Foot | Dual Mode Internal Driver (UL Type A and Type B) |  | Standard | TRUE |  | 2096.8 | 157.54 | 13.31 | 22.61 | 0.908 | 3014 | 81.3 | 5 |  | November, 21 2019 00:00:00 | Not Dimmable | Not Dimmable | No |  | DDDKQU | [15 empty] | 82.8 |  | 1.18 | 1.24 | [6 empty] | 5 | 1920 | 160 | 12 | 15 | 0.9 | 3000 | 80 |  |  | 4 | FALSE | FALSE | FALSE | [8 empty] | April, 21 2020 00:00:00 | FALSE | FALSE | FALSE | [6 empty] | AC | 120 | 277 | 120 |  |  |  |  | FALSE
PLW8WV11Y0BK | Sunshine Lighting | SUNLITE | 88092 | Linear Replacement Lamp | T8 Four-Foot | Replacement Lamps (plug and play) (UL Type A) |  | standard | FALSE | [10 empty] | November, 21 2019 00:00:00 | Dimmable | Continuous Below 10 | NO |  | DDDKQT | [25 empty] | 5 | 1800 | 120 | 15 | 20 | 0.9 | 5000 | 82 |  |  |  | FALSE | FALSE | FALSE | [8 empty] | March, 30 2020 00:00:00 | FALSE | FALSE | FALSE | [6 empty] | AC | [7 empty] | FALSE
PL2AQIA2YDED | Sunshine Lighting | SUNLITE | 88091 | Linear Replacement Lamp | T8 Four-Foot | Replacement Lamps (plug and play) (UL Type A) |  | standard | FALSE | [10 empty] | November, 21 2019 00:00:00 | Dimmable | Continuous Below 10 | No |  | DDDKQT | [25 empty] | 5 | 1800 | 120 | 15 | 20 | 0.9 | 4000 | 82 |  |  |  | FALSE | FALSE | FALSE | [8 empty] | March, 30 2020 00:00:00 | FALSE | FALSE | FALSE | [6 empty] | AC | [7 empty] | FALSE
PMPBGUN8 | STRONG LUMEN OPTO CO,.LTD | NA | SL-DGA00-412MT-D8-T | Linear Replacement Lamp | T8 Four-Foot | Dual Mode Internal Driver (UL Type A and Type B) |  | Standard | FALSE | [10 empty] | November, 21 2019 00:00:00 | Not Dimmable | Not Dimmable | No |  | DDDKQU | [25 empty] | 5 | 1920 | 160 | 12 | 15 | 0.9 | 3500 | 80 |  |  | 4 | FALSE | FALSE | FALSE | [8 empty] | April, 21 2020 00:00:00 | FALSE | FALSE | FALSE | [6 empty] | AC | 120 | 277 | [5 empty] | FALSE
PLLY201R | STRONG LUMEN OPTO CO,.LTD | NA | SL-DGA00-412KT-D8-T | Linear Replacement Lamp | T8 Four-Foot | Dual Mode Internal Driver (UL Type A and Type B) |  | Standard | FALSE | [10 empty] | November, 21 2019 00:00:00 | Not Dimmable | Not Dimmable | No |  | DDDKQU | [25 empty] | 5 | 1920 | 160 | 12 | 15 | 0.9 | 4500 | 80 |  |  | 4 | FALSE | FALSE | FALSE | [8 empty] | April, 21 2020 00:00:00 | FALSE | FALSE | FALSE | [6 empty] | AC | 120 | 277 | [5 empty] | FALSE
PLJ63JSS0J3Z | JD International Lighting, Inc. | COMMERCIAL LED | CLT95-18WT8L03-40-AB-Y | Linear Replacement Lamp | T8 Four-Foot | Dual Mode Internal Driver (UL Type A and Type B) |  | standard | TRUE |  | 2286.8 | 119.28 | 19.17 | 12.01 | 0.9015 | 4102 | 83.1 | 5 | 50000 | November, 20 2019 00:00:00 | Not Dimmable | Not Dimmable | No |  | IIINPU | [15 empty] | 83.2 |  | 1.24 | 1.28 | [6 empty] | 4.4 | 2100 | 116 | 18 | 12 | 0.9 | 4000 | 82 |  |  |  | FALSE | FALSE | FALSE | [8 empty] | November, 20 2019 00:00:00 | FALSE | FALSE | FALSE | [6 empty] | AC | 120 | 277 | 120 |  |  |  |  | FALSE
PLV5AF6NKEM6 | JD International Lighting, Inc. | COMMERCIAL LED | CLT95-18WT8L03-50-AB-Y | Linear Replacement Lamp | T8 Four-Foot | Dual Mode Internal Driver (UL Type A and Type B) |  | standard | FALSE | [10 empty] | November, 20 2019 00:00:00 | Not Dimmable | Not Dimmable | No |  | IIINPU | [25 empty] | 4.4 | 2100 | 116 | 18 | 12 | 0.9 | 5000 | 82 |  |  |  | FALSE | FALSE | FALSE | [8 empty] | November, 20 2019 00:00:00 | FALSE | FALSE | FALSE | [6 empty] | AC | 120 | 277 | [5 empty] | FALSE
PE5SN3EQ | LED One Corporation | LED ONE | LOC-T84FT-15W40KPCC YM | Linear Replacement Lamp | T8 Four-Foot | Dual Mode Internal Driver (UL Type A and Type B) |  | standard | FALSE | [10 empty] | November, 18 2019 00:00:00 | Not Dimmable | Not Dimmable | No |  | MMMSCT | [25 empty] | 5 | 2700 | 180 | 15 | 20 | 0.9 | 4000 | 83 |  |  |  | FALSE | FALSE | FALSE | [8 empty] | March, 30 2020 00:00:00 | FALSE | FALSE | FALSE | [6 empty] | AC | 120 | 277 | [5 empty] | FALSE
PZVCWBS5 | LED One Corporation | LED ONE | LOC-T84FT-15W30KPCC YM | Linear Replacement Lamp | T8 Four-Foot | Dual Mode Internal Driver (UL Type A and Type B) |  | standard | TRUE |  | 2720 | 182.6 | 14.9 | 17.87 | 0.96 | 2991 | 81.1 | 5 | 50000 | November, 18 2019 00:00:00 | Not Dimmable | Not Dimmable | No |  | MMMSCT | [15 empty] | 83.8 |  | 1.2 | 1.34 | [6 empty] | 5 | 2600 | 173.333 | 15 | 20 | 0.9 | 3000 | 83 |  |  |  | FALSE | FALSE | FALSE | [8 empty] | March, 30 2020 00:00:00 | FALSE | FALSE | FALSE | [6 empty] | AC | 120 | 277 | 120 |  |  |  |  | FALSE
PCJICT1J | LED One Corporation | LED ONE | LOC-T84FT-15W35KPCC YM | Linear Replacement Lamp | T8 Four-Foot | Dual Mode Internal Driver (UL Type A and Type B) |  | standard | FALSE | [10 empty] | November, 18 2019 00:00:00 | Not Dimmable | Not Dimmable | No |  | MMMSCT | [25 empty] | 5 | 2600 | 173.333 | 15 | 20 | 0.9 | 3500 | 83 |  |  |  | FALSE | FALSE | FALSE | [8 empty] | March, 30 2020 00:00:00 | FALSE | FALSE | FALSE | [6 empty] | AC | 120 | 277 | [5 empty] | FALSE
PWYI8ON9 | LED One Corporation | LED ONE | LOC-T84FT-15W50KPCC YM | Linear Replacement Lamp | T8 Four-Foot | Dual Mode Internal Driver (UL Type A and Type B) |  | standard | FALSE | [10 empty] | November, 18 2019 00:00:00 | Not Dimmable | Not Dimmable | No |  | MMMSCT | [25 empty] | 5 | 2700 | 180 | 15 | 20 | 0.9 | 5000 | 83 |  |  |  | FALSE | FALSE | FALSE | [8 empty] | March, 30 2020 00:00:00 | FALSE | FALSE | FALSE | [6 empty] | AC | 120 | 277 | [5 empty] | FALSE
P9L5J4X6 | STRONG LUMEN OPTO CO,.LTD | NA | SL-DGA00-412MT-G8-T | Linear Replacement Lamp | T8 Four-Foot | Dual Mode Internal Driver (UL Type A and Type B) |  | Standard | FALSE | [10 empty] | November, 18 2019 00:00:00 | Not Dimmable | Not Dimmable | No |  | DDDKQF | [25 empty] | 5 | 1800 | 150 | 12 | 15 | 0.9 | 3500 | 80 |  |  | 4 | FALSE | FALSE | FALSE | [8 empty] | April, 21 2020 00:00:00 | FALSE | FALSE | FALSE | [6 empty] | AC | 120 | 277 | [5 empty] | FALSE
P4CYFW0T | STRONG LUMEN OPTO CO,.LTD | NA | SL-DGA00-412KT-G8-T | Linear Replacement Lamp | T8 Four-Foot | Dual Mode Internal Driver (UL Type A and Type B) |  | Standard | FALSE | [10 empty] | November, 18 2019 00:00:00 | Not Dimmable | Not Dimmable | No |  | DDDKQF | [25 empty] | 5 | 1800 | 150 | 12 | 15 | 0.9 | 4500 | 80 |  |  | 4 | FALSE | FALSE | FALSE | [8 empty] | April, 21 2020 00:00:00 | FALSE | FALSE | FALSE | [6 empty] | AC | 120 | 277 | [5 empty] | FALSE
P7MIZ7U9 | STRONG LUMEN OPTO CO,.LTD | NA | SL-DGA00-412NT-G8-T | Linear Replacement Lamp | T8 Four-Foot | Dual Mode Internal Driver (UL Type A and Type B) |  | Standard | TRUE |  | 1894.3 | 141.47 | 13.39 | 13.92 | 0.954 | 2981 | 81.4 | 5 |  | November, 18 2019 00:00:00 | Not Dimmable | Not Dimmable | No |  | DDDKQF | [15 empty] | 82.8 |  | 1.18 | 1.24 | [6 empty] | 5 | 1800 | 150 | 12 | 15 | 0.9 | 3000 | 80 |  |  | 4 | FALSE | FALSE | FALSE | [8 empty] | April, 21 2020 00:00:00 | FALSE | FALSE | FALSE | [6 empty] | AC | 120 | 277 | 277 |  |  |  |  | FALSE
PFSKVE9P | STRONG LUMEN OPTO CO,.LTD | NA | SL-DGA00-412LT-G8-T | Linear Replacement Lamp | T8 Four-Foot | Dual Mode Internal Driver (UL Type A and Type B) |  | Standard | FALSE | [10 empty] | November, 18 2019 00:00:00 | Not Dimmable | Not Dimmable | No |  | DDDKQF | [25 empty] | 5 | 1800 | 150 | 12 | 15 | 0.9 | 4000 | 80 |  |  | 4 | FALSE | FALSE | FALSE | [8 empty] | April, 21 2020 00:00:00 | FALSE | FALSE | FALSE | [6 empty] | AC | 120 | 277 | [5 empty] | FALSE
PVKG826Z | Xiamen Mooguang Techenology Co.,Ltd. | MG | MG-T84FT-18W30DF | Linear Replacement Lamp | T8 Four-Foot | Dual Mode Internal Driver (UL Type A and Type B) |  | standard | TRUE |  | 2590 | 125.12 | 20.7 | 21.12 | 0.9492 | 2997 | 82.2 | 5 | 50000 | November, 18 2019 00:00:00 | Not Dimmable | Not Dimmable | No |  | UUUCAC | [15 empty] | 80.3 |  | 1.32 | 1.34 | [6 empty] | 5 | 2100 | 116.7 | 18 | 15 | 0.9 | 3000 | 80 |  |  |  | FALSE | FALSE | FALSE | [8 empty] | March, 30 2020 00:00:00 | FALSE | FALSE | FALSE | [6 empty] | AC | 120 | 277 | 120 |  |  |  |  | FALSE
P9ZED47J | LED One Corporation | LED ONE | LOC-T84FT-15W45KPCC YM | Linear Replacement Lamp | T8 Four-Foot | Dual Mode Internal Driver (UL Type A and Type B) |  | standard | FALSE | [10 empty] | November, 18 2019 00:00:00 | Not Dimmable | Not Dimmable | No |  | MMMSCT | [25 empty] | 5 | 2700 | 180 | 15 | 20 | 0.9 | 4500 | 83 |  |  |  | FALSE | FALSE | FALSE | [8 empty] | March, 30 2020 00:00:00 | FALSE | FALSE | FALSE | [6 empty] | AC | 120 | 277 | [5 empty] | FALSE
P7PLH8SG | STRONG LUMEN OPTO CO,.LTD | NA | SL-DGA00-412CT-G8-T | Linear Replacement Lamp | T8 Four-Foot | Dual Mode Internal Driver (UL Type A and Type B) |  | Standard | FALSE | [10 empty] | November, 18 2019 00:00:00 | Not Dimmable | Not Dimmable | No |  | DDDKQF | [25 empty] | 5 | 1800 | 150 | 12 | 15 | 0.9 | 5000 | 80 |  |  | 4 | FALSE | FALSE | FALSE | [8 empty] | April, 21 2020 00:00:00 | FALSE | FALSE | FALSE | [6 empty] | AC | 120 | 277 | [5 empty] | FALSE
PLMJ10VEKLRK | Fotonz Inc. | Fotonz | FTSP48T8DF10.5W-30-7 | Linear Replacement Lamp | T8 Four-Foot | Replacement Lamps (plug and play) (UL Type A) |  | standard | TRUE |  | 1650 | 125.9 | 13.11 | 10.36 | 0.957 | 3107 | 82.7 | 5 | 50000 | November, 15 2019 00:00:00 | Dimmable | Continuous Above 10 | No |  | DDDKQE | [15 empty] | 84.2 |  | 1.28 | 1.24 | [6 empty] | 5 | 1652 | 118 | 14 | 10 | 0.9 | 3000 | 83 |  |  |  | FALSE | FALSE | FALSE | [8 empty] | March, 30 2020 00:00:00 | FALSE | FALSE | FALSE | [6 empty] | AC | [7 empty] | FALSE
PLVBECD1U2GN | Fotonz Inc. | Fotonz | FTSP48T8DF10.5W-50-7 | Linear Replacement Lamp | T8 Four-Foot | Replacement Lamps (plug and play) (UL Type A) |  | standard | FALSE | [10 empty] | November, 15 2019 00:00:00 | Dimmable | Continuous Above 10 | No |  | DDDKQE | [25 empty] | 5 | 1806 | 129 | 14 | 10 | 0.9 | 5000 | 83 |  |  |  | FALSE | FALSE | FALSE | [8 empty] | March, 30 2020 00:00:00 | FALSE | FALSE | FALSE | [6 empty] | AC | [7 empty] | FALSE
PLB6IXZ66433 | Fotonz Inc. | Fotonz | FTSP48T8DF10.5W-35-7 | Linear Replacement Lamp | T8 Four-Foot | Replacement Lamps (plug and play) (UL Type A) |  | standard | FALSE | [10 empty] | November, 15 2019 00:00:00 | Dimmable | Continuous Above 10 | No |  | DDDKQE | [25 empty] | 5 | 1708 | 122 | 14 | 10 | 0.9 | 3500 | 83 |  |  |  | FALSE | FALSE | FALSE | [8 empty] | March, 30 2020 00:00:00 | FALSE | FALSE | FALSE | [6 empty] | AC | [7 empty] | FALSE
PLUL14I8JMN0 | Fotonz Inc. | Fotonz | FTSP48T8DF10.5W-40-7 | Linear Replacement Lamp | T8 Four-Foot | Replacement Lamps (plug and play) (UL Type A) |  | standard | FALSE | [10 empty] | November, 15 2019 00:00:00 | Dimmable | Continuous Above 10 | No |  | DDDKQE | [25 empty] | 5 | 1750 | 125 | 14 | 10 | 0.9 | 4000 | 83 |  |  |  | FALSE | FALSE | FALSE | [8 empty] | March, 30 2020 00:00:00 | FALSE | FALSE | FALSE | [6 empty] | AC | [7 empty] | FALSE
PL1LIMFQ787U | Jademar Corporation | Jademar Lighting | JT8-AB-NSF-4FT-12W-30K-FG2L | Linear Replacement Lamp | T8 Four-Foot | Dual Mode Internal Driver (UL Type A and Type B) |  | standard | TRUE |  | 1747.4 | 127.55 | 13.7 | 8.37 | 0.97 | 2899 | 81.1 | 5 | 50000 | November, 14 2019 00:00:00 | Not Dimmable | Not Dimmable | No |  | MMMSCJ | [15 empty] | 82.7 |  | 1.24 | 1.16 | [6 empty] | 5 | 1700 | 121.43 | 14 | 20 | 0.9 | 3000 | 83 |  |  |  | FALSE | FALSE | FALSE | [8 empty] | March, 30 2020 00:00:00 | FALSE | FALSE | FALSE | [6 empty] | AC | 120 | 277 | 120 |  |  |  |  | FALSE
PO2A0090 | Kumho Electric | KUMHO | FL/T8-32W/12W IU-350 | Linear Replacement Lamp | T8 Four-Foot | Replacement Lamps (plug and play) (UL Type A) |  | standard | TRUE |  | 1978 | 162.93 | 12.14 | 11.1 | 0.9135 | 3424 | 83.8 | 5 | 50000 | November, 14 2019 00:00:00 | Not Dimmable | Not Dimmable | No |  | JJJOIB | [15 empty] | 90.2 |  | 1.22 | 1.46 | [6 empty] | 5 | 2013 | 164.19 | 12.26 | 10.87 | 0.9156 | 3500 | 83.8 |  |  |  | FALSE | FALSE | FALSE | [8 empty] | March, 30 2020 00:00:00 | FALSE | FALSE | FALSE | [6 empty] | AC |  |  | 277 |  |  |  |  | FALSE
PL4CRWROZK34 | LEDVANCE, LLC (formerly OSRAM SYLVANIA, INC) | Sylvania | LED15T8L48FGIS841SUBG9 | Linear Replacement Lamp | T8 Four-Foot | Replacement Lamps (plug and play) (UL Type A) |  | standard | FALSE | [10 empty] | November, 14 2019 00:00:00 | Not Dimmable | Not Dimmable | No |  | IIINPB | [25 empty] | 5 | 2200 | 129 | 17 | 20 | 0.9 | 4100 | 82 |  |  |  | FALSE | FALSE | FALSE | [8 empty] | March, 30 2020 00:00:00 | FALSE | FALSE | FALSE | [6 empty] | AC | 120 | 277 | [5 empty] | FALSE
PLM6NOK41ERL | LEDVANCE, LLC (formerly OSRAM SYLVANIA, INC) | Sylvania | LED15T8L48FGIS850SUBG9 | Linear Replacement Lamp | T8 Four-Foot | Replacement Lamps (plug and play) (UL Type A) |  | standard | FALSE | [10 empty] | November, 14 2019 00:00:00 | Not Dimmable | Not Dimmable | No |  | IIINPB | [25 empty] | 5 | 2200 | 129 | 17 | 20 | 0.9 | 5000 | 82 |  |  |  | FALSE | FALSE | FALSE | [8 empty] | March, 30 2020 00:00:00 | FALSE | FALSE | FALSE | [6 empty] | AC | 120 | 277 | [5 empty] | FALSE
PL65O74TDS5A | LEDVANCE, LLC (formerly OSRAM SYLVANIA, INC) | Sylvania | LED15T8L48FGIS830SUBG9 | Linear Replacement Lamp | T8 Four-Foot | Replacement Lamps (plug and play) (UL Type A) |  | standard | TRUE |  | 2207 | 125.5 | 17.58 | 6.93 | 0.9749 | 3053 | 82.4 | 5 | 50000 | November, 14 2019 00:00:00 | Not Dimmable | Not Dimmable | No |  | IIINPB | [15 empty] | 81.6 |  | 1.28 | 1.32 | [6 empty] | 5 | 2100 | 124 | 17 | 20 | 0.9 | 3000 | 82 |  |  |  | FALSE | FALSE | FALSE | [8 empty] | March, 30 2020 00:00:00 | FALSE | FALSE | FALSE | [6 empty] | AC | 120 | 277 | 120 |  |  |  |  | FALSE
PLDO4PYUL7ZL | LEDVANCE, LLC (formerly OSRAM SYLVANIA, INC) | Sylvania | LED15T8L48FGIS835SUBG9 | Linear Replacement Lamp | T8 Four-Foot | Replacement Lamps (plug and play) (UL Type A) |  | standard | FALSE | [10 empty] | November, 14 2019 00:00:00 | Not Dimmable | Not Dimmable | No |  | IIINPB | [25 empty] | 5 | 2100 | 124 | 17 | 20 | 0.9 | 3500 | 82 |  |  |  | FALSE | FALSE | FALSE | [8 empty] | March, 30 2020 00:00:00 | FALSE | FALSE | FALSE | [6 empty] | AC | 120 | 277 | [5 empty] | FALSE
PL1G6K6JK0VC | Jademar Corporation | Jademar Lighting | JT8-AB-NSF-4FT-18W-45K-FG | Linear Replacement Lamp | T8 Four-Foot | Dual Mode Internal Driver (UL Type A and Type B) |  | standard | FALSE | [10 empty] | November, 13 2019 00:00:00 | Not Dimmable | Not Dimmable | No |  | MMMSCM | [25 empty] | 5 | 2392 | 121.73 | 19.65 | 8.62 | 0.9 | 4500 | 83 |  |  |  | FALSE | FALSE | FALSE | [8 empty] | March, 30 2020 00:00:00 | FALSE | FALSE | FALSE | [6 empty] | AC | 120 | 277 | [5 empty] | FALSE
PL27SRMR0TF9 | Jademar Corporation | Jademar Lighting | JT8-AB-NSF-4FT-15W-30K-FG | Linear Replacement Lamp | T8 Four-Foot | Dual Mode Internal Driver (UL Type A and Type B) |  | standard | TRUE |  | 2215.3 | 128 | 17.31 | 20.52 | 0.9683 | 2935 | 83.2 | 5 | 50000 | November, 13 2019 00:00:00 | Not Dimmable | Not Dimmable | No |  | MMMSCK | [15 empty] | 81.4 |  | 1.26 | 1.32 | [6 empty] | 5 | 2040 | 120 | 17 | 10.73 | 0.9 | 3000 | 83 |  |  |  | FALSE | FALSE | FALSE | [8 empty] | March, 30 2020 00:00:00 | FALSE | FALSE | FALSE | [6 empty] | AC | 120 | 277 | 277 |  |  |  |  | FALSE
PLEJ9DTAEXBZ | Jademar Corporation | Jademar Lighting | JT8-AB-NSF-4FT-15W-45K-FG | Linear Replacement Lamp | T8 Four-Foot | Dual Mode Internal Driver (UL Type A and Type B) |  | standard | FALSE | [10 empty] | November, 13 2019 00:00:00 | Not Dimmable | Not Dimmable | No |  | MMMSCL | [25 empty] | 5 | 2104 | 123.765 | 17 | 10.73 | 0.9 | 4500 | 83 |  |  |  | FALSE | FALSE | FALSE | [8 empty] | March, 30 2020 00:00:00 | FALSE | FALSE | FALSE | [6 empty] | AC | 120 | 277 | [5 empty] | FALSE
PLA5X1VQAYKT | Jademar Corporation | Jademar Lighting | JT8-AB-NSF-4FT-18W-41K-CG | Linear Replacement Lamp | T8 Four-Foot | Dual Mode Internal Driver (UL Type A and Type B) |  | standard | FALSE | [10 empty] | November, 13 2019 00:00:00 | Not Dimmable | Not Dimmable | No |  | MMMSCN | [25 empty] | 5 | 2427 | 121.899 | 19.91 | 20 | 0.9 | 4100 | 83 |  |  |  | FALSE | FALSE | FALSE | [8 empty] | March, 30 2020 00:00:00 | FALSE | FALSE | FALSE | [6 empty] | AC | 120 | 277 | [5 empty] | FALSE
PLL7QD9QYPBK | Jademar Corporation | Jademar Lighting | JT8-AB-NSF-4FT-12W-30K-FG | Linear Replacement Lamp | T8 Four-Foot | Dual Mode Internal Driver (UL Type A and Type B) |  | standard | FALSE | [10 empty] | November, 13 2019 00:00:00 | Not Dimmable | Not Dimmable | No |  | MMMSCJ | [25 empty] | 5 | 1700 | 121.43 | 14 | 20 | 0.9 | 3000 | 83 |  |  |  | FALSE | FALSE | FALSE | [8 empty] | March, 30 2020 00:00:00 | FALSE | FALSE | FALSE | [6 empty] | AC | 120 | 277 | [5 empty] | FALSE
PLXU235C123T | Jademar Corporation | Jademar Lighting | JT8-AB-NSF-4FT-15W-40K-FG | Linear Replacement Lamp | T8 Four-Foot | Dual Mode Internal Driver (UL Type A and Type B) |  | standard | FALSE | [10 empty] | November, 13 2019 00:00:00 | Not Dimmable | Not Dimmable | No |  | MMMSCL | [25 empty] | 5 | 2083 | 122.529 | 17 | 10.73 | 0.9 | 4000 | 83 |  |  |  | FALSE | FALSE | FALSE | [8 empty] | March, 30 2020 00:00:00 | FALSE | FALSE | FALSE | [6 empty] | AC | 120 | 277 | [5 empty] | FALSE
PLK1T3M2WB2L | Jademar Corporation | Jademar Lighting | JT8-AB-NSF-4FT-18W-35K-CG | Linear Replacement Lamp | T8 Four-Foot | Dual Mode Internal Driver (UL Type A and Type B) |  | standard | FALSE | [10 empty] | November, 13 2019 00:00:00 | Not Dimmable | Not Dimmable | No |  | MMMSCN | [25 empty] | 5 | 2415 | 121.296 | 19.91 | 20 | 0.9 | 3500 | 83 |  |  |  | FALSE | FALSE | FALSE | [8 empty] | March, 30 2020 00:00:00 | FALSE | FALSE | FALSE | [6 empty] | AC | 120 | 277 | [5 empty] | FALSE
PLG81HTEMM14 | Jademar Corporation | Jademar Lighting | JT8-AB-NSF-4FT-18W-50K-CG | Linear Replacement Lamp | T8 Four-Foot | Dual Mode Internal Driver (UL Type A and Type B) |  | standard | FALSE | [10 empty] | November, 13 2019 00:00:00 | Not Dimmable | Not Dimmable | No |  | MMMSCN | [25 empty] | 5 | 2449 | 122.573 | 19.98 | 20 | 0.9 | 5000 | 83 |  |  |  | FALSE | FALSE | FALSE | [8 empty] | March, 30 2020 00:00:00 | FALSE | FALSE | FALSE | [6 empty] | AC | 120 | 277 | [5 empty] | FALSE
PL9ODF51ANFA | Jademar Corporation | Jademar Lighting | JT8-AB-NSF-4FT-12W-41K-FG | Linear Replacement Lamp | T8 Four-Foot | Dual Mode Internal Driver (UL Type A and Type B) |  | standard | FALSE | [10 empty] | November, 13 2019 00:00:00 | Not Dimmable | Not Dimmable | No |  | MMMSCJ | [25 empty] | 5 | 1800 | 128.57 | 14 | 20 | 0.9 | 4100 | 83 |  |  |  | FALSE | FALSE | FALSE | [8 empty] | March, 30 2020 00:00:00 | FALSE | FALSE | FALSE | [6 empty] | AC | 120 | 277 | [5 empty] | FALSE
PLL9UPLVWL7O | Jademar Corporation | Jademar Lighting | JT8-AB-NSF-4FT-12W-45K-FG | Linear Replacement Lamp | T8 Four-Foot | Dual Mode Internal Driver (UL Type A and Type B) |  | standard | FALSE | [10 empty] | November, 13 2019 00:00:00 | Not Dimmable | Not Dimmable | No |  | MMMSCJ | [25 empty] | 5 | 1800 | 128.57 | 14 | 20 | 0.9 | 4500 | 83 |  |  |  | FALSE | FALSE | FALSE | [8 empty] | March, 30 2020 00:00:00 | FALSE | FALSE | FALSE | [6 empty] | AC | 120 | 277 | [5 empty] | FALSE
PLQYOWDAT7HB | Jademar Corporation | Jademar Lighting | JT8-AB-NSF-4FT-18W-45K-CG | Linear Replacement Lamp | T8 Four-Foot | Dual Mode Internal Driver (UL Type A and Type B) |  | standard | FALSE | [10 empty] | November, 13 2019 00:00:00 | Not Dimmable | Not Dimmable | No |  | MMMSCN | [25 empty] | 5 | 2438 | 122.451 | 19.91 | 20 | 0.9 | 4500 | 83 |  |  |  | FALSE | FALSE | FALSE | [8 empty] | March, 30 2020 00:00:00 | FALSE | FALSE | FALSE | [6 empty] | AC | 120 | 277 | [5 empty] | FALSE
PL2WNWESGKAO | Jademar Corporation | Jademar Lighting | JT8-AB-NSF-4FT-12W-50K-FG | Linear Replacement Lamp | T8 Four-Foot | Dual Mode Internal Driver (UL Type A and Type B) |  | standard | FALSE | [10 empty] | November, 13 2019 00:00:00 | Not Dimmable | Not Dimmable | No |  | MMMSCJ | [25 empty] | 5 | 1800 | 128.57 | 14 | 20 | 0.9 | 5000 | 83 |  |  |  | FALSE | FALSE | FALSE | [8 empty] | March, 30 2020 00:00:00 | FALSE | FALSE | FALSE | [6 empty] | AC | 120 | 277 | [5 empty] | FALSE
PLUGBWK8NHUG | Jademar Corporation | Jademar Lighting | JT8-AB-NSF-4FT-18W-40K-CG | Linear Replacement Lamp | T8 Four-Foot | Dual Mode Internal Driver (UL Type A and Type B) |  | standard | FALSE | [10 empty] | November, 13 2019 00:00:00 | Not Dimmable | Not Dimmable | No |  | MMMSCN | [25 empty] | 5 | 2427 | 121.899 | 19.91 | 20 | 0.9 | 4000 | 83 |  |  |  | FALSE | FALSE | FALSE | [8 empty] | March, 30 2020 00:00:00 | FALSE | FALSE | FALSE | [6 empty] | AC | 120 | 277 | [5 empty] | FALSE
PLQDXWEL141N | Jademar Corporation | Jademar Lighting | JT8-AB-NSF-4FT-18W-30K-CG | Linear Replacement Lamp | T8 Four-Foot | Dual Mode Internal Driver (UL Type A and Type B) |  | standard | TRUE |  | 2404 | 121.2 | 19.84 | 8.42 | 0.9751 | 2978 | 83.2 | 5 | 50000 | November, 13 2019 00:00:00 | Not Dimmable | Not Dimmable | No |  | MMMSCM | [15 empty] | 82.4 |  | 1.26 | 1.26 | [6 empty] | 5 | 2404 | 121.169 | 19.84 | 20 | 0.9 | 3000 | 83 |  |  |  | FALSE | FALSE | FALSE | [8 empty] | March, 30 2020 00:00:00 | FALSE | FALSE | FALSE | [6 empty] | AC | 120 | 277 | 120 |  |  |  |  | FALSE
PL6M6MTH5M7A | Jademar Corporation | Jademar Lighting | JT8-AB-NSF-4FT-15W-41K-FG | Linear Replacement Lamp | T8 Four-Foot | Dual Mode Internal Driver (UL Type A and Type B) |  | standard | FALSE | [10 empty] | November, 13 2019 00:00:00 | Not Dimmable | Not Dimmable | No |  | MMMSCL | [25 empty] | 5 | 2083 | 122.529 | 17 | 10.73 | 0.9 | 4100 | 83 |  |  |  | FALSE | FALSE | FALSE | [8 empty] | March, 30 2020 00:00:00 | FALSE | FALSE | FALSE | [6 empty] | AC | 120 | 277 | [5 empty] | FALSE
PL7NL4OJJBHE | Jademar Corporation | Jademar Lighting | JT8-AB-NSF-4FT-15W-50K-FG | Linear Replacement Lamp | T8 Four-Foot | Dual Mode Internal Driver (UL Type A and Type B) |  | standard | FALSE | [10 empty] | November, 13 2019 00:00:00 | Not Dimmable | Not Dimmable | No |  | MMMSCL | [25 empty] | 5 | 2125 | 125 | 17 | 10.73 | 0.9 | 5000 | 83 |  |  |  | FALSE | FALSE | FALSE | [8 empty] | March, 30 2020 00:00:00 | FALSE | FALSE | FALSE | [6 empty] | AC | 120 | 277 | [5 empty] | FALSE
PLS4D24ODDB4 | Jademar Corporation | Jademar Lighting | JT8-AB-NSF-4FT-18W-40K-FG | Linear Replacement Lamp | T8 Four-Foot | Dual Mode Internal Driver (UL Type A and Type B) |  | standard | FALSE | [10 empty] | November, 13 2019 00:00:00 | Not Dimmable | Not Dimmable | No |  | MMMSCM | [25 empty] | 5 | 2367 | 120.458 | 19.65 | 8.62 | 0.9 | 4000 | 83 |  |  |  | FALSE | FALSE | FALSE | [8 empty] | March, 30 2020 00:00:00 | FALSE | FALSE | FALSE | [6 empty] | AC | 120 | 277 | [5 empty] | FALSE
PLR91Y61FW0R | Jademar Corporation | Jademar Lighting | JT8-AB-NSF-4FT-15W-35K-FG | Linear Replacement Lamp | T8 Four-Foot | Dual Mode Internal Driver (UL Type A and Type B) |  | standard | FALSE | [10 empty] | November, 13 2019 00:00:00 | Not Dimmable | Not Dimmable | No |  | MMMSCL | [25 empty] | 5 | 2061 | 121.235 | 17 | 10.73 | 0.9 | 3500 | 83 |  |  |  | FALSE | FALSE | FALSE | [8 empty] | March, 30 2020 00:00:00 | FALSE | FALSE | FALSE | [6 empty] | AC | 120 | 277 | [5 empty] | FALSE
PL615HR7BV0W | Jademar Corporation | Jademar Lighting | JT8-AB-NSF-4FT-18W-35K-FG | Linear Replacement Lamp | T8 Four-Foot | Dual Mode Internal Driver (UL Type A and Type B) |  | standard | FALSE | [10 empty] | November, 13 2019 00:00:00 | Not Dimmable | Not Dimmable | No |  | MMMSCM | [25 empty] | 5 | 2343 | 119.237 | 19.65 | 8.62 | 0.9 | 3500 | 83 |  |  |  | FALSE | FALSE | FALSE | [8 empty] | March, 30 2020 00:00:00 | FALSE | FALSE | FALSE | [6 empty] | AC | 120 | 277 | [5 empty] | FALSE
PLAKYK59TTQT | Jademar Corporation | Jademar Lighting | JT8-AB-NSF-4FT-12W-35K-FG | Linear Replacement Lamp | T8 Four-Foot | Dual Mode Internal Driver (UL Type A and Type B) |  | standard | FALSE | [10 empty] | November, 13 2019 00:00:00 | Not Dimmable | Not Dimmable | No |  | MMMSCJ | [25 empty] | 5 | 1750 | 125 | 14 | 20 | 0.9 | 3500 | 83 |  |  |  | FALSE | FALSE | FALSE | [8 empty] | March, 30 2020 00:00:00 | FALSE | FALSE | FALSE | [6 empty] | AC | 120 | 277 | [5 empty] | FALSE
PLFACHHVK2G6 | Jademar Corporation | Jademar Lighting | JT8-AB-NSF-4FT-18W-41K-FG | Linear Replacement Lamp | T8 Four-Foot | Dual Mode Internal Driver (UL Type A and Type B) |  | standard | FALSE | [10 empty] | November, 13 2019 00:00:00 | Not Dimmable | Not Dimmable | No |  | MMMSCM | [25 empty] | 5 | 2367 | 120.458 | 19.65 | 8.62 | 0.9 | 4100 | 83 |  |  |  | FALSE | FALSE | FALSE | [8 empty] | March, 30 2020 00:00:00 | FALSE | FALSE | FALSE | [6 empty] | AC | 120 | 277 | [5 empty] | FALSE
PL1QV22LFSPJ | Jademar Corporation | Jademar Lighting | JT8-AB-NSF-4FT-12W-40K-FG | Linear Replacement Lamp | T8 Four-Foot | Dual Mode Internal Driver (UL Type A and Type B) |  | standard | FALSE | [10 empty] | November, 13 2019 00:00:00 | Not Dimmable | Not Dimmable | No |  | MMMSCJ | [25 empty] | 5 | 1800 | 128.57 | 14 | 20 | 0.9 | 4000 | 83 |  |  |  | FALSE | FALSE | FALSE | [8 empty] | March, 30 2020 00:00:00 | FALSE | FALSE | FALSE | [6 empty] | AC | 120 | 277 | [5 empty] | FALSE
PLQMYVE7KN2S | Jademar Corporation | Jademar Lighting | JT8-AB-NSF-4FT-18W-50K-FG | Linear Replacement Lamp | T8 Four-Foot | Dual Mode Internal Driver (UL Type A and Type B) |  | standard | FALSE | [10 empty] | November, 13 2019 00:00:00 | Not Dimmable | Not Dimmable | No |  | MMMSCM | [25 empty] | 5 | 2400 | 122.951 | 19.52 | 8.62 | 0.9 | 5000 | 83 |  |  |  | FALSE | FALSE | FALSE | [8 empty] | March, 30 2020 00:00:00 | FALSE | FALSE | FALSE | [6 empty] | AC | 120 | 277 | [5 empty] | FALSE
PL0M36B2AEG5 | Jademar Corporation | Jademar Lighting | JT8-AB-NSF-4FT-18W-30K-FG | Linear Replacement Lamp | T8 Four-Foot | Dual Mode Internal Driver (UL Type A and Type B) |  | standard | TRUE |  | 2392.3 | 121 | 19.78 | 8.62 | 0.9748 | 2956 | 83.3 | 5 | 50000 | November, 13 2019 00:00:00 | Not Dimmable | Not Dimmable | No |  | MMMSCL | [15 empty] | 81.2 |  | 1.26 | 1.32 | [6 empty] | 5 | 2334 | 117.998 | 19.78 | 8.62 | 0.9 | 3000 | 83 |  |  |  | FALSE | FALSE | FALSE | [8 empty] | March, 30 2020 00:00:00 | FALSE | FALSE | FALSE | [6 empty] | AC | 120 | 277 | 120 |  |  |  |  | FALSE
PTZV4LX9 | EverWatt | EverWatt | EW-01-V1-4-T8DF-18W-FR-S-3500K | Linear Replacement Lamp | T8 Four-Foot | Dual Mode Internal Driver (UL Type A and Type B) |  | Standard | TRUE |  | 2439.8 | 115.8 | 21.07 | 19.24 | 0.939 | 3460 | 82.3 | 5 | 50000 | November, 07 2019 00:00:00 | Not Dimmable | Not Dimmable | FALSE |  | YYYEBF | [15 empty] | 84.3 |  | 1.2 | 1.22 | [6 empty] | 4.4 | 2436 | 116 | 21 | 20 | 0.9 | 3500 | 80 |  |  |  | FALSE | FALSE | FALSE | [8 empty] | November, 07 2019 00:00:00 | FALSE | FALSE | FALSE | [6 empty] | AC |  | 277 | [5 empty] | FALSE
PT9YS4CK | EverWatt | EverWatt | EW-01-V1-4-T8DF-12W-FR-S-3500K | Linear Replacement Lamp | T8 Four-Foot | Dual Mode Internal Driver (UL Type A and Type B) |  | standard | TRUE |  | 1640.8 | 136.39 | 12.03 | 21.52 | 0.931 | 3452 | 82.3 | 5 | 50000 | November, 07 2019 00:00:00 | Not Dimmable | Not Dimmable | FALSE |  | YYYEBD | [15 empty] | 84.5 |  | 1.3 | 1.24 | [6 empty] | 5 | 1655.6 | 117.17 | 14.13 | 20 | 0.9 | 3500 | 80 |  |  |  | FALSE | FALSE | FALSE | [8 empty] | March, 30 2020 00:00:00 | FALSE | FALSE | FALSE | [6 empty] | AC |  | 277 | [5 empty] | FALSE
PLY2LD77 | EverWatt | EverWatt | EW-01-V1-4-T8DF-18W-FR-S-5000K | Linear Replacement Lamp | T8 Four-Foot | Dual Mode Internal Driver (UL Type A and Type B) |  | Standard | FALSE | [10 empty] | November, 07 2019 00:00:00 | Not Dimmable | Not Dimmable | FALSE |  | YYYEBF | [25 empty] | 4.4 | 2436 | 116 | 21 | 20 | 0.9 | 5000 | 80 |  |  |  | FALSE | FALSE | FALSE | [8 empty] | November, 07 2019 00:00:00 | FALSE | FALSE | FALSE | [6 empty] | AC |  | 277 | [5 empty] | FALSE
PVELR4KV | EverWatt | EverWatt | EW-01-V1-4-T8DF-18W-FR-S-4000K | Linear Replacement Lamp | T8 Four-Foot | Dual Mode Internal Driver (UL Type A and Type B) |  | Standard | FALSE | [10 empty] | November, 07 2019 00:00:00 | Not Dimmable | Not Dimmable | FALSE |  | YYYEBF | [25 empty] | 4.4 | 2436 | 116 | 21 | 20 | 0.9 | 4000 | 80 |  |  |  | FALSE | FALSE | FALSE | [8 empty] | November, 07 2019 00:00:00 | FALSE | FALSE | FALSE | [6 empty] | AC |  | 277 | [5 empty] | FALSE
PGVOZJVV | EverWatt | EverWatt | EW-01-V1-4-T8DF-12W-FR-S-5000K | Linear Replacement Lamp | T8 Four-Foot | Dual Mode Internal Driver (UL Type A and Type B) |  | standard | FALSE | [10 empty] | November, 07 2019 00:00:00 | Not Dimmable | Not Dimmable | FALSE |  | YYYEBD | [25 empty] | 5 | 1655.6 | 117.17 | 14.13 | 20 | 0.9 | 5000 | 80 |  |  |  | FALSE | FALSE | FALSE | [8 empty] | March, 30 2020 00:00:00 | FALSE | FALSE | FALSE | [6 empty] | AC |  | 277 | [5 empty] | FALSE
P42IOCDM | EverWatt | EverWatt | EW-01-V1-4-T8DF-15W-FR-S-3500K | Linear Replacement Lamp | T8 Four-Foot | Dual Mode Internal Driver (UL Type A and Type B) |  | Standard | TRUE |  | 2102.7 | 115.15 | 18.26 | 22.31 | 0.921 | 3451 | 82.5 | 5 | 50000 | November, 07 2019 00:00:00 | Not Dimmable | Not Dimmable | FALSE |  | YYYEBE | [15 empty] | 84 |  | 1.26 | 1.22 | [6 empty] | 4.4 | 2088 | 116 | 18 | 20 | 0.9 | 3500 | 80 |  |  |  | FALSE | FALSE | FALSE | [8 empty] | November, 07 2019 00:00:00 | FALSE | FALSE | FALSE | [6 empty] | AC |  | 277 | [5 empty] | FALSE
P5UWC1HG | EverWatt | EverWatt | EW-01-V1-4-T8DF-15W-FR-S-5000K | Linear Replacement Lamp | T8 Four-Foot | Dual Mode Internal Driver (UL Type A and Type B) |  | Standard | FALSE | [10 empty] | November, 07 2019 00:00:00 | Not Dimmable | Not Dimmable | FALSE |  | YYYEBE | [25 empty] | 4.4 | 2088 | 116 | 18 | 20 | 0.9 | 5000 | 80 |  |  |  | FALSE | FALSE | FALSE | [8 empty] | November, 07 2019 00:00:00 | FALSE | FALSE | FALSE | [6 empty] | AC |  | 277 | [5 empty] | FALSE
P21N15VV | EverWatt | EverWatt | EW-01-V1-4-T8DF-15W-FR-S-4000K | Linear Replacement Lamp | T8 Four-Foot | Dual Mode Internal Driver (UL Type A and Type B) |  | Standard | FALSE | [10 empty] | November, 07 2019 00:00:00 | Not Dimmable | Not Dimmable | FALSE |  | YYYEBE | [25 empty] | 4.4 | 2088 | 116 | 18 | 20 | 0.9 | 4000 | 80 |  |  |  | FALSE | FALSE | FALSE | [8 empty] | November, 07 2019 00:00:00 | FALSE | FALSE | FALSE | [6 empty] | AC |  | 277 | [5 empty] | FALSE
P49G1HMU | EverWatt | EverWatt | EW-01-V1-4-T8DF-12W-FR-S-4000K | Linear Replacement Lamp | T8 Four-Foot | Dual Mode Internal Driver (UL Type A and Type B) |  | standard | FALSE | [10 empty] | November, 07 2019 00:00:00 | Not Dimmable | Not Dimmable | FALSE |  | YYYEBD | [25 empty] | 5 | 1655.6 | 117.17 | 14.13 | 20 | 0.9 | 4000 | 80 |  |  |  | FALSE | FALSE | FALSE | [8 empty] | March, 30 2020 00:00:00 | FALSE | FALSE | FALSE | [6 empty] | AC |  | 277 | [5 empty] | FALSE
PLQFVU6HCNM0 | Jademar Corporation | Jademar Lighting | JA-4FT-T8-20W-AB-40K | Linear Replacement Lamp | T8 Four-Foot | Dual Mode Internal Driver (UL Type A and Type B) |  | standard | FALSE | [10 empty] | November, 06 2019 00:00:00 | Not Dimmable | Not Dimmable | No |  | DDDKOW | [25 empty] | 5 | 2600 | 130 | 20 | 20 | 0.95 | 4000 | 80 |  |  |  | FALSE | FALSE | FALSE | [8 empty] | March, 30 2020 00:00:00 | FALSE | FALSE | FALSE | [6 empty] | AC | 100 | 277 | [5 empty] | FALSE
PLNTJRF3QDOD | Jademar Corporation | Jademar Lighting | JA-4FT-T8-20W-AB-45K | Linear Replacement Lamp | T8 Four-Foot | Dual Mode Internal Driver (UL Type A and Type B) |  | standard | FALSE | [10 empty] | November, 06 2019 00:00:00 | Not Dimmable | Not Dimmable | No |  | DDDKOW | [25 empty] | 5 | 2600 | 130 | 20 | 20 | 0.95 | 4500 | 80 |  |  |  | FALSE | FALSE | FALSE | [8 empty] | March, 30 2020 00:00:00 | FALSE | FALSE | FALSE | [6 empty] | AC | 100 | 277 | [5 empty] | FALSE
PL42CC5K33VA | Jademar Corporation | Jademar Lighting | CD-4FT-T8-20W-AB-50K | Linear Replacement Lamp | T8 Four-Foot | Dual Mode Internal Driver (UL Type A and Type B) |  | standard | FALSE | [10 empty] | November, 06 2019 00:00:00 | Not Dimmable | Not Dimmable | No |  | DDDKOW | [25 empty] | 5 | 2600 | 130 | 20 | 20 | 0.95 | 5000 | 80 |  |  |  | FALSE | FALSE | FALSE | [8 empty] | March, 30 2020 00:00:00 | FALSE | FALSE | FALSE | [6 empty] | AC | 100 | 277 | [5 empty] | FALSE
PLF53ARDDO3P | Jademar Corporation | Jademar Lighting | CD-4FT-T8-20W-AB-30K | Linear Replacement Lamp | T8 Four-Foot | Dual Mode Internal Driver (UL Type A and Type B) |  | standard | TRUE |  | 3259 | 138.21 | 23.58 | 5.42 | 0.9536 | 2964 | 81.8 | 5 | 50000 | November, 06 2019 00:00:00 | Not Dimmable | Not Dimmable | No |  | DDDKOW | [15 empty] | 87.6 |  | 1.16 | 1.4 | [6 empty] | 5 | 2600 | 130 | 20 | 20 | 0.95 | 3000 | 80 |  |  |  | FALSE | FALSE | FALSE | [8 empty] | March, 30 2020 00:00:00 | FALSE | FALSE | FALSE | [6 empty] | AC | 100 | 277 | 120 |  |  |  |  | FALSE
PL7A5T2AZ3V5 | Jademar Corporation | Jademar Lighting | CD-4FT-T8-20W-AB-45K | Linear Replacement Lamp | T8 Four-Foot | Dual Mode Internal Driver (UL Type A and Type B) |  | standard | FALSE | [10 empty] | November, 06 2019 00:00:00 | Not Dimmable | Not Dimmable | No |  | DDDKOW | [25 empty] | 5 | 2600 | 130 | 20 | 20 | 0.95 | 4500 | 80 |  |  |  | FALSE | FALSE | FALSE | [8 empty] | March, 30 2020 00:00:00 | FALSE | FALSE | FALSE | [6 empty] | AC | 100 | 277 | [5 empty] | FALSE
PL25KHB1Q77C | Jademar Corporation | Jademar Lighting | JA-4FT-T8-20W-AB-50K | Linear Replacement Lamp | T8 Four-Foot | Dual Mode Internal Driver (UL Type A and Type B) |  | standard | FALSE | [10 empty] | November, 06 2019 00:00:00 | Not Dimmable | Not Dimmable | No |  | DDDKOW | [25 empty] | 5 | 2600 | 130 | 20 | 20 | 0.95 | 5000 | 80 |  |  |  | FALSE | FALSE | FALSE | [8 empty] | March, 30 2020 00:00:00 | FALSE | FALSE | FALSE | [6 empty] | AC | 100 | 277 | [5 empty] | FALSE
PL5J8LIZ5CLW | Jademar Corporation | Jademar Lighting | CD-4FT-T8-20W-AB-35K | Linear Replacement Lamp | T8 Four-Foot | Dual Mode Internal Driver (UL Type A and Type B) |  | standard | FALSE | [10 empty] | November, 06 2019 00:00:00 | Not Dimmable | Not Dimmable | No |  | DDDKOW | [25 empty] | 5 | 2600 | 130 | 20 | 20 | 0.95 | 3500 | 80 |  |  |  | FALSE | FALSE | FALSE | [8 empty] | March, 30 2020 00:00:00 | FALSE | FALSE | FALSE | [6 empty] | AC | 100 | 277 | [5 empty] | FALSE
PLC1M3C1WGCR | Jademar Corporation | Jademar Lighting | CD-4FT-T8-20W-AB-40K | Linear Replacement Lamp | T8 Four-Foot | Dual Mode Internal Driver (UL Type A and Type B) |  | standard | FALSE | [10 empty] | November, 06 2019 00:00:00 | Not Dimmable | Not Dimmable | No |  | DDDKOW | [25 empty] | 5 | 2600 | 130 | 20 | 20 | 0.95 | 4000 | 80 |  |  |  | FALSE | FALSE | FALSE | [8 empty] | March, 30 2020 00:00:00 | FALSE | FALSE | FALSE | [6 empty] | AC | 100 | 277 | [5 empty] | FALSE
PL233B3DN395 | Jademar Corporation | Jademar Lighting | JA-4FT-T8-20W-AB-30K | Linear Replacement Lamp | T8 Four-Foot | Dual Mode Internal Driver (UL Type A and Type B) |  | standard | TRUE |  | 3259 | 138.21 | 23.58 | 5.42 | 0.9536 | 2964 | 81.8 | 5 | 50000 | November, 06 2019 00:00:00 | Not Dimmable | Not Dimmable | No |  | DDDKOW | [15 empty] | 87.6 |  | 1.16 | 1.4 | [6 empty] | 5 | 2600 | 130 | 20 | 20 | 0.95 | 3000 | 80 |  |  |  | FALSE | FALSE | FALSE | [8 empty] | March, 30 2020 00:00:00 | FALSE | FALSE | FALSE | [6 empty] | AC | 100 | 277 | 120 |  |  |  |  | FALSE
PLSCBKRFR0II | Jademar Corporation | Jademar Lighting | JA-4FT-T8-20W-AB-35K | Linear Replacement Lamp | T8 Four-Foot | Dual Mode Internal Driver (UL Type A and Type B) |  | standard | FALSE | [10 empty] | November, 06 2019 00:00:00 | Not Dimmable | Not Dimmable | No |  | DDDKOW | [25 empty] | 5 | 2600 | 130 | 20 | 20 | 0.95 | 3500 | 80 |  |  |  | FALSE | FALSE | FALSE | [8 empty] | March, 30 2020 00:00:00 | FALSE | FALSE | FALSE | [6 empty] | AC | 100 | 277 | [5 empty] | FALSE
P4MFFX4H | HK Syhdee LIGHTING Co., LIMITED. | SYHDEE | SYHU-T8GABBEUL1212AM-35-A | Linear Replacement Lamp | T8 Four-Foot | Dual Mode Internal Driver (UL Type A and Type B) |  | standard | FALSE | [10 empty] | October, 29 2019 00:00:00 | Not Dimmable | Not Dimmable | No |  | VVVYVH | [25 empty] | 5 | 1748.39 | 119.1 | 14.68 | 13.04 | 0.9523 | 3500 | 81.3 |  |  |  | FALSE | FALSE | FALSE | [8 empty] | March, 30 2020 00:00:00 | FALSE | FALSE | FALSE | [6 empty] | AC | 120 | 277 | [5 empty] | FALSE
P1B39MYE | HK Syhdee LIGHTING Co., LIMITED. | SYHDEE | SYHU-T8GABBEUL1215AM-40-A | Linear Replacement Lamp | T8 Four-Foot | Dual Mode Internal Driver (UL Type A and Type B) |  | standard | FALSE | [10 empty] | October, 29 2019 00:00:00 | Not Dimmable | Not Dimmable | No |  | VVVYVH | [25 empty] | 5 | 2123.42 | 123.311 | 17.22 | 10.63 | 0.961 | 4000 | 81.3 |  |  |  | FALSE | FALSE | FALSE | [8 empty] | March, 30 2020 00:00:00 | FALSE | FALSE | FALSE | [6 empty] | AC | 120 | 277 | [5 empty] | FALSE
PK0R43EB | HK Syhdee LIGHTING Co., LIMITED. | SYHDEE | SYHU-T8GABBEUL1218PT-30-A | Linear Replacement Lamp | T8 Four-Foot | Dual Mode Internal Driver (UL Type A and Type B) |  | standard | FALSE | [10 empty] | October, 29 2019 00:00:00 | Not Dimmable | Not Dimmable | No |  | VVVYVH | [25 empty] | 5 | 2389 | 122.51 | 19.5 | 8.61 | 0.9704 | 3000 | 81.1 |  |  |  | FALSE | FALSE | FALSE | [8 empty] | March, 30 2020 00:00:00 | FALSE | FALSE | FALSE | [6 empty] | AC | 120 | 277 | [5 empty] | FALSE
P226RE88 | HK Syhdee LIGHTING Co., LIMITED. | SYHDEE | SYHU-T8GABBEUL1212AM-50-A | Linear Replacement Lamp | T8 Four-Foot | Dual Mode Internal Driver (UL Type A and Type B) |  | standard | FALSE | [10 empty] | October, 29 2019 00:00:00 | Not Dimmable | Not Dimmable | No |  | VVVYVH | [25 empty] | 5 | 1792.81 | 122.126 | 14.68 | 13.04 | 0.9523 | 5000 | 81.3 |  |  |  | FALSE | FALSE | FALSE | [8 empty] | March, 30 2020 00:00:00 | FALSE | FALSE | FALSE | [6 empty] | AC | 120 | 277 | [5 empty] | FALSE
PL28HM3M | HK Syhdee LIGHTING Co., LIMITED. | SYHDEE | SYHU-T8GABBEUL1210AM-35-A | Linear Replacement Lamp | T8 Four-Foot | Dual Mode Internal Driver (UL Type A and Type B) |  | standard | FALSE | [10 empty] | October, 29 2019 00:00:00 | Not Dimmable | Not Dimmable | No |  | VVVYVH | [25 empty] | 5 | 1635.56 | 120.884 | 13.53 | 22.87 | 0.9158 | 3500 | 81.4 |  |  |  | FALSE | FALSE | FALSE | [8 empty] | March, 30 2020 00:00:00 | FALSE | FALSE | FALSE | [6 empty] | AC | 120 | 277 | [5 empty] | FALSE
P6432Y7T | HK Syhdee LIGHTING Co., LIMITED. | SYHDEE | SYHU-T8GABBEUL1218AM-30-A | Linear Replacement Lamp | T8 Four-Foot | Dual Mode Internal Driver (UL Type A and Type B) |  | standard | TRUE |  | 2328 | 117.52 | 19.81 | 8.38 | 0.9625 | 2981 | 81.4 | 5 |  | October, 29 2019 00:00:00 | Not Dimmable | Not Dimmable | No | Updated on 02/26/2020 | VVVYVH | [15 empty] | 84.6 |  | 1.26 | 1.34 | [6 empty] | 5 | 2339 | 117.77 | 19.86 | 8.38 | 0.9625 | 3000 | 81.4 |  |  |  | FALSE | FALSE | FALSE | [8 empty] | March, 30 2020 00:00:00 | FALSE | FALSE | FALSE | [6 empty] | AC | 120 | 277 | 277 |  |  |  |  | FALSE
P50CLBJM | HK Syhdee LIGHTING Co., LIMITED. | SYHDEE | SYHU-T8GABBEUL1212AM-30-A | Linear Replacement Lamp | T8 Four-Foot | Dual Mode Internal Driver (UL Type A and Type B) |  | standard | FALSE | [10 empty] | October, 29 2019 00:00:00 | Not Dimmable | Not Dimmable | No |  | VVVYVH | [25 empty] | 5 | 1735 | 118.19 | 14.68 | 13.04 | 0.9523 | 3000 | 81.3 |  |  |  | FALSE | FALSE | FALSE | [8 empty] | March, 30 2020 00:00:00 | FALSE | FALSE | FALSE | [6 empty] | AC | 120 | 277 | [5 empty] | FALSE
PSUDTSWO | HK Syhdee LIGHTING Co., LIMITED. | SYHDEE | SYHU-T8GABBEUL1215AM-45-A | Linear Replacement Lamp | T8 Four-Foot | Dual Mode Internal Driver (UL Type A and Type B) |  | standard | FALSE | [10 empty] | October, 29 2019 00:00:00 | Not Dimmable | Not Dimmable | No |  | VVVYVH | [25 empty] | 5 | 2141.58 | 124.366 | 17.22 | 10.63 | 0.961 | 4500 | 81.3 |  |  |  | FALSE | FALSE | FALSE | [8 empty] | March, 30 2020 00:00:00 | FALSE | FALSE | FALSE | [6 empty] | AC | 120 | 277 | [5 empty] | FALSE
PTESPQBI | HK Syhdee LIGHTING Co., LIMITED. | SYHDEE | SYHU-T8GABBEUL1215AM-35-A | Linear Replacement Lamp | T8 Four-Foot | Dual Mode Internal Driver (UL Type A and Type B) |  | standard | FALSE | [10 empty] | October, 29 2019 00:00:00 | Not Dimmable | Not Dimmable | No |  | VVVYVH | [25 empty] | 5 | 2104 | 122.184 | 17.22 | 10.63 | 0.961 | 3500 | 81.3 |  |  |  | FALSE | FALSE | FALSE | [8 empty] | March, 30 2020 00:00:00 | FALSE | FALSE | FALSE | [6 empty] | AC | 120 | 277 | [5 empty] | FALSE
P8BV7SAO | HK Syhdee LIGHTING Co., LIMITED. | SYHDEE | SYHU-T8GABBEUL1210AM-40-A | Linear Replacement Lamp | T8 Four-Foot | Dual Mode Internal Driver (UL Type A and Type B) |  | standard | FALSE | [10 empty] | October, 29 2019 00:00:00 | Not Dimmable | Not Dimmable | No |  | VVVYVH | [25 empty] | 5 | 1650.65 | 121.999 | 13.53 | 22.87 | 0.9158 | 4000 | 81.4 |  |  |  | FALSE | FALSE | FALSE | [8 empty] | March, 30 2020 00:00:00 | FALSE | FALSE | FALSE | [6 empty] | AC | 120 | 277 | [5 empty] | FALSE
PGRAOV6Q | HK Syhdee LIGHTING Co., LIMITED. | SYHDEE | SYHU-T8GABBEUL1210AM-45-A | Linear Replacement Lamp | T8 Four-Foot | Dual Mode Internal Driver (UL Type A and Type B) |  | standard | FALSE | [10 empty] | October, 29 2019 00:00:00 | Not Dimmable | Not Dimmable | No |  | VVVYVH | [25 empty] | 5 | 1664.77 | 123.043 | 13.53 | 22.87 | 0.9158 | 4500 | 81.4 |  |  |  | FALSE | FALSE | FALSE | [8 empty] | March, 30 2020 00:00:00 | FALSE | FALSE | FALSE | [6 empty] | AC | 120 | 277 | [5 empty] | FALSE
PYF7XWVH | HK Syhdee LIGHTING Co., LIMITED. | SYHDEE | SYHU-T8GABBEUL1215AM-30-A | Linear Replacement Lamp | T8 Four-Foot | Dual Mode Internal Driver (UL Type A and Type B) |  | standard | FALSE | [10 empty] | October, 29 2019 00:00:00 | Not Dimmable | Not Dimmable | No |  | VVVYVH | [25 empty] | 5 | 2088 | 121.25 | 17.22 | 10.63 | 0.961 | 3000 | 81.3 |  |  |  | FALSE | FALSE | FALSE | [8 empty] | March, 30 2020 00:00:00 | FALSE | FALSE | FALSE | [6 empty] | AC | 120 | 277 | [5 empty] | FALSE
PAB3X8RT | HK Syhdee LIGHTING Co., LIMITED. | SYHDEE | SYHU-T8GABBEUL1218PT-35-A | Linear Replacement Lamp | T8 Four-Foot | Dual Mode Internal Driver (UL Type A and Type B) |  | standard | FALSE | [10 empty] | October, 29 2019 00:00:00 | Not Dimmable | Not Dimmable | No |  | VVVYVH | [25 empty] | 5 | 2418 | 123.24 | 19.62 | 8.61 | 0.9704 | 3500 | 81.1 |  |  |  | FALSE | FALSE | FALSE | [8 empty] | March, 30 2020 00:00:00 | FALSE | FALSE | FALSE | [6 empty] | AC | 120 | 277 | [5 empty] | FALSE
P6G7085S | HK Syhdee LIGHTING Co., LIMITED. | SYHDEE | SYHU-T8GABBEUL1218PT-50-A | Linear Replacement Lamp | T8 Four-Foot | Dual Mode Internal Driver (UL Type A and Type B) |  | standard | FALSE | [10 empty] | October, 29 2019 00:00:00 | Not Dimmable | Not Dimmable | No |  | VVVYVH | [25 empty] | 5 | 2503 | 126.8 | 19.74 | 9.11 | 0.9682 | 5000 | 83.2 |  |  |  | FALSE | FALSE | FALSE | [8 empty] | March, 30 2020 00:00:00 | FALSE | FALSE | FALSE | [6 empty] | AC | 120 | 277 | [5 empty] | FALSE
PG2A4N35 | HK Syhdee LIGHTING Co., LIMITED. | SYHDEE | SYHU-T8GABBEUL1212AM-45-A | Linear Replacement Lamp | T8 Four-Foot | Dual Mode Internal Driver (UL Type A and Type B) |  | standard | FALSE | [10 empty] | October, 29 2019 00:00:00 | Not Dimmable | Not Dimmable | No |  | VVVYVH | [25 empty] | 5 | 1779.62 | 121.227 | 14.68 | 13.04 | 0.9523 | 4500 | 81.3 |  |  |  | FALSE | FALSE | FALSE | [8 empty] | March, 30 2020 00:00:00 | FALSE | FALSE | FALSE | [6 empty] | AC | 120 | 277 | [5 empty] | FALSE
PTRGFJEE | HK Syhdee LIGHTING Co., LIMITED. | SYHDEE | SYHU-T8GABBEUL1218PT-45-A | Linear Replacement Lamp | T8 Four-Foot | Dual Mode Internal Driver (UL Type A and Type B) |  | standard | FALSE | [10 empty] | October, 29 2019 00:00:00 | Not Dimmable | Not Dimmable | No |  | VVVYVH | [25 empty] | 5 | 2475 | 126.15 | 19.62 | 8.61 | 0.9704 | 4500 | 81.1 |  |  |  | FALSE | FALSE | FALSE | [8 empty] | March, 30 2020 00:00:00 | FALSE | FALSE | FALSE | [6 empty] | AC | 120 | 277 | [5 empty] | FALSE
PQWQUQHI | HK Syhdee LIGHTING Co., LIMITED. | SYHDEE | SYHU-T8GABBEUL1218AM-35-A | Linear Replacement Lamp | T8 Four-Foot | Dual Mode Internal Driver (UL Type A and Type B) |  | standard | FALSE | [10 empty] | October, 29 2019 00:00:00 | Not Dimmable | Not Dimmable | No | Updated on 02/26/2020 | VVVYVH | [25 empty] | 5 | 2356.92 | 118.677 | 19.86 | 8.38 | 0.9625 | 3500 | 81.4 |  |  |  | FALSE | FALSE | FALSE | [8 empty] | March, 30 2020 00:00:00 | FALSE | FALSE | FALSE | [6 empty] | AC | 120 | 277 | [5 empty] | FALSE
PMQCBZNG | HK Syhdee LIGHTING Co., LIMITED. | SYHDEE | SYHU-T8GABBEUL1210AM-50-A | Linear Replacement Lamp | T8 Four-Foot | Dual Mode Internal Driver (UL Type A and Type B) |  | standard | FALSE | [10 empty] | October, 29 2019 00:00:00 | Not Dimmable | Not Dimmable | No |  | VVVYVH | [25 empty] | 5 | 1677.11 | 123.955 | 13.53 | 22.87 | 0.9158 | 5000 | 81.4 |  |  |  | FALSE | FALSE | FALSE | [8 empty] | March, 30 2020 00:00:00 | FALSE | FALSE | FALSE | [6 empty] | AC | 120 | 277 | [5 empty] | FALSE
PL82DUIY | HK Syhdee LIGHTING Co., LIMITED. | SYHDEE | SYHU-T8GABBEUL1218AM-45-A | Linear Replacement Lamp | T8 Four-Foot | Dual Mode Internal Driver (UL Type A and Type B) |  | standard | FALSE | [10 empty] | October, 29 2019 00:00:00 | Not Dimmable | Not Dimmable | No | Updated on 02/26/2020 | VVVYVH | [25 empty] | 5 | 2399.02 | 120.797 | 19.86 | 8.38 | 0.9625 | 4500 | 81.4 |  |  |  | FALSE | FALSE | FALSE | [8 empty] | March, 30 2020 00:00:00 | FALSE | FALSE | FALSE | [6 empty] | AC | 120 | 277 | [5 empty] | FALSE
PQEXMTBB | HK Syhdee LIGHTING Co., LIMITED. | SYHDEE | SYHU-T8GABBEUL1215AM-50-A | Linear Replacement Lamp | T8 Four-Foot | Dual Mode Internal Driver (UL Type A and Type B) |  | standard | FALSE | [10 empty] | October, 29 2019 00:00:00 | Not Dimmable | Not Dimmable | No |  | VVVYVH | [25 empty] | 5 | 2157.45 | 125.288 | 17.22 | 10.63 | 0.961 | 5000 | 81.3 |  |  |  | FALSE | FALSE | FALSE | [8 empty] | March, 30 2020 00:00:00 | FALSE | FALSE | FALSE | [6 empty] | AC | 120 | 277 | [5 empty] | FALSE
PETPMGDN | HK Syhdee LIGHTING Co., LIMITED. | SYHDEE | SYHU-T8GABBEUL1218PT-40-A | Linear Replacement Lamp | T8 Four-Foot | Dual Mode Internal Driver (UL Type A and Type B) |  | standard | FALSE | [10 empty] | October, 29 2019 00:00:00 | Not Dimmable | Not Dimmable | No |  | VVVYVH | [25 empty] | 5 | 2446 | 124.67 | 19.62 | 8.61 | 0.9704 | 4000 | 81.1 |  |  |  | FALSE | FALSE | FALSE | [8 empty] | March, 30 2020 00:00:00 | FALSE | FALSE | FALSE | [6 empty] | AC | 120 | 277 | [5 empty] | FALSE
PBCE1GK2 | HK Syhdee LIGHTING Co., LIMITED. | SYHDEE | SYHU-T8GABBEUL1212AM-40-A | Linear Replacement Lamp | T8 Four-Foot | Dual Mode Internal Driver (UL Type A and Type B) |  | standard | FALSE | [10 empty] | October, 29 2019 00:00:00 | Not Dimmable | Not Dimmable | No |  | VVVYVH | [25 empty] | 5 | 1764.52 | 120.199 | 14.68 | 13.04 | 0.9523 | 4000 | 81.3 |  |  |  | FALSE | FALSE | FALSE | [8 empty] | March, 30 2020 00:00:00 | FALSE | FALSE | FALSE | [6 empty] | AC | 120 | 277 | [5 empty] | FALSE
PW223G99 | HK Syhdee LIGHTING Co., LIMITED. | SYHDEE | SYHU-T8GABBEUL1218AM-50-A | Linear Replacement Lamp | T8 Four-Foot | Dual Mode Internal Driver (UL Type A and Type B) |  | standard | FALSE | [10 empty] | October, 29 2019 00:00:00 | Not Dimmable | Not Dimmable | No | Updated on 02/26/2020 | VVVYVH | [25 empty] | 5 | 2416.8 | 121.692 | 19.86 | 8.38 | 0.9625 | 5000 | 81.4 |  |  |  | FALSE | FALSE | FALSE | [8 empty] | March, 30 2020 00:00:00 | FALSE | FALSE | FALSE | [6 empty] | AC | 120 | 277 | [5 empty] | FALSE
PDABFYP7 | HK Syhdee LIGHTING Co., LIMITED. | SYHDEE | SYHU-T8GABBEUL1218AM-40-A | Linear Replacement Lamp | T8 Four-Foot | Dual Mode Internal Driver (UL Type A and Type B) |  | standard | FALSE | [10 empty] | October, 29 2019 00:00:00 | Not Dimmable | Not Dimmable | No | Updated on 02/26/2020 | VVVYVH | [25 empty] | 5 | 2378.67 | 119.772 | 19.86 | 8.38 | 0.9625 | 4000 | 81.4 |  |  |  | FALSE | FALSE | FALSE | [8 empty] | March, 30 2020 00:00:00 | FALSE | FALSE | FALSE | [6 empty] | AC | 120 | 277 | [5 empty] | FALSE
PI1I716X | HK Syhdee LIGHTING Co., LIMITED. | SYHDEE | SYHU-T8GABBEUL1210AM-30-A | Linear Replacement Lamp | T8 Four-Foot | Dual Mode Internal Driver (UL Type A and Type B) |  | standard | TRUE |  | 1642 | 119.42 | 13.75 | 22.87 | 0.9158 | 2962 | 81.4 | 5 |  | October, 29 2019 00:00:00 | Not Dimmable | Not Dimmable | No |  | VVVYVH | [15 empty] | 84.6 |  | 1.24 | 1.38 | [6 empty] | 5 | 1623 | 119.96 | 13.53 | 22.87 | 0.9158 | 3000 | 81.4 |  |  |  | FALSE | FALSE | FALSE | [8 empty] | March, 30 2020 00:00:00 | FALSE | FALSE | FALSE | [6 empty] | AC | 120 | 277 | 277 |  |  |  |  | FALSE
P0ZUMSYA | JIAXING SUPER LIGHTING ELECTRIC APPLIANCE CO.,LTD | Super | T8L-IDDM13-2200-4ft-EBA-E1 | Linear Replacement Lamp | T8 Four-Foot | Replacement Lamps (plug and play) (UL Type A) |  | standard | FALSE | [10 empty] | October, 16 2019 00:00:00 | Not Dimmable | Not Dimmable | No |  | JJJOHG | [25 empty] | 5 | 2200 | 122 | 18 | 20 | 0.9 | 5000 | 82 |  |  |  | FALSE | FALSE | FALSE | [8 empty] | March, 30 2020 00:00:00 | FALSE | FALSE | FALSE | [6 empty] | AC | [7 empty] | FALSE
PQLRDNUY | JIAXING SUPER LIGHTING ELECTRIC APPLIANCE CO.,LTD | Super | T8L-IDDM13-2200-4ft-BBA-E1 | Linear Replacement Lamp | T8 Four-Foot | Replacement Lamps (plug and play) (UL Type A) |  | standard | FALSE | [10 empty] | October, 16 2019 00:00:00 | Not Dimmable | Not Dimmable | No |  | JJJOHG | [25 empty] | 5 | 2100 | 117 | 18 | 20 | 0.9 | 3500 | 82 |  |  |  | FALSE | FALSE | FALSE | [8 empty] | March, 30 2020 00:00:00 | FALSE | FALSE | FALSE | [6 empty] | AC | [7 empty] | FALSE
PG5DJTP6 | JIAXING SUPER LIGHTING ELECTRIC APPLIANCE CO.,LTD | Super | T8L-IDDM13-2200-4ft-CBA-E1 | Linear Replacement Lamp | T8 Four-Foot | Replacement Lamps (plug and play) (UL Type A) |  | standard | FALSE | [10 empty] | October, 16 2019 00:00:00 | Not Dimmable | Not Dimmable | No |  | JJJOHG | [25 empty] | 5 | 2200 | 122 | 18 | 20 | 0.9 | 4000 | 82 |  |  |  | FALSE | FALSE | FALSE | [8 empty] | March, 30 2020 00:00:00 | FALSE | FALSE | FALSE | [6 empty] | AC | [7 empty] | FALSE
P3A4Y76N | JIAXING SUPER LIGHTING ELECTRIC APPLIANCE CO.,LTD | Super | T8L-IDDM13-2200-4ft-DBA-E1 | Linear Replacement Lamp | T8 Four-Foot | Replacement Lamps (plug and play) (UL Type A) |  | standard | FALSE | [10 empty] | October, 16 2019 00:00:00 | Not Dimmable | Not Dimmable | No |  | JJJOHG | [25 empty] | 5 | 2200 | 122 | 18 | 20 | 0.9 | 4500 | 82 |  |  |  | FALSE | FALSE | FALSE | [8 empty] | March, 30 2020 00:00:00 | FALSE | FALSE | FALSE | [6 empty] | AC | [7 empty] | FALSE
PMIOXO1Z | JIAXING SUPER LIGHTING ELECTRIC APPLIANCE CO.,LTD | Super | T8L-IDDM13-2200-4ft-ABA-E1 | Linear Replacement Lamp | T8 Four-Foot | Replacement Lamps (plug and play) (UL Type A) |  | standard | TRUE |  | 2122.9 | 129 | 16.46 | 11.27 | 0.9641 | 3080 | 81.7 | 5 | 50000 | October, 16 2019 00:00:00 | Not Dimmable | Not Dimmable | No |  | JJJOHG | [15 empty] | 82.9 |  | 1.3 | 1.34 | [6 empty] | 5 | 2100 | 117 | 18 | 20 | 0.9 | 3000 | 82 |  |  |  | FALSE | FALSE | FALSE | [8 empty] | March, 30 2020 00:00:00 | FALSE | FALSE | FALSE | [6 empty] | AC |  |  | 277 |  |  |  |  | FALSE
PO7AFNG7 | JIAXING SUPER LIGHTING ELECTRIC APPLIANCE CO.,LTD | Super | T8L-IDDM13-1800-4ft-DBA-E1 | Linear Replacement Lamp | T8 Four-Foot | Replacement Lamps (plug and play) (UL Type A) |  | standard | FALSE | [10 empty] | October, 15 2019 00:00:00 | Not Dimmable | Not Dimmable | No |  | UUUBZK | [25 empty] | 5 | 1800 | 120 | 15 | 20 | 0.9 | 4500 | 82 |  |  |  | FALSE | FALSE | FALSE | [8 empty] | March, 30 2020 00:00:00 | FALSE | FALSE | FALSE | [6 empty] | AC | [7 empty] | FALSE
P7QWUF5H | JIAXING SUPER LIGHTING ELECTRIC APPLIANCE CO.,LTD | Super | T8L-IDDM13-1800-4ft-CBA-E1 | Linear Replacement Lamp | T8 Four-Foot | Replacement Lamps (plug and play) (UL Type A) |  | standard | FALSE | [10 empty] | October, 15 2019 00:00:00 | Not Dimmable | Not Dimmable | No |  | UUUBZK | [25 empty] | 5 | 1800 | 120 | 15 | 20 | 0.9 | 4000 | 82 |  |  |  | FALSE | FALSE | FALSE | [8 empty] | March, 30 2020 00:00:00 | FALSE | FALSE | FALSE | [6 empty] | AC | [7 empty] | FALSE
PD9CELLL | JIAXING SUPER LIGHTING ELECTRIC APPLIANCE CO.,LTD | Super | T8L-IDDM13-1800-4ft-ABA-E1 | Linear Replacement Lamp | T8 Four-Foot | Replacement Lamps (plug and play) (UL Type A) |  | standard | TRUE |  | 1750.8 | 126.3 | 13.87 | 14.62 | 0.952 | 3074 | 81.7 | 5 | 50000 | October, 15 2019 00:00:00 | Not Dimmable | Not Dimmable | No |  | UUUBZK | [15 empty] | 82.8 |  | 1.3 | 1.34 | [6 empty] | 5 | 1700 | 113.333 | 15 | 20 | 0.9 | 3000 | 82 |  |  |  | FALSE | FALSE | FALSE | [8 empty] | March, 30 2020 00:00:00 | FALSE | FALSE | FALSE | [6 empty] | AC |  |  | 277 |  |  |  |  | FALSE
PQHMMUQJ | JIAXING SUPER LIGHTING ELECTRIC APPLIANCE CO.,LTD | Super | T8L-IDDM13-1800-4ft-EBA-E1 | Linear Replacement Lamp | T8 Four-Foot | Replacement Lamps (plug and play) (UL Type A) |  | standard | FALSE | [10 empty] | October, 15 2019 00:00:00 | Not Dimmable | Not Dimmable | No |  | UUUBZK | [25 empty] | 5 | 1800 | 120 | 15 | 20 | 0.9 | 5000 | 82 |  |  |  | FALSE | FALSE | FALSE | [8 empty] | March, 30 2020 00:00:00 | FALSE | FALSE | FALSE | [6 empty] | AC | [7 empty] | FALSE
PZ1F8ONC | JIAXING SUPER LIGHTING ELECTRIC APPLIANCE CO.,LTD | Super | T8L-IDDM13-1800-4ft-BBA-E1 | Linear Replacement Lamp | T8 Four-Foot | Replacement Lamps (plug and play) (UL Type A) |  | standard | FALSE | [10 empty] | October, 15 2019 00:00:00 | Not Dimmable | Not Dimmable | No |  | UUUBZK | [25 empty] | 4.4 | 1700 | 113.333 | 15 | 20 | 0.9 | 3500 | 82 |  |  |  | FALSE | FALSE | FALSE | [8 empty] | October, 15 2019 00:00:00 | FALSE | FALSE | FALSE | [6 empty] | AC | [7 empty] | FALSE
PL3A7LM1DMBQ | SATCO Products Inc | Satco | 15T8/LED/48-840/DR(S39977) | Linear Replacement Lamp | T8 Four-Foot | Replacement Lamps (plug and play) (UL Type A) |  | standard | FALSE | [10 empty] | October, 10 2019 00:00:00 | Dimmable | Continuous Below 10 | No |  | VVVYTM | [25 empty] | 5 | 2200 | 122.2 | 18 | 20 | 0.9 | 4000 | 82 |  |  |  | FALSE | FALSE | FALSE | [8 empty] | March, 30 2020 00:00:00 | FALSE | FALSE | FALSE | [6 empty] | AC | [7 empty] | FALSE
PLN4T32YY4OE | SATCO Products Inc | Satco | 15T8/LED/48-850/DR(S39978) | Linear Replacement Lamp | T8 Four-Foot | Replacement Lamps (plug and play) (UL Type A) |  | standard | FALSE | [10 empty] | October, 10 2019 00:00:00 | Dimmable | Continuous Below 10 | No |  | VVVYTM | [25 empty] | 5 | 2200 | 122.2 | 18 | 20 | 0.9 | 5000 | 82 |  |  |  | FALSE | FALSE | FALSE | [8 empty] | March, 30 2020 00:00:00 | FALSE | FALSE | FALSE | [6 empty] | AC | [7 empty] | FALSE
PL0JA82Q9N49 | SATCO Products Inc | Satco | 15T8/LED/48-835/DR(S39976) | Linear Replacement Lamp | T8 Four-Foot | Replacement Lamps (plug and play) (UL Type A) |  | standard | FALSE | [10 empty] | October, 10 2019 00:00:00 | Dimmable | Continuous Below 10 | No |  | VVVYTM | [25 empty] | 5 | 2100 | 116.7 | 18 | 20 | 0.9 | 3500 | 82 |  |  |  | FALSE | FALSE | FALSE | [8 empty] | March, 30 2020 00:00:00 | FALSE | FALSE | FALSE | [6 empty] | AC | [7 empty] | FALSE
PLKZV3JQASSC | SATCO Products Inc | Satco | 15T8/LED/48-830/DR(S39975) | Linear Replacement Lamp | T8 Four-Foot | Replacement Lamps (plug and play) (UL Type A) |  | standard | FALSE | [10 empty] | October, 10 2019 00:00:00 | Dimmable | Continuous Below 10 | No |  | VVVYTM | [15 empty] | 81.1 |  | 1.26 | 1.34 | [6 empty] | 5 | 2100 | 116.7 | 18 | 20 | 0.9 | 3000 | 82 |  |  |  | FALSE | FALSE | FALSE | [8 empty] | March, 30 2020 00:00:00 | FALSE | FALSE | FALSE | [6 empty] | AC | [7 empty] | FALSE
PLQ5RW8HOJ5E | Rocket Lite Inc. | Rocket Lite | RLI-T818WGL-4000K | Linear Replacement Lamp | T8 Four-Foot | Replacement Lamps (plug and play) (UL Type A) |  | Standard | FALSE | [10 empty] | October, 08 2019 00:00:00 | Dimmable | Continuous Below 10 | No |  | MMMSAO | [25 empty] | 4.4 | 2100 | 112 | 18 | 11.26 | 0.99 | 4000 | 83 |  |  | 4 | FALSE | FALSE | FALSE | [8 empty] | October, 08 2019 00:00:00 | FALSE | FALSE | FALSE | [6 empty] | AC | [7 empty] | FALSE
PL9VYDD4S8WB | Rocket Lite Inc. | Rocket Lite | RLI-T818WGL-5000K | Linear Replacement Lamp | T8 Four-Foot | Replacement Lamps (plug and play) (UL Type A) |  | Standard | FALSE | [10 empty] | October, 08 2019 00:00:00 | Dimmable | Continuous Below 10 | No |  | MMMSAO | [25 empty] | 4.4 | 2200 | 115 | 18 | 11.26 | 0.99 | 5000 | 83 |  |  | 4 | FALSE | FALSE | FALSE | [8 empty] | October, 08 2019 00:00:00 | FALSE | FALSE | FALSE | [6 empty] | AC | [7 empty] | FALSE
PLQ3SAI40827 | Rocket Lite Inc. | Rocket Lite | RLI-T818WGL-3500K | Linear Replacement Lamp | T8 Four-Foot | Replacement Lamps (plug and play) (UL Type A) |  | Standard | FALSE | [10 empty] | October, 08 2019 00:00:00 | Dimmable | Continuous Below 10 | No |  | MMMSAO | [25 empty] | 4.4 | 2000 | 110 | 18 | 11.26 | 0.99 | 3500 | 83 |  |  | 4 | FALSE | FALSE | FALSE | [8 empty] | October, 08 2019 00:00:00 | FALSE | FALSE | FALSE | [6 empty] | AC | [7 empty] | FALSE
PLQWZ8P9WN8W | Rocket Lite Inc. | Rocket Lite | RLI-T818WGL-3000K | Linear Replacement Lamp | T8 Four-Foot | Replacement Lamps (plug and play) (UL Type A) |  | Standard | TRUE |  | 2058 | 117.4 | 17.54 | 11.26 | 0.9669 | 3052 | 81.2 | 5 | 50000 | October, 08 2019 00:00:00 | Dimmable | Continuous Below 10 | No |  | MMMSAO | [15 empty] | 83.8 |  | 1.26 | 1.24 | [6 empty] | 4.4 | 2000 | 110 | 18 | 11.26 | 0.99 | 3000 | 83 |  |  | 4 | FALSE | FALSE | FALSE | [8 empty] | October, 08 2019 00:00:00 | FALSE | FALSE | FALSE | [6 empty] | AC | [7 empty] | FALSE
PL3BWPDI298P | Above Lights | Mirai LED | ABL-UNV-AC8LLD | Linear Replacement Lamp | T8 Four-Foot | Dual Mode Internal Driver (UL Type A and Type B) |  | standard | FALSE | [10 empty] | September, 27 2019 00:00:00 | Not Dimmable | Not Dimmable | No |  | YYYDVN | [25 empty] | 5 | 2659 | 128.45 | 20.7 | 7.43 | 0.9231 | 4000 | 82.6 |  |  |  | FALSE | FALSE | FALSE | [8 empty] | March, 30 2020 00:00:00 | FALSE | FALSE | FALSE | [6 empty] | AC | [7 empty] | FALSE
PLS1EHHG06CK | Above Lights | Mirai LED | ABL-UNV-AC8LLB | Linear Replacement Lamp | T8 Four-Foot | Dual Mode Internal Driver (UL Type A and Type B) |  | standard | TRUE |  | 2627 | 127.15 | 20.66 | 7.43 | 0.9231 | 2989 | 82.6 | 5 | 50000 | September, 27 2019 00:00:00 | Not Dimmable | Not Dimmable | No |  | YYYDVN | [15 empty] | 89.3 |  | 1.18 | 1.38 | [6 empty] | 5 | 2627 | 127.15 | 20.66 | 7.43 | 0.9231 | 3000 | 82.6 |  |  |  | FALSE | FALSE | FALSE | [8 empty] | March, 30 2020 00:00:00 | FALSE | FALSE | FALSE | [6 empty] | AC | [7 empty] | FALSE
PLG9K5JF2UWA | Above Lights | Mirai LED | ABL-UNV-AC8LLC | Linear Replacement Lamp | T8 Four-Foot | Dual Mode Internal Driver (UL Type A and Type B) |  | standard | FALSE | [10 empty] | September, 27 2019 00:00:00 | Not Dimmable | Not Dimmable | No |  | YYYDVN | [25 empty] | 5 | 2643 | 127.68 | 20.7 | 7.43 | 0.9231 | 3500 | 82.6 |  |  |  | FALSE | FALSE | FALSE | [8 empty] | March, 30 2020 00:00:00 | FALSE | FALSE | FALSE | [6 empty] | AC | [7 empty] | FALSE
PLIZTGMDLXKI | Above Lights | Mirai LED | ABL-UNV-AC8LLE | Linear Replacement Lamp | T8 Four-Foot | Dual Mode Internal Driver (UL Type A and Type B) |  | standard | FALSE | [10 empty] | September, 27 2019 00:00:00 | Not Dimmable | Not Dimmable | No |  | YYYDVN | [25 empty] | 5 | 2674 | 129.18 | 20.7 | 7.43 | 0.9231 | 4500 | 82.6 |  |  |  | FALSE | FALSE | FALSE | [8 empty] | March, 30 2020 00:00:00 | FALSE | FALSE | FALSE | [6 empty] | AC | [7 empty] | FALSE
PLYFM8OYRVY7 | Above Lights | Mirai LED | ABL-UNV-AC8LLF | Linear Replacement Lamp | T8 Four-Foot | Dual Mode Internal Driver (UL Type A and Type B) |  | standard | FALSE | [10 empty] | September, 27 2019 00:00:00 | Not Dimmable | Not Dimmable | No |  | YYYDVN | [25 empty] | 5 | 2690 | 129.7 | 20.74 | 7.23 | 0.9245 | 5000 | 83.4 |  |  |  | FALSE | FALSE | FALSE | [8 empty] | March, 30 2020 00:00:00 | FALSE | FALSE | FALSE | [6 empty] | AC | [7 empty] | FALSE
PLIJKR5SJ96L | White Lightning Fixtures LTD | White Lightning | WLF-T8-48-18(4000K) | Linear Replacement Lamp | T8 Four-Foot | Dual Mode Internal Driver (UL Type A and Type B) |  | standard | FALSE | [10 empty] | September, 26 2019 00:00:00 | Not Dimmable | Not Dimmable | No |  | DDDKLQ | [25 empty] | 5 | 2790 | 155 | 18 | 15 | 0.9 | 4000 | 80 |  |  |  | FALSE | FALSE | FALSE | [8 empty] | March, 30 2020 00:00:00 | FALSE | FALSE | FALSE | [6 empty] | AC | 100 | 277 | [5 empty] | FALSE
PL2G796S0VBQ | Parth I Inc, dba midwest circuits | MCLED | MCK-T8-4FAB-15W-30 | Linear Replacement Lamp | T8 Four-Foot | Dual Mode Internal Driver (UL Type A and Type B) |  | standard | FALSE | [10 empty] | September, 26 2019 00:00:00 | Not Dimmable | Not Dimmable | No |  | VVVYSO | [25 empty] | 5 | 2250 | 150 | 15 | 17.04 | 0.9112 | 3000 | 83.8 |  |  |  | FALSE | FALSE | FALSE | [8 empty] | March, 30 2020 00:00:00 | FALSE | FALSE | FALSE | [6 empty] | AC | 120 | 277 | [5 empty] | FALSE
PL6W5EUZC1PH | Green Ignite | GREEN IGNITE | GI-4T8-WD34P-ULMF4 | Linear Replacement Lamp | T8 Four-Foot | Dual Mode Internal Driver (UL Type A and Type B) |  | standard | FALSE | [10 empty] | September, 26 2019 00:00:00 | Not Dimmable | Not Dimmable | No |  | YYYDVL | [25 empty] | 5 | 2368 | 120.325 | 19.68 | 8.62 | 0.9 | 3500 | 83 |  |  |  | FALSE | FALSE | FALSE | [8 empty] | March, 30 2020 00:00:00 | FALSE | FALSE | FALSE | [6 empty] | AC | 120 | 277 | [5 empty] | FALSE
PLCNL1SZ6HNC | Green Ignite | GREEN IGNITE | GI-4T8-C34P-ULMF4 | Linear Replacement Lamp | T8 Four-Foot | Dual Mode Internal Driver (UL Type A and Type B) |  | standard | FALSE | [10 empty] | September, 26 2019 00:00:00 | Not Dimmable | Not Dimmable | No |  | YYYDVL | [25 empty] | 5 | 2466 | 125.178 | 19.7 | 8.62 | 0.9 | 5000 | 83 |  |  |  | FALSE | FALSE | FALSE | [8 empty] | March, 30 2020 00:00:00 | FALSE | FALSE | FALSE | [6 empty] | AC | 120 | 277 | [5 empty] | FALSE
PLIUTZ1007XS | White Lightning Fixtures LTD | White Lightning | WLF-T8-48-18(4500K) | Linear Replacement Lamp | T8 Four-Foot | Dual Mode Internal Driver (UL Type A and Type B) |  | standard | FALSE | [10 empty] | September, 26 2019 00:00:00 | Not Dimmable | Not Dimmable | No |  | DDDKLQ | [25 empty] | 5 | 2790 | 155 | 18 | 15 | 0.9 | 4500 | 80 |  |  |  | FALSE | FALSE | FALSE | [8 empty] | March, 30 2020 00:00:00 | FALSE | FALSE | FALSE | [6 empty] | AC | 100 | 277 | [5 empty] | FALSE
PLYYQK33W80E | Parth I Inc, dba midwest circuits | MCLED | MCK-T8-4FAB-18W-50 | Linear Replacement Lamp | T8 Four-Foot | Dual Mode Internal Driver (UL Type A and Type B) |  | standard | FALSE | [10 empty] | September, 26 2019 00:00:00 | Not Dimmable | Not Dimmable | No |  | VVVYSO | [25 empty] | 5 | 2430 | 135 | 18 | 16.26 | 0.9487 | 5000 | 83.5 |  |  |  | FALSE | FALSE | FALSE | [8 empty] | March, 30 2020 00:00:00 | FALSE | FALSE | FALSE | [6 empty] | AC | 120 | 277 | [5 empty] | FALSE
PLYDJUAT1X2A | White Lightning Fixtures LTD | White Lightning | WLF-T8-48-18(5000K) | Linear Replacement Lamp | T8 Four-Foot | Dual Mode Internal Driver (UL Type A and Type B) |  | standard | FALSE | [10 empty] | September, 26 2019 00:00:00 | Not Dimmable | Not Dimmable | No |  | DDDKLQ | [25 empty] | 5 | 2790 | 155 | 18 | 15 | 0.9 | 5000 | 80 |  |  |  | FALSE | FALSE | FALSE | [8 empty] | March, 30 2020 00:00:00 | FALSE | FALSE | FALSE | [6 empty] | AC | 100 | 277 | [5 empty] | FALSE
PLOBSN3UHO8L | Parth I Inc, dba midwest circuits | MCLED | MCK-T8-4FAB-18W-40 | Linear Replacement Lamp | T8 Four-Foot | Dual Mode Internal Driver (UL Type A and Type B) |  | standard | FALSE | [10 empty] | September, 26 2019 00:00:00 | Not Dimmable | Not Dimmable | No |  | VVVYSO | [25 empty] | 5 | 2430 | 135 | 18 | 16.26 | 0.9487 | 4000 | 83.5 |  |  |  | FALSE | FALSE | FALSE | [8 empty] | March, 30 2020 00:00:00 | FALSE | FALSE | FALSE | [6 empty] | AC | 120 | 277 | [5 empty] | FALSE
PLV6A66G78X2 | Parth I Inc, dba midwest circuits | MCLED | MCK-T8-4FAB-22W-50 | Linear Replacement Lamp | T8 Four-Foot | Dual Mode Internal Driver (UL Type A and Type B) |  | standard | FALSE | [10 empty] | September, 26 2019 00:00:00 | Not Dimmable | Not Dimmable | No |  | VVVYSO | [25 empty] | 5 | 2970 | 135 | 22 | 11.62 | 0.9343 | 5000 | 83.3 |  |  |  | FALSE | FALSE | FALSE | [8 empty] | March, 30 2020 00:00:00 | FALSE | FALSE | FALSE | [6 empty] | AC | 120 | 277 | [5 empty] | FALSE
PL8JBJ481QS8 | Parth I Inc, dba midwest circuits | MCLED | MCK-T8-4FAB-12W-30 | Linear Replacement Lamp | T8 Four-Foot | Dual Mode Internal Driver (UL Type A and Type B) |  | standard | TRUE |  | 1852 | 151.93 | 12.19 | 14.76 | 0.9046 | 3028 | 83.7 | 5 | 50000 | September, 26 2019 00:00:00 | Not Dimmable | Not Dimmable | No |  | VVVYSO | [15 empty] | 91.1 |  | 1.22 | 1.36 | [6 empty] | 5 | 1800 | 150 | 12 | 14.35 | 0.9042 | 3000 | 83.8 |  |  |  | FALSE | FALSE | FALSE | [8 empty] | March, 30 2020 00:00:00 | FALSE | FALSE | FALSE | [6 empty] | AC | 120 | 277 | 277 |  |  |  |  | FALSE
PLAPZUZK4HEA | Parth I Inc, dba midwest circuits | MCLED | MCK-T8-4FAB-15W-50 | Linear Replacement Lamp | T8 Four-Foot | Dual Mode Internal Driver (UL Type A and Type B) |  | standard | FALSE | [10 empty] | September, 26 2019 00:00:00 | Not Dimmable | Not Dimmable | No |  | VVVYSO | [25 empty] | 5 | 2250 | 150 | 15 | 17.04 | 0.9112 | 5000 | 83.8 |  |  |  | FALSE | FALSE | FALSE | [8 empty] | March, 30 2020 00:00:00 | FALSE | FALSE | FALSE | [6 empty] | AC | 120 | 277 | [5 empty] | FALSE
PLG3Y3MQ06O5 | Parth I Inc, dba midwest circuits | MCLED | MCK-T8-4FAB-12W-50 | Linear Replacement Lamp | T8 Four-Foot | Dual Mode Internal Driver (UL Type A and Type B) |  | standard | FALSE | [10 empty] | September, 26 2019 00:00:00 | Not Dimmable | Not Dimmable | No |  | VVVYSO | [25 empty] | 5 | 1800 | 150 | 12 | 13.89 | 0.9043 | 5000 | 81.1 |  |  |  | FALSE | FALSE | FALSE | [8 empty] | March, 30 2020 00:00:00 | FALSE | FALSE | FALSE | [6 empty] | AC | 120 | 277 | [5 empty] | FALSE
PL10DD4RQ8YH | Parth I Inc, dba midwest circuits | MCLED | MCK-T8-4FAB-22W-30 | Linear Replacement Lamp | T8 Four-Foot | Dual Mode Internal Driver (UL Type A and Type B) |  | standard | FALSE | [10 empty] | September, 26 2019 00:00:00 | Not Dimmable | Not Dimmable | No |  | VVVYSO | [25 empty] | 5 | 2970 | 135 | 22 | 11.62 | 0.9343 | 3000 | 83.3 |  |  |  | FALSE | FALSE | FALSE | [8 empty] | March, 30 2020 00:00:00 | FALSE | FALSE | FALSE | [6 empty] | AC | 120 | 277 | [5 empty] | FALSE
PLDNATXHN3IB | Parth I Inc, dba midwest circuits | MCLED | MCK-T8-4FAB-12W-40 | Linear Replacement Lamp | T8 Four-Foot | Dual Mode Internal Driver (UL Type A and Type B) |  | standard | FALSE | [10 empty] | September, 26 2019 00:00:00 | Not Dimmable | Not Dimmable | No |  | VVVYSO | [25 empty] | 5 | 1800 | 150 | 12 | 14.35 | 0.9042 | 4000 | 83.8 |  |  |  | FALSE | FALSE | FALSE | [8 empty] | March, 30 2020 00:00:00 | FALSE | FALSE | FALSE | [6 empty] | AC | 120 | 277 | [5 empty] | FALSE
PLX3Y6WM7MEK | Green Ignite | GREEN IGNITE | GI-4T8-D34P-ULMF4 | Linear Replacement Lamp | T8 Four-Foot | Dual Mode Internal Driver (UL Type A and Type B) |  | standard | FALSE | [10 empty] | September, 26 2019 00:00:00 | Not Dimmable | Not Dimmable | No |  | YYYDVL | [25 empty] | 5 | 2401 | 122.002 | 19.68 | 8.62 | 0.9 | 4000 | 83 |  |  |  | FALSE | FALSE | FALSE | [8 empty] | March, 30 2020 00:00:00 | FALSE | FALSE | FALSE | [6 empty] | AC | 120 | 277 | [5 empty] | FALSE
PL0D0DZH6BZH | Green Ignite | GREEN IGNITE | GI-4T8-W34P-ULMF4 | Linear Replacement Lamp | T8 Four-Foot | Dual Mode Internal Driver (UL Type A and Type B) |  | standard | TRUE |  | 2335.4 | 118.8 | 19.66 | 8.62 | 0.9746 | 2979 | 83.9 | 5 | 50000 | September, 26 2019 00:00:00 | Not Dimmable | Not Dimmable | No |  | YYYDVL | [15 empty] | 81.5 |  | 1.24 | 1.3 | [6 empty] | 5 | 2335 | 118.769 | 19.66 | 8.62 | 0.9 | 3000 | 83 |  |  |  | FALSE | FALSE | FALSE | [8 empty] | March, 30 2020 00:00:00 | FALSE | FALSE | FALSE | [6 empty] | AC | 120 | 277 | 120 |  |  |  |  | FALSE
PL08A3A2D810 | White Lightning Fixtures LTD | White Lightning | WLF-T8-48-18(3500K) | Linear Replacement Lamp | T8 Four-Foot | Dual Mode Internal Driver (UL Type A and Type B) |  | standard | FALSE | [10 empty] | September, 26 2019 00:00:00 | Not Dimmable | Not Dimmable | No |  | DDDKLQ | [25 empty] | 5 | 2790 | 155 | 18 | 15 | 0.9 | 3500 | 80 |  |  |  | FALSE | FALSE | FALSE | [8 empty] | March, 30 2020 00:00:00 | FALSE | FALSE | FALSE | [6 empty] | AC | 100 | 277 | [5 empty] | FALSE
PL6GR3BYKN6E | White Lightning Fixtures LTD | White Lightning | WLF-T8-48-18(3000K) | Linear Replacement Lamp | T8 Four-Foot | Dual Mode Internal Driver (UL Type A and Type B) |  | standard | TRUE |  | 2774.6 | 150.96 | 18.38 | 14.24 | 0.912 | 2952 | 81.9 |  |  | September, 26 2019 00:00:00 | Not Dimmable | Not Dimmable | No |  | DDDKLQ | [15 empty] | 88.5 |  | 1.18 | 1.26 | [6 empty] | 5 | 2790 | 155 | 18 | 15 | 0.9 | 3000 | 80 |  |  |  | FALSE | FALSE | FALSE | [8 empty] | March, 30 2020 00:00:00 | FALSE | FALSE | FALSE | [6 empty] | AC | 100 | 277 | [5 empty] | FALSE
PLQF5M46UN3D | Parth I Inc, dba midwest circuits | MCLED | MCK-T8-4FAB-22W-40 | Linear Replacement Lamp | T8 Four-Foot | Dual Mode Internal Driver (UL Type A and Type B) |  | standard | FALSE | [10 empty] | September, 26 2019 00:00:00 | Not Dimmable | Not Dimmable | No |  | VVVYSO | [25 empty] | 5 | 2970 | 135 | 22 | 11.62 | 0.9343 | 4000 | 83.3 |  |  |  | FALSE | FALSE | FALSE | [8 empty] | March, 30 2020 00:00:00 | FALSE | FALSE | FALSE | [6 empty] | AC | 120 | 277 | [5 empty] | FALSE
PLJGMZGDIS6S | Parth I Inc, dba midwest circuits | MCLED | MCK-T8-4FAB-15W-40 | Linear Replacement Lamp | T8 Four-Foot | Dual Mode Internal Driver (UL Type A and Type B) |  | standard | FALSE | [10 empty] | September, 26 2019 00:00:00 | Not Dimmable | Not Dimmable | No |  | VVVYSO | [25 empty] | 5 | 2250 | 150 | 15 | 17.04 | 0.9112 | 4000 | 83.8 |  |  |  | FALSE | FALSE | FALSE | [8 empty] | March, 30 2020 00:00:00 | FALSE | FALSE | FALSE | [6 empty] | AC | 120 | 277 | [5 empty] | FALSE
PLKCWE4VGYYW | Parth I Inc, dba midwest circuits | MCLED | MCK-T8-4FAB-18W-30 | Linear Replacement Lamp | T8 Four-Foot | Dual Mode Internal Driver (UL Type A and Type B) |  | standard | FALSE | [10 empty] | September, 26 2019 00:00:00 | Not Dimmable | Not Dimmable | No |  | VVVYSO | [25 empty] | 5 | 2430 | 135 | 18 | 16.26 | 0.9487 | 3000 | 83.5 |  |  |  | FALSE | FALSE | FALSE | [8 empty] | March, 30 2020 00:00:00 | FALSE | FALSE | FALSE | [6 empty] | AC | 120 | 277 | [5 empty] | FALSE
PXFEXKQP | LED One Corporation | LED ONE | LOC-T84FT-15W50KPCF YM | Linear Replacement Lamp | T8 Four-Foot | Dual Mode Internal Driver (UL Type A and Type B) |  | standard | FALSE | [10 empty] | September, 25 2019 00:00:00 | Not Dimmable | Not Dimmable | No |  | YYYDVK | [25 empty] | 5 | 2300 | 153.333 | 15 | 20 | 0.9 | 5000 | 80 |  |  |  | FALSE | FALSE | FALSE | [8 empty] | March, 30 2020 00:00:00 | FALSE | FALSE | FALSE | [6 empty] | AC | 120 | 277 | [5 empty] | FALSE
P0PP5JLU | LED One Corporation | LED ONE | LOC-T84FT-15W35KPCF YM | Linear Replacement Lamp | T8 Four-Foot | Dual Mode Internal Driver (UL Type A and Type B) |  | standard | FALSE | [10 empty] | September, 25 2019 00:00:00 | Not Dimmable | Not Dimmable | No |  | YYYDVK | [25 empty] | 5 | 2200 | 146.667 | 15 | 20 | 0.9 | 3500 | 80 |  |  |  | FALSE | FALSE | FALSE | [8 empty] | March, 30 2020 00:00:00 | FALSE | FALSE | FALSE | [6 empty] | AC | 120 | 277 | [5 empty] | FALSE
PNT2G18D | LED One Corporation | LED ONE | LOC-T84FT-15W45KPCF YM | Linear Replacement Lamp | T8 Four-Foot | Dual Mode Internal Driver (UL Type A and Type B) |  | standard | FALSE | [10 empty] | September, 25 2019 00:00:00 | Not Dimmable | Not Dimmable | No |  | YYYDVK | [25 empty] | 5 | 2300 | 153.333 | 15 | 20 | 0.9 | 4500 | 80 |  |  |  | FALSE | FALSE | FALSE | [8 empty] | March, 30 2020 00:00:00 | FALSE | FALSE | FALSE | [6 empty] | AC | 120 | 277 | [5 empty] | FALSE
PDYIZ33I | LED One Corporation | LED ONE | LOC-T84FT-15W50KPCF A | Linear Replacement Lamp | T8 Four-Foot | Replacement Lamps (plug and play) (UL Type A) |  | standard | FALSE | [10 empty] | September, 25 2019 00:00:00 | Not Dimmable | Not Dimmable | No |  | YYYDVJ | [25 empty] | 5 | 2300 | 153.333 | 15 | 20 | 0.9 | 5000 | 80 |  |  |  | FALSE | FALSE | FALSE | [8 empty] | March, 30 2020 00:00:00 | FALSE | FALSE | FALSE | [6 empty] | AC | [7 empty] | FALSE
P3TG08DF | LED One Corporation | LED ONE | LOC-T84FT-15W35KPCF A | Linear Replacement Lamp | T8 Four-Foot | Replacement Lamps (plug and play) (UL Type A) |  | standard | FALSE | [10 empty] | September, 25 2019 00:00:00 | Not Dimmable | Not Dimmable | No |  | YYYDVJ | [25 empty] | 5 | 2200 | 146.667 | 15 | 20 | 0.9 | 3500 | 80 |  |  |  | FALSE | FALSE | FALSE | [8 empty] | March, 30 2020 00:00:00 | FALSE | FALSE | FALSE | [6 empty] | AC | [7 empty] | FALSE
PR2HU2O3 | LED One Corporation | LED ONE | LOC-T84FT-15W45KPCF A | Linear Replacement Lamp | T8 Four-Foot | Replacement Lamps (plug and play) (UL Type A) |  | standard | FALSE | [10 empty] | September, 25 2019 00:00:00 | Not Dimmable | Not Dimmable | No |  | YYYDVJ | [25 empty] | 5 | 2300 | 153.333 | 15 | 20 | 0.9 | 4500 | 80 |  |  |  | FALSE | FALSE | FALSE | [8 empty] | March, 30 2020 00:00:00 | FALSE | FALSE | FALSE | [6 empty] | AC | [7 empty] | FALSE
PTSJZZ37 | LED One Corporation | LED ONE | LOC-T84FT-15W30KPCF A | Linear Replacement Lamp | T8 Four-Foot | Replacement Lamps (plug and play) (UL Type A) |  | standard | TRUE |  | 2401 | 155.7 | 15.43 | 13.35 | 0.978 | 2980 | 81.1 | 5 | 50000 | September, 25 2019 00:00:00 | Not Dimmable | Not Dimmable | No |  | YYYDVJ | [15 empty] | 82 |  | 1.28 | 1.32 | [6 empty] | 5 | 2200 | 146.667 | 15 | 20 | 0.9 | 3000 | 80 |  |  |  | FALSE | FALSE | FALSE | [8 empty] | March, 30 2020 00:00:00 | FALSE | FALSE | FALSE | [6 empty] | AC |  |  | 120 |  |  |  |  | FALSE
POVA1WBN | LED One Corporation | LED ONE | LOC-T84FT-15W40KPCF YM | Linear Replacement Lamp | T8 Four-Foot | Dual Mode Internal Driver (UL Type A and Type B) |  | standard | FALSE | [10 empty] | September, 25 2019 00:00:00 | Not Dimmable | Not Dimmable | No |  | YYYDVK | [25 empty] | 5 | 2300 | 153.333 | 15 | 20 | 0.9 | 4000 | 80 |  |  |  | FALSE | FALSE | FALSE | [8 empty] | March, 30 2020 00:00:00 | FALSE | FALSE | FALSE | [6 empty] | AC | 120 | 277 | [5 empty] | FALSE
PDKNS0RX | LED One Corporation | LED ONE | LOC-T84FT-15W40KPCF A | Linear Replacement Lamp | T8 Four-Foot | Replacement Lamps (plug and play) (UL Type A) |  | standard | FALSE | [10 empty] | September, 25 2019 00:00:00 | Not Dimmable | Not Dimmable | No |  | YYYDVJ | [25 empty] | 5 | 2300 | 153.333 | 15 | 20 | 0.9 | 4000 | 80 |  |  |  | FALSE | FALSE | FALSE | [8 empty] | March, 30 2020 00:00:00 | FALSE | FALSE | FALSE | [6 empty] | AC | [7 empty] | FALSE
PK8FPNM8 | LED One Corporation | LED ONE | LOC-T84FT-15W30KPCF YM | Linear Replacement Lamp | T8 Four-Foot | Dual Mode Internal Driver (UL Type A and Type B) |  | standard | TRUE |  | 2401 | 155.7 | 15.43 | 13.35 | 0.978 | 2980 | 81.1 | 5 | 50000 | September, 25 2019 00:00:00 | Not Dimmable | Not Dimmable | No |  | YYYDVK | [15 empty] | 82 |  | 1.28 | 1.32 | [6 empty] | 5 | 2200 | 146.667 | 15 | 20 | 0.9 | 3000 | 80 |  |  |  | FALSE | FALSE | FALSE | [8 empty] | March, 30 2020 00:00:00 | FALSE | FALSE | FALSE | [6 empty] | AC | 120 | 277 | 120 |  |  |  |  | FALSE
PMA4JUY2 | ESL Vision | ESL Vision | ESL-T8-GDT-12W-F235 | Linear Replacement Lamp | T8 Four-Foot | Dual Mode Internal Driver (UL Type A and Type B) |  | standard | FALSE | [10 empty] | September, 19 2019 00:00:00 | Not Dimmable | Not Dimmable | No |  | JJJOGO | [25 empty] | 5 | 1460 | 122 | 12 | 10 | 0.99 | 3500 | 80 |  |  |  | FALSE | FALSE | FALSE | [8 empty] | March, 30 2020 00:00:00 | FALSE | FALSE | FALSE | [6 empty] | AC | 120 | 277 | [5 empty] | FALSE
PR0BL0U3 | ESL Vision | ESL Vision | ESL-T8-GDT-12W-F230 | Linear Replacement Lamp | T8 Four-Foot | Dual Mode Internal Driver (UL Type A and Type B) |  | standard | TRUE |  | 1759.5 | 119.29 | 14.75 | 13.71 | 0.9666 | 3029 | 81.9 | 5 | 50000 | September, 19 2019 00:00:00 | Not Dimmable | Not Dimmable | No |  | JJJOGO | [15 empty] | 78 |  | 1.3 | 1.22 | [6 empty] | 5 | 1440 | 120 | 12 | 10 | 0.99 | 3000 | 80 |  |  |  | FALSE | FALSE | FALSE | [8 empty] | March, 30 2020 00:00:00 | FALSE | FALSE | FALSE | [6 empty] | AC | 120 | 277 | 120 |  |  |  |  | FALSE
PY3CDJUL | ESL Vision | ESL Vision | ESL-T8-GDT-12W-F250 | Linear Replacement Lamp | T8 Four-Foot | Dual Mode Internal Driver (UL Type A and Type B) |  | standard | FALSE | [10 empty] | September, 19 2019 00:00:00 | Not Dimmable | Not Dimmable | No |  | JJJOGO | [25 empty] | 5 | 1510 | 126 | 12 | 10 | 0.99 | 5000 | 80 |  |  |  | FALSE | FALSE | FALSE | [8 empty] | March, 30 2020 00:00:00 | FALSE | FALSE | FALSE | [6 empty] | AC | 120 | 277 | [5 empty] | FALSE
PVCNRDKD | ESL Vision | ESL Vision | ESL-T8-GDT-12W-F240 | Linear Replacement Lamp | T8 Four-Foot | Dual Mode Internal Driver (UL Type A and Type B) |  | standard | FALSE | [10 empty] | September, 19 2019 00:00:00 | Not Dimmable | Not Dimmable | No |  | JJJOGO | [25 empty] | 5 | 1490 | 124 | 12 | 10 | 0.99 | 4000 | 80 |  |  |  | FALSE | FALSE | FALSE | [8 empty] | March, 30 2020 00:00:00 | FALSE | FALSE | FALSE | [6 empty] | AC | 120 | 277 | [5 empty] | FALSE
PC0Z8U32 | Xiamen Longstar Lighting Co., Ltd | Longstar | L4-T8F-15WE1-40 | Linear Replacement Lamp | T8 Four-Foot | Replacement Lamps (plug and play) (UL Type A) |  | standard | TRUE |  | 1809.6 | 121.21 | 14.93 | 10.11 | 0.9952 | 3939 | 82.6 | 5 |  | September, 18 2019 00:00:00 | Not Dimmable | Not Dimmable | No |  | RRRVMN | [15 empty] | 82.4 |  | 1.28 | 1.36 | [6 empty] | 5 | 1800 | 120 | 15 | 10 | 0.9 | 4000 | 80 |  |  |  | FALSE | FALSE | FALSE | [8 empty] | March, 30 2020 00:00:00 | FALSE | FALSE | FALSE | [6 empty] | AC |  |  | 120 |  |  |  |  | FALSE
PT4BLRKC | Xiamen Longstar Lighting Co., Ltd | Longstar | L4-T8F-15WE1-50 | Linear Replacement Lamp | T8 Four-Foot | Replacement Lamps (plug and play) (UL Type A) |  | standard | FALSE | [10 empty] | September, 18 2019 00:00:00 | Not Dimmable | Not Dimmable | No |  | RRRVMN | [25 empty] | 5 | 1800 | 120 | 15 | 10 | 0.9 | 5000 | 80 |  |  |  | FALSE | FALSE | FALSE | [8 empty] | March, 30 2020 00:00:00 | FALSE | FALSE | FALSE | [6 empty] | AC | [7 empty] | FALSE
PWOP4QVA | ESL Vision | ESL Vision | ESL-T8-GDT-15W-F230 | Linear Replacement Lamp | T8 Four-Foot | Dual Mode Internal Driver (UL Type A and Type B) |  | standard | TRUE |  | 1978 | 118.44 | 16.7 | 10.58 | 0.9738 | 3027 | 81.8 | 5 | 50000 | September, 17 2019 00:00:00 | Not Dimmable | Not Dimmable | No |  | NANQJN | [15 empty] | 78.6 |  | 1.28 | 1.2 | [6 empty] | 5 | 1770 | 118 | 15 | 10 | 0.99 | 3000 | 80 |  |  |  | FALSE | FALSE | FALSE | [8 empty] | March, 30 2020 00:00:00 | FALSE | FALSE | FALSE | [6 empty] | AC | 120 | 277 | 120 |  |  |  |  | FALSE
PRS7YN5V | ESL Vision | ESL Vision | ESL-T8-GDT-15W-F235 | Linear Replacement Lamp | T8 Four-Foot | Dual Mode Internal Driver (UL Type A and Type B) |  | standard | FALSE | [10 empty] | September, 17 2019 00:00:00 | Not Dimmable | Not Dimmable | No |  | NANQJN | [25 empty] | 5 | 1950 | 130 | 15 | 10 | 0.99 | 3500 | 80 |  |  |  | FALSE | FALSE | FALSE | [8 empty] | March, 30 2020 00:00:00 | FALSE | FALSE | FALSE | [6 empty] | AC | 120 | 277 | [5 empty] | FALSE
PX7WB0O8 | ESL Vision | ESL Vision | ESL-T8-GDT-15W-F250 | Linear Replacement Lamp | T8 Four-Foot | Dual Mode Internal Driver (UL Type A and Type B) |  | standard | FALSE | [10 empty] | September, 17 2019 00:00:00 | Not Dimmable | Not Dimmable | No |  | NANQJN | [25 empty] | 5 | 2010 | 134 | 15 | 10 | 0.99 | 5000 | 80 |  |  |  | FALSE | FALSE | FALSE | [8 empty] | March, 30 2020 00:00:00 | FALSE | FALSE | FALSE | [6 empty] | AC | 120 | 277 | [5 empty] | FALSE
PXMJNAT3 | ESL Vision | ESL Vision | ESL-T8-GDT-15W-F240 | Linear Replacement Lamp | T8 Four-Foot | Dual Mode Internal Driver (UL Type A and Type B) |  | standard | FALSE | [10 empty] | September, 17 2019 00:00:00 | Not Dimmable | Not Dimmable | No |  | NANQJN | [25 empty] | 5 | 1980 | 132 | 15 | 10 | 0.99 | 4000 | 80 |  |  |  | FALSE | FALSE | FALSE | [8 empty] | March, 30 2020 00:00:00 | FALSE | FALSE | FALSE | [6 empty] | AC | 120 | 277 | [5 empty] | FALSE
PL40NZOP15TL | Goodlite Products Inc | Goodlite | F18T8/830/C/LED | Linear Replacement Lamp | T8 Four-Foot | Dual Mode Internal Driver (UL Type A and Type B) |  | standard | TRUE |  | 2404 | 121.2 | 19.84 | 8.42 | 0.9751 | 2978 | 83.2 | 5 | 50000 | September, 16 2019 00:00:00 | Not Dimmable | Not Dimmable | No |  | DDDKLA | [15 empty] | 82.4 |  | 1.26 | 1.26 | [6 empty] | 5 | 2404 | 121.169 | 19.84 | 20 | 0.9 | 3000 | 83 |  |  |  | FALSE | FALSE | FALSE | [8 empty] | March, 30 2020 00:00:00 | FALSE | FALSE | FALSE | [6 empty] | AC | 120 | 277 | 120 |  |  |  |  | FALSE
PLDFI2YHX0VR | Goodlite Products Inc | Goodlite | F18T8/850/C/LED | Linear Replacement Lamp | T8 Four-Foot | Dual Mode Internal Driver (UL Type A and Type B) |  | standard | FALSE | [10 empty] | September, 16 2019 00:00:00 | Not Dimmable | Not Dimmable | No |  | DDDKLA | [25 empty] | 5 | 2449 | 122.573 | 19.98 | 20 | 0.9 | 5000 | 83 |  |  |  | FALSE | FALSE | FALSE | [8 empty] | March, 30 2020 00:00:00 | FALSE | FALSE | FALSE | [6 empty] | AC | 120 | 277 | [5 empty] | FALSE
PLHPPRYOB35A | Goodlite Products Inc | Goodlite | F18T8/835/C/LED | Linear Replacement Lamp | T8 Four-Foot | Dual Mode Internal Driver (UL Type A and Type B) |  | standard | FALSE | [10 empty] | September, 16 2019 00:00:00 | Not Dimmable | Not Dimmable | No |  | DDDKLA | [25 empty] | 5 | 2415 | 121.296 | 19.91 | 20 | 0.9 | 3500 | 83 |  |  |  | FALSE | FALSE | FALSE | [8 empty] | March, 30 2020 00:00:00 | FALSE | FALSE | FALSE | [6 empty] | AC | 120 | 277 | [5 empty] | FALSE
PL16AM5PTR39 | Goodlite Products Inc | Goodlite | F18T8/841/C/LED | Linear Replacement Lamp | T8 Four-Foot | Dual Mode Internal Driver (UL Type A and Type B) |  | standard | FALSE | [10 empty] | September, 16 2019 00:00:00 | Not Dimmable | Not Dimmable | No |  | DDDKLA | [25 empty] | 5 | 2427 | 121.899 | 19.91 | 20 | 0.9 | 4100 | 83 |  |  |  | FALSE | FALSE | FALSE | [8 empty] | March, 30 2020 00:00:00 | FALSE | FALSE | FALSE | [6 empty] | AC | 120 | 277 | [5 empty] | FALSE
P4PEFSCI | HK Syhdee LIGHTING Co., LIMITED. | SYHDEE | SYHU-T8LABUL1215M-30-E | Linear Replacement Lamp | T8 Four-Foot | Dual Mode Internal Driver (UL Type A and Type B) |  | standard | TRUE |  | 2069 | 116.37 | 17.78 | 9.11 | 0.9691 | 2932 | 81.6 | 5 |  | September, 11 2019 00:00:00 | Not Dimmable | Not Dimmable | No |  | JJJOGK | [15 empty] | 88.8 |  | 1.14 | 1.34 | [6 empty] | 5 | 2069 | 116.37 | 17.78 | 9.11 | 0.9691 | 3000 | 81.6 |  |  |  | FALSE | FALSE | FALSE | [8 empty] | March, 30 2020 00:00:00 | FALSE | FALSE | FALSE | [6 empty] | AC | 120 | 277 | 120 |  |  |  |  | FALSE
PV6YGYDO | HK Syhdee LIGHTING Co., LIMITED. | SYHDEE | SYHU-T8LABUL1215M-50-E | Linear Replacement Lamp | T8 Four-Foot | Dual Mode Internal Driver (UL Type A and Type B) |  | standard | FALSE | [10 empty] | September, 11 2019 00:00:00 | Not Dimmable | Not Dimmable | No |  | JJJOGK | [25 empty] | 5 | 2075 | 117.1 | 17.72 | 8.54 | 0.9745 | 5000 | 82.3 |  |  |  | FALSE | FALSE | FALSE | [8 empty] | March, 30 2020 00:00:00 | FALSE | FALSE | FALSE | [6 empty] | AC | 120 | 277 | [5 empty] | FALSE
PC9EHAP0 | HK Syhdee LIGHTING Co., LIMITED. | SYHDEE | SYHU-T8LABUL1215M-40-E | Linear Replacement Lamp | T8 Four-Foot | Dual Mode Internal Driver (UL Type A and Type B) |  | standard | FALSE | [10 empty] | September, 11 2019 00:00:00 | Not Dimmable | Not Dimmable | No |  | JJJOGK | [25 empty] | 5 | 2072 | 116.73 | 17.75 | 9.11 | 0.9691 | 4000 | 81.6 |  |  |  | FALSE | FALSE | FALSE | [8 empty] | March, 30 2020 00:00:00 | FALSE | FALSE | FALSE | [6 empty] | AC | 120 | 277 | [5 empty] | FALSE
PJ3YKVE5 | Sunpark | Sunpark | T8-48T-835-11W-EB6 | Linear Replacement Lamp | T8 Four-Foot | Replacement Lamps (plug and play) (UL Type A) |  | standard | FALSE | [10 empty] | September, 09 2019 00:00:00 | Dimmable | Continuous Above 10 | No |  | XXXDMC | [25 empty] | 5 | 1600 | 124 | 13 | 20 | 0.9 | 3500 | 82 |  |  |  | FALSE | FALSE | FALSE | [8 empty] | March, 30 2020 00:00:00 | FALSE | FALSE | FALSE | [6 empty] | AC |  |  |  |  | 1600 | 13 |  | FALSE
PMSXOM18 | Sunpark | Sunpark | T8-48T-840-11W-EB6 | Linear Replacement Lamp | T8 Four-Foot | Replacement Lamps (plug and play) (UL Type A) |  | standard | FALSE | [10 empty] | September, 09 2019 00:00:00 | Dimmable | Continuous Above 10 | No |  | XXXDMC | [25 empty] | 5 | 1700 | 131 | 13 | 20 | 0.9 | 4000 | 82 |  |  |  | FALSE | FALSE | FALSE | [8 empty] | March, 30 2020 00:00:00 | FALSE | FALSE | FALSE | [6 empty] | AC |  |  |  |  | 1700 | 13 |  | FALSE
PAWJ27E8 | Sunpark | Sunpark | T8-48T-850-11W-EB6 | Linear Replacement Lamp | T8 Four-Foot | Replacement Lamps (plug and play) (UL Type A) |  | standard | FALSE | [10 empty] | September, 09 2019 00:00:00 | Dimmable | Continuous Above 10 | No |  | XXXDMC | [25 empty] | 5 | 1700 | 131 | 13 | 20 | 0.9 | 5000 | 82 |  |  |  | FALSE | FALSE | FALSE | [8 empty] | March, 30 2020 00:00:00 | FALSE | FALSE | FALSE | [6 empty] | AC |  |  |  |  | 1700 | 13 |  | FALSE
P6KVJTHM | Sunpark | Sunpark | T8-48T-830-11W-EB6 | Linear Replacement Lamp | T8 Four-Foot | Replacement Lamps (plug and play) (UL Type A) |  | standard | TRUE |  | 1684.3 | 120 | 14.03 | 13.01 | 0.9392 | 2956 | 81.5 | 5 | 50000 | September, 09 2019 00:00:00 | Dimmable | Continuous Above 10 | No |  | XXXDMC | [15 empty] | 81.4 |  | 1.26 | 1.26 | [6 empty] | 5 | 1600 | 124 | 13 | 20 | 0.9 | 3000 | 82 |  |  |  | FALSE | FALSE | FALSE | [8 empty] | March, 30 2020 00:00:00 | FALSE | FALSE | FALSE | [6 empty] | AC |  |  | 277 |  | 1600 | 13 |  | FALSE
PLFU9AIZF1X5 | PORTOR INDUSTRY INC | Portor | PT-T8-4FAB-18W-4K | Linear Replacement Lamp | T8 Four-Foot | Dual Mode Internal Driver (UL Type A and Type B) |  | standard | FALSE | [10 empty] | September, 09 2019 00:00:00 | Not Dimmable | Not Dimmable | No |  | IIINKK | [25 empty] | 5 | 2430 | 135 | 18 | 16.26 | 0.9487 | 4000 | 83.5 |  |  |  | FALSE | FALSE | FALSE | [8 empty] | March, 30 2020 00:00:00 | FALSE | FALSE | FALSE | [6 empty] | AC | 120 | 277 | [5 empty] | FALSE
PLMOJR7AW4Y6 | PORTOR INDUSTRY INC | Portor | PT-T8-4FAB-18W-3K | Linear Replacement Lamp | T8 Four-Foot | Dual Mode Internal Driver (UL Type A and Type B) |  | standard | FALSE | [10 empty] | September, 09 2019 00:00:00 | Not Dimmable | Not Dimmable | No |  | IIINKK | [25 empty] | 5 | 2430 | 135 | 18 | 16.26 | 0.9487 | 3000 | 83.5 |  |  |  | FALSE | FALSE | FALSE | [8 empty] | March, 30 2020 00:00:00 | FALSE | FALSE | FALSE | [6 empty] | AC | 120 | 277 | [5 empty] | FALSE
PL784A7G307W | PORTOR INDUSTRY INC | Portor | PT-T8-4FAB-18W-5K | Linear Replacement Lamp | T8 Four-Foot | Dual Mode Internal Driver (UL Type A and Type B) |  | standard | FALSE | [10 empty] | September, 09 2019 00:00:00 | Not Dimmable | Not Dimmable | No |  | IIINKK | [25 empty] | 5 | 2430 | 135 | 18 | 16.26 | 0.9487 | 5000 | 83.5 |  |  |  | FALSE | FALSE | FALSE | [8 empty] | March, 30 2020 00:00:00 | FALSE | FALSE | FALSE | [6 empty] | AC | 120 | 277 | [5 empty] | FALSE
PLM8DDYKAFHF | PORTOR INDUSTRY INC | Portor | PT-T8-4FAB-12W-3K | Linear Replacement Lamp | T8 Four-Foot | Dual Mode Internal Driver (UL Type A and Type B) |  | standard | TRUE |  | 1852 | 151.93 | 12.19 | 14.76 | 0.9046 | 3028 | 83.7 | 5 | 50000 | September, 09 2019 00:00:00 | Not Dimmable | Not Dimmable | No |  | IIINKK | [15 empty] | 91.1 |  | 1.22 | 1.36 | [6 empty] | 5 | 1800 | 150 | 12 | 14.35 | 0.9042 | 3000 | 83.8 |  |  |  | FALSE | FALSE | FALSE | [8 empty] | March, 30 2020 00:00:00 | FALSE | FALSE | FALSE | [6 empty] | AC | 120 | 277 | 277 |  |  |  |  | FALSE
PVJ1114C | Zhongshan Zohnson Lighting Co., Ltd | NA | ZS-T8-18P4FT-AB-F(3500K) | Linear Replacement Lamp | T8 Four-Foot | Dual Mode Internal Driver (UL Type A and Type B) |  | Standard | FALSE | [10 empty] | September, 06 2019 00:00:00 | Not Dimmable | Not Dimmable | No |  | TTTVMS | [25 empty] | 5 | 2430 | 135 | 18 | 20 | 0.95 | 3500 | 80 |  |  |  | FALSE | FALSE | FALSE | [8 empty] | April, 21 2020 00:00:00 | FALSE | FALSE | FALSE | [6 empty] | AC | 100 | 277 | [5 empty] | FALSE
PFNTMLTY | Zhongshan Zohnson Lighting Co., Ltd | NA | ZS-T8-18P4FT-AB-F(5000K) | Linear Replacement Lamp | T8 Four-Foot | Dual Mode Internal Driver (UL Type A and Type B) |  | Standard | FALSE | [10 empty] | September, 06 2019 00:00:00 | Not Dimmable | Not Dimmable | No |  | TTTVMS | [25 empty] | 5 | 2430 | 135 | 18 | 20 | 0.95 | 5000 | 80 |  |  |  | FALSE | FALSE | FALSE | [8 empty] | April, 21 2020 00:00:00 | FALSE | FALSE | FALSE | [6 empty] | AC | 100 | 277 | [5 empty] | FALSE
PDG4J6E4 | Zhongshan Zohnson Lighting Co., Ltd | NA | ZS-T8-18P4FT-AB-F(3000K) | Linear Replacement Lamp | T8 Four-Foot | Dual Mode Internal Driver (UL Type A and Type B) |  | Standard | TRUE |  | 2925 | 138.17 | 21.17 | 4.88 | 0.9428 | 2964 | 81.8 | 5 |  | September, 06 2019 00:00:00 | Not Dimmable | Not Dimmable | No |  | TTTVMS | [15 empty] | 87.5 |  | 1.18 | 1.38 | [6 empty] | 5 | 2430 | 135 | 18 | 20 | 0.95 | 3000 | 80 |  |  |  | FALSE | FALSE | FALSE | [8 empty] | April, 21 2020 00:00:00 | FALSE | FALSE | FALSE | [6 empty] | AC | 100 | 277 | 120 |  |  |  |  | FALSE
PJSJ61WM | Zhongshan Zohnson Lighting Co., Ltd | NA | ZS-T8-18P4FT-AB-F(4000K) | Linear Replacement Lamp | T8 Four-Foot | Dual Mode Internal Driver (UL Type A and Type B) |  | Standard | FALSE | [10 empty] | September, 06 2019 00:00:00 | Not Dimmable | Not Dimmable | No |  | TTTVMS | [25 empty] | 5 | 2430 | 135 | 18 | 20 | 0.95 | 4000 | 80 |  |  |  | FALSE | FALSE | FALSE | [8 empty] | April, 21 2020 00:00:00 | FALSE | FALSE | FALSE | [6 empty] | AC | 100 | 277 | [5 empty] | FALSE
PZ3KA8EB | Zhongshan Zohnson Lighting Co., Ltd | NA | ZS-T8-18P4FT-AB-F(4500K) | Linear Replacement Lamp | T8 Four-Foot | Dual Mode Internal Driver (UL Type A and Type B) |  | Standard | FALSE | [10 empty] | September, 06 2019 00:00:00 | Not Dimmable | Not Dimmable | No |  | TTTVMS | [25 empty] | 5 | 2430 | 135 | 18 | 20 | 0.95 | 4500 | 80 |  |  |  | FALSE | FALSE | FALSE | [8 empty] | April, 21 2020 00:00:00 | FALSE | FALSE | FALSE | [6 empty] | AC | 100 | 277 | [5 empty] | FALSE
PFJUW2DY | Zhongshan Zohnson Lighting Co., Ltd | NA | ZS-T8-15P4FT-AB-F(4000K) | Linear Replacement Lamp | T8 Four-Foot | Dual Mode Internal Driver (UL Type A and Type B) |  | Standard | FALSE | [10 empty] | September, 05 2019 00:00:00 | Not Dimmable | Not Dimmable | No |  | AABAMA | [25 empty] | 5 | 1950 | 130 | 15 | 20 | 0.95 | 4000 | 80 |  |  |  | FALSE | FALSE | FALSE | [8 empty] | April, 21 2020 00:00:00 | FALSE | FALSE | FALSE | [6 empty] | AC | 100 | 277 | [5 empty] | FALSE
PTFTI8RE | Zhongshan Zohnson Lighting Co., Ltd | NA | ZS-T8-20P4FT-AB-F(3000K) | Linear Replacement Lamp | T8 Four-Foot | Dual Mode Internal Driver (UL Type A and Type B) |  | Standard | TRUE |  | 3259 | 138.21 | 23.58 | 5.42 | 0.9536 | 2964 | 81.8 | 5 |  | September, 05 2019 00:00:00 | Not Dimmable | Not Dimmable | No |  | TTTVMR | [15 empty] | 87.6 |  | 1.16 | 1.4 | [6 empty] | 5 | 2600 | 130 | 20 | 20 | 0.95 | 3000 | 80 |  |  |  | FALSE | FALSE | FALSE | [8 empty] | April, 21 2020 00:00:00 | FALSE | FALSE | FALSE | [6 empty] | AC | 100 | 277 | 120 |  |  |  |  | FALSE
P2JDUH1P | Zhongshan Zohnson Lighting Co., Ltd | NA | ZS-T8-15P4FT-AB-F(5000K) | Linear Replacement Lamp | T8 Four-Foot | Dual Mode Internal Driver (UL Type A and Type B) |  | Standard | FALSE | [10 empty] | September, 05 2019 00:00:00 | Not Dimmable | Not Dimmable | No |  | AABAMA | [25 empty] | 5 | 1950 | 130 | 15 | 20 | 0.95 | 5000 | 80 |  |  |  | FALSE | FALSE | FALSE | [8 empty] | April, 21 2020 00:00:00 | FALSE | FALSE | FALSE | [6 empty] | AC | 100 | 277 | [5 empty] | FALSE
P3DUDX42 | Zhongshan Zohnson Lighting Co., Ltd | NA | ZS-T8-20P4FT-AB-F(3500K) | Linear Replacement Lamp | T8 Four-Foot | Dual Mode Internal Driver (UL Type A and Type B) |  | Standard | FALSE | [10 empty] | September, 05 2019 00:00:00 | Not Dimmable | Not Dimmable | No |  | TTTVMR | [25 empty] | 5 | 2600 | 130 | 20 | 20 | 0.95 | 3500 | 80 |  |  |  | FALSE | FALSE | FALSE | [8 empty] | April, 21 2020 00:00:00 | FALSE | FALSE | FALSE | [6 empty] | AC | 100 | 277 | [5 empty] | FALSE
PNDYGS0F | Zhongshan Zohnson Lighting Co., Ltd | NA | ZS-T8-20P4FT-AB-F(4500K) | Linear Replacement Lamp | T8 Four-Foot | Dual Mode Internal Driver (UL Type A and Type B) |  | Standard | FALSE | [10 empty] | September, 05 2019 00:00:00 | Not Dimmable | Not Dimmable | No |  | TTTVMR | [25 empty] | 5 | 2600 | 130 | 20 | 20 | 0.95 | 4500 | 80 |  |  |  | FALSE | FALSE | FALSE | [8 empty] | April, 21 2020 00:00:00 | FALSE | FALSE | FALSE | [6 empty] | AC | 100 | 277 | [5 empty] | FALSE
PXZ2JHPH | Zhongshan Zohnson Lighting Co., Ltd | NA | ZS-T8-20P4FT-AB-F(4000K) | Linear Replacement Lamp | T8 Four-Foot | Dual Mode Internal Driver (UL Type A and Type B) |  | Standard | FALSE | [10 empty] | September, 05 2019 00:00:00 | Not Dimmable | Not Dimmable | No |  | TTTVMR | [25 empty] | 5 | 2600 | 130 | 20 | 20 | 0.95 | 4000 | 80 |  |  |  | FALSE | FALSE | FALSE | [8 empty] | April, 21 2020 00:00:00 | FALSE | FALSE | FALSE | [6 empty] | AC | 100 | 277 | [5 empty] | FALSE
PZHV1R1G | Zhongshan Zohnson Lighting Co., Ltd | NA | ZS-T8-15P4FT-AB-F(3500K) | Linear Replacement Lamp | T8 Four-Foot | Dual Mode Internal Driver (UL Type A and Type B) |  | Standard | FALSE | [10 empty] | September, 05 2019 00:00:00 | Not Dimmable | Not Dimmable | No |  | AABAMA | [25 empty] | 5 | 1950 | 130 | 15 | 20 | 0.95 | 3500 | 80 |  |  |  | FALSE | FALSE | FALSE | [8 empty] | April, 21 2020 00:00:00 | FALSE | FALSE | FALSE | [6 empty] | AC | 100 | 277 | [5 empty] | FALSE
PL945SNW | Zhongshan Zohnson Lighting Co., Ltd | NA | ZS-T8-15P4FT-AB-F(4500K) | Linear Replacement Lamp | T8 Four-Foot | Dual Mode Internal Driver (UL Type A and Type B) |  | Standard | FALSE | [10 empty] | September, 05 2019 00:00:00 | Not Dimmable | Not Dimmable | No |  | AABAMA | [25 empty] | 5 | 1950 | 130 | 15 | 20 | 0.95 | 4500 | 80 |  |  |  | FALSE | FALSE | FALSE | [8 empty] | April, 21 2020 00:00:00 | FALSE | FALSE | FALSE | [6 empty] | AC | 100 | 277 | [5 empty] | FALSE
PZ54X5BJ | Zhongshan Zohnson Lighting Co., Ltd | NA | ZS-T8-15P4FT-AB-F(3000K) | Linear Replacement Lamp | T8 Four-Foot | Dual Mode Internal Driver (UL Type A and Type B) |  | Standard | TRUE |  | 2553 | 135.94 | 18.78 | 5.01 | 0.9536 | 2955 | 81.8 | 5 |  | September, 05 2019 00:00:00 | Not Dimmable | Not Dimmable | No |  | AABAMA | [15 empty] | 87.6 |  | 1.16 | 1.38 | [6 empty] | 5 | 1950 | 130 | 15 | 20 | 0.95 | 3000 | 80 |  |  |  | FALSE | FALSE | FALSE | [8 empty] | April, 21 2020 00:00:00 | FALSE | FALSE | FALSE | [6 empty] | AC | 100 | 277 | 120 |  |  |  |  | FALSE
PVTG94BU | Zhongshan Zohnson Lighting Co., Ltd | NA | ZS-T8-20P4FT-AB-F(5000K) | Linear Replacement Lamp | T8 Four-Foot | Dual Mode Internal Driver (UL Type A and Type B) |  | Standard | FALSE | [10 empty] | September, 05 2019 00:00:00 | Not Dimmable | Not Dimmable | No |  | TTTVMR | [25 empty] | 5 | 2600 | 130 | 20 | 20 | 0.95 | 5000 | 80 |  |  |  | FALSE | FALSE | FALSE | [8 empty] | April, 21 2020 00:00:00 | FALSE | FALSE | FALSE | [6 empty] | AC | 100 | 277 | [5 empty] | FALSE
PTAMQFRL | Turolight Inc. | TUROLIGHT | VIV-T8DF4/11.5W/830/F | Linear Replacement Lamp | T8 Four-Foot | Replacement Lamps (plug and play) (UL Type A) |  | standard | TRUE |  | 1778 | 127.64 | 13.93 | 10.42 | 0.8907 | 3080 | 82.4 | 5 |  | September, 04 2019 00:00:00 | Not Dimmable | Not Dimmable | No |  | XXXDMA | [15 empty] | 84.4 |  | 1.24 | 1.36 | [6 empty] | 5 | 1777 | 155 | 11.5 | 11.56 | 0.8907 | 3000 | 82.4 |  |  |  | FALSE | FALSE | FALSE | [8 empty] | March, 30 2020 00:00:00 | FALSE | FALSE | FALSE | [6 empty] | AC |  |  | 277 |  |  |  |  | FALSE
POIY6A02 | Turolight Inc. | TUROLIGHT | VIV-T8DF4/11.5W/835/F | Linear Replacement Lamp | T8 Four-Foot | Replacement Lamps (plug and play) (UL Type A) |  | standard | FALSE | [10 empty] | September, 04 2019 00:00:00 | Not Dimmable | Not Dimmable | No |  | XXXDMA | [25 empty] | 5 | 1791 | 156 | 11.5 | 11.56 | 0.8907 | 3500 | 82.4 |  |  |  | FALSE | FALSE | FALSE | [8 empty] | March, 30 2020 00:00:00 | FALSE | FALSE | FALSE | [6 empty] | AC | [7 empty] | FALSE
P6LPO8P9 | Turolight Inc. | TUROLIGHT | VIV-T8DF4/11.5W/850/F | Linear Replacement Lamp | T8 Four-Foot | Replacement Lamps (plug and play) (UL Type A) |  | standard | FALSE | [10 empty] | September, 04 2019 00:00:00 | Not Dimmable | Not Dimmable | No |  | XXXDMA | [25 empty] | 5 | 1832 | 159 | 11.5 | 12.15 | 0.8916 | 5000 | 82.2 |  |  |  | FALSE | FALSE | FALSE | [8 empty] | March, 30 2020 00:00:00 | FALSE | FALSE | FALSE | [6 empty] | AC | [7 empty] | FALSE
PLUS0GS4TO9E | SHANGHAI LITE-WAY | LITE-WAY | L05010-50H | Linear Replacement Lamp | T8 Four-Foot | Dual Mode Internal Driver (UL Type A and Type B) |  | standard | FALSE | [10 empty] | September, 04 2019 00:00:00 | Not Dimmable | Not Dimmable | No |  | YYYDSN | [25 empty] | 5 | 1900 | 127 | 15 | 13 | 0.9 | 5000 | 82 |  |  |  | FALSE | FALSE | FALSE | [8 empty] | March, 30 2020 00:00:00 | FALSE | FALSE | FALSE | [6 empty] | AC | 120 | 277 | [5 empty] | FALSE
PLS6UQUNE36S | SHANGHAI LITE-WAY | LITE-WAY | L05010-45H | Linear Replacement Lamp | T8 Four-Foot | Dual Mode Internal Driver (UL Type A and Type B) |  | standard | FALSE | [10 empty] | September, 04 2019 00:00:00 | Not Dimmable | Not Dimmable | No |  | YYYDSN | [25 empty] | 5 | 1900 | 127 | 15 | 13 | 0.9 | 4500 | 82 |  |  |  | FALSE | FALSE | FALSE | [8 empty] | March, 30 2020 00:00:00 | FALSE | FALSE | FALSE | [6 empty] | AC | 120 | 277 | [5 empty] | FALSE
PLX6EY6R81DY | SHANGHAI LITE-WAY | LITE-WAY | L05010-40H | Linear Replacement Lamp | T8 Four-Foot | Dual Mode Internal Driver (UL Type A and Type B) |  | standard | TRUE |  | 2037.4 | 121.59 | 16.76 | 13.06 | 0.9759 | 4109 | 83.1 | 5 | 50000 | September, 04 2019 00:00:00 | Not Dimmable | Not Dimmable | No |  | YYYDSN | [15 empty] | 83.1 |  | 1.24 | 1.28 | [6 empty] | 5 | 1900 | 127 | 15 | 13 | 0.9 | 4000 | 82 |  |  |  | FALSE | FALSE | FALSE | [8 empty] | March, 30 2020 00:00:00 | FALSE | FALSE | FALSE | [6 empty] | AC | 120 | 277 | 120 |  |  |  |  | FALSE
PN9PNIAJ | Turolight Inc. | TUROLIGHT | VIV-T8DF4/11.5W/840/F | Linear Replacement Lamp | T8 Four-Foot | Replacement Lamps (plug and play) (UL Type A) |  | standard | FALSE | [10 empty] | September, 04 2019 00:00:00 | Not Dimmable | Not Dimmable | No |  | XXXDMA | [25 empty] | 5 | 1805 | 157 | 11.5 | 11.56 | 0.8907 | 4000 | 82.4 |  |  |  | FALSE | FALSE | FALSE | [8 empty] | March, 30 2020 00:00:00 | FALSE | FALSE | FALSE | [6 empty] | AC | [7 empty] | FALSE
PJ6AUR4D | GE Current, a Daintree company | GE Lighting | LED14ET8G4/850CT | Linear Replacement Lamp | T8 Four-Foot | Replacement Lamps (plug and play) (UL Type A) |  | standard | TRUE |  | 2071.1 | 123.2 | 16.81 | 9.9 | 0.958 | 5027 | 84.2 | 5 | 50000 | August, 28 2019 00:00:00 | Dimmable | Continuous Below 10 | No |  | PPPTCG | [15 empty] | 83.8 |  | 1.2 | 1.3 | [6 empty] | 5 | 2050 | 120.6 | 17 | 20 | 0.9 | 5000 | 80 |  |  |  | FALSE | FALSE | FALSE | [8 empty] | March, 30 2020 00:00:00 | FALSE | FALSE | FALSE | [6 empty] | AC |  |  | 120 |  | 2050 | 17 |  | FALSE
PI234OJJ | GE Current, a Daintree company | GE Lighting | LED14ET8G4/840CT | Linear Replacement Lamp | T8 Four-Foot | Replacement Lamps (plug and play) (UL Type A) |  | standard | FALSE | [10 empty] | August, 28 2019 00:00:00 | Dimmable | Continuous Below 10 | No |  | PPPTCG | [25 empty] | 5 | 2000 | 117.6 | 17 | 20 | 0.9 | 4000 | 80 |  |  |  | FALSE | FALSE | FALSE | [8 empty] | March, 30 2020 00:00:00 | FALSE | FALSE | FALSE | [6 empty] | AC |  |  |  |  | 2000 | 17 |  | FALSE
PG06MMSK | GE Current, a Daintree company | GE Lighting | LED14ET8G4/835CT | Linear Replacement Lamp | T8 Four-Foot | Replacement Lamps (plug and play) (UL Type A) |  | standard | TRUE |  | 2100.1 | 123.75 | 16.97 | 10.1 | 0.958 | 3443 | 82.5 | 5 | 50000 | August, 28 2019 00:00:00 | Dimmable | Continuous Below 10 | No |  | PPPTCG | [15 empty] | 83.8 |  | 1.2 | 1.3 | [6 empty] | 5 | 2000 | 117.6 | 17 | 20 | 0.9 | 3500 | 80 |  |  |  | FALSE | FALSE | FALSE | [8 empty] | March, 30 2020 00:00:00 | FALSE | FALSE | FALSE | [6 empty] | AC |  |  | 120 |  | 2000 | 17 |  | FALSE
PLJ3RHNLSGUB | Green Creative LTD | GREEN CREATIVE | 12T8/4F/830/HYB | Linear Replacement Lamp | T8 Four-Foot | Dual Mode Internal Driver (UL Type A and Type B) |  | standard | TRUE |  | 1788 | 123.1 | 14.52 | 14.1 | 0.9571 | 3067 | 82.5 | 5 | 50000 | August, 23 2019 00:00:00 | Not Dimmable | Not Dimmable | No |  | VVVYOT | [15 empty] | 81.2 |  | 1.2 | 1.3 | [6 empty] | 5 | 1700 | 113.333 | 15 | 20 | 0.9 | 3000 | 82 |  |  |  | FALSE | FALSE | FALSE | [8 empty] | March, 30 2020 00:00:00 | FALSE | FALSE | FALSE | [6 empty] | AC | 120 | 277 | 277 |  |  |  |  | FALSE
PLTBNATX18LL | Green Creative LTD | GREEN CREATIVE | 15T8/4F/850/HYB | Linear Replacement Lamp | T8 Four-Foot | Dual Mode Internal Driver (UL Type A and Type B) |  | standard | FALSE | [10 empty] | August, 23 2019 00:00:00 | Not Dimmable | Not Dimmable | No |  | VVVYOU | [25 empty] | 5 | 2200 | 122.222 | 18 | 20 | 0.9 | 5000 | 82 |  |  |  | FALSE | FALSE | FALSE | [8 empty] | March, 30 2020 00:00:00 | FALSE | FALSE | FALSE | [6 empty] | AC | 120 | 277 | [5 empty] | FALSE
PLN75UXS5R38 | Green Creative LTD | GREEN CREATIVE | 15T8/4F/835/HYB | Linear Replacement Lamp | T8 Four-Foot | Dual Mode Internal Driver (UL Type A and Type B) |  | standard | FALSE | [10 empty] | August, 23 2019 00:00:00 | Not Dimmable | Not Dimmable | No |  | VVVYOU | [25 empty] | 5 | 2100 | 116.667 | 18 | 20 | 0.9 | 3500 | 82 |  |  |  | FALSE | FALSE | FALSE | [8 empty] | March, 30 2020 00:00:00 | FALSE | FALSE | FALSE | [6 empty] | AC | 120 | 277 | [5 empty] | FALSE
PLJCWE97ZVVW | Green Creative LTD | GREEN CREATIVE | 15T8/4F/830/HYB | Linear Replacement Lamp | T8 Four-Foot | Dual Mode Internal Driver (UL Type A and Type B) |  | standard | TRUE |  | 2087 | 119.4 | 17.48 | 10.57 | 0.9689 | 3073 | 82 | 5 | 50000 | August, 23 2019 00:00:00 | Not Dimmable | Not Dimmable | No |  | VVVYOU | [15 empty] | 81.2 |  | 1.26 | 1.32 | [6 empty] | 5 | 2100 | 116.667 | 18 | 20 | 0.9 | 3000 | 82 |  |  |  | FALSE | FALSE | FALSE | [8 empty] | March, 30 2020 00:00:00 | FALSE | FALSE | FALSE | [6 empty] | AC | 120 | 277 | 277 |  |  |  |  | FALSE
PLVNTB0PIDDG | Green Creative LTD | GREEN CREATIVE | 12T8/4F/835/HYB | Linear Replacement Lamp | T8 Four-Foot | Dual Mode Internal Driver (UL Type A and Type B) |  | standard | FALSE | [10 empty] | August, 23 2019 00:00:00 | Not Dimmable | Not Dimmable | No |  | VVVYOT | [25 empty] | 4.4 | 1700 | 113.333 | 15 | 20 | 0.9 | 3500 | 82 |  |  |  | FALSE | FALSE | FALSE | [8 empty] | August, 23 2019 00:00:00 | FALSE | FALSE | FALSE | [6 empty] | AC | 120 | 277 | [5 empty] | FALSE
PLH8VQTTP495 | Green Creative LTD | GREEN CREATIVE | 12T8/4F/850/HYB | Linear Replacement Lamp | T8 Four-Foot | Dual Mode Internal Driver (UL Type A and Type B) |  | standard | FALSE | [10 empty] | August, 23 2019 00:00:00 | Not Dimmable | Not Dimmable | No |  | VVVYOT | [25 empty] | 5 | 1800 | 120 | 15 | 20 | 0.9 | 5000 | 82 |  |  |  | FALSE | FALSE | FALSE | [8 empty] | March, 30 2020 00:00:00 | FALSE | FALSE | FALSE | [6 empty] | AC | 120 | 277 | [5 empty] | FALSE
PLQI3NWR0JSV | Green Creative LTD | GREEN CREATIVE | 15T8/4F/840/HYB | Linear Replacement Lamp | T8 Four-Foot | Dual Mode Internal Driver (UL Type A and Type B) |  | standard | FALSE | [10 empty] | August, 23 2019 00:00:00 | Not Dimmable | Not Dimmable | No |  | VVVYOU | [25 empty] | 5 | 2200 | 122.222 | 18 | 20 | 0.9 | 4000 | 82 |  |  |  | FALSE | FALSE | FALSE | [8 empty] | March, 30 2020 00:00:00 | FALSE | FALSE | FALSE | [6 empty] | AC | 120 | 277 | [5 empty] | FALSE
PLZ0VJSMIVZT | Green Creative LTD | GREEN CREATIVE | 12T8/4F/840/HYB | Linear Replacement Lamp | T8 Four-Foot | Dual Mode Internal Driver (UL Type A and Type B) |  | standard | FALSE | [10 empty] | August, 23 2019 00:00:00 | Not Dimmable | Not Dimmable | No |  | VVVYOT | [25 empty] | 5 | 1800 | 120 | 15 | 20 | 0.9 | 4000 | 82 |  |  |  | FALSE | FALSE | FALSE | [8 empty] | March, 30 2020 00:00:00 | FALSE | FALSE | FALSE | [6 empty] | AC | 120 | 277 | [5 empty] | FALSE
PBE6DBY2 | Parth I Inc, dba midwest circuits | MCLED | MCW-T8-4F-18WB-35C | Linear Replacement Lamp | T8 Four-Foot | Dual Mode Internal Driver (UL Type A and Type B) |  | standard | FALSE | [10 empty] | August, 22 2019 00:00:00 | Not Dimmable | Not Dimmable | No |  | PPPTBZ | [25 empty] | 5 | 2340 | 130 | 18 | 20 | 0.9 | 3500 | 83 |  |  |  | FALSE | FALSE | FALSE | [8 empty] | March, 30 2020 00:00:00 | FALSE | FALSE | FALSE | [6 empty] | AC | 100 | 277 | [5 empty] | FALSE
P5XLG5NN | XIAMEN PVTECH CO., LTD. | PVTECH | PV-4FT-15WAB[2,3](3000K) | Linear Replacement Lamp | T8 Four-Foot | Dual Mode Internal Driver (UL Type A and Type B) |  | standard | TRUE |  | 2215.3 | 128 | 17.31 | 20.52 | 0.9683 | 2935 | 83.2 | 5 | 50000 | August, 22 2019 00:00:00 | Not Dimmable | Not Dimmable | No |  | MMMRXE | [15 empty] | 81.4 |  | 1.26 | 1.32 | [6 empty] | 5 | 2040 | 120 | 17 | 10.73 | 0.9 | 3000 | 83 |  |  |  | FALSE | FALSE | FALSE | [8 empty] | March, 30 2020 00:00:00 | FALSE | FALSE | FALSE | [6 empty] | AC | 120 | 277 | 277 |  |  |  |  | FALSE
PRTCI8SF | XIAMEN PVTECH CO., LTD. | PVTECH | PV-4FT-15WAB[2,3]A(3000K) | Linear Replacement Lamp | T8 Four-Foot | Dual Mode Internal Driver (UL Type A and Type B) |  | standard | TRUE |  | 2110 | 119.4 | 17.68 | 20.35 | 0.9695 | 2968 | 83.9 | 5 | 50000 | August, 22 2019 00:00:00 | Not Dimmable | Not Dimmable | No |  | MMMRXC | [15 empty] | 81.6 |  | 1.24 | 1.28 | [6 empty] | 5 | 2111 | 119.468 | 17.67 | 10.3 | 0.9 | 3000 | 83 |  |  |  | FALSE | FALSE | FALSE | [8 empty] | March, 30 2020 00:00:00 | FALSE | FALSE | FALSE | [6 empty] | AC | 120 | 277 | 277 |  |  |  |  | FALSE
P6SSQAU9 | Parth I Inc, dba midwest circuits | MCLED | MCW-T8-4F-18WB-40C | Linear Replacement Lamp | T8 Four-Foot | Dual Mode Internal Driver (UL Type A and Type B) |  | standard | FALSE | [10 empty] | August, 22 2019 00:00:00 | Not Dimmable | Not Dimmable | No |  | PPPTBZ | [25 empty] | 5 | 2340 | 130 | 18 | 20 | 0.9 | 4000 | 83 |  |  |  | FALSE | FALSE | FALSE | [8 empty] | March, 30 2020 00:00:00 | FALSE | FALSE | FALSE | [6 empty] | AC | 100 | 277 | [5 empty] | FALSE
PQ2355IW | Parth I Inc, dba midwest circuits | MCLED | MCW-T8-4F-18WB-30C | Linear Replacement Lamp | T8 Four-Foot | Dual Mode Internal Driver (UL Type A and Type B) |  | standard | TRUE |  | 3033 | 150 | 20.22 | 7.91 | 0.9712 | 2926 | 81.2 | 5 | 50000 | August, 22 2019 00:00:00 | Not Dimmable | Not Dimmable | No |  | PPPTBZ | [15 empty] | 91 |  | 1.2 | 1.36 | [6 empty] | 5 | 2340 | 130 | 18 | 20 | 0.9 | 3000 | 83 |  |  |  | FALSE | FALSE | FALSE | [8 empty] | March, 30 2020 00:00:00 | FALSE | FALSE | FALSE | [6 empty] | AC | 100 | 277 | 120 |  |  |  |  | FALSE
PT8LN4KN | Parth I Inc, dba midwest circuits | MCLED | MCW-T8-4F-18WB-45C | Linear Replacement Lamp | T8 Four-Foot | Dual Mode Internal Driver (UL Type A and Type B) |  | standard | FALSE | [10 empty] | August, 22 2019 00:00:00 | Not Dimmable | Not Dimmable | No |  | PPPTBZ | [25 empty] | 5 | 2340 | 130 | 18 | 20 | 0.9 | 4500 | 83 |  |  |  | FALSE | FALSE | FALSE | [8 empty] | March, 30 2020 00:00:00 | FALSE | FALSE | FALSE | [6 empty] | AC | 100 | 277 | [5 empty] | FALSE
PZL1M2WK | XIAMEN PVTECH CO., LTD. | PVTECH | PV-4FT-15WAB[2,3](4500K) | Linear Replacement Lamp | T8 Four-Foot | Dual Mode Internal Driver (UL Type A and Type B) |  | standard | FALSE | [10 empty] | August, 22 2019 00:00:00 | Not Dimmable | Not Dimmable | No |  | MMMRXE | [25 empty] | 5 | 2104 | 123.765 | 17 | 10.73 | 0.9 | 4500 | 83 |  |  |  | FALSE | FALSE | FALSE | [8 empty] | March, 30 2020 00:00:00 | FALSE | FALSE | FALSE | [6 empty] | AC | 120 | 277 | [5 empty] | FALSE
PU3YUASE | XIAMEN PVTECH CO., LTD. | PVTECH | PV-4FT-15WAB[2,3]A(4000K) | Linear Replacement Lamp | T8 Four-Foot | Dual Mode Internal Driver (UL Type A and Type B) |  | standard | FALSE | [10 empty] | August, 22 2019 00:00:00 | Not Dimmable | Not Dimmable | No |  | MMMRXC | [25 empty] | 5 | 2137 | 121.076 | 17.65 | 10.3 | 0.9 | 4000 | 83 |  |  |  | FALSE | FALSE | FALSE | [8 empty] | March, 30 2020 00:00:00 | FALSE | FALSE | FALSE | [6 empty] | AC | 120 | 277 | [5 empty] | FALSE
PEC451BV | XIAMEN PVTECH CO., LTD. | PVTECH | PV-4FT-15WAB[2,3]A(3500K) | Linear Replacement Lamp | T8 Four-Foot | Dual Mode Internal Driver (UL Type A and Type B) |  | standard | FALSE | [10 empty] | August, 22 2019 00:00:00 | Not Dimmable | Not Dimmable | No |  | MMMRXC | [25 empty] | 5 | 2124 | 120.34 | 17.65 | 10.3 | 0.9 | 3500 | 83 |  |  |  | FALSE | FALSE | FALSE | [8 empty] | March, 30 2020 00:00:00 | FALSE | FALSE | FALSE | [6 empty] | AC | 120 | 277 | [5 empty] | FALSE
PJ5KOYVT | XIAMEN PVTECH CO., LTD. | PVTECH | PV-4FT-15WAB[2,3](3500K) | Linear Replacement Lamp | T8 Four-Foot | Dual Mode Internal Driver (UL Type A and Type B) |  | standard | FALSE | [10 empty] | August, 22 2019 00:00:00 | Not Dimmable | Not Dimmable | No |  | MMMRXE | [25 empty] | 5 | 2061 | 121.235 | 17 | 10.73 | 0.9 | 3500 | 83 |  |  |  | FALSE | FALSE | FALSE | [8 empty] | March, 30 2020 00:00:00 | FALSE | FALSE | FALSE | [6 empty] | AC | 120 | 277 | [5 empty] | FALSE
P5EF7LFT | XIAMEN PVTECH CO., LTD. | PVTECH | PV-4FT-15WAB[2,3]A(4500K) | Linear Replacement Lamp | T8 Four-Foot | Dual Mode Internal Driver (UL Type A and Type B) |  | standard | FALSE | [10 empty] | August, 22 2019 00:00:00 | Not Dimmable | Not Dimmable | No |  | MMMRXC | [25 empty] | 5 | 2149 | 121.756 | 17.65 | 10.3 | 0.9 | 4500 | 83 |  |  |  | FALSE | FALSE | FALSE | [8 empty] | March, 30 2020 00:00:00 | FALSE | FALSE | FALSE | [6 empty] | AC | 120 | 277 | [5 empty] | FALSE
PJFTY974 | Parth I Inc, dba midwest circuits | MCLED | MCW-T8-4F-18WB-50C | Linear Replacement Lamp | T8 Four-Foot | Dual Mode Internal Driver (UL Type A and Type B) |  | standard | FALSE | [10 empty] | August, 22 2019 00:00:00 | Not Dimmable | Not Dimmable | No |  | PPPTBZ | [25 empty] | 5 | 2340 | 130 | 18 | 20 | 0.9 | 5000 | 83 |  |  |  | FALSE | FALSE | FALSE | [8 empty] | March, 30 2020 00:00:00 | FALSE | FALSE | FALSE | [6 empty] | AC | 100 | 277 | [5 empty] | FALSE
PV3EC01B | XIAMEN PVTECH CO., LTD. | PVTECH | PV-4FT-15WAB[2,3](4000K) | Linear Replacement Lamp | T8 Four-Foot | Dual Mode Internal Driver (UL Type A and Type B) |  | standard | FALSE | [10 empty] | August, 22 2019 00:00:00 | Not Dimmable | Not Dimmable | No |  | MMMRXE | [25 empty] | 5 | 2083 | 122.529 | 17 | 10.73 | 0.9 | 4000 | 83 |  |  |  | FALSE | FALSE | FALSE | [8 empty] | March, 30 2020 00:00:00 | FALSE | FALSE | FALSE | [6 empty] | AC | 120 | 277 | [5 empty] | FALSE
P7W9MQE1 | XIAMEN PVTECH CO., LTD. | PVTECH | PV-4FT-15WAB[2,3](4100K) | Linear Replacement Lamp | T8 Four-Foot | Dual Mode Internal Driver (UL Type A and Type B) |  | standard | FALSE | [10 empty] | August, 22 2019 00:00:00 | Not Dimmable | Not Dimmable | No |  | MMMRXE | [25 empty] | 5 | 2083 | 122.529 | 17 | 10.73 | 0.9 | 4100 | 83 |  |  |  | FALSE | FALSE | FALSE | [8 empty] | March, 30 2020 00:00:00 | FALSE | FALSE | FALSE | [6 empty] | AC | 120 | 277 | [5 empty] | FALSE
PL32AXE4 | XIAMEN PVTECH CO., LTD. | PVTECH | PV-4FT-15WAB[2,3](5000K) | Linear Replacement Lamp | T8 Four-Foot | Dual Mode Internal Driver (UL Type A and Type B) |  | standard | FALSE | [10 empty] | August, 22 2019 00:00:00 | Not Dimmable | Not Dimmable | No |  | MMMRXE | [25 empty] | 5 | 2125 | 125 | 17 | 10.73 | 0.9 | 5000 | 83 |  |  |  | FALSE | FALSE | FALSE | [8 empty] | March, 30 2020 00:00:00 | FALSE | FALSE | FALSE | [6 empty] | AC | 120 | 277 | [5 empty] | FALSE
PUQ3T6XF | XIAMEN PVTECH CO., LTD. | PVTECH | PV-4FT-15WAB[2,3]A(4100K) | Linear Replacement Lamp | T8 Four-Foot | Dual Mode Internal Driver (UL Type A and Type B) |  | standard | FALSE | [10 empty] | August, 22 2019 00:00:00 | Not Dimmable | Not Dimmable | No |  | MMMRXC | [25 empty] | 5 | 2137 | 121.076 | 17.65 | 10.3 | 0.9 | 4100 | 83 |  |  |  | FALSE | FALSE | FALSE | [8 empty] | March, 30 2020 00:00:00 | FALSE | FALSE | FALSE | [6 empty] | AC | 120 | 277 | [5 empty] | FALSE
P1FXFMBC | XIAMEN PVTECH CO., LTD. | PVTECH | PV-4FT-15WAB[2,3]A(5000K) | Linear Replacement Lamp | T8 Four-Foot | Dual Mode Internal Driver (UL Type A and Type B) |  | standard | FALSE | [10 empty] | August, 22 2019 00:00:00 | Not Dimmable | Not Dimmable | No |  | MMMRXC | [25 empty] | 5 | 2162 | 122.632 | 17.63 | 10.3 | 0.9 | 5000 | 83 |  |  |  | FALSE | FALSE | FALSE | [8 empty] | March, 30 2020 00:00:00 | FALSE | FALSE | FALSE | [6 empty] | AC | 120 | 277 | [5 empty] | FALSE
PO7E090Z | XIAMEN PVTECH CO., LTD. | PVTECH | PV-4FT-18WAB[2,3]A(4100K) | Linear Replacement Lamp | T8 Four-Foot | Dual Mode Internal Driver (UL Type A and Type B) |  | standard | FALSE | [10 empty] | August, 21 2019 00:00:00 | Not Dimmable | Not Dimmable | No |  | YYYDRG | [25 empty] | 5 | 2401 | 122.002 | 19.68 | 8.62 | 0.9 | 4100 | 83 |  |  |  | FALSE | FALSE | FALSE | [8 empty] | March, 30 2020 00:00:00 | FALSE | FALSE | FALSE | [6 empty] | AC | 120 | 277 | [5 empty] | FALSE
P2QL6AP4 | XIAMEN PVTECH CO., LTD. | PVTECH | PV-4FT-18WAB[2,3](4000K) | Linear Replacement Lamp | T8 Four-Foot | Dual Mode Internal Driver (UL Type A and Type B) |  | standard | FALSE | [10 empty] | August, 21 2019 00:00:00 | Not Dimmable | Not Dimmable | No |  | YYYDRH | [25 empty] | 5 | 2367 | 120.458 | 19.65 | 8.62 | 0.9 | 4000 | 83 |  |  |  | FALSE | FALSE | FALSE | [8 empty] | March, 30 2020 00:00:00 | FALSE | FALSE | FALSE | [6 empty] | AC | 120 | 277 | [5 empty] | FALSE
P69T29G2 | XIAMEN PVTECH CO., LTD. | PVTECH | PV-4FT-18WAB[2,3](4100K) | Linear Replacement Lamp | T8 Four-Foot | Dual Mode Internal Driver (UL Type A and Type B) |  | standard | FALSE | [10 empty] | August, 21 2019 00:00:00 | Not Dimmable | Not Dimmable | No |  | YYYDRH | [25 empty] | 5 | 2367 | 120.458 | 19.65 | 8.62 | 0.9 | 4100 | 83 |  |  |  | FALSE | FALSE | FALSE | [8 empty] | March, 30 2020 00:00:00 | FALSE | FALSE | FALSE | [6 empty] | AC | 120 | 277 | [5 empty] | FALSE
PV71ZHQD | XIAMEN PVTECH CO., LTD. | PVTECH | PV-4FT-18WAB[2,3]A(5000K) | Linear Replacement Lamp | T8 Four-Foot | Dual Mode Internal Driver (UL Type A and Type B) |  | standard | FALSE | [10 empty] | August, 21 2019 00:00:00 | Not Dimmable | Not Dimmable | No |  | YYYDRG | [25 empty] | 5 | 2466 | 125.178 | 19.7 | 8.62 | 0.9 | 5000 | 83 |  |  |  | FALSE | FALSE | FALSE | [8 empty] | March, 30 2020 00:00:00 | FALSE | FALSE | FALSE | [6 empty] | AC | 120 | 277 | [5 empty] | FALSE
P7HWN0OM | XIAMEN PVTECH CO., LTD. | PVTECH | PV-4FT-18WAB[2,3](4500K) | Linear Replacement Lamp | T8 Four-Foot | Dual Mode Internal Driver (UL Type A and Type B) |  | standard | FALSE | [10 empty] | August, 21 2019 00:00:00 | Not Dimmable | Not Dimmable | No |  | YYYDRH | [25 empty] | 5 | 2392 | 121.73 | 19.65 | 8.62 | 0.9 | 4500 | 83 |  |  |  | FALSE | FALSE | FALSE | [8 empty] | March, 30 2020 00:00:00 | FALSE | FALSE | FALSE | [6 empty] | AC | 120 | 277 | [5 empty] | FALSE
P0IL513I | XIAMEN PVTECH CO., LTD. | PVTECH | PV-4FT-18WAB[2,3](3000K) | Linear Replacement Lamp | T8 Four-Foot | Dual Mode Internal Driver (UL Type A and Type B) |  | standard | TRUE |  | 2392.3 | 121 | 19.78 | 8.62 | 0.9748 | 2956 | 83.3 | 5 | 50000 | August, 21 2019 00:00:00 | Not Dimmable | Not Dimmable | No |  | YYYDRH | [15 empty] | 81.2 |  | 1.26 | 1.32 | [6 empty] | 5 | 2334 | 117.998 | 19.78 | 8.62 | 0.9 | 3000 | 83 |  |  |  | FALSE | FALSE | FALSE | [8 empty] | March, 30 2020 00:00:00 | FALSE | FALSE | FALSE | [6 empty] | AC | 120 | 277 | 120 |  |  |  |  | FALSE
P09U0H9R | XIAMEN PVTECH CO., LTD. | PVTECH | PV-4FT-18WAB[2,3]A(3500K) | Linear Replacement Lamp | T8 Four-Foot | Dual Mode Internal Driver (UL Type A and Type B) |  | standard | FALSE | [10 empty] | August, 21 2019 00:00:00 | Not Dimmable | Not Dimmable | No |  | YYYDRG | [25 empty] | 5 | 2368 | 120.325 | 19.68 | 8.62 | 0.9 | 3500 | 83 |  |  |  | FALSE | FALSE | FALSE | [8 empty] | March, 30 2020 00:00:00 | FALSE | FALSE | FALSE | [6 empty] | AC | 120 | 277 | [5 empty] | FALSE
PG8LCG09 | XIAMEN PVTECH CO., LTD. | PVTECH | PV-4FT-12WAB3L(3000K) | Linear Replacement Lamp | T8 Four-Foot | Dual Mode Internal Driver (UL Type A and Type B) |  | standard | FALSE | [10 empty] | August, 21 2019 00:00:00 | Not Dimmable | Not Dimmable | No |  | UUUBXW | [25 empty] | 5 | 1700 | 121.43 | 14 | 20 | 0.9 | 3000 | 83 |  |  |  | FALSE | FALSE | FALSE | [8 empty] | March, 30 2020 00:00:00 | FALSE | FALSE | FALSE | [6 empty] | AC | 120 | 277 | [5 empty] | FALSE
P443PRA1 | XIAMEN PVTECH CO., LTD. | PVTECH | PV-4FT-12WAB2L(4500K) | Linear Replacement Lamp | T8 Four-Foot | Dual Mode Internal Driver (UL Type A and Type B) |  | standard | FALSE | [10 empty] | August, 21 2019 00:00:00 | Not Dimmable | Not Dimmable | No |  | UUUBXW | [25 empty] | 5 | 1800 | 128.57 | 14 | 20 | 0.9 | 4500 | 83 |  |  |  | FALSE | FALSE | FALSE | [8 empty] | March, 30 2020 00:00:00 | FALSE | FALSE | FALSE | [6 empty] | AC | 120 | 277 | [5 empty] | FALSE
P4PJJMBF | XIAMEN PVTECH CO., LTD. | PVTECH | PV-4FT-12WAB2L(5000K) | Linear Replacement Lamp | T8 Four-Foot | Dual Mode Internal Driver (UL Type A and Type B) |  | standard | FALSE | [10 empty] | August, 21 2019 00:00:00 | Not Dimmable | Not Dimmable | No |  | UUUBXW | [25 empty] | 5 | 1800 | 128.57 | 14 | 20 | 0.9 | 5000 | 83 |  |  |  | FALSE | FALSE | FALSE | [8 empty] | March, 30 2020 00:00:00 | FALSE | FALSE | FALSE | [6 empty] | AC | 120 | 277 | [5 empty] | FALSE
P4ERE8IA | XIAMEN PVTECH CO., LTD. | PVTECH | PV-4FT-12WAB2L(4000K) | Linear Replacement Lamp | T8 Four-Foot | Dual Mode Internal Driver (UL Type A and Type B) |  | standard | FALSE | [10 empty] | August, 21 2019 00:00:00 | Not Dimmable | Not Dimmable | No |  | UUUBXW | [25 empty] | 5 | 1800 | 128.57 | 14 | 20 | 0.9 | 4000 | 83 |  |  |  | FALSE | FALSE | FALSE | [8 empty] | March, 30 2020 00:00:00 | FALSE | FALSE | FALSE | [6 empty] | AC | 120 | 277 | [5 empty] | FALSE
POTYJWE9 | XIAMEN PVTECH CO., LTD. | PVTECH | PV-4FT-12WAB3L(3500K) | Linear Replacement Lamp | T8 Four-Foot | Dual Mode Internal Driver (UL Type A and Type B) |  | standard | FALSE | [10 empty] | August, 21 2019 00:00:00 | Not Dimmable | Not Dimmable | No |  | UUUBXW | [25 empty] | 5 | 1750 | 125 | 14 | 20 | 0.9 | 3500 | 83 |  |  |  | FALSE | FALSE | FALSE | [8 empty] | March, 30 2020 00:00:00 | FALSE | FALSE | FALSE | [6 empty] | AC | 120 | 277 | [5 empty] | FALSE
PNCAWY18 | XIAMEN PVTECH CO., LTD. | PVTECH | PV-4FT-18WAB[2,3]GC(3000K) | Linear Replacement Lamp | T8 Four-Foot | Dual Mode Internal Driver (UL Type A and Type B) |  | standard | TRUE |  | 2404 | 121.2 | 19.84 | 8.42 | 0.9751 | 2978 | 83.2 | 5 | 50000 | August, 21 2019 00:00:00 | Not Dimmable | Not Dimmable | No |  | YYYDRF | [15 empty] | 82.4 |  | 1.26 | 1.26 | [6 empty] | 5 | 2404 | 121.169 | 19.84 | 20 | 0.9 | 3000 | 83 |  |  |  | FALSE | FALSE | FALSE | [8 empty] | March, 30 2020 00:00:00 | FALSE | FALSE | FALSE | [6 empty] | AC | 120 | 277 | 120 |  |  |  |  | FALSE
PORRYWIG | XIAMEN PVTECH CO., LTD. | PVTECH | PV-4FT-18WAB[2,3]A(4500K) | Linear Replacement Lamp | T8 Four-Foot | Dual Mode Internal Driver (UL Type A and Type B) |  | standard | FALSE | [10 empty] | August, 21 2019 00:00:00 | Not Dimmable | Not Dimmable | No |  | YYYDRG | [25 empty] | 5 | 2433 | 123.628 | 19.68 | 8.62 | 0.9 | 4500 | 83 |  |  |  | FALSE | FALSE | FALSE | [8 empty] | March, 30 2020 00:00:00 | FALSE | FALSE | FALSE | [6 empty] | AC | 120 | 277 | [5 empty] | FALSE
PX1HZWA0 | XIAMEN PVTECH CO., LTD. | PVTECH | PV-4FT-18WAB[2,3]GC(5000K) | Linear Replacement Lamp | T8 Four-Foot | Dual Mode Internal Driver (UL Type A and Type B) |  | standard | FALSE | [10 empty] | August, 21 2019 00:00:00 | Not Dimmable | Not Dimmable | No |  | YYYDRF | [25 empty] | 5 | 2449 | 122.573 | 19.98 | 20 | 0.9 | 5000 | 83 |  |  |  | FALSE | FALSE | FALSE | [8 empty] | March, 30 2020 00:00:00 | FALSE | FALSE | FALSE | [6 empty] | AC | 120 | 277 | [5 empty] | FALSE
P8DEP2B4 | XIAMEN PVTECH CO., LTD. | PVTECH | PV-4FT-18WAB[2,3](3500K) | Linear Replacement Lamp | T8 Four-Foot | Dual Mode Internal Driver (UL Type A and Type B) |  | standard | FALSE | [10 empty] | August, 21 2019 00:00:00 | Not Dimmable | Not Dimmable | No |  | YYYDRH | [25 empty] | 5 | 2343 | 119.237 | 19.65 | 8.62 | 0.9 | 3500 | 83 |  |  |  | FALSE | FALSE | FALSE | [8 empty] | March, 30 2020 00:00:00 | FALSE | FALSE | FALSE | [6 empty] | AC | 120 | 277 | [5 empty] | FALSE
PCX6IO61 | XIAMEN PVTECH CO., LTD. | PVTECH | PV-4FT-12WAB2L(3500K) | Linear Replacement Lamp | T8 Four-Foot | Dual Mode Internal Driver (UL Type A and Type B) |  | standard | FALSE | [10 empty] | August, 21 2019 00:00:00 | Not Dimmable | Not Dimmable | No |  | UUUBXW | [25 empty] | 5 | 1750 | 125 | 14 | 20 | 0.9 | 3500 | 83 |  |  |  | FALSE | FALSE | FALSE | [8 empty] | March, 30 2020 00:00:00 | FALSE | FALSE | FALSE | [6 empty] | AC | 120 | 277 | [5 empty] | FALSE
PZTBPQIA | XIAMEN PVTECH CO., LTD. | PVTECH | PV-4FT-12WAB3L(4500K) | Linear Replacement Lamp | T8 Four-Foot | Dual Mode Internal Driver (UL Type A and Type B) |  | standard | FALSE | [10 empty] | August, 21 2019 00:00:00 | Not Dimmable | Not Dimmable | No |  | UUUBXW | [25 empty] | 5 | 1800 | 128.57 | 14 | 20 | 0.9 | 4500 | 83 |  |  |  | FALSE | FALSE | FALSE | [8 empty] | March, 30 2020 00:00:00 | FALSE | FALSE | FALSE | [6 empty] | AC | 120 | 277 | [5 empty] | FALSE
P1S3UF7Z | XIAMEN PVTECH CO., LTD. | PVTECH | PV-4FT-18WAB[2,3]A(4000K) | Linear Replacement Lamp | T8 Four-Foot | Dual Mode Internal Driver (UL Type A and Type B) |  | standard | FALSE | [10 empty] | August, 21 2019 00:00:00 | Not Dimmable | Not Dimmable | No |  | YYYDRG | [25 empty] | 5 | 2401 | 122.002 | 19.68 | 8.62 | 0.9 | 4000 | 83 |  |  |  | FALSE | FALSE | FALSE | [8 empty] | March, 30 2020 00:00:00 | FALSE | FALSE | FALSE | [6 empty] | AC | 120 | 277 | [5 empty] | FALSE
PDJ70VPA | XIAMEN PVTECH CO., LTD. | PVTECH | PV-4FT-18WAB[2,3]GC(4000K) | Linear Replacement Lamp | T8 Four-Foot | Dual Mode Internal Driver (UL Type A and Type B) |  | standard | FALSE | [10 empty] | August, 21 2019 00:00:00 | Not Dimmable | Not Dimmable | No |  | YYYDRF | [25 empty] | 5 | 2427 | 121.899 | 19.91 | 20 | 0.9 | 4000 | 83 |  |  |  | FALSE | FALSE | FALSE | [8 empty] | March, 30 2020 00:00:00 | FALSE | FALSE | FALSE | [6 empty] | AC | 120 | 277 | [5 empty] | FALSE
P755V1SY | XIAMEN PVTECH CO., LTD. | PVTECH | PV-4FT-12WAB2L(4100K) | Linear Replacement Lamp | T8 Four-Foot | Dual Mode Internal Driver (UL Type A and Type B) |  | standard | FALSE | [10 empty] | August, 21 2019 00:00:00 | Not Dimmable | Not Dimmable | No |  | UUUBXW | [25 empty] | 5 | 1800 | 128.57 | 14 | 20 | 0.9 | 4100 | 83 |  |  |  | FALSE | FALSE | FALSE | [8 empty] | March, 30 2020 00:00:00 | FALSE | FALSE | FALSE | [6 empty] | AC | 120 | 277 | [5 empty] | FALSE
P2GYFFZM | XIAMEN PVTECH CO., LTD. | PVTECH | PV-4FT-12WAB3L(4100K) | Linear Replacement Lamp | T8 Four-Foot | Dual Mode Internal Driver (UL Type A and Type B) |  | standard | FALSE | [10 empty] | August, 21 2019 00:00:00 | Not Dimmable | Not Dimmable | No |  | UUUBXW | [25 empty] | 5 | 1800 | 128.57 | 14 | 20 | 0.9 | 4100 | 83 |  |  |  | FALSE | FALSE | FALSE | [8 empty] | March, 30 2020 00:00:00 | FALSE | FALSE | FALSE | [6 empty] | AC | 120 | 277 | [5 empty] | FALSE
PEIAZF9E | XIAMEN PVTECH CO., LTD. | PVTECH | PV-4FT-18WAB[2,3]GC(4100K) | Linear Replacement Lamp | T8 Four-Foot | Dual Mode Internal Driver (UL Type A and Type B) |  | standard | FALSE | [10 empty] | August, 21 2019 00:00:00 | Not Dimmable | Not Dimmable | No |  | YYYDRF | [25 empty] | 5 | 2427 | 121.899 | 19.91 | 20 | 0.9 | 4100 | 83 |  |  |  | FALSE | FALSE | FALSE | [8 empty] | March, 30 2020 00:00:00 | FALSE | FALSE | FALSE | [6 empty] | AC | 120 | 277 | [5 empty] | FALSE
P3OG1HF0 | XIAMEN PVTECH CO., LTD. | PVTECH | PV-4FT-18WAB[2,3](5000K) | Linear Replacement Lamp | T8 Four-Foot | Dual Mode Internal Driver (UL Type A and Type B) |  | standard | FALSE | [10 empty] | August, 21 2019 00:00:00 | Not Dimmable | Not Dimmable | No |  | YYYDRH | [25 empty] | 5 | 2400 | 122.951 | 19.52 | 8.62 | 0.9 | 5000 | 83 |  |  |  | FALSE | FALSE | FALSE | [8 empty] | March, 30 2020 00:00:00 | FALSE | FALSE | FALSE | [6 empty] | AC | 120 | 277 | [5 empty] | FALSE
PM5ZIND3 | XIAMEN PVTECH CO., LTD. | PVTECH | PV-4FT-18WAB[2,3]A(3000K) | Linear Replacement Lamp | T8 Four-Foot | Dual Mode Internal Driver (UL Type A and Type B) |  | standard | TRUE |  | 2335.4 | 118.8 | 19.66 | 8.62 | 0.9746 | 2979 | 83.9 | 5 | 50000 | August, 21 2019 00:00:00 | Not Dimmable | Not Dimmable | No |  | YYYDRG | [15 empty] | 81.5 |  | 1.24 | 1.3 | [6 empty] | 5 | 2335 | 118.769 | 19.66 | 8.62 | 0.9 | 3000 | 83 |  |  |  | FALSE | FALSE | FALSE | [8 empty] | March, 30 2020 00:00:00 | FALSE | FALSE | FALSE | [6 empty] | AC | 120 | 277 | 120 |  |  |  |  | FALSE
PL6BK0NE | XIAMEN PVTECH CO., LTD. | PVTECH | PV-4FT-12WAB3L(4000K) | Linear Replacement Lamp | T8 Four-Foot | Dual Mode Internal Driver (UL Type A and Type B) |  | standard | FALSE | [10 empty] | August, 21 2019 00:00:00 | Not Dimmable | Not Dimmable | No |  | UUUBXW | [25 empty] | 5 | 1800 | 128.57 | 14 | 20 | 0.9 | 4000 | 83 |  |  |  | FALSE | FALSE | FALSE | [8 empty] | March, 30 2020 00:00:00 | FALSE | FALSE | FALSE | [6 empty] | AC | 120 | 277 | [5 empty] | FALSE
PIAMU8XR | XIAMEN PVTECH CO., LTD. | PVTECH | PV-4FT-12WAB2L(3000K) | Linear Replacement Lamp | T8 Four-Foot | Dual Mode Internal Driver (UL Type A and Type B) |  | standard | TRUE |  | 1747.4 | 127.55 | 13.7 | 8.37 | 0.97 | 2899 | 81.1 | 5 | 50000 | August, 21 2019 00:00:00 | Not Dimmable | Not Dimmable | No |  | UUUBXW | [15 empty] | 82.7 |  | 1.24 | 1.16 | [6 empty] | 5 | 1700 | 121.43 | 14 | 20 | 0.9 | 3000 | 83 |  |  |  | FALSE | FALSE | FALSE | [8 empty] | March, 30 2020 00:00:00 | FALSE | FALSE | FALSE | [6 empty] | AC | 120 | 277 | 120 |  |  |  |  | FALSE
PP6VC0OA | XIAMEN PVTECH CO., LTD. | PVTECH | PV-4FT-12WAB3L(5000K) | Linear Replacement Lamp | T8 Four-Foot | Dual Mode Internal Driver (UL Type A and Type B) |  | standard | FALSE | [10 empty] | August, 21 2019 00:00:00 | Not Dimmable | Not Dimmable | No |  | UUUBXW | [25 empty] | 5 | 1800 | 128.57 | 14 | 20 | 0.9 | 5000 | 83 |  |  |  | FALSE | FALSE | FALSE | [8 empty] | March, 30 2020 00:00:00 | FALSE | FALSE | FALSE | [6 empty] | AC | 120 | 277 | [5 empty] | FALSE
PKR96RUS | XIAMEN PVTECH CO., LTD. | PVTECH | PV-4FT-18WAB[2,3]GC(4500K) | Linear Replacement Lamp | T8 Four-Foot | Dual Mode Internal Driver (UL Type A and Type B) |  | standard | FALSE | [10 empty] | August, 21 2019 00:00:00 | Not Dimmable | Not Dimmable | No |  | YYYDRF | [25 empty] | 5 | 2438 | 122.451 | 19.91 | 20 | 0.9 | 4500 | 83 |  |  |  | FALSE | FALSE | FALSE | [8 empty] | March, 30 2020 00:00:00 | FALSE | FALSE | FALSE | [6 empty] | AC | 120 | 277 | [5 empty] | FALSE
P9L273O7 | XIAMEN PVTECH CO., LTD. | PVTECH | PV-4FT-18WAB[2,3]GC(3500K) | Linear Replacement Lamp | T8 Four-Foot | Dual Mode Internal Driver (UL Type A and Type B) |  | standard | FALSE | [10 empty] | August, 21 2019 00:00:00 | Not Dimmable | Not Dimmable | No |  | YYYDRF | [25 empty] | 5 | 2415 | 121.296 | 19.91 | 20 | 0.9 | 3500 | 83 |  |  |  | FALSE | FALSE | FALSE | [8 empty] | March, 30 2020 00:00:00 | FALSE | FALSE | FALSE | [6 empty] | AC | 120 | 277 | [5 empty] | FALSE
PLJJTFT0EKJ3 | IRTRONIX INC DBA EURI LIGHTING | Euri Lighting | ET8-2130-17 | Linear Replacement Lamp | T8 Four-Foot | Replacement Lamps (plug and play) (UL Type A) |  | standard | TRUE |  | 2292 | 132.1 | 17.35 | 10.78 | 0.9657 | 3015 | 82.7 | 5 | 50000 | August, 20 2019 00:00:00 | Not Dimmable | Not Dimmable | No |  | YYYDQK | [15 empty] | 82 |  | 1.26 | 1.34 | [6 empty] | 5 | 2200 | 129 | 17 | 20 | 0.9 | 3000 | 82 |  |  |  | FALSE | FALSE | FALSE | [8 empty] | March, 30 2020 00:00:00 | FALSE | FALSE | FALSE | [6 empty] | AC |  | 277 | 277 |  |  |  |  | FALSE
PLWE3YIF5PIB | IRTRONIX INC DBA EURI LIGHTING | Euri Lighting | ET8-2150-17 | Linear Replacement Lamp | T8 Four-Foot | Replacement Lamps (plug and play) (UL Type A) |  | standard | FALSE | [10 empty] | August, 20 2019 00:00:00 | Not Dimmable | Not Dimmable | No |  | YYYDQK | [25 empty] | 5 | 2200 | 129 | 17 | 20 | 0.9 | 5000 | 82 |  |  |  | FALSE | FALSE | FALSE | [8 empty] | March, 30 2020 00:00:00 | FALSE | FALSE | FALSE | [6 empty] | AC |  | 277 | [5 empty] | FALSE
P2KUFF0U | Parth I Inc, dba midwest circuits | MCLED | MCW-T8-4F-18WB-50F | Linear Replacement Lamp | T8 Four-Foot | Dual Mode Internal Driver (UL Type A and Type B) |  | standard | FALSE | [10 empty] | August, 20 2019 00:00:00 | Not Dimmable | Not Dimmable | No |  | PPPTBW | [25 empty] | 5 | 2340 | 130 | 18 | 20 | 0.9 | 5000 | 83 |  |  |  | FALSE | FALSE | FALSE | [8 empty] | March, 30 2020 00:00:00 | FALSE | FALSE | FALSE | [6 empty] | AC | 100 | 277 | [5 empty] | FALSE
PLQ354N9WDOW | US Green Lighting, Inc. | US Green Lighting | L/T84F/12/XU/830/JSA1 | Linear Replacement Lamp | T8 Four-Foot | Replacement Lamps (plug and play) (UL Type A) |  | standard | TRUE |  | 1767 | 121.2 | 14.59 | 13.4 | 0.9578 | 3063 | 82.2 | 5 | 50000 | August, 20 2019 00:00:00 | Not Dimmable | Not Dimmable | No |  | IIINIM | [15 empty] | 81.5 |  | 1.26 | 1.28 | [6 empty] | 5 | 1700 | 113.3 | 15 | 20 | 0.9 | 3000 | 82 |  |  |  | FALSE | FALSE | FALSE | [8 empty] | March, 30 2020 00:00:00 | FALSE | FALSE | FALSE | [6 empty] | AC | 120 | 277 | [5 empty] | FALSE
PLDMDWCFK3T6 | US Green Lighting, Inc. | US Green Lighting | L/T84F/12/XU/850/JSA1 | Linear Replacement Lamp | T8 Four-Foot | Replacement Lamps (plug and play) (UL Type A) |  | standard | FALSE | [10 empty] | August, 20 2019 00:00:00 | Not Dimmable | Not Dimmable | No |  | IIINIM | [25 empty] | 5 | 1800 | 120 | 15 | 20 | 0.9 | 5000 | 82 |  |  |  | FALSE | FALSE | FALSE | [8 empty] | March, 30 2020 00:00:00 | FALSE | FALSE | FALSE | [6 empty] | AC | 120 | 277 | [5 empty] | FALSE
PXDP454F | Parth I Inc, dba midwest circuits | MCLED | MCW-T8-4F-18WB-35F | Linear Replacement Lamp | T8 Four-Foot | Dual Mode Internal Driver (UL Type A and Type B) |  | standard | FALSE | [10 empty] | August, 20 2019 00:00:00 | Not Dimmable | Not Dimmable | No |  | PPPTBW | [25 empty] | 5 | 2340 | 130 | 18 | 20 | 0.9 | 3500 | 83 |  |  |  | FALSE | FALSE | FALSE | [8 empty] | March, 30 2020 00:00:00 | FALSE | FALSE | FALSE | [6 empty] | AC | 100 | 277 | [5 empty] | FALSE
PIEREAOY | Parth I Inc, dba midwest circuits | MCLED | MCW-T8-4F-18WB-45F | Linear Replacement Lamp | T8 Four-Foot | Dual Mode Internal Driver (UL Type A and Type B) |  | standard | FALSE | [10 empty] | August, 20 2019 00:00:00 | Not Dimmable | Not Dimmable | No |  | PPPTBW | [25 empty] | 5 | 2340 | 130 | 18 | 20 | 0.9 | 4500 | 83 |  |  |  | FALSE | FALSE | FALSE | [8 empty] | March, 30 2020 00:00:00 | FALSE | FALSE | FALSE | [6 empty] | AC | 100 | 277 | [5 empty] | FALSE
PIY7SFMB | Parth I Inc, dba midwest circuits | MCLED | MCW-T8-4F-18WB-30F | Linear Replacement Lamp | T8 Four-Foot | Dual Mode Internal Driver (UL Type A and Type B) |  | standard | TRUE |  | 2650 | 130.67 | 20.28 | 7.56 | 0.9769 | 2906 | 81.3 | 5 | 50000 | August, 20 2019 00:00:00 | Not Dimmable | Not Dimmable | No |  | PPPTBW | [15 empty] | 87.6 |  | 1.16 | 1.34 | [6 empty] | 5 | 2340 | 130 | 18 | 20 | 0.9 | 3000 | 83 |  |  |  | FALSE | FALSE | FALSE | [8 empty] | March, 30 2020 00:00:00 | FALSE | FALSE | FALSE | [6 empty] | AC | 100 | 277 | 120 |  |  |  |  | FALSE
PLMZT8HHBCUO | IRTRONIX INC DBA EURI LIGHTING | Euri Lighting | ET8-2140-17 | Linear Replacement Lamp | T8 Four-Foot | Replacement Lamps (plug and play) (UL Type A) |  | standard | FALSE | [10 empty] | August, 20 2019 00:00:00 | Not Dimmable | Not Dimmable | No |  | YYYDQK | [25 empty] | 5 | 2200 | 129 | 17 | 20 | 0.9 | 4000 | 82 |  |  |  | FALSE | FALSE | FALSE | [8 empty] | March, 30 2020 00:00:00 | FALSE | FALSE | FALSE | [6 empty] | AC |  | 277 | [5 empty] | FALSE
PURM9H54 | Parth I Inc, dba midwest circuits | MCLED | MCW-T8-4F-18WB-40F | Linear Replacement Lamp | T8 Four-Foot | Dual Mode Internal Driver (UL Type A and Type B) |  | standard | FALSE | [10 empty] | August, 20 2019 00:00:00 | Not Dimmable | Not Dimmable | No |  | PPPTBW | [25 empty] | 5 | 2340 | 130 | 18 | 20 | 0.9 | 4000 | 83 |  |  |  | FALSE | FALSE | FALSE | [8 empty] | March, 30 2020 00:00:00 | FALSE | FALSE | FALSE | [6 empty] | AC | 100 | 277 | [5 empty] | FALSE
PLZ690N4JE9A | US Green Lighting, Inc. | US Green Lighting | L/T84F/12/XU/835/JSA1 | Linear Replacement Lamp | T8 Four-Foot | Replacement Lamps (plug and play) (UL Type A) |  | standard | FALSE | [10 empty] | August, 20 2019 00:00:00 | Not Dimmable | Not Dimmable | No |  | IIINIM | [25 empty] | 4.4 | 1700 | 113.3 | 15 | 20 | 0.9 | 3500 | 82 |  |  |  | FALSE | FALSE | FALSE | [8 empty] | August, 20 2019 00:00:00 | FALSE | FALSE | FALSE | [6 empty] | AC | 120 | 277 | [5 empty] | FALSE
PLME0LX3BGWK | US Green Lighting, Inc. | US Green Lighting | L/T84F/12/XU/840/JSA1 | Linear Replacement Lamp | T8 Four-Foot | Replacement Lamps (plug and play) (UL Type A) |  | standard | FALSE | [10 empty] | August, 20 2019 00:00:00 | Not Dimmable | Not Dimmable | No |  | IIINIM | [25 empty] | 5 | 1800 | 120 | 15 | 20 | 0.9 | 4000 | 82 |  |  |  | FALSE | FALSE | FALSE | [8 empty] | March, 30 2020 00:00:00 | FALSE | FALSE | FALSE | [6 empty] | AC | 120 | 277 | [5 empty] | FALSE
PLZWDLPTMLNJ | US Green Lighting, Inc. | US Green Lighting | L/T84F/12/XU/845/JSA1 | Linear Replacement Lamp | T8 Four-Foot | Replacement Lamps (plug and play) (UL Type A) |  | standard | FALSE | [10 empty] | August, 20 2019 00:00:00 | Not Dimmable | Not Dimmable | No |  | IIINIM | [25 empty] | 5 | 1800 | 120 | 15 | 20 | 0.9 | 4500 | 82 |  |  |  | FALSE | FALSE | FALSE | [8 empty] | March, 30 2020 00:00:00 | FALSE | FALSE | FALSE | [6 empty] | AC | 120 | 277 | [5 empty] | FALSE
P99ZICQZ | Euri Lighting | Euri Lighting | ET8-4140H-12 | Linear Replacement Lamp | T8 Four-Foot | Dual Mode Internal Driver (UL Type A and Type B) |  | standard | FALSE | [10 empty] | August, 15 2019 00:00:00 | Not Dimmable | Not Dimmable | FALSE |  | CCCGYP | [25 empty] | 5 | 1800 | 138.462 | 13 | 20 | 0.9 | 4000 | 83 |  |  |  | FALSE | FALSE | FALSE | [8 empty] | March, 30 2020 00:00:00 | FALSE | FALSE | FALSE | [6 empty] | AC | 120 | 277 | [5 empty] | FALSE
P0EUEIVU | Euri Lighting | Euri Lighting | ET8-4150H-12 | Linear Replacement Lamp | T8 Four-Foot | Dual Mode Internal Driver (UL Type A and Type B) |  | standard | FALSE | [10 empty] | August, 15 2019 00:00:00 | Not Dimmable | Not Dimmable | FALSE |  | CCCGYP | [25 empty] | 5 | 1800 | 138.462 | 13 | 20 | 0.9 | 5000 | 83 |  |  |  | FALSE | FALSE | FALSE | [8 empty] | March, 30 2020 00:00:00 | FALSE | FALSE | FALSE | [6 empty] | AC | 120 | 277 | [5 empty] | FALSE
PMZ31C0Z | Euri Lighting | Euri Lighting | ET8-4150H-18 | Linear Replacement Lamp | T8 Four-Foot | Dual Mode Internal Driver (UL Type A and Type B) |  | standard | FALSE | [10 empty] | August, 15 2019 00:00:00 | Not Dimmable | Not Dimmable | No | Updated on 2/14/2020 | CCCGYM | [25 empty] | 5 | 2400 | 122.951 | 19.52 | 8.62 | 0.9 | 5000 | 83 |  |  |  | FALSE | FALSE | FALSE | [8 empty] | March, 30 2020 00:00:00 | FALSE | FALSE | FALSE | [6 empty] | AC | 120 | 277 | [5 empty] | FALSE
PL68LZKMER0X | LEDVANCE, LLC (formerly OSRAM SYLVANIA, INC) | Sylvania | LED12T8/L48/FG/835/AB | Linear Replacement Lamp | T8 Four-Foot | Dual Mode Internal Driver (UL Type A and Type B) |  | standard | FALSE | [10 empty] | August, 15 2019 00:00:00 | Not Dimmable | Not Dimmable | No |  | IIINIK | [25 empty] | 5 | 1741 | 125.61 | 13.86 | 9.94 | 0.9227 | 3500 | 82.1 |  |  |  | FALSE | FALSE | FALSE | [8 empty] | March, 30 2020 00:00:00 | FALSE | FALSE | FALSE | [6 empty] | AC | 120 | 277 | [5 empty] | FALSE
PLUTNH69PWVZ | LEDVANCE, LLC (formerly OSRAM SYLVANIA, INC) | Sylvania | LED12T8/L48/FG/850/AB | Linear Replacement Lamp | T8 Four-Foot | Dual Mode Internal Driver (UL Type A and Type B) |  | standard | FALSE | [10 empty] | August, 15 2019 00:00:00 | Not Dimmable | Not Dimmable | No |  | IIINIK | [25 empty] | 5 | 1805 | 129.95 | 13.89 | 8.76 | 0.9513 | 5000 | 82.1 |  |  |  | FALSE | FALSE | FALSE | [8 empty] | March, 30 2020 00:00:00 | FALSE | FALSE | FALSE | [6 empty] | AC | 120 | 277 | [5 empty] | FALSE
PLKO31GU53V6 | LEDVANCE, LLC (formerly OSRAM SYLVANIA, INC) | Sylvania | LED12T8/L48/FG/841/AB | Linear Replacement Lamp | T8 Four-Foot | Dual Mode Internal Driver (UL Type A and Type B) |  | standard | FALSE | [10 empty] | August, 15 2019 00:00:00 | Not Dimmable | Not Dimmable | No |  | IIINIK | [25 empty] | 5 | 1763 | 127.2 | 13.86 | 9.94 | 0.9227 | 4000 | 82.1 |  |  |  | FALSE | FALSE | FALSE | [8 empty] | March, 30 2020 00:00:00 | FALSE | FALSE | FALSE | [6 empty] | AC | 120 | 277 | [5 empty] | FALSE
PS15ELWF | Euri Lighting | Euri Lighting | ET8-4130H-18 | Linear Replacement Lamp | T8 Four-Foot | Dual Mode Internal Driver (UL Type A and Type B) |  | standard | TRUE |  | 2392.3 | 121 | 19.78 | 8.62 | 0.9748 | 2956 | 83.3 | 5 | 50000 | August, 15 2019 00:00:00 | Not Dimmable | Not Dimmable | No | Updated on 2/14/2020 | CCCGYM | [15 empty] | 81.2 |  | 1.26 | 1.32 | [6 empty] | 5 | 2334 | 117.998 | 19.78 | 8.62 | 0.9 | 3000 | 83 |  |  |  | FALSE | FALSE | FALSE | [8 empty] | March, 30 2020 00:00:00 | FALSE | FALSE | FALSE | [6 empty] | AC | 120 | 277 | 120 |  |  |  |  | FALSE
P336TIHL | Euri Lighting | Euri Lighting | ET8-4130H-12 | Linear Replacement Lamp | T8 Four-Foot | Dual Mode Internal Driver (UL Type A and Type B) |  | standard | TRUE |  | 1719 | 129.9 | 13.23 | 22.24 | 0.9168 | 2950 | 81.9 | 5 | 50000 | August, 15 2019 00:00:00 | Not Dimmable | Not Dimmable | FALSE |  | CCCGYP | [15 empty] | 81.3 |  | 1.26 | 1.28 | [6 empty] | 5 | 1700 | 130.769 | 13 | 20 | 0.9 | 3000 | 83 |  |  |  | FALSE | FALSE | FALSE | [8 empty] | March, 30 2020 00:00:00 | FALSE | FALSE | FALSE | [6 empty] | AC | 120 | 277 | 277 |  |  |  |  | FALSE
PLXKOIBK0AZM | LEDVANCE, LLC (formerly OSRAM SYLVANIA, INC) | Sylvania | LED12T8/L48/FG/830/AB | Linear Replacement Lamp | T8 Four-Foot | Dual Mode Internal Driver (UL Type A and Type B) |  | standard | TRUE |  | 1725 | 122.86 | 14.04 | 9.94 | 0.9227 | 2994 | 82.1 | 5 | 50000 | August, 15 2019 00:00:00 | Not Dimmable | Not Dimmable | No |  | IIINIK | [15 empty] | 84.7 |  | 1.24 | 1.32 | [6 empty] | 5 | 1720 | 124.37 | 13.83 | 9.94 | 0.9227 | 3000 | 82.1 |  |  |  | FALSE | FALSE | FALSE | [8 empty] | March, 30 2020 00:00:00 | FALSE | FALSE | FALSE | [6 empty] | AC | 120 | 277 | 277 |  |  |  |  | FALSE
PREHLGBG | Euri Lighting | Euri Lighting | ET8-4140H-18 | Linear Replacement Lamp | T8 Four-Foot | Dual Mode Internal Driver (UL Type A and Type B) |  | standard | FALSE | [10 empty] | August, 15 2019 00:00:00 | Not Dimmable | Not Dimmable | No | Updated on 2/14/2020 | CCCGYM | [25 empty] | 5 | 2367 | 120.458 | 19.65 | 8.62 | 0.9 | 4000 | 83 |  |  |  | FALSE | FALSE | FALSE | [8 empty] | March, 30 2020 00:00:00 | FALSE | FALSE | FALSE | [6 empty] | AC | 120 | 277 | [5 empty] | FALSE
PL1OQ6XQ8C5Q | RAB Lighting | RAB | T20012 | Linear Replacement Lamp | T8 Four-Foot | Replacement Lamps (plug and play) (UL Type A) |  | standard | FALSE | [10 empty] | August, 14 2019 00:00:00 | Not Dimmable | Not Dimmable | No |  | VVVYNV | [25 empty] | 5 | 1800 | 128.6 | 14 | 20 | 0.9 | 5000 | 82 |  |  |  | FALSE | FALSE | FALSE | [8 empty] | March, 30 2020 00:00:00 | FALSE | FALSE | FALSE | [6 empty] | AC | [7 empty] | FALSE
PL9VNDVKY83X | RAB Lighting | RAB | T20009 | Linear Replacement Lamp | T8 Four-Foot | Replacement Lamps (plug and play) (UL Type A) |  | standard | TRUE |  | 1802 | 124.8 | 14.4 | 14.44 | 0.9561 | 3045 | 81.6 | 5 | 50000 | August, 14 2019 00:00:00 | Not Dimmable | Not Dimmable | No |  | VVVYNV | [15 empty] | 81.4 |  | 1.26 | 1.3 | [6 empty] | 5 | 1800 | 128.6 | 14 | 20 | 0.9 | 3000 | 82 |  |  |  | FALSE | FALSE | FALSE | [8 empty] | March, 30 2020 00:00:00 | FALSE | FALSE | FALSE | [6 empty] | AC |  |  | 277 |  |  |  |  | FALSE
PL1SMYYP9FQ2 | RAB Lighting | RAB | T20008 | Linear Replacement Lamp | T8 Four-Foot | Replacement Lamps (plug and play) (UL Type A) |  | standard | FALSE | [10 empty] | August, 14 2019 00:00:00 | Not Dimmable | Not Dimmable | No |  | VVVYNU | [25 empty] | 5 | 2200 | 129.4 | 17 | 20 | 0.9 | 5000 | 82 |  |  |  | FALSE | FALSE | FALSE | [8 empty] | March, 30 2020 00:00:00 | FALSE | FALSE | FALSE | [6 empty] | AC | [7 empty] | FALSE
PLVIODDRNX2Y | RAB Lighting | RAB | T20005 | Linear Replacement Lamp | T8 Four-Foot | Replacement Lamps (plug and play) (UL Type A) |  | standard | TRUE |  | 2124 | 124.3 | 17.09 | 11.21 | 0.9671 | 3020 | 81.4 | 5 | 50000 | August, 14 2019 00:00:00 | Not Dimmable | Not Dimmable | No |  | VVVYNU | [15 empty] | 81.4 |  | 1.24 | 1.3 | [6 empty] | 5 | 2200 | 129.4 | 17 | 20 | 0.9 | 3000 | 82 |  |  |  | FALSE | FALSE | FALSE | [8 empty] | March, 30 2020 00:00:00 | FALSE | FALSE | FALSE | [6 empty] | AC |  |  | 277 |  |  |  |  | FALSE
PLMNZW375HOM | RAB Lighting | RAB | T20006 | Linear Replacement Lamp | T8 Four-Foot | Replacement Lamps (plug and play) (UL Type A) |  | standard | FALSE | [10 empty] | August, 14 2019 00:00:00 | Not Dimmable | Not Dimmable | No |  | VVVYNU | [25 empty] | 5 | 2200 | 129.4 | 17 | 20 | 0.9 | 3500 | 82 |  |  |  | FALSE | FALSE | FALSE | [8 empty] | March, 30 2020 00:00:00 | FALSE | FALSE | FALSE | [6 empty] | AC | [7 empty] | FALSE
PLUHU44PJWDH | RAB Lighting | RAB | T20010 | Linear Replacement Lamp | T8 Four-Foot | Replacement Lamps (plug and play) (UL Type A) |  | standard | FALSE | [10 empty] | August, 14 2019 00:00:00 | Not Dimmable | Not Dimmable | No |  | VVVYNV | [25 empty] | 5 | 1800 | 128.6 | 14 | 20 | 0.9 | 3500 | 82 |  |  |  | FALSE | FALSE | FALSE | [8 empty] | March, 30 2020 00:00:00 | FALSE | FALSE | FALSE | [6 empty] | AC | [7 empty] | FALSE
PLYVB3AJ88TR | RAB Lighting | RAB | T20007 | Linear Replacement Lamp | T8 Four-Foot | Replacement Lamps (plug and play) (UL Type A) |  | standard | FALSE | [10 empty] | August, 14 2019 00:00:00 | Not Dimmable | Not Dimmable | No |  | VVVYNU | [25 empty] | 5 | 2200 | 129.4 | 17 | 20 | 0.9 | 4000 | 82 |  |  |  | FALSE | FALSE | FALSE | [8 empty] | March, 30 2020 00:00:00 | FALSE | FALSE | FALSE | [6 empty] | AC | [7 empty] | FALSE
PLHJW3Z67NUO | RAB Lighting | RAB | T20011 | Linear Replacement Lamp | T8 Four-Foot | Replacement Lamps (plug and play) (UL Type A) |  | standard | FALSE | [10 empty] | August, 14 2019 00:00:00 | Not Dimmable | Not Dimmable | No |  | VVVYNV | [25 empty] | 5 | 1800 | 128.6 | 14 | 20 | 0.9 | 4000 | 82 |  |  |  | FALSE | FALSE | FALSE | [8 empty] | March, 30 2020 00:00:00 | FALSE | FALSE | FALSE | [6 empty] | AC | [7 empty] | FALSE
PD7BQUTN | Longhorn Intelligent Tech Co., Ltd | Longhorn | NT8A-ER12W-4GU02I | Linear Replacement Lamp | T8 Four-Foot | Replacement Lamps (plug and play) (UL Type A) |  | standard | FALSE | [10 empty] | August, 13 2019 00:00:00 | Not Dimmable | Not Dimmable | No |  | XXXDLD | [25 empty] | 5 | 1825 | 130.82 | 13.95 | 9.54 | 0.9593 | 3500 | 81.4 |  |  |  | FALSE | FALSE | FALSE | [8 empty] | March, 30 2020 00:00:00 | FALSE | FALSE | FALSE | [6 empty] | AC | [7 empty] | FALSE
P80R5ZV8 | Longhorn Intelligent Tech Co., Ltd | Longhorn | NT8A-ER12W-4GR02I | Linear Replacement Lamp | T8 Four-Foot | Replacement Lamps (plug and play) (UL Type A) |  | standard | FALSE | [10 empty] | August, 13 2019 00:00:00 | Not Dimmable | Not Dimmable | No |  | XXXDLD | [25 empty] | 5 | 1943 | 139.58 | 13.92 | 10.41 | 0.9536 | 5000 | 82.9 |  |  |  | FALSE | FALSE | FALSE | [8 empty] | March, 30 2020 00:00:00 | FALSE | FALSE | FALSE | [6 empty] | AC | [7 empty] | FALSE
PY7KHKXI | Longhorn Intelligent Tech Co., Ltd | Longhorn | NT8A-ER12W-4GN02I | Linear Replacement Lamp | T8 Four-Foot | Replacement Lamps (plug and play) (UL Type A) |  | standard | FALSE | [10 empty] | August, 13 2019 00:00:00 | Not Dimmable | Not Dimmable | No |  | XXXDLD | [25 empty] | 5 | 1864 | 133.62 | 13.95 | 9.54 | 0.9593 | 4000 | 81.4 |  |  |  | FALSE | FALSE | FALSE | [8 empty] | March, 30 2020 00:00:00 | FALSE | FALSE | FALSE | [6 empty] | AC | [7 empty] | FALSE
PLCZR75J | Longhorn Intelligent Tech Co., Ltd | Longhorn | NT8A-ER12W-4GV02I | Linear Replacement Lamp | T8 Four-Foot | Replacement Lamps (plug and play) (UL Type A) |  | standard | TRUE |  | 1792 | 127.27 | 14.08 | 9.54 | 0.9593 | 3048 | 81.4 | 5 | 50000 | August, 13 2019 00:00:00 | Not Dimmable | Not Dimmable | No |  | XXXDLD | [15 empty] | 84.5 |  | 1.24 | 1.24 | [6 empty] | 5 | 1785 | 127.68 | 13.98 | 9.54 | 0.9593 | 3000 | 81.4 |  |  |  | FALSE | FALSE | FALSE | [8 empty] | March, 30 2020 00:00:00 | FALSE | FALSE | FALSE | [6 empty] | AC |  |  | 120 |  |  |  |  | FALSE
PTB81YWO | GE Current, a Daintree company | GE Lighting | LED11ET8/G/4/835 | Linear Replacement Lamp | T8 Four-Foot | Replacement Lamps (plug and play) (UL Type A) |  | standard | TRUE |  | 1745 | 125.4 | 13.915 | 10 | 0.946 | 3465 | 82.5 | 5 | 50000 | August, 08 2019 00:00:00 | Dimmable | Continuous Below 10 | No |  | PPPTBL | [15 empty] | 83.6 |  | 1.22 | 1.36 | [6 empty] | 4.4 | 1600 | 114.3 | 14 | 20 | 0.9 | 3500 | 80 |  |  |  | FALSE | FALSE | FALSE | [8 empty] | August, 08 2019 00:00:00 | FALSE | FALSE | FALSE | [6 empty] | AC |  |  | 277 |  | 1600 | 14 |  | FALSE
PZ9A65MO | GE Current, a Daintree company | GE Lighting | LED11ET8/G/4/850 | Linear Replacement Lamp | T8 Four-Foot | Replacement Lamps (plug and play) (UL Type A) |  | standard | TRUE |  | 1718.1 | 124.36 | 13.815 | 10.94 | 0.945 | 5054 | 84.3 | 5 | 50000 | August, 08 2019 00:00:00 | Dimmable | Continuous Below 10 | No |  | PPPTBL | [15 empty] | 83.6 |  | 1.22 | 1.36 | [6 empty] | 5 | 1700 | 121.4 | 14 | 20 | 0.9 | 5000 | 80 |  |  |  | FALSE | FALSE | FALSE | [8 empty] | March, 30 2020 00:00:00 | FALSE | FALSE | FALSE | [6 empty] | AC |  |  | 277 |  | 1700 | 14 |  | FALSE
PTIWPW1J | GE Current, a Daintree company | GE Lighting | LED11ET8/G/4/840 | Linear Replacement Lamp | T8 Four-Foot | Replacement Lamps (plug and play) (UL Type A) |  | standard | FALSE | [10 empty] | August, 08 2019 00:00:00 | Dimmable | Continuous Below 10 | No |  | PPPTBL | [25 empty] | 5 | 1650 | 117.9 | 14 | 20 | 0.9 | 4000 | 80 |  |  |  | FALSE | FALSE | FALSE | [8 empty] | March, 30 2020 00:00:00 | FALSE | FALSE | FALSE | [6 empty] | AC |  |  |  |  | 1650 | 14 |  | FALSE
PSUAP061 | Longhorn Intelligent Tech Co., Ltd | Longhorn | NT8A-ER13W-4GU02 | Linear Replacement Lamp | T8 Four-Foot | Replacement Lamps (plug and play) (UL Type A) |  | standard | FALSE | [10 empty] | August, 06 2019 00:00:00 | Not Dimmable | Not Dimmable | No |  | HHHDKB | [25 empty] | 5 | 2023 | 124.11 | 16.3 | 8.42 | 0.8848 | 3500 | 81.3 |  |  |  | FALSE | FALSE | FALSE | [8 empty] | March, 30 2020 00:00:00 | FALSE | FALSE | FALSE | [6 empty] | AC | [7 empty] | FALSE
PBNNDKHN | Longhorn Intelligent Tech Co., Ltd | Longhorn | NT8A-ER13W-4GR02 | Linear Replacement Lamp | T8 Four-Foot | Replacement Lamps (plug and play) (UL Type A) |  | standard | FALSE | [10 empty] | August, 06 2019 00:00:00 | Not Dimmable | Not Dimmable | No |  | HHHDKB | [25 empty] | 5 | 2101 | 128.11 | 16.4 | 8.54 | 0.8847 | 5000 | 82.8 |  |  |  | FALSE | FALSE | FALSE | [8 empty] | March, 30 2020 00:00:00 | FALSE | FALSE | FALSE | [6 empty] | AC | [7 empty] | FALSE
PNSNRMPO | Longhorn Intelligent Tech Co., Ltd | Longhorn | NT8A-ER13W-4GN02 | Linear Replacement Lamp | T8 Four-Foot | Replacement Lamps (plug and play) (UL Type A) |  | standard | FALSE | [10 empty] | August, 06 2019 00:00:00 | Not Dimmable | Not Dimmable | No |  | HHHDKB | [25 empty] | 5 | 2049 | 125.71 | 16.3 | 8.42 | 0.8848 | 4000 | 81.3 |  |  |  | FALSE | FALSE | FALSE | [8 empty] | March, 30 2020 00:00:00 | FALSE | FALSE | FALSE | [6 empty] | AC | [7 empty] | FALSE
PJMGQLAZ | Longhorn Intelligent Tech Co., Ltd | Longhorn | NT8A-ER13W-4GV02 | Linear Replacement Lamp | T8 Four-Foot | Replacement Lamps (plug and play) (UL Type A) |  | standard | TRUE |  | 1997 | 123.27 | 16.2 | 8.42 | 0.8848 | 3045 | 81.3 | 5 | 50000 | August, 06 2019 00:00:00 | Not Dimmable | Not Dimmable | No |  | HHHDKB | [15 empty] | 84.6 |  | 1.24 | 1.32 | [6 empty] | 5 | 1997 | 123.27 | 16.2 | 8.42 | 0.8848 | 3000 | 81.3 |  |  |  | FALSE | FALSE | FALSE | [8 empty] | March, 30 2020 00:00:00 | FALSE | FALSE | FALSE | [6 empty] | AC |  |  | 120 |  |  |  |  | FALSE
PDGABT7O | XIAMEN PVTECH CO., LTD. | PVTECH | PV-4FT-15WAB[2,3]L(4000K) | Linear Replacement Lamp | T8 Four-Foot | Dual Mode Internal Driver (UL Type A and Type B) |  | standard | FALSE | [10 empty] | August, 05 2019 00:00:00 | Not Dimmable | Not Dimmable | No |  | RRRVLC | [25 empty] | 5 | 2318.1 | 137.491 | 16.86 | 20 | 0.9 | 4000 | 83 |  |  |  | FALSE | FALSE | FALSE | [8 empty] | March, 30 2020 00:00:00 | FALSE | FALSE | FALSE | [6 empty] | AC | 120 | 277 | [5 empty] | FALSE
PBROD2GJ | XIAMEN PVTECH CO., LTD. | PVTECH | PV-4FT-15WAB[2,3]L(3000K) | Linear Replacement Lamp | T8 Four-Foot | Dual Mode Internal Driver (UL Type A and Type B) |  | standard | TRUE |  | 2272.3 | 135.1 | 16.82 | 11.35 | 0.9666 | 2915 | 80.9 | 5 | 50000 | August, 05 2019 00:00:00 | Not Dimmable | Not Dimmable | No |  | RRRVLC | [15 empty] | 81.7 |  | 1.24 | 1.28 | [6 empty] | 5 | 2272.3 | 135.498 | 16.77 | 20 | 0.9 | 3000 | 83 |  |  |  | FALSE | FALSE | FALSE | [8 empty] | March, 30 2020 00:00:00 | FALSE | FALSE | FALSE | [6 empty] | AC | 120 | 277 | 120 |  |  |  |  | FALSE
PDQTP23L | XIAMEN PVTECH CO., LTD. | PVTECH | PV-4FT-15WAB[2,3]L(5000K) | Linear Replacement Lamp | T8 Four-Foot | Dual Mode Internal Driver (UL Type A and Type B) |  | standard | FALSE | [10 empty] | August, 05 2019 00:00:00 | Not Dimmable | Not Dimmable | No |  | RRRVLC | [25 empty] | 5 | 2363.9 | 139.463 | 16.95 | 20 | 0.9 | 5000 | 83 |  |  |  | FALSE | FALSE | FALSE | [8 empty] | March, 30 2020 00:00:00 | FALSE | FALSE | FALSE | [6 empty] | AC | 120 | 277 | [5 empty] | FALSE
PSKGT6AE | XIAMEN PVTECH CO., LTD. | PVTECH | PV-4FT-15WAB[2,3]L(4100K) | Linear Replacement Lamp | T8 Four-Foot | Dual Mode Internal Driver (UL Type A and Type B) |  | standard | FALSE | [10 empty] | August, 05 2019 00:00:00 | Not Dimmable | Not Dimmable | No |  | RRRVLC | [25 empty] | 5 | 2318.1 | 137.491 | 16.86 | 20 | 0.9 | 4100 | 83 |  |  |  | FALSE | FALSE | FALSE | [8 empty] | March, 30 2020 00:00:00 | FALSE | FALSE | FALSE | [6 empty] | AC | 120 | 277 | [5 empty] | FALSE
PA3586LY | XIAMEN PVTECH CO., LTD. | PVTECH | PV-4FT-15WAB[2,3]L(4500K) | Linear Replacement Lamp | T8 Four-Foot | Dual Mode Internal Driver (UL Type A and Type B) |  | standard | FALSE | [10 empty] | August, 05 2019 00:00:00 | Not Dimmable | Not Dimmable | No |  | RRRVLC | [25 empty] | 5 | 2341 | 138.849 | 16.86 | 20 | 0.9 | 4500 | 83 |  |  |  | FALSE | FALSE | FALSE | [8 empty] | March, 30 2020 00:00:00 | FALSE | FALSE | FALSE | [6 empty] | AC | 120 | 277 | [5 empty] | FALSE
PL6357K2 | XIAMEN PVTECH CO., LTD. | PVTECH | PV-4FT-15WAB[2,3]L(3500K) | Linear Replacement Lamp | T8 Four-Foot | Dual Mode Internal Driver (UL Type A and Type B) |  | standard | FALSE | [10 empty] | August, 05 2019 00:00:00 | Not Dimmable | Not Dimmable | No |  | RRRVLC | [25 empty] | 5 | 2295.2 | 136.133 | 16.86 | 20 | 0.9 | 3500 | 83 |  |  |  | FALSE | FALSE | FALSE | [8 empty] | March, 30 2020 00:00:00 | FALSE | FALSE | FALSE | [6 empty] | AC | 120 | 277 | [5 empty] | FALSE
PX9AJAMY | MaxLite Inc. | MaxLite | L14T8DF430-GA2 | Linear Replacement Lamp | T8 Four-Foot | Replacement Lamps (plug and play) (UL Type A) |  | standard | TRUE |  | 2292 | 132.1 | 17.35 | 10.78 | 0.9657 | 3015 | 82.7 | 5 | 50000 | August, 02 2019 00:00:00 | Not Dimmable | Not Dimmable | No |  | MMMRVI | [15 empty] | 82 |  | 1.26 | 1.34 | [6 empty] | 5 | 2200 | 129 | 17 | 20 | 0.9 | 3000 | 82 |  |  |  | FALSE | FALSE | FALSE | [8 empty] | March, 30 2020 00:00:00 | FALSE | FALSE | FALSE | [6 empty] | AC |  | 277 | 277 |  |  |  |  | FALSE
PHT94GE4 | MaxLite Inc. | MaxLite | L14T8DF450-GA2 | Linear Replacement Lamp | T8 Four-Foot | Replacement Lamps (plug and play) (UL Type A) |  | standard | FALSE | [10 empty] | August, 02 2019 00:00:00 | Not Dimmable | Not Dimmable | No |  | MMMRVI | [25 empty] | 5 | 2200 | 129 | 17 | 20 | 0.9 | 5000 | 82 |  |  |  | FALSE | FALSE | FALSE | [8 empty] | March, 30 2020 00:00:00 | FALSE | FALSE | FALSE | [6 empty] | AC |  | 277 | [5 empty] | FALSE
PQRH9UD7 | MaxLite Inc. | MaxLite | L10.5T8DF435-GA | Linear Replacement Lamp | T8 Four-Foot | Replacement Lamps (plug and play) (UL Type A) |  | standard | FALSE | [10 empty] | August, 02 2019 00:00:00 | Not Dimmable | Not Dimmable | No |  | MMMRVH | [25 empty] | 5 | 1800 | 138 | 13 | 20 | 0.9 | 3500 | 82 |  |  |  | FALSE | FALSE | FALSE | [8 empty] | March, 30 2020 00:00:00 | FALSE | FALSE | FALSE | [6 empty] | AC |  | 277 | [5 empty] | FALSE
PSTAI3UN | MaxLite Inc. | MaxLite | L14T8DF435-GA2 | Linear Replacement Lamp | T8 Four-Foot | Replacement Lamps (plug and play) (UL Type A) |  | standard | FALSE | [10 empty] | August, 02 2019 00:00:00 | Not Dimmable | Not Dimmable | No |  | MMMRVI | [25 empty] | 5 | 2200 | 129 | 17 | 20 | 0.9 | 3500 | 82 |  |  |  | FALSE | FALSE | FALSE | [8 empty] | March, 30 2020 00:00:00 | FALSE | FALSE | FALSE | [6 empty] | AC |  | 277 | [5 empty] | FALSE
PWOW1ZV0 | MaxLite Inc. | MaxLite | L10.5T8DF430-GA | Linear Replacement Lamp | T8 Four-Foot | Replacement Lamps (plug and play) (UL Type A) |  | standard | TRUE |  | 1727 | 132.3 | 13.05 | 16.36 | 0.9487 | 3074 | 81.5 | 5 | 50000 | August, 02 2019 00:00:00 | Not Dimmable | Not Dimmable | No |  | MMMRVH | [15 empty] | 81.5 |  | 1.24 | 1.3 | [6 empty] | 5 | 1800 | 138 | 13 | 20 | 0.9 | 3000 | 82 |  |  |  | FALSE | FALSE | FALSE | [8 empty] | March, 30 2020 00:00:00 | FALSE | FALSE | FALSE | [6 empty] | AC |  | 277 | 277 |  |  |  |  | FALSE
PJ924ERB | MaxLite Inc. | MaxLite | L14T8DF440-GA2 | Linear Replacement Lamp | T8 Four-Foot | Replacement Lamps (plug and play) (UL Type A) |  | standard | FALSE | [10 empty] | August, 02 2019 00:00:00 | Not Dimmable | Not Dimmable | No |  | MMMRVI | [25 empty] | 5 | 2200 | 129 | 17 | 20 | 0.9 | 4000 | 82 |  |  |  | FALSE | FALSE | FALSE | [8 empty] | March, 30 2020 00:00:00 | FALSE | FALSE | FALSE | [6 empty] | AC |  | 277 | [5 empty] | FALSE
PDX38SQ6 | MaxLite Inc. | MaxLite | L10.5T8DF450-GA | Linear Replacement Lamp | T8 Four-Foot | Replacement Lamps (plug and play) (UL Type A) |  | standard | FALSE | [10 empty] | August, 02 2019 00:00:00 | Not Dimmable | Not Dimmable | No |  | MMMRVH | [25 empty] | 5 | 1800 | 138 | 13 | 20 | 0.9 | 5000 | 82 |  |  |  | FALSE | FALSE | FALSE | [8 empty] | March, 30 2020 00:00:00 | FALSE | FALSE | FALSE | [6 empty] | AC |  | 277 | [5 empty] | FALSE
PII5QWGD | MaxLite Inc. | MaxLite | L10.5T8DF440-GA | Linear Replacement Lamp | T8 Four-Foot | Replacement Lamps (plug and play) (UL Type A) |  | standard | FALSE | [10 empty] | August, 02 2019 00:00:00 | Not Dimmable | Not Dimmable | No |  | MMMRVH | [25 empty] | 5 | 1800 | 138 | 13 | 20 | 0.9 | 4000 | 82 |  |  |  | FALSE | FALSE | FALSE | [8 empty] | March, 30 2020 00:00:00 | FALSE | FALSE | FALSE | [6 empty] | AC |  | 277 | [5 empty] | FALSE
P9PTK2LB | Shenzhen Topband Co., Ltd. | TOPBAND | TPCGT8X4NLC-18WB(40SC) | Linear Replacement Lamp | T8 Four-Foot | Dual Mode Internal Driver (UL Type A and Type B) |  | standard | FALSE | [10 empty] | July, 31 2019 00:00:00 | Not Dimmable | Not Dimmable | No |  | HHHDJU | [25 empty] | 5 | 2505.7 | 122.6 | 20.4 | 7.1 | 0.976 | 4000 | 80.8 |  |  |  | FALSE | FALSE | FALSE | [8 empty] | March, 30 2020 00:00:00 | FALSE | FALSE | FALSE | [6 empty] | AC | 100 | 277 | [5 empty] | FALSE
PKJ7199J | Shenzhen Topband Co., Ltd. | TOPBAND | TPCGT8X4NLC-12WB(45SC) | Linear Replacement Lamp | T8 Four-Foot | Dual Mode Internal Driver (UL Type A and Type B) |  | standard | FALSE | [10 empty] | July, 31 2019 00:00:00 | Not Dimmable | Not Dimmable | No |  | HHHDJU | [25 empty] | 5 | 1843.8 | 123.7 | 14.9 | 11.7 | 0.961 | 4500 | 81 |  |  |  | FALSE | FALSE | FALSE | [8 empty] | March, 30 2020 00:00:00 | FALSE | FALSE | FALSE | [6 empty] | AC | 100 | 277 | [5 empty] | FALSE
PEWEKZZW | Shenzhen Topband Co., Ltd. | TOPBAND | TPCGT8X4NLC-12WB(35SC) | Linear Replacement Lamp | T8 Four-Foot | Dual Mode Internal Driver (UL Type A and Type B) |  | standard | FALSE | [10 empty] | July, 31 2019 00:00:00 | Not Dimmable | Not Dimmable | No |  | HHHDJU | [25 empty] | 5 | 1811 | 121.3 | 14.9 | 11.7 | 0.961 | 3392 | 81 |  |  |  | FALSE | FALSE | FALSE | [8 empty] | March, 30 2020 00:00:00 | FALSE | FALSE | FALSE | [6 empty] | AC | 100 | 277 | [5 empty] | FALSE
P4TJK3CY | Shenzhen Topband Co., Ltd. | TOPBAND | TPCGT8X4NLC-15WB(40SC) | Linear Replacement Lamp | T8 Four-Foot | Dual Mode Internal Driver (UL Type A and Type B) |  | standard | FALSE | [10 empty] | July, 31 2019 00:00:00 | Not Dimmable | Not Dimmable | No |  | HHHDJU | [25 empty] | 5 | 2250.4 | 123.2 | 18.2 | 8.4 | 0.971 | 4000 | 80.8 |  |  |  | FALSE | FALSE | FALSE | [8 empty] | March, 30 2020 00:00:00 | FALSE | FALSE | FALSE | [6 empty] | AC | 100 | 277 | [5 empty] | FALSE
PLAQXOVZZM9S | Huntington Lighting LLC | Huntington | HLAT8416W50N3 | Linear Replacement Lamp | T8 Four-Foot | Replacement Lamps (plug and play) (UL Type A) |  | standard | FALSE | [10 empty] | July, 31 2019 00:00:00 | Not Dimmable | Not Dimmable | No |  | CCCGYA | [25 empty] | 5 | 2383 | 126.02 | 18.91 | 8.71 | 0.9608 | 5000 | 82.6 |  |  |  | FALSE | FALSE | FALSE | [8 empty] | March, 30 2020 00:00:00 | FALSE | FALSE | FALSE | [6 empty] | AC | [7 empty] | FALSE
PLIPV15QP1YY | Huntington Lighting LLC | Huntington | HLAT8412W50N3 | Linear Replacement Lamp | T8 Four-Foot | Replacement Lamps (plug and play) (UL Type A) |  | standard | FALSE | [10 empty] | July, 31 2019 00:00:00 | Not Dimmable | Not Dimmable | No |  | CCCGXY | [25 empty] | 5 | 1833 | 128.36 | 14.28 | 10.33 | 0.9369 | 5000 | 82.5 |  |  |  | FALSE | FALSE | FALSE | [8 empty] | March, 30 2020 00:00:00 | FALSE | FALSE | FALSE | [6 empty] | AC | [7 empty] | FALSE
PLYXDTQYEX8X | Huntington Lighting LLC | Huntington | HLAT8414W50N3 | Linear Replacement Lamp | T8 Four-Foot | Replacement Lamps (plug and play) (UL Type A) |  | standard | FALSE | [10 empty] | July, 31 2019 00:00:00 | Not Dimmable | Not Dimmable | No |  | CCCGXZ | [25 empty] | 5 | 2119 | 129.84 | 16.32 | 9.41 | 0.9538 | 5000 | 82.4 |  |  |  | FALSE | FALSE | FALSE | [8 empty] | March, 30 2020 00:00:00 | FALSE | FALSE | FALSE | [6 empty] | AC | [7 empty] | FALSE
P3RNFZ7S | Shenzhen Topband Co., Ltd. | TOPBAND | TPCGT8X4NLC-15WB(50SF) | Linear Replacement Lamp | T8 Four-Foot | Dual Mode Internal Driver (UL Type A and Type B) |  | standard | FALSE | [10 empty] | July, 31 2019 00:00:00 | Not Dimmable | Not Dimmable | No |  | HHHDJU | [25 empty] | 5 | 2209.9 | 120.3 | 18.3 | 8.1 | 0.972 | 4823 | 81.8 |  |  |  | FALSE | FALSE | FALSE | [8 empty] | March, 30 2020 00:00:00 | FALSE | FALSE | FALSE | [6 empty] | AC | 100 | 277 | [5 empty] | FALSE
P5XQZFAW | Shenzhen Topband Co., Ltd. | TOPBAND | TPCGT8X4NLC-18WB(45SF) | Linear Replacement Lamp | T8 Four-Foot | Dual Mode Internal Driver (UL Type A and Type B) |  | standard | FALSE | [10 empty] | July, 31 2019 00:00:00 | Not Dimmable | Not Dimmable | No |  | HHHDJU | [25 empty] | 5 | 2382.9 | 117.7 | 20.2 | 7 | 0.976 | 4500 | 80.6 |  |  |  | FALSE | FALSE | FALSE | [8 empty] | March, 30 2020 00:00:00 | FALSE | FALSE | FALSE | [6 empty] | AC | 100 | 277 | [5 empty] | FALSE
PXI0NGGP | Shenzhen Topband Co., Ltd. | TOPBAND | TPCGT8X4NLC-12WB(45SF) | Linear Replacement Lamp | T8 Four-Foot | Dual Mode Internal Driver (UL Type A and Type B) |  | standard | FALSE | [10 empty] | July, 31 2019 00:00:00 | Not Dimmable | Not Dimmable | No |  | HHHDJU | [25 empty] | 4.4 | 1696.6 | 114.7 | 14.7 | 11.4 | 0.96 | 4500 | 80.8 |  |  |  | FALSE | FALSE | FALSE | [8 empty] | July, 31 2019 00:00:00 | FALSE | FALSE | FALSE | [6 empty] | AC | 100 | 277 | [5 empty] | FALSE
PLE8N9CEA491 | Huntington Lighting LLC | Huntington | HLAT8416W40N3 | Linear Replacement Lamp | T8 Four-Foot | Replacement Lamps (plug and play) (UL Type A) |  | standard | FALSE | [10 empty] | July, 31 2019 00:00:00 | Not Dimmable | Not Dimmable | No |  | CCCGYA | [25 empty] | 5 | 2357 | 125.11 | 18.84 | 8.9 | 0.9596 | 4000 | 82 |  |  |  | FALSE | FALSE | FALSE | [8 empty] | March, 30 2020 00:00:00 | FALSE | FALSE | FALSE | [6 empty] | AC | [7 empty] | FALSE
PL3121LJDI6J | Huntington Lighting LLC | Huntington | HLAT8414W40N3 | Linear Replacement Lamp | T8 Four-Foot | Replacement Lamps (plug and play) (UL Type A) |  | standard | FALSE | [10 empty] | July, 31 2019 00:00:00 | Not Dimmable | Not Dimmable | No |  | CCCGXZ | [25 empty] | 5 | 2095 | 128.76 | 16.27 | 9.61 | 0.95 | 4000 | 81.9 |  |  |  | FALSE | FALSE | FALSE | [8 empty] | March, 30 2020 00:00:00 | FALSE | FALSE | FALSE | [6 empty] | AC | [7 empty] | FALSE
PQWTQVTB | Shenzhen Topband Co., Ltd. | TOPBAND | TPCGT8X4NLC-15WB(35SF) | Linear Replacement Lamp | T8 Four-Foot | Dual Mode Internal Driver (UL Type A and Type B) |  | standard | FALSE | [10 empty] | July, 31 2019 00:00:00 | Not Dimmable | Not Dimmable | No |  | HHHDJU | [25 empty] | 5 | 2161.4 | 117.6 | 18.3 | 8.1 | 0.972 | 3395 | 80.6 |  |  |  | FALSE | FALSE | FALSE | [8 empty] | March, 30 2020 00:00:00 | FALSE | FALSE | FALSE | [6 empty] | AC | 100 | 277 | [5 empty] | FALSE
PT68W3DH | Shenzhen Topband Co., Ltd. | TOPBAND | TPCGT8X4NLC-12WB(40SC) | Linear Replacement Lamp | T8 Four-Foot | Dual Mode Internal Driver (UL Type A and Type B) |  | standard | FALSE | [10 empty] | July, 31 2019 00:00:00 | Not Dimmable | Not Dimmable | No |  | HHHDJU | [25 empty] | 5 | 1827.4 | 122.6 | 14.9 | 11.7 | 0.961 | 4000 | 81 |  |  |  | FALSE | FALSE | FALSE | [8 empty] | March, 30 2020 00:00:00 | FALSE | FALSE | FALSE | [6 empty] | AC | 100 | 277 | [5 empty] | FALSE
PJS7LH4I | Shenzhen Topband Co., Ltd. | TOPBAND | TPCGT8X4NLC-15WB(40SF) | Linear Replacement Lamp | T8 Four-Foot | Dual Mode Internal Driver (UL Type A and Type B) |  | standard | FALSE | [10 empty] | July, 31 2019 00:00:00 | Not Dimmable | Not Dimmable | No |  | HHHDJU | [25 empty] | 5 | 2177.6 | 118.5 | 18.3 | 8.1 | 0.972 | 4000 | 80.6 |  |  |  | FALSE | FALSE | FALSE | [8 empty] | March, 30 2020 00:00:00 | FALSE | FALSE | FALSE | [6 empty] | AC | 100 | 277 | [5 empty] | FALSE
PL33S6XM | Shenzhen Topband Co., Ltd. | TOPBAND | TPCGT8X4NLC-18WB(40SF) | Linear Replacement Lamp | T8 Four-Foot | Dual Mode Internal Driver (UL Type A and Type B) |  | standard | FALSE | [10 empty] | July, 31 2019 00:00:00 | Not Dimmable | Not Dimmable | No |  | HHHDJU | [25 empty] | 4.4 | 2335.1 | 115.3 | 20.2 | 7 | 0.976 | 4000 | 80.6 |  |  |  | FALSE | FALSE | FALSE | [8 empty] | July, 31 2019 00:00:00 | FALSE | FALSE | FALSE | [6 empty] | AC | 100 | 277 | [5 empty] | FALSE
PROO5MQM | Shenzhen Topband Co., Ltd. | TOPBAND | TPCGT8X4NLC-12WB(35SF) | Linear Replacement Lamp | T8 Four-Foot | Dual Mode Internal Driver (UL Type A and Type B) |  | standard | TRUE |  | 1651.93 | 112.3 | 14.71 | 11.4 | 0.96 | 3388 | 80.8 | 5 | 50000 | July, 31 2019 00:00:00 | Not Dimmable | Not Dimmable | No |  | HHHDJU | [15 empty] | 78 |  | 1.18 | 1.24 | [6 empty] | 4.4 | 1651.9 | 112.3 | 14.7 | 11.4 | 0.96 | 3388 | 80.8 |  |  |  | FALSE | FALSE | FALSE | [8 empty] | July, 31 2019 00:00:00 | FALSE | FALSE | FALSE | [6 empty] | AC | 100 | 277 | 120 |  |  |  |  | FALSE
PBB6R9IT | Shenzhen Topband Co., Ltd. | TOPBAND | TPCGT8X4NLC-18WB(35SF) | Linear Replacement Lamp | T8 Four-Foot | Dual Mode Internal Driver (UL Type A and Type B) |  | standard | FALSE | [10 empty] | July, 31 2019 00:00:00 | Not Dimmable | Not Dimmable | No |  | HHHDJU | [25 empty] | 4.4 | 2287.4 | 114.2 | 20 | 7 | 0.976 | 3397 | 80.6 |  |  |  | FALSE | FALSE | FALSE | [8 empty] | July, 31 2019 00:00:00 | FALSE | FALSE | FALSE | [6 empty] | AC | 100 | 277 | [5 empty] | FALSE
PLJPJMRG9FGF | Huntington Lighting LLC | Huntington | HLAT8416W35N3 | Linear Replacement Lamp | T8 Four-Foot | Replacement Lamps (plug and play) (UL Type A) |  | standard | FALSE | [10 empty] | July, 31 2019 00:00:00 | Not Dimmable | Not Dimmable | No |  | CCCGYA | [25 empty] | 5 | 2343 | 124.36 | 18.84 | 8.9 | 0.9596 | 3500 | 82 |  |  |  | FALSE | FALSE | FALSE | [8 empty] | March, 30 2020 00:00:00 | FALSE | FALSE | FALSE | [6 empty] | AC | [7 empty] | FALSE
PLNH4BV7CXHV | Huntington Lighting LLC | Huntington | HLAT8412W35N3 | Linear Replacement Lamp | T8 Four-Foot | Replacement Lamps (plug and play) (UL Type A) |  | standard | FALSE | [10 empty] | July, 31 2019 00:00:00 | Not Dimmable | Not Dimmable | No |  | CCCGXY | [25 empty] | 5 | 1823 | 127.39 | 14.31 | 10.69 | 0.9358 | 3500 | 82 |  |  |  | FALSE | FALSE | FALSE | [8 empty] | March, 30 2020 00:00:00 | FALSE | FALSE | FALSE | [6 empty] | AC | [7 empty] | FALSE
PLZ2E5PXXW33 | Huntington Lighting LLC | Huntington | HLAT8414W35N3 | Linear Replacement Lamp | T8 Four-Foot | Replacement Lamps (plug and play) (UL Type A) |  | standard | FALSE | [10 empty] | July, 31 2019 00:00:00 | Not Dimmable | Not Dimmable | No |  | CCCGXZ | [25 empty] | 5 | 2083 | 128.03 | 16.27 | 9.61 | 0.95 | 3500 | 81.9 |  |  |  | FALSE | FALSE | FALSE | [8 empty] | March, 30 2020 00:00:00 | FALSE | FALSE | FALSE | [6 empty] | AC | [7 empty] | FALSE
PLWEPOAIKAV0 | Huntington Lighting LLC | Huntington | HLAT8412W30N3 | Linear Replacement Lamp | T8 Four-Foot | Replacement Lamps (plug and play) (UL Type A) |  | standard | TRUE |  | 1826 | 126.1 | 14.48 | 10.69 | 0.9358 | 3011 | 82 | 5 | 50000 | July, 31 2019 00:00:00 | Not Dimmable | Not Dimmable | No |  | CCCGXY | [15 empty] | 84.4 |  | 1.2 | 1.28 | [6 empty] | 5 | 1820 | 126.92 | 14.34 | 10.69 | 0.9358 | 3000 | 82 |  |  |  | FALSE | FALSE | FALSE | [8 empty] | March, 30 2020 00:00:00 | FALSE | FALSE | FALSE | [6 empty] | AC |  |  | 277 |  |  |  |  | FALSE
PJBNHT0G | Shenzhen Topband Co., Ltd. | TOPBAND | TPCGT8X4NLC-15WB(45SF) | Linear Replacement Lamp | T8 Four-Foot | Dual Mode Internal Driver (UL Type A and Type B) |  | standard | FALSE | [10 empty] | July, 31 2019 00:00:00 | Not Dimmable | Not Dimmable | No |  | HHHDJU | [25 empty] | 5 | 2193.7 | 119.4 | 18.3 | 8.1 | 0.972 | 4500 | 80.6 |  |  |  | FALSE | FALSE | FALSE | [8 empty] | March, 30 2020 00:00:00 | FALSE | FALSE | FALSE | [6 empty] | AC | 100 | 277 | [5 empty] | FALSE
P6XV1KYV | Shenzhen Topband Co., Ltd. | TOPBAND | TPCGT8X4NLC-18WB(50SC) | Linear Replacement Lamp | T8 Four-Foot | Dual Mode Internal Driver (UL Type A and Type B) |  | standard | TRUE |  | 2576.17 | 125.3 | 20.56 | 7.1 | 0.976 | 4966 | 84.5 | 5 | 50000 | July, 31 2019 00:00:00 | Not Dimmable | Not Dimmable | No |  | HHHDJU | [15 empty] | 78.5 |  | 1.24 | 1.18 | [6 empty] | 5 | 2576.1 | 125.3 | 20.5 | 7.1 | 0.976 | 4966 | 84.5 |  |  |  | FALSE | FALSE | FALSE | [8 empty] | March, 30 2020 00:00:00 | FALSE | FALSE | FALSE | [6 empty] | AC | 100 | 277 | 120 |  |  |  |  | FALSE
POYBYN9J | Shenzhen Topband Co., Ltd. | TOPBAND | TPCGT8X4NLC-18WB(50SF) | Linear Replacement Lamp | T8 Four-Foot | Dual Mode Internal Driver (UL Type A and Type B) |  | standard | FALSE | [10 empty] | July, 31 2019 00:00:00 | Not Dimmable | Not Dimmable | No |  | HHHDJU | [25 empty] | 5 | 2430.6 | 118.8 | 20.4 | 7 | 0.976 | 4968 | 84.4 |  |  |  | FALSE | FALSE | FALSE | [8 empty] | March, 30 2020 00:00:00 | FALSE | FALSE | FALSE | [6 empty] | AC | 100 | 277 | [5 empty] | FALSE
PK2FUVQU | Shenzhen Topband Co., Ltd. | TOPBAND | TPCGT8X4NLC-12WB(50SC) | Linear Replacement Lamp | T8 Four-Foot | Dual Mode Internal Driver (UL Type A and Type B) |  | standard | FALSE | [10 empty] | July, 31 2019 00:00:00 | Not Dimmable | Not Dimmable | No |  | HHHDJU | [25 empty] | 5 | 1860.2 | 125.1 | 14.8 | 11.7 | 0.961 | 4866 | 82.2 |  |  |  | FALSE | FALSE | FALSE | [8 empty] | March, 30 2020 00:00:00 | FALSE | FALSE | FALSE | [6 empty] | AC | 100 | 277 | [5 empty] | FALSE
PSOIB7S2 | Shenzhen Topband Co., Ltd. | TOPBAND | TPCGT8X4NLC-15WB(50SC) | Linear Replacement Lamp | T8 Four-Foot | Dual Mode Internal Driver (UL Type A and Type B) |  | standard | FALSE | [10 empty] | July, 31 2019 00:00:00 | Not Dimmable | Not Dimmable | No |  | HHHDJU | [25 empty] | 5 | 2300.8 | 125.8 | 18.2 | 8.4 | 0.971 | 4869 | 82.1 |  |  |  | FALSE | FALSE | FALSE | [8 empty] | March, 30 2020 00:00:00 | FALSE | FALSE | FALSE | [6 empty] | AC | 100 | 277 | [5 empty] | FALSE
P2CLL1HA | Shenzhen Topband Co., Ltd. | TOPBAND | TPCGT8X4NLC-18WB(35SC) | Linear Replacement Lamp | T8 Four-Foot | Dual Mode Internal Driver (UL Type A and Type B) |  | standard | FALSE | [10 empty] | July, 31 2019 00:00:00 | Not Dimmable | Not Dimmable | No |  | HHHDJU | [25 empty] | 5 | 2470.5 | 121.7 | 20.3 | 7.1 | 0.976 | 3393 | 80.8 |  |  |  | FALSE | FALSE | FALSE | [8 empty] | March, 30 2020 00:00:00 | FALSE | FALSE | FALSE | [6 empty] | AC | 100 | 277 | [5 empty] | FALSE
P43F1MK5 | Shenzhen Topband Co., Ltd. | TOPBAND | TPCGT8X4NLC-12WB(40SF) | Linear Replacement Lamp | T8 Four-Foot | Dual Mode Internal Driver (UL Type A and Type B) |  | standard | FALSE | [10 empty] | July, 31 2019 00:00:00 | Not Dimmable | Not Dimmable | No |  | HHHDJU | [25 empty] | 4.4 | 1674.2 | 113.2 | 14.7 | 11.4 | 0.96 | 4000 | 80.8 |  |  |  | FALSE | FALSE | FALSE | [8 empty] | July, 31 2019 00:00:00 | FALSE | FALSE | FALSE | [6 empty] | AC | 100 | 277 | [5 empty] | FALSE
P2V83IG2 | Shenzhen Topband Co., Ltd. | TOPBAND | TPCGT8X4NLC-12WB(50SF) | Linear Replacement Lamp | T8 Four-Foot | Dual Mode Internal Driver (UL Type A and Type B) |  | standard | FALSE | [10 empty] | July, 31 2019 00:00:00 | Not Dimmable | Not Dimmable | No |  | HHHDJU | [25 empty] | 4.4 | 1718.9 | 115.6 | 14.8 | 11.4 | 0.96 | 4849 | 82 |  |  |  | FALSE | FALSE | FALSE | [8 empty] | July, 31 2019 00:00:00 | FALSE | FALSE | FALSE | [6 empty] | AC | 100 | 277 | [5 empty] | FALSE
P35HW2OX | Shenzhen Topband Co., Ltd. | TOPBAND | TPCGT8X4NLC-15WB(45SC) | Linear Replacement Lamp | T8 Four-Foot | Dual Mode Internal Driver (UL Type A and Type B) |  | standard | FALSE | [10 empty] | July, 31 2019 00:00:00 | Not Dimmable | Not Dimmable | No |  | HHHDJU | [25 empty] | 5 | 2275.6 | 124.6 | 18.2 | 8.4 | 0.971 | 4500 | 80.8 |  |  |  | FALSE | FALSE | FALSE | [8 empty] | March, 30 2020 00:00:00 | FALSE | FALSE | FALSE | [6 empty] | AC | 100 | 277 | [5 empty] | FALSE
PPIRLSCB | Shenzhen Topband Co., Ltd. | TOPBAND | TPCGT8X4NLC-15WB(35SC) | Linear Replacement Lamp | T8 Four-Foot | Dual Mode Internal Driver (UL Type A and Type B) |  | standard | FALSE | [10 empty] | July, 31 2019 00:00:00 | Not Dimmable | Not Dimmable | No |  | HHHDJU | [25 empty] | 5 | 2225.2 | 122 | 18.2 | 8.4 | 0.971 | 3395 | 80.8 |  |  |  | FALSE | FALSE | FALSE | [8 empty] | March, 30 2020 00:00:00 | FALSE | FALSE | FALSE | [6 empty] | AC | 100 | 277 | [5 empty] | FALSE
PJE71PU5 | Shenzhen Topband Co., Ltd. | TOPBAND | TPCGT8X4NLC-18WB(45SC) | Linear Replacement Lamp | T8 Four-Foot | Dual Mode Internal Driver (UL Type A and Type B) |  | standard | FALSE | [10 empty] | July, 31 2019 00:00:00 | Not Dimmable | Not Dimmable | No |  | HHHDJU | [25 empty] | 5 | 2540.9 | 124.4 | 20.4 | 7.1 | 0.976 | 4500 | 80.8 |  |  |  | FALSE | FALSE | FALSE | [8 empty] | March, 30 2020 00:00:00 | FALSE | FALSE | FALSE | [6 empty] | AC | 100 | 277 | [5 empty] | FALSE
PLZT8I0OASKN | Huntington Lighting LLC | Huntington | HLAT8412W40N3 | Linear Replacement Lamp | T8 Four-Foot | Replacement Lamps (plug and play) (UL Type A) |  | standard | FALSE | [10 empty] | July, 31 2019 00:00:00 | Not Dimmable | Not Dimmable | No |  | CCCGXY | [25 empty] | 5 | 1827 | 127.67 | 14.31 | 10.69 | 0.9358 | 4000 | 82 |  |  |  | FALSE | FALSE | FALSE | [8 empty] | March, 30 2020 00:00:00 | FALSE | FALSE | FALSE | [6 empty] | AC | [7 empty] | FALSE
PLUP9R8XRNN4 | Huntington Lighting LLC | Huntington | HLAT8416W30N3 | Linear Replacement Lamp | T8 Four-Foot | Replacement Lamps (plug and play) (UL Type A) |  | standard | TRUE |  | 2330 | 124.2 | 18.76 | 8.9 | 0.9596 | 3004 | 82 | 5 | 50000 | July, 31 2019 00:00:00 | Not Dimmable | Not Dimmable | No |  | CCCGYA | [15 empty] | 84.4 |  | 1.2 | 1.3 | [6 empty] | 5 | 2330 | 124.2 | 18.76 | 8.9 | 0.9596 | 3000 | 82 |  |  |  | FALSE | FALSE | FALSE | [8 empty] | March, 30 2020 00:00:00 | FALSE | FALSE | FALSE | [6 empty] | AC |  |  | 120 |  |  |  |  | FALSE
PLDTIESABSGY | Huntington Lighting LLC | Huntington | HLAT8414W30N3 | Linear Replacement Lamp | T8 Four-Foot | Replacement Lamps (plug and play) (UL Type A) |  | standard | TRUE |  | 2071 | 127.76 | 16.21 | 9.61 | 0.95 | 3007 | 81.9 | 5 | 50000 | July, 31 2019 00:00:00 | Not Dimmable | Not Dimmable | No |  | CCCGXZ | [15 empty] | 84.5 |  | 1.2 | 1.3 | [6 empty] | 5 | 2071 | 127.76 | 16.21 | 9.61 | 0.95 | 3000 | 81.9 |  |  |  | FALSE | FALSE | FALSE | [8 empty] | March, 30 2020 00:00:00 | FALSE | FALSE | FALSE | [6 empty] | AC |  |  | 120 |  |  |  |  | FALSE
PLPGBBUEI8PE | Allstar Lighting Supplies Inc. | LUXRITE | LR34191 | Linear Replacement Lamp | T8 Four-Foot | Dual Mode Internal Driver (UL Type A and Type B) |  | standard | FALSE | [10 empty] | July, 30 2019 00:00:00 | Dimmable | Continuous Below 10 | FALSE |  | YYYDNX | [25 empty] | 4.4 | 1800 | 116 | 15.5 | 14.39 | 0.96 | 3500 | 83 |  |  |  | FALSE | FALSE | FALSE | [8 empty] | July, 30 2019 00:00:00 | FALSE | FALSE | FALSE | [6 empty] | AC | [7 empty] | FALSE
PL4RN7XUUTH6 | Allstar Lighting Supplies Inc. | LUXRITE | LR34192 | Linear Replacement Lamp | T8 Four-Foot | Dual Mode Internal Driver (UL Type A and Type B) |  | standard | FALSE | [10 empty] | July, 30 2019 00:00:00 | Dimmable | Continuous Below 10 | No |  | YYYDNX | [25 empty] | 5 | 1900 | 123 | 15.5 | 14.39 | 0.96 | 4000 | 83 |  |  |  | FALSE | FALSE | FALSE | [8 empty] | March, 30 2020 00:00:00 | FALSE | FALSE | FALSE | [6 empty] | AC | [7 empty] | FALSE
PLUHV19OHMN7 | Allstar Lighting Supplies Inc. | LUXRITE | LR34193 | Linear Replacement Lamp | T8 Four-Foot | Dual Mode Internal Driver (UL Type A and Type B) |  | standard | FALSE | [10 empty] | July, 30 2019 00:00:00 | Dimmable | Continuous Below 10 | No |  | YYYDNX | [25 empty] | 5 | 1900 | 123 | 15.5 | 14.2 | 0.96 | 5000 | 83 |  |  |  | FALSE | FALSE | FALSE | [8 empty] | March, 30 2020 00:00:00 | FALSE | FALSE | FALSE | [6 empty] | AC | [7 empty] | FALSE
PLLOLD4GDOSJ | Allstar Lighting Supplies Inc. | LUXRITE | LR34190 | Linear Replacement Lamp | T8 Four-Foot | Dual Mode Internal Driver (UL Type A and Type B) |  | standard | TRUE |  | 1862 | 131.1 | 14.2 | 14.39 | 0.9553 | 2947 | 81 | 5 | 50000 | July, 30 2019 00:00:00 | Dimmable | Continuous Below 10 | No |  | YYYDNX | [15 empty] | 82.3 |  | 1.22 | 1.26 | [6 empty] | 5 | 1800 | 116 | 15.5 | 14.39 | 0.96 | 3000 | 83 |  |  |  | FALSE | FALSE | FALSE | [8 empty] | March, 30 2020 00:00:00 | FALSE | FALSE | FALSE | [6 empty] | AC | [7 empty] | FALSE
PFJXUV07 | XIAMEN PVTECH CO., LTD. | PVTECH | PV-4FT-12WABL(4100K) | Linear Replacement Lamp | T8 Four-Foot | Dual Mode Internal Driver (UL Type A and Type B) |  | standard | FALSE | [10 empty] | July, 26 2019 00:00:00 | Not Dimmable | Not Dimmable | No |  | MMMRUR | [25 empty] | 5 | 1800 | 138.462 | 13 | 20 | 0.9 | 4100 | 83 |  |  |  | FALSE | FALSE | FALSE | [8 empty] | March, 30 2020 00:00:00 | FALSE | FALSE | FALSE | [6 empty] | AC | 120 | 277 | [5 empty] | FALSE
PONFN4KR | XIAMEN PVTECH CO., LTD. | PVTECH | PV-4FT-12WABL(3000K) | Linear Replacement Lamp | T8 Four-Foot | Dual Mode Internal Driver (UL Type A and Type B) |  | standard | TRUE |  | 1719 | 129.9 | 13.23 | 22.24 | 0.9168 | 2950 | 81.9 | 5 | 50000 | July, 26 2019 00:00:00 | Not Dimmable | Not Dimmable | No |  | MMMRUR | [15 empty] | 81.3 |  | 1.26 | 1.28 | [6 empty] | 5 | 1700 | 130.769 | 13 | 20 | 0.9 | 3000 | 83 |  |  |  | FALSE | FALSE | FALSE | [8 empty] | March, 30 2020 00:00:00 | FALSE | FALSE | FALSE | [6 empty] | AC | 120 | 277 | 277 |  |  |  |  | FALSE
PZ7IKNOY | XIAMEN PVTECH CO., LTD. | PVTECH | PV-4FT-18WABL(4500K) | Linear Replacement Lamp | T8 Four-Foot | Dual Mode Internal Driver (UL Type A and Type B) |  | standard | FALSE | [10 empty] | July, 26 2019 00:00:00 | Not Dimmable | Not Dimmable | No |  | MMMRUS | [25 empty] | 5 | 1900 | 135.714 | 14 | 20 | 0.9 | 4500 | 83 |  |  |  | FALSE | FALSE | FALSE | [8 empty] | March, 30 2020 00:00:00 | FALSE | FALSE | FALSE | [6 empty] | AC | 120 | 277 | [5 empty] | FALSE
PJS2LGRQ | XIAMEN PVTECH CO., LTD. | PVTECH | PV-4FT-15WABL(4100K) | Linear Replacement Lamp | T8 Four-Foot | Dual Mode Internal Driver (UL Type A and Type B) |  | standard | FALSE | [10 empty] | July, 26 2019 00:00:00 | Not Dimmable | Not Dimmable | No |  | MMMRUQ | [25 empty] | 5 | 1800 | 133.333 | 13.5 | 20 | 0.9 | 4100 | 83 |  |  |  | FALSE | FALSE | FALSE | [8 empty] | March, 30 2020 00:00:00 | FALSE | FALSE | FALSE | [6 empty] | AC | 120 | 277 | [5 empty] | FALSE
P8D11FKZ | XIAMEN PVTECH CO., LTD. | PVTECH | PV-4FT-12WABL(4000K) | Linear Replacement Lamp | T8 Four-Foot | Dual Mode Internal Driver (UL Type A and Type B) |  | standard | FALSE | [10 empty] | July, 26 2019 00:00:00 | Not Dimmable | Not Dimmable | No |  | MMMRUR | [25 empty] | 5 | 1800 | 138.462 | 13 | 20 | 0.9 | 4000 | 83 |  |  |  | FALSE | FALSE | FALSE | [8 empty] | March, 30 2020 00:00:00 | FALSE | FALSE | FALSE | [6 empty] | AC | 120 | 277 | [5 empty] | FALSE
PJ3SW7X4 | XIAMEN PVTECH CO., LTD. | PVTECH | PV-4FT-12WABL(3500K) | Linear Replacement Lamp | T8 Four-Foot | Dual Mode Internal Driver (UL Type A and Type B) |  | standard | FALSE | [10 empty] | July, 26 2019 00:00:00 | Not Dimmable | Not Dimmable | No |  | MMMRUR | [25 empty] | 5 | 1700 | 130.769 | 13 | 20 | 0.9 | 3500 | 83 |  |  |  | FALSE | FALSE | FALSE | [8 empty] | March, 30 2020 00:00:00 | FALSE | FALSE | FALSE | [6 empty] | AC | 120 | 277 | [5 empty] | FALSE
PVPDR66E | XIAMEN PVTECH CO., LTD. | PVTECH | PV-4FT-12WABL(4500K) | Linear Replacement Lamp | T8 Four-Foot | Dual Mode Internal Driver (UL Type A and Type B) |  | standard | FALSE | [10 empty] | July, 26 2019 00:00:00 | Not Dimmable | Not Dimmable | No |  | MMMRUR | [25 empty] | 5 | 1800 | 138.462 | 13 | 20 | 0.9 | 4500 | 83 |  |  |  | FALSE | FALSE | FALSE | [8 empty] | March, 30 2020 00:00:00 | FALSE | FALSE | FALSE | [6 empty] | AC | 120 | 277 | [5 empty] | FALSE
PMT36D15 | XIAMEN PVTECH CO., LTD. | PVTECH | PV-4FT-18WABL(4100K) | Linear Replacement Lamp | T8 Four-Foot | Dual Mode Internal Driver (UL Type A and Type B) |  | standard | FALSE | [10 empty] | July, 26 2019 00:00:00 | Not Dimmable | Not Dimmable | No |  | MMMRUS | [25 empty] | 5 | 1900 | 135.714 | 14 | 20 | 0.9 | 4100 | 83 |  |  |  | FALSE | FALSE | FALSE | [8 empty] | March, 30 2020 00:00:00 | FALSE | FALSE | FALSE | [6 empty] | AC | 120 | 277 | [5 empty] | FALSE
PGGLAZ9D | XIAMEN PVTECH CO., LTD. | PVTECH | PV-4FT-18WABL(3000K) | Linear Replacement Lamp | T8 Four-Foot | Dual Mode Internal Driver (UL Type A and Type B) |  | standard | TRUE |  | 1664 | 125.1 | 13.31 | 20.02 | 0.9312 | 2946 | 81.8 | 5 | 50000 | July, 26 2019 00:00:00 | Not Dimmable | Not Dimmable | No |  | MMMRUS | [15 empty] | 81.4 |  | 1.28 | 1.3 | [6 empty] | 5 | 1750 | 125 | 14 | 20 | 0.9 | 3000 | 83 |  |  |  | FALSE | FALSE | FALSE | [8 empty] | March, 30 2020 00:00:00 | FALSE | FALSE | FALSE | [6 empty] | AC | 120 | 277 | 277 |  |  |  |  | FALSE
PTZ7U99E | XIAMEN PVTECH CO., LTD. | PVTECH | PV-4FT-15WABL(5000K) | Linear Replacement Lamp | T8 Four-Foot | Dual Mode Internal Driver (UL Type A and Type B) |  | standard | FALSE | [10 empty] | July, 26 2019 00:00:00 | Not Dimmable | Not Dimmable | No |  | MMMRUQ | [25 empty] | 5 | 1800 | 133.333 | 13.5 | 20 | 0.9 | 5000 | 83 |  |  |  | FALSE | FALSE | FALSE | [8 empty] | March, 30 2020 00:00:00 | FALSE | FALSE | FALSE | [6 empty] | AC | 120 | 277 | [5 empty] | FALSE
PLD0NI0X | XIAMEN PVTECH CO., LTD. | PVTECH | PV-4FT-15WABL(3000K) | Linear Replacement Lamp | T8 Four-Foot | Dual Mode Internal Driver (UL Type A and Type B) |  | standard | TRUE |  | 1703 | 129.8 | 13.13 | 16.28 | 0.9446 | 2951 | 81.8 | 5 | 50000 | July, 26 2019 00:00:00 | Not Dimmable | Not Dimmable | No |  | MMMRUQ | [15 empty] | 81.3 |  | 1.22 | 1.28 | [6 empty] | 5 | 1700 | 125.926 | 13.5 | 20 | 0.9 | 3000 | 83 |  |  |  | FALSE | FALSE | FALSE | [8 empty] | March, 30 2020 00:00:00 | FALSE | FALSE | FALSE | [6 empty] | AC | 120 | 277 | 277 |  |  |  |  | FALSE
PQR46P2N | XIAMEN PVTECH CO., LTD. | PVTECH | PV-4FT-18WABL(4000K) | Linear Replacement Lamp | T8 Four-Foot | Dual Mode Internal Driver (UL Type A and Type B) |  | standard | FALSE | [10 empty] | July, 26 2019 00:00:00 | Not Dimmable | Not Dimmable | No |  | MMMRUS | [25 empty] | 5 | 1900 | 135.714 | 14 | 20 | 0.9 | 4000 | 83 |  |  |  | FALSE | FALSE | FALSE | [8 empty] | March, 30 2020 00:00:00 | FALSE | FALSE | FALSE | [6 empty] | AC | 120 | 277 | [5 empty] | FALSE
P38THWND | XIAMEN PVTECH CO., LTD. | PVTECH | PV-4FT-15WABL(3500K) | Linear Replacement Lamp | T8 Four-Foot | Dual Mode Internal Driver (UL Type A and Type B) |  | standard | FALSE | [10 empty] | July, 26 2019 00:00:00 | Not Dimmable | Not Dimmable | No |  | MMMRUQ | [25 empty] | 5 | 1700 | 125.926 | 13.5 | 20 | 0.9 | 3500 | 83 |  |  |  | FALSE | FALSE | FALSE | [8 empty] | March, 30 2020 00:00:00 | FALSE | FALSE | FALSE | [6 empty] | AC | 120 | 277 | [5 empty] | FALSE
PSQZP2N3 | XIAMEN PVTECH CO., LTD. | PVTECH | PV-4FT-15WABL(4000K) | Linear Replacement Lamp | T8 Four-Foot | Dual Mode Internal Driver (UL Type A and Type B) |  | standard | FALSE | [10 empty] | July, 26 2019 00:00:00 | Not Dimmable | Not Dimmable | No |  | MMMRUQ | [25 empty] | 5 | 1800 | 133.333 | 13.5 | 20 | 0.9 | 4000 | 83 |  |  |  | FALSE | FALSE | FALSE | [8 empty] | March, 30 2020 00:00:00 | FALSE | FALSE | FALSE | [6 empty] | AC | 120 | 277 | [5 empty] | FALSE
P0R48E6E | XIAMEN PVTECH CO., LTD. | PVTECH | PV-4FT-12WABL(5000K) | Linear Replacement Lamp | T8 Four-Foot | Dual Mode Internal Driver (UL Type A and Type B) |  | standard | FALSE | [10 empty] | July, 26 2019 00:00:00 | Not Dimmable | Not Dimmable | No |  | MMMRUR | [25 empty] | 5 | 1800 | 138.462 | 13 | 20 | 0.9 | 5000 | 83 |  |  |  | FALSE | FALSE | FALSE | [8 empty] | March, 30 2020 00:00:00 | FALSE | FALSE | FALSE | [6 empty] | AC | 120 | 277 | [5 empty] | FALSE
PBMQHDWW | XIAMEN PVTECH CO., LTD. | PVTECH | PV-4FT-18WABL(3500K) | Linear Replacement Lamp | T8 Four-Foot | Dual Mode Internal Driver (UL Type A and Type B) |  | standard | FALSE | [10 empty] | July, 26 2019 00:00:00 | Not Dimmable | Not Dimmable | No |  | MMMRUS | [25 empty] | 5 | 1750 | 125 | 14 | 20 | 0.9 | 3500 | 83 |  |  |  | FALSE | FALSE | FALSE | [8 empty] | March, 30 2020 00:00:00 | FALSE | FALSE | FALSE | [6 empty] | AC | 120 | 277 | [5 empty] | FALSE
PI9EUJOW | XIAMEN PVTECH CO., LTD. | PVTECH | PV-4FT-18WABL(5000K) | Linear Replacement Lamp | T8 Four-Foot | Dual Mode Internal Driver (UL Type A and Type B) |  | standard | FALSE | [10 empty] | July, 26 2019 00:00:00 | Not Dimmable | Not Dimmable | No |  | MMMRUS | [25 empty] | 5 | 1900 | 135.714 | 14 | 20 | 0.9 | 5000 | 83 |  |  |  | FALSE | FALSE | FALSE | [8 empty] | March, 30 2020 00:00:00 | FALSE | FALSE | FALSE | [6 empty] | AC | 120 | 277 | [5 empty] | FALSE
PMTQUKDY | XIAMEN PVTECH CO., LTD. | PVTECH | PV-4FT-15WABL(4500K) | Linear Replacement Lamp | T8 Four-Foot | Dual Mode Internal Driver (UL Type A and Type B) |  | standard | FALSE | [10 empty] | July, 26 2019 00:00:00 | Not Dimmable | Not Dimmable | No |  | MMMRUQ | [25 empty] | 5 | 1800 | 133.333 | 13.5 | 20 | 0.9 | 4500 | 83 |  |  |  | FALSE | FALSE | FALSE | [8 empty] | March, 30 2020 00:00:00 | FALSE | FALSE | FALSE | [6 empty] | AC | 120 | 277 | [5 empty] | FALSE
PLH91LEIGDT8 | WESTGATE MFG | WESTGATE | T8-EZ5-GS-4FT-15W-45K-C | Linear Replacement Lamp | T8 Four-Foot | Dual Mode Internal Driver (UL Type A and Type B) |  | standard | FALSE | [10 empty] | July, 25 2019 00:00:00 | Not Dimmable | Not Dimmable | No |  | SSSDTP | [25 empty] | 5 | 1900 | 127 | 15 | 14 | 0.9 | 4500 | 82 |  |  |  | FALSE | FALSE | FALSE | [8 empty] | March, 30 2020 00:00:00 | FALSE | FALSE | FALSE | [6 empty] | AC | 120 | 277 | [5 empty] | FALSE
PSUUBEOA | Longhorn Intelligent Tech Co., Ltd | Longhorn | NT8A-BR13W-4GN01 | Linear Replacement Lamp | T8 Four-Foot | Dual Mode Internal Driver (UL Type A and Type B) |  | standard | FALSE | [10 empty] | July, 25 2019 00:00:00 | Not Dimmable | Not Dimmable | No |  | SSSDTR | [25 empty] | 5 | 1662 | 118.04 | 14.08 | 9.39 | 0.9548 | 4000 | 82 |  |  |  | FALSE | FALSE | FALSE | [8 empty] | March, 30 2020 00:00:00 | FALSE | FALSE | FALSE | [6 empty] | AC | 120 | 277 | [5 empty] | FALSE
PL23FZEA5B5D | WESTGATE MFG | WESTGATE | T8-EZ5-GS-4FT-15W-45K-F | Linear Replacement Lamp | T8 Four-Foot | Dual Mode Internal Driver (UL Type A and Type B) |  | standard | FALSE | [10 empty] | July, 25 2019 00:00:00 | Not Dimmable | Not Dimmable | No |  | SSSDTS | [25 empty] | 5 | 1900 | 127 | 15 | 13 | 0.9 | 4500 | 82 |  |  |  | FALSE | FALSE | FALSE | [8 empty] | March, 30 2020 00:00:00 | FALSE | FALSE | FALSE | [6 empty] | AC | 120 | 277 | [5 empty] | FALSE
PLCKHNK10QBV | WESTGATE MFG | WESTGATE | T8-EZ5-GS-4FT-15W-50K-F | Linear Replacement Lamp | T8 Four-Foot | Dual Mode Internal Driver (UL Type A and Type B) |  | standard | FALSE | [10 empty] | July, 25 2019 00:00:00 | Not Dimmable | Not Dimmable | No |  | SSSDTS | [25 empty] | 5 | 1900 | 127 | 15 | 13 | 0.9 | 5000 | 82 |  |  |  | FALSE | FALSE | FALSE | [8 empty] | March, 30 2020 00:00:00 | FALSE | FALSE | FALSE | [6 empty] | AC | 120 | 277 | [5 empty] | FALSE
PLKTAS9A7HYR | RAB Lighting | RAB | T10107 | Linear Replacement Lamp | T8 Four-Foot | Replacement Lamps (plug and play) (UL Type A) |  | standard | FALSE | [10 empty] | July, 25 2019 00:00:00 | Dimmable | Continuous Below 10 | No |  | ZZZCOV | [25 empty] | 5 | 1900 | 127 | 15 | 10 | 0.9 | 5000 | 83 |  |  |  | FALSE | FALSE | FALSE | [8 empty] | March, 30 2020 00:00:00 | FALSE | FALSE | FALSE | [6 empty] | AC | [7 empty] | FALSE
PL465EZGYV6J | RAB Lighting | RAB | T10106 | Linear Replacement Lamp | T8 Four-Foot | Replacement Lamps (plug and play) (UL Type A) |  | standard | FALSE | [10 empty] | July, 25 2019 00:00:00 | Dimmable | Continuous Below 10 | No |  | ZZZCOV | [25 empty] | 5 | 1850 | 123 | 15 | 10 | 0.9 | 4000 | 83 |  |  |  | FALSE | FALSE | FALSE | [8 empty] | March, 30 2020 00:00:00 | FALSE | FALSE | FALSE | [6 empty] | AC | [7 empty] | FALSE
P2O7MODJ | Longhorn Intelligent Tech Co., Ltd | Longhorn | NT8A-BR13W-4GV01 | Linear Replacement Lamp | T8 Four-Foot | Dual Mode Internal Driver (UL Type A and Type B) |  | standard | TRUE |  | 1637 | 116.1 | 14.1 | 9.39 | 0.9548 | 3027 | 82 | 5 | 50000 | July, 25 2019 00:00:00 | Not Dimmable | Not Dimmable | No |  | SSSDTR | [15 empty] | 84.7 |  | 1.22 | 1.26 | [6 empty] | 5 | 1636 | 116.28 | 14.07 | 9.39 | 0.9548 | 3000 | 82 |  |  |  | FALSE | FALSE | FALSE | [8 empty] | March, 30 2020 00:00:00 | FALSE | FALSE | FALSE | [6 empty] | AC | 120 | 277 | 277 |  |  |  |  | FALSE
PL500THKIVID | RAB Lighting | RAB | T10105 | Linear Replacement Lamp | T8 Four-Foot | Replacement Lamps (plug and play) (UL Type A) |  | standard | FALSE | [10 empty] | July, 25 2019 00:00:00 | Dimmable | Continuous Below 10 | No |  | ZZZCOV | [25 empty] | 5 | 1825 | 122 | 15 | 10 | 0.9 | 3500 | 83 |  |  |  | FALSE | FALSE | FALSE | [8 empty] | March, 30 2020 00:00:00 | FALSE | FALSE | FALSE | [6 empty] | AC | [7 empty] | FALSE
PLWLBC1FX204 | RAB Lighting | RAB | T10104 | Linear Replacement Lamp | T8 Four-Foot | Replacement Lamps (plug and play) (UL Type A) |  | standard | TRUE |  | 1808 | 126.1 | 14.42 | 15.01 | 0.957 | 4813 | 83.4 | 5 | 50000 | July, 25 2019 00:00:00 | Dimmable | Continuous Below 10 | No |  | ZZZCOV | [15 empty] | 84.6 |  | 1.3 | 1.28 | [6 empty] | 5 | 1800 | 120 | 15 | 10 | 0.9 | 3000 | 83 |  |  |  | FALSE | FALSE | FALSE | [8 empty] | March, 30 2020 00:00:00 | FALSE | FALSE | FALSE | [6 empty] | AC | [7 empty] | FALSE
PO68F0HO | Longhorn Intelligent Tech Co., Ltd | Longhorn | NT8A-BR13W-4GR01 | Linear Replacement Lamp | T8 Four-Foot | Dual Mode Internal Driver (UL Type A and Type B) |  | standard | FALSE | [10 empty] | July, 25 2019 00:00:00 | Not Dimmable | Not Dimmable | No |  | SSSDTR | [25 empty] | 5 | 1688 | 119.89 | 14.08 | 9.88 | 0.952 | 5000 | 82.4 |  |  |  | FALSE | FALSE | FALSE | [8 empty] | March, 30 2020 00:00:00 | FALSE | FALSE | FALSE | [6 empty] | AC | 120 | 277 | [5 empty] | FALSE
PLZTRWICNQGW | WESTGATE MFG | WESTGATE | T8-EZ5-GS-4FT-15W-50K-C | Linear Replacement Lamp | T8 Four-Foot | Dual Mode Internal Driver (UL Type A and Type B) |  | standard | FALSE | [10 empty] | July, 25 2019 00:00:00 | Not Dimmable | Not Dimmable | No |  | SSSDTP | [25 empty] | 5 | 1900 | 127 | 15 | 14 | 0.9 | 5000 | 82 |  |  |  | FALSE | FALSE | FALSE | [8 empty] | March, 30 2020 00:00:00 | FALSE | FALSE | FALSE | [6 empty] | AC | 120 | 277 | [5 empty] | FALSE
PLZNDW61DEC9 | WESTGATE MFG | WESTGATE | T8-EZ5-GS-4FT-15W-40K-C | Linear Replacement Lamp | T8 Four-Foot | Dual Mode Internal Driver (UL Type A and Type B) |  | standard | TRUE |  | 2119.2 | 126.88 | 16.7 | 13.75 | 0.9788 | 4109 | 83.2 | 5 | 50000 | July, 25 2019 00:00:00 | Not Dimmable | Not Dimmable | No |  | SSSDTP | [15 empty] | 84.1 |  | 1.28 | 1.24 | [6 empty] | 5 | 1900 | 127 | 15 | 14 | 0.9 | 4000 | 82 |  |  |  | FALSE | FALSE | FALSE | [8 empty] | March, 30 2020 00:00:00 | FALSE | FALSE | FALSE | [6 empty] | AC | 120 | 277 | 120 |  |  |  |  | FALSE
P5FR2J23 | Longhorn Intelligent Tech Co., Ltd | Longhorn | NT8A-BR13W-4GU01 | Linear Replacement Lamp | T8 Four-Foot | Dual Mode Internal Driver (UL Type A and Type B) |  | standard | FALSE | [10 empty] | July, 25 2019 00:00:00 | Not Dimmable | Not Dimmable | No |  | SSSDTR | [25 empty] | 5 | 1649 | 117.12 | 14.08 | 9.39 | 0.9548 | 3500 | 82 |  |  |  | FALSE | FALSE | FALSE | [8 empty] | March, 30 2020 00:00:00 | FALSE | FALSE | FALSE | [6 empty] | AC | 120 | 277 | [5 empty] | FALSE
PLGV0Z9DX80L | WESTGATE MFG | WESTGATE | T8-EZ5-GS-4FT-15W-40K-F | Linear Replacement Lamp | T8 Four-Foot | Dual Mode Internal Driver (UL Type A and Type B) |  | standard | TRUE |  | 2037.4 | 121.59 | 16.76 | 13.06 | 0.9759 | 4109 | 83.1 | 5 | 50000 | July, 25 2019 00:00:00 | Not Dimmable | Not Dimmable | No |  | SSSDTS | [15 empty] | 83.1 |  | 1.24 | 1.28 | [6 empty] | 5 | 1900 | 127 | 15 | 13 | 0.9 | 4000 | 82 |  |  |  | FALSE | FALSE | FALSE | [8 empty] | March, 30 2020 00:00:00 | FALSE | FALSE | FALSE | [6 empty] | AC | 120 | 277 | 120 |  |  |  |  | FALSE
P3M8JD6D | Xiamen Bymea Lighting Co., Ltd | BYMEA | T08L21-F-45H | Linear Replacement Lamp | T8 Four-Foot | Replacement Lamps (plug and play) (UL Type A) |  | standard | FALSE | [10 empty] | July, 24 2019 00:00:00 | Not Dimmable | Not Dimmable | No |  | MMMRUH | [25 empty] | 5 | 1900 | 126.7 | 15 | 15 | 0.9 | 4500 | 80 |  |  |  | FALSE | FALSE | FALSE | [8 empty] | March, 30 2020 00:00:00 | FALSE | FALSE | FALSE | [6 empty] | AC | [7 empty] | FALSE
PKRVZDVH | Fuchuan Kinlight Co., Ltd | Kinlight | JL-T8-18AB4FT-45C-E | Linear Replacement Lamp | T8 Four-Foot | Dual Mode Internal Driver (UL Type A and Type B) |  | standard | FALSE | [10 empty] | July, 24 2019 00:00:00 | Not Dimmable | Not Dimmable | No |  | ZZZCOT | [25 empty] | 5 | 2250 | 125 | 18 | 13.02 | 0.9409 | 4500 | 83.6 |  |  |  | FALSE | FALSE | FALSE | [8 empty] | March, 30 2020 00:00:00 | FALSE | FALSE | FALSE | [6 empty] | AC | 120 | 277 | [5 empty] | FALSE
PYGH96QM | Fuchuan Kinlight Co., Ltd | Kinlight | JL-T8-18AB4FT-50C-E | Linear Replacement Lamp | T8 Four-Foot | Dual Mode Internal Driver (UL Type A and Type B) |  | standard | FALSE | [10 empty] | July, 24 2019 00:00:00 | Not Dimmable | Not Dimmable | No |  | ZZZCOT | [25 empty] | 5 | 2250 | 125 | 18 | 13.02 | 0.9409 | 5000 | 83.6 |  |  |  | FALSE | FALSE | FALSE | [8 empty] | March, 30 2020 00:00:00 | FALSE | FALSE | FALSE | [6 empty] | AC | 120 | 277 | [5 empty] | FALSE
PIYDWPNS | Fuchuan Kinlight Co., Ltd | Kinlight | JL-T8-15AB4FT-50C | Linear Replacement Lamp | T8 Four-Foot | Dual Mode Internal Driver (UL Type A and Type B) |  | standard | FALSE | [10 empty] | July, 24 2019 00:00:00 | Not Dimmable | Not Dimmable | No |  | ZZZCOT | [25 empty] | 5 | 2250 | 150 | 15 | 17.04 | 0.9112 | 5000 | 83.8 |  |  |  | FALSE | FALSE | FALSE | [8 empty] | March, 30 2020 00:00:00 | FALSE | FALSE | FALSE | [6 empty] | AC | 120 | 277 | [5 empty] | FALSE
PJJQ6ITM | Fuchuan Kinlight Co., Ltd | Kinlight | JL-T8/5-22AB4FT-45C | Linear Replacement Lamp | T8 Four-Foot | Dual Mode Internal Driver (UL Type A and Type B) |  | standard | FALSE | [10 empty] | July, 24 2019 00:00:00 | Not Dimmable | Not Dimmable | No |  | ZZZCOS | [25 empty] | 5 | 3080 | 140 | 22 | 11.54 | 0.9402 | 4500 | 83.5 |  |  |  | FALSE | FALSE | FALSE | [8 empty] | March, 30 2020 00:00:00 | FALSE | FALSE | FALSE | [6 empty] | AC | 120 | 277 | [5 empty] | FALSE
PYLCOFN2 | Fuchuan Kinlight Co., Ltd | Kinlight | JL-T8-18AB4FT-40C | Linear Replacement Lamp | T8 Four-Foot | Dual Mode Internal Driver (UL Type A and Type B) |  | standard | FALSE | [10 empty] | July, 24 2019 00:00:00 | Not Dimmable | Not Dimmable | No |  | ZZZCOT | [25 empty] | 5 | 2430 | 135 | 18 | 16.26 | 0.9487 | 4000 | 83.5 |  |  |  | FALSE | FALSE | FALSE | [8 empty] | March, 30 2020 00:00:00 | FALSE | FALSE | FALSE | [6 empty] | AC | 120 | 277 | [5 empty] | FALSE
PFWAUC25 | Fuchuan Kinlight Co., Ltd | Kinlight | JL-T8-18AB4FT-50C | Linear Replacement Lamp | T8 Four-Foot | Dual Mode Internal Driver (UL Type A and Type B) |  | standard | FALSE | [10 empty] | July, 24 2019 00:00:00 | Not Dimmable | Not Dimmable | No |  | ZZZCOT | [25 empty] | 5 | 2430 | 135 | 18 | 16.26 | 0.9487 | 5000 | 83.5 |  |  |  | FALSE | FALSE | FALSE | [8 empty] | March, 30 2020 00:00:00 | FALSE | FALSE | FALSE | [6 empty] | AC | 120 | 277 | [5 empty] | FALSE
P6HPXUFM | Fuchuan Kinlight Co., Ltd | Kinlight | JL-T8-12AB4FT-45C | Linear Replacement Lamp | T8 Four-Foot | Dual Mode Internal Driver (UL Type A and Type B) |  | standard | FALSE | [10 empty] | July, 24 2019 00:00:00 | Not Dimmable | Not Dimmable | No |  | ZZZCOT | [25 empty] | 5 | 1800 | 150 | 12 | 14.35 | 0.9042 | 4500 | 83.8 |  |  |  | FALSE | FALSE | FALSE | [8 empty] | March, 30 2020 00:00:00 | FALSE | FALSE | FALSE | [6 empty] | AC | 120 | 277 | [5 empty] | FALSE
PPKT093T | Fuchuan Kinlight Co., Ltd | Kinlight | JL-T8-15AB4FT-45C | Linear Replacement Lamp | T8 Four-Foot | Dual Mode Internal Driver (UL Type A and Type B) |  | standard | FALSE | [10 empty] | July, 24 2019 00:00:00 | Not Dimmable | Not Dimmable | No |  | ZZZCOT | [25 empty] | 5 | 2250 | 150 | 15 | 17.04 | 0.9112 | 4500 | 83.8 |  |  |  | FALSE | FALSE | FALSE | [8 empty] | March, 30 2020 00:00:00 | FALSE | FALSE | FALSE | [6 empty] | AC | 120 | 277 | [5 empty] | FALSE
PH5ZPGC4 | Fuchuan Kinlight Co., Ltd | Kinlight | JL-T8/5-22AB4FT-30C | Linear Replacement Lamp | T8 Four-Foot | Dual Mode Internal Driver (UL Type A and Type B) |  | standard | TRUE |  | 3207 | 143.68 | 22.32 | 11.49 | 0.9411 | 3064 | 83.5 | 5 | 50000 | July, 24 2019 00:00:00 | Not Dimmable | Not Dimmable | No |  | ZZZCOS | [15 empty] | 90.2 |  | 1.22 | 1.4 | [6 empty] | 5 | 3080 | 140 | 22 | 11.54 | 0.9402 | 3000 | 83.5 |  |  |  | FALSE | FALSE | FALSE | [8 empty] | March, 30 2020 00:00:00 | FALSE | FALSE | FALSE | [6 empty] | AC | 120 | 277 | 120 |  |  |  |  | FALSE
P29ZNHUA | Fuchuan Kinlight Co., Ltd | Kinlight | JL-T8-12AB4FT-50C | Linear Replacement Lamp | T8 Four-Foot | Dual Mode Internal Driver (UL Type A and Type B) |  | standard | FALSE | [10 empty] | July, 24 2019 00:00:00 | Not Dimmable | Not Dimmable | No |  | ZZZCOT | [25 empty] | 5 | 1800 | 150 | 12 | 13.89 | 0.9043 | 5000 | 81.1 |  |  |  | FALSE | FALSE | FALSE | [8 empty] | March, 30 2020 00:00:00 | FALSE | FALSE | FALSE | [6 empty] | AC | 120 | 277 | [5 empty] | FALSE
PM6IJ3GD | Fuchuan Kinlight Co., Ltd | Kinlight | JL-T8-15AB4FT-40C | Linear Replacement Lamp | T8 Four-Foot | Dual Mode Internal Driver (UL Type A and Type B) |  | standard | FALSE | [10 empty] | July, 24 2019 00:00:00 | Not Dimmable | Not Dimmable | No |  | ZZZCOT | [25 empty] | 5 | 2250 | 150 | 15 | 17.04 | 0.9112 | 4000 | 83.8 |  |  |  | FALSE | FALSE | FALSE | [8 empty] | March, 30 2020 00:00:00 | FALSE | FALSE | FALSE | [6 empty] | AC | 120 | 277 | [5 empty] | FALSE
P23SW29P | Fuchuan Kinlight Co., Ltd | Kinlight | JL-T8-12AB4FT-30C | Linear Replacement Lamp | T8 Four-Foot | Dual Mode Internal Driver (UL Type A and Type B) |  | standard | TRUE |  | 1852 | 151.93 | 12.19 | 14.76 | 0.9046 | 3028 | 83.7 | 5 | 50000 | July, 24 2019 00:00:00 | Not Dimmable | Not Dimmable | No |  | ZZZCOT | [15 empty] | 91.1 |  | 1.22 | 1.36 | [6 empty] | 5 | 1800 | 150 | 12 | 14.35 | 0.9042 | 3000 | 83.8 |  |  |  | FALSE | FALSE | FALSE | [8 empty] | March, 30 2020 00:00:00 | FALSE | FALSE | FALSE | [6 empty] | AC | 120 | 277 | 277 |  |  |  |  | FALSE
PA65GEU9 | Fuchuan Kinlight Co., Ltd | Kinlight | JL-T8/5-22AB4FT-35C | Linear Replacement Lamp | T8 Four-Foot | Dual Mode Internal Driver (UL Type A and Type B) |  | standard | FALSE | [10 empty] | July, 24 2019 00:00:00 | Not Dimmable | Not Dimmable | No |  | ZZZCOS | [25 empty] | 5 | 3080 | 140 | 22 | 11.54 | 0.9402 | 3500 | 83.5 |  |  |  | FALSE | FALSE | FALSE | [8 empty] | March, 30 2020 00:00:00 | FALSE | FALSE | FALSE | [6 empty] | AC | 120 | 277 | [5 empty] | FALSE
P77MH385 | Fuchuan Kinlight Co., Ltd | Kinlight | JL-T8/5-22AB4FT-40C | Linear Replacement Lamp | T8 Four-Foot | Dual Mode Internal Driver (UL Type A and Type B) |  | standard | FALSE | [10 empty] | July, 24 2019 00:00:00 | Not Dimmable | Not Dimmable | No |  | ZZZCOS | [25 empty] | 5 | 3080 | 140 | 22 | 11.54 | 0.9402 | 4000 | 83.5 |  |  |  | FALSE | FALSE | FALSE | [8 empty] | March, 30 2020 00:00:00 | FALSE | FALSE | FALSE | [6 empty] | AC | 120 | 277 | [5 empty] | FALSE
PKBRYDNX | Xiamen Bymea Lighting Co., Ltd | BYMEA | T08L21-F-50H | Linear Replacement Lamp | T8 Four-Foot | Replacement Lamps (plug and play) (UL Type A) |  | standard | FALSE | [10 empty] | July, 24 2019 00:00:00 | Not Dimmable | Not Dimmable | No |  | MMMRUH | [25 empty] | 5 | 1900 | 126.7 | 15 | 15 | 0.9 | 5000 | 80 |  |  |  | FALSE | FALSE | FALSE | [8 empty] | March, 30 2020 00:00:00 | FALSE | FALSE | FALSE | [6 empty] | AC | [7 empty] | FALSE
PHU4G3SX | Fuchuan Kinlight Co., Ltd | Kinlight | JL-T8-22AB4FT-30C | Linear Replacement Lamp | T8 Four-Foot | Dual Mode Internal Driver (UL Type A and Type B) |  | standard | FALSE | [10 empty] | July, 24 2019 00:00:00 | Not Dimmable | Not Dimmable | No |  | ZZZCOT | [25 empty] | 5 | 2970 | 135 | 22 | 11.62 | 0.9343 | 3000 | 83.3 |  |  |  | FALSE | FALSE | FALSE | [8 empty] | March, 30 2020 00:00:00 | FALSE | FALSE | FALSE | [6 empty] | AC | 120 | 277 | [5 empty] | FALSE
P4FTGO3U | Fuchuan Kinlight Co., Ltd | Kinlight | JL-T8-22AB4FT-35C | Linear Replacement Lamp | T8 Four-Foot | Dual Mode Internal Driver (UL Type A and Type B) |  | standard | FALSE | [10 empty] | July, 24 2019 00:00:00 | Not Dimmable | Not Dimmable | No |  | ZZZCOT | [25 empty] | 5 | 2970 | 135 | 22 | 11.62 | 0.9343 | 3500 | 83.3 |  |  |  | FALSE | FALSE | FALSE | [8 empty] | March, 30 2020 00:00:00 | FALSE | FALSE | FALSE | [6 empty] | AC | 120 | 277 | [5 empty] | FALSE
P47JX2R6 | Fuchuan Kinlight Co., Ltd | Kinlight | JL-T8-22AB4FT-40C | Linear Replacement Lamp | T8 Four-Foot | Dual Mode Internal Driver (UL Type A and Type B) |  | standard | FALSE | [10 empty] | July, 24 2019 00:00:00 | Not Dimmable | Not Dimmable | No |  | ZZZCOT | [25 empty] | 5 | 2970 | 135 | 22 | 11.62 | 0.9343 | 4000 | 83.3 |  |  |  | FALSE | FALSE | FALSE | [8 empty] | March, 30 2020 00:00:00 | FALSE | FALSE | FALSE | [6 empty] | AC | 120 | 277 | [5 empty] | FALSE
PCQDSJ6O | Fuchuan Kinlight Co., Ltd | Kinlight | JL-T8-22AB4FT-45C | Linear Replacement Lamp | T8 Four-Foot | Dual Mode Internal Driver (UL Type A and Type B) |  | standard | FALSE | [10 empty] | July, 24 2019 00:00:00 | Not Dimmable | Not Dimmable | No |  | ZZZCOT | [25 empty] | 5 | 2970 | 135 | 22 | 11.62 | 0.9343 | 4500 | 83.3 |  |  |  | FALSE | FALSE | FALSE | [8 empty] | March, 30 2020 00:00:00 | FALSE | FALSE | FALSE | [6 empty] | AC | 120 | 277 | [5 empty] | FALSE
PQCV2H4R | Fuchuan Kinlight Co., Ltd | Kinlight | JL-T8-22AB4FT-50C | Linear Replacement Lamp | T8 Four-Foot | Dual Mode Internal Driver (UL Type A and Type B) |  | standard | FALSE | [10 empty] | July, 24 2019 00:00:00 | Not Dimmable | Not Dimmable | No |  | ZZZCOT | [25 empty] | 5 | 2970 | 135 | 22 | 11.62 | 0.9343 | 5000 | 83.3 |  |  |  | FALSE | FALSE | FALSE | [8 empty] | March, 30 2020 00:00:00 | FALSE | FALSE | FALSE | [6 empty] | AC | 120 | 277 | [5 empty] | FALSE
P6SAPNTT | Fuchuan Kinlight Co., Ltd | Kinlight | JL-T8-18AB4FT-45C | Linear Replacement Lamp | T8 Four-Foot | Dual Mode Internal Driver (UL Type A and Type B) |  | standard | FALSE | [10 empty] | July, 24 2019 00:00:00 | Not Dimmable | Not Dimmable | No |  | ZZZCOT | [25 empty] | 5 | 2430 | 135 | 18 | 16.26 | 0.9487 | 4500 | 83.5 |  |  |  | FALSE | FALSE | FALSE | [8 empty] | March, 30 2020 00:00:00 | FALSE | FALSE | FALSE | [6 empty] | AC | 120 | 277 | [5 empty] | FALSE
P9MCT5T5 | Fuchuan Kinlight Co., Ltd | Kinlight | JL-T8-18AB4FT-35C-E | Linear Replacement Lamp | T8 Four-Foot | Dual Mode Internal Driver (UL Type A and Type B) |  | standard | FALSE | [10 empty] | July, 24 2019 00:00:00 | Not Dimmable | Not Dimmable | No |  | ZZZCOT | [25 empty] | 5 | 2250 | 125 | 18 | 13.02 | 0.9409 | 3500 | 83.6 |  |  |  | FALSE | FALSE | FALSE | [8 empty] | March, 30 2020 00:00:00 | FALSE | FALSE | FALSE | [6 empty] | AC | 120 | 277 | [5 empty] | FALSE
PLJ5ZTTT | Fuchuan Kinlight Co., Ltd | Kinlight | JL-T8-18AB4FT-40C-E | Linear Replacement Lamp | T8 Four-Foot | Dual Mode Internal Driver (UL Type A and Type B) |  | standard | FALSE | [10 empty] | July, 24 2019 00:00:00 | Not Dimmable | Not Dimmable | No |  | ZZZCOT | [25 empty] | 5 | 2250 | 125 | 18 | 13.02 | 0.9409 | 4000 | 83.6 |  |  |  | FALSE | FALSE | FALSE | [8 empty] | March, 30 2020 00:00:00 | FALSE | FALSE | FALSE | [6 empty] | AC | 120 | 277 | [5 empty] | FALSE
P7PNAIP0 | Fuchuan Kinlight Co., Ltd | Kinlight | JL-T8-12AB4FT-40C | Linear Replacement Lamp | T8 Four-Foot | Dual Mode Internal Driver (UL Type A and Type B) |  | standard | FALSE | [10 empty] | July, 24 2019 00:00:00 | Not Dimmable | Not Dimmable | No |  | ZZZCOT | [25 empty] | 5 | 1800 | 150 | 12 | 14.35 | 0.9042 | 4000 | 83.8 |  |  |  | FALSE | FALSE | FALSE | [8 empty] | March, 30 2020 00:00:00 | FALSE | FALSE | FALSE | [6 empty] | AC | 120 | 277 | [5 empty] | FALSE
PSK67FB3 | Fuchuan Kinlight Co., Ltd | Kinlight | JL-T8-15AB4FT-35C | Linear Replacement Lamp | T8 Four-Foot | Dual Mode Internal Driver (UL Type A and Type B) |  | standard | FALSE | [10 empty] | July, 24 2019 00:00:00 | Not Dimmable | Not Dimmable | No |  | ZZZCOT | [25 empty] | 5 | 2250 | 150 | 15 | 17.04 | 0.9112 | 3500 | 83.8 |  |  |  | FALSE | FALSE | FALSE | [8 empty] | March, 30 2020 00:00:00 | FALSE | FALSE | FALSE | [6 empty] | AC | 120 | 277 | [5 empty] | FALSE
P71VA5SY | Fuchuan Kinlight Co., Ltd | Kinlight | JL-T8/5-22AB4FT-50C | Linear Replacement Lamp | T8 Four-Foot | Dual Mode Internal Driver (UL Type A and Type B) |  | standard | FALSE | [10 empty] | July, 24 2019 00:00:00 | Not Dimmable | Not Dimmable | No |  | ZZZCOS | [25 empty] | 5 | 3080 | 140 | 22 | 11.41 | 0.9404 | 5000 | 80.9 |  |  |  | FALSE | FALSE | FALSE | [8 empty] | March, 30 2020 00:00:00 | FALSE | FALSE | FALSE | [6 empty] | AC | 120 | 277 | [5 empty] | FALSE
PGGIKLY5 | Fuchuan Kinlight Co., Ltd | Kinlight | JL-T8-18AB4FT-35C | Linear Replacement Lamp | T8 Four-Foot | Dual Mode Internal Driver (UL Type A and Type B) |  | standard | FALSE | [10 empty] | July, 24 2019 00:00:00 | Not Dimmable | Not Dimmable | No |  | ZZZCOT | [25 empty] | 5 | 2430 | 135 | 18 | 16.26 | 0.9487 | 3500 | 83.5 |  |  |  | FALSE | FALSE | FALSE | [8 empty] | March, 30 2020 00:00:00 | FALSE | FALSE | FALSE | [6 empty] | AC | 120 | 277 | [5 empty] | FALSE
PVZSFYZI | Fuchuan Kinlight Co., Ltd | Kinlight | JL-T8-12AB4FT-35C | Linear Replacement Lamp | T8 Four-Foot | Dual Mode Internal Driver (UL Type A and Type B) |  | standard | FALSE | [10 empty] | July, 24 2019 00:00:00 | Not Dimmable | Not Dimmable | No |  | ZZZCOT | [25 empty] | 5 | 1800 | 150 | 12 | 14.35 | 0.9042 | 3500 | 83.8 |  |  |  | FALSE | FALSE | FALSE | [8 empty] | March, 30 2020 00:00:00 | FALSE | FALSE | FALSE | [6 empty] | AC | 120 | 277 | [5 empty] | FALSE
P0P8UXQA | Fuchuan Kinlight Co., Ltd | Kinlight | JL-T8-15AB4FT-30C | Linear Replacement Lamp | T8 Four-Foot | Dual Mode Internal Driver (UL Type A and Type B) |  | standard | FALSE | [10 empty] | July, 24 2019 00:00:00 | Not Dimmable | Not Dimmable | No |  | ZZZCOT | [25 empty] | 5 | 2250 | 150 | 15 | 17.04 | 0.9112 | 3000 | 83.8 |  |  |  | FALSE | FALSE | FALSE | [8 empty] | March, 30 2020 00:00:00 | FALSE | FALSE | FALSE | [6 empty] | AC | 120 | 277 | [5 empty] | FALSE
P0J83HAO | Fuchuan Kinlight Co., Ltd | Kinlight | JL-T8-18AB4FT-30C-E | Linear Replacement Lamp | T8 Four-Foot | Dual Mode Internal Driver (UL Type A and Type B) |  | standard | TRUE |  | 2332 | 127.99 | 18.22 | 13.02 | 0.9409 | 3051 | 83.6 | 5 | 50000 | July, 24 2019 00:00:00 | Not Dimmable | Not Dimmable | No |  | ZZZCOT | [15 empty] | 91 |  | 1.24 | 1.36 | [6 empty] | 5 | 2250 | 125 | 18 | 13.02 | 0.9409 | 3000 | 83.6 |  |  |  | FALSE | FALSE | FALSE | [8 empty] | March, 30 2020 00:00:00 | FALSE | FALSE | FALSE | [6 empty] | AC | 120 | 277 | 277 |  |  |  |  | FALSE
PTCXI4WU | Fuchuan Kinlight Co., Ltd | Kinlight | JL-T8-18AB4FT-30C | Linear Replacement Lamp | T8 Four-Foot | Dual Mode Internal Driver (UL Type A and Type B) |  | standard | FALSE | [10 empty] | July, 24 2019 00:00:00 | Not Dimmable | Not Dimmable | No |  | ZZZCOT | [25 empty] | 5 | 2430 | 135 | 18 | 16.26 | 0.9487 | 3000 | 83.5 |  |  |  | FALSE | FALSE | FALSE | [8 empty] | March, 30 2020 00:00:00 | FALSE | FALSE | FALSE | [6 empty] | AC | 120 | 277 | [5 empty] | FALSE
P8DS5LLF | Xiamen Bymea Lighting Co., Ltd | BYMEA | T08L21-F-40H | Linear Replacement Lamp | T8 Four-Foot | Replacement Lamps (plug and play) (UL Type A) |  | standard | TRUE |  | 2110 | 132.62 | 15.91 | 12.23 | 0.9589 | 4132 | 83.7 | 5 | 50000 | July, 24 2019 00:00:00 | Not Dimmable | Not Dimmable | No |  | MMMRUH | [15 empty] | 84.7 |  | 1.2 | 1.34 | [6 empty] | 5 | 1900 | 126.7 | 15 | 15 | 0.9 | 4000 | 80 |  |  |  | FALSE | FALSE | FALSE | [8 empty] | March, 30 2020 00:00:00 | FALSE | FALSE | FALSE | [6 empty] | AC |  |  | 120 |  |  |  |  | FALSE
PGKD27XG | WESTGATE MFG | WESTGATE | T8-EZ5-GS-4FT-18W-50K-C | Linear Replacement Lamp | T8 Four-Foot | Dual Mode Internal Driver (UL Type A and Type B) |  | standard | FALSE | [10 empty] | July, 23 2019 00:00:00 | Not Dimmable | Not Dimmable | FALSE |  | VVVYMR | [25 empty] | 4.4 | 2100 | 116 | 18 | 13 | 0.9 | 5000 | 82 |  |  |  | FALSE | FALSE | FALSE | [8 empty] | July, 23 2019 00:00:00 | FALSE | FALSE | FALSE | [6 empty] | AC | 120 | 277 | [5 empty] | FALSE
PLZYR91SF370 | Eiko Global, LLC | Builders Best | BB-14.5WT8/48/830-G1 | Linear Replacement Lamp | T8 Four-Foot | Replacement Lamps (plug and play) (UL Type A) |  | standard | TRUE |  | 2292 | 132.1 | 17.35 | 10.78 | 0.9657 | 3015 | 82.7 | 5 | 50000 | July, 23 2019 00:00:00 | Not Dimmable | Not Dimmable | No |  | MMMRUG | [15 empty] | 82 |  | 1.26 | 1.34 | [6 empty] | 5 | 2200 | 129 | 17 | 20 | 0.9 | 3000 | 82 |  |  |  | FALSE | FALSE | FALSE | [8 empty] | March, 30 2020 00:00:00 | FALSE | FALSE | FALSE | [6 empty] | AC |  |  | 277 |  |  |  |  | FALSE
PA33J3XT | WESTGATE MFG | WESTGATE | T8-EZ5-GS-4FT-18W-45K-C | Linear Replacement Lamp | T8 Four-Foot | Dual Mode Internal Driver (UL Type A and Type B) |  | standard | FALSE | [10 empty] | July, 23 2019 00:00:00 | Not Dimmable | Not Dimmable | FALSE |  | VVVYMR | [25 empty] | 4.4 | 2100 | 116 | 18 | 13 | 0.9 | 4500 | 82 |  |  |  | FALSE | FALSE | FALSE | [8 empty] | July, 23 2019 00:00:00 | FALSE | FALSE | FALSE | [6 empty] | AC | 120 | 277 | [5 empty] | FALSE
PUYN9623 | WESTGATE MFG | WESTGATE | T8-EZ5-GS-4FT-18W-40K-C | Linear Replacement Lamp | T8 Four-Foot | Dual Mode Internal Driver (UL Type A and Type B) |  | standard | TRUE |  | 2337.2 | 125.6 | 18.61 | 12.84 | 0.9012 | 4105 | 83 | 5 | 50000 | July, 23 2019 00:00:00 | Not Dimmable | Not Dimmable | FALSE |  | VVVYMR | [15 empty] | 84.1 |  | 1.28 | 1.24 | [6 empty] | 4.4 | 2100 | 116 | 18 | 13 | 0.9 | 4000 | 82 |  |  |  | FALSE | FALSE | FALSE | [8 empty] | July, 23 2019 00:00:00 | FALSE | FALSE | FALSE | [6 empty] | AC | 120 | 277 | 120 |  |  |  |  | FALSE
PL4H9PJXWPNH | Eiko Global, LLC | Builders Best | BB-14.5WT8/48/840-G1 | Linear Replacement Lamp | T8 Four-Foot | Replacement Lamps (plug and play) (UL Type A) |  | standard | FALSE | [10 empty] | July, 23 2019 00:00:00 | Not Dimmable | Not Dimmable | No |  | MMMRUG | [25 empty] | 5 | 2200 | 129 | 17 | 20 | 0.9 | 4000 | 82 |  |  |  | FALSE | FALSE | FALSE | [8 empty] | March, 30 2020 00:00:00 | FALSE | FALSE | FALSE | [6 empty] | AC | [7 empty] | FALSE
PYPLEU6Q | WESTGATE MFG | WESTGATE | T8-EZ5-GS-4FT-18W-45K-F | Linear Replacement Lamp | T8 Four-Foot | Dual Mode Internal Driver (UL Type A and Type B) |  | standard | FALSE | [10 empty] | July, 23 2019 00:00:00 | Not Dimmable | Not Dimmable | FALSE |  | VVVYMQ | [25 empty] | 4.4 | 2100 | 116 | 18 | 12 | 0.9 | 4500 | 82 |  |  |  | FALSE | FALSE | FALSE | [8 empty] | July, 23 2019 00:00:00 | FALSE | FALSE | FALSE | [6 empty] | AC | 120 | 277 | [5 empty] | FALSE
PJ04N9PI | WESTGATE MFG | WESTGATE | T8-EZ5-GS-4FT-18W-40K-F | Linear Replacement Lamp | T8 Four-Foot | Dual Mode Internal Driver (UL Type A and Type B) |  | standard | TRUE |  | 2286.8 | 119.28 | 19.17 | 12.01 | 0.9015 | 4102 | 83.1 | 5 | 50000 | July, 23 2019 00:00:00 | Not Dimmable | Not Dimmable | FALSE |  | VVVYMQ | [15 empty] | 83.2 |  | 1.24 | 1.28 | [6 empty] | 4.4 | 2100 | 116 | 18 | 12 | 0.9 | 4000 | 82 |  |  |  | FALSE | FALSE | FALSE | [8 empty] | July, 23 2019 00:00:00 | FALSE | FALSE | FALSE | [6 empty] | AC | 120 | 277 | 120 |  |  |  |  | FALSE
PLZC9L4VZU9J | Eiko Global, LLC | Builders Best | BB-14.5WT8/48/835-G1 | Linear Replacement Lamp | T8 Four-Foot | Replacement Lamps (plug and play) (UL Type A) |  | standard | FALSE | [10 empty] | July, 23 2019 00:00:00 | Not Dimmable | Not Dimmable | No |  | MMMRUG | [25 empty] | 5 | 2200 | 129 | 17 | 20 | 0.9 | 3500 | 82 |  |  |  | FALSE | FALSE | FALSE | [8 empty] | March, 30 2020 00:00:00 | FALSE | FALSE | FALSE | [6 empty] | AC | [7 empty] | FALSE
PL820LMQWLTZ | Eiko Global, LLC | Builders Best | BB-14.5WT8/48/850-G1 | Linear Replacement Lamp | T8 Four-Foot | Replacement Lamps (plug and play) (UL Type A) |  | standard | FALSE | [10 empty] | July, 23 2019 00:00:00 | Not Dimmable | Not Dimmable | No |  | MMMRUG | [25 empty] | 5 | 2200 | 129 | 17 | 20 | 0.9 | 5000 | 82 |  |  |  | FALSE | FALSE | FALSE | [8 empty] | March, 30 2020 00:00:00 | FALSE | FALSE | FALSE | [6 empty] | AC | [7 empty] | FALSE
PMXKB3RE | WESTGATE MFG | WESTGATE | T8-EZ5-GS-4FT-18W-50K-F | Linear Replacement Lamp | T8 Four-Foot | Dual Mode Internal Driver (UL Type A and Type B) |  | standard | FALSE | [10 empty] | July, 23 2019 00:00:00 | Not Dimmable | Not Dimmable | FALSE |  | VVVYMQ | [25 empty] | 4.4 | 2100 | 116 | 18 | 12 | 0.9 | 5000 | 82 |  |  |  | FALSE | FALSE | FALSE | [8 empty] | July, 23 2019 00:00:00 | FALSE | FALSE | FALSE | [6 empty] | AC | 120 | 277 | [5 empty] | FALSE
P9WO5XFN | Hengdian Group Tospo Lighting Co.,Ltd | TOSPO | G9 TP120-277-12/T8/4FT DR G13 PC 3500K | Linear Replacement Lamp | T8 Four-Foot | Replacement Lamps (plug and play) (UL Type A) |  | standard | FALSE | [10 empty] | July, 19 2019 00:00:00 | Not Dimmable | Not Dimmable | No |  | MMMRUE | [25 empty] | 5 | 1800 | 128.6 | 14 | 20 | 0.9 | 3500 | 82 |  |  |  | FALSE | FALSE | FALSE | [8 empty] | March, 30 2020 00:00:00 | FALSE | FALSE | FALSE | [6 empty] | AC | [7 empty] | FALSE
POE8DYFP | Hengdian Group Tospo Lighting Co.,Ltd | TOSPO | G9 TP120-277-12/T8/4FT DR G13 PC 4000K | Linear Replacement Lamp | T8 Four-Foot | Replacement Lamps (plug and play) (UL Type A) |  | standard | FALSE | [10 empty] | July, 19 2019 00:00:00 | Not Dimmable | Not Dimmable | No |  | MMMRUE | [25 empty] | 5 | 1800 | 128.6 | 14 | 20 | 0.9 | 4000 | 82 |  |  |  | FALSE | FALSE | FALSE | [8 empty] | March, 30 2020 00:00:00 | FALSE | FALSE | FALSE | [6 empty] | AC | [7 empty] | FALSE
P70BOPR5 | Hengdian Group Tospo Lighting Co.,Ltd | TOSPO | G9 TP120-277-12/T8/4FT DR G13 PC 5000K | Linear Replacement Lamp | T8 Four-Foot | Replacement Lamps (plug and play) (UL Type A) |  | standard | FALSE | [10 empty] | July, 19 2019 00:00:00 | Not Dimmable | Not Dimmable | No |  | MMMRUE | [25 empty] | 5 | 1800 | 128.6 | 14 | 20 | 0.9 | 5000 | 82 |  |  |  | FALSE | FALSE | FALSE | [8 empty] | March, 30 2020 00:00:00 | FALSE | FALSE | FALSE | [6 empty] | AC | [7 empty] | FALSE
PLE0153G | Hengdian Group Tospo Lighting Co.,Ltd | TOSPO | G9 TP120-277-12/T8/4FT DR G13 PC 3000K | Linear Replacement Lamp | T8 Four-Foot | Replacement Lamps (plug and play) (UL Type A) |  | standard | TRUE |  | 1802 | 124.8 | 14.4 | 14.44 | 0.9561 | 3045 | 81.6 | 5 | 50000 | July, 19 2019 00:00:00 | Not Dimmable | Not Dimmable | No |  | MMMRUE | [15 empty] | 81.4 |  | 1.26 | 1.3 | [6 empty] | 5 | 1800 | 128.6 | 14 | 20 | 0.9 | 3000 | 82 |  |  |  | FALSE | FALSE | FALSE | [8 empty] | March, 30 2020 00:00:00 | FALSE | FALSE | FALSE | [6 empty] | AC |  |  | 277 |  |  |  |  | FALSE
PLFLXZQ7 | Xiamen Bymea Lighting Co., Ltd | Bymea | T08L02-ABD-45H | Linear Replacement Lamp | T8 Four-Foot | Dual Mode Internal Driver (UL Type A and Type B) |  | standard | FALSE | [10 empty] | July, 17 2019 00:00:00 | Not Dimmable | Not Dimmable | FALSE |  | CCCGXD | [25 empty] | 4.4 | 2100 | 116 | 18 | 13 | 0.9 | 4500 | 82 |  |  |  | FALSE | FALSE | FALSE | [8 empty] | July, 17 2019 00:00:00 | FALSE | FALSE | FALSE | [6 empty] | AC | 120 | 277 | [5 empty] | FALSE
PG8FR92Q | Xiamen Bymea Lighting Co., Ltd | BYMEA | T08L13-ABD-40H | Linear Replacement Lamp | T8 Four-Foot | Dual Mode Internal Driver (UL Type A and Type B) |  | standard | TRUE |  | 2037.4 | 121.59 | 16.76 | 13.06 | 0.9759 | 4109 | 83.1 | 5 | 50000 | July, 17 2019 00:00:00 | Not Dimmable | Not Dimmable | No |  | CCCGXG | [15 empty] | 83.1 |  | 1.24 | 1.28 | [6 empty] | 5 | 1900 | 127 | 15 | 13 | 0.9 | 4000 | 82 |  |  |  | FALSE | FALSE | FALSE | [8 empty] | March, 30 2020 00:00:00 | FALSE | FALSE | FALSE | [6 empty] | AC | 120 | 277 | 120 |  |  |  |  | FALSE
P0SXKIB3 | Xiamen Bymea Lighting Co., Ltd | BYMEA | T08L12-ABD-40H | Linear Replacement Lamp | T8 Four-Foot | Dual Mode Internal Driver (UL Type A and Type B) |  | standard | TRUE |  | 2119.2 | 126.88 | 16.7 | 13.75 | 0.9788 | 4109 | 83.2 | 5 | 50000 | July, 17 2019 00:00:00 | Not Dimmable | Not Dimmable | No |  | CCCGXF | [15 empty] | 84.1 |  | 1.28 | 1.24 | [6 empty] | 5 | 1900 | 127 | 15 | 14 | 0.9 | 4000 | 82 |  |  |  | FALSE | FALSE | FALSE | [8 empty] | March, 30 2020 00:00:00 | FALSE | FALSE | FALSE | [6 empty] | AC | 120 | 277 | 120 |  |  |  |  | FALSE
PSXFAX8V | Hengdian Group Tospo Lighting Co.,Ltd | TOSPO | G9 TP120-277-15/T8/4FT DR G13 PC 3500K | Linear Replacement Lamp | T8 Four-Foot | Replacement Lamps (plug and play) (UL Type A) |  | standard | FALSE | [10 empty] | July, 17 2019 00:00:00 | Not Dimmable | Not Dimmable | No |  | MMMRTN | [25 empty] | 5 | 2200 | 129.4 | 17 | 20 | 0.9 | 3500 | 82 |  |  |  | FALSE | FALSE | FALSE | [8 empty] | March, 30 2020 00:00:00 | FALSE | FALSE | FALSE | [6 empty] | AC | [7 empty] | FALSE
PNQR5ZVC | Hengdian Group Tospo Lighting Co.,Ltd | TOSPO | G9 TP120-277-15/T8/4FT DR G13 PC 4000K | Linear Replacement Lamp | T8 Four-Foot | Replacement Lamps (plug and play) (UL Type A) |  | standard | FALSE | [10 empty] | July, 17 2019 00:00:00 | Not Dimmable | Not Dimmable | No |  | MMMRTN | [25 empty] | 5 | 2200 | 129.4 | 17 | 20 | 0.9 | 4000 | 82 |  |  |  | FALSE | FALSE | FALSE | [8 empty] | March, 30 2020 00:00:00 | FALSE | FALSE | FALSE | [6 empty] | AC | [7 empty] | FALSE
PQVL8LEG | Hengdian Group Tospo Lighting Co.,Ltd | TOSPO | G9 TP120-277-15/T8/4FT DR G13 PC 3000K | Linear Replacement Lamp | T8 Four-Foot | Replacement Lamps (plug and play) (UL Type A) |  | standard | TRUE |  | 2124 | 124.3 | 17.09 | 11.21 | 0.9671 | 3020 | 81.4 | 5 | 50000 | July, 17 2019 00:00:00 | Not Dimmable | Not Dimmable | No |  | MMMRTN | [15 empty] | 81.4 |  | 1.24 | 1.3 | [6 empty] | 5 | 2200 | 129.4 | 17 | 20 | 0.9 | 3000 | 82 |  |  |  | FALSE | FALSE | FALSE | [8 empty] | March, 30 2020 00:00:00 | FALSE | FALSE | FALSE | [6 empty] | AC |  |  | 277 |  |  |  |  | FALSE
PSQ4FI5V | Xiamen Bymea Lighting Co., Ltd | Bymea | T08L02-ABD-50H | Linear Replacement Lamp | T8 Four-Foot | Dual Mode Internal Driver (UL Type A and Type B) |  | standard | FALSE | [10 empty] | July, 17 2019 00:00:00 | Not Dimmable | Not Dimmable | FALSE |  | CCCGXD | [25 empty] | 4.4 | 2100 | 116 | 18 | 13 | 0.9 | 5000 | 82 |  |  |  | FALSE | FALSE | FALSE | [8 empty] | July, 17 2019 00:00:00 | FALSE | FALSE | FALSE | [6 empty] | AC | 120 | 277 | [5 empty] | FALSE
PENHFZY9 | Xiamen Bymea Lighting Co., Ltd | Bymea | T08L02-ABD-40H | Linear Replacement Lamp | T8 Four-Foot | Dual Mode Internal Driver (UL Type A and Type B) |  | standard | TRUE |  | 2337.2 | 125.6 | 18.61 | 12.84 | 0.9012 | 4105 | 83 | 5 | 50000 | July, 17 2019 00:00:00 | Not Dimmable | Not Dimmable | FALSE |  | CCCGXD | [15 empty] | 84.1 |  | 1.28 | 1.24 | [6 empty] | 4.4 | 2100 | 116 | 18 | 13 | 0.9 | 4000 | 82 |  |  |  | FALSE | FALSE | FALSE | [8 empty] | July, 17 2019 00:00:00 | FALSE | FALSE | FALSE | [6 empty] | AC | 120 | 277 | 120 |  |  |  |  | FALSE
PD4GYLQN | Xiamen Bymea Lighting Co., Ltd | Bymea | T08L03-ABD-45H | Linear Replacement Lamp | T8 Four-Foot | Dual Mode Internal Driver (UL Type A and Type B) |  | standard | FALSE | [10 empty] | July, 17 2019 00:00:00 | Not Dimmable | Not Dimmable | FALSE |  | CCCGXE | [25 empty] | 4.4 | 2100 | 116 | 18 | 12 | 0.9 | 4500 | 82 |  |  |  | FALSE | FALSE | FALSE | [8 empty] | July, 17 2019 00:00:00 | FALSE | FALSE | FALSE | [6 empty] | AC | 120 | 277 | [5 empty] | FALSE
PXVQJCCX | Xiamen Bymea Lighting Co., Ltd | BYMEA | T08L12-ABD-50H | Linear Replacement Lamp | T8 Four-Foot | Dual Mode Internal Driver (UL Type A and Type B) |  | standard | FALSE | [10 empty] | July, 17 2019 00:00:00 | Not Dimmable | Not Dimmable | No |  | CCCGXF | [25 empty] | 5 | 1900 | 127 | 15 | 14 | 0.9 | 5000 | 82 |  |  |  | FALSE | FALSE | FALSE | [8 empty] | March, 30 2020 00:00:00 | FALSE | FALSE | FALSE | [6 empty] | AC | 120 | 277 | [5 empty] | FALSE
PLWQRIJQ | Xiamen Bymea Lighting Co., Ltd | BYMEA | T08L13-ABD-45H | Linear Replacement Lamp | T8 Four-Foot | Dual Mode Internal Driver (UL Type A and Type B) |  | standard | FALSE | [10 empty] | July, 17 2019 00:00:00 | Not Dimmable | Not Dimmable | No |  | CCCGXG | [25 empty] | 5 | 1900 | 127 | 15 | 13 | 0.9 | 4500 | 82 |  |  |  | FALSE | FALSE | FALSE | [8 empty] | March, 30 2020 00:00:00 | FALSE | FALSE | FALSE | [6 empty] | AC | 120 | 277 | [5 empty] | FALSE
P0UI5TS1 | Xiamen Bymea Lighting Co., Ltd | BYMEA | T08L13-ABD-50H | Linear Replacement Lamp | T8 Four-Foot | Dual Mode Internal Driver (UL Type A and Type B) |  | standard | FALSE | [10 empty] | July, 17 2019 00:00:00 | Not Dimmable | Not Dimmable | No |  | CCCGXG | [25 empty] | 5 | 1900 | 127 | 15 | 13 | 0.9 | 5000 | 82 |  |  |  | FALSE | FALSE | FALSE | [8 empty] | March, 30 2020 00:00:00 | FALSE | FALSE | FALSE | [6 empty] | AC | 120 | 277 | [5 empty] | FALSE
P5IZCEZ6 | Hengdian Group Tospo Lighting Co.,Ltd | TOSPO | G9 TP120-277-15/T8/4FT DR G13 PC 5000K | Linear Replacement Lamp | T8 Four-Foot | Replacement Lamps (plug and play) (UL Type A) |  | standard | FALSE | [10 empty] | July, 17 2019 00:00:00 | Not Dimmable | Not Dimmable | No |  | MMMRTN | [25 empty] | 5 | 2200 | 129.4 | 17 | 20 | 0.9 | 5000 | 82 |  |  |  | FALSE | FALSE | FALSE | [8 empty] | March, 30 2020 00:00:00 | FALSE | FALSE | FALSE | [6 empty] | AC | [7 empty] | FALSE
PDUJEJXT | Xiamen Bymea Lighting Co., Ltd | Bymea | T08L03-ABD-50H | Linear Replacement Lamp | T8 Four-Foot | Dual Mode Internal Driver (UL Type A and Type B) |  | standard | FALSE | [10 empty] | July, 17 2019 00:00:00 | Not Dimmable | Not Dimmable | FALSE |  | CCCGXE | [25 empty] | 4.4 | 2100 | 116 | 18 | 12 | 0.9 | 5000 | 82 |  |  |  | FALSE | FALSE | FALSE | [8 empty] | July, 17 2019 00:00:00 | FALSE | FALSE | FALSE | [6 empty] | AC | 120 | 277 | [5 empty] | FALSE
P7399NOD | Xiamen Bymea Lighting Co., Ltd | Bymea | T08L03-ABD-40H | Linear Replacement Lamp | T8 Four-Foot | Dual Mode Internal Driver (UL Type A and Type B) |  | standard | TRUE |  | 2286.8 | 119.28 | 19.17 | 12.01 | 0.9015 | 4102 | 83.1 | 5 | 50000 | July, 17 2019 00:00:00 | Not Dimmable | Not Dimmable | FALSE |  | CCCGXE | [15 empty] | 83.2 |  | 1.24 | 1.28 | [6 empty] | 4.4 | 2100 | 116 | 18 | 12 | 0.9 | 4000 | 82 |  |  |  | FALSE | FALSE | FALSE | [8 empty] | July, 17 2019 00:00:00 | FALSE | FALSE | FALSE | [6 empty] | AC | 120 | 277 | 120 |  |  |  |  | FALSE
PWVR9PKZ | Xiamen Bymea Lighting Co., Ltd | BYMEA | T08L12-ABD-45H | Linear Replacement Lamp | T8 Four-Foot | Dual Mode Internal Driver (UL Type A and Type B) |  | standard | FALSE | [10 empty] | July, 17 2019 00:00:00 | Not Dimmable | Not Dimmable | No |  | CCCGXF | [25 empty] | 5 | 1900 | 127 | 15 | 14 | 0.9 | 4500 | 82 |  |  |  | FALSE | FALSE | FALSE | [8 empty] | March, 30 2020 00:00:00 | FALSE | FALSE | FALSE | [6 empty] | AC | 120 | 277 | [5 empty] | FALSE
PLSJN0WQF9HA | RAB Lighting | RAB | T10072 | Linear Replacement Lamp | T8 Four-Foot | Dual Mode Internal Driver (UL Type A and Type B) |  | standard | FALSE | [10 empty] | July, 16 2019 00:00:00 | Not Dimmable | Not Dimmable | No |  | ZZZCON | [25 empty] | 5 | 1800 | 128 | 14 | 20 | 0.9 | 4000 | 82 |  |  |  | FALSE | FALSE | FALSE | [8 empty] | March, 30 2020 00:00:00 | FALSE | FALSE | FALSE | [6 empty] | AC | 120 | 277 | [5 empty] | FALSE
PLPEL0MT8C52 | RAB Lighting | RAB | T10073 | Linear Replacement Lamp | T8 Four-Foot | Dual Mode Internal Driver (UL Type A and Type B) |  | standard | FALSE | [10 empty] | July, 16 2019 00:00:00 | Not Dimmable | Not Dimmable | No |  | ZZZCON | [25 empty] | 5 | 1800 | 128 | 14 | 20 | 0.9 | 5000 | 82 |  |  |  | FALSE | FALSE | FALSE | [8 empty] | March, 30 2020 00:00:00 | FALSE | FALSE | FALSE | [6 empty] | AC | 120 | 277 | [5 empty] | FALSE
P6EKA3F9 | Hengdian Group Tospo Lighting Co.,Ltd | TOSPO | G8 TP120-277-15/T8 G13 DR GLASS VE-LDV 5000K | Linear Replacement Lamp | T8 Four-Foot | Replacement Lamps (plug and play) (UL Type A) |  | standard | FALSE | [10 empty] | July, 16 2019 00:00:00 | Not Dimmable | Not Dimmable | No |  | JJJOER | [25 empty] | 5 | 2200 | 129 | 17 | 20 | 0.9 | 5000 | 82 |  |  |  | FALSE | FALSE | FALSE | [8 empty] | March, 30 2020 00:00:00 | FALSE | FALSE | FALSE | [6 empty] | AC | [7 empty] | FALSE
PLLO0EYODJFR | RAB Lighting | RAB | T10071 | Linear Replacement Lamp | T8 Four-Foot | Dual Mode Internal Driver (UL Type A and Type B) |  | standard | FALSE | [10 empty] | July, 16 2019 00:00:00 | Not Dimmable | Not Dimmable | No |  | ZZZCON | [25 empty] | 5 | 1800 | 128 | 14 | 20 | 0.9 | 3500 | 82 |  |  |  | FALSE | FALSE | FALSE | [8 empty] | March, 30 2020 00:00:00 | FALSE | FALSE | FALSE | [6 empty] | AC | 120 | 277 | [5 empty] | FALSE
PLB0FF4N85FV | RAB Lighting | RAB | T10070 | Linear Replacement Lamp | T8 Four-Foot | Dual Mode Internal Driver (UL Type A and Type B) |  | standard | TRUE |  | 1711 | 125 | 13.69 | 13.93 | 0.954 | 3064 | 81.5 | 5 | 50000 | July, 16 2019 00:00:00 | Not Dimmable | Not Dimmable | No |  | ZZZCON | [15 empty] | 81.3 |  | 1.26 | 1.32 | [6 empty] | 5 | 1800 | 128 | 14 | 20 | 0.9 | 3000 | 82 |  |  |  | FALSE | FALSE | FALSE | [8 empty] | March, 30 2020 00:00:00 | FALSE | FALSE | FALSE | [6 empty] | AC | 120 | 277 | 277 |  |  |  |  | FALSE
PW3OF2D5 | Hengdian Group Tospo Lighting Co.,Ltd | TOSPO | G8 TP120-277-15/T8 G13 DR GLASS VE-LDV 4100K | Linear Replacement Lamp | T8 Four-Foot | Replacement Lamps (plug and play) (UL Type A) |  | standard | FALSE | [10 empty] | July, 16 2019 00:00:00 | Not Dimmable | Not Dimmable | No |  | JJJOER | [25 empty] | 5 | 2200 | 129 | 17 | 20 | 0.9 | 4100 | 82 |  |  |  | FALSE | FALSE | FALSE | [8 empty] | March, 30 2020 00:00:00 | FALSE | FALSE | FALSE | [6 empty] | AC | [7 empty] | FALSE
POVZ94U0 | Hengdian Group Tospo Lighting Co.,Ltd | TOSPO | G8 TP120-277-15/T8 G13 DR GLASS VE-LDV 3500K | Linear Replacement Lamp | T8 Four-Foot | Replacement Lamps (plug and play) (UL Type A) |  | standard | FALSE | [10 empty] | July, 16 2019 00:00:00 | Not Dimmable | Not Dimmable | No |  | JJJOER | [25 empty] | 5 | 2100 | 124 | 17 | 20 | 0.9 | 3500 | 82 |  |  |  | FALSE | FALSE | FALSE | [8 empty] | March, 30 2020 00:00:00 | FALSE | FALSE | FALSE | [6 empty] | AC | [7 empty] | FALSE
P5AR77NT | Hengdian Group Tospo Lighting Co.,Ltd | TOSPO | G8 TP120-277-15/T8 G13 DR GLASS VE-LDV 3000K | Linear Replacement Lamp | T8 Four-Foot | Replacement Lamps (plug and play) (UL Type A) |  | standard | TRUE |  | 2207 | 125.5 | 17.58 | 6.93 | 0.9749 | 3053 | 82.4 | 5 | 50000 | July, 16 2019 00:00:00 | Not Dimmable | Not Dimmable | No |  | JJJOER | [15 empty] | 81.6 |  | 1.28 | 1.32 | [6 empty] | 5 | 2100 | 124 | 17 | 20 | 0.9 | 3000 | 82 |  |  |  | FALSE | FALSE | FALSE | [8 empty] | March, 30 2020 00:00:00 | FALSE | FALSE | FALSE | [6 empty] | AC |  |  | 120 |  |  |  |  | FALSE
PL7RYR8BPUJ5 | C&C lighting inc. | C&C | CCR-T08J01-40HF | Linear Replacement Lamp | T8 Four-Foot | Dual Mode Internal Driver (UL Type A and Type B) |  | standard | TRUE |  | 2652 | 127.44 | 20.81 | 8.02 | 0.971 | 4021 | 80.9 | 5 | 50000 | July, 15 2019 00:00:00 | Not Dimmable | Not Dimmable | No |  | VVVYLZ | [15 empty] | 84.7 |  | 1.24 | 1.28 | [6 empty] | 5 | 2200.14 | 122.23 | 18 | 8.02 | 0.971 | 4000 | 80.9 |  |  |  | FALSE | FALSE | FALSE | [8 empty] | March, 30 2020 00:00:00 | FALSE | FALSE | FALSE | [6 empty] | AC | 120 | 277 | 277 |  |  |  |  | FALSE
PLE2REER2Y48 | C&C lighting inc. | C&C | CCR-T08J01-50HF | Linear Replacement Lamp | T8 Four-Foot | Dual Mode Internal Driver (UL Type A and Type B) |  | standard | FALSE | [10 empty] | July, 15 2019 00:00:00 | Not Dimmable | Not Dimmable | No |  | VVVYLZ | [25 empty] | 5 | 2200.14 | 122.23 | 18 | 7.31 | 0.9586 | 5000 | 81.8 |  |  |  | FALSE | FALSE | FALSE | [8 empty] | March, 30 2020 00:00:00 | FALSE | FALSE | FALSE | [6 empty] | AC | 120 | 277 | [5 empty] | FALSE
PHDDHVOW | KOBI ELECTRIC LTD | KOBI ELECTRIC | T8-F4-1235-RPP | Linear Replacement Lamp | T8 Four-Foot | Dual Mode Internal Driver (UL Type A and Type B) |  | standard | FALSE | [10 empty] | July, 12 2019 00:00:00 | Not Dimmable | Not Dimmable | No |  | ZZZCOI | [25 empty] | 5 | 1800 | 150 | 12 | 15 | 0.9 | 3500 | 80 |  |  |  | FALSE | FALSE | FALSE | [8 empty] | March, 30 2020 00:00:00 | FALSE | FALSE | FALSE | [6 empty] | AC | 120 | 277 | [5 empty] | FALSE
PS4S8TBM | KOBI ELECTRIC LTD | KOBI ELECTRIC | T8-F4-1230-RPP | Linear Replacement Lamp | T8 Four-Foot | Dual Mode Internal Driver (UL Type A and Type B) |  | standard | TRUE |  | 1887.6 | 130.54 | 14.46 | 12.43 | 0.959 | 2946 | 81.6 | 5 |  | July, 12 2019 00:00:00 | Not Dimmable | Not Dimmable | No |  | ZZZCOI | [15 empty] | 83.9 |  | 1.16 | 1.14 | [6 empty] | 5 | 1800 | 150 | 12 | 15 | 0.9 | 3000 | 80 |  |  |  | FALSE | FALSE | FALSE | [8 empty] | March, 30 2020 00:00:00 | FALSE | FALSE | FALSE | [6 empty] | AC | 120 | 277 | 120 |  |  |  |  | FALSE
P949IMKU | KOBI ELECTRIC LTD | KOBI ELECTRIC | T8-F4-1835-RPP | Linear Replacement Lamp | T8 Four-Foot | Dual Mode Internal Driver (UL Type A and Type B) |  | standard | FALSE | [10 empty] | July, 12 2019 00:00:00 | Not Dimmable | Not Dimmable | No |  | ZZZCOJ | [25 empty] | 5 | 2200 | 122 | 18 | 15 | 0.9 | 3500 | 80 |  |  |  | FALSE | FALSE | FALSE | [8 empty] | March, 30 2020 00:00:00 | FALSE | FALSE | FALSE | [6 empty] | AC | 120 | 277 | [5 empty] | FALSE
PRJSZOJY | KOBI ELECTRIC LTD | KOBI ELECTRIC | T8-F4-1250-RPP | Linear Replacement Lamp | T8 Four-Foot | Dual Mode Internal Driver (UL Type A and Type B) |  | standard | FALSE | [10 empty] | July, 12 2019 00:00:00 | Not Dimmable | Not Dimmable | No |  | ZZZCOI | [25 empty] | 5 | 1800 | 150 | 12 | 15 | 0.9 | 5000 | 80 |  |  |  | FALSE | FALSE | FALSE | [8 empty] | March, 30 2020 00:00:00 | FALSE | FALSE | FALSE | [6 empty] | AC | 120 | 277 | [5 empty] | FALSE
PMOXFW1M | KOBI ELECTRIC LTD | KOBI ELECTRIC | T8-F4-1240-RPP | Linear Replacement Lamp | T8 Four-Foot | Dual Mode Internal Driver (UL Type A and Type B) |  | standard | FALSE | [10 empty] | July, 12 2019 00:00:00 | Not Dimmable | Not Dimmable | No |  | ZZZCOI | [25 empty] | 5 | 1800 | 150 | 12 | 15 | 0.9 | 4000 | 80 |  |  |  | FALSE | FALSE | FALSE | [8 empty] | March, 30 2020 00:00:00 | FALSE | FALSE | FALSE | [6 empty] | AC | 120 | 277 | [5 empty] | FALSE
PR95SV2U | KOBI ELECTRIC LTD | KOBI ELECTRIC | T8-F4-1840-RPP | Linear Replacement Lamp | T8 Four-Foot | Dual Mode Internal Driver (UL Type A and Type B) |  | standard | FALSE | [10 empty] | July, 12 2019 00:00:00 | Not Dimmable | Not Dimmable | No |  | ZZZCOJ | [25 empty] | 5 | 2200 | 122 | 18 | 15 | 0.9 | 4000 | 80 |  |  |  | FALSE | FALSE | FALSE | [8 empty] | March, 30 2020 00:00:00 | FALSE | FALSE | FALSE | [6 empty] | AC | 120 | 277 | [5 empty] | FALSE
PPBH4G38 | KOBI ELECTRIC LTD | KOBI ELECTRIC | T8-F4-1850-RPP | Linear Replacement Lamp | T8 Four-Foot | Dual Mode Internal Driver (UL Type A and Type B) |  | standard | FALSE | [10 empty] | July, 12 2019 00:00:00 | Not Dimmable | Not Dimmable | No |  | ZZZCOJ | [25 empty] | 5 | 2200 | 122 | 18 | 15 | 0.9 | 5000 | 80 |  |  |  | FALSE | FALSE | FALSE | [8 empty] | March, 30 2020 00:00:00 | FALSE | FALSE | FALSE | [6 empty] | AC | 120 | 277 | [5 empty] | FALSE
P3QAFGGX | KOBI ELECTRIC LTD | KOBI ELECTRIC | T8-F4-1830-RPP | Linear Replacement Lamp | T8 Four-Foot | Dual Mode Internal Driver (UL Type A and Type B) |  | standard | TRUE |  | 2546.6 | 131.88 | 19.31 | 7.6 | 0.975 | 2953 | 81.3 | 5 |  | July, 12 2019 00:00:00 | Not Dimmable | Not Dimmable | No |  | ZZZCOJ | [15 empty] | 83.8 |  | 1.16 | 1.14 | [6 empty] | 5 | 2200 | 122 | 18 | 15 | 0.9 | 3000 | 80 |  |  |  | FALSE | FALSE | FALSE | [8 empty] | March, 30 2020 00:00:00 | FALSE | FALSE | FALSE | [6 empty] | AC | 120 | 277 | 120 |  |  |  |  | FALSE
PR9P4AE4 | Technical Consumer Products | TCP | T8043340E | Linear Replacement Lamp | T8 Four-Foot | Replacement Lamps (plug and play) (UL Type A) |  | standard | FALSE | [10 empty] | July, 10 2019 00:00:00 | Not Dimmable | Not Dimmable | No |  | VVVYLL | [25 empty] | 5 | 2370 | 131 | 18 | 10 | 0.9 | 4000 | 80 |  |  |  | FALSE | FALSE | FALSE | [8 empty] | March, 30 2020 00:00:00 | FALSE | FALSE | FALSE | [6 empty] | AC | [7 empty] | FALSE
P30XFBQV | Technical Consumer Products | TCP | T8043030E | Linear Replacement Lamp | T8 Four-Foot | Replacement Lamps (plug and play) (UL Type A) |  | standard | FALSE | [10 empty] | July, 10 2019 00:00:00 | Not Dimmable | Not Dimmable | No |  | VVVYLK | [25 empty] | 5 | 1720 | 137 | 12.5 | 15 | 0.9 | 3000 | 80 |  |  |  | FALSE | FALSE | FALSE | [8 empty] | March, 30 2020 00:00:00 | FALSE | FALSE | FALSE | [6 empty] | AC | [7 empty] | FALSE
PT135DYT | Technical Consumer Products | TCP | T8043040E | Linear Replacement Lamp | T8 Four-Foot | Replacement Lamps (plug and play) (UL Type A) |  | standard | FALSE | [10 empty] | July, 10 2019 00:00:00 | Not Dimmable | Not Dimmable | No |  | VVVYLK | [25 empty] | 5 | 1875 | 149 | 12.5 | 15 | 0.9 | 4000 | 80 |  |  |  | FALSE | FALSE | FALSE | [8 empty] | March, 30 2020 00:00:00 | FALSE | FALSE | FALSE | [6 empty] | AC | [7 empty] | FALSE
PNZ9AE3X | Technical Consumer Products | TCP | T8043335E | Linear Replacement Lamp | T8 Four-Foot | Replacement Lamps (plug and play) (UL Type A) |  | standard | FALSE | [10 empty] | July, 10 2019 00:00:00 | Not Dimmable | Not Dimmable | No |  | VVVYLL | [25 empty] | 5 | 2350 | 130 | 18 | 10 | 0.9 | 3500 | 80 |  |  |  | FALSE | FALSE | FALSE | [8 empty] | March, 30 2020 00:00:00 | FALSE | FALSE | FALSE | [6 empty] | AC | [7 empty] | FALSE
P32PQ0LO | Technical Consumer Products | TCP | T8043350E | Linear Replacement Lamp | T8 Four-Foot | Replacement Lamps (plug and play) (UL Type A) |  | standard | FALSE | [10 empty] | July, 10 2019 00:00:00 | Not Dimmable | Not Dimmable | No |  | VVVYLL | [25 empty] | 5 | 2400 | 133 | 18 | 10 | 0.9 | 5000 | 80 |  |  |  | FALSE | FALSE | FALSE | [8 empty] | March, 30 2020 00:00:00 | FALSE | FALSE | FALSE | [6 empty] | AC | [7 empty] | FALSE
PLIHPVWJ | Technical Consumer Products | TCP | T8043035E | Linear Replacement Lamp | T8 Four-Foot | Replacement Lamps (plug and play) (UL Type A) |  | standard | FALSE | [10 empty] | July, 10 2019 00:00:00 | Not Dimmable | Not Dimmable | No |  | VVVYLK | [25 empty] | 5 | 1840 | 147 | 12.5 | 15 | 0.9 | 3500 | 80 |  |  |  | FALSE | FALSE | FALSE | [8 empty] | March, 30 2020 00:00:00 | FALSE | FALSE | FALSE | [6 empty] | AC | [7 empty] | FALSE
P2IY7CYO | Technical Consumer Products | TCP | T8043050E | Linear Replacement Lamp | T8 Four-Foot | Replacement Lamps (plug and play) (UL Type A) |  | standard | FALSE | [10 empty] | July, 10 2019 00:00:00 | Not Dimmable | Not Dimmable | No |  | VVVYLK | [25 empty] | 5 | 1880 | 150 | 12.5 | 15 | 0.9 | 5000 | 80 |  |  |  | FALSE | FALSE | FALSE | [8 empty] | March, 30 2020 00:00:00 | FALSE | FALSE | FALSE | [6 empty] | AC | [7 empty] | FALSE
PD9PCMMR | Technical Consumer Products | TCP | T8043027E | Linear Replacement Lamp | T8 Four-Foot | Replacement Lamps (plug and play) (UL Type A) |  | standard | TRUE |  | 1715.8 | 129.26 | 13.27 | 15.16 | 0.9523 | 2720 | 80.8 | 5 | 50000 | July, 10 2019 00:00:00 | Not Dimmable | Not Dimmable | No |  | VVVYLK | [15 empty] | 84.7 |  | 1.2 | 1.24 | [6 empty] | 5 | 1720 | 137 | 12.5 | 15 | 0.9 | 2700 | 80 |  |  |  | FALSE | FALSE | FALSE | [8 empty] | March, 30 2020 00:00:00 | FALSE | FALSE | FALSE | [6 empty] | AC |  |  | 120 |  |  |  |  | FALSE
P75PBR55 | Technical Consumer Products | TCP | T8043330E | Linear Replacement Lamp | T8 Four-Foot | Replacement Lamps (plug and play) (UL Type A) |  | standard | FALSE | [10 empty] | July, 10 2019 00:00:00 | Not Dimmable | Not Dimmable | No |  | VVVYLL | [25 empty] | 5 | 2100 | 116 | 18 | 10 | 0.9 | 3000 | 80 |  |  |  | FALSE | FALSE | FALSE | [8 empty] | March, 30 2020 00:00:00 | FALSE | FALSE | FALSE | [6 empty] | AC | [7 empty] | FALSE
PCIH86B4 | Technical Consumer Products | TCP | T8043327E | Linear Replacement Lamp | T8 Four-Foot | Replacement Lamps (plug and play) (UL Type A) |  | standard | TRUE |  | 2059.2 | 119.62 | 17.22 | 10.23 | 0.9693 | 2782 | 82.1 | 5 | 50000 | July, 10 2019 00:00:00 | Not Dimmable | Not Dimmable | No |  | VVVYLL | [15 empty] | 84.4 |  | 1.22 | 1.24 | [6 empty] | 5 | 2050 | 113 | 18 | 10 | 0.9 | 2700 | 80 |  |  |  | FALSE | FALSE | FALSE | [8 empty] | March, 30 2020 00:00:00 | FALSE | FALSE | FALSE | [6 empty] | AC |  |  | 120 |  |  |  |  | FALSE
P34AG9LD | Goodlite Products Inc | Goodlite | F18T8/835/F/LED | Linear Replacement Lamp | T8 Four-Foot | Dual Mode Internal Driver (UL Type A and Type B) |  | Standard | FALSE | [10 empty] | July, 08 2019 00:00:00 | Not Dimmable | Not Dimmable | No |  | AABAQS | [25 empty] | 4.4 | 2213.3 | 115.4 | 19.1 | 13.3 | 0.925 | 3500 | 81.4 |  |  |  | FALSE | FALSE | FALSE | [8 empty] | February, 04 2020 00:00:00 | FALSE | FALSE | FALSE | [6 empty] | AC | [7 empty] | FALSE
P71H0BQT | Goodlite Products Inc | Goodlite | F18T8/830/F/LED | Linear Replacement Lamp | T8 Four-Foot | Dual Mode Internal Driver (UL Type A and Type B) |  | standard | TRUE |  | 2213.37 | 115.4 | 19.18 | 13.2 | 0.925 | 2909 | 81.4 | 5 | 50000 | July, 08 2019 00:00:00 | Not Dimmable | Not Dimmable | No |  | AABAQS | [15 empty] | 78.1 |  | 1.18 | 1.24 | [6 empty] | 5 | 2213.3 | 115.4 | 19.1 | 13.3 | 0.925 | 2909 | 81.4 |  |  |  | FALSE | FALSE | FALSE | [8 empty] | March, 30 2020 00:00:00 | FALSE | FALSE | FALSE | [6 empty] | AC | [7 empty] | FALSE
PLXQAH39PRN5 | Goodlite Products Inc | Goodlite | F18T8/850/F/LED | Linear Replacement Lamp | T8 Four-Foot | Dual Mode Internal Driver (UL Type A and Type B) |  | standard | FALSE | [10 empty] | July, 08 2019 00:00:00 | Not Dimmable | Not Dimmable | No |  | AABAQS | [25 empty] | 5 | 2298.7 | 120.1 | 19.1 | 13.3 | 0.925 | 4970 | 83.3 |  |  |  | FALSE | FALSE | FALSE | [8 empty] | March, 30 2020 00:00:00 | FALSE | FALSE | FALSE | [6 empty] | AC | [7 empty] | FALSE
PL7Q3V8PCUNY | Goodlite Products Inc | Goodlite | F18T8/841/F/LED | Linear Replacement Lamp | T8 Four-Foot | Dual Mode Internal Driver (UL Type A and Type B) |  | Standard | FALSE | [10 empty] | July, 08 2019 00:00:00 | Not Dimmable | Not Dimmable | No |  | AABAQS | [25 empty] | 4.4 | 2213.3 | 115.4 | 19.1 | 13.3 | 0.925 | 4000 | 81.4 |  |  |  | FALSE | FALSE | FALSE | [8 empty] | February, 04 2020 00:00:00 | FALSE | FALSE | FALSE | [6 empty] | AC | [7 empty] | FALSE
PT7G7FWT | Hengdian Group Tospo Lighting Co.,Ltd | TOSPO | G1 TP120-277-12/T8 1800LM 4FT G13 A+B GLASS 3000K | Linear Replacement Lamp | T8 Four-Foot | Dual Mode Internal Driver (UL Type A and Type B) |  | standard | TRUE |  | 1711 | 125 | 13.69 | 13.93 | 0.954 | 3064 | 81.5 | 5 | 50000 | July, 08 2019 00:00:00 | Not Dimmable | Not Dimmable | No | Product updated on 07/08/2019 | MMMRRX | [15 empty] | 81.3 |  | 1.26 | 1.32 | [6 empty] | 5 | 1800 | 128 | 14 | 20 | 0.9 | 3000 | 82 |  |  |  | FALSE | FALSE | FALSE | [8 empty] | March, 30 2020 00:00:00 | FALSE | FALSE | FALSE | [6 empty] | AC | 120 | 277 | 277 |  |  |  |  | FALSE
PB5ICQMT | Hengdian Group Tospo Lighting Co.,Ltd | TOSPO | G1 TP120-277-12/T8 1800LM 4FT G13 A+B GLASS 3500K | Linear Replacement Lamp | T8 Four-Foot | Dual Mode Internal Driver (UL Type A and Type B) |  | standard | FALSE | [10 empty] | July, 08 2019 00:00:00 | Not Dimmable | Not Dimmable | No | Product updated on 07/08/2019 | MMMRRX | [25 empty] | 5 | 1800 | 128 | 14 | 20 | 0.9 | 3500 | 82 |  |  |  | FALSE | FALSE | FALSE | [8 empty] | March, 30 2020 00:00:00 | FALSE | FALSE | FALSE | [6 empty] | AC | 120 | 277 | [5 empty] | FALSE
PL57KRIEDF77 | USHIO America, Inc. | USHIO | 12.5W LED T8 UNIV 3500K 48? | Linear Replacement Lamp | T8 Four-Foot | Dual Mode Internal Driver (UL Type A and Type B) |  | standard | FALSE | [10 empty] | July, 02 2019 00:00:00 | Dimmable | Continuous Below 10 | No |  | TTTVKS | [25 empty] | 5 | 1700 | 117 | 14.5 | 20 | 0.9 | 3500 | 83 |  |  |  | FALSE | FALSE | FALSE | [8 empty] | March, 30 2020 00:00:00 | FALSE | FALSE | FALSE | [6 empty] | AC | [7 empty] | FALSE
PLT0BIXVU171 | USHIO America, Inc. | USHIO | 3000705 | Linear Replacement Lamp | T8 Four-Foot | Dual Mode Internal Driver (UL Type A and Type B) |  | standard | FALSE | [10 empty] | July, 02 2019 00:00:00 | Dimmable | Continuous Below 10 | No |  | TTTVKS | [25 empty] | 5 | 1800 | 124 | 14.5 | 20 | 0.9 | 5000 | 83 |  |  |  | FALSE | FALSE | FALSE | [8 empty] | March, 30 2020 00:00:00 | FALSE | FALSE | FALSE | [6 empty] | AC | [7 empty] | FALSE
PLUASPPFQ6BS | USHIO America, Inc. | USHIO | 3000704 | Linear Replacement Lamp | T8 Four-Foot | Dual Mode Internal Driver (UL Type A and Type B) |  | standard | FALSE | [10 empty] | July, 02 2019 00:00:00 | Dimmable | Continuous Below 10 | No |  | TTTVKS | [25 empty] | 5 | 1750 | 120 | 14.5 | 20 | 0.9 | 4000 | 83 |  |  |  | FALSE | FALSE | FALSE | [8 empty] | March, 30 2020 00:00:00 | FALSE | FALSE | FALSE | [6 empty] | AC | [7 empty] | FALSE
PLW18NLVVM4O | USHIO America, Inc. | USHIO | 12.5W LED T8 UNIV 3000K 48? | Linear Replacement Lamp | T8 Four-Foot | Dual Mode Internal Driver (UL Type A and Type B) |  | standard | TRUE |  | 1829 | 126.8 | 14.42 | 21.75 | 0.902 | 2949 | 80.6 | 5 | 50000 | July, 02 2019 00:00:00 | Dimmable | Continuous Below 10 | No |  | TTTVKS | [15 empty] | 82 |  | 1.24 | 1.28 | [6 empty] | 5 | 1650 | 114 | 14.5 | 20 | 0.9 | 3000 | 83 |  |  |  | FALSE | FALSE | FALSE | [8 empty] | March, 30 2020 00:00:00 | FALSE | FALSE | FALSE | [6 empty] | AC | [7 empty] | FALSE
PN8Z22GW | Hengdian Group Tospo Lighting Co.,Ltd | TOSPO | G1 TP120-277-12/T8 1800LM 4FT G13 A+B GLASS 4000K | Linear Replacement Lamp | T8 Four-Foot | Dual Mode Internal Driver (UL Type A and Type B) |  | standard | FALSE | [10 empty] | July, 01 2019 00:00:00 | Not Dimmable | Not Dimmable | No |  | MMMRRX | [25 empty] | 5 | 1800 | 128 | 14 | 20 | 0.9 | 4000 | 82 |  |  |  | FALSE | FALSE | FALSE | [8 empty] | March, 30 2020 00:00:00 | FALSE | FALSE | FALSE | [6 empty] | AC | 120 | 277 | [5 empty] | FALSE
P5VDJFEI | Hengdian Group Tospo Lighting Co.,Ltd | TOSPO | G1 TP120-277-12/T8 1800LM 4FT G13 A+B GLASS 5000K | Linear Replacement Lamp | T8 Four-Foot | Dual Mode Internal Driver (UL Type A and Type B) |  | standard | FALSE | [10 empty] | July, 01 2019 00:00:00 | Not Dimmable | Not Dimmable | No |  | MMMRRX | [25 empty] | 5 | 1800 | 128 | 14 | 20 | 0.9 | 5000 | 82 |  |  |  | FALSE | FALSE | FALSE | [8 empty] | March, 30 2020 00:00:00 | FALSE | FALSE | FALSE | [6 empty] | AC | 120 | 277 | [5 empty] | FALSE
PUH3U8O3 | RFsemi Technologies, INC. | Lungo LED Light | PTE15-GM12-03_50K80 | Linear Replacement Lamp | T8 Four-Foot | Replacement Lamps (plug and play) (UL Type A) |  | standard | FALSE | [10 empty] | June, 28 2019 00:00:00 | Not Dimmable | Not Dimmable | No |  | RRRVJT | [25 empty] | 5 | 1925.7 | 132.35 | 14.55 | 17.606 | 0.983 | 5162 | 83 |  |  |  | FALSE | FALSE | FALSE | [8 empty] | March, 30 2020 00:00:00 | FALSE | FALSE | FALSE | [6 empty] | AC | [7 empty] | FALSE
PGXO8T96 | RFsemi Technologies, INC. | Lungo LED Light | PTE15-GM12-03_35K80 | Linear Replacement Lamp | T8 Four-Foot | Replacement Lamps (plug and play) (UL Type A) |  | standard | TRUE |  | 1925.7 | 132.35 | 14.55 | 11.6 | 0.955 | 3412 | 81 | 5 | 50000 | June, 28 2019 00:00:00 | Not Dimmable | Not Dimmable | No |  | RRRVJT | [15 empty] | 88.6 |  | 1.2 | 1.46 | [6 empty] | 5 | 1925.7 | 132.35 | 14.55 | 17.606 | 0.983 | 3412 | 81 |  |  |  | FALSE | FALSE | FALSE | [8 empty] | March, 30 2020 00:00:00 | FALSE | FALSE | FALSE | [6 empty] | AC |  |  | 120 |  |  |  |  | FALSE
PGM7Z40U | RFsemi Technologies, INC. | Lungo LED Light | PTE15-GM12-03_40K80 | Linear Replacement Lamp | T8 Four-Foot | Replacement Lamps (plug and play) (UL Type A) |  | standard | FALSE | [10 empty] | June, 28 2019 00:00:00 | Not Dimmable | Not Dimmable | No |  | RRRVJT | [25 empty] | 5 | 1925.7 | 132.35 | 14.55 | 17.606 | 0.983 | 4000 | 80 |  |  |  | FALSE | FALSE | FALSE | [8 empty] | March, 30 2020 00:00:00 | FALSE | FALSE | FALSE | [6 empty] | AC | [7 empty] | FALSE
PL9THPMIIYUQ | Green Creative LTD | GREEN CREATIVE | 10.5T8/4F/835/DIR/RD | Linear Replacement Lamp | T8 Four-Foot | Replacement Lamps (plug and play) (UL Type A) |  | standard | FALSE | [10 empty] | June, 27 2019 00:00:00 | Dimmable | Continuous Above 10 | FALSE |  | AABACK | [25 empty] | 5 | 1650 | 126.923 | 13 | 20 | 0.9 | 3500 | 82 |  |  |  | FALSE | FALSE | FALSE | [8 empty] | March, 30 2020 00:00:00 | FALSE | FALSE | FALSE | [6 empty] | AC | [5 empty] | 13 |  | FALSE
PLMY3PWS7W5E | Green Creative LTD | GREEN CREATIVE | 13T8/4F/840/DIR/RC | Linear Replacement Lamp | T8 Four-Foot | Replacement Lamps (plug and play) (UL Type A) |  | standard | FALSE | [10 empty] | June, 27 2019 00:00:00 | Dimmable | Continuous Above 10 | No |  | CCCGWB | [25 empty] | 5 | 2000 | 122 | 16.5 | 20 | 0.9 | 4000 | 82 |  |  |  | FALSE | FALSE | FALSE | [8 empty] | March, 30 2020 00:00:00 | FALSE | FALSE | FALSE | [6 empty] | AC |  |  |  |  | 2000 | 16.5 |  | FALSE
PLGX70I2I61A | Green Creative LTD | GREEN CREATIVE | 10.5T8/4F/830/DIR/RD | Linear Replacement Lamp | T8 Four-Foot | Replacement Lamps (plug and play) (UL Type A) |  | standard | TRUE |  | 1614 | 117.3 | 13.76 | 13.08 | 0.9377 | 2963 | 82 | 5 | 50000 | June, 27 2019 00:00:00 | Dimmable | Continuous Above 10 | FALSE |  | AABACK | [15 empty] | 80.9 |  | 1.28 | 1.38 | [6 empty] | 5 | 1650 | 126.923 | 13 | 20 | 0.9 | 3000 | 82 |  |  |  | FALSE | FALSE | FALSE | [8 empty] | March, 30 2020 00:00:00 | FALSE | FALSE | FALSE | [6 empty] | AC |  |  | 277 |  |  | 13 |  | FALSE
PLITYYQP2LK6 | Green Creative LTD | GREEN CREATIVE | 13T8/4F/830/DIR/RC | Linear Replacement Lamp | T8 Four-Foot | Replacement Lamps (plug and play) (UL Type A) |  | standard | TRUE |  | 1890 | 117.8 | 16.05 | 10.93 | 0.9521 | 2959 | 81.9 | 5 | 50000 | June, 27 2019 00:00:00 | Dimmable | Continuous Above 10 | No |  | CCCGWB | [15 empty] | 81.1 |  | 1.28 | 1.36 | [6 empty] | 5 | 1900 | 116 | 16.5 | 20 | 0.9 | 3000 | 82 |  |  |  | FALSE | FALSE | FALSE | [8 empty] | March, 30 2020 00:00:00 | FALSE | FALSE | FALSE | [6 empty] | AC |  |  | 277 |  | 1900 | 16.5 |  | FALSE
PLJJMLHBRA6X | Green Creative LTD | GREEN CREATIVE | 13T8/4F/850/DIR/RC | Linear Replacement Lamp | T8 Four-Foot | Replacement Lamps (plug and play) (UL Type A) |  | standard | FALSE | [10 empty] | June, 27 2019 00:00:00 | Dimmable | Continuous Above 10 | No |  | CCCGWB | [25 empty] | 5 | 2000 | 122 | 16.5 | 20 | 0.9 | 5000 | 82 |  |  |  | FALSE | FALSE | FALSE | [8 empty] | March, 30 2020 00:00:00 | FALSE | FALSE | FALSE | [6 empty] | AC |  |  |  |  | 2000 | 16.5 |  | FALSE
PLQ4IQ1RLPD6 | Green Creative LTD | GREEN CREATIVE | 10.5T8/4F/840/DIR/RD | Linear Replacement Lamp | T8 Four-Foot | Replacement Lamps (plug and play) (UL Type A) |  | standard | FALSE | [10 empty] | June, 27 2019 00:00:00 | Dimmable | Continuous Above 10 | FALSE |  | AABACK | [25 empty] | 5 | 1700 | 131 | 13 | 20 | 0.9 | 4000 | 82 |  |  |  | FALSE | FALSE | FALSE | [8 empty] | March, 30 2020 00:00:00 | FALSE | FALSE | FALSE | [6 empty] | AC | [5 empty] | 13 |  | FALSE
PLTOHZ9US2I3 | Green Creative LTD | GREEN CREATIVE | 10.5T8/4F/850/DIR/RD | Linear Replacement Lamp | T8 Four-Foot | Replacement Lamps (plug and play) (UL Type A) |  | standard | FALSE | [10 empty] | June, 27 2019 00:00:00 | Dimmable | Continuous Above 10 | FALSE |  | AABACK | [25 empty] | 5 | 1700 | 131 | 13 | 20 | 0.9 | 5000 | 82 |  |  |  | FALSE | FALSE | FALSE | [8 empty] | March, 30 2020 00:00:00 | FALSE | FALSE | FALSE | [6 empty] | AC | [5 empty] | 13 |  | FALSE
PS1VX74Z | ELB Electronics, Inc. | ELB | LED T8AB-48-14-835-MV-FHF | Linear Replacement Lamp | T8 Four-Foot | Dual Mode Internal Driver (UL Type A and Type B) |  | standard | FALSE | [10 empty] | June, 26 2019 00:00:00 | Dimmable | Continuous Below 10 | FALSE |  | MMMQXT | [25 empty] | 4.4 | 3000 | 107.1 | 28 | 20 | 0.9 | 3500 | 80 |  |  |  | FALSE | FALSE | FALSE | [8 empty] | June, 26 2019 00:00:00 | FALSE | FALSE | FALSE | [6 empty] | AC | 120 | 277 |  |  | 3000 | 28 |  | FALSE
P6WII6F0 | ELB Electronics, Inc. | ELB | LED T8AB-48-14-840-MV-FHF | Linear Replacement Lamp | T8 Four-Foot | Dual Mode Internal Driver (UL Type A and Type B) |  | standard | FALSE | [10 empty] | June, 26 2019 00:00:00 | Dimmable | Continuous Below 10 | FALSE |  | MMMQXT | [25 empty] | 4.4 | 3000 | 107.1 | 28 | 20 | 0.9 | 4000 | 80 |  |  |  | FALSE | FALSE | FALSE | [8 empty] | June, 26 2019 00:00:00 | FALSE | FALSE | FALSE | [6 empty] | AC | 120 | 277 |  |  | 3000 | 28 |  | FALSE
P6JWFLSY | Haining Xin Guang Yuan Lighting Technology Co., Ltd. | HAINING XINGUANGYUAN LIGHTING TECHNOLOGY CO.,LTD. | NLT8B104P4500K-A-E18 | Linear Replacement Lamp | T8 Four-Foot | Replacement Lamps (plug and play) (UL Type A) |  | standard | FALSE | [10 empty] | June, 25 2019 00:00:00 | Not Dimmable | Not Dimmable | No |  | WWWCGY | [25 empty] | 5 | 2160 | 120 | 18 | 25 | 0.873 | 4500 | 80 |  |  |  | FALSE | FALSE | FALSE | [8 empty] | March, 30 2020 00:00:00 | FALSE | FALSE | FALSE | [6 empty] | AC | [7 empty] | FALSE
PPQD1I6Q | Haining Xin Guang Yuan Lighting Technology Co., Ltd. | HAINING XINGUANGYUAN LIGHTING TECHNOLOGY CO.,LTD. | NLT8B104P3000K-A-E18 | Linear Replacement Lamp | T8 Four-Foot | Replacement Lamps (plug and play) (UL Type A) |  | standard | TRUE |  | 2243 | 139.32 | 16.1 | 11.26 | 0.9549 | 3022 | 81.9 | 5 | 50000 | June, 25 2019 00:00:00 | Not Dimmable | Not Dimmable | No |  | WWWCGY | [15 empty] | 85 |  | 1.2 | 1.24 | [6 empty] | 5 | 2160 | 120 | 18 | 25 | 0.873 | 3000 | 80 |  |  |  | FALSE | FALSE | FALSE | [8 empty] | March, 30 2020 00:00:00 | FALSE | FALSE | FALSE | [6 empty] | AC |  |  | 277 |  |  |  |  | FALSE
PRVCIRB1 | Haining Xin Guang Yuan Lighting Technology Co., Ltd. | HAINING XINGUANGYUAN LIGHTING TECHNOLOGY CO.,LTD. | NLT8B104P3000K-A-E15 | Linear Replacement Lamp | T8 Four-Foot | Replacement Lamps (plug and play) (UL Type A) |  | standard | TRUE |  | 1971 | 137.54 | 14.33 | 13.26 | 0.95 | 3012 | 81.8 | 5 | 50000 | June, 25 2019 00:00:00 | Not Dimmable | Not Dimmable | No |  | WWWCGX | [15 empty] | 85 |  | 1.18 | 1.26 | [6 empty] | 5 | 1800 | 120 | 15 | 25 | 0.873 | 3000 | 80 |  |  |  | FALSE | FALSE | FALSE | [8 empty] | March, 30 2020 00:00:00 | FALSE | FALSE | FALSE | [6 empty] | AC |  |  | 277 |  |  |  |  | FALSE
PEWDKRV4 | Haining Xin Guang Yuan Lighting Technology Co., Ltd. | HAINING XINGUANGYUAN LIGHTING TECHNOLOGY CO.,LTD. | NLT8B104P5000K-A-E15 | Linear Replacement Lamp | T8 Four-Foot | Replacement Lamps (plug and play) (UL Type A) |  | standard | FALSE | [10 empty] | June, 25 2019 00:00:00 | Not Dimmable | Not Dimmable | No |  | WWWCGX | [25 empty] | 5 | 1800 | 120 | 15 | 25 | 0.873 | 5000 | 80 |  |  |  | FALSE | FALSE | FALSE | [8 empty] | March, 30 2020 00:00:00 | FALSE | FALSE | FALSE | [6 empty] | AC | [7 empty] | FALSE
PSKNV290 | Haining Xin Guang Yuan Lighting Technology Co., Ltd. | HAINING XINGUANGYUAN LIGHTING TECHNOLOGY CO.,LTD. | NLT8B104P4000K-A-E18 | Linear Replacement Lamp | T8 Four-Foot | Replacement Lamps (plug and play) (UL Type A) |  | standard | FALSE | [10 empty] | June, 25 2019 00:00:00 | Not Dimmable | Not Dimmable | No |  | WWWCGY | [25 empty] | 5 | 2160 | 120 | 18 | 25 | 0.873 | 4000 | 80 |  |  |  | FALSE | FALSE | FALSE | [8 empty] | March, 30 2020 00:00:00 | FALSE | FALSE | FALSE | [6 empty] | AC | [7 empty] | FALSE
P2UE9LRV | Haining Xin Guang Yuan Lighting Technology Co., Ltd. | HAINING XINGUANGYUAN LIGHTING TECHNOLOGY CO.,LTD. | NLT8B104P3500K-A-E15 | Linear Replacement Lamp | T8 Four-Foot | Replacement Lamps (plug and play) (UL Type A) |  | standard | FALSE | [10 empty] | June, 25 2019 00:00:00 | Not Dimmable | Not Dimmable | No |  | WWWCGX | [25 empty] | 5 | 1800 | 120 | 15 | 25 | 0.873 | 3500 | 80 |  |  |  | FALSE | FALSE | FALSE | [8 empty] | March, 30 2020 00:00:00 | FALSE | FALSE | FALSE | [6 empty] | AC | [7 empty] | FALSE
PWZH1ZQF | Haining Xin Guang Yuan Lighting Technology Co., Ltd. | HAINING XINGUANGYUAN LIGHTING TECHNOLOGY CO.,LTD. | NLT8B104P4000K-A-E15 | Linear Replacement Lamp | T8 Four-Foot | Replacement Lamps (plug and play) (UL Type A) |  | standard | FALSE | [10 empty] | June, 25 2019 00:00:00 | Not Dimmable | Not Dimmable | No |  | WWWCGX | [25 empty] | 5 | 1800 | 120 | 15 | 25 | 0.873 | 4000 | 80 |  |  |  | FALSE | FALSE | FALSE | [8 empty] | March, 30 2020 00:00:00 | FALSE | FALSE | FALSE | [6 empty] | AC | [7 empty] | FALSE
PYA1IQPJ | Haining Xin Guang Yuan Lighting Technology Co., Ltd. | HAINING XINGUANGYUAN LIGHTING TECHNOLOGY CO.,LTD. | NLT8B104P3500K-A-E18 | Linear Replacement Lamp | T8 Four-Foot | Replacement Lamps (plug and play) (UL Type A) |  | standard | FALSE | [10 empty] | June, 25 2019 00:00:00 | Not Dimmable | Not Dimmable | No |  | WWWCGY | [25 empty] | 5 | 2160 | 120 | 18 | 25 | 0.873 | 3500 | 80 |  |  |  | FALSE | FALSE | FALSE | [8 empty] | March, 30 2020 00:00:00 | FALSE | FALSE | FALSE | [6 empty] | AC | [7 empty] | FALSE
P0J1UW3A | Haining Xin Guang Yuan Lighting Technology Co., Ltd. | HAINING XINGUANGYUAN LIGHTING TECHNOLOGY CO.,LTD. | NLT8B104P5000K-A-E18 | Linear Replacement Lamp | T8 Four-Foot | Replacement Lamps (plug and play) (UL Type A) |  | standard | FALSE | [10 empty] | June, 25 2019 00:00:00 | Not Dimmable | Not Dimmable | No |  | WWWCGY | [25 empty] | 5 | 2160 | 120 | 18 | 25 | 0.873 | 5000 | 80 |  |  |  | FALSE | FALSE | FALSE | [8 empty] | March, 30 2020 00:00:00 | FALSE | FALSE | FALSE | [6 empty] | AC | [7 empty] | FALSE
PIIYGACE | Haining Xin Guang Yuan Lighting Technology Co., Ltd. | HAINING XINGUANGYUAN LIGHTING TECHNOLOGY CO.,LTD. | NLT8B104P4500K-A-E15 | Linear Replacement Lamp | T8 Four-Foot | Replacement Lamps (plug and play) (UL Type A) |  | standard | FALSE | [10 empty] | June, 25 2019 00:00:00 | Not Dimmable | Not Dimmable | No |  | WWWCGX | [25 empty] | 5 | 1800 | 120 | 15 | 25 | 0.873 | 4500 | 80 |  |  |  | FALSE | FALSE | FALSE | [8 empty] | March, 30 2020 00:00:00 | FALSE | FALSE | FALSE | [6 empty] | AC | [7 empty] | FALSE
PH4QLXPL | Haining Xin Guang Yuan Lighting Technology Co., Ltd. | Haining Xin Guang Yuan Lighting Technology Co., Ltd. | NLT8B104P3000K-AB-E15 | Linear Replacement Lamp | T8 Four-Foot | Dual Mode Internal Driver (UL Type A and Type B) |  | standard | TRUE |  | 1683 | 130.26 | 12.92 | 18.16 | 0.9167 | 3025 | 82 | 5 |  | June, 24 2019 00:00:00 | Not Dimmable | Not Dimmable | No |  | UUUBVU | [15 empty] | 85.1 |  | 1.2 | 1.24 | [6 empty] | 5 | 1800 | 120 | 15 | 25 | 0.873 | 3000 | 80 |  |  |  | FALSE | FALSE | FALSE | [8 empty] | March, 30 2020 00:00:00 | FALSE | FALSE | FALSE | [6 empty] | AC | 120 | 277 | 120 |  |  |  |  | FALSE
PYJ75CC9 | Haining Xin Guang Yuan Lighting Technology Co., Ltd. | Haining Xin Guang Yuan Lighting Technology Co., Ltd. | NLT8B104P4500K-AB-E15 | Linear Replacement Lamp | T8 Four-Foot | Dual Mode Internal Driver (UL Type A and Type B) |  | standard | FALSE | [10 empty] | June, 24 2019 00:00:00 | Not Dimmable | Not Dimmable | No |  | UUUBVU | [25 empty] | 5 | 1800 | 120 | 15 | 25 | 0.873 | 4500 | 80 |  |  |  | FALSE | FALSE | FALSE | [8 empty] | March, 30 2020 00:00:00 | FALSE | FALSE | FALSE | [6 empty] | AC | 120 | 277 | [5 empty] | FALSE
PZ8WD7UT | Haining Xin Guang Yuan Lighting Technology Co., Ltd. | Haining Xin Guang Yuan Lighting Technology Co., Ltd. | NLT8B104P4000K-AB-E18 | Linear Replacement Lamp | T8 Four-Foot | Dual Mode Internal Driver (UL Type A and Type B) |  | standard | FALSE | [10 empty] | June, 24 2019 00:00:00 | Not Dimmable | Not Dimmable | FALSE |  | UUUBVV | [25 empty] | 4.4 | 1980 | 110 | 18 | 25 | 0.873 | 4000 | 80 |  |  |  | FALSE | FALSE | FALSE | [8 empty] | June, 24 2019 00:00:00 | FALSE | FALSE | FALSE | [6 empty] | AC | 120 | 277 | [5 empty] | FALSE
PEF3CJFB | Haining Xin Guang Yuan Lighting Technology Co., Ltd. | Haining Xin Guang Yuan Lighting Technology Co., Ltd. | NLT8B104P3000K-AB-E18 | Linear Replacement Lamp | T8 Four-Foot | Dual Mode Internal Driver (UL Type A and Type B) |  | standard | TRUE |  | 1716 | 134.17 | 12.79 | 18.57 | 0.9327 | 3014 | 82 | 5 |  | June, 24 2019 00:00:00 | Not Dimmable | Not Dimmable | FALSE |  | UUUBVV | [15 empty] | 85.1 |  | 1.2 | 1.26 | [6 empty] | 4.4 | 1980 | 110 | 18 | 25 | 0.873 | 3000 | 80 |  |  |  | FALSE | FALSE | FALSE | [8 empty] | June, 24 2019 00:00:00 | FALSE | FALSE | FALSE | [6 empty] | AC | 120 | 277 | 277 |  |  |  |  | FALSE
PDODMAFC | Haining Xin Guang Yuan Lighting Technology Co., Ltd. | Haining Xin Guang Yuan Lighting Technology Co., Ltd. | NLT8B104P5000K-AB-E15 | Linear Replacement Lamp | T8 Four-Foot | Dual Mode Internal Driver (UL Type A and Type B) |  | standard | FALSE | [10 empty] | June, 24 2019 00:00:00 | Not Dimmable | Not Dimmable | No |  | UUUBVU | [25 empty] | 5 | 1800 | 120 | 15 | 25 | 0.873 | 5000 | 80 |  |  |  | FALSE | FALSE | FALSE | [8 empty] | March, 30 2020 00:00:00 | FALSE | FALSE | FALSE | [6 empty] | AC | 120 | 277 | [5 empty] | FALSE
PPZ7IXTF | Haining Xin Guang Yuan Lighting Technology Co., Ltd. | Haining Xin Guang Yuan Lighting Technology Co., Ltd. | NLT8B104P3500K-AB-E18 | Linear Replacement Lamp | T8 Four-Foot | Dual Mode Internal Driver (UL Type A and Type B) |  | standard | FALSE | [10 empty] | June, 24 2019 00:00:00 | Not Dimmable | Not Dimmable | FALSE |  | UUUBVV | [25 empty] | 4.4 | 1980 | 110 | 18 | 25 | 0.873 | 3500 | 80 |  |  |  | FALSE | FALSE | FALSE | [8 empty] | June, 24 2019 00:00:00 | FALSE | FALSE | FALSE | [6 empty] | AC | 120 | 277 | [5 empty] | FALSE
PTHH6ZYS | Haining Xin Guang Yuan Lighting Technology Co., Ltd. | Haining Xin Guang Yuan Lighting Technology Co., Ltd. | NLT8B104P4500K-AB-E18 | Linear Replacement Lamp | T8 Four-Foot | Dual Mode Internal Driver (UL Type A and Type B) |  | standard | FALSE | [10 empty] | June, 24 2019 00:00:00 | Not Dimmable | Not Dimmable | FALSE |  | UUUBVV | [25 empty] | 4.4 | 1980 | 110 | 18 | 25 | 0.873 | 4500 | 80 |  |  |  | FALSE | FALSE | FALSE | [8 empty] | June, 24 2019 00:00:00 | FALSE | FALSE | FALSE | [6 empty] | AC | 120 | 277 | [5 empty] | FALSE
P4K0D0NV | Haining Xin Guang Yuan Lighting Technology Co., Ltd. | Haining Xin Guang Yuan Lighting Technology Co., Ltd. | NLT8B104P5000K-AB-E18 | Linear Replacement Lamp | T8 Four-Foot | Dual Mode Internal Driver (UL Type A and Type B) |  | standard | FALSE | [10 empty] | June, 24 2019 00:00:00 | Not Dimmable | Not Dimmable | FALSE |  | UUUBVV | [25 empty] | 4.4 | 1980 | 110 | 18 | 25 | 0.873 | 5000 | 80 |  |  |  | FALSE | FALSE | FALSE | [8 empty] | June, 24 2019 00:00:00 | FALSE | FALSE | FALSE | [6 empty] | AC | 120 | 277 | [5 empty] | FALSE
POOF4IND | Haining Xin Guang Yuan Lighting Technology Co., Ltd. | Haining Xin Guang Yuan Lighting Technology Co., Ltd. | NLT8B104P3500K-AB-E15 | Linear Replacement Lamp | T8 Four-Foot | Dual Mode Internal Driver (UL Type A and Type B) |  | standard | FALSE | [10 empty] | June, 24 2019 00:00:00 | Not Dimmable | Not Dimmable | No |  | UUUBVU | [25 empty] | 5 | 1800 | 120 | 15 | 25 | 0.873 | 3500 | 80 |  |  |  | FALSE | FALSE | FALSE | [8 empty] | March, 30 2020 00:00:00 | FALSE | FALSE | FALSE | [6 empty] | AC | 120 | 277 | [5 empty] | FALSE
PR6NCDEH | Haining Xin Guang Yuan Lighting Technology Co., Ltd. | Haining Xin Guang Yuan Lighting Technology Co., Ltd. | NLT8B104P4000K-AB-E15 | Linear Replacement Lamp | T8 Four-Foot | Dual Mode Internal Driver (UL Type A and Type B) |  | standard | FALSE | [10 empty] | June, 24 2019 00:00:00 | Not Dimmable | Not Dimmable | No |  | UUUBVU | [25 empty] | 5 | 1800 | 120 | 15 | 25 | 0.873 | 4000 | 80 |  |  |  | FALSE | FALSE | FALSE | [8 empty] | March, 30 2020 00:00:00 | FALSE | FALSE | FALSE | [6 empty] | AC | 120 | 277 | [5 empty] | FALSE
PLRBFJP1BMKS | Feit Electric Co., Inc. | FEIT | T48/850/LEDG2 | Linear Replacement Lamp | T8 Four-Foot | Replacement Lamps (plug and play) (UL Type A) |  | standard | FALSE | [10 empty] | June, 21 2019 00:00:00 | Not Dimmable | Not Dimmable | No |  | SSSDPT | [25 empty] | 5 | 1800 | 120 | 15 | 20 | 0.9 | 5000 | 80 |  |  |  | FALSE | FALSE | FALSE | [8 empty] | March, 30 2020 00:00:00 | FALSE | FALSE | FALSE | [6 empty] | AC | [7 empty] | FALSE
PLEHTR2A0FKD | Feit Electric Co., Inc. | FEIT | T48/830/LEDG2 | Linear Replacement Lamp | T8 Four-Foot | Replacement Lamps (plug and play) (UL Type A) |  | standard | TRUE |  | 1736 | 119.16 | 14.58 | 9.27 | 0.9628 | 3044 | 82.7 | 5 | 70000 | June, 21 2019 00:00:00 | Not Dimmable | Not Dimmable | No |  | SSSDPT | [15 empty] | 80.7 |  | 1.32 | 1.32 | [6 empty] | 5 | 1700 | 113 | 15 | 20 | 0.9 | 3000 | 80 |  |  |  | FALSE | FALSE | FALSE | [8 empty] | March, 30 2020 00:00:00 | FALSE | FALSE | FALSE | [6 empty] | AC |  |  | 120 |  |  |  |  | FALSE
PLDIKG24Q2NP | Feit Electric Co., Inc. | FEIT | T48/840/LEDG2 | Linear Replacement Lamp | T8 Four-Foot | Replacement Lamps (plug and play) (UL Type A) |  | standard | FALSE | [10 empty] | June, 21 2019 00:00:00 | Not Dimmable | Not Dimmable | No |  | SSSDPT | [25 empty] | 4.4 | 1750 | 116 | 15 | 20 | 0.9 | 4000 | 80 |  |  |  | FALSE | FALSE | FALSE | [8 empty] | June, 21 2019 00:00:00 | FALSE | FALSE | FALSE | [6 empty] | AC | [7 empty] | FALSE
PL6LFYCPGJB6 | Feit Electric Co., Inc. | FEIT | T48/840/LED/2 | Linear Replacement Lamp | T8 Four-Foot | Replacement Lamps (plug and play) (UL Type A) |  | standard | FALSE | [10 empty] | June, 21 2019 00:00:00 | Not Dimmable | Not Dimmable | No |  | SSSDPT | [25 empty] | 4.4 | 1750 | 116 | 15 | 20 | 0.9 | 4000 | 80 |  |  |  | FALSE | FALSE | FALSE | [8 empty] | June, 21 2019 00:00:00 | FALSE | FALSE | FALSE | [6 empty] | AC | [7 empty] | FALSE
PYL0KW91 | Signify North America Corporation | PHILIPS | 9290019916 | Linear Replacement Lamp | T8 Four-Foot | Replacement Lamps (plug and play) (UL Type A) |  | standard | FALSE | [10 empty] | June, 20 2019 00:00:00 | Not Dimmable | Not Dimmable | No |  | XXXDIF | [25 empty] | 4.4 | 1500 | 115.4 | 13 | 20 | 0.9 | 3500 | 80 |  |  |  | FALSE | FALSE | FALSE | [8 empty] | June, 20 2019 00:00:00 | FALSE | FALSE | FALSE | [6 empty] | AC | [7 empty] | FALSE
PA9OENPX | Signify North America Corporation | Pila | 9290022529 | Linear Replacement Lamp | T8 Four-Foot | Replacement Lamps (plug and play) (UL Type A) |  | standard | TRUE |  | 1807 | 133.5 | 13.54 | 15.51 | 0.9489 | 3361 | 83 | 5 | 50000 | June, 20 2019 00:00:00 | Not Dimmable | Not Dimmable | No |  | XXXDIG | [15 empty] | 81.2 |  | 1.26 | 1.32 | [6 empty] | 5 | 1700 | 141.7 | 12 | 20 | 0.9 | 3500 | 80 |  |  |  | FALSE | FALSE | FALSE | [8 empty] | March, 30 2020 00:00:00 | FALSE | FALSE | FALSE | [6 empty] | AC |  |  | 277 |  |  |  |  | FALSE
POU6I2CF | Signify North America Corporation | PHILIPS | 9290022528 | Linear Replacement Lamp | T8 Four-Foot | Replacement Lamps (plug and play) (UL Type A) |  | standard | FALSE | [10 empty] | June, 20 2019 00:00:00 | Not Dimmable | Not Dimmable | No |  | XXXDIF | [25 empty] | 4.4 | 1500 | 115.4 | 13 | 20 | 0.9 | 3500 | 80 |  |  |  | FALSE | FALSE | FALSE | [8 empty] | June, 20 2019 00:00:00 | FALSE | FALSE | FALSE | [6 empty] | AC | [7 empty] | FALSE
PLF0L61B | Signify North America Corporation | Pila | 9290020122 | Linear Replacement Lamp | T8 Four-Foot | Replacement Lamps (plug and play) (UL Type A) |  | standard | FALSE | [10 empty] | June, 20 2019 00:00:00 | Not Dimmable | Not Dimmable | No |  | XXXDIG | [25 empty] | 5 | 1800 | 150 | 12 | 20 | 0.9 | 4000 | 80 |  |  |  | FALSE | FALSE | FALSE | [8 empty] | March, 30 2020 00:00:00 | FALSE | FALSE | FALSE | [6 empty] | AC | [7 empty] | FALSE
PR28Y164 | Signify North America Corporation | Pila | 9290020123 | Linear Replacement Lamp | T8 Four-Foot | Replacement Lamps (plug and play) (UL Type A) |  | standard | FALSE | [10 empty] | June, 20 2019 00:00:00 | Not Dimmable | Not Dimmable | No |  | XXXDIG | [25 empty] | 5 | 1800 | 150 | 12 | 20 | 0.9 | 5000 | 80 |  |  |  | FALSE | FALSE | FALSE | [8 empty] | March, 30 2020 00:00:00 | FALSE | FALSE | FALSE | [6 empty] | AC | [7 empty] | FALSE
PEBQ648T | Signify North America Corporation | Philips | 9290019917 | Linear Replacement Lamp | T8 Four-Foot | Replacement Lamps (plug and play) (UL Type A) |  | standard | FALSE | [10 empty] | June, 20 2019 00:00:00 | Not Dimmable | Not Dimmable | No |  | XXXDIF | [25 empty] | 5 | 1600 | 123.1 | 13 | 20 | 0.9 | 4000 | 80 |  |  |  | FALSE | FALSE | FALSE | [8 empty] | March, 30 2020 00:00:00 | FALSE | FALSE | FALSE | [6 empty] | AC | [7 empty] | FALSE
P9ZO2QS7 | Signify North America Corporation | Philips | 9290022527 | Linear Replacement Lamp | T8 Four-Foot | Replacement Lamps (plug and play) (UL Type A) |  | standard | TRUE |  | 1739 | 121.1 | 14.36 | 7.77 | 0.963 | 3074 | 81.8 | 5 | 50000 | June, 20 2019 00:00:00 | Not Dimmable | Not Dimmable | No |  | XXXDIF | [15 empty] | 81.7 |  | 1.26 | 1.3 | [6 empty] | 5 | 1500 | 115.4 | 13 | 20 | 0.9 | 3000 | 80 |  |  |  | FALSE | FALSE | FALSE | [8 empty] | March, 30 2020 00:00:00 | FALSE | FALSE | FALSE | [6 empty] | AC |  |  | 277 |  |  |  |  | FALSE
PKJD45S8 | Signify North America Corporation | Philips | 9290019918 | Linear Replacement Lamp | T8 Four-Foot | Replacement Lamps (plug and play) (UL Type A) |  | standard | FALSE | [10 empty] | June, 20 2019 00:00:00 | Not Dimmable | Not Dimmable | No |  | XXXDIF | [25 empty] | 5 | 1600 | 123.1 | 13 | 20 | 0.9 | 5000 | 80 |  |  |  | FALSE | FALSE | FALSE | [8 empty] | March, 30 2020 00:00:00 | FALSE | FALSE | FALSE | [6 empty] | AC | [7 empty] | FALSE
PLUMSDUP0JNO | CNA International Enterprises Inc. | CAN | LED14WT8-HY 40K | Linear Replacement Lamp | T8 Four-Foot | Dual Mode Internal Driver (UL Type A and Type B) |  | standard | FALSE | [10 empty] | June, 18 2019 00:00:00 | Not Dimmable | Not Dimmable | No |  | IIINHF | [25 empty] | 5 | 1800 | 125 | 14 | 20 | 0.9 | 4000 | 82 |  |  |  | FALSE | FALSE | FALSE | [8 empty] | March, 30 2020 00:00:00 | FALSE | FALSE | FALSE | [6 empty] | AC | 120 | 277 | [5 empty] | FALSE
PLZ7HTBW3KCS | CNA International Enterprises Inc. | CAN | LED14WT8-HY 35K | Linear Replacement Lamp | T8 Four-Foot | Dual Mode Internal Driver (UL Type A and Type B) |  | standard | TRUE |  | 1803 | 135.1 | 13.35 | 15.86 | 0.9506 | 3468 | 81.7 | 5 | 50000 | June, 18 2019 00:00:00 | Not Dimmable | Not Dimmable | No |  | IIINHF | [15 empty] | 81.4 |  | 1.24 | 1.3 | [6 empty] | 5 | 1800 | 125 | 14 | 20 | 0.9 | 3500 | 82 |  |  |  | FALSE | FALSE | FALSE | [8 empty] | March, 30 2020 00:00:00 | FALSE | FALSE | FALSE | [6 empty] | AC | 120 | 277 | 277 |  |  |  |  | FALSE
PLEBNICRFP0Z | CNA International Enterprises Inc. | CAN | LED14WT8-HY 50K | Linear Replacement Lamp | T8 Four-Foot | Dual Mode Internal Driver (UL Type A and Type B) |  | standard | FALSE | [10 empty] | June, 18 2019 00:00:00 | Not Dimmable | Not Dimmable | No |  | IIINHF | [25 empty] | 5 | 1800 | 125 | 14 | 20 | 0.9 | 5000 | 82 |  |  |  | FALSE | FALSE | FALSE | [8 empty] | March, 30 2020 00:00:00 | FALSE | FALSE | FALSE | [6 empty] | AC | 120 | 277 | [5 empty] | FALSE
PLGBSG52919N | Fidelux Lighting | FIDELUX | FTGH-4-12W-50K | Linear Replacement Lamp | T8 Four-Foot | Dual Mode Internal Driver (UL Type A and Type B) |  | standard | FALSE | [10 empty] | June, 17 2019 00:00:00 | Not Dimmable | Not Dimmable | No |  | VVVYIA | [25 empty] | 5 | 1637.2 | 122 | 13.4 | 12.1 | 0.917 | 4968 | 83.4 |  |  |  | FALSE | FALSE | FALSE | [8 empty] | March, 30 2020 00:00:00 | FALSE | FALSE | FALSE | [6 empty] | AC | [7 empty] | FALSE
PL0VAU023NLB | Fidelux Lighting | Fidelux | FTGH-4-15W-40K | Linear Replacement Lamp | T8 Four-Foot | Dual Mode Internal Driver (UL Type A and Type B) |  | standard | FALSE | [10 empty] | June, 17 2019 00:00:00 | Not Dimmable | Not Dimmable | FALSE |  | VVVYIB | [25 empty] | 4.4 | 1800.8 | 111.3 | 16.1 | 12.8 | 0.922 | 4000 | 81.5 |  |  |  | FALSE | FALSE | FALSE | [8 empty] | June, 17 2019 00:00:00 | FALSE | FALSE | FALSE | [6 empty] | AC | [7 empty] | FALSE
PLHP7PQT6H7D | Fidelux Lighting | Fidelux | FTGH-4-15W-30K | Linear Replacement Lamp | T8 Four-Foot | Dual Mode Internal Driver (UL Type A and Type B) |  | standard | TRUE |  | 1800.83 | 111.3 | 16.18 | 12.8 | 0.922 | 2904 | 81.5 | 5 | 50000 | June, 17 2019 00:00:00 | Not Dimmable | Not Dimmable | FALSE |  | VVVYIB | [15 empty] | 78.1 |  | 1.2 | 1.24 | [6 empty] | 4.4 | 1800.8 | 111.3 | 16.1 | 12.8 | 0.922 | 2904 | 81.5 |  |  |  | FALSE | FALSE | FALSE | [8 empty] | June, 17 2019 00:00:00 | FALSE | FALSE | FALSE | [6 empty] | AC | [7 empty] | FALSE
PLSP9P8RICJZ | Fidelux Lighting | FIDELUX | FTGH-4-12W-40K | Linear Replacement Lamp | T8 Four-Foot | Dual Mode Internal Driver (UL Type A and Type B) |  | standard | FALSE | [10 empty] | June, 17 2019 00:00:00 | Not Dimmable | Not Dimmable | No |  | VVVYIA | [25 empty] | 5 | 1559.8 | 117.9 | 13.2 | 12.1 | 0.917 | 4000 | 81.7 |  |  |  | FALSE | FALSE | FALSE | [8 empty] | March, 30 2020 00:00:00 | FALSE | FALSE | FALSE | [6 empty] | AC | [7 empty] | FALSE
PLCZSYL2BHLR | Fidelux Lighting | FIDELUX | FTGH-4-15W-50K | Linear Replacement Lamp | T8 Four-Foot | Dual Mode Internal Driver (UL Type A and Type B) |  | standard | FALSE | [10 empty] | June, 17 2019 00:00:00 | Not Dimmable | Not Dimmable | No |  | VVVYIB | [25 empty] | 5 | 1934.1 | 119.1 | 16.2 | 12.8 | 0.922 | 4995 | 83.4 |  |  |  | FALSE | FALSE | FALSE | [8 empty] | March, 30 2020 00:00:00 | FALSE | FALSE | FALSE | [6 empty] | AC | [7 empty] | FALSE
PLC79PHDS8EY | Fidelux Lighting | FIDELUX | FTGH-4-12W-30K | Linear Replacement Lamp | T8 Four-Foot | Dual Mode Internal Driver (UL Type A and Type B) |  | standard | TRUE |  | 1559.82 | 117.9 | 13.23 | 12.1 | 0.917 | 2900 | 81.7 | 5 | 50000 | June, 17 2019 00:00:00 | Not Dimmable | Not Dimmable | No |  | VVVYIA | [15 empty] | 78.1 |  | 1.2 | 1.24 | 1.2 | 1.24 | 1.24 | 1.24 |  |  | 5 | 1559.8 | 117.9 | 13.2 | 12.1 | 0.917 | 2900 | 81.7 |  |  |  | FALSE | FALSE | FALSE | [8 empty] | March, 30 2020 00:00:00 | FALSE | FALSE | FALSE | [6 empty] | AC | [7 empty] | FALSE
PC0FGN5H | Longhorn Intelligent Tech Co., Ltd | Longhorn | NT8A-ER12W-4GU02 | Linear Replacement Lamp | T8 Four-Foot | Replacement Lamps (plug and play) (UL Type A) |  | standard | FALSE | [10 empty] | June, 14 2019 00:00:00 | Not Dimmable | Not Dimmable | No |  | PPPSYE | [25 empty] | 5 | 1820 | 133.82 | 13.6 | 10.63 | 0.9501 | 3500 | 81 |  |  |  | FALSE | FALSE | FALSE | [8 empty] | March, 30 2020 00:00:00 | FALSE | FALSE | FALSE | [6 empty] | AC | [7 empty] | FALSE
PGT2SJ71 | Longhorn Intelligent Tech Co., Ltd | Longhorn | NT8A-ER12W-4GN02 | Linear Replacement Lamp | T8 Four-Foot | Replacement Lamps (plug and play) (UL Type A) |  | standard | FALSE | [10 empty] | June, 14 2019 00:00:00 | Not Dimmable | Not Dimmable | No |  | PPPSYE | [25 empty] | 5 | 1847 | 135.81 | 13.6 | 10.63 | 0.9501 | 4000 | 81 |  |  |  | FALSE | FALSE | FALSE | [8 empty] | March, 30 2020 00:00:00 | FALSE | FALSE | FALSE | [6 empty] | AC | [7 empty] | FALSE
PGWLF8MO | Longhorn Intelligent Tech Co., Ltd | Longhorn | NT8A-ER12W-4GV02 | Linear Replacement Lamp | T8 Four-Foot | Replacement Lamps (plug and play) (UL Type A) |  | standard | TRUE |  | 1792 | 131.67 | 13.61 | 10.93 | 0.9501 | 3013 | 81 | 5 | 50000 | June, 14 2019 00:00:00 | Not Dimmable | Not Dimmable | No |  | PPPSYE | [15 empty] | 84.8 |  | 1.24 | 1.32 | [6 empty] | 5 | 1793 | 133.71 | 13.41 | 10.63 | 0.9501 | 3000 | 81 |  |  |  | FALSE | FALSE | FALSE | [8 empty] | March, 30 2020 00:00:00 | FALSE | FALSE | FALSE | [6 empty] | AC |  |  | 277 |  |  |  |  | FALSE
P6PHFSES | Longhorn Intelligent Tech Co., Ltd | Longhorn | NT8A-ER12W-4GR02 | Linear Replacement Lamp | T8 Four-Foot | Replacement Lamps (plug and play) (UL Type A) |  | standard | FALSE | [10 empty] | June, 14 2019 00:00:00 | Not Dimmable | Not Dimmable | No |  | PPPSYE | [25 empty] | 5 | 1900 | 137.78 | 13.79 | 10.58 | 0.9499 | 5000 | 83.1 |  |  |  | FALSE | FALSE | FALSE | [8 empty] | March, 30 2020 00:00:00 | FALSE | FALSE | FALSE | [6 empty] | AC | [7 empty] | FALSE
PLGRR4D6DAFM | Zotia International Trade Ltd. | DawnRay | DRT8A-5K | Linear Replacement Lamp | T8 Four-Foot | Replacement Lamps (plug and play) (UL Type A) |  | standard | FALSE | [10 empty] | June, 12 2019 00:00:00 | Not Dimmable | Not Dimmable | No |  | MMMRQE | [25 empty] | 5 | 2200 | 129 | 17 | 20 | 0.9 | 5000 | 80 |  |  |  | FALSE | FALSE | FALSE | [8 empty] | March, 30 2020 00:00:00 | FALSE | FALSE | FALSE | [6 empty] | AC | [7 empty] | FALSE
PBBVTCHL | RAB Lighting | RAB | T10017 | Linear Replacement Lamp | T8 Four-Foot | Replacement Lamps (plug and play) (UL Type A) |  | standard | FALSE | [10 empty] | June, 12 2019 00:00:00 | Not Dimmable | Not Dimmable | No |  | VVVYHV | [25 empty] | 5 | 2200 | 138 | 16 | 20 | 0.9 | 4000 | 80 |  |  |  | FALSE | FALSE | FALSE | [8 empty] | March, 30 2020 00:00:00 | FALSE | FALSE | FALSE | [6 empty] | AC | [7 empty] | FALSE
P3CIU49E | RAB Lighting | RAB | T10018 | Linear Replacement Lamp | T8 Four-Foot | Replacement Lamps (plug and play) (UL Type A) |  | standard | FALSE | [10 empty] | June, 12 2019 00:00:00 | Not Dimmable | Not Dimmable | No |  | VVVYHV | [25 empty] | 5 | 2200 | 138 | 16 | 20 | 0.9 | 5000 | 80 |  |  |  | FALSE | FALSE | FALSE | [8 empty] | March, 30 2020 00:00:00 | FALSE | FALSE | FALSE | [6 empty] | AC | [7 empty] | FALSE
PKQA40KH | RAB Lighting | RAB | T10078 | Linear Replacement Lamp | T8 Four-Foot | Replacement Lamps (plug and play) (UL Type A) |  | standard | TRUE |  | 2052 | 131.3 | 15.63 | 12.37 | 0.958 | 3032 | 83.7 | 5 | 50000 | June, 12 2019 00:00:00 | Not Dimmable | Not Dimmable | No |  | VVVYHV | [15 empty] | 78.3 |  | 1.14 | 1.22 | [6 empty] | 5 | 2000 | 125 | 16 | 20 | 0.9 | 3000 | 80 |  |  |  | FALSE | FALSE | FALSE | [8 empty] | March, 30 2020 00:00:00 | FALSE | FALSE | FALSE | [6 empty] | AC |  |  | 120 |  |  |  |  | FALSE
PLH5IXA92MKR | Cyber Tech Lighting Inc. | CTL | LB48T8DPNP/840 | Linear Replacement Lamp | T8 Four-Foot | Dual Mode Internal Driver (UL Type A and Type B) |  | standard | FALSE | [10 empty] | June, 12 2019 00:00:00 | Not Dimmable | Not Dimmable | No |  | SSSDOQ | [25 empty] | 5 | 2137 | 126.46 | 16.9 | 13.02 | 0.9762 | 4000 | 81.9 |  |  |  | FALSE | FALSE | FALSE | [8 empty] | March, 30 2020 00:00:00 | FALSE | FALSE | FALSE | [6 empty] | AC | [7 empty] | FALSE
PLN2QCLV5ZWR | Zotia International Trade Ltd. | DawnRay | DRT8A-35K | Linear Replacement Lamp | T8 Four-Foot | Replacement Lamps (plug and play) (UL Type A) |  | standard | TRUE |  | 2275 | 130.9 | 17.39 | 10.14 | 0.9691 | 3515 | 81.9 | 5 | 50000 | June, 12 2019 00:00:00 | Not Dimmable | Not Dimmable | No |  | MMMRQE | [15 empty] | 81.4 |  | 1.26 | 1.3 | [6 empty] | 5 | 2200 | 129 | 17 | 20 | 0.9 | 3500 | 80 |  |  |  | FALSE | FALSE | FALSE | [8 empty] | March, 30 2020 00:00:00 | FALSE | FALSE | FALSE | [6 empty] | AC | [7 empty] | FALSE
PQJI6CRH | RAB Lighting | RAB | T10016 | Linear Replacement Lamp | T8 Four-Foot | Replacement Lamps (plug and play) (UL Type A) |  | standard | FALSE | [10 empty] | June, 12 2019 00:00:00 | Not Dimmable | Not Dimmable | No |  | VVVYHV | [25 empty] | 5 | 2000 | 125 | 16 | 20 | 0.9 | 3500 | 80 |  |  |  | FALSE | FALSE | FALSE | [8 empty] | March, 30 2020 00:00:00 | FALSE | FALSE | FALSE | [6 empty] | AC | [7 empty] | FALSE
PLHVPWCWUEDU | Cyber Tech Lighting Inc. | CTL | LB48T8DPNP/830 | Linear Replacement Lamp | T8 Four-Foot | Dual Mode Internal Driver (UL Type A and Type B) |  | standard | TRUE |  | 2087 | 124 | 16.83 | 13.02 | 0.9624 | 3005 | 81.9 | 5 | 50000 | June, 12 2019 00:00:00 | Not Dimmable | Not Dimmable | No |  | SSSDOQ | [15 empty] | 85.6 |  | 1.22 | 1.16 | [6 empty] | 5 | 2078 | 124.51 | 16.69 | 13.02 | 0.9762 | 3000 | 81.9 |  |  |  | FALSE | FALSE | FALSE | [8 empty] | March, 30 2020 00:00:00 | FALSE | FALSE | FALSE | [6 empty] | AC | [7 empty] | FALSE
PLNZO75PHQ3F | Cyber Tech Lighting Inc. | CTL | LB48T8DPNP/850 | Linear Replacement Lamp | T8 Four-Foot | Dual Mode Internal Driver (UL Type A and Type B) |  | standard | FALSE | [10 empty] | June, 12 2019 00:00:00 | Not Dimmable | Not Dimmable | No |  | SSSDOQ | [25 empty] | 5 | 2195 | 128.36 | 17.1 | 12.96 | 0.9652 | 5000 | 82.4 |  |  |  | FALSE | FALSE | FALSE | [8 empty] | March, 30 2020 00:00:00 | FALSE | FALSE | FALSE | [6 empty] | AC | [7 empty] | FALSE
PLEEBJJLH18H | Zotia International Trade Ltd. | DawnRay | DRT8A-4K | Linear Replacement Lamp | T8 Four-Foot | Replacement Lamps (plug and play) (UL Type A) |  | standard | FALSE | [10 empty] | June, 12 2019 00:00:00 | Not Dimmable | Not Dimmable | No |  | MMMRQE | [25 empty] | 5 | 2200 | 129 | 17 | 20 | 0.9 | 4000 | 80 |  |  |  | FALSE | FALSE | FALSE | [8 empty] | March, 30 2020 00:00:00 | FALSE | FALSE | FALSE | [6 empty] | AC | [7 empty] | FALSE
PLSCFGGA83NS | POWER Q INC | Power-Q | PQ-TU4-015W-B 4000K Frosted | Linear Replacement Lamp | T8 Four-Foot | Dual Mode Internal Driver (UL Type A and Type B) |  | standard | FALSE | [10 empty] | June, 11 2019 00:00:00 | Not Yet Verified | Not Yet Verified | NotYetVerified |  | NANQFM | [25 empty] | 5 | 2172 | 133 | 16.3 | 20 | 0.9 | 4000 | 83 |  |  |  | FALSE | FALSE | FALSE | [8 empty] | March, 30 2020 00:00:00 | FALSE | FALSE | FALSE | [6 empty] | AC | [7 empty] | FALSE
PLSHH1C66TPD | POWER Q INC | Power-Q | PQ-TU4-015W-B 5000K Frosted | Linear Replacement Lamp | T8 Four-Foot | Dual Mode Internal Driver (UL Type A and Type B) |  | standard | FALSE | [10 empty] | June, 11 2019 00:00:00 | Not Yet Verified | Not Yet Verified | NotYetVerified |  | NANQFM | [25 empty] | 5 | 2172 | 133 | 16.3 | 20 | 0.9 | 5000 | 83 |  |  |  | FALSE | FALSE | FALSE | [8 empty] | March, 30 2020 00:00:00 | FALSE | FALSE | FALSE | [6 empty] | AC | [7 empty] | FALSE
PLLTFNE61UEM | POWER Q INC | Power-Q | PQ-TU4-015W-B 3000K Frosted | Linear Replacement Lamp | T8 Four-Foot | Dual Mode Internal Driver (UL Type A and Type B) |  | standard | TRUE |  | 2172 | 133.25 | 16.3 | 6.91 | 0.9572 | 3012 | 81.8 | 5 | 50000 | June, 11 2019 00:00:00 | Not Yet Verified | Not Yet Verified | NotYetVerified |  | NANQFM | [15 empty] | 90 |  | 1.16 | 1.38 | [6 empty] | 5 | 2172 | 133 | 16.3 | 20 | 0.9 | 3000 | 83 |  |  |  | FALSE | FALSE | FALSE | [8 empty] | March, 30 2020 00:00:00 | FALSE | FALSE | FALSE | [6 empty] | AC | [7 empty] | FALSE
P1BZ35TF | Longhorn Intelligent Tech Co., Ltd | Longhorn | NT8A-EQ15W-4GU02 | Linear Replacement Lamp | T8 Four-Foot | Replacement Lamps (plug and play) (UL Type A) |  | standard | FALSE | [10 empty] | June, 10 2019 00:00:00 | Not Dimmable | Not Dimmable | No |  | MMMRPZ | [25 empty] | 5 | 2112 | 132.58 | 15.93 | 12.87 | 0.9702 | 3500 | 81.6 |  |  |  | FALSE | FALSE | FALSE | [8 empty] | March, 30 2020 00:00:00 | FALSE | FALSE | FALSE | [6 empty] | AC | [7 empty] | FALSE
P3DPBHBK | Longhorn Intelligent Tech Co., Ltd | Longhorn | NT8A-EQ15W-4GV02 | Linear Replacement Lamp | T8 Four-Foot | Replacement Lamps (plug and play) (UL Type A) |  | standard | TRUE |  | 2098 | 131.37 | 15.97 | 12.87 | 0.9702 | 3029 | 81.6 | 5 | 50000 | June, 10 2019 00:00:00 | Not Dimmable | Not Dimmable | No |  | MMMRPZ | [15 empty] | 84.7 |  | 1.24 | 1.32 | [6 empty] | 5 | 2100 | 132.33 | 15.87 | 12.87 | 0.9702 | 3000 | 81.6 |  |  |  | FALSE | FALSE | FALSE | [8 empty] | March, 30 2020 00:00:00 | FALSE | FALSE | FALSE | [6 empty] | AC |  |  | 277 |  |  |  |  | FALSE
PEB1LQ95 | Longhorn Intelligent Tech Co., Ltd | Longhorn | NT8A-EQ15W-4GN02 | Linear Replacement Lamp | T8 Four-Foot | Replacement Lamps (plug and play) (UL Type A) |  | standard | FALSE | [10 empty] | June, 10 2019 00:00:00 | Not Dimmable | Not Dimmable | No |  | MMMRPZ | [25 empty] | 5 | 2125 | 133.4 | 15.93 | 12.87 | 0.9702 | 4000 | 81.6 |  |  |  | FALSE | FALSE | FALSE | [8 empty] | March, 30 2020 00:00:00 | FALSE | FALSE | FALSE | [6 empty] | AC | [7 empty] | FALSE
PDWOQ8K6 | Longhorn Intelligent Tech Co., Ltd | Longhorn | NT8A-EQ15W-4GR02 | Linear Replacement Lamp | T8 Four-Foot | Replacement Lamps (plug and play) (UL Type A) |  | standard | FALSE | [10 empty] | June, 10 2019 00:00:00 | Not Dimmable | Not Dimmable | No |  | MMMRPZ | [25 empty] | 5 | 2149 | 134.48 | 15.98 | 12.85 | 0.9705 | 5000 | 81.9 |  |  |  | FALSE | FALSE | FALSE | [8 empty] | March, 30 2020 00:00:00 | FALSE | FALSE | FALSE | [6 empty] | AC | [7 empty] | FALSE
P9IHZKQF | Longhorn Intelligent Tech Co., Ltd | Longhorn | NT8S-BR12W-4GV02 | Linear Replacement Lamp | T8 Four-Foot | Dual Mode Internal Driver (UL Type A and Type B) |  | standard | TRUE |  | 1725 | 122.86 | 14.04 | 9.94 | 0.9227 | 2994 | 82.1 | 5 | 50000 | June, 06 2019 00:00:00 | Not Dimmable | Not Dimmable | No |  | MMMRPQ | [15 empty] | 84.7 |  | 1.24 | 1.32 | [6 empty] | 5 | 1720 | 124.37 | 13.83 | 9.94 | 0.9227 | 3000 | 82.1 |  |  |  | FALSE | FALSE | FALSE | [8 empty] | March, 30 2020 00:00:00 | FALSE | FALSE | FALSE | [6 empty] | AC | 120 | 277 | 277 |  |  |  |  | FALSE
P1AXU3HA | Longhorn Intelligent Tech Co., Ltd | Longhorn | NT8S-BR12W-4GN02 | Linear Replacement Lamp | T8 Four-Foot | Dual Mode Internal Driver (UL Type A and Type B) |  | standard | FALSE | [10 empty] | June, 06 2019 00:00:00 | Not Dimmable | Not Dimmable | No |  | MMMRPQ | [25 empty] | 5 | 1763 | 127.2 | 13.86 | 9.94 | 0.9227 | 4000 | 82.1 |  |  |  | FALSE | FALSE | FALSE | [8 empty] | March, 30 2020 00:00:00 | FALSE | FALSE | FALSE | [6 empty] | AC | 120 | 277 | [5 empty] | FALSE
P0AXFRSN | Longhorn Intelligent Tech Co., Ltd | Longhorn | NT8S-BR12W-4GU02 | Linear Replacement Lamp | T8 Four-Foot | Dual Mode Internal Driver (UL Type A and Type B) |  | standard | FALSE | [10 empty] | June, 06 2019 00:00:00 | Not Dimmable | Not Dimmable | No |  | MMMRPQ | [25 empty] | 5 | 1741 | 125.61 | 13.86 | 9.94 | 0.9227 | 3500 | 82.1 |  |  |  | FALSE | FALSE | FALSE | [8 empty] | March, 30 2020 00:00:00 | FALSE | FALSE | FALSE | [6 empty] | AC | 120 | 277 | [5 empty] | FALSE
PYJVZ29L | Longhorn Intelligent Tech Co., Ltd | Longhorn | NT8S-BR12W-4GR02 | Linear Replacement Lamp | T8 Four-Foot | Dual Mode Internal Driver (UL Type A and Type B) |  | standard | FALSE | [10 empty] | June, 06 2019 00:00:00 | Not Dimmable | Not Dimmable | No |  | MMMRPQ | [25 empty] | 5 | 1805 | 129.95 | 13.89 | 8.76 | 0.9513 | 5000 | 82.1 |  |  |  | FALSE | FALSE | FALSE | [8 empty] | March, 30 2020 00:00:00 | FALSE | FALSE | FALSE | [6 empty] | AC | 120 | 277 | [5 empty] | FALSE
PWWEMHCE | Longhorn Intelligent Tech Co., Ltd | Longhorn | NT8A-ER10W-4GU02I | Linear Replacement Lamp | T8 Four-Foot | Replacement Lamps (plug and play) (UL Type A) |  | standard | FALSE | [10 empty] | June, 05 2019 00:00:00 | Not Dimmable | Not Dimmable | No |  | MMMRPL | [25 empty] | 5 | 1685 | 131.54 | 12.81 | 10.71 | 0.954 | 3500 | 81.7 |  |  |  | FALSE | FALSE | FALSE | [8 empty] | March, 30 2020 00:00:00 | FALSE | FALSE | FALSE | [6 empty] | AC | [7 empty] | FALSE
P6G2EMTY | Longhorn Intelligent Tech Co., Ltd | Longhorn | NT8A-ER10W-4GR02I | Linear Replacement Lamp | T8 Four-Foot | Replacement Lamps (plug and play) (UL Type A) |  | standard | FALSE | [10 empty] | June, 05 2019 00:00:00 | Not Dimmable | Not Dimmable | No |  | MMMRPL | [25 empty] | 5 | 1710 | 133.28 | 12.83 | 11.03 | 0.9506 | 5000 | 84.3 |  |  |  | FALSE | FALSE | FALSE | [8 empty] | March, 30 2020 00:00:00 | FALSE | FALSE | FALSE | [6 empty] | AC | [7 empty] | FALSE
P8WO68JU | Longhorn Intelligent Tech Co., Ltd | Longhorn | NT8A-ER10W-4GR02 | Linear Replacement Lamp | T8 Four-Foot | Replacement Lamps (plug and play) (UL Type A) |  | standard | FALSE | [10 empty] | June, 05 2019 00:00:00 | Not Dimmable | Not Dimmable | No |  | MMMRPM | [25 empty] | 5 | 1730 | 137.63 | 12.57 | 10.92 | 0.9464 | 5000 | 83.6 |  |  |  | FALSE | FALSE | FALSE | [8 empty] | March, 30 2020 00:00:00 | FALSE | FALSE | FALSE | [6 empty] | AC | [7 empty] | FALSE
PBC0RRS1 | RAB Lighting | RAB | T10013 | Linear Replacement Lamp | T8 Four-Foot | Replacement Lamps (plug and play) (UL Type A) |  | standard | FALSE | [10 empty] | June, 05 2019 00:00:00 | Not Dimmable | Not Dimmable | No |  | VVVYGX | [25 empty] | 5 | 1800 | 120 | 15 | 20 | 0.9 | 3500 | 80 |  |  |  | FALSE | FALSE | FALSE | [8 empty] | March, 30 2020 00:00:00 | FALSE | FALSE | FALSE | [6 empty] | AC | [7 empty] | FALSE
PVAUE4YQ | RAB Lighting | RAB | T10077 | Linear Replacement Lamp | T8 Four-Foot | Replacement Lamps (plug and play) (UL Type A) |  | standard | TRUE |  | 1936 | 133.3 | 14.52 | 13.92 | 0.963 | 3024 | 83.8 | 5 | 50000 | June, 05 2019 00:00:00 | Not Dimmable | Not Dimmable | No |  | VVVYGX | [15 empty] | 78.5 |  | 1.16 | 1.22 | [6 empty] | 5 | 1800 | 120 | 15 | 20 | 0.9 | 3000 | 80 |  |  |  | FALSE | FALSE | FALSE | [8 empty] | March, 30 2020 00:00:00 | FALSE | FALSE | FALSE | [6 empty] | AC |  |  | 120 |  |  |  |  | FALSE
PLI793PNP4QF | Duralife LED | Duralife LED | ZY-T8P-12W1200 BIXX BALLAST COMPATIBLE LED TUBE [4000K Frosted] | Linear Replacement Lamp | T8 Four-Foot | Dual Mode Internal Driver (UL Type A and Type B) |  | standard | FALSE | [10 empty] | June, 05 2019 00:00:00 | Not Dimmable | Not Dimmable | NotYetVerified |  | XXXDGZ | [25 empty] | 5 | 1664 | 132.1 | 12.6 | 20 | 0.9 | 4000 | 82 |  |  |  | FALSE | FALSE | FALSE | [8 empty] | March, 30 2020 00:00:00 | FALSE | FALSE | FALSE | [6 empty] | AC | [7 empty] | FALSE
P075HS8N | Duralife LED | Duralife LED | ZY-T8-18W1200 BIXX-1-C-50K | Linear Replacement Lamp | T8 Four-Foot | Dual Mode Internal Driver (UL Type A and Type B) |  | standard | FALSE | [10 empty] | June, 05 2019 00:00:00 | Not Dimmable | Not Dimmable | NotYetVerified |  | XXXDHD | [25 empty] | 5 | 2705.7 | 143.92 | 18.8 | 20 | 0.9 | 5000 | 82.3 |  |  |  | FALSE | FALSE | FALSE | [8 empty] | March, 30 2020 00:00:00 | FALSE | FALSE | FALSE | [6 empty] | AC | [7 empty] | FALSE
PLVQST3GLE3X | Duralife LED | Duralife LED | ZY-T8-18W1200 BIXX-1-F-50K | Linear Replacement Lamp | T8 Four-Foot | Dual Mode Internal Driver (UL Type A and Type B) |  | standard | FALSE | [10 empty] | June, 05 2019 00:00:00 | Not Dimmable | Not Dimmable | NotYetVerified |  | XXXDHC | [25 empty] | 5 | 2567.73 | 138.05 | 18.6 | 20 | 0.9 | 5000 | 82.3 |  |  |  | FALSE | FALSE | FALSE | [8 empty] | March, 30 2020 00:00:00 | FALSE | FALSE | FALSE | [6 empty] | AC | [7 empty] | FALSE
PLNC5L6AJNI4 | Duralife LED | Duralife LED | ZY-T8P-15W1200 BIXX BALLAST COMPATIBLE LED TUBE [3500K Frosted] | Linear Replacement Lamp | T8 Four-Foot | Dual Mode Internal Driver (UL Type A and Type B) |  | standard | FALSE | [10 empty] | June, 05 2019 00:00:00 | Not Dimmable | Not Dimmable | NotYetVerified |  | XXXDHA | [25 empty] | 5 | 2160 | 135 | 16 | 20 | 0.9 | 3500 | 83 |  |  |  | FALSE | FALSE | FALSE | [8 empty] | March, 30 2020 00:00:00 | FALSE | FALSE | FALSE | [6 empty] | AC | [7 empty] | FALSE
PO5A7HFC | Longhorn Intelligent Tech Co., Ltd | Longhorn | NT8A-ER10W-4GV02I | Linear Replacement Lamp | T8 Four-Foot | Replacement Lamps (plug and play) (UL Type A) |  | standard | TRUE |  | 1673 | 129.39 | 12.93 | 10.71 | 0.954 | 3024 | 81.7 | 5 | 50000 | June, 05 2019 00:00:00 | Not Dimmable | Not Dimmable | No |  | MMMRPL | [15 empty] | 84.7 |  | 1.26 | 1.4 | [6 empty] | 5 | 1676 | 131.04 | 12.79 | 10.71 | 0.954 | 3000 | 81.7 |  |  |  | FALSE | FALSE | FALSE | [8 empty] | March, 30 2020 00:00:00 | FALSE | FALSE | FALSE | [6 empty] | AC |  |  | 277 |  |  |  |  | FALSE
P6PX0R23 | Longhorn Intelligent Tech Co., Ltd | Longhorn | NT8A-ER10W-4GV02 | Linear Replacement Lamp | T8 Four-Foot | Replacement Lamps (plug and play) (UL Type A) |  | standard | TRUE |  | 1716 | 133.64 | 12.84 | 10.98 | 0.9462 | 3028 | 82.3 | 5 | 50000 | June, 05 2019 00:00:00 | Not Dimmable | Not Dimmable | No |  | MMMRPM | [15 empty] | 84.7 |  | 1.24 | 1.32 | [6 empty] | 5 | 1715 | 136 | 12.61 | 10.98 | 0.9462 | 3000 | 82.3 |  |  |  | FALSE | FALSE | FALSE | [8 empty] | March, 30 2020 00:00:00 | FALSE | FALSE | FALSE | [6 empty] | AC |  |  | 277 |  |  |  |  | FALSE
PLTA9FCXLKDV | Duralife LED | Duralife LED | ZY-T8P-18W1200 BIXX PLUG AND PLAY (FROSTED LENS) 3000K | Linear Replacement Lamp | T8 Four-Foot | Replacement Lamps (plug and play) (UL Type A) |  | standard | TRUE |  | 2171 | 117.22 | 18.52 | 17.32 | 0.9318 | 3033 | 82.2 | 5 | 50000 | June, 05 2019 00:00:00 | Not Dimmable | Not Dimmable | NotYetVerified |  | XXXDHB | [15 empty] | 90.5 |  | 1.38 | 1.16 | [6 empty] | 5 | 2171 | 117.22 | 18.52 | 20 | 0.9 | 3000 | 82 |  |  |  | FALSE | FALSE | FALSE | [8 empty] | March, 30 2020 00:00:00 | FALSE | FALSE | FALSE | [6 empty] | AC | [7 empty] | FALSE
PLWZYMU8EFOB | Duralife LED | Duralife LED | ZY-T8-18W1200 BIXX-1-C-40K | Linear Replacement Lamp | T8 Four-Foot | Dual Mode Internal Driver (UL Type A and Type B) |  | standard | FALSE | [10 empty] | June, 05 2019 00:00:00 | Not Dimmable | Not Dimmable | NotYetVerified |  | XXXDHD | [25 empty] | 5 | 2685.58 | 142.85 | 18.8 | 20 | 0.9 | 4000 | 82.3 |  |  |  | FALSE | FALSE | FALSE | [8 empty] | March, 30 2020 00:00:00 | FALSE | FALSE | FALSE | [6 empty] | AC | [7 empty] | FALSE
PL7I55QJETIS | Duralife LED | Duralife LED | ZY-T8-18W1200 BIXX-1-F-30K | Linear Replacement Lamp | T8 Four-Foot | Dual Mode Internal Driver (UL Type A and Type B) |  | standard | TRUE |  | 2502 | 132.1 | 18.94 | 11.86 | 0.937 | 3029 | 82.6 | 5 | 50000 | June, 05 2019 00:00:00 | Not Dimmable | Not Dimmable | NotYetVerified |  | XXXDHC | [15 empty] | 88.8 |  | 1.34 | 1.19 | [6 empty] | 5 | 2439.98 | 130.62 | 18.68 | 20 | 0.9 | 3000 | 82.3 |  |  |  | FALSE | FALSE | FALSE | [8 empty] | March, 30 2020 00:00:00 | FALSE | FALSE | FALSE | [6 empty] | AC | [7 empty] | FALSE
PLPIZJLHII5F | Duralife LED | Duralife LED | ZY-T8-18W1200 BIXX-1-C-30K | Linear Replacement Lamp | T8 Four-Foot | Dual Mode Internal Driver (UL Type A and Type B) |  | standard | TRUE |  | 2557 | 140.03 | 18.26 | 12.15 | 0.9408 | 3023 | 82.1 | 5 | 50000 | June, 05 2019 00:00:00 | Not Dimmable | Not Dimmable | NotYetVerified |  | XXXDHD | [15 empty] | 88.7 |  | 1.37 | 1.18 | [6 empty] | 5 | 2583.78 | 138.17 | 18.7 | 20 | 0.9 | 3000 | 82.3 |  |  |  | FALSE | FALSE | FALSE | [8 empty] | March, 30 2020 00:00:00 | FALSE | FALSE | FALSE | [6 empty] | AC | [7 empty] | FALSE
PL46B6XO5G69 | Duralife LED | Duralife LED | ZY-T8P-12W1200 BIXX BALLAST COMPATIBLE LED TUBE [3500K Frosted] | Linear Replacement Lamp | T8 Four-Foot | Dual Mode Internal Driver (UL Type A and Type B) |  | standard | FALSE | [10 empty] | June, 05 2019 00:00:00 | Not Dimmable | Not Dimmable | NotYetVerified |  | XXXDGZ | [25 empty] | 5 | 1664 | 132.1 | 12.6 | 20 | 0.9 | 3500 | 82 |  |  |  | FALSE | FALSE | FALSE | [8 empty] | March, 30 2020 00:00:00 | FALSE | FALSE | FALSE | [6 empty] | AC | [7 empty] | FALSE
PL2YNFCQR8LU | Duralife LED | Duralife LED | ZY-T8P-18W1200 BIXX PLUG AND PLAY (FROSTED LENS) 3500K | Linear Replacement Lamp | T8 Four-Foot | Replacement Lamps (plug and play) (UL Type A) |  | standard | FALSE | [10 empty] | June, 05 2019 00:00:00 | Not Dimmable | Not Dimmable | NotYetVerified |  | XXXDHB | [25 empty] | 5 | 2171 | 117.22 | 18.52 | 20 | 0.9 | 3500 | 82 |  |  |  | FALSE | FALSE | FALSE | [8 empty] | March, 30 2020 00:00:00 | FALSE | FALSE | FALSE | [6 empty] | AC | [7 empty] | FALSE
PLW3ZY0NT98V | Duralife LED | Duralife LED | ZY-T8P-18W1200 BIXX PLUG AND PLAY (FROSTED LENS) 5000K | Linear Replacement Lamp | T8 Four-Foot | Replacement Lamps (plug and play) (UL Type A) |  | standard | FALSE | [10 empty] | June, 05 2019 00:00:00 | Not Dimmable | Not Dimmable | NotYetVerified |  | XXXDHB | [25 empty] | 5 | 2171 | 117.22 | 18.52 | 20 | 0.9 | 5000 | 82 |  |  |  | FALSE | FALSE | FALSE | [8 empty] | March, 30 2020 00:00:00 | FALSE | FALSE | FALSE | [6 empty] | AC | [7 empty] | FALSE
PLYKE8K76JJ5 | Duralife LED | Duralife LED | ZY-T8-15W1200 BIXX BALLAST COMPATIBLE LED TUBE [2700K Frosted] | Linear Replacement Lamp | T8 Four-Foot | Dual Mode Internal Driver (UL Type A and Type B) |  | standard | TRUE |  | 1929 | 109 | 17.7 | 17.9 | 0.9557 | 2655 | 81.6 | 5 | 50000 | June, 05 2019 00:00:00 | Not Yet Verified | Not Yet Verified | NotYetVerified |  | XXXDHA | [15 empty] | 84.9 |  | 1.25 | 1.4 | [6 empty] | 4.4 | 2040 | 120 | 17.7 | 20 | 0.9 | 2700 | 83 |  |  |  | FALSE | FALSE | FALSE | [8 empty] | June, 05 2019 00:00:00 | FALSE | FALSE | FALSE | [6 empty] | AC | [7 empty] | FALSE
PZFDJR2U | Longhorn Intelligent Tech Co., Ltd | Longhorn | NT8A-ER10W-4GN02I | Linear Replacement Lamp | T8 Four-Foot | Replacement Lamps (plug and play) (UL Type A) |  | standard | FALSE | [10 empty] | June, 05 2019 00:00:00 | Not Dimmable | Not Dimmable | No |  | MMMRPL | [25 empty] | 5 | 1693 | 132.16 | 12.81 | 10.71 | 0.954 | 4000 | 81.7 |  |  |  | FALSE | FALSE | FALSE | [8 empty] | March, 30 2020 00:00:00 | FALSE | FALSE | FALSE | [6 empty] | AC | [7 empty] | FALSE
P1JP68RX | Longhorn Intelligent Tech Co., Ltd | Longhorn | NT8A-ER10W-4GN02 | Linear Replacement Lamp | T8 Four-Foot | Replacement Lamps (plug and play) (UL Type A) |  | standard | FALSE | [10 empty] | June, 05 2019 00:00:00 | Not Dimmable | Not Dimmable | No |  | MMMRPM | [25 empty] | 5 | 1723 | 136.85 | 12.59 | 10.98 | 0.9462 | 4000 | 82.3 |  |  |  | FALSE | FALSE | FALSE | [8 empty] | March, 30 2020 00:00:00 | FALSE | FALSE | FALSE | [6 empty] | AC | [7 empty] | FALSE
PNQ1P2ZJ | Longhorn Intelligent Tech Co., Ltd | Longhorn | NT8A-ER10W-4GU02 | Linear Replacement Lamp | T8 Four-Foot | Replacement Lamps (plug and play) (UL Type A) |  | standard | FALSE | [10 empty] | June, 05 2019 00:00:00 | Not Dimmable | Not Dimmable | No |  | MMMRPM | [25 empty] | 5 | 1719 | 136.54 | 12.59 | 10.98 | 0.9462 | 3500 | 82.3 |  |  |  | FALSE | FALSE | FALSE | [8 empty] | March, 30 2020 00:00:00 | FALSE | FALSE | FALSE | [6 empty] | AC | [7 empty] | FALSE
PLDKZ63ARAFA | Duralife LED | Duralife LED | ZY-T8P-12W1200 BIXX BALLAST COMPATIBLE LED TUBE [5000K Frosted] | Linear Replacement Lamp | T8 Four-Foot | Dual Mode Internal Driver (UL Type A and Type B) |  | standard | FALSE | [10 empty] | June, 05 2019 00:00:00 | Not Dimmable | Not Dimmable | NotYetVerified |  | XXXDGZ | [25 empty] | 5 | 1664 | 132.1 | 12.6 | 20 | 0.9 | 5000 | 82 |  |  |  | FALSE | FALSE | FALSE | [8 empty] | March, 30 2020 00:00:00 | FALSE | FALSE | FALSE | [6 empty] | AC | [7 empty] | FALSE
PLADCNJUX2WH | Duralife LED | Duralife LED | ZY-T8P-18W1200 BIXX PLUG AND PLAY (FROSTED LENS) 4000K | Linear Replacement Lamp | T8 Four-Foot | Replacement Lamps (plug and play) (UL Type A) |  | standard | FALSE | [10 empty] | June, 05 2019 00:00:00 | Not Dimmable | Not Dimmable | NotYetVerified |  | XXXDHB | [25 empty] | 5 | 2171 | 117.22 | 18.52 | 20 | 0.9 | 4000 | 82 |  |  |  | FALSE | FALSE | FALSE | [8 empty] | March, 30 2020 00:00:00 | FALSE | FALSE | FALSE | [6 empty] | AC | [7 empty] | FALSE
PLZF8IUYY48B | Duralife LED | Duralife LED | ZY-T8P-12W1200 BIXX BALLAST COMPATIBLE LED TUBE [3000K Frosted] | Linear Replacement Lamp | T8 Four-Foot | Dual Mode Internal Driver (UL Type A and Type B) |  | standard | TRUE |  | 1664 | 132.1 | 12.6 | 9.04 | 0.9017 | 3001 | 82.2 | 5 | 50000 | June, 05 2019 00:00:00 | Not Dimmable | Not Dimmable | NotYetVerified |  | XXXDGZ | [15 empty] | 90 |  | 1.42 | 1.15 | [6 empty] | 5 | 1664 | 132.1 | 12.6 | 20 | 0.9 | 3000 | 82 |  |  |  | FALSE | FALSE | FALSE | [8 empty] | March, 30 2020 00:00:00 | FALSE | FALSE | FALSE | [6 empty] | AC | [7 empty] | FALSE
PL58SCLGZ1HX | Duralife LED | Duralife LED | ZY-T8-18W1200 BIXX-1-C-35K | Linear Replacement Lamp | T8 Four-Foot | Dual Mode Internal Driver (UL Type A and Type B) |  | standard | FALSE | [10 empty] | June, 05 2019 00:00:00 | Not Dimmable | Not Dimmable | NotYetVerified |  | XXXDHD | [25 empty] | 5 | 2583.78 | 138.17 | 18.7 | 20 | 0.9 | 3500 | 82.3 |  |  |  | FALSE | FALSE | FALSE | [8 empty] | March, 30 2020 00:00:00 | FALSE | FALSE | FALSE | [6 empty] | AC | [7 empty] | FALSE
PLDKKPL7UFKJ | Duralife LED | Duralife LED | ZY-T8-18W1200 BIXX-1-F-35K | Linear Replacement Lamp | T8 Four-Foot | Dual Mode Internal Driver (UL Type A and Type B) |  | standard | FALSE | [10 empty] | June, 05 2019 00:00:00 | Not Dimmable | Not Dimmable | NotYetVerified |  | XXXDHC | [25 empty] | 5 | 2439.98 | 130.62 | 18.68 | 20 | 0.9 | 3500 | 82.3 |  |  |  | FALSE | FALSE | FALSE | [8 empty] | March, 30 2020 00:00:00 | FALSE | FALSE | FALSE | [6 empty] | AC | [7 empty] | FALSE
PLK2KFNUDWA3 | Duralife LED | Duralife LED | ZY-T8-18W1200 BIXX-1-F-40K | Linear Replacement Lamp | T8 Four-Foot | Dual Mode Internal Driver (UL Type A and Type B) |  | standard | FALSE | [10 empty] | June, 05 2019 00:00:00 | Not Dimmable | Not Dimmable | NotYetVerified |  | XXXDHC | [25 empty] | 5 | 2521.55 | 136.3 | 18.5 | 20 | 0.9 | 4000 | 82.3 |  |  |  | FALSE | FALSE | FALSE | [8 empty] | March, 30 2020 00:00:00 | FALSE | FALSE | FALSE | [6 empty] | AC | [7 empty] | FALSE
PLTCGVA2YOMR | Duralife LED | Duralife LED | ZY-T8P-15W1200 BIXX BALLAST COMPATIBLE LED TUBE [3000K Frosted] | Linear Replacement Lamp | T8 Four-Foot | Dual Mode Internal Driver (UL Type A and Type B) |  | standard | FALSE | [10 empty] | June, 05 2019 00:00:00 | Not Dimmable | Not Dimmable | NotYetVerified |  | XXXDHA | [25 empty] | 5 | 2160 | 135 | 16 | 20 | 0.9 | 3000 | 83 |  |  |  | FALSE | FALSE | FALSE | [8 empty] | March, 30 2020 00:00:00 | FALSE | FALSE | FALSE | [6 empty] | AC | [7 empty] | FALSE
PLFVD6HEGXD4 | Duralife LED | Duralife LED | ZY-T8P-15W1200 BIXX BALLAST COMPATIBLE LED TUBE [4000K Frosted] | Linear Replacement Lamp | T8 Four-Foot | Dual Mode Internal Driver (UL Type A and Type B) |  | standard | FALSE | [10 empty] | June, 05 2019 00:00:00 | Not Dimmable | Not Dimmable | NotYetVerified |  | XXXDHA | [25 empty] | 5 | 2160 | 135 | 16 | 20 | 0.9 | 4000 | 83 |  |  |  | FALSE | FALSE | FALSE | [8 empty] | March, 30 2020 00:00:00 | FALSE | FALSE | FALSE | [6 empty] | AC | [7 empty] | FALSE
PLIWU7IQJ57P | Duralife LED | Duralife LED | ZY-T8P-15W1200 BIXX BALLAST COMPATIBLE LED TUBE [5000K Frosted] | Linear Replacement Lamp | T8 Four-Foot | Dual Mode Internal Driver (UL Type A and Type B) |  | standard | FALSE | [10 empty] | June, 05 2019 00:00:00 | Not Dimmable | Not Dimmable | NotYetVerified |  | XXXDHA | [25 empty] | 5 | 2160 | 135 | 16 | 20 | 0.9 | 5000 | 83 |  |  |  | FALSE | FALSE | FALSE | [8 empty] | March, 30 2020 00:00:00 | FALSE | FALSE | FALSE | [6 empty] | AC | [7 empty] | FALSE
P7N6PSYH | RAB Lighting | RAB | T10015 | Linear Replacement Lamp | T8 Four-Foot | Replacement Lamps (plug and play) (UL Type A) |  | standard | FALSE | [10 empty] | June, 04 2019 00:00:00 | Not Dimmable | Not Dimmable | No |  | VVVYGB | [25 empty] | 5 | 1800 | 120 | 15 | 20 | 0.9 | 5000 | 80 |  |  |  | FALSE | FALSE | FALSE | [8 empty] | March, 30 2020 00:00:00 | FALSE | FALSE | FALSE | [6 empty] | AC | [7 empty] | FALSE
P70EGKT2 | RAB Lighting | RAB | T10014 | Linear Replacement Lamp | T8 Four-Foot | Replacement Lamps (plug and play) (UL Type A) |  | standard | TRUE |  | 1938 | 132.1 | 14.67 | 13.92 | 0.947 | 3938 | 83.8 | 5 | 50000 | June, 04 2019 00:00:00 | Not Dimmable | Not Dimmable | No |  | VVVYGB | [15 empty] | 78.3 |  | 1.16 | 1.18 | [6 empty] | 5 | 1800 | 120 | 15 | 20 | 0.9 | 4000 | 80 |  |  |  | FALSE | FALSE | FALSE | [8 empty] | March, 30 2020 00:00:00 | FALSE | FALSE | FALSE | [6 empty] | AC |  |  | 120 |  |  |  |  | FALSE
PU88QDPQ | Longhorn Intelligent Tech Co., Ltd | Longhorn | NT8A-ER13W-4GN02I | Linear Replacement Lamp | T8 Four-Foot | Replacement Lamps (plug and play) (UL Type A) |  | standard | FALSE | [10 empty] | June, 03 2019 00:00:00 | Not Dimmable | Not Dimmable | No |  | PPPSYF | [25 empty] | 5 | 2145 | 138.21 | 15.53 | 8.55 | 0.9451 | 4000 | 81.6 |  |  |  | FALSE | FALSE | FALSE | [8 empty] | March, 30 2020 00:00:00 | FALSE | FALSE | FALSE | [6 empty] | AC | [7 empty] | FALSE
PESE8UHR | Longhorn Intelligent Tech Co., Ltd | Longhorn | NT8A-ER16W-4GN02 | Linear Replacement Lamp | T8 Four-Foot | Replacement Lamps (plug and play) (UL Type A) |  | standard | FALSE | [10 empty] | June, 03 2019 00:00:00 | Not Dimmable | Not Dimmable | No |  | PPPSYG | [25 empty] | 5 | 2362 | 131.51 | 17.96 | 7.52 | 0.947 | 4000 | 82.1 |  |  |  | FALSE | FALSE | FALSE | [8 empty] | March, 30 2020 00:00:00 | FALSE | FALSE | FALSE | [6 empty] | AC | [7 empty] | FALSE
PL7JBLC1 | Longhorn Intelligent Tech Co., Ltd | Longhorn | NT8A-ER16W-4GR02 | Linear Replacement Lamp | T8 Four-Foot | Replacement Lamps (plug and play) (UL Type A) |  | standard | FALSE | [10 empty] | June, 03 2019 00:00:00 | Not Dimmable | Not Dimmable | No |  | PPPSYG | [25 empty] | 5 | 2471 | 137.89 | 17.92 | 7.48 | 0.9473 | 5000 | 82.3 |  |  |  | FALSE | FALSE | FALSE | [8 empty] | March, 30 2020 00:00:00 | FALSE | FALSE | FALSE | [6 empty] | AC | [7 empty] | FALSE
PUGHE8IB | Longhorn Intelligent Tech Co., Ltd | Longhorn | NT8A-ER16W-4GU02 | Linear Replacement Lamp | T8 Four-Foot | Replacement Lamps (plug and play) (UL Type A) |  | standard | FALSE | [10 empty] | June, 03 2019 00:00:00 | Not Dimmable | Not Dimmable | No |  | PPPSYG | [25 empty] | 5 | 2308 | 128.51 | 17.96 | 7.52 | 0.947 | 3500 | 82.1 |  |  |  | FALSE | FALSE | FALSE | [8 empty] | March, 30 2020 00:00:00 | FALSE | FALSE | FALSE | [6 empty] | AC | [7 empty] | FALSE
PHKQZNP4 | Longhorn Intelligent Tech Co., Ltd | Longhorn | NT8A-ER16W-4GV02 | Linear Replacement Lamp | T8 Four-Foot | Replacement Lamps (plug and play) (UL Type A) |  | standard | TRUE |  | 2253 | 125.24 | 17.99 | 7.52 | 0.947 | 3010 | 82.1 | 5 | 50000 | June, 03 2019 00:00:00 | Not Dimmable | Not Dimmable | No |  | PPPSYG | [15 empty] | 84.6 |  | 1.26 | 1.3 | [6 empty] | 5 | 2253 | 125.24 | 17.99 | 7.52 | 0.947 | 3000 | 82.1 |  |  |  | FALSE | FALSE | FALSE | [8 empty] | March, 30 2020 00:00:00 | FALSE | FALSE | FALSE | [6 empty] | AC |  |  | 120 |  |  |  |  | FALSE
PHDJ8QSM | Longhorn Intelligent Tech Co., Ltd | Longhorn | NT8A-ER13W-4GV02I | Linear Replacement Lamp | T8 Four-Foot | Replacement Lamps (plug and play) (UL Type A) |  | standard | TRUE |  | 2095 | 134.12 | 15.62 | 8.55 | 0.9625 | 3035 | 81.6 | 5 | 50000 | June, 03 2019 00:00:00 | Not Dimmable | Not Dimmable | No |  | PPPSYF | [15 empty] | 84.7 |  | 1.24 | 1.34 | [6 empty] | 5 | 2098 | 135.09 | 15.53 | 8.55 | 0.9451 | 3000 | 81.6 |  |  |  | FALSE | FALSE | FALSE | [8 empty] | March, 30 2020 00:00:00 | FALSE | FALSE | FALSE | [6 empty] | AC |  |  | 277 |  |  |  |  | FALSE
PC8KGYPS | Longhorn Intelligent Tech Co., Ltd | Longhorn | NT8A-ER13W-4GU02I | Linear Replacement Lamp | T8 Four-Foot | Replacement Lamps (plug and play) (UL Type A) |  | standard | FALSE | [10 empty] | June, 03 2019 00:00:00 | Not Dimmable | Not Dimmable | No |  | PPPSYF | [25 empty] | 5 | 2121 | 136.66 | 15.53 | 8.55 | 0.9451 | 3500 | 81.6 |  |  |  | FALSE | FALSE | FALSE | [8 empty] | March, 30 2020 00:00:00 | FALSE | FALSE | FALSE | [6 empty] | AC | [7 empty] | FALSE
PLVUFRJ4 | Longhorn Intelligent Tech Co., Ltd | Longhorn | NT8A-ER13W-4GR02I | Linear Replacement Lamp | T8 Four-Foot | Replacement Lamps (plug and play) (UL Type A) |  | standard | FALSE | [10 empty] | June, 03 2019 00:00:00 | Not Dimmable | Not Dimmable | No |  | PPPSYF | [25 empty] | 5 | 2191 | 141.35 | 15.5 | 8.59 | 0.945 | 5000 | 83.6 |  |  |  | FALSE | FALSE | FALSE | [8 empty] | March, 30 2020 00:00:00 | FALSE | FALSE | FALSE | [6 empty] | AC | [7 empty] | FALSE
PCJHX3EG | ETI Solid State Lighting (Zhuhai) Limited | ETI | 542091##(##=41-70) | Linear Replacement Lamp | T8 Four-Foot | Replacement Lamps (plug and play) (UL Type A) |  | standard | TRUE |  | 1840.5 | 129.04 | 14.26 | 8.47 | 0.9637 | 3950 | 84.1 | 5 | 50000 | May, 24 2019 00:00:00 | Not Dimmable | Not Dimmable | No |  | NANQDF | [15 empty] | 77.8 |  | 1.26 | 1.22 | [6 empty] | 5 | 1800 | 120 | 15 | 15 | 0.9 | 4000 | 80 |  |  |  | FALSE | FALSE | FALSE | [8 empty] | March, 30 2020 00:00:00 | FALSE | TRUE | FALSE | 15 |  |  | 14.26 | 4000 | 5000 | AC |  |  | 120 |  |  |  |  | FALSE
PIR60ZPI | ETI Solid State Lighting (Zhuhai) Limited | ETI | 542091##(##=11-40) | Linear Replacement Lamp | T8 Four-Foot | Replacement Lamps (plug and play) (UL Type A) |  | standard | TRUE |  | 1742.4 | 122.38 | 14.24 | 8.47 | 0.9637 | 3074 | 84.3 | 5 | 50000 | May, 24 2019 00:00:00 | Not Dimmable | Not Dimmable | FALSE |  | NANQDE | [15 empty] | 78.2 |  | 1.24 | 1.22 | [6 empty] | 4.4 | 1650 | 110 | 15 | 15 | 0.9 | 3000 | 80 |  |  |  | FALSE | FALSE | FALSE | [8 empty] | May, 24 2019 00:00:00 | FALSE | TRUE | FALSE | 15 |  |  | 14.25 | 3000 | 3500 | AC |  |  | 120 |  |  |  |  | FALSE
PLA7IW6JOKEK | Precision Lighting & Transformer, Inc | 1000bulbs | PLTSP32113 | Linear Replacement Lamp | T8 Four-Foot | Replacement Lamps (plug and play) (UL Type A) |  | standard | FALSE | [10 empty] | May, 22 2019 00:00:00 | Not Dimmable | Not Dimmable | FALSE |  | IIINFB | [25 empty] | 4.4 | 1700 | 113.3 | 15 | 20 | 0.9 | 3500 | 82 |  |  |  | FALSE | FALSE | FALSE | [8 empty] | May, 22 2019 00:00:00 | FALSE | FALSE | FALSE | [6 empty] | AC | [7 empty] | FALSE
PLS9OFJYD3H7 | Precision Lighting & Transformer, Inc | 1000bulbs | PLTSP32114 | Linear Replacement Lamp | T8 Four-Foot | Replacement Lamps (plug and play) (UL Type A) |  | standard | FALSE | [10 empty] | May, 22 2019 00:00:00 | Not Dimmable | Not Dimmable | No |  | IIINFB | [25 empty] | 5 | 1800 | 120 | 15 | 20 | 0.9 | 4000 | 82 |  |  |  | FALSE | FALSE | FALSE | [8 empty] | March, 30 2020 00:00:00 | FALSE | FALSE | FALSE | [6 empty] | AC | [7 empty] | FALSE
PL8K23VWBAE8 | Precision Lighting & Transformer, Inc | 1000bulbs | PLTSP32115 | Linear Replacement Lamp | T8 Four-Foot | Replacement Lamps (plug and play) (UL Type A) |  | standard | FALSE | [10 empty] | May, 22 2019 00:00:00 | Not Dimmable | Not Dimmable | No |  | IIINFB | [25 empty] | 5 | 1800 | 120 | 15 | 20 | 0.9 | 5000 | 82 |  |  |  | FALSE | FALSE | FALSE | [8 empty] | March, 30 2020 00:00:00 | FALSE | FALSE | FALSE | [6 empty] | AC | [7 empty] | FALSE
PLOAB4E122RV | Precision Lighting & Transformer, Inc | 1000bulbs | PLTSP39114 | Linear Replacement Lamp | T8 Four-Foot | Replacement Lamps (plug and play) (UL Type A) |  | standard | FALSE | [10 empty] | May, 22 2019 00:00:00 | Not Dimmable | Not Dimmable | No |  | IIINFC | [25 empty] | 5 | 2200 | 122.2 | 18 | 20 | 0.9 | 4000 | 82 |  |  |  | FALSE | FALSE | FALSE | [8 empty] | March, 30 2020 00:00:00 | FALSE | FALSE | FALSE | [6 empty] | AC | [7 empty] | FALSE
PLENUHCY4ENL | Precision Lighting & Transformer, Inc | 1000bulbs | PLTSP39112 | Linear Replacement Lamp | T8 Four-Foot | Replacement Lamps (plug and play) (UL Type A) |  | standard | TRUE |  | 2168 | 122.9 | 17.64 | 9.75 | 0.9698 | 3065 | 82.6 | 5 | 50000 | May, 22 2019 00:00:00 | Not Dimmable | Not Dimmable | No |  | IIINFC | [15 empty] | 81.5 |  | 1.26 | 1.3 | [6 empty] | 5 | 2100 | 116.7 | 18 | 20 | 0.9 | 3000 | 82 |  |  |  | FALSE | FALSE | FALSE | [8 empty] | March, 30 2020 00:00:00 | FALSE | FALSE | FALSE | [6 empty] | AC | [7 empty] | FALSE
PLMAGJS1U97R | Precision Lighting & Transformer, Inc | 1000bulbs | PLTSP39115 | Linear Replacement Lamp | T8 Four-Foot | Replacement Lamps (plug and play) (UL Type A) |  | standard | FALSE | [10 empty] | May, 22 2019 00:00:00 | Not Dimmable | Not Dimmable | No |  | IIINFC | [25 empty] | 5 | 2200 | 122.2 | 18 | 20 | 0.9 | 5000 | 82 |  |  |  | FALSE | FALSE | FALSE | [8 empty] | March, 30 2020 00:00:00 | FALSE | FALSE | FALSE | [6 empty] | AC | [7 empty] | FALSE
PLPO68GASCZU | Precision Lighting & Transformer, Inc | 1000bulbs | PLTSP39113 | Linear Replacement Lamp | T8 Four-Foot | Replacement Lamps (plug and play) (UL Type A) |  | standard | FALSE | [10 empty] | May, 22 2019 00:00:00 | Not Dimmable | Not Dimmable | No |  | IIINFC | [25 empty] | 5 | 2100 | 116.7 | 18 | 20 | 0.9 | 3500 | 82 |  |  |  | FALSE | FALSE | FALSE | [8 empty] | March, 30 2020 00:00:00 | FALSE | FALSE | FALSE | [6 empty] | AC | [7 empty] | FALSE
PLBIP0UWN346 | Precision Lighting & Transformer, Inc | 1000bulbs | PLTSP32112 | Linear Replacement Lamp | T8 Four-Foot | Replacement Lamps (plug and play) (UL Type A) |  | standard | TRUE |  | 1767 | 121.2 | 14.59 | 13.4 | 0.9578 | 3063 | 82.2 | 5 | 50000 | May, 22 2019 00:00:00 | Not Dimmable | Not Dimmable | No |  | IIINFB | [15 empty] | 81.5 |  | 1.26 | 1.28 | [6 empty] | 5 | 1700 | 113.3 | 15 | 20 | 0.9 | 3000 | 82 |  |  |  | FALSE | FALSE | FALSE | [8 empty] | March, 30 2020 00:00:00 | FALSE | FALSE | FALSE | [6 empty] | AC | [7 empty] | FALSE
PL2PCHZUS3FR | Shenzhen Quality Care Inc | BEST-LED | BEST-LED-T8-18W-5K | Linear Replacement Lamp | T8 Four-Foot | Replacement Lamps (plug and play) (UL Type A) |  | standard | FALSE | [10 empty] | May, 15 2019 00:00:00 | Not Dimmable | Not Dimmable | No |  | SSSDLK | [25 empty] | 5 | 2409 | 126.86 | 18.99 | 10 | 0.9 | 5000 | 80 |  |  |  | FALSE | FALSE | FALSE | [8 empty] | March, 30 2020 00:00:00 | FALSE | FALSE | FALSE | [6 empty] | AC | [7 empty] | FALSE
PLCQOT5P0UR4 | P.Q.L. Inc. | Superior Life | 91467 | Linear Replacement Lamp | T8 Four-Foot | Dual Mode Internal Driver (UL Type A and Type B) |  | standard | FALSE | [10 empty] | May, 15 2019 00:00:00 | Not Dimmable | Not Dimmable | No |  | SSSDLG | [25 empty] | 5 | 1800 | 125 | 14 | 20 | 0.9 | 4000 | 82 |  |  |  | FALSE | FALSE | FALSE | [8 empty] | March, 30 2020 00:00:00 | FALSE | FALSE | FALSE | [6 empty] | AC | 120 | 277 | [5 empty] | FALSE
PLDWG6JT0RBZ | Shenzhen Quality Care Inc | BEST-LED | BEST-LED-T8-18W-3K | Linear Replacement Lamp | T8 Four-Foot | Replacement Lamps (plug and play) (UL Type A) |  | standard | TRUE |  | 2189 | 120.71 | 18.14 | 7.96 | 0.9064 | 2934 | 81.8 | 5 | 50000 | May, 15 2019 00:00:00 | Not Dimmable | Not Dimmable | No |  | SSSDLK | [15 empty] | 84.3 |  | 1.24 | 1.2 | [6 empty] | 5 | 2189 | 120.67 | 18.14 | 10 | 0.9 | 3000 | 80 |  |  |  | FALSE | FALSE | FALSE | [8 empty] | March, 30 2020 00:00:00 | FALSE | FALSE | FALSE | [6 empty] | AC | [7 empty] | FALSE
PLGUHVA66XFK | P.Q.L. Inc. | Superior Life | 91468 | Linear Replacement Lamp | T8 Four-Foot | Dual Mode Internal Driver (UL Type A and Type B) |  | standard | FALSE | [10 empty] | May, 15 2019 00:00:00 | Not Dimmable | Not Dimmable | No |  | SSSDLG | [25 empty] | 5 | 1800 | 125 | 14 | 20 | 0.9 | 5000 | 82 |  |  |  | FALSE | FALSE | FALSE | [8 empty] | March, 30 2020 00:00:00 | FALSE | FALSE | FALSE | [6 empty] | AC | 120 | 277 | [5 empty] | FALSE
PL9Q0SOCCTS8 | P.Q.L. Inc. | Superior Life | 91466 | Linear Replacement Lamp | T8 Four-Foot | Dual Mode Internal Driver (UL Type A and Type B) |  | standard | TRUE |  | 1803 | 135.1 | 13.35 | 15.86 | 0.9506 | 3468 | 81.7 | 5 | 50000 | May, 15 2019 00:00:00 | Not Dimmable | Not Dimmable | No |  | SSSDLG | [15 empty] | 81.4 |  | 1.24 | 1.3 | [6 empty] | 5 | 1800 | 125 | 14 | 20 | 0.9 | 3500 | 82 |  |  |  | FALSE | FALSE | FALSE | [8 empty] | March, 30 2020 00:00:00 | FALSE | FALSE | FALSE | [6 empty] | AC | 120 | 277 | 277 |  |  |  |  | FALSE
PL1D7LRJEYI2 | Shenzhen Quality Care Inc | BEST-LED | BEST-LED-T8-18W-4K | Linear Replacement Lamp | T8 Four-Foot | Replacement Lamps (plug and play) (UL Type A) |  | standard | FALSE | [10 empty] | May, 15 2019 00:00:00 | Not Dimmable | Not Dimmable | No |  | SSSDLK | [25 empty] | 5 | 2299 | 123.84 | 18.57 | 10 | 0.9 | 4000 | 80 |  |  |  | FALSE | FALSE | FALSE | [8 empty] | March, 30 2020 00:00:00 | FALSE | FALSE | FALSE | [6 empty] | AC | [7 empty] | FALSE
PCC366HO | RAB Lighting | RAB | T10012 | Linear Replacement Lamp | T8 Four-Foot | Replacement Lamps (plug and play) (UL Type A) |  | standard | FALSE | [10 empty] | May, 14 2019 00:00:00 | Not Dimmable | Not Dimmable | No |  | ZZZCNE | [25 empty] | 5 | 1800 | 138 | 13 | 20 | 0.9 | 5000 | 80 |  |  |  | FALSE | FALSE | FALSE | [8 empty] | March, 30 2020 00:00:00 | FALSE | FALSE | FALSE | [6 empty] | AC | [7 empty] | FALSE
PC31UUKD | RAB Lighting | RAB | T10011 | Linear Replacement Lamp | T8 Four-Foot | Replacement Lamps (plug and play) (UL Type A) |  | standard | FALSE | [10 empty] | May, 14 2019 00:00:00 | Not Dimmable | Not Dimmable | No |  | ZZZCNE | [25 empty] | 5 | 1800 | 138 | 13 | 20 | 0.9 | 4000 | 80 |  |  |  | FALSE | FALSE | FALSE | [8 empty] | March, 30 2020 00:00:00 | FALSE | FALSE | FALSE | [6 empty] | AC | [7 empty] | FALSE
PQR1NY48 | RAB Lighting | RAB | T10010 | Linear Replacement Lamp | T8 Four-Foot | Replacement Lamps (plug and play) (UL Type A) |  | standard | FALSE | [10 empty] | May, 14 2019 00:00:00 | Not Dimmable | Not Dimmable | No |  | ZZZCNE | [25 empty] | 5 | 1750 | 135 | 13 | 20 | 0.9 | 3500 | 80 |  |  |  | FALSE | FALSE | FALSE | [8 empty] | March, 30 2020 00:00:00 | FALSE | FALSE | FALSE | [6 empty] | AC | [7 empty] | FALSE
PRWOF0OC | RAB Lighting | RAB | T10076 | Linear Replacement Lamp | T8 Four-Foot | Replacement Lamps (plug and play) (UL Type A) |  | standard | TRUE |  | 1663 | 134 | 12.41 | 15.26 | 0.956 | 3033 | 83.8 | 5 | 50000 | May, 14 2019 00:00:00 | Not Dimmable | Not Dimmable | No |  | ZZZCNE | [15 empty] | 78.2 |  | 1.14 | 1.18 | [6 empty] | 5 | 1750 | 135 | 13 | 20 | 0.9 | 3000 | 80 |  |  |  | FALSE | FALSE | FALSE | [8 empty] | March, 30 2020 00:00:00 | FALSE | FALSE | FALSE | [6 empty] | AC |  |  | 120 |  |  |  |  | FALSE
PLGC03IGTXBQ | RAB Lighting | RAB | T20034 | Linear Replacement Lamp | T8 Four-Foot | Replacement Lamps (plug and play) (UL Type A) |  | standard | FALSE | [10 empty] | May, 08 2019 00:00:00 | Not Dimmable | Not Dimmable | No |  | ZZZCNA | [25 empty] | 5 | 2200 | 129 | 17 | 20 | 0.9 | 3500 | 82 |  |  |  | FALSE | FALSE | FALSE | [8 empty] | March, 30 2020 00:00:00 | FALSE | FALSE | FALSE | [6 empty] | AC | [7 empty] | FALSE
PLHU7V3H377N | Fusion Lamps | Fusion lamps | FLED15T8/840/DUALV2 | Linear Replacement Lamp | T8 Four-Foot | Dual Mode Internal Driver (UL Type A and Type B) |  | standard | FALSE | [10 empty] | May, 08 2019 00:00:00 | Not Dimmable | Not Dimmable | No |  | IIINEC | [25 empty] | 5 | 2200 | 122.222 | 18 | 20 | 0.9 | 4000 | 82 |  |  |  | FALSE | FALSE | FALSE | [8 empty] | March, 30 2020 00:00:00 | FALSE | FALSE | FALSE | [6 empty] | AC | 120 | 277 | [5 empty] | FALSE
PLNX4PYAMYAU | Fusion Lamps | Fusion lamps | FLED15T8/850/DUALV2 | Linear Replacement Lamp | T8 Four-Foot | Dual Mode Internal Driver (UL Type A and Type B) |  | standard | FALSE | [10 empty] | May, 08 2019 00:00:00 | Not Dimmable | Not Dimmable | No |  | IIINEC | [25 empty] | 5 | 2200 | 122.222 | 18 | 20 | 0.9 | 5000 | 82 |  |  |  | FALSE | FALSE | FALSE | [8 empty] | March, 30 2020 00:00:00 | FALSE | FALSE | FALSE | [6 empty] | AC | 120 | 277 | [5 empty] | FALSE
PLO67MD1SYSS | Fusion Lamps | Fusion lamps | FLED15T8/830/DUALV2 | Linear Replacement Lamp | T8 Four-Foot | Dual Mode Internal Driver (UL Type A and Type B) |  | standard | TRUE |  | 2087 | 119.4 | 17.48 | 10.57 | 0.9689 | 3073 | 82 | 5 | 50000 | May, 08 2019 00:00:00 | Not Dimmable | Not Dimmable | No |  | IIINEC | [15 empty] | 81.2 |  | 1.26 | 1.32 | [6 empty] | 5 | 2100 | 116.667 | 18 | 20 | 0.9 | 3000 | 82 |  |  |  | FALSE | FALSE | FALSE | [8 empty] | March, 30 2020 00:00:00 | FALSE | FALSE | FALSE | [6 empty] | AC | 120 | 277 | 277 |  |  |  |  | FALSE
PLB2QAFG2YPQ | RAB Lighting | RAB | T20035 | Linear Replacement Lamp | T8 Four-Foot | Replacement Lamps (plug and play) (UL Type A) |  | standard | FALSE | [10 empty] | May, 08 2019 00:00:00 | Not Dimmable | Not Dimmable | No |  | ZZZCNA | [25 empty] | 5 | 2200 | 129 | 17 | 20 | 0.9 | 4000 | 82 |  |  |  | FALSE | FALSE | FALSE | [8 empty] | March, 30 2020 00:00:00 | FALSE | FALSE | FALSE | [6 empty] | AC | [7 empty] | FALSE
PLT5RNHEIYYU | LEDVANCE, LLC (formerly OSRAM SYLVANIA, INC) | Sylvania | LED13T8/L48/FP/DIM/841/SUB/G8 | Linear Replacement Lamp | T8 Four-Foot | Replacement Lamps (plug and play) (UL Type A) |  | standard | FALSE | [10 empty] | May, 08 2019 00:00:00 | Dimmable | Continuous Below 10 | No |  | NANQCR | [25 empty] | 5 | 2200 | 138 | 16 | 20 | 0.9 | 4000 | 83 |  |  |  | FALSE | FALSE | FALSE | [8 empty] | March, 30 2020 00:00:00 | FALSE | FALSE | FALSE | [6 empty] | AC |  |  |  |  | 2200 | 16 |  | FALSE
PLQJOVPRNA0I | LEDVANCE, LLC (formerly OSRAM SYLVANIA, INC) | Sylvania | LED13T8/L48/FP/DIM/830/SUB/G8 | Linear Replacement Lamp | T8 Four-Foot | Replacement Lamps (plug and play) (UL Type A) |  | standard | TRUE |  | 2132.6 | 128.6 | 16.58 | 10.29 | 0.9671 | 3034 | 83.4 | 5 | 50000 | May, 08 2019 00:00:00 | Dimmable | Continuous Below 10 | No |  | NANQCR | [15 empty] | 82 |  | 1.22 | 1.26 | [6 empty] | 5 | 2100 | 131 | 16 | 20 | 0.9 | 3000 | 83 |  |  |  | FALSE | FALSE | FALSE | [8 empty] | March, 30 2020 00:00:00 | FALSE | FALSE | FALSE | [6 empty] | AC |  |  | 120 |  | 2100 | 16 |  | FALSE
PLDH9E47DURX | RAB Lighting | RAB | T20033 | Linear Replacement Lamp | T8 Four-Foot | Replacement Lamps (plug and play) (UL Type A) |  | standard | TRUE |  | 2292 | 132.1 | 17.35 | 10.78 | 0.9657 | 3015 | 82.7 | 5 | 50000 | May, 08 2019 00:00:00 | Not Dimmable | Not Dimmable | No |  | ZZZCNA | [15 empty] | 82 |  | 1.26 | 1.34 | [6 empty] | 5 | 2200 | 129 | 17 | 20 | 0.9 | 3000 | 82 |  |  |  | FALSE | FALSE | FALSE | [8 empty] | March, 30 2020 00:00:00 | FALSE | FALSE | FALSE | [6 empty] | AC |  |  | 277 |  |  |  |  | FALSE
PL3TUH1F33KP | LEDVANCE, LLC (formerly OSRAM SYLVANIA, INC) | Sylvania | LED13T8/L48/FP/DIM/835/SUB/G8 | Linear Replacement Lamp | T8 Four-Foot | Replacement Lamps (plug and play) (UL Type A) |  | standard | FALSE | [10 empty] | May, 08 2019 00:00:00 | Dimmable | Continuous Below 10 | No |  | NANQCR | [25 empty] | 5 | 2100 | 131 | 16 | 20 | 0.9 | 3500 | 83 |  |  |  | FALSE | FALSE | FALSE | [8 empty] | March, 30 2020 00:00:00 | FALSE | FALSE | FALSE | [6 empty] | AC |  |  |  |  | 2100 | 16 |  | FALSE
PLGOLWLHPTTJ | RAB Lighting | RAB | T20036 | Linear Replacement Lamp | T8 Four-Foot | Replacement Lamps (plug and play) (UL Type A) |  | standard | FALSE | [10 empty] | May, 08 2019 00:00:00 | Not Dimmable | Not Dimmable | No |  | ZZZCNA | [25 empty] | 5 | 2200 | 129 | 17 | 20 | 0.9 | 5000 | 82 |  |  |  | FALSE | FALSE | FALSE | [8 empty] | March, 30 2020 00:00:00 | FALSE | FALSE | FALSE | [6 empty] | AC | [7 empty] | FALSE
PL8P2MX33JER | LEDVANCE, LLC (formerly OSRAM SYLVANIA, INC) | Sylvania | LED13T8/L48/FP/DIM/850/SUB/G8 | Linear Replacement Lamp | T8 Four-Foot | Replacement Lamps (plug and play) (UL Type A) |  | standard | FALSE | [10 empty] | May, 08 2019 00:00:00 | Dimmable | Continuous Below 10 | No |  | NANQCR | [25 empty] | 5 | 2200 | 138 | 16 | 20 | 0.9 | 5000 | 83 |  |  |  | FALSE | FALSE | FALSE | [8 empty] | March, 30 2020 00:00:00 | FALSE | FALSE | FALSE | [6 empty] | AC |  |  |  |  | 2200 | 16 |  | FALSE
PIYGE62T | Xiamen Bymea Lighting Co., Ltd | Bymea | T08L01-ABD-50H | Linear Replacement Lamp | T8 Four-Foot | Dual Mode Internal Driver (UL Type A and Type B) |  | standard | FALSE | [10 empty] | May, 06 2019 00:00:00 | Not Dimmable | Not Dimmable | FALSE |  | HHHDHN | [25 empty] | 4.4 | 2100 | 116 | 18 | 6 | 0.98 | 5000 | 80 |  |  |  | FALSE | FALSE | FALSE | [8 empty] | May, 06 2019 00:00:00 | FALSE | FALSE | FALSE | [6 empty] | AC | 120 | 277 | [5 empty] | FALSE
PZGC7E9J | Xiamen Bymea Lighting Co., Ltd | Bymea | T08L01-ABD-40H | Linear Replacement Lamp | T8 Four-Foot | Dual Mode Internal Driver (UL Type A and Type B) |  | standard | TRUE |  | 2236.4 | 126.38 | 17.7 | 5.85 | 0.9798 | 4116 | 82.2 | 5 | 50000 | May, 06 2019 00:00:00 | Not Dimmable | Not Dimmable | FALSE |  | HHHDHN | [15 empty] | 82.5 |  | 1.28 | 1.36 | [6 empty] | 4.4 | 2100 | 116 | 18 | 6 | 0.98 | 4000 | 80 |  |  |  | FALSE | FALSE | FALSE | [8 empty] | May, 06 2019 00:00:00 | FALSE | FALSE | FALSE | [6 empty] | AC | 120 | 277 | 120 |  |  |  |  | FALSE
PT8QAMJ8 | Xiamen Bymea Lighting Co., Ltd | BYMEA | T08L11-ABD-45H | Linear Replacement Lamp | T8 Four-Foot | Dual Mode Internal Driver (UL Type A and Type B) |  | standard | FALSE | [10 empty] | May, 06 2019 00:00:00 | Not Dimmable | Not Dimmable | No |  | HHHDHO | [25 empty] | 5 | 1900 | 126 | 15 | 7 | 0.98 | 4500 | 80 |  |  |  | FALSE | FALSE | FALSE | [8 empty] | March, 30 2020 00:00:00 | FALSE | FALSE | FALSE | [6 empty] | AC | 120 | 277 | [5 empty] | FALSE
P3X6WV0J | Xiamen Bymea Lighting Co., Ltd | BYMEA | T08L11-ABD-40H | Linear Replacement Lamp | T8 Four-Foot | Dual Mode Internal Driver (UL Type A and Type B) |  | standard | TRUE |  | 1956.2 | 129.36 | 15.12 | 7.01 | 0.9796 | 4116 | 82.3 | 5 | 50000 | May, 06 2019 00:00:00 | Not Dimmable | Not Dimmable | No |  | HHHDHO | [15 empty] | 82.5 |  | 1.28 | 1.34 | [6 empty] | 5 | 1900 | 126 | 15 | 7 | 0.98 | 4000 | 80 |  |  |  | FALSE | FALSE | FALSE | [8 empty] | March, 30 2020 00:00:00 | FALSE | FALSE | FALSE | [6 empty] | AC | 120 | 277 | 120 |  |  |  |  | FALSE
PLWLGGR5CODI | Aleddra Inc. | ALEDDRA | LLT-4-G-T8-12W-DBA-40K | Linear Replacement Lamp | T8 Four-Foot | Dual Mode Internal Driver (UL Type A and Type B) |  | standard | FALSE | [10 empty] | May, 06 2019 00:00:00 | Not Dimmable | Not Dimmable | No |  | XXXDEY | [25 empty] | 5 | 1816 | 118.38 | 15.34 | 11.97 | 0.8949 | 4000 | 82.8 |  |  |  | FALSE | FALSE | FALSE | [8 empty] | March, 30 2020 00:00:00 | FALSE | FALSE | FALSE | [6 empty] | AC | 120 | 277 | [5 empty] | FALSE
PL7WG6P8WZG8 | Aleddra Inc. | ALEDDRA | LLT-4-G-T8-12W-DBA-45K | Linear Replacement Lamp | T8 Four-Foot | Dual Mode Internal Driver (UL Type A and Type B) |  | standard | FALSE | [10 empty] | May, 06 2019 00:00:00 | Not Dimmable | Not Dimmable | No |  | XXXDEY | [25 empty] | 5 | 1855 | 120.93 | 15.34 | 11.97 | 0.8949 | 4500 | 82.8 |  |  |  | FALSE | FALSE | FALSE | [8 empty] | March, 30 2020 00:00:00 | FALSE | FALSE | FALSE | [6 empty] | AC | 120 | 277 | [5 empty] | FALSE
PLN6QHGPDCHF | Aleddra Inc. | ALEDDRA | LLT-4-G-T8-15W-DBA-30K | Linear Replacement Lamp | T8 Four-Foot | Dual Mode Internal Driver (UL Type A and Type B) |  | standard | TRUE |  | 2095 | 115.68 | 18.11 | 9.34 | 0.9157 | 2931 | 82.6 | 5 | 50000 | May, 06 2019 00:00:00 | Not Dimmable | Not Dimmable | No |  | XXXDEZ | [15 empty] | 84.8 |  | 1.2 | 1.32 | [6 empty] | 5 | 2102 | 116.26 | 18.08 | 9.34 | 0.9157 | 3000 | 82.6 |  |  |  | FALSE | FALSE | FALSE | [8 empty] | March, 30 2020 00:00:00 | FALSE | FALSE | FALSE | [6 empty] | AC | 120 | 277 | 277 |  |  |  |  | FALSE
PXQKWT56 | Xiamen Bymea Lighting Co., Ltd | Bymea | T08L01-ABD-45H | Linear Replacement Lamp | T8 Four-Foot | Dual Mode Internal Driver (UL Type A and Type B) |  | standard | FALSE | [10 empty] | May, 06 2019 00:00:00 | Not Dimmable | Not Dimmable | FALSE |  | HHHDHN | [25 empty] | 4.4 | 2100 | 116 | 18 | 6 | 0.98 | 4500 | 80 |  |  |  | FALSE | FALSE | FALSE | [8 empty] | May, 06 2019 00:00:00 | FALSE | FALSE | FALSE | [6 empty] | AC | 120 | 277 | [5 empty] | FALSE
PLPNVSGU45NE | Aleddra Inc. | ALEDDRA | LLT-4-G-T8-12W-DBA-50K | Linear Replacement Lamp | T8 Four-Foot | Dual Mode Internal Driver (UL Type A and Type B) |  | standard | FALSE | [10 empty] | May, 06 2019 00:00:00 | Not Dimmable | Not Dimmable | No |  | XXXDEY | [25 empty] | 5 | 1895 | 121.79 | 15.56 | 12.11 | 0.8881 | 5000 | 81.7 |  |  |  | FALSE | FALSE | FALSE | [8 empty] | March, 30 2020 00:00:00 | FALSE | FALSE | FALSE | [6 empty] | AC | 120 | 277 | [5 empty] | FALSE
PLMD2R8L0VZS | Aleddra Inc. | ALEDDRA | LLT-4-G-T8-15W-DBA-40K | Linear Replacement Lamp | T8 Four-Foot | Dual Mode Internal Driver (UL Type A and Type B) |  | standard | FALSE | [10 empty] | May, 06 2019 00:00:00 | Not Dimmable | Not Dimmable | No |  | XXXDEZ | [25 empty] | 5 | 2186 | 118.61 | 18.43 | 9.34 | 0.9157 | 4000 | 82.6 |  |  |  | FALSE | FALSE | FALSE | [8 empty] | March, 30 2020 00:00:00 | FALSE | FALSE | FALSE | [6 empty] | AC | 120 | 277 | [5 empty] | FALSE
PBFSRG8H | Xiamen Bymea Lighting Co., Ltd | BYMEA | T08L21-ABD-50H | Linear Replacement Lamp | T8 Four-Foot | Dual Mode Internal Driver (UL Type A and Type B) |  | standard | FALSE | [10 empty] | May, 06 2019 00:00:00 | Not Dimmable | Not Dimmable | No |  | HHHDHP | [25 empty] | 5 | 1800 | 128 | 14 | 8 | 0.98 | 5000 | 80 |  |  |  | FALSE | FALSE | FALSE | [8 empty] | March, 30 2020 00:00:00 | FALSE | FALSE | FALSE | [6 empty] | AC | 120 | 277 | [5 empty] | FALSE
PLPL3LPAG8LT | Aleddra Inc. | ALEDDRA | LLT-4-G-T8-15W-DBA-35K | Linear Replacement Lamp | T8 Four-Foot | Dual Mode Internal Driver (UL Type A and Type B) |  | standard | FALSE | [10 empty] | May, 06 2019 00:00:00 | Not Dimmable | Not Dimmable | FALSE |  | XXXDEZ | [25 empty] | 4.4 | 2144 | 116.33 | 18.43 | 9.34 | 0.9157 | 3500 | 82.6 |  |  |  | FALSE | FALSE | FALSE | [8 empty] | May, 06 2019 00:00:00 | FALSE | FALSE | FALSE | [6 empty] | AC | 120 | 277 | [5 empty] | FALSE
PLVBB5YLO3IH | Aleddra Inc. | ALEDDRA | LLT-4-G-T8-12W-DBA-35K | Linear Replacement Lamp | T8 Four-Foot | Dual Mode Internal Driver (UL Type A and Type B) |  | standard | FALSE | [10 empty] | May, 06 2019 00:00:00 | Not Dimmable | Not Dimmable | FALSE |  | XXXDEY | [25 empty] | 4.4 | 1776 | 115.78 | 15.34 | 11.97 | 0.8949 | 3500 | 82.8 |  |  |  | FALSE | FALSE | FALSE | [8 empty] | May, 06 2019 00:00:00 | FALSE | FALSE | FALSE | [6 empty] | AC | 120 | 277 | [5 empty] | FALSE
P6L7NNU4 | Xiamen Bymea Lighting Co., Ltd | BYMEA | T08L11-ABD-50H | Linear Replacement Lamp | T8 Four-Foot | Dual Mode Internal Driver (UL Type A and Type B) |  | standard | FALSE | [10 empty] | May, 06 2019 00:00:00 | Not Dimmable | Not Dimmable | No |  | HHHDHO | [25 empty] | 5 | 1900 | 126 | 15 | 7 | 0.98 | 5000 | 80 |  |  |  | FALSE | FALSE | FALSE | [8 empty] | March, 30 2020 00:00:00 | FALSE | FALSE | FALSE | [6 empty] | AC | 120 | 277 | [5 empty] | FALSE
P4I04WL7 | Xiamen Bymea Lighting Co., Ltd | BYMEA | T08L21-ABD-40H | Linear Replacement Lamp | T8 Four-Foot | Dual Mode Internal Driver (UL Type A and Type B) |  | standard | TRUE |  | 1817.9 | 125.99 | 14.43 | 8.01 | 0.976 | 4107 | 82.4 | 5 | 50000 | May, 06 2019 00:00:00 | Not Dimmable | Not Dimmable | No |  | HHHDHP | [15 empty] | 82.6 |  | 1.28 | 1.34 | [6 empty] | 5 | 1800 | 128 | 14 | 8 | 0.98 | 4000 | 80 |  |  |  | FALSE | FALSE | FALSE | [8 empty] | March, 30 2020 00:00:00 | FALSE | FALSE | FALSE | [6 empty] | AC | 120 | 277 | 120 |  |  |  |  | FALSE
PS0PQVY9 | Xiamen Bymea Lighting Co., Ltd | BYMEA | T08L21-ABD-45H | Linear Replacement Lamp | T8 Four-Foot | Dual Mode Internal Driver (UL Type A and Type B) |  | standard | FALSE | [10 empty] | May, 06 2019 00:00:00 | Not Dimmable | Not Dimmable | No |  | HHHDHP | [25 empty] | 5 | 1800 | 128 | 14 | 8 | 0.98 | 4500 | 80 |  |  |  | FALSE | FALSE | FALSE | [8 empty] | March, 30 2020 00:00:00 | FALSE | FALSE | FALSE | [6 empty] | AC | 120 | 277 | [5 empty] | FALSE
PLTWG224CHPW | Aleddra Inc. | ALEDDRA | LLT-4-G-T8-15W-DBA-50K | Linear Replacement Lamp | T8 Four-Foot | Dual Mode Internal Driver (UL Type A and Type B) |  | standard | FALSE | [10 empty] | May, 06 2019 00:00:00 | Not Dimmable | Not Dimmable | No |  | XXXDEZ | [25 empty] | 5 | 2270 | 120.94 | 18.77 | 9.49 | 0.9146 | 5000 | 81.7 |  |  |  | FALSE | FALSE | FALSE | [8 empty] | March, 30 2020 00:00:00 | FALSE | FALSE | FALSE | [6 empty] | AC | 120 | 277 | [5 empty] | FALSE
PLGG1MO1O903 | Aleddra Inc. | ALEDDRA | LLT-4-G-T8-15W-DBA-45K | Linear Replacement Lamp | T8 Four-Foot | Dual Mode Internal Driver (UL Type A and Type B) |  | standard | FALSE | [10 empty] | May, 06 2019 00:00:00 | Not Dimmable | Not Dimmable | No |  | XXXDEZ | [25 empty] | 5 | 2228 | 120.89 | 18.43 | 9.34 | 0.9157 | 4500 | 82.6 |  |  |  | FALSE | FALSE | FALSE | [8 empty] | March, 30 2020 00:00:00 | FALSE | FALSE | FALSE | [6 empty] | AC | 120 | 277 | [5 empty] | FALSE
PLPLW88DCPX3 | Aleddra Inc. | ALEDDRA | LLT-4-G-T8-12W-DBA-30K | Linear Replacement Lamp | T8 Four-Foot | Dual Mode Internal Driver (UL Type A and Type B) |  | standard | TRUE |  | 1746 | 114.49 | 15.25 | 11.97 | 0.8949 | 2929 | 82.8 | 5 | 50000 | May, 06 2019 00:00:00 | Not Dimmable | Not Dimmable | No |  | XXXDEY | [15 empty] | 84.9 |  | 1.2 | 1.3 | [6 empty] | 5 | 1736 | 114.89 | 15.11 | 11.97 | 0.8949 | 3000 | 82.8 |  |  |  | FALSE | FALSE | FALSE | [8 empty] | March, 30 2020 00:00:00 | FALSE | FALSE | FALSE | [6 empty] | AC | 120 | 277 | 277 |  |  |  |  | FALSE
PCONGEN8 | LED One Corporation | LED ONE | LOD-GDMT84F-15W35KF YM2 | Linear Replacement Lamp | T8 Four-Foot | Dual Mode Internal Driver (UL Type A and Type B) |  | standard | FALSE | [10 empty] | May, 03 2019 00:00:00 | Not Dimmable | Not Dimmable | No | Updated on 08/23/2019 | SSSDJV | [25 empty] | 5 | 2200 | 146.667 | 15 | 20 | 0.9 | 3500 | 80 |  |  |  | FALSE | FALSE | FALSE | [8 empty] | March, 30 2020 00:00:00 | FALSE | FALSE | FALSE | [6 empty] | AC | 120 | 277 | [5 empty] | FALSE
PAB9PBBB | LED One Corporation | LED ONE | LOD-GDMT84F-15W45KF YM2 | Linear Replacement Lamp | T8 Four-Foot | Dual Mode Internal Driver (UL Type A and Type B) |  | standard | FALSE | [10 empty] | May, 03 2019 00:00:00 | Not Dimmable | Not Dimmable | No | Updated on 08/23/2019 | SSSDJV | [25 empty] | 5 | 2300 | 153.333 | 15 | 20 | 0.9 | 4500 | 80 |  |  |  | FALSE | FALSE | FALSE | [8 empty] | March, 30 2020 00:00:00 | FALSE | FALSE | FALSE | [6 empty] | AC | 120 | 277 | [5 empty] | FALSE
PSMH0LEN | LED One Corporation | LED ONE | LOD-GDMT84F-15W40KF YM2 | Linear Replacement Lamp | T8 Four-Foot | Dual Mode Internal Driver (UL Type A and Type B) |  | standard | FALSE | [10 empty] | May, 03 2019 00:00:00 | Not Dimmable | Not Dimmable | No | Updated on 08/23/2019 | SSSDJV | [25 empty] | 5 | 2300 | 153.333 | 15 | 20 | 0.9 | 4000 | 80 |  |  |  | FALSE | FALSE | FALSE | [8 empty] | March, 30 2020 00:00:00 | FALSE | FALSE | FALSE | [6 empty] | AC | 120 | 277 | [5 empty] | FALSE
PEVKNQ0P | LED One Corporation | LED ONE | LOD-GDMT84F-15W50KF YM2 | Linear Replacement Lamp | T8 Four-Foot | Dual Mode Internal Driver (UL Type A and Type B) |  | standard | FALSE | [10 empty] | May, 03 2019 00:00:00 | Not Dimmable | Not Dimmable | No | Updated on 08/23/2019 | SSSDJV | [25 empty] | 5 | 2300 | 153.333 | 15 | 20 | 0.9 | 5000 | 80 |  |  |  | FALSE | FALSE | FALSE | [8 empty] | March, 30 2020 00:00:00 | FALSE | FALSE | FALSE | [6 empty] | AC | 120 | 277 | [5 empty] | FALSE
PUJFH8NO | LED One Corporation | LED ONE | LOD-GDMT84F-15W30KF YM2 | Linear Replacement Lamp | T8 Four-Foot | Dual Mode Internal Driver (UL Type A and Type B) |  | standard | TRUE |  | 2391 | 153.8 | 15.55 | 19.74 | 0.921 | 2977 | 80.5 | 5 | 50000 | May, 03 2019 00:00:00 | Not Dimmable | Not Dimmable | No | Updated on 08/23/2019 | SSSDJV | [15 empty] | 83.4 |  | 1.24 | 1.24 | [6 empty] | 5 | 2200 | 146.667 | 15 | 20 | 0.9 | 3000 | 80 |  |  |  | FALSE | FALSE | FALSE | [8 empty] | March, 30 2020 00:00:00 | FALSE | FALSE | FALSE | [6 empty] | AC | 120 | 277 | 120 |  |  |  |  | FALSE
PZYO18GY | LEDVANCE, LLC (formerly OSRAM SYLVANIA, INC) | Sylvania | LED13T8/L48/FP/DIM/835/SUB/G8/BAA | Linear Replacement Lamp | T8 Four-Foot | Replacement Lamps (plug and play) (UL Type A) |  | standard | FALSE | [10 empty] | May, 01 2019 00:00:00 | Dimmable | Continuous Below 10 | No |  | NANQCF | [25 empty] | 5 | 2100 | 131.25 | 16 | 20 | 0.9 | 3500 | 83 |  |  |  | FALSE | FALSE | FALSE | [8 empty] | March, 30 2020 00:00:00 | FALSE | FALSE | FALSE | [6 empty] | AC |  |  |  |  | 2100 | 16 |  | FALSE
P1Q2W5YC | LEDVANCE, LLC (formerly OSRAM SYLVANIA, INC) | Sylvania | LED13T8/L48/FP/DIM/841/SUB/G8/BAA | Linear Replacement Lamp | T8 Four-Foot | Replacement Lamps (plug and play) (UL Type A) |  | standard | FALSE | [10 empty] | May, 01 2019 00:00:00 | Dimmable | Continuous Below 10 | No |  | NANQCF | [25 empty] | 5 | 2200 | 137.5 | 16 | 20 | 0.9 | 4100 | 83 |  |  |  | FALSE | FALSE | FALSE | [8 empty] | March, 30 2020 00:00:00 | FALSE | FALSE | FALSE | [6 empty] | AC |  |  |  |  | 2200 | 16 |  | FALSE
PCKYSC46 | LEDVANCE, LLC (formerly OSRAM SYLVANIA, INC) | Sylvania | LED13T8/L48/FP/DIM/830/SUB/G8/BAA | Linear Replacement Lamp | T8 Four-Foot | Replacement Lamps (plug and play) (UL Type A) |  | standard | TRUE |  | 2132.6 | 128.6 | 16.58 | 10.29 | 0.9671 | 3034 | 83.4 | 5 | 60000 | May, 01 2019 00:00:00 | Dimmable | Continuous Below 10 | No |  | NANQCF | [15 empty] | 82 |  | 1.22 | 1.26 | [6 empty] | 5 | 2100 | 131.25 | 16 | 20 | 0.9 | 3000 | 83 |  |  |  | FALSE | FALSE | FALSE | [8 empty] | March, 30 2020 00:00:00 | FALSE | FALSE | FALSE | [6 empty] | AC |  |  | 120 |  | 2100 | 16 |  | FALSE
PJYPEZFV | LEDVANCE, LLC (formerly OSRAM SYLVANIA, INC) | Sylvania | LED13T8/L48/FP/DIM/850/SUB/G8/BAA | Linear Replacement Lamp | T8 Four-Foot | Replacement Lamps (plug and play) (UL Type A) |  | standard | FALSE | [10 empty] | May, 01 2019 00:00:00 | Dimmable | Continuous Below 10 | No |  | NANQCF | [25 empty] | 5 | 2200 | 137.5 | 16 | 20 | 0.9 | 5000 | 83 |  |  |  | FALSE | FALSE | FALSE | [8 empty] | March, 30 2020 00:00:00 | FALSE | FALSE | FALSE | [6 empty] | AC |  |  |  |  | 2200 | 16 |  | FALSE
PLYCVYW0VWHB | RAB Lighting | RAB | T10001 | Linear Replacement Lamp | T8 Four-Foot | Replacement Lamps (plug and play) (UL Type A) |  | standard | FALSE | [10 empty] | April, 26 2019 00:00:00 | Not Dimmable | Not Dimmable | No |  | OOOAWO | [25 empty] | 5 | 1800 | 138 | 13 | 20 | 0.9 | 3500 | 82 |  |  |  | FALSE | FALSE | FALSE | [8 empty] | March, 30 2020 00:00:00 | FALSE | FALSE | FALSE | [6 empty] | AC | [7 empty] | FALSE
PLTMMC5MZZ9Y | RAB Lighting | RAB | T10002 | Linear Replacement Lamp | T8 Four-Foot | Replacement Lamps (plug and play) (UL Type A) |  | standard | FALSE | [10 empty] | April, 26 2019 00:00:00 | Not Dimmable | Not Dimmable | No |  | OOOAWO | [25 empty] | 5 | 1800 | 138 | 13 | 20 | 0.9 | 4000 | 82 |  |  |  | FALSE | FALSE | FALSE | [8 empty] | March, 30 2020 00:00:00 | FALSE | FALSE | FALSE | [6 empty] | AC | [7 empty] | FALSE
PLIK5Q5EH46P | RAB Lighting | RAB | T10003 | Linear Replacement Lamp | T8 Four-Foot | Replacement Lamps (plug and play) (UL Type A) |  | standard | FALSE | [10 empty] | April, 26 2019 00:00:00 | Not Dimmable | Not Dimmable | No |  | OOOAWO | [25 empty] | 5 | 1800 | 138 | 13 | 20 | 0.9 | 5000 | 82 |  |  |  | FALSE | FALSE | FALSE | [8 empty] | March, 30 2020 00:00:00 | FALSE | FALSE | FALSE | [6 empty] | AC | [7 empty] | FALSE
PLGLY1Y77LR8 | RAB Lighting | RAB | T10057 | Linear Replacement Lamp | T8 Four-Foot | Replacement Lamps (plug and play) (UL Type A) |  | standard | TRUE |  | 1727 | 132.3 | 13.05 | 16.36 | 0.9487 | 3074 | 81.5 | 5 | 50000 | April, 26 2019 00:00:00 | Not Dimmable | Not Dimmable | No |  | OOOAWO | [15 empty] | 81.5 |  | 1.24 | 1.3 | [6 empty] | 5 | 1800 | 138 | 13 | 20 | 0.9 | 3000 | 82 |  |  |  | FALSE | FALSE | FALSE | [8 empty] | March, 30 2020 00:00:00 | FALSE | FALSE | FALSE | [6 empty] | AC |  |  | 277 |  |  |  |  | FALSE
PL3MAO01ZUNJ | shenzhen smartlite technology co.,ltd | Smartlite | TB-4F12WH-40M | Linear Replacement Lamp | T8 Four-Foot | Dual Mode Internal Driver (UL Type A and Type B) |  | standard | FALSE | [10 empty] | April, 18 2019 00:00:00 | Not Dimmable | Not Dimmable | NotYetVerified |  | NANQAZ | [25 empty] | 5 | 1680 | 140 | 12 | 14.16 | 0.9 | 4000 | 80 |  |  |  | FALSE | FALSE | FALSE | [8 empty] | March, 30 2020 00:00:00 | FALSE | FALSE | FALSE | [6 empty] | AC | [7 empty] | FALSE
PL54PE8ZPHFZ | shenzhen smartlite technology co.,ltd | Smartlite | TB-4F20WH-50M | Linear Replacement Lamp | T8 Four-Foot | Dual Mode Internal Driver (UL Type A and Type B) |  | standard | FALSE | [10 empty] | April, 18 2019 00:00:00 | Not Dimmable | Not Dimmable | NotYetVerified |  | NANQBA | [25 empty] | 5 | 2600 | 130 | 20 | 5.79 | 0.9 | 5000 | 80 |  |  |  | FALSE | FALSE | FALSE | [8 empty] | March, 30 2020 00:00:00 | FALSE | FALSE | FALSE | [6 empty] | AC | [7 empty] | FALSE
PLAY47WSJY5H | shenzhen smartlite technology co.,ltd | Smartlite | TB-4F12WH-35M | Linear Replacement Lamp | T8 Four-Foot | Dual Mode Internal Driver (UL Type A and Type B) |  | standard | FALSE | [10 empty] | April, 18 2019 00:00:00 | Not Dimmable | Not Dimmable | NotYetVerified |  | NANQAZ | [25 empty] | 5 | 1620 | 135 | 12 | 14.16 | 0.9 | 3500 | 80 |  |  |  | FALSE | FALSE | FALSE | [8 empty] | March, 30 2020 00:00:00 | FALSE | FALSE | FALSE | [6 empty] | AC | [7 empty] | FALSE
PL22ZU834PJI | shenzhen smartlite technology co.,ltd | Smartlite | TB-4F18WN-35M | Linear Replacement Lamp | T8 Four-Foot | Replacement Lamps (plug and play) (UL Type A) |  | standard | FALSE | [10 empty] | April, 18 2019 00:00:00 | Not Dimmable | Not Dimmable | No |  | NANQBB | [25 empty] | 5 | 2334.5 | 133.4 | 17.5 | 20.25 | 0.967 | 3500 | 82.5 |  |  |  | FALSE | FALSE | FALSE | [8 empty] | March, 30 2020 00:00:00 | FALSE | FALSE | FALSE | [6 empty] | AC | [7 empty] | FALSE
PLT1IANR41CK | shenzhen smartlite technology co.,ltd | Smartlite | TB-4F12WH-45M | Linear Replacement Lamp | T8 Four-Foot | Dual Mode Internal Driver (UL Type A and Type B) |  | standard | FALSE | [10 empty] | April, 18 2019 00:00:00 | Not Dimmable | Not Dimmable | NotYetVerified |  | NANQAZ | [25 empty] | 5 | 1680 | 140 | 12 | 14.16 | 0.9 | 4500 | 80 |  |  |  | FALSE | FALSE | FALSE | [8 empty] | March, 30 2020 00:00:00 | FALSE | FALSE | FALSE | [6 empty] | AC | [7 empty] | FALSE
PLVSIBBBTXZA | shenzhen smartlite technology co.,ltd | Smartlite | TB-4F20WH-35M | Linear Replacement Lamp | T8 Four-Foot | Dual Mode Internal Driver (UL Type A and Type B) |  | standard | FALSE | [10 empty] | April, 18 2019 00:00:00 | Not Dimmable | Not Dimmable | NotYetVerified |  | NANQBA | [25 empty] | 5 | 2600 | 130 | 20 | 5.79 | 0.9 | 3500 | 80 |  |  |  | FALSE | FALSE | FALSE | [8 empty] | March, 30 2020 00:00:00 | FALSE | FALSE | FALSE | [6 empty] | AC | [7 empty] | FALSE
PLWYEQBN9FIL | shenzhen smartlite technology co.,ltd | Smartlite | TB-4F20WH-30M | Linear Replacement Lamp | T8 Four-Foot | Dual Mode Internal Driver (UL Type A and Type B) |  | standard | TRUE |  | 2395 | 114.8 | 20.86 | 5.79 | 0.9799 | 2887 | 81.9 | 5 | 50000 | April, 18 2019 00:00:00 | Not Dimmable | Not Dimmable | NotYetVerified |  | NANQBA | [15 empty] | 84.7 |  | 1.22 | 1.38 | [6 empty] | 5 | 2600 | 130 | 20 | 5.79 | 0.9 | 3000 | 80 |  |  |  | FALSE | FALSE | FALSE | [8 empty] | March, 30 2020 00:00:00 | FALSE | FALSE | FALSE | [6 empty] | AC | [7 empty] | FALSE
PLH5TY73FG81 | shenzhen smartlite technology co.,ltd | Smartlite | TB-4F18WN-30M | Linear Replacement Lamp | T8 Four-Foot | Replacement Lamps (plug and play) (UL Type A) |  | standard | TRUE |  | 2309.4 | 132.3 | 17.45 | 19.83 | 0.8896 | 3003 | 82.2 | 5 | 50000 | April, 18 2019 00:00:00 | Not Dimmable | Not Dimmable | No |  | NANQBB | [15 empty] | 83.8 |  | 1.22 | 1.3 | [6 empty] | 5 | 2317.01 | 132.4 | 17.5 | 20.25 | 0.967 | 3000 | 82.2 |  |  |  | FALSE | FALSE | FALSE | [8 empty] | March, 30 2020 00:00:00 | FALSE | FALSE | FALSE | [6 empty] | AC | [7 empty] | FALSE
PLJ2AMCZ963F | shenzhen smartlite technology co.,ltd | Smartlite | TB-4F18WN-40M | Linear Replacement Lamp | T8 Four-Foot | Replacement Lamps (plug and play) (UL Type A) |  | standard | FALSE | [10 empty] | April, 18 2019 00:00:00 | Not Dimmable | Not Dimmable | No |  | NANQBB | [25 empty] | 5 | 2353.75 | 134.5 | 17.5 | 20.25 | 0.967 | 4000 | 82.9 |  |  |  | FALSE | FALSE | FALSE | [8 empty] | March, 30 2020 00:00:00 | FALSE | FALSE | FALSE | [6 empty] | AC | [7 empty] | FALSE
PLH7EV33WFNJ | shenzhen smartlite technology co.,ltd | Smartlite | TB-4F18WN-50M | Linear Replacement Lamp | T8 Four-Foot | Replacement Lamps (plug and play) (UL Type A) |  | standard | FALSE | [10 empty] | April, 18 2019 00:00:00 | Not Dimmable | Not Dimmable | No |  | NANQBB | [25 empty] | 5 | 2404.16 | 136.6 | 17.6 | 20.25 | 0.967 | 5000 | 83.6 |  |  |  | FALSE | FALSE | FALSE | [8 empty] | March, 30 2020 00:00:00 | FALSE | FALSE | FALSE | [6 empty] | AC | [7 empty] | FALSE
PL026YOEBHN1 | shenzhen smartlite technology co.,ltd | Smartlite | TB-4F12WH-30M | Linear Replacement Lamp | T8 Four-Foot | Dual Mode Internal Driver (UL Type A and Type B) |  | standard | TRUE |  | 1572.9 | 112.36 | 14 | 14.16 | 0.9756 | 2900 | 83.8 | 5 | 50000 | April, 18 2019 00:00:00 | Not Dimmable | Not Dimmable | NotYetVerified |  | NANQAZ | [15 empty] | 84.5 |  | 1.24 | 1.42 | [6 empty] | 4.4 | 1620 | 135 | 12 | 14.16 | 0.9 | 3000 | 80 |  |  |  | FALSE | FALSE | FALSE | [8 empty] | April, 18 2019 00:00:00 | FALSE | FALSE | FALSE | [6 empty] | AC | [7 empty] | FALSE
PLKU78T904IR | shenzhen smartlite technology co.,ltd | Smartlite | TB-4F12WH-50M | Linear Replacement Lamp | T8 Four-Foot | Dual Mode Internal Driver (UL Type A and Type B) |  | standard | FALSE | [10 empty] | April, 18 2019 00:00:00 | Not Dimmable | Not Dimmable | NotYetVerified |  | NANQAZ | [25 empty] | 5 | 1680 | 140 | 12 | 14.16 | 0.9 | 5000 | 80 |  |  |  | FALSE | FALSE | FALSE | [8 empty] | March, 30 2020 00:00:00 | FALSE | FALSE | FALSE | [6 empty] | AC | [7 empty] | FALSE
PL5MZP1JLUXM | shenzhen smartlite technology co.,ltd | Smartlite | TB-4F20WH-40M | Linear Replacement Lamp | T8 Four-Foot | Dual Mode Internal Driver (UL Type A and Type B) |  | standard | FALSE | [10 empty] | April, 18 2019 00:00:00 | Not Dimmable | Not Dimmable | NotYetVerified |  | NANQBA | [25 empty] | 5 | 2600 | 130 | 20 | 5.79 | 0.9 | 4000 | 80 |  |  |  | FALSE | FALSE | FALSE | [8 empty] | March, 30 2020 00:00:00 | FALSE | FALSE | FALSE | [6 empty] | AC | [7 empty] | FALSE
PLWTORC8LBY2 | shenzhen smartlite technology co.,ltd | Smartlite | TB-4F20WH-45M | Linear Replacement Lamp | T8 Four-Foot | Dual Mode Internal Driver (UL Type A and Type B) |  | standard | FALSE | [10 empty] | April, 18 2019 00:00:00 | Not Dimmable | Not Dimmable | NotYetVerified |  | NANQBA | [25 empty] | 5 | 2600 | 130 | 20 | 5.79 | 0.9 | 4500 | 80 |  |  |  | FALSE | FALSE | FALSE | [8 empty] | March, 30 2020 00:00:00 | FALSE | FALSE | FALSE | [6 empty] | AC | [7 empty] | FALSE
PL1HI12LTH80 | shenzhen smartlite technology co.,ltd | Smartlite | TB-4F18WN-45M | Linear Replacement Lamp | T8 Four-Foot | Replacement Lamps (plug and play) (UL Type A) |  | standard | FALSE | [10 empty] | April, 18 2019 00:00:00 | Not Dimmable | Not Dimmable | No |  | NANQBB | [25 empty] | 5 | 2371.25 | 135.5 | 17.5 | 20.25 | 0.967 | 4500 | 83.2 |  |  |  | FALSE | FALSE | FALSE | [8 empty] | March, 30 2020 00:00:00 | FALSE | FALSE | FALSE | [6 empty] | AC | [7 empty] | FALSE
POS2LTMR | Energy Focus, Inc. | Energy Focus | LEDFLT8-840-411-TAG/TAGB F | Linear Replacement Lamp | T8 Four-Foot | Replacement Lamps (plug and play) (UL Type A) |  | standard | FALSE | [10 empty] | April, 16 2019 00:00:00 | Dimmable | Continuous Above 10 | No |  | HHHDGF | [25 empty] | 5 | 1700 | 154 | 11 | 15 | 0.9 | 4000 | 80 |  |  |  | FALSE | FALSE | FALSE | [8 empty] | March, 30 2020 00:00:00 | FALSE | FALSE | FALSE | [6 empty] | AC |  |  |  |  | 1700 | 11 |  | FALSE
P3AJXIDP | Energy Focus, Inc. | Energy Focus | LEDFLT8-835-411-TAG/TAGB F | Linear Replacement Lamp | T8 Four-Foot | Replacement Lamps (plug and play) (UL Type A) |  | standard | TRUE |  | 1803.9 | 133.6 | 13.5 | 13.9 | 0.915 | 3472 | 82 | 5 | 50000 | April, 16 2019 00:00:00 | Dimmable | Continuous Above 10 | No |  | HHHDGF | [15 empty] | 84.5 |  | 1.24 | 1.32 | [6 empty] | 5 | 1700 | 154 | 11 | 15 | 0.9 | 3500 | 80 |  |  |  | FALSE | FALSE | FALSE | [8 empty] | March, 30 2020 00:00:00 | FALSE | FALSE | FALSE | [6 empty] | AC |  |  | 120 |  | 1700 | 11 |  | FALSE
PK5DNGYA | Energy Focus, Inc. | Energy Focus | LEDFLT8-850-411-TAG/TAGB F | Linear Replacement Lamp | T8 Four-Foot | Replacement Lamps (plug and play) (UL Type A) |  | standard | FALSE | [10 empty] | April, 16 2019 00:00:00 | Dimmable | Continuous Above 10 | No |  | HHHDGF | [25 empty] | 5 | 1700 | 154 | 11 | 15 | 0.9 | 5000 | 80 |  |  |  | FALSE | FALSE | FALSE | [8 empty] | March, 30 2020 00:00:00 | FALSE | FALSE | FALSE | [6 empty] | AC |  |  |  |  | 1700 | 11 |  | FALSE
P50XGJCF | Xiamen Longstar Lighting Co., Ltd | Longstar | L4-T8C-18WE1-50K | Linear Replacement Lamp | T8 Four-Foot | Replacement Lamps (plug and play) (UL Type A) |  | standard | FALSE | [10 empty] | April, 12 2019 00:00:00 | Not Dimmable | Not Dimmable | No |  | HHHDGA | [25 empty] | 5 | 2710 | 150 | 18 | 12 | 0.9 | 5000 | 83 |  |  |  | FALSE | FALSE | FALSE | [8 empty] | March, 30 2020 00:00:00 | FALSE | FALSE | FALSE | [6 empty] | AC | [7 empty] | FALSE
PNS9IV2H | Xiamen Longstar Lighting Co., Ltd | Longstar | L4-T8C-18WE1-40K | Linear Replacement Lamp | T8 Four-Foot | Replacement Lamps (plug and play) (UL Type A) |  | standard | TRUE |  | 2683.1 | 139.05 | 19.3 | 12.01 | 0.9911 | 4048 | 84.7 | 5 | 50000 | April, 12 2019 00:00:00 | Not Dimmable | Not Dimmable | No |  | HHHDGA | [15 empty] | 83.9 |  | 1.3 | 1.24 | [6 empty] | 5 | 2680 | 148 | 18 | 12 | 0.9 | 4000 | 85 |  |  |  | FALSE | FALSE | FALSE | [8 empty] | March, 30 2020 00:00:00 | FALSE | FALSE | FALSE | [6 empty] | AC |  |  | 120 |  |  |  |  | FALSE
PLW1F5QEFND6 | Light Efficient Design | LIGHT EFFICIENT DESIGN | LED-12T8-850BC48-G3 | Linear Replacement Lamp | T8 Four-Foot | Replacement Lamps (plug and play) (UL Type A) |  | standard | FALSE | [10 empty] | April, 12 2019 00:00:00 | Not Dimmable | Not Dimmable | No | Updated on 05/22/2018 | SSSDGR | [25 empty] | 5 | 1800 | 120 | 15 | 20 | 0.9 | 5000 | 82 |  |  |  | FALSE | FALSE | FALSE | [8 empty] | March, 30 2020 00:00:00 | FALSE | FALSE | FALSE | [6 empty] | AC | [7 empty] | FALSE
PLCRRD4O4E24 | Light Efficient Design | LIGHT EFFICIENT DESIGN | LED-15T8-840BC48-G3 | Linear Replacement Lamp | T8 Four-Foot | Replacement Lamps (plug and play) (UL Type A) |  | standard | FALSE | [10 empty] | April, 12 2019 00:00:00 | Not Dimmable | Not Dimmable | No | Updated on 05/22/2018 | SSSDGU | [25 empty] | 5 | 2200 | 122.2 | 18 | 20 | 0.9 | 4000 | 82 |  |  |  | FALSE | FALSE | FALSE | [8 empty] | March, 30 2020 00:00:00 | FALSE | FALSE | FALSE | [6 empty] | AC | [7 empty] | FALSE
PLH23URYC5QZ | Light Efficient Design | LIGHT EFFICIENT DESIGN | LED-15T8-850BC48-G3 | Linear Replacement Lamp | T8 Four-Foot | Replacement Lamps (plug and play) (UL Type A) |  | standard | FALSE | [10 empty] | April, 12 2019 00:00:00 | Not Dimmable | Not Dimmable | No | Updated on 05/22/2018 | SSSDGU | [25 empty] | 5 | 2200 | 122.2 | 18 | 20 | 0.9 | 5000 | 82 |  |  |  | FALSE | FALSE | FALSE | [8 empty] | March, 30 2020 00:00:00 | FALSE | FALSE | FALSE | [6 empty] | AC | [7 empty] | FALSE
PL50S3FM53H0 | Light Efficient Design | LIGHT EFFICIENT DESIGN | LED-15T8-830BC48-G3 | Linear Replacement Lamp | T8 Four-Foot | Replacement Lamps (plug and play) (UL Type A) |  | standard | TRUE |  | 2168 | 122.9 | 17.64 | 9.75 | 0.9698 | 3065 | 82.6 | 5 | 50000 | April, 12 2019 00:00:00 | Not Dimmable | Not Dimmable | No | Updated on 05/22/2018 | SSSDGU | [15 empty] | 81.5 |  | 1.26 | 1.3 | [6 empty] | 5 | 2100 | 116.7 | 18 | 20 | 0.9 | 3000 | 82 |  |  |  | FALSE | FALSE | FALSE | [8 empty] | March, 30 2020 00:00:00 | FALSE | FALSE | FALSE | [6 empty] | AC | [7 empty] | FALSE
PLN50WO7F46C | Light Efficient Design | LIGHT EFFICIENT DESIGN | LED-12T8-840BC48-G3 | Linear Replacement Lamp | T8 Four-Foot | Replacement Lamps (plug and play) (UL Type A) |  | standard | FALSE | [10 empty] | April, 12 2019 00:00:00 | Not Dimmable | Not Dimmable | No | Updated on 05/22/2018 | SSSDGR | [25 empty] | 5 | 1800 | 120 | 15 | 20 | 0.9 | 4000 | 82 |  |  |  | FALSE | FALSE | FALSE | [8 empty] | March, 30 2020 00:00:00 | FALSE | FALSE | FALSE | [6 empty] | AC | [7 empty] | FALSE
PLKUL294MB91 | Light Efficient Design | LIGHT EFFICIENT DESIGN | LED-12T8-830BC48-G3 | Linear Replacement Lamp | T8 Four-Foot | Replacement Lamps (plug and play) (UL Type A) |  | standard | TRUE |  | 1767 | 121.2 | 14.59 | 13.4 | 0.9578 | 3063 | 82.2 | 5 | 50000 | April, 12 2019 00:00:00 | Not Dimmable | Not Dimmable | No | Updated on 05/22/2018 | SSSDGR | [15 empty] | 81.5 |  | 1.26 | 1.28 | [6 empty] | 5 | 1700 | 113.3 | 15 | 20 | 0.9 | 3000 | 82 |  |  |  | FALSE | FALSE | FALSE | [8 empty] | March, 30 2020 00:00:00 | FALSE | FALSE | FALSE | [6 empty] | AC | [7 empty] | FALSE
PYVHIGR3 | Xiamen Longstar Lighting Co., Ltd | Longstar | L4-T8F-18WE1-50K | Linear Replacement Lamp | T8 Four-Foot | Replacement Lamps (plug and play) (UL Type A) |  | standard | FALSE | [10 empty] | April, 12 2019 00:00:00 | Not Dimmable | Not Dimmable | No |  | HHHDGB | [25 empty] | 5 | 2490 | 138 | 18 | 12 | 0.9 | 5000 | 83 |  |  |  | FALSE | FALSE | FALSE | [8 empty] | March, 30 2020 00:00:00 | FALSE | FALSE | FALSE | [6 empty] | AC | [7 empty] | FALSE
PLI9KNB3HRNT | Light Efficient Design | Light Efficient Design | LED-12T8-835BC48-G3 | Linear Replacement Lamp | T8 Four-Foot | Replacement Lamps (plug and play) (UL Type A) |  | standard | FALSE | [10 empty] | April, 12 2019 00:00:00 | Not Dimmable | Not Dimmable | FALSE | Updated on 05/22/2018 | SSSDGR | [25 empty] | 4.4 | 1700 | 113.3 | 15 | 20 | 0.9 | 3500 | 82 |  |  |  | FALSE | FALSE | FALSE | [8 empty] | April, 11 2019 00:00:00 | FALSE | FALSE | FALSE | [6 empty] | AC | [7 empty] | FALSE
PLUJ6IF5L4XZ | Light Efficient Design | LIGHT EFFICIENT DESIGN | LED-15T8-835BC48-G3 | Linear Replacement Lamp | T8 Four-Foot | Replacement Lamps (plug and play) (UL Type A) |  | standard | FALSE | [10 empty] | April, 12 2019 00:00:00 | Not Dimmable | Not Dimmable | No | Updated on 05/22/2018 | SSSDGU | [25 empty] | 5 | 2100 | 116.7 | 18 | 20 | 0.9 | 3500 | 82 |  |  |  | FALSE | FALSE | FALSE | [8 empty] | March, 30 2020 00:00:00 | FALSE | FALSE | FALSE | [6 empty] | AC | [7 empty] | FALSE
PQ10AW3H | Xiamen Longstar Lighting Co., Ltd | Longstar | L4-T8F-18WE1-40K | Linear Replacement Lamp | T8 Four-Foot | Replacement Lamps (plug and play) (UL Type A) |  | standard | TRUE |  | 2463.3 | 131.38 | 18.75 | 12.31 | 0.9906 | 4007 | 84.5 | 5 | 50000 | April, 12 2019 00:00:00 | Not Dimmable | Not Dimmable | No |  | HHHDGB | [15 empty] | 82.2 |  | 1.28 | 1.32 | [6 empty] | 5 | 2460 | 136 | 18 | 12 | 0.9 | 4000 | 85 |  |  |  | FALSE | FALSE | FALSE | [8 empty] | March, 30 2020 00:00:00 | FALSE | FALSE | FALSE | [6 empty] | AC |  |  | 120 |  |  |  |  | FALSE
PL14YOZJBCIW | TGL Inc. | TGL | TGL-Vin-10.5W 835-1 | Linear Replacement Lamp | T8 Four-Foot | Replacement Lamps (plug and play) (UL Type A) |  | standard | FALSE | [10 empty] | April, 11 2019 00:00:00 | Dimmable | Continuous Above 10 | No |  | VVVYBQ | [25 empty] | 5 | 1708 | 122 | 14 | 10 | 0.9 | 3500 | 83 |  |  |  | FALSE | FALSE | FALSE | [8 empty] | March, 30 2020 00:00:00 | FALSE | FALSE | FALSE | [6 empty] | AC | [7 empty] | FALSE
PLDQHQBTJH31 | TGL Inc. | TGL | TGL-Vin-10.5W 830-1 | Linear Replacement Lamp | T8 Four-Foot | Replacement Lamps (plug and play) (UL Type A) |  | standard | TRUE |  | 1650 | 125.9 | 13.11 | 10.36 | 0.957 | 3107 | 82.7 | 5 | 50000 | April, 11 2019 00:00:00 | Dimmable | Continuous Above 10 | No |  | VVVYBQ | [15 empty] | 84.2 |  | 1.28 | 1.24 | [6 empty] | 5 | 1652 | 118 | 14 | 10 | 0.9 | 3000 | 83 |  |  |  | FALSE | FALSE | FALSE | [8 empty] | March, 30 2020 00:00:00 | FALSE | FALSE | FALSE | [6 empty] | AC | [7 empty] | FALSE
PLVXHNYT84JZ | TGL Inc. | TGL | TGL-Vin-10.5W 850-1 | Linear Replacement Lamp | T8 Four-Foot | Replacement Lamps (plug and play) (UL Type A) |  | standard | FALSE | [10 empty] | April, 11 2019 00:00:00 | Dimmable | Continuous Above 10 | No |  | VVVYBQ | [25 empty] | 5 | 1806 | 129 | 14 | 10 | 0.9 | 5000 | 83 |  |  |  | FALSE | FALSE | FALSE | [8 empty] | March, 30 2020 00:00:00 | FALSE | FALSE | FALSE | [6 empty] | AC | [7 empty] | FALSE
PL2G9ERSCLQ4 | TGL Inc. | TGL | TGL-Vin-10.5W 840-1 | Linear Replacement Lamp | T8 Four-Foot | Replacement Lamps (plug and play) (UL Type A) |  | standard | FALSE | [10 empty] | April, 11 2019 00:00:00 | Dimmable | Continuous Above 10 | No |  | VVVYBQ | [25 empty] | 5 | 1750 | 125 | 14 | 10 | 0.9 | 4000 | 83 |  |  |  | FALSE | FALSE | FALSE | [8 empty] | March, 30 2020 00:00:00 | FALSE | FALSE | FALSE | [6 empty] | AC | [7 empty] | FALSE
PBDC87T3 | LED Green Light International, LLC | LED Green Light | LGL-T8GABUD1215M-40-1 | Linear Replacement Lamp | T8 Four-Foot | Dual Mode Internal Driver (UL Type A and Type B) |  | standard | TRUE |  | 2061 | 115.79 | 17.8 | 9.78 | 0.9063 | 4024 | 92.3 | 5 | 50000 | April, 09 2019 00:00:00 | Dimmable | Stepped | FALSE |  | HHHDFZ | [15 empty] | 84.8 |  | 1.18 | 1.32 | [6 empty] | 4.4 | 1725 | 115 | 15 | 9.78 | 0.9063 | 4000 | 92 |  |  |  | FALSE | FALSE | TRUE | [8 empty] | April, 09 2019 00:00:00 | FALSE | FALSE | FALSE |  |  |  |  | 0 |  | AC | 120 | 277 | 277 |  | 1725 | 15 |  | FALSE
PL6Q61A2PWXN | JD International Lighting, Inc. | COMMERCIAL LED | CLT97-15WT830KBA-A | Linear Replacement Lamp | T8 Four-Foot | Replacement Lamps (plug and play) (UL Type A) |  | standard | TRUE |  | 2168 | 122.9 | 17.64 | 9.75 | 0.9698 | 3065 | 82.6 | 5 | 50000 | April, 02 2019 00:00:00 | Not Dimmable | Not Dimmable | No | Updated on 05/22/2018 | SSSDEP | [15 empty] | 81.5 |  | 1.26 | 1.3 | [6 empty] | 5 | 2100 | 116.7 | 18 | 20 | 0.9 | 3000 | 82 |  |  |  | FALSE | FALSE | FALSE | [8 empty] | March, 30 2020 00:00:00 | FALSE | FALSE | FALSE | [6 empty] | AC | [7 empty] | FALSE
PLZLKRTWSGBS | JD International Lighting, Inc. | COMMERCIAL LED | CLT97-15WT850KBA-A | Linear Replacement Lamp | T8 Four-Foot | Replacement Lamps (plug and play) (UL Type A) |  | standard | FALSE | [10 empty] | April, 02 2019 00:00:00 | Not Dimmable | Not Dimmable | No | Updated on 05/22/2018 | SSSDEP | [25 empty] | 5 | 2200 | 122.2 | 18 | 20 | 0.9 | 5000 | 82 |  |  |  | FALSE | FALSE | FALSE | [8 empty] | March, 30 2020 00:00:00 | FALSE | FALSE | FALSE | [6 empty] | AC | [7 empty] | FALSE
PLM83PIDTSN2 | JD International Lighting, Inc. | COMMERCIAL LED | CLT97-15WT840KBA-A | Linear Replacement Lamp | T8 Four-Foot | Replacement Lamps (plug and play) (UL Type A) |  | standard | FALSE | [10 empty] | April, 02 2019 00:00:00 | Not Dimmable | Not Dimmable | No | Updated on 05/22/2018 | SSSDEP | [25 empty] | 5 | 2200 | 122.2 | 18 | 20 | 0.9 | 4000 | 82 |  |  |  | FALSE | FALSE | FALSE | [8 empty] | March, 30 2020 00:00:00 | FALSE | FALSE | FALSE | [6 empty] | AC | [7 empty] | FALSE
PLRA78TVXKIE | JD International Lighting, Inc. | COMMERCIAL LED | CLT97-15WT835KBA-A | Linear Replacement Lamp | T8 Four-Foot | Replacement Lamps (plug and play) (UL Type A) |  | standard | FALSE | [10 empty] | April, 02 2019 00:00:00 | Not Dimmable | Not Dimmable | No | Updated on 05/22/2018 | SSSDEP | [25 empty] | 5 | 2100 | 116.7 | 18 | 20 | 0.9 | 3500 | 82 |  |  |  | FALSE | FALSE | FALSE | [8 empty] | March, 30 2020 00:00:00 | FALSE | FALSE | FALSE | [6 empty] | AC | [7 empty] | FALSE
PXMQPO1Z | CH Lighting Technology Co.,Ltd. | CH | CH1117-48-13W 850-1 | Linear Replacement Lamp | T8 Four-Foot | Replacement Lamps (plug and play) (UL Type A) |  | standard | FALSE | [10 empty] | April, 01 2019 00:00:00 | Dimmable | Continuous Below 10 | No |  | RRRVFI | [25 empty] | 5 | 2200 | 138 | 16 | 20 | 0.9 | 5000 | 83 |  |  |  | FALSE | FALSE | FALSE | [8 empty] | March, 30 2020 00:00:00 | FALSE | FALSE | FALSE | [6 empty] | AC |  |  |  |  | 2200 | 16 |  | FALSE
PN4895OL | Technical Consumer Products | TCP | T8040741E | Linear Replacement Lamp | T8 Four-Foot | Dual Mode Internal Driver (UL Type A and Type B) |  | standard | FALSE | [10 empty] | April, 01 2019 00:00:00 | Not Dimmable | Not Dimmable | No |  | DDDKEV | [25 empty] | 5 | 1800 | 120 | 15 | 12 | 0.9 | 4100 | 80 |  |  |  | FALSE | FALSE | FALSE | [8 empty] | March, 30 2020 00:00:00 | FALSE | FALSE | FALSE | [6 empty] | AC | 120 | 277 | [5 empty] | FALSE
PCDOAWHM | Technical Consumer Products | TCP | T8040735E | Linear Replacement Lamp | T8 Four-Foot | Dual Mode Internal Driver (UL Type A and Type B) |  | standard | FALSE | [10 empty] | April, 01 2019 00:00:00 | Not Dimmable | Not Dimmable | No |  | DDDKEV | [25 empty] | 5 | 1800 | 120 | 15 | 12 | 0.9 | 3500 | 80 |  |  |  | FALSE | FALSE | FALSE | [8 empty] | March, 30 2020 00:00:00 | FALSE | FALSE | FALSE | [6 empty] | AC | 120 | 277 | [5 empty] | FALSE
PCDLZP8A | Technical Consumer Products | TCP | T8041430E | Linear Replacement Lamp | T8 Four-Foot | Dual Mode Internal Driver (UL Type A and Type B) |  | standard | TRUE |  | 1755.1 | 115.77 | 15.16 | 12.44 | 0.9612 | 2912 | 82.6 | 5 | 50000 | April, 01 2019 00:00:00 | Not Dimmable | Not Dimmable | No |  | DDDKET | [15 empty] | 84.3 |  | 1.22 | 1.32 | [6 empty] | 5 | 1800 | 120 | 15 | 12 | 0.9 | 3000 | 80 |  |  |  | TRUE | FALSE | FALSE | [8 empty] | March, 30 2020 00:00:00 | FALSE | FALSE | FALSE | [6 empty] | AC | 120 | 277 | 120 |  |  |  |  | FALSE
P0N779MJ | Technical Consumer Products | TCP | T8045330E | Linear Replacement Lamp | T8 Four-Foot | Dual Mode Internal Driver (UL Type A and Type B) |  | standard | TRUE |  | 2294.4 | 126.9 | 18.08 | 7.63 | 0.975 | 3049 | 82.9 | 5 | 50000 | April, 01 2019 00:00:00 | Not Dimmable | Not Dimmable | No |  | DDDKES | [15 empty] | 84.7 |  | 1.22 | 1.28 | [6 empty] | 5 | 2300 | 127 | 18 | 7 | 0.9 | 3000 | 80 |  |  |  | FALSE | FALSE | FALSE | [8 empty] | March, 30 2020 00:00:00 | FALSE | FALSE | FALSE | [6 empty] | AC | 120 | 277 | 120 |  |  |  |  | FALSE
PL1QLBVI | CH Lighting Technology Co.,Ltd. | CH | CH1117-48-13W 835-1 | Linear Replacement Lamp | T8 Four-Foot | Replacement Lamps (plug and play) (UL Type A) |  | standard | FALSE | [10 empty] | April, 01 2019 00:00:00 | Dimmable | Continuous Below 10 | No |  | RRRVFI | [25 empty] | 5 | 2100 | 131 | 16 | 20 | 0.9 | 3500 | 83 |  |  |  | FALSE | FALSE | FALSE | [8 empty] | March, 30 2020 00:00:00 | FALSE | FALSE | FALSE | [6 empty] | AC |  |  |  |  | 2100 | 16 |  | FALSE
P7T385OW | CH Lighting Technology Co.,Ltd. | CH | CH1117-48-13W 840-1 | Linear Replacement Lamp | T8 Four-Foot | Replacement Lamps (plug and play) (UL Type A) |  | standard | FALSE | [10 empty] | April, 01 2019 00:00:00 | Dimmable | Continuous Below 10 | No |  | RRRVFI | [25 empty] | 5 | 2200 | 138 | 16 | 20 | 0.9 | 4000 | 83 |  |  |  | FALSE | FALSE | FALSE | [8 empty] | March, 30 2020 00:00:00 | FALSE | FALSE | FALSE | [6 empty] | AC |  |  |  |  | 2200 | 16 |  | FALSE
P5OAEFZG | CH Lighting Technology Co.,Ltd. | CH | CH1117-48-13W 830-1 | Linear Replacement Lamp | T8 Four-Foot | Replacement Lamps (plug and play) (UL Type A) |  | standard | TRUE |  | 2132.6 | 128.6 | 16.58 | 10.29 | 0.9671 | 3034 | 83.4 | 5 | 50000 | April, 01 2019 00:00:00 | Dimmable | Continuous Below 10 | No |  | RRRVFI | [15 empty] | 82 |  | 1.22 | 1.26 | [6 empty] | 5 | 2100 | 131 | 16 | 20 | 0.9 | 3000 | 83 |  |  |  | FALSE | FALSE | FALSE | [8 empty] | March, 30 2020 00:00:00 | FALSE | FALSE | FALSE | [6 empty] | AC |  |  | 120 |  | 2100 | 16 |  | FALSE
PG5X1EJX | Technical Consumer Products | TCP | T8045341E | Linear Replacement Lamp | T8 Four-Foot | Dual Mode Internal Driver (UL Type A and Type B) |  | standard | FALSE | [10 empty] | April, 01 2019 00:00:00 | Not Dimmable | Not Dimmable | No |  | DDDKES | [25 empty] | 5 | 2300 | 127 | 18 | 7 | 0.9 | 4100 | 80 |  |  |  | FALSE | FALSE | FALSE | [8 empty] | March, 30 2020 00:00:00 | FALSE | FALSE | FALSE | [6 empty] | AC | 120 | 277 | [5 empty] | FALSE
PSIAGV15 | Technical Consumer Products | TCP | T8041441E | Linear Replacement Lamp | T8 Four-Foot | Dual Mode Internal Driver (UL Type A and Type B) |  | standard | FALSE | [10 empty] | April, 01 2019 00:00:00 | Not Dimmable | Not Dimmable | No |  | DDDKEU | [25 empty] | 5 | 1800 | 120 | 15 | 12 | 0.9 | 4100 | 80 |  |  |  | FALSE | FALSE | FALSE | [8 empty] | March, 30 2020 00:00:00 | FALSE | FALSE | FALSE | [6 empty] | AC | 120 | 277 | [5 empty] | FALSE
PR9OGOUF | Technical Consumer Products | TCP | T8041450E | Linear Replacement Lamp | T8 Four-Foot | Dual Mode Internal Driver (UL Type A and Type B) |  | standard | FALSE | [10 empty] | April, 01 2019 00:00:00 | Not Dimmable | Not Dimmable | No |  | DDDKEU | [25 empty] | 5 | 1800 | 120 | 15 | 12 | 0.9 | 5000 | 80 |  |  |  | FALSE | FALSE | FALSE | [8 empty] | March, 30 2020 00:00:00 | FALSE | FALSE | FALSE | [6 empty] | AC | 120 | 277 | [5 empty] | FALSE
PFM9CBUA | Technical Consumer Products | TCP | T8041435E | Linear Replacement Lamp | T8 Four-Foot | Dual Mode Internal Driver (UL Type A and Type B) |  | standard | TRUE |  | 1815.9 | 119.39 | 15.21 | 12.51 | 0.9612 | 3409 | 82.2 | 5 | 50000 | April, 01 2019 00:00:00 | Not Dimmable | Not Dimmable | No |  | DDDKEU | [15 empty] | 84.9 |  | 1.24 | 1.34 | [6 empty] | 5 | 1800 | 120 | 15 | 12 | 0.9 | 3500 | 80 |  |  |  | FALSE | FALSE | FALSE | [8 empty] | March, 30 2020 00:00:00 | FALSE | FALSE | FALSE | [6 empty] | AC | 120 | 277 | 120 |  |  |  |  | FALSE
PXC4L2NX | Technical Consumer Products | TCP | T8040750E | Linear Replacement Lamp | T8 Four-Foot | Dual Mode Internal Driver (UL Type A and Type B) |  | standard | FALSE | [10 empty] | April, 01 2019 00:00:00 | Not Dimmable | Not Dimmable | No |  | DDDKEV | [25 empty] | 5 | 1800 | 120 | 15 | 12 | 0.9 | 5000 | 80 |  |  |  | FALSE | FALSE | FALSE | [8 empty] | March, 30 2020 00:00:00 | FALSE | FALSE | FALSE | [6 empty] | AC | 120 | 277 | [5 empty] | FALSE
PKB9VPTR | Technical Consumer Products | TCP | T8040730E | Linear Replacement Lamp | T8 Four-Foot | Dual Mode Internal Driver (UL Type A and Type B) |  | standard | TRUE |  | 1789.1 | 117.32 | 15.25 | 8.95 | 0.9662 | 3046 | 83.1 | 5 | 50000 | April, 01 2019 00:00:00 | Not Dimmable | Not Dimmable | No |  | DDDKEV | [15 empty] | 85.3 |  | 1.22 | 1.3 | [6 empty] | 5 | 1800 | 120 | 15 | 12 | 0.9 | 3000 | 80 |  |  |  | FALSE | FALSE | FALSE | [8 empty] | March, 30 2020 00:00:00 | FALSE | FALSE | FALSE | [6 empty] | AC | 120 | 277 | 120 |  |  |  |  | FALSE
PTNYVLAL | Technical Consumer Products | TCP | T8045335E | Linear Replacement Lamp | T8 Four-Foot | Dual Mode Internal Driver (UL Type A and Type B) |  | standard | FALSE | [10 empty] | April, 01 2019 00:00:00 | Not Dimmable | Not Dimmable | No |  | DDDKES | [25 empty] | 5 | 2300 | 127 | 18 | 7 | 0.9 | 3500 | 80 |  |  |  | FALSE | FALSE | FALSE | [8 empty] | March, 30 2020 00:00:00 | FALSE | FALSE | FALSE | [6 empty] | AC | 120 | 277 | [5 empty] | FALSE
PRGM8YRP | Technical Consumer Products | TCP | T8045350E | Linear Replacement Lamp | T8 Four-Foot | Dual Mode Internal Driver (UL Type A and Type B) |  | standard | FALSE | [10 empty] | April, 01 2019 00:00:00 | Not Dimmable | Not Dimmable | No |  | DDDKES | [25 empty] | 5 | 2300 | 127 | 18 | 7 | 0.9 | 5000 | 80 |  |  |  | FALSE | FALSE | FALSE | [8 empty] | March, 30 2020 00:00:00 | FALSE | FALSE | FALSE | [6 empty] | AC | 120 | 277 | [5 empty] | FALSE
PTCSXRC8 | Hengdian Group Tospo Lighting Co.,Ltd | TOSPO | G1 TP120-277-14/T8 1800LM 4FT G13 A+B GLASS 4000K | Linear Replacement Lamp | T8 Four-Foot | Dual Mode Internal Driver (UL Type A and Type B) |  | standard | FALSE | [10 empty] | March, 29 2019 00:00:00 | Not Dimmable | Not Dimmable | No |  | UUUBSN | [25 empty] | 5 | 1800 | 125 | 14 | 20 | 0.9 | 4000 | 82 |  |  |  | FALSE | FALSE | FALSE | [8 empty] | March, 30 2020 00:00:00 | FALSE | FALSE | FALSE | [6 empty] | AC | 120 | 277 | [5 empty] | FALSE
P6WOH25R | Hengdian Group Tospo Lighting Co.,Ltd | TOSPO | G1 TP120-277-14/T8 1800LM 4FT G13 A+B GLASS 3500K | Linear Replacement Lamp | T8 Four-Foot | Dual Mode Internal Driver (UL Type A and Type B) |  | standard | TRUE |  | 1803 | 135.1 | 13.35 | 15.86 | 0.9506 | 3468 | 81.7 | 5 | 50000 | March, 29 2019 00:00:00 | Not Dimmable | Not Dimmable | No |  | UUUBSN | [15 empty] | 81.4 |  | 1.24 | 1.3 | [6 empty] | 5 | 1800 | 125 | 14 | 20 | 0.9 | 3500 | 82 |  |  |  | FALSE | FALSE | FALSE | [8 empty] | March, 30 2020 00:00:00 | FALSE | FALSE | FALSE | [6 empty] | AC | 120 | 277 | 277 |  |  |  |  | FALSE
P74ZWFUC | Hengdian Group Tospo Lighting Co.,Ltd | TOSPO | G1 TP120-277-14/T8 1800LM 4FT G13 A+B GLASS 5000K | Linear Replacement Lamp | T8 Four-Foot | Dual Mode Internal Driver (UL Type A and Type B) |  | standard | FALSE | [10 empty] | March, 29 2019 00:00:00 | Not Dimmable | Not Dimmable | No |  | UUUBSN | [25 empty] | 5 | 1800 | 125 | 14 | 20 | 0.9 | 5000 | 82 |  |  |  | FALSE | FALSE | FALSE | [8 empty] | March, 30 2020 00:00:00 | FALSE | FALSE | FALSE | [6 empty] | AC | 120 | 277 | [5 empty] | FALSE
PLEFG7L7AGEY | Savegreen Lighting | SAVEGREEN | LT8AG48L13W1900L35K | Linear Replacement Lamp | T8 Four-Foot | Replacement Lamps (plug and play) (UL Type A) |  | standard | FALSE | [10 empty] | March, 28 2019 00:00:00 | Not Dimmable | Not Dimmable | NotYetVerified |  | CCCGPV | [25 empty] | 4.4 | 1800 | 112 | 16 | 15 | 0.9 | 3500 | 83 |  |  |  | FALSE | FALSE | FALSE | [8 empty] | March, 28 2019 00:00:00 | FALSE | FALSE | FALSE | [6 empty] | AC | [7 empty] | FALSE
PLXHK2YA06GP | Savegreen Lighting | SAVEGREEN | LT8AG48L15W2100L30K | Linear Replacement Lamp | T8 Four-Foot | Replacement Lamps (plug and play) (UL Type A) |  | standard | TRUE |  | 1990 | 123.4 | 16.12 | 13.17 | 0.967 | 3011 | 81.9 | 5 | 50000 | March, 28 2019 00:00:00 | Dimmable | Continuous Below 10 | FALSE |  | CCCGPW | [15 empty] | 83.8 |  | 1.34 | 1.36 | [6 empty] | 4.4 | 2000 | 112 | 18 | 13 | 0.9 | 3000 | 83 |  |  |  | FALSE | FALSE | FALSE | [8 empty] | March, 28 2019 00:00:00 | FALSE | FALSE | FALSE | [6 empty] | AC | [7 empty] | FALSE
PL5AMRN0YW0V | Savegreen Lighting | Savegreen | LT8AG48L15W2100L50K | Linear Replacement Lamp | T8 Four-Foot | Replacement Lamps (plug and play) (UL Type A) |  | standard | FALSE | [10 empty] | March, 28 2019 00:00:00 | Dimmable | Continuous Below 10 | No |  | CCCGPW | [25 empty] | 5 | 2100 | 116.67 | 18 | 13 | 0.9 | 5000 | 83 |  |  |  | FALSE | FALSE | FALSE | [8 empty] | March, 30 2020 00:00:00 | FALSE | FALSE | FALSE | [6 empty] | AC | [7 empty] | FALSE
PLC48M4S2UFA | Savegreen Lighting | SAVEGREEN | LT8AG48L13W1900L30K | Linear Replacement Lamp | T8 Four-Foot | Replacement Lamps (plug and play) (UL Type A) |  | standard | TRUE |  | 1896 | 122 | 15.54 | 7.42 | 0.9749 | 3047 | 80.2 | 5 | 50000 | March, 28 2019 00:00:00 | Not Dimmable | Not Dimmable | NotYetVerified |  | CCCGPV | [15 empty] | 81.6 |  | 1.26 | 1.28 | [6 empty] | 4.4 | 1800 | 112 | 16 | 15 | 0.9 | 3000 | 83 |  |  |  | FALSE | FALSE | FALSE | [8 empty] | March, 28 2019 00:00:00 | FALSE | FALSE | FALSE | [6 empty] | AC | [7 empty] | FALSE
PLSNOH87QGE2 | Savegreen Lighting | Savegreen | LT8AG48L13W1900L50K | Linear Replacement Lamp | T8 Four-Foot | Replacement Lamps (plug and play) (UL Type A) |  | standard | FALSE | [10 empty] | March, 28 2019 00:00:00 | Not Dimmable | Not Dimmable | NotYetVerified |  | CCCGPV | [25 empty] | 5 | 1900 | 118 | 16 | 15 | 0.9 | 5000 | 83 |  |  |  | FALSE | FALSE | FALSE | [8 empty] | March, 30 2020 00:00:00 | FALSE | FALSE | FALSE | [6 empty] | AC | [7 empty] | FALSE
PLXGYCM5A5F4 | Savegreen Lighting | SAVEGREEN | LT8AG48L15W2100L35K | Linear Replacement Lamp | T8 Four-Foot | Replacement Lamps (plug and play) (UL Type A) |  | standard | FALSE | [10 empty] | March, 28 2019 00:00:00 | Dimmable | Continuous Below 10 | FALSE |  | CCCGPW | [25 empty] | 4.4 | 2000 | 112 | 18 | 13 | 0.9 | 3500 | 83 |  |  |  | FALSE | FALSE | FALSE | [8 empty] | March, 28 2019 00:00:00 | FALSE | FALSE | FALSE | [6 empty] | AC | [7 empty] | FALSE
PLF74FLZLHBZ | Savegreen Lighting | SAVEGREEN | LT8AG48L15W2100L40K | Linear Replacement Lamp | T8 Four-Foot | Replacement Lamps (plug and play) (UL Type A) |  | standard | FALSE | [10 empty] | March, 28 2019 00:00:00 | Dimmable | Continuous Below 10 | FALSE |  | CCCGPW | [25 empty] | 4.4 | 2070 | 115 | 18 | 13 | 0.9 | 4000 | 83 |  |  |  | FALSE | FALSE | FALSE | [8 empty] | March, 28 2019 00:00:00 | FALSE | FALSE | FALSE | [6 empty] | AC | [7 empty] | FALSE
PLU1VFVPPUES | Savegreen Lighting | SAVEGREEN | LT8AG48L13W1900L40K | Linear Replacement Lamp | T8 Four-Foot | Replacement Lamps (plug and play) (UL Type A) |  | standard | FALSE | [10 empty] | March, 28 2019 00:00:00 | Not Dimmable | Not Dimmable | NotYetVerified |  | CCCGPV | [25 empty] | 4.4 | 1850 | 115 | 16 | 15 | 0.9 | 4000 | 83 |  |  |  | FALSE | FALSE | FALSE | [8 empty] | March, 28 2019 00:00:00 | FALSE | FALSE | FALSE | [6 empty] | AC | [7 empty] | FALSE
PLM1KTJYL82Y | Green Creative LTD | GREEN CREATIVE | 10.5T8/4F/840/IS/DIR | Linear Replacement Lamp | T8 Four-Foot | Replacement Lamps (plug and play) (UL Type A) |  | standard | FALSE | [10 empty] | March, 27 2019 00:00:00 | Dimmable | Continuous Above 10 | No |  | NANPZI | [25 empty] | 5 | 1650 | 127 | 13 | 20 | 0.9 | 4000 | 82 |  |  |  | FALSE | FALSE | FALSE | [8 empty] | March, 30 2020 00:00:00 | FALSE | FALSE | FALSE | [6 empty] | AC |  |  |  |  | 1650 | 13 |  | FALSE
PLDJQL081D9A | Green Creative LTD | GREEN CREATIVE | 13T8/4F/840/IS/DIR | Linear Replacement Lamp | T8 Four-Foot | Replacement Lamps (plug and play) (UL Type A) |  | standard | FALSE | [10 empty] | March, 27 2019 00:00:00 | Dimmable | Continuous Above 10 | No |  | NANPZJ | [25 empty] | 5 | 2000 | 122 | 16.5 | 20 | 0.9 | 4000 | 82 |  |  |  | FALSE | FALSE | FALSE | [8 empty] | March, 30 2020 00:00:00 | FALSE | FALSE | FALSE | [6 empty] | AC |  |  |  |  | 2000 | 16.5 |  | FALSE
PL8HBG9C3YO7 | Green Creative LTD | GREEN CREATIVE | 13T8/4F/830/IS/DIR | Linear Replacement Lamp | T8 Four-Foot | Replacement Lamps (plug and play) (UL Type A) |  | standard | TRUE |  | 1900 | 118.3 | 16.06 | 10.91 | 0.9519 | 2958 | 82.1 | 5 | 50000 | March, 27 2019 00:00:00 | Dimmable | Continuous Above 10 | No |  | NANPZJ | [15 empty] | 81.2 |  | 1.28 | 1.34 | [6 empty] | 5 | 1900 | 116 | 16.5 | 20 | 0.9 | 3000 | 82 |  |  |  | FALSE | FALSE | FALSE | [8 empty] | March, 30 2020 00:00:00 | FALSE | FALSE | FALSE | [6 empty] | AC |  |  | 277 |  | 1900 | 16.5 |  | FALSE
PLTQ86JX2MPG | Green Creative LTD | GREEN CREATIVE | 13T8/4F/850/IS/DIR | Linear Replacement Lamp | T8 Four-Foot | Replacement Lamps (plug and play) (UL Type A) |  | standard | FALSE | [10 empty] | March, 27 2019 00:00:00 | Dimmable | Continuous Above 10 | No |  | NANPZJ | [25 empty] | 5 | 2000 | 122 | 16.5 | 20 | 0.9 | 5000 | 82 |  |  |  | FALSE | FALSE | FALSE | [8 empty] | March, 30 2020 00:00:00 | FALSE | FALSE | FALSE | [6 empty] | AC |  |  |  |  | 2000 | 16.5 |  | FALSE
PLM1HS2OWQ4Q | Green Creative LTD | GREEN CREATIVE | 10.5T8/4F/830/IS/DIR | Linear Replacement Lamp | T8 Four-Foot | Replacement Lamps (plug and play) (UL Type A) |  | standard | TRUE |  | 1614 | 117 | 13.8 | 13.3 | 0.9376 | 2986 | 82 | 5 | 50000 | March, 27 2019 00:00:00 | Dimmable | Continuous Above 10 | No |  | NANPZI | [15 empty] | 81.2 |  | 1.26 | 1.34 | [6 empty] | 5 | 1600 | 124 | 13 | 20 | 0.9 | 3000 | 82 |  |  |  | FALSE | FALSE | FALSE | [8 empty] | March, 30 2020 00:00:00 | FALSE | FALSE | FALSE | [6 empty] | AC |  |  | 277 |  | 1600 | 13 |  | FALSE
PLG3I60K4LLM | Independent Lighting | Independent Lighting | L647-H | Linear Replacement Lamp | T8 Four-Foot | Dual Mode Internal Driver (UL Type A and Type B) |  | standard | FALSE | [10 empty] | March, 27 2019 00:00:00 | Dimmable | Continuous Below 10 | No |  | SSSDDZ | [25 empty] | 5 | 1900 | 123 | 15.5 | 20 | 0.9 | 4000 | 83 |  |  |  | FALSE | FALSE | FALSE | [8 empty] | March, 30 2020 00:00:00 | FALSE | FALSE | FALSE | [6 empty] | AC | [7 empty] | FALSE
PLJQ8RVWIS98 | Green Creative LTD | GREEN CREATIVE | 10.5T8/4F/835/IS/DIR | Linear Replacement Lamp | T8 Four-Foot | Replacement Lamps (plug and play) (UL Type A) |  | standard | FALSE | [10 empty] | March, 27 2019 00:00:00 | Dimmable | Continuous Above 10 | No |  | NANPZI | [25 empty] | 5 | 1600 | 124 | 13 | 20 | 0.9 | 3500 | 82 |  |  |  | FALSE | FALSE | FALSE | [8 empty] | March, 30 2020 00:00:00 | FALSE | FALSE | FALSE | [6 empty] | AC |  |  |  |  | 1600 | 13 |  | FALSE
PLFINZ2UZ26N | Independent Lighting | Independent Lighting | T8 Hybrid 3500K | Linear Replacement Lamp | T8 Four-Foot | Dual Mode Internal Driver (UL Type A and Type B) |  | standard | FALSE | [10 empty] | March, 27 2019 00:00:00 | Dimmable | Continuous Below 10 | FALSE |  | SSSDDZ | [25 empty] | 4.4 | 1800 | 116 | 15.5 | 20 | 0.9 | 3500 | 83 |  |  |  | FALSE | FALSE | FALSE | [8 empty] | March, 27 2019 00:00:00 | FALSE | FALSE | FALSE | [6 empty] | AC | [7 empty] | FALSE
PL2F3XK0CJ8Y | Green Creative LTD | GREEN CREATIVE | 13T8/4F/835/IS/DIR | Linear Replacement Lamp | T8 Four-Foot | Replacement Lamps (plug and play) (UL Type A) |  | standard | FALSE | [10 empty] | March, 27 2019 00:00:00 | Dimmable | Continuous Above 10 | FALSE |  | NANPZJ | [25 empty] | 4.4 | 1900 | 116 | 16.5 | 20 | 0.9 | 3500 | 82 |  |  |  | FALSE | FALSE | FALSE | [8 empty] | March, 27 2019 00:00:00 | FALSE | FALSE | FALSE | [6 empty] | AC |  |  |  |  | 1900 | 16.5 |  | FALSE
PLG549QPX3P9 | Independent Lighting | Independent Lighting | L658-H | Linear Replacement Lamp | T8 Four-Foot | Dual Mode Internal Driver (UL Type A and Type B) |  | standard | FALSE | [10 empty] | March, 27 2019 00:00:00 | Dimmable | Continuous Below 10 | No |  | SSSDDZ | [25 empty] | 5 | 1900 | 123 | 15.5 | 20 | 0.9 | 5000 | 83 |  |  |  | FALSE | FALSE | FALSE | [8 empty] | March, 30 2020 00:00:00 | FALSE | FALSE | FALSE | [6 empty] | AC | [7 empty] | FALSE
PLC8WRBFRG7V | Independent Lighting | Independent Lighting | T8 Hybrid 3000K | Linear Replacement Lamp | T8 Four-Foot | Dual Mode Internal Driver (UL Type A and Type B) |  | standard | TRUE |  | 2023 | 128.1 | 15.79 | 20.3 | 0.9161 | 2949 | 80.5 | 5 | 50000 | March, 27 2019 00:00:00 | Dimmable | Continuous Below 10 | No |  | SSSDDZ | [15 empty] | 81.9 |  | 1.24 | 1.3 | [6 empty] | 5 | 1800 | 116 | 15.5 | 20 | 0.9 | 3000 | 83 |  |  |  | FALSE | FALSE | FALSE | [8 empty] | March, 30 2020 00:00:00 | FALSE | FALSE | FALSE | [6 empty] | AC | [7 empty] | FALSE
PLCGB3ZPY4ML | Green Creative LTD | GREEN CREATIVE | 10.5T8/4F/850/IS/DIR | Linear Replacement Lamp | T8 Four-Foot | Replacement Lamps (plug and play) (UL Type A) |  | standard | FALSE | [10 empty] | March, 27 2019 00:00:00 | Dimmable | Continuous Above 10 | No |  | NANPZI | [25 empty] | 5 | 1650 | 127 | 13 | 20 | 0.9 | 5000 | 82 |  |  |  | FALSE | FALSE | FALSE | [8 empty] | March, 30 2020 00:00:00 | FALSE | FALSE | FALSE | [6 empty] | AC |  |  |  |  | 1650 | 13 |  | FALSE
PN6D49YK | ETI Solid State Lighting (Zhuhai) Limited | ETI | 542172##-A(##=41-50) | Linear Replacement Lamp | T8 Four-Foot | Replacement Lamps (plug and play) (UL Type A) |  | standard | TRUE |  | 2127.91 | 141.33 | 15.06 | 9.28 | 0.9417 | 3918 | 80.9 | 5 | 50000 | March, 21 2019 00:00:00 | Not Dimmable | Not Dimmable | No |  | PPPSVA | [15 empty] | 77 |  | 1.24 | 1.22 | [6 empty] | 5 | 2100 | 140 | 15 | 15 | 0.9 | 4000 | 80 |  |  |  | FALSE | FALSE | FALSE | [8 empty] | March, 30 2020 00:00:00 | FALSE | FALSE | FALSE | [6 empty] | AC |  |  | 120 |  |  |  |  | FALSE
PZ9DQ0UC | ETI Solid State Lighting (Zhuhai) Limited | ETI | 541403##(##=41-50) | Linear Replacement Lamp | T8 Four-Foot | Replacement Lamps (plug and play) (UL Type A) |  | standard | TRUE |  | 2227 | 121.6 | 18.31 | 7.04 | 0.9738 | 4053 | 82.3 | 5 | 50000 | March, 21 2019 00:00:00 | Not Dimmable | Not Dimmable | FALSE |  | PPPSVB | [15 empty] | 77.3 |  | 1.24 | 1.22 | [6 empty] | 4.4 | 2160 | 108 | 20 | 15 | 0.9 | 4000 | 80 |  |  |  | FALSE | FALSE | FALSE | [8 empty] | March, 21 2019 00:00:00 | FALSE | FALSE | FALSE | [6 empty] | AC |  |  | 120 |  |  |  |  | FALSE
PAM5K64P | ETI Solid State Lighting (Zhuhai) Limited | ETI | 542173##(##=61-70) | Linear Replacement Lamp | T8 Four-Foot | Replacement Lamps (plug and play) (UL Type A) |  | standard | FALSE | [10 empty] | March, 21 2019 00:00:00 | Not Dimmable | Not Dimmable | No |  | PPPSUY | [25 empty] | 5 | 2000 | 125 | 16 | 15 | 0.9 | 5000 | 80 |  |  |  | FALSE | FALSE | FALSE | [8 empty] | March, 30 2020 00:00:00 | FALSE | FALSE | FALSE | [6 empty] | AC | [7 empty] | FALSE
P39M4BDI | ETI Solid State Lighting (Zhuhai) Limited | ETI | 542173##(##=41-50) | Linear Replacement Lamp | T8 Four-Foot | Replacement Lamps (plug and play) (UL Type A) |  | standard | TRUE |  | 2046.7 | 132.96 | 15.39 | 8.08 | 0.9662 | 3961 | 83.7 | 5 | 50000 | March, 21 2019 00:00:00 | Not Dimmable | Not Dimmable | No |  | PPPSUY | [15 empty] | 77.4 |  | 1.2 | 1.24 | [6 empty] | 5 | 2000 | 125 | 16 | 15 | 0.9 | 4000 | 80 |  |  |  | FALSE | FALSE | FALSE | [8 empty] | March, 30 2020 00:00:00 | FALSE | FALSE | FALSE | [6 empty] | AC |  |  | 120 |  |  |  |  | FALSE
PYO1Q4M9 | ETI Solid State Lighting (Zhuhai) Limited | ETI | 541403##(##=61-70) | Linear Replacement Lamp | T8 Four-Foot | Replacement Lamps (plug and play) (UL Type A) |  | standard | TRUE |  | 2249.7 | 122.92 | 18.3 | 7.24 | 0.9735 | 4969 | 84.1 | 5 | 50000 | March, 21 2019 00:00:00 | Not Dimmable | Not Dimmable | FALSE |  | PPPSVC | [15 empty] | 76.7 |  | 1.28 | 1.26 | [6 empty] | 4.4 | 2200 | 110 | 20 | 15 | 0.9 | 5000 | 80 |  |  |  | FALSE | FALSE | FALSE | [8 empty] | March, 21 2019 00:00:00 | FALSE | FALSE | FALSE | [6 empty] | AC |  |  | 120 |  |  |  |  | FALSE
PETCH5CF | ETI Solid State Lighting (Zhuhai) Limited | ETI | 542173##(##=31-40) | Linear Replacement Lamp | T8 Four-Foot | Replacement Lamps (plug and play) (UL Type A) |  | standard | TRUE |  | 2033 | 129.03 | 15.76 | 8.02 | 0.966 | 3540 | 84.6 | 5 | 50000 | March, 21 2019 00:00:00 | Not Dimmable | Not Dimmable | No |  | PPPSUZ | [15 empty] | 76.9 |  | 1.26 | 1.26 | [6 empty] | 5 | 2000 | 125 | 16 | 15 | 0.9 | 3500 | 80 |  |  |  | FALSE | FALSE | FALSE | [8 empty] | March, 30 2020 00:00:00 | FALSE | FALSE | FALSE | [6 empty] | AC |  |  | 120 |  |  |  |  | FALSE
PLOSCM9XP1I6 | EarthTronics Inc. | EARTHTRONICS | LT812835TA | Linear Replacement Lamp | T8 Four-Foot | Replacement Lamps (plug and play) (UL Type A) |  | standard | TRUE |  | 1717 | 133.4 | 12.87 | 16.28 | 0.9478 | 3431 | 82.5 | 5 | 50000 | March, 21 2019 00:00:00 | Not Dimmable | Not Dimmable | FALSE |  | AABAGE | [15 empty] | 81.1 |  | 1.28 | 1.34 | [6 empty] | 5 | 1600 | 133 | 12 | 20 | 0.9 | 3500 | 80 |  |  |  | FALSE | FALSE | FALSE | [8 empty] | March, 30 2020 00:00:00 | FALSE | FALSE | FALSE | [6 empty] | AC |  |  | 277 |  |  |  |  | FALSE
PCW7F166 | LEDVANCE, LLC (formerly OSRAM SYLVANIA, INC) | Sylvania | LED15T8/L48/FP/841/SUB/G8/BAA | Linear Replacement Lamp | T8 Four-Foot | Replacement Lamps (plug and play) (UL Type A) |  | standard | FALSE | [10 empty] | March, 19 2019 00:00:00 | Not Dimmable | Not Dimmable | No |  | NANPYN | [25 empty] | 5 | 2200 | 122 | 18 | 20 | 0.9 | 4100 | 82 |  |  |  | FALSE | FALSE | FALSE | [8 empty] | March, 30 2020 00:00:00 | FALSE | FALSE | FALSE | [6 empty] | AC | [7 empty] | FALSE
PVT2V4NB | LEDVANCE, LLC (formerly OSRAM SYLVANIA, INC) | Sylvania | LED15T8/L48/FP/835/SUB/G8/BAA | Linear Replacement Lamp | T8 Four-Foot | Replacement Lamps (plug and play) (UL Type A) |  | standard | FALSE | [10 empty] | March, 19 2019 00:00:00 | Not Dimmable | Not Dimmable | No |  | NANPYN | [25 empty] | 4.4 | 2100 | 116 | 18 | 20 | 0.9 | 3500 | 82 |  |  |  | FALSE | FALSE | FALSE | [8 empty] | March, 18 2019 00:00:00 | FALSE | FALSE | FALSE | [6 empty] | AC | [7 empty] | FALSE
PVAWXUPT | LEDVANCE, LLC (formerly OSRAM SYLVANIA, INC) | Sylvania | LED15T8/L48/FP/850/SUB/G8/BAA | Linear Replacement Lamp | T8 Four-Foot | Replacement Lamps (plug and play) (UL Type A) |  | standard | FALSE | [10 empty] | March, 19 2019 00:00:00 | Not Dimmable | Not Dimmable | No |  | NANPYN | [25 empty] | 5 | 2200 | 122 | 18 | 20 | 0.9 | 5000 | 82 |  |  |  | FALSE | FALSE | FALSE | [8 empty] | March, 30 2020 00:00:00 | FALSE | FALSE | FALSE | [6 empty] | AC | [7 empty] | FALSE
P0DORUXB | LEDVANCE, LLC (formerly OSRAM SYLVANIA, INC) | Sylvania | LED15T8/L48/FP/830/SUB/G8/BAA | Linear Replacement Lamp | T8 Four-Foot | Replacement Lamps (plug and play) (UL Type A) |  | standard | TRUE |  | 2149 | 120.5 | 17.84 | 8.6 | 0.9711 | 3064 | 85.1 | 5 | 60000 | March, 19 2019 00:00:00 | Not Dimmable | Not Dimmable | No |  | NANPYN | [15 empty] | 81.8 |  | 1.24 | 1.3 | [6 empty] | 5 | 2100 | 116 | 18 | 20 | 0.9 | 3000 | 82 |  |  |  | FALSE | FALSE | FALSE | [8 empty] | March, 30 2020 00:00:00 | FALSE | FALSE | FALSE | [6 empty] | AC |  |  | 277 |  |  |  |  | FALSE
P1440CKM | Zhejiang Setec Lighting Co., Ltd. | Zhejiang Setec Lighting Co., Ltd. | LLT-4-G-T8-15W-DBA-835 | Linear Replacement Lamp | T8 Four-Foot | Dual Mode Internal Driver (UL Type A and Type B) |  | standard | FALSE | [10 empty] | March, 15 2019 00:00:00 | Not Dimmable | Not Dimmable | FALSE |  | WWWCFC | [25 empty] | 4.4 | 2144 | 116.33 | 18.43 | 9.34 | 0.9157 | 3500 | 82.6 |  |  |  | FALSE | FALSE | FALSE | [8 empty] | March, 15 2019 00:00:00 | FALSE | FALSE | FALSE | [6 empty] | AC | 120 | 277 | [5 empty] | FALSE
P4G6PITZ | Zhejiang Setec Lighting Co., Ltd. | SETEC | LLT-4-G-T8-12W-DBA-850 | Linear Replacement Lamp | T8 Four-Foot | Dual Mode Internal Driver (UL Type A and Type B) |  | standard | FALSE | [10 empty] | March, 15 2019 00:00:00 | Not Dimmable | Not Dimmable | No | Product Updated on 5/7/2019 | WWWCFB | [25 empty] | 5 | 1895 | 121.79 | 15.56 | 12.11 | 0.8881 | 5000 | 81.7 |  |  |  | FALSE | FALSE | FALSE | [8 empty] | March, 30 2020 00:00:00 | FALSE | FALSE | FALSE | [6 empty] | AC | 120 | 277 | [5 empty] | FALSE
PBZHRW8E | Zhejiang Setec Lighting Co., Ltd. | Zhejiang Setec Lighting Co., Ltd. | LLT-4-G-T8-15W-DBA-850 | Linear Replacement Lamp | T8 Four-Foot | Dual Mode Internal Driver (UL Type A and Type B) |  | standard | FALSE | [10 empty] | March, 15 2019 00:00:00 | Not Dimmable | Not Dimmable | No |  | WWWCFC | [25 empty] | 5 | 2270 | 120.94 | 18.77 | 9.49 | 0.9146 | 5000 | 81.7 |  |  |  | FALSE | FALSE | FALSE | [8 empty] | March, 30 2020 00:00:00 | FALSE | FALSE | FALSE | [6 empty] | AC | 120 | 277 | [5 empty] | FALSE
PUECR7AR | Zhejiang Setec Lighting Co., Ltd. | Zhejiang Setec Lighting Co., Ltd. | LLT-4-G-T8-15W-DBA-840 | Linear Replacement Lamp | T8 Four-Foot | Dual Mode Internal Driver (UL Type A and Type B) |  | standard | FALSE | [10 empty] | March, 15 2019 00:00:00 | Not Dimmable | Not Dimmable | No |  | WWWCFC | [25 empty] | 5 | 2186 | 118.61 | 18.43 | 9.34 | 0.9157 | 4000 | 82.6 |  |  |  | FALSE | FALSE | FALSE | [8 empty] | March, 30 2020 00:00:00 | FALSE | FALSE | FALSE | [6 empty] | AC | 120 | 277 | [5 empty] | FALSE
PMIH5A0B | Zhejiang Setec Lighting Co., Ltd. | Zhejiang Setec Lighting Co., Ltd. | LLT-4-G-T8-15W-DBA-845 | Linear Replacement Lamp | T8 Four-Foot | Dual Mode Internal Driver (UL Type A and Type B) |  | standard | FALSE | [10 empty] | March, 15 2019 00:00:00 | Not Dimmable | Not Dimmable | No |  | WWWCFC | [25 empty] | 5 | 2228 | 120.89 | 18.43 | 9.34 | 0.9157 | 4500 | 82.6 |  |  |  | FALSE | FALSE | FALSE | [8 empty] | March, 30 2020 00:00:00 | FALSE | FALSE | FALSE | [6 empty] | AC | 120 | 277 | [5 empty] | FALSE
P99KW1OG | Zhejiang Setec Lighting Co., Ltd. | SETEC | LLT-4-G-T8-12W-DBA-835 | Linear Replacement Lamp | T8 Four-Foot | Dual Mode Internal Driver (UL Type A and Type B) |  | standard | FALSE | [10 empty] | March, 15 2019 00:00:00 | Not Dimmable | Not Dimmable | FALSE | Product Updated on 5/7/2019 | WWWCFB | [25 empty] | 4.4 | 1776 | 115.78 | 15.34 | 11.97 | 0.8949 | 3500 | 82.8 |  |  |  | FALSE | FALSE | FALSE | [8 empty] | May, 07 2019 00:00:00 | FALSE | FALSE | FALSE | [6 empty] | AC | 120 | 277 | [5 empty] | FALSE
PY7X4AVO | Zhejiang Setec Lighting Co., Ltd. | SETEC | LLT-4-G-T8-12W-DBA-840 | Linear Replacement Lamp | T8 Four-Foot | Dual Mode Internal Driver (UL Type A and Type B) |  | standard | FALSE | [10 empty] | March, 15 2019 00:00:00 | Not Dimmable | Not Dimmable | No | Product Updated on 5/7/2019 | WWWCFB | [25 empty] | 5 | 1816 | 118.38 | 15.34 | 11.97 | 0.8949 | 4000 | 82.8 |  |  |  | FALSE | FALSE | FALSE | [8 empty] | March, 30 2020 00:00:00 | FALSE | FALSE | FALSE | [6 empty] | AC | 120 | 277 | [5 empty] | FALSE
PN7D44MZ | Zhejiang Setec Lighting Co., Ltd. | SETEC | LLT-4-G-T8-12W-DBA-845 | Linear Replacement Lamp | T8 Four-Foot | Dual Mode Internal Driver (UL Type A and Type B) |  | standard | FALSE | [10 empty] | March, 15 2019 00:00:00 | Not Dimmable | Not Dimmable | No | Product Updated on 5/7/2019 | WWWCFB | [25 empty] | 5 | 1855 | 120.93 | 15.34 | 11.97 | 0.8949 | 4500 | 82.8 |  |  |  | FALSE | FALSE | FALSE | [8 empty] | March, 30 2020 00:00:00 | FALSE | FALSE | FALSE | [6 empty] | AC | 120 | 277 | [5 empty] | FALSE
PUZMQ8P8 | Zhejiang Setec Lighting Co., Ltd. | Zhejiang Setec Lighting Co., Ltd. | LLT-4-G-T8-15W-DBA-830 | Linear Replacement Lamp | T8 Four-Foot | Dual Mode Internal Driver (UL Type A and Type B) |  | standard | TRUE |  | 2095 | 115.68 | 18.11 | 9.34 | 0.9157 | 2931 | 82.6 | 5 | 50000 | March, 15 2019 00:00:00 | Not Dimmable | Not Dimmable | No |  | WWWCFC | [15 empty] | 84.8 |  | 1.2 | 1.32 | [6 empty] | 5 | 2102 | 116.26 | 18.08 | 9.34 | 0.9157 | 3000 | 82.6 |  |  |  | FALSE | FALSE | FALSE | [8 empty] | March, 30 2020 00:00:00 | FALSE | FALSE | FALSE | [6 empty] | AC | 120 | 277 | 277 |  |  |  |  | FALSE
PMBM2YRQ | Zhejiang Setec Lighting Co., Ltd. | SETEC | LLT-4-G-T8-12W-DBA-830 | Linear Replacement Lamp | T8 Four-Foot | Dual Mode Internal Driver (UL Type A and Type B) |  | standard | TRUE |  | 1746 | 114.49 | 15.25 | 11.97 | 0.8949 | 2929 | 82.8 | 5 | 50000 | March, 15 2019 00:00:00 | Not Dimmable | Not Dimmable | No | Product Updated on 5/7/2019 | WWWCFB | [15 empty] | 84.9 |  | 1.2 | 1.3 | [6 empty] | 5 | 1736 | 114.89 | 15.11 | 11.97 | 0.8949 | 3000 | 82.8 |  |  |  | FALSE | FALSE | FALSE | [8 empty] | March, 30 2020 00:00:00 | FALSE | FALSE | FALSE | [6 empty] | AC | 120 | 277 | 277 |  |  |  |  | FALSE
PL2ELX2RM3QA | Ebi Lighting | T8 Tubes | EBLT816W4FT - 5000K | Linear Replacement Lamp | T8 Four-Foot | Replacement Lamps (plug and play) (UL Type A) |  | standard | FALSE | [10 empty] | March, 13 2019 00:00:00 | Not Dimmable | Not Dimmable | NotYetVerified |  | VVVYBD | [25 empty] | 5 | 2132 | 130.4 | 16.35 | 20 | 0.9 | 5000 | 80.7 |  |  |  | FALSE | FALSE | FALSE | [8 empty] | March, 30 2020 00:00:00 | FALSE | FALSE | FALSE | [6 empty] | AC | [7 empty] | FALSE
PLVFTZCEP71X | Ebi Lighting | T8 Tubes | EBLT816W4FT - 3500K | Linear Replacement Lamp | T8 Four-Foot | Replacement Lamps (plug and play) (UL Type A) |  | standard | FALSE | [10 empty] | March, 13 2019 00:00:00 | Not Dimmable | Not Dimmable | NotYetVerified |  | VVVYBD | [25 empty] | 5 | 2132 | 130.4 | 16.35 | 20 | 0.9 | 3500 | 81.8 |  |  |  | FALSE | FALSE | FALSE | [8 empty] | March, 30 2020 00:00:00 | FALSE | FALSE | FALSE | [6 empty] | AC | [7 empty] | FALSE
PL8WEAS85WZG | Ebi Lighting | T8 Tubes | EBLT812W4FT - 5000K | Linear Replacement Lamp | T8 Four-Foot | Replacement Lamps (plug and play) (UL Type A) |  | standard | FALSE | [10 empty] | March, 13 2019 00:00:00 | Not Dimmable | Not Dimmable | NotYetVerified |  | VVVYBC | [25 empty] | 5 | 1718 | 132.46 | 12.97 | 20 | 0.9 | 5000 | 82 |  |  |  | FALSE | FALSE | FALSE | [8 empty] | March, 30 2020 00:00:00 | FALSE | FALSE | FALSE | [6 empty] | AC | [7 empty] | FALSE
PL0XW4BTY1E5 | Ebi Lighting | T8 Tubes | EBLT812W4FT - 3000K | Linear Replacement Lamp | T8 Four-Foot | Replacement Lamps (plug and play) (UL Type A) |  | standard | TRUE |  | 1718 | 132.46 | 12.97 | 7.38 | 0.9481 | 2954 | 81.6 | 5 | 50000 | March, 13 2019 00:00:00 | Not Dimmable | Not Dimmable | NotYetVerified |  | VVVYBC | [15 empty] | 85.5 |  | 1.12 | 1.16 | [6 empty] | 5 | 1718 | 132.46 | 12.97 | 20 | 0.9 | 3000 | 82 |  |  |  | FALSE | FALSE | FALSE | [8 empty] | March, 30 2020 00:00:00 | FALSE | FALSE | FALSE | [6 empty] | AC | [7 empty] | FALSE
PLLKLHN3Q4RU | Ebi Lighting | T8 Tubes | EBLT812W4FT - 3500K | Linear Replacement Lamp | T8 Four-Foot | Replacement Lamps (plug and play) (UL Type A) |  | standard | FALSE | [10 empty] | March, 13 2019 00:00:00 | Not Dimmable | Not Dimmable | NotYetVerified |  | VVVYBC | [25 empty] | 5 | 1718 | 132.46 | 12.97 | 20 | 0.9 | 3500 | 82 |  |  |  | FALSE | FALSE | FALSE | [8 empty] | March, 30 2020 00:00:00 | FALSE | FALSE | FALSE | [6 empty] | AC | [7 empty] | FALSE
PLPR40VDQWEI | Halco Lighting Technologies | Halco ProLED | T8FR12/835/DIR4/LED | Linear Replacement Lamp | T8 Four-Foot | Replacement Lamps (plug and play) (UL Type A) |  | standard | FALSE | [10 empty] | March, 13 2019 00:00:00 | Dimmable | Continuous Below 10 | FALSE |  | CCCGOI | [25 empty] | 4.4 | 1800 | 116 | 15.5 | 13.34 | 0.959 | 3500 | 83 |  |  |  | FALSE | FALSE | FALSE | [8 empty] | March, 13 2019 00:00:00 | FALSE | FALSE | FALSE | [6 empty] | AC | [7 empty] | FALSE
PL2THMZ77LFV | Halco Lighting Technologies | Halco ProLED | T8FR12/830/DIR4/LED | Linear Replacement Lamp | T8 Four-Foot | Replacement Lamps (plug and play) (UL Type A) |  | standard | TRUE |  | 1879 | 127.6 | 14.73 | 13.334 | 0.9586 | 3031 | 83.5 | 5 | 50000 | March, 13 2019 00:00:00 | Dimmable | Continuous Below 10 | No |  | CCCGOI | [15 empty] | 81.9 |  | 1.22 | 1.22 | [6 empty] | 5 | 1800 | 116 | 15.5 | 13.34 | 0.959 | 3000 | 83 |  |  |  | FALSE | FALSE | FALSE | [8 empty] | March, 30 2020 00:00:00 | FALSE | FALSE | FALSE | [6 empty] | AC | [7 empty] | FALSE
PLFCSLR0MYPJ | Ebi Lighting | T8 Tubes | EBLT816W4FT - 4000K | Linear Replacement Lamp | T8 Four-Foot | Replacement Lamps (plug and play) (UL Type A) |  | standard | FALSE | [10 empty] | March, 13 2019 00:00:00 | Not Dimmable | Not Dimmable | NotYetVerified |  | VVVYBD | [25 empty] | 5 | 2132 | 130.4 | 16.35 | 20 | 0.9 | 4000 | 81.8 |  |  |  | FALSE | FALSE | FALSE | [8 empty] | March, 30 2020 00:00:00 | FALSE | FALSE | FALSE | [6 empty] | AC | [7 empty] | FALSE
PL13J2GK2NIP | Halco Lighting Technologies | Halco ProLED | T8FR12/850/DIR4/LED | Linear Replacement Lamp | T8 Four-Foot | Replacement Lamps (plug and play) (UL Type A) |  | standard | FALSE | [10 empty] | March, 13 2019 00:00:00 | Dimmable | Continuous Below 10 | No |  | CCCGOI | [25 empty] | 5 | 1850 | 119 | 15.5 | 13.25 | 0.959 | 5000 | 83 |  |  |  | FALSE | FALSE | FALSE | [8 empty] | March, 30 2020 00:00:00 | FALSE | FALSE | FALSE | [6 empty] | AC | [7 empty] | FALSE
PLB0QWA7XVYC | Ebi Lighting | T8 Tubes | EBLT816W4FT - 3000K | Linear Replacement Lamp | T8 Four-Foot | Replacement Lamps (plug and play) (UL Type A) |  | standard | TRUE |  | 2132 | 130.4 | 16.35 | 9.14 | 0.902 | 3033 | 81.5 | 5 | 50000 | March, 13 2019 00:00:00 | Not Dimmable | Not Dimmable | NotYetVerified |  | VVVYBD | [15 empty] | 84.1 |  | 1.32 | 1.24 | [6 empty] | 5 | 2132 | 130.4 | 16.35 | 20 | 0.9 | 3000 | 81.8 |  |  |  | FALSE | FALSE | FALSE | [8 empty] | March, 30 2020 00:00:00 | FALSE | FALSE | FALSE | [6 empty] | AC | [7 empty] | FALSE
PL6VY9G73MQL | Halco Lighting Technologies | Halco ProLED | T8FR12/840/DIR4/LED | Linear Replacement Lamp | T8 Four-Foot | Replacement Lamps (plug and play) (UL Type A) |  | standard | FALSE | [10 empty] | March, 13 2019 00:00:00 | Dimmable | Continuous Below 10 | No |  | CCCGOI | [25 empty] | 5 | 1850 | 119 | 15.5 | 13.34 | 0.959 | 4000 | 83 |  |  |  | FALSE | FALSE | FALSE | [8 empty] | March, 30 2020 00:00:00 | FALSE | FALSE | FALSE | [6 empty] | AC | [7 empty] | FALSE
PLL6KVFVX7QU | Ebi Lighting | T8 Tubes | EBLT812W4FT - 4000K | Linear Replacement Lamp | T8 Four-Foot | Replacement Lamps (plug and play) (UL Type A) |  | standard | FALSE | [10 empty] | March, 13 2019 00:00:00 | Not Dimmable | Not Dimmable | NotYetVerified |  | VVVYBC | [25 empty] | 5 | 1718 | 132.46 | 12.97 | 20 | 0.9 | 4000 | 82 |  |  |  | FALSE | FALSE | FALSE | [8 empty] | March, 30 2020 00:00:00 | FALSE | FALSE | FALSE | [6 empty] | AC | [7 empty] | FALSE
PL7TAMKN4MZY | JD International Lighting, Inc. | Commerial LED | CLT99-15WT8FG-50-AB | Linear Replacement Lamp | T8 Four-Foot | Dual Mode Internal Driver (UL Type A and Type B) |  | standard | FALSE | [10 empty] | March, 11 2019 00:00:00 | Not Dimmable | Not Dimmable | No |  | VVVYAX | [25 empty] | 5 | 1900 | 127 | 15 | 10 | 0.9 | 5000 | 80 |  |  |  | FALSE | FALSE | FALSE | [8 empty] | March, 30 2020 00:00:00 | FALSE | FALSE | FALSE | [6 empty] | AC | [7 empty] | FALSE
PLPF4IIHZH5E | JD International Lighting, Inc. | Commerial LED | CLT99-15WT8FG-30-AB | Linear Replacement Lamp | T8 Four-Foot | Dual Mode Internal Driver (UL Type A and Type B) |  | standard | TRUE |  | 1986 | 127.7 | 15.55 | 5.45 | 0.99 | 3006 | 80.8 | 5 | 50000 | March, 11 2019 00:00:00 | Not Dimmable | Not Dimmable | No |  | VVVYAX | [15 empty] | 84.6 |  | 1.3 | 1.26 | [6 empty] | 5 | 1780 | 119 | 15 | 10 | 0.9 | 3000 | 80 |  |  |  | FALSE | FALSE | FALSE | [8 empty] | March, 30 2020 00:00:00 | FALSE | FALSE | FALSE | [6 empty] | AC | [7 empty] | FALSE
PL1BZSINRG8C | JD International Lighting, Inc. | Commerial LED | CLT99-15WT8FG-35-AB | Linear Replacement Lamp | T8 Four-Foot | Dual Mode Internal Driver (UL Type A and Type B) |  | standard | FALSE | [10 empty] | March, 11 2019 00:00:00 | Not Dimmable | Not Dimmable | No |  | VVVYAX | [25 empty] | 5 | 1780 | 119 | 15 | 10 | 0.9 | 3500 | 80 |  |  |  | FALSE | FALSE | FALSE | [8 empty] | March, 30 2020 00:00:00 | FALSE | FALSE | FALSE | [6 empty] | AC | [7 empty] | FALSE
PLJTO1CVAAEA | JD International Lighting, Inc. | Commerial LED | CLT99-15WT8FG-45-AB | Linear Replacement Lamp | T8 Four-Foot | Dual Mode Internal Driver (UL Type A and Type B) |  | standard | FALSE | [10 empty] | March, 11 2019 00:00:00 | Not Dimmable | Not Dimmable | No |  | VVVYAX | [25 empty] | 5 | 1900 | 127 | 15 | 10 | 0.9 | 4500 | 80 |  |  |  | FALSE | FALSE | FALSE | [8 empty] | March, 30 2020 00:00:00 | FALSE | FALSE | FALSE | [6 empty] | AC | [7 empty] | FALSE
PL34A1BSPJXN | JD International Lighting, Inc. | Commerial LED | CLT99-15WT8FG-40-AB | Linear Replacement Lamp | T8 Four-Foot | Dual Mode Internal Driver (UL Type A and Type B) |  | standard | FALSE | [10 empty] | March, 11 2019 00:00:00 | Not Dimmable | Not Dimmable | No |  | VVVYAX | [25 empty] | 5 | 1900 | 127 | 15 | 10 | 0.9 | 4000 | 80 |  |  |  | FALSE | FALSE | FALSE | [8 empty] | March, 30 2020 00:00:00 | FALSE | FALSE | FALSE | [6 empty] | AC | [7 empty] | FALSE
P2DKB92T | Hengdian Group Tospo Lighting Co.,Ltd | TOSPO | G9 TP120-277-10.5/T8 1800LM 4FT G13 DR GLASS 3000K | Linear Replacement Lamp | T8 Four-Foot | Replacement Lamps (plug and play) (UL Type A) |  | standard | TRUE |  | 1727 | 132.3 | 13.05 | 16.36 | 0.9487 | 3074 | 81.5 | 5 | 50000 | March, 08 2019 00:00:00 | Not Dimmable | Not Dimmable | No |  | EAEFVD | [15 empty] | 81.5 |  | 1.24 | 1.3 | [6 empty] | 5 | 1800 | 138 | 13 | 20 | 0.9 | 3000 | 82 |  |  |  | FALSE | FALSE | FALSE | [8 empty] | March, 30 2020 00:00:00 | FALSE | FALSE | FALSE | [6 empty] | AC |  |  | 277 |  |  |  |  | FALSE
P3WMCJJR | Hengdian Group Tospo Lighting Co.,Ltd | TOSPO | G9 TP120-277-14.5/T8 2200LM 4FT G13 DR GLASS 4000K | Linear Replacement Lamp | T8 Four-Foot | Replacement Lamps (plug and play) (UL Type A) |  | standard | FALSE | [10 empty] | March, 08 2019 00:00:00 | Not Dimmable | Not Dimmable | No |  | EAEFVE | [25 empty] | 5 | 2200 | 129 | 17 | 20 | 0.9 | 4000 | 82 |  |  |  | FALSE | FALSE | FALSE | [8 empty] | March, 30 2020 00:00:00 | FALSE | FALSE | FALSE | [6 empty] | AC | [7 empty] | FALSE
PZDBY1ST | Hengdian Group Tospo Lighting Co.,Ltd | TOSPO | G9 TP120-277-10.5/T8 1800LM 4FT G13 DR GLASS 3500K | Linear Replacement Lamp | T8 Four-Foot | Replacement Lamps (plug and play) (UL Type A) |  | standard | FALSE | [10 empty] | March, 08 2019 00:00:00 | Not Dimmable | Not Dimmable | No |  | EAEFVD | [25 empty] | 5 | 1800 | 138 | 13 | 20 | 0.9 | 3500 | 82 |  |  |  | FALSE | FALSE | FALSE | [8 empty] | March, 30 2020 00:00:00 | FALSE | FALSE | FALSE | [6 empty] | AC | [7 empty] | FALSE
PQG4S3N8 | Hengdian Group Tospo Lighting Co.,Ltd | TOSPO | G9 TP120-277-10.5/T8 1800LM 4FT G13 DR GLASS 4000K | Linear Replacement Lamp | T8 Four-Foot | Replacement Lamps (plug and play) (UL Type A) |  | standard | FALSE | [10 empty] | March, 08 2019 00:00:00 | Not Dimmable | Not Dimmable | No |  | EAEFVD | [25 empty] | 5 | 1800 | 138 | 13 | 20 | 0.9 | 4000 | 82 |  |  |  | FALSE | FALSE | FALSE | [8 empty] | March, 30 2020 00:00:00 | FALSE | FALSE | FALSE | [6 empty] | AC | [7 empty] | FALSE
PBGDCOQB | Hengdian Group Tospo Lighting Co.,Ltd | TOSPO | G9 TP120-277-10.5/T8 1800LM 4FT G13 DR GLASS 5000K | Linear Replacement Lamp | T8 Four-Foot | Replacement Lamps (plug and play) (UL Type A) |  | standard | FALSE | [10 empty] | March, 08 2019 00:00:00 | Not Dimmable | Not Dimmable | No |  | EAEFVD | [25 empty] | 5 | 1800 | 138 | 13 | 20 | 0.9 | 5000 | 82 |  |  |  | FALSE | FALSE | FALSE | [8 empty] | March, 30 2020 00:00:00 | FALSE | FALSE | FALSE | [6 empty] | AC | [7 empty] | FALSE
PZ3ZLGSW | Hengdian Group Tospo Lighting Co.,Ltd | TOSPO | G9 TP120-277-14.5/T8 2200LM 4FT G13 DR GLASS 5000K | Linear Replacement Lamp | T8 Four-Foot | Replacement Lamps (plug and play) (UL Type A) |  | standard | FALSE | [10 empty] | March, 08 2019 00:00:00 | Not Dimmable | Not Dimmable | No |  | EAEFVE | [25 empty] | 5 | 2200 | 129 | 17 | 20 | 0.9 | 5000 | 82 |  |  |  | FALSE | FALSE | FALSE | [8 empty] | March, 30 2020 00:00:00 | FALSE | FALSE | FALSE | [6 empty] | AC | [7 empty] | FALSE
PN9SKXGN | Hengdian Group Tospo Lighting Co.,Ltd | TOSPO | G9 TP120-277-14.5/T8 2200LM 4FT G13 DR GLASS 3500K | Linear Replacement Lamp | T8 Four-Foot | Replacement Lamps (plug and play) (UL Type A) |  | standard | FALSE | [10 empty] | March, 08 2019 00:00:00 | Not Dimmable | Not Dimmable | No |  | EAEFVE | [25 empty] | 5 | 2200 | 129 | 17 | 20 | 0.9 | 3500 | 82 |  |  |  | FALSE | FALSE | FALSE | [8 empty] | March, 30 2020 00:00:00 | FALSE | FALSE | FALSE | [6 empty] | AC | [7 empty] | FALSE
POAV7NZ2 | Hengdian Group Tospo Lighting Co.,Ltd | TOSPO | G9 TP120-277-14.5/T8 2200LM 4FT G13 DR GLASS 3000K | Linear Replacement Lamp | T8 Four-Foot | Replacement Lamps (plug and play) (UL Type A) |  | standard | TRUE |  | 2292 | 132.1 | 17.35 | 10.78 | 0.9657 | 3015 | 82.7 | 5 | 50000 | March, 08 2019 00:00:00 | Not Dimmable | Not Dimmable | No |  | EAEFVE | [15 empty] | 82 |  | 1.26 | 1.34 | [6 empty] | 5 | 2200 | 129 | 17 | 20 | 0.9 | 3000 | 82 |  |  |  | FALSE | FALSE | FALSE | [8 empty] | March, 30 2020 00:00:00 | FALSE | FALSE | FALSE | [6 empty] | AC |  |  | 277 |  |  |  |  | FALSE
PY4UF2KG | WING (SHANGHAI) INTERNATIONAL TRADE CO LTD | TPS | L48T8-830-13P-G6R-EB | Linear Replacement Lamp | T8 Four-Foot | Replacement Lamps (plug and play) (UL Type A) |  | standard | TRUE |  | 1890 | 117.8 | 16.05 | 10.93 | 0.9521 | 2959 | 81.9 | 5 | 50000 | March, 01 2019 00:00:00 | Dimmable | Continuous Above 10 | No |  | RRRVDG | [15 empty] | 81.1 |  | 1.28 | 1.36 | [6 empty] | 5 | 1900 | 116 | 16.5 | 20 | 0.9 | 3000 | 82 |  |  |  | FALSE | FALSE | FALSE | [8 empty] | March, 30 2020 00:00:00 | FALSE | FALSE | FALSE | [6 empty] | AC |  |  | 277 |  | 1900 | 16.5 |  | FALSE
PQ9GBK0W | WING (SHANGHAI) INTERNATIONAL TRADE CO LTD | TPS | L48T8-835-13P-G6R-EB | Linear Replacement Lamp | T8 Four-Foot | Replacement Lamps (plug and play) (UL Type A) |  | standard | FALSE | [10 empty] | March, 01 2019 00:00:00 | Dimmable | Continuous Above 10 | FALSE |  | RRRVDG | [25 empty] | 4.4 | 1900 | 116 | 16.5 | 20 | 0.9 | 3500 | 82 |  |  |  | FALSE | FALSE | FALSE | [8 empty] | March, 01 2019 00:00:00 | FALSE | FALSE | FALSE | [6 empty] | AC |  |  |  |  | 1900 | 16.5 |  | FALSE
P0DA3VIX | WING (SHANGHAI) INTERNATIONAL TRADE CO LTD | TPS | L48T8-840-13P-G6R-EB | Linear Replacement Lamp | T8 Four-Foot | Replacement Lamps (plug and play) (UL Type A) |  | standard | FALSE | [10 empty] | March, 01 2019 00:00:00 | Dimmable | Continuous Above 10 | No | Product Updated 5/2/2019 | RRRVDG | [25 empty] | 5 | 2000 | 122 | 16.5 | 20 | 0.9 | 4000 | 82 |  |  |  | FALSE | FALSE | FALSE | [8 empty] | March, 30 2020 00:00:00 | FALSE | FALSE | FALSE | [6 empty] | AC |  |  |  |  | 2000 | 16.5 |  | FALSE
P62V561D | WING (SHANGHAI) INTERNATIONAL TRADE CO LTD | TPS | L48T8-850-13P-G6R-EB | Linear Replacement Lamp | T8 Four-Foot | Replacement Lamps (plug and play) (UL Type A) |  | standard | FALSE | [10 empty] | March, 01 2019 00:00:00 | Dimmable | Continuous Above 10 | No | Product Updated 5/2/2019 | RRRVDG | [25 empty] | 5 | 2000 | 122 | 16.5 | 20 | 0.9 | 5000 | 82 |  |  |  | FALSE | FALSE | FALSE | [8 empty] | March, 30 2020 00:00:00 | FALSE | FALSE | FALSE | [6 empty] | AC |  |  |  |  | 2000 | 16.5 |  | FALSE
PLAQAQ0N | WING (SHANGHAI) INTERNATIONAL TRADE CO LTD | TPS | L48T8-850-14P-G6R-EB | Linear Replacement Lamp | T8 Four-Foot | Replacement Lamps (plug and play) (UL Type A) |  | standard | FALSE | [10 empty] | February, 27 2019 00:00:00 | Dimmable | Continuous Above 10 | FALSE |  | AABAKR | [25 empty] | 5 | 2300 | 132 | 17.5 | 20 | 0.9 | 5000 | 82 |  |  |  | FALSE | FALSE | FALSE | [8 empty] | March, 30 2020 00:00:00 | FALSE | FALSE | FALSE | [6 empty] | AC | [5 empty] | 17.5 |  | FALSE
P2BBU9TI | WING (SHANGHAI) INTERNATIONAL TRADE CO LTD | TPS | L48T8-835-14P-G6R-EB | Linear Replacement Lamp | T8 Four-Foot | Replacement Lamps (plug and play) (UL Type A) |  | standard | FALSE | [10 empty] | February, 27 2019 00:00:00 | Dimmable | Continuous Above 10 | FALSE |  | AABAKR | [25 empty] | 5 | 2200 | 126 | 17.5 | 20 | 0.9 | 3500 | 82 |  |  |  | FALSE | FALSE | FALSE | [8 empty] | March, 30 2020 00:00:00 | FALSE | FALSE | FALSE | [6 empty] | AC | [5 empty] | 17.5 |  | FALSE
PMJN6671 | WING (SHANGHAI) INTERNATIONAL TRADE CO LTD | TPS | L48T8-840-14P-G6R-EB | Linear Replacement Lamp | T8 Four-Foot | Replacement Lamps (plug and play) (UL Type A) |  | standard | FALSE | [10 empty] | February, 27 2019 00:00:00 | Dimmable | Continuous Above 10 | FALSE |  | AABAKR | [25 empty] | 5 | 2300 | 132 | 17.5 | 20 | 0.9 | 4000 | 82 |  |  |  | FALSE | FALSE | FALSE | [8 empty] | March, 30 2020 00:00:00 | FALSE | FALSE | FALSE | [6 empty] | AC | [5 empty] | 17.5 |  | FALSE
P47EUEIL | WING (SHANGHAI) INTERNATIONAL TRADE CO LTD | TPS | L48T8-830-14P-G6R-EB | Linear Replacement Lamp | T8 Four-Foot | Replacement Lamps (plug and play) (UL Type A) |  | standard | TRUE |  | 2211 | 123.7 | 17.85 | 9.45 | 0.9599 | 2963 | 81.9 | 5 | 50000 | February, 27 2019 00:00:00 | Dimmable | Continuous Above 10 | FALSE |  | AABAKR | [15 empty] | 81.2 |  | 1.26 | 1.32 | [6 empty] | 5 | 2200 | 126 | 17.5 | 20 | 0.9 | 3000 | 82 |  |  |  | FALSE | FALSE | FALSE | [8 empty] | March, 30 2020 00:00:00 | FALSE | FALSE | FALSE | [6 empty] | AC |  |  | 120 |  |  | 17.5 |  | FALSE
PL7T9C55HDJD | Midgard Enterprises LLC | Midgard Enterprises LLC | MDGPV-4FT-18WAB-5000K | Linear Replacement Lamp | T8 Four-Foot | Dual Mode Internal Driver (UL Type A and Type B) |  | standard | FALSE | [10 empty] | February, 25 2019 00:00:00 | Not Dimmable | Not Dimmable | No |  | VVVXXX | [25 empty] | 5 | 2298.7 | 120.1 | 19.1 | 13.3 | 0.925 | 4970 | 83.3 |  |  |  | FALSE | FALSE | FALSE | [8 empty] | March, 30 2020 00:00:00 | FALSE | FALSE | FALSE | [6 empty] | AC | [7 empty] | FALSE
PKJ90E3V | Signify North America Corporation | PHILIPS | 9290020159 | Linear Replacement Lamp | T8 Four-Foot | Replacement Lamps (plug and play) (UL Type A) |  | standard | TRUE |  | 1666 | 139.8 | 11.92 | 16.73 | 0.9428 | 3430 | 83.8 | 5 | 50000 | February, 25 2019 00:00:00 | Not Dimmable | Not Dimmable | No |  | KKLANG | [15 empty] | 84.36 |  | 1.21 | 1.02 | [6 empty] | 4.4 | 1500 | 115.38 | 13 | 20 | 0.9 | 3500 | 82 |  |  |  | FALSE | FALSE | FALSE | [8 empty] | February, 25 2019 00:00:00 | FALSE | FALSE | FALSE | [6 empty] | AC |  |  | 120 |  |  |  |  | FALSE
PL8I8BZSVRDW | Midgard Enterprises LLC | Midgard Enterprises LLC | MDGPV-4FT-18WAB-3000K | Linear Replacement Lamp | T8 Four-Foot | Dual Mode Internal Driver (UL Type A and Type B) |  | standard | TRUE |  | 2213.37 | 115.4 | 19.18 | 13.2 | 0.925 | 2909 | 81.4 | 5 | 50000 | February, 25 2019 00:00:00 | Not Dimmable | Not Dimmable | No |  | VVVXXX | [15 empty] | 78.1 |  | 1.18 | 1.24 | [6 empty] | 5 | 2213.3 | 115.4 | 19.1 | 13.3 | 0.925 | 2909 | 81.4 |  |  |  | FALSE | FALSE | FALSE | [8 empty] | March, 30 2020 00:00:00 | FALSE | FALSE | FALSE | [6 empty] | AC | [7 empty] | FALSE
PWJ4POK1 | Signify North America Corporation | Philips | 9290020160 | Linear Replacement Lamp | T8 Four-Foot | Replacement Lamps (plug and play) (UL Type A) |  | standard | FALSE | [10 empty] | February, 25 2019 00:00:00 | Not Dimmable | Not Dimmable | No |  | KKLANG | [25 empty] | 5 | 1600 | 123.07 | 13 | 20 | 0.9 | 4000 | 82 |  |  |  | FALSE | FALSE | FALSE | [8 empty] | March, 30 2020 00:00:00 | FALSE | FALSE | FALSE | [6 empty] | AC | [7 empty] | FALSE
P4VDOLRU | Signify North America Corporation | Philips | 9290020161 | Linear Replacement Lamp | T8 Four-Foot | Replacement Lamps (plug and play) (UL Type A) |  | standard | FALSE | [10 empty] | February, 25 2019 00:00:00 | Not Dimmable | Not Dimmable | No |  | KKLANG | [25 empty] | 5 | 1600 | 123.07 | 13 | 20 | 0.9 | 5000 | 82 |  |  |  | FALSE | FALSE | FALSE | [8 empty] | March, 30 2020 00:00:00 | FALSE | FALSE | FALSE | [6 empty] | AC | [7 empty] | FALSE
PXE6JDB4 | WING (SHANGHAI) INTERNATIONAL TRADE CO LTD | TPS | L48T8-840-13P-G1A-EB | Linear Replacement Lamp | T8 Four-Foot | Replacement Lamps (plug and play) (UL Type A) |  | standard | FALSE | [10 empty] | February, 22 2019 00:00:00 | Dimmable | Continuous Above 10 | No |  | RRRVCZ | [25 empty] | 5 | 2000 | 122 | 16.5 | 20 | 0.9 | 4000 | 82 |  |  |  | FALSE | FALSE | FALSE | [8 empty] | March, 30 2020 00:00:00 | FALSE | FALSE | FALSE | [6 empty] | AC |  |  |  |  | 2000 | 16.5 |  | FALSE
PGA2N9WQ | WING (SHANGHAI) INTERNATIONAL TRADE CO LTD | TPS | L48T8-850-13P-G1A-EB | Linear Replacement Lamp | T8 Four-Foot | Replacement Lamps (plug and play) (UL Type A) |  | standard | FALSE | [10 empty] | February, 22 2019 00:00:00 | Dimmable | Continuous Above 10 | No |  | RRRVCZ | [25 empty] | 5 | 2000 | 122 | 16.5 | 20 | 0.9 | 5000 | 82 |  |  |  | FALSE | FALSE | FALSE | [8 empty] | March, 30 2020 00:00:00 | FALSE | FALSE | FALSE | [6 empty] | AC |  |  |  |  | 2000 | 16.5 |  | FALSE
PE8YZ3HO | WING (SHANGHAI) INTERNATIONAL TRADE CO LTD | TPS | L48T8-830-13P-G1A-EB | Linear Replacement Lamp | T8 Four-Foot | Replacement Lamps (plug and play) (UL Type A) |  | standard | TRUE |  | 1900 | 118.3 | 16.06 | 10.91 | 0.9519 | 2958 | 82.1 | 5 | 50000 | February, 22 2019 00:00:00 | Dimmable | Continuous Above 10 | No |  | RRRVCZ | [15 empty] | 81.2 |  | 1.28 | 1.34 | [6 empty] | 5 | 1900 | 116 | 16.5 | 20 | 0.9 | 3000 | 82 |  |  |  | FALSE | FALSE | FALSE | [8 empty] | March, 30 2020 00:00:00 | FALSE | FALSE | FALSE | [6 empty] | AC |  |  | 277 |  | 1900 | 16.5 |  | FALSE
PL0NWYTS0ZZR | MaxLite Inc. | MaxLite | L12T8AB440-CG | Linear Replacement Lamp | T8 Four-Foot | Dual Mode Internal Driver (UL Type A and Type B) |  | standard | FALSE | [10 empty] | February, 22 2019 00:00:00 | Dimmable | Continuous Below 10 | No |  | VVVXXU | [25 empty] | 5 | 1900 | 123 | 15.5 | 20 | 0.9 | 4000 | 83 |  |  |  | FALSE | FALSE | FALSE | [8 empty] | March, 30 2020 00:00:00 | FALSE | FALSE | FALSE | [6 empty] | AC | [7 empty] | FALSE
PL5I8LN5D171 | MaxLite Inc. | MaxLite | L12T8AB430-CG | Linear Replacement Lamp | T8 Four-Foot | Dual Mode Internal Driver (UL Type A and Type B) |  | standard | TRUE |  | 2023 | 128.1 | 15.79 | 20.3 | 0.9161 | 2949 | 80.5 | 5 | 50000 | February, 22 2019 00:00:00 | Dimmable | Continuous Below 10 | No |  | VVVXXU | [15 empty] | 81.9 |  | 1.24 | 1.3 | [6 empty] | 5 | 1800 | 116 | 15.5 | 20 | 0.9 | 3000 | 83 |  |  |  | FALSE | FALSE | FALSE | [8 empty] | March, 30 2020 00:00:00 | FALSE | FALSE | FALSE | [6 empty] | AC | [7 empty] | FALSE
PEQB81MU | WING (SHANGHAI) INTERNATIONAL TRADE CO LTD | TPS | L48T8-835-13P-G1A-EB | Linear Replacement Lamp | T8 Four-Foot | Replacement Lamps (plug and play) (UL Type A) |  | standard | FALSE | [10 empty] | February, 22 2019 00:00:00 | Dimmable | Continuous Above 10 | FALSE |  | RRRVCZ | [25 empty] | 4.4 | 1900 | 116 | 16.5 | 20 | 0.9 | 3500 | 82 |  |  |  | FALSE | FALSE | FALSE | [8 empty] | February, 22 2019 00:00:00 | FALSE | FALSE | FALSE | [6 empty] | AC |  |  |  |  | 1900 | 16.5 |  | FALSE
PLF6U1JY4KRM | MaxLite Inc. | Maxlite | L12T8AB435-CG | Linear Replacement Lamp | T8 Four-Foot | Dual Mode Internal Driver (UL Type A and Type B) |  | standard | FALSE | [10 empty] | February, 22 2019 00:00:00 | Dimmable | Continuous Below 10 | No |  | VVVXXU | [25 empty] | 4.4 | 1800 | 116 | 15.5 | 20 | 0.9 | 3500 | 83 |  |  |  | FALSE | FALSE | FALSE | [8 empty] | February, 22 2019 00:00:00 | FALSE | FALSE | FALSE | [6 empty] | AC | [7 empty] | FALSE
PLVXLG8KIZUW | MaxLite Inc. | MaxLite | L12T8AB450-CG | Linear Replacement Lamp | T8 Four-Foot | Dual Mode Internal Driver (UL Type A and Type B) |  | standard | FALSE | [10 empty] | February, 22 2019 00:00:00 | Dimmable | Continuous Below 10 | No |  | VVVXXU | [25 empty] | 5 | 1900 | 123 | 15.5 | 20 | 0.9 | 5000 | 83 |  |  |  | FALSE | FALSE | FALSE | [8 empty] | March, 30 2020 00:00:00 | FALSE | FALSE | FALSE | [6 empty] | AC | [7 empty] | FALSE
PL4ZHRYYIK99 | Revolution Lighting Technologies, Inc. | Revolution Lighting Technology | 204222-222-XXX [-A or Blank] | Linear Replacement Lamp | T8 Four-Foot | Replacement Lamps (plug and play) (UL Type A) |  | standard | FALSE | [10 empty] | February, 19 2019 00:00:00 | Not Dimmable | Not Dimmable | No |  | IIIMYN | [25 empty] | 5 | 2083 | 128.03 | 16.27 | 9.61 | 0.95 | 3500 | 81.9 |  |  |  | FALSE | FALSE | FALSE | [8 empty] | March, 30 2020 00:00:00 | FALSE | FALSE | FALSE | [6 empty] | AC | [7 empty] | FALSE
PLF5VAU11037 | Revolution Lighting Technologies, Inc. | Revolution Lighting Technology | 204221-222-XXX [-A or Blank] | Linear Replacement Lamp | T8 Four-Foot | Replacement Lamps (plug and play) (UL Type A) |  | standard | FALSE | [10 empty] | February, 19 2019 00:00:00 | Not Dimmable | Not Dimmable | No |  | IIIMYM | [25 empty] | 5 | 1823 | 127.39 | 14.31 | 10.69 | 0.9358 | 3500 | 82 |  |  |  | FALSE | FALSE | FALSE | [8 empty] | March, 30 2020 00:00:00 | FALSE | FALSE | FALSE | [6 empty] | AC | [7 empty] | FALSE
PLHDBN4GZ0RX | Revolution Lighting Technologies, Inc. | Revolution Lighting Technology | 204222-225-XXX [-A or Blank] | Linear Replacement Lamp | T8 Four-Foot | Replacement Lamps (plug and play) (UL Type A) |  | standard | FALSE | [10 empty] | February, 19 2019 00:00:00 | Not Dimmable | Not Dimmable | No |  | IIIMYN | [25 empty] | 5 | 2119 | 129.84 | 16.32 | 9.41 | 0.9538 | 5000 | 82.4 |  |  |  | FALSE | FALSE | FALSE | [8 empty] | March, 30 2020 00:00:00 | FALSE | FALSE | FALSE | [6 empty] | AC | [7 empty] | FALSE
PLYK3086J8JP | Revolution Lighting Technologies, Inc. | Revolution Lighting Technology | 204223-222-XXX [-A or Blank] | Linear Replacement Lamp | T8 Four-Foot | Replacement Lamps (plug and play) (UL Type A) |  | standard | FALSE | [10 empty] | February, 19 2019 00:00:00 | Not Dimmable | Not Dimmable | No |  | IIIMYO | [25 empty] | 5 | 2343 | 124.36 | 18.84 | 8.9 | 0.9596 | 3500 | 82 |  |  |  | FALSE | FALSE | FALSE | [8 empty] | March, 30 2020 00:00:00 | FALSE | FALSE | FALSE | [6 empty] | AC | [7 empty] | FALSE
PLM9GSW7NTQ1 | Revolution Lighting Technologies, Inc. | Revolution Lighting Technology | 204220-221-XXX [-A or Blank] | Linear Replacement Lamp | T8 Four-Foot | Replacement Lamps (plug and play) (UL Type A) |  | standard | TRUE |  | 1673 | 123.93 | 13.5 | 10.76 | 0.9304 | 3005 | 81.9 | 5 |  | February, 19 2019 00:00:00 | Not Dimmable | Not Dimmable | No |  | IIIMYL | [15 empty] | 84.5 |  | 1.27 | 1.18 | [6 empty] | 5 | 1670 | 125.19 | 13.34 | 10.76 | 0.9304 | 3000 | 81.9 |  |  |  | FALSE | FALSE | FALSE | [8 empty] | March, 30 2020 00:00:00 | FALSE | FALSE | FALSE | [6 empty] | AC |  |  | 277 |  |  |  |  | FALSE
PL7FL5BZTJEI | Revolution Lighting Technologies, Inc. | Revolution Lighting Technology | 204223-225-XXX [-A or Blank] | Linear Replacement Lamp | T8 Four-Foot | Replacement Lamps (plug and play) (UL Type A) |  | standard | FALSE | [10 empty] | February, 19 2019 00:00:00 | Not Dimmable | Not Dimmable | No |  | IIIMYO | [25 empty] | 5 | 2383 | 126.02 | 18.91 | 8.71 | 0.9608 | 5000 | 82.6 |  |  |  | FALSE | FALSE | FALSE | [8 empty] | March, 30 2020 00:00:00 | FALSE | FALSE | FALSE | [6 empty] | AC | [7 empty] | FALSE
PLHTO2Y2YBDI | Revolution Lighting Technologies, Inc. | Revolution Lighting Technology | 204222-221-XXX [-A or Blank] | Linear Replacement Lamp | T8 Four-Foot | Replacement Lamps (plug and play) (UL Type A) |  | standard | TRUE |  | 2071 | 127.76 | 16.21 | 9.61 | 0.95 | 3007 | 81.9 | 5 | 50000 | February, 19 2019 00:00:00 | Not Dimmable | Not Dimmable | No |  | IIIMYN | [15 empty] | 84.5 |  | 1.2 | 1.3 | [6 empty] | 5 | 2071 | 127.76 | 16.21 | 9.61 | 0.95 | 3000 | 81.9 |  |  |  | FALSE | FALSE | FALSE | [8 empty] | March, 30 2020 00:00:00 | FALSE | FALSE | FALSE | [6 empty] | AC |  |  | 120 |  |  |  |  | FALSE
PLPWSD6WPHST | Revolution Lighting Technologies, Inc. | Revolution Lighting Technology | 204223-221-XXX [-A or Blank] | Linear Replacement Lamp | T8 Four-Foot | Replacement Lamps (plug and play) (UL Type A) |  | standard | TRUE |  | 2330 | 124.2 | 18.76 | 8.9 | 0.9596 | 3004 | 82 | 5 | 50000 | February, 19 2019 00:00:00 | Not Dimmable | Not Dimmable | No |  | IIIMYO | [15 empty] | 84.4 |  | 1.2 | 1.3 | [6 empty] | 5 | 2330 | 124.2 | 18.76 | 8.9 | 0.9596 | 3000 | 82 |  |  |  | FALSE | FALSE | FALSE | [8 empty] | March, 30 2020 00:00:00 | FALSE | FALSE | FALSE | [6 empty] | AC |  |  | 120 |  |  |  |  | FALSE
PLF78JI2IF0U | Revolution Lighting Technologies, Inc. | Revolution Lighting Technology | 204220-222-XXX [-A or Blank] | Linear Replacement Lamp | T8 Four-Foot | Replacement Lamps (plug and play) (UL Type A) |  | standard | FALSE | [10 empty] | February, 19 2019 00:00:00 | Not Dimmable | Not Dimmable | No |  | IIIMYL | [25 empty] | 5 | 1676 | 125.54 | 13.35 | 10.76 | 0.9304 | 3500 | 81.9 |  |  |  | FALSE | FALSE | FALSE | [8 empty] | March, 30 2020 00:00:00 | FALSE | FALSE | FALSE | [6 empty] | AC | [7 empty] | FALSE
PLLLNHCFK62G | Revolution Lighting Technologies, Inc. | Revolution Lighting Technology | 204221-223-XXX [-A or Blank] | Linear Replacement Lamp | T8 Four-Foot | Replacement Lamps (plug and play) (UL Type A) |  | standard | FALSE | [10 empty] | February, 19 2019 00:00:00 | Not Dimmable | Not Dimmable | No |  | IIIMYM | [25 empty] | 5 | 1827 | 127.67 | 14.31 | 10.69 | 0.9358 | 4000 | 82 |  |  |  | FALSE | FALSE | FALSE | [8 empty] | March, 30 2020 00:00:00 | FALSE | FALSE | FALSE | [6 empty] | AC | [7 empty] | FALSE
PLNY7DHVNOKH | Revolution Lighting Technologies, Inc. | Revolution Lighting Technology | 204220-223-XXX [-A or Blank] | Linear Replacement Lamp | T8 Four-Foot | Replacement Lamps (plug and play) (UL Type A) |  | standard | FALSE | [10 empty] | February, 19 2019 00:00:00 | Not Dimmable | Not Dimmable | No |  | IIIMYL | [25 empty] | 5 | 1683 | 126.07 | 13.35 | 10.76 | 0.9304 | 4000 | 81.9 |  |  |  | FALSE | FALSE | FALSE | [8 empty] | March, 30 2020 00:00:00 | FALSE | FALSE | FALSE | [6 empty] | AC | [7 empty] | FALSE
PLRBCB3NYOWD | Revolution Lighting Technologies, Inc. | Revolution Lighting Technology | 204223-223-XXX [-A or Blank] | Linear Replacement Lamp | T8 Four-Foot | Replacement Lamps (plug and play) (UL Type A) |  | standard | FALSE | [10 empty] | February, 19 2019 00:00:00 | Not Dimmable | Not Dimmable | No |  | IIIMYO | [25 empty] | 5 | 2357 | 125.11 | 18.84 | 8.9 | 0.9596 | 4000 | 82 |  |  |  | FALSE | FALSE | FALSE | [8 empty] | March, 30 2020 00:00:00 | FALSE | FALSE | FALSE | [6 empty] | AC | [7 empty] | FALSE
PL8OZRZOECNI | Revolution Lighting Technologies, Inc. | Revolution Lighting Technology | 204220-225-XXX [-A or Blank] | Linear Replacement Lamp | T8 Four-Foot | Replacement Lamps (plug and play) (UL Type A) |  | standard | FALSE | [10 empty] | February, 19 2019 00:00:00 | Not Dimmable | Not Dimmable | No |  | IIIMYL | [25 empty] | 5 | 1695 | 126.97 | 13.35 | 10.49 | 0.9318 | 5000 | 82.5 |  |  |  | FALSE | FALSE | FALSE | [8 empty] | March, 30 2020 00:00:00 | FALSE | FALSE | FALSE | [6 empty] | AC | [7 empty] | FALSE
PL5AX8L0A3WH | Revolution Lighting Technologies, Inc. | Revolution Lighting Technology | 204221-221-XXX [-A or Blank] | Linear Replacement Lamp | T8 Four-Foot | Replacement Lamps (plug and play) (UL Type A) |  | standard | TRUE |  | 1826 | 126.1 | 14.48 | 10.69 | 0.9358 | 3011 | 82 | 5 | 50000 | February, 19 2019 00:00:00 | Not Dimmable | Not Dimmable | No |  | IIIMYM | [15 empty] | 84.4 |  | 1.2 | 1.28 | [6 empty] | 5 | 1820 | 126.92 | 14.34 | 10.69 | 0.9358 | 3000 | 82 |  |  |  | FALSE | FALSE | FALSE | [8 empty] | March, 30 2020 00:00:00 | FALSE | FALSE | FALSE | [6 empty] | AC |  |  | 277 |  |  |  |  | FALSE
PLAWZQU9JCIE | Revolution Lighting Technologies, Inc. | Revolution Lighting Technology | 204221-225-XXX [-A or Blank] | Linear Replacement Lamp | T8 Four-Foot | Replacement Lamps (plug and play) (UL Type A) |  | standard | FALSE | [10 empty] | February, 19 2019 00:00:00 | Not Dimmable | Not Dimmable | No |  | IIIMYM | [25 empty] | 5 | 1833 | 128.36 | 14.28 | 10.33 | 0.9369 | 5000 | 82.5 |  |  |  | FALSE | FALSE | FALSE | [8 empty] | March, 30 2020 00:00:00 | FALSE | FALSE | FALSE | [6 empty] | AC | [7 empty] | FALSE
PLU1PPBJQTAB | Revolution Lighting Technologies, Inc. | Revolution Lighting Technology | 204222-223-XXX [-A or Blank] | Linear Replacement Lamp | T8 Four-Foot | Replacement Lamps (plug and play) (UL Type A) |  | standard | FALSE | [10 empty] | February, 19 2019 00:00:00 | Not Dimmable | Not Dimmable | No |  | IIIMYN | [25 empty] | 5 | 2095 | 128.76 | 16.27 | 9.61 | 0.95 | 4000 | 81.9 |  |  |  | FALSE | FALSE | FALSE | [8 empty] | March, 30 2020 00:00:00 | FALSE | FALSE | FALSE | [6 empty] | AC | [7 empty] | FALSE
PLXSKBXLRZ2H | Huntington Lighting LLC | Huntington | HLAT8414W35N | Linear Replacement Lamp | T8 Four-Foot | Replacement Lamps (plug and play) (UL Type A) |  | standard | FALSE | [10 empty] | February, 14 2019 00:00:00 | Not Dimmable | Not Dimmable | No |  | IIIMYB | [25 empty] | 5 | 2150 | 155 | 14 | 20 | 0.9 | 3500 | 80 |  |  |  | FALSE | FALSE | FALSE | [8 empty] | March, 30 2020 00:00:00 | FALSE | FALSE | FALSE | [6 empty] | AC | [7 empty] | FALSE
PLXBTED5TDYX | Huntington Lighting LLC | Huntington | HLAT8416W30N | Linear Replacement Lamp | T8 Four-Foot | Replacement Lamps (plug and play) (UL Type A) |  | standard | TRUE |  | 2419 | 134.02 | 18.05 | 8.939 | 0.972 | 3060 | 82.8 | 5 | 50000 | February, 14 2019 00:00:00 | Not Dimmable | Not Dimmable | No |  | IIIMYC | [15 empty] | 84.8 |  | 1.24 | 1.18 | [6 empty] | 5 | 2590 | 152 | 17 | 20 | 0.9 | 3000 | 80 |  |  |  | FALSE | FALSE | FALSE | [8 empty] | March, 30 2020 00:00:00 | FALSE | FALSE | FALSE | [6 empty] | AC | [7 empty] | FALSE
PL3K7LRREWZU | Huntington Lighting LLC | Huntington | HLAT8412W50N | Linear Replacement Lamp | T8 Four-Foot | Replacement Lamps (plug and play) (UL Type A) |  | standard | FALSE | [10 empty] | February, 14 2019 00:00:00 | Not Dimmable | Not Dimmable | No |  | IIIMYA | [25 empty] | 5 | 1850 | 155 | 12 | 20 | 0.9 | 5000 | 80 |  |  |  | FALSE | FALSE | FALSE | [8 empty] | March, 30 2020 00:00:00 | FALSE | FALSE | FALSE | [6 empty] | AC | [7 empty] | FALSE
PLARWSZ2GDPS | Huntington Lighting LLC | Huntington | HLAT8414W40N | Linear Replacement Lamp | T8 Four-Foot | Replacement Lamps (plug and play) (UL Type A) |  | standard | FALSE | [10 empty] | February, 14 2019 00:00:00 | Not Dimmable | Not Dimmable | No |  | IIIMYB | [25 empty] | 5 | 2150 | 155 | 14 | 20 | 0.9 | 4000 | 80 |  |  |  | FALSE | FALSE | FALSE | [8 empty] | March, 30 2020 00:00:00 | FALSE | FALSE | FALSE | [6 empty] | AC | [7 empty] | FALSE
PLCLTYRKVXIV | Huntington Lighting LLC | Huntington | HLAT8414W50N | Linear Replacement Lamp | T8 Four-Foot | Replacement Lamps (plug and play) (UL Type A) |  | standard | FALSE | [10 empty] | February, 14 2019 00:00:00 | Not Dimmable | Not Dimmable | No |  | IIIMYB | [25 empty] | 5 | 2150 | 155 | 14 | 20 | 0.9 | 5000 | 80 |  |  |  | FALSE | FALSE | FALSE | [8 empty] | March, 30 2020 00:00:00 | FALSE | FALSE | FALSE | [6 empty] | AC | [7 empty] | FALSE
PLJVEAJMUYRD | Huntington Lighting LLC | Huntington | HLAT8412W35N | Linear Replacement Lamp | T8 Four-Foot | Replacement Lamps (plug and play) (UL Type A) |  | standard | FALSE | [10 empty] | February, 14 2019 00:00:00 | Not Dimmable | Not Dimmable | No |  | IIIMYA | [25 empty] | 5 | 1850 | 155 | 12 | 20 | 0.9 | 3500 | 80 |  |  |  | FALSE | FALSE | FALSE | [8 empty] | March, 30 2020 00:00:00 | FALSE | FALSE | FALSE | [6 empty] | AC | [7 empty] | FALSE
PL0JSYDJ33FS | Huntington Lighting LLC | Huntington | HLAT8412W40N | Linear Replacement Lamp | T8 Four-Foot | Replacement Lamps (plug and play) (UL Type A) |  | standard | FALSE | [10 empty] | February, 14 2019 00:00:00 | Not Dimmable | Not Dimmable | No |  | IIIMYA | [25 empty] | 5 | 1850 | 155 | 12 | 20 | 0.9 | 4000 | 80 |  |  |  | FALSE | FALSE | FALSE | [8 empty] | March, 30 2020 00:00:00 | FALSE | FALSE | FALSE | [6 empty] | AC | [7 empty] | FALSE
PL4FXJCYUR4D | Huntington Lighting LLC | Huntington | HLAT8416W50N | Linear Replacement Lamp | T8 Four-Foot | Replacement Lamps (plug and play) (UL Type A) |  | standard | FALSE | [10 empty] | February, 14 2019 00:00:00 | Not Dimmable | Not Dimmable | No |  | IIIMYC | [25 empty] | 5 | 2590 | 152 | 17 | 20 | 0.9 | 5000 | 80 |  |  |  | FALSE | FALSE | FALSE | [8 empty] | March, 30 2020 00:00:00 | FALSE | FALSE | FALSE | [6 empty] | AC | [7 empty] | FALSE
PLBCUK3MKA3W | Huntington Lighting LLC | Huntington | HLAT8412W30N | Linear Replacement Lamp | T8 Four-Foot | Replacement Lamps (plug and play) (UL Type A) |  | standard | TRUE |  | 1798 | 130.2 | 13.81 | 8.82 | 0.971 | 3046 | 82.7 | 5 | 50000 | February, 14 2019 00:00:00 | Not Dimmable | Not Dimmable | No |  | IIIMYA | [15 empty] | 85.1 |  | 1.3 | 1.18 | [6 empty] | 5 | 1850 | 155 | 12 | 20 | 0.9 | 3000 | 80 |  |  |  | FALSE | FALSE | FALSE | [8 empty] | March, 30 2020 00:00:00 | FALSE | FALSE | FALSE | [6 empty] | AC | [7 empty] | FALSE
PLWW02F1CAYK | Huntington Lighting LLC | Huntington | HLAT8416W35N | Linear Replacement Lamp | T8 Four-Foot | Replacement Lamps (plug and play) (UL Type A) |  | standard | FALSE | [10 empty] | February, 14 2019 00:00:00 | Not Dimmable | Not Dimmable | No |  | IIIMYC | [25 empty] | 5 | 2590 | 152 | 17 | 20 | 0.9 | 3500 | 80 |  |  |  | FALSE | FALSE | FALSE | [8 empty] | March, 30 2020 00:00:00 | FALSE | FALSE | FALSE | [6 empty] | AC | [7 empty] | FALSE
PL0ATOIHP0IZ | Huntington Lighting LLC | Huntington | HLAT8416W40N | Linear Replacement Lamp | T8 Four-Foot | Replacement Lamps (plug and play) (UL Type A) |  | standard | FALSE | [10 empty] | February, 14 2019 00:00:00 | Not Dimmable | Not Dimmable | No |  | IIIMYC | [25 empty] | 5 | 2590 | 152 | 17 | 20 | 0.9 | 4000 | 80 |  |  |  | FALSE | FALSE | FALSE | [8 empty] | March, 30 2020 00:00:00 | FALSE | FALSE | FALSE | [6 empty] | AC | [7 empty] | FALSE
PLJYR72G82YQ | Huntington Lighting LLC | Huntington | HLAT8414W30N | Linear Replacement Lamp | T8 Four-Foot | Replacement Lamps (plug and play) (UL Type A) |  | standard | TRUE |  | 2071.9 | 131.88 | 15.71 | 6.59 | 0.9781 | 3062 | 82.8 | 5 | 50000 | February, 14 2019 00:00:00 | Not Dimmable | Not Dimmable | No |  | IIIMYB | [15 empty] | 85.1 |  | 1.28 | 1.18 | [6 empty] | 5 | 2150 | 155 | 14 | 20 | 0.9 | 3000 | 80 |  |  |  | FALSE | FALSE | FALSE | [8 empty] | March, 30 2020 00:00:00 | FALSE | FALSE | FALSE | [6 empty] | AC | [7 empty] | FALSE
PYGT14K8 | WING (SHANGHAI) INTERNATIONAL TRADE CO LTD | TPS | L48T8-835-11P-G6R-EB | Linear Replacement Lamp | T8 Four-Foot | Replacement Lamps (plug and play) (UL Type A) |  | standard | FALSE | [10 empty] | February, 13 2019 00:00:00 | Dimmable | Continuous Above 10 | No | Product Updated 5/2/2019 | RRRVCY | [25 empty] | 5 | 1650 | 126.923 | 13 | 20 | 0.9 | 3500 | 82 |  |  |  | FALSE | FALSE | FALSE | [8 empty] | March, 30 2020 00:00:00 | FALSE | FALSE | FALSE | [6 empty] | AC |  |  |  |  | 1650 | 13 |  | FALSE
P9C7NWFG | WING (SHANGHAI) INTERNATIONAL TRADE CO LTD | TPS | L48T8-850-11P-G6R-EB | Linear Replacement Lamp | T8 Four-Foot | Replacement Lamps (plug and play) (UL Type A) |  | standard | FALSE | [10 empty] | February, 13 2019 00:00:00 | Dimmable | Continuous Above 10 | No |  | RRRVCY | [25 empty] | 5 | 1700 | 131 | 13 | 20 | 0.9 | 5000 | 82 |  |  |  | FALSE | FALSE | FALSE | [8 empty] | March, 30 2020 00:00:00 | FALSE | FALSE | FALSE | [6 empty] | AC |  |  |  |  | 1700 | 13 |  | FALSE
PIKT2FT4 | WING (SHANGHAI) INTERNATIONAL TRADE CO LTD | TPS | L48T8-830-11P-G6R-EB | Linear Replacement Lamp | T8 Four-Foot | Replacement Lamps (plug and play) (UL Type A) |  | standard | TRUE |  | 1614 | 117.3 | 13.76 | 13.08 | 0.9377 | 2963 | 82 | 5 | 50000 | February, 13 2019 00:00:00 | Dimmable | Continuous Above 10 | No | Product Updated 5/2/2019 | RRRVCY | [15 empty] | 80.9 |  | 1.28 | 1.38 | [6 empty] | 5 | 1650 | 126.923 | 13 | 20 | 0.9 | 3000 | 82 |  |  |  | FALSE | FALSE | FALSE | [8 empty] | March, 30 2020 00:00:00 | FALSE | FALSE | FALSE | [6 empty] | AC |  |  | 277 |  | 1650 | 13 |  | FALSE
PKXPX3I5 | WING (SHANGHAI) INTERNATIONAL TRADE CO LTD | TPS | L48T8-840-11P-G6R-EB | Linear Replacement Lamp | T8 Four-Foot | Replacement Lamps (plug and play) (UL Type A) |  | standard | FALSE | [10 empty] | February, 13 2019 00:00:00 | Dimmable | Continuous Above 10 | No |  | RRRVCY | [25 empty] | 5 | 1700 | 131 | 13 | 20 | 0.9 | 4000 | 82 |  |  |  | FALSE | FALSE | FALSE | [8 empty] | March, 30 2020 00:00:00 | FALSE | FALSE | FALSE | [6 empty] | AC |  |  |  |  | 1700 | 13 |  | FALSE
PLQPUAR5T8NB | Fidelux Lighting | FTG8 | FTG84-15W-M-AB-50 | Linear Replacement Lamp | T8 Four-Foot | Dual Mode Internal Driver (UL Type A and Type B) |  | standard | FALSE | [10 empty] | February, 12 2019 00:00:00 | Not Dimmable | Not Dimmable | No |  | NANPVS | [25 empty] | 5 | 2186 | 124.35 | 17.58 | 7.58 | 0.9 | 5000 | 84 |  |  |  | FALSE | FALSE | FALSE | [8 empty] | March, 30 2020 00:00:00 | FALSE | FALSE | FALSE | [6 empty] | AC | [7 empty] | FALSE
PLJ27NOAXS74 | Fidelux Lighting | FTG8 | FTG84-15W-M-AB-35 | Linear Replacement Lamp | T8 Four-Foot | Dual Mode Internal Driver (UL Type A and Type B) |  | standard | FALSE | [10 empty] | February, 12 2019 00:00:00 | Not Dimmable | Not Dimmable | No |  | NANPVS | [25 empty] | 5 | 2131 | 122.2 | 17.44 | 7.21 | 0.9 | 3500 | 83 |  |  |  | FALSE | FALSE | FALSE | [8 empty] | March, 30 2020 00:00:00 | FALSE | FALSE | FALSE | [6 empty] | AC | [7 empty] | FALSE
PLDLU8XE7MY0 | Fidelux Lighting | FTG8 | FTG84-15W-M-AB-40 | Linear Replacement Lamp | T8 Four-Foot | Dual Mode Internal Driver (UL Type A and Type B) |  | standard | FALSE | [10 empty] | February, 12 2019 00:00:00 | Not Dimmable | Not Dimmable | No |  | NANPVS | [25 empty] | 5 | 2149 | 123.26 | 17.44 | 7.21 | 0.9 | 4000 | 83 |  |  |  | FALSE | FALSE | FALSE | [8 empty] | March, 30 2020 00:00:00 | FALSE | FALSE | FALSE | [6 empty] | AC | [7 empty] | FALSE
PLZWB82NHM62 | Fidelux Lighting | FTG8 | FTG84-15W-M-AB-30 | Linear Replacement Lamp | T8 Four-Foot | Dual Mode Internal Driver (UL Type A and Type B) |  | standard | TRUE |  | 2112 | 122.15 | 17.29 | 7.21 | 0.8964 | 2914 | 83 | 5 | 50000 | February, 12 2019 00:00:00 | Not Dimmable | Not Dimmable | No |  | NANPVS | [15 empty] | 84.4 |  | 1.24 | 1.3 | [6 empty] | 5 | 2112 | 122.15 | 17.29 | 7.21 | 0.9 | 3000 | 83 |  |  |  | FALSE | FALSE | FALSE | [8 empty] | March, 30 2020 00:00:00 | FALSE | FALSE | FALSE | [6 empty] | AC | [7 empty] | FALSE
PLRJBO2W4O09 | Fidelux Lighting | FTG8 | FTG84-12W-M-AB-35 | Linear Replacement Lamp | T8 Four-Foot | Dual Mode Internal Driver (UL Type A and Type B) |  | standard | FALSE | [10 empty] | February, 12 2019 00:00:00 | Not Dimmable | Not Dimmable | No |  | NANPVR | [25 empty] | 5 | 1650 | 126.9 | 13 | 15 | 0.9 | 3500 | 80 |  |  |  | FALSE | FALSE | FALSE | [8 empty] | March, 30 2020 00:00:00 | FALSE | FALSE | FALSE | [6 empty] | AC | [7 empty] | FALSE
PLXBMTQNNB7W | Fidelux Lighting | FTG8 | FTG84-12W-M-AB-40 | Linear Replacement Lamp | T8 Four-Foot | Dual Mode Internal Driver (UL Type A and Type B) |  | standard | FALSE | [10 empty] | February, 12 2019 00:00:00 | Not Dimmable | Not Dimmable | No |  | NANPVR | [25 empty] | 5 | 1650 | 126.9 | 13 | 15 | 0.9 | 4000 | 80 |  |  |  | FALSE | FALSE | FALSE | [8 empty] | March, 30 2020 00:00:00 | FALSE | FALSE | FALSE | [6 empty] | AC | [7 empty] | FALSE
PLOT5THGM0KD | Fidelux Lighting | FTG8 | FTG84-12W-M-AB-50 | Linear Replacement Lamp | T8 Four-Foot | Dual Mode Internal Driver (UL Type A and Type B) |  | standard | FALSE | [10 empty] | February, 12 2019 00:00:00 | Not Dimmable | Not Dimmable | No |  | NANPVR | [25 empty] | 5 | 1680 | 129.2 | 13 | 15 | 0.9 | 4877 | 80 |  |  |  | FALSE | FALSE | FALSE | [8 empty] | March, 30 2020 00:00:00 | FALSE | FALSE | FALSE | [6 empty] | AC | [7 empty] | FALSE
PLOS5SOKGB6S | Fidelux Lighting | FTG8 | FTG84-12W-M-AB-30 | Linear Replacement Lamp | T8 Four-Foot | Dual Mode Internal Driver (UL Type A and Type B) |  | standard | TRUE |  | 1635.85 | 116.1 | 14.09 | 13.9 | 0.932 | 2891 | 82.6 | 5 | 50000 | February, 12 2019 00:00:00 | Not Dimmable | Not Dimmable | No |  | NANPVR | [15 empty] | 77.7 |  | 1.22 | 1.26 | [6 empty] | 5 | 1650 | 126.9 | 13 | 15 | 0.9 | 2891 | 80 |  |  |  | FALSE | FALSE | FALSE | [8 empty] | March, 30 2020 00:00:00 | FALSE | FALSE | FALSE | [6 empty] | AC | [7 empty] | FALSE
P13XB7SN | WING (SHANGHAI) INTERNATIONAL TRADE CO LTD | TPS | L48T8-840-11P-G1A-EB | Linear Replacement Lamp | T8 Four-Foot | Replacement Lamps (plug and play) (UL Type A) |  | standard | FALSE | [10 empty] | February, 11 2019 00:00:00 | Dimmable | Continuous Above 10 | No |  | RRRVCU | [25 empty] | 5 | 1650 | 127 | 13 | 20 | 0.9 | 4000 | 82 |  |  |  | FALSE | FALSE | FALSE | [8 empty] | March, 30 2020 00:00:00 | FALSE | FALSE | FALSE | [6 empty] | AC |  |  |  |  | 1650 | 13 |  | FALSE
PJB98MRL | WING (SHANGHAI) INTERNATIONAL TRADE CO LTD | TPS | L48T8-830-11P-G1A-EB | Linear Replacement Lamp | T8 Four-Foot | Replacement Lamps (plug and play) (UL Type A) |  | standard | TRUE |  | 1614 | 117 | 13.8 | 13.3 | 0.9376 | 2986 | 82 | 5 | 50000 | February, 11 2019 00:00:00 | Dimmable | Continuous Above 10 | No |  | RRRVCU | [15 empty] | 81.2 |  | 1.26 | 1.34 | [6 empty] | 5 | 1600 | 124 | 13 | 20 | 0.9 | 3000 | 82 |  |  |  | FALSE | FALSE | FALSE | [8 empty] | March, 30 2020 00:00:00 | FALSE | FALSE | FALSE | [6 empty] | AC |  |  | 277 |  | 1600 | 13 |  | FALSE
P6G1I2C5 | WING (SHANGHAI) INTERNATIONAL TRADE CO LTD | TPS | L48T8-835-11P-G1A-EB | Linear Replacement Lamp | T8 Four-Foot | Replacement Lamps (plug and play) (UL Type A) |  | standard | FALSE | [10 empty] | February, 11 2019 00:00:00 | Dimmable | Continuous Above 10 | No |  | RRRVCU | [25 empty] | 5 | 1600 | 124 | 13 | 20 | 0.9 | 3500 | 82 |  |  |  | FALSE | FALSE | FALSE | [8 empty] | March, 30 2020 00:00:00 | FALSE | FALSE | FALSE | [6 empty] | AC |  |  |  |  | 1600 | 13 |  | FALSE
P6CCFTZH | WING (SHANGHAI) INTERNATIONAL TRADE CO LTD | TPS | L48T8-850-11P-G1A-EB | Linear Replacement Lamp | T8 Four-Foot | Replacement Lamps (plug and play) (UL Type A) |  | standard | FALSE | [10 empty] | February, 11 2019 00:00:00 | Dimmable | Continuous Above 10 | No |  | RRRVCU | [25 empty] | 5 | 1650 | 127 | 13 | 20 | 0.9 | 5000 | 82 |  |  |  | FALSE | FALSE | FALSE | [8 empty] | March, 30 2020 00:00:00 | FALSE | FALSE | FALSE | [6 empty] | AC |  |  |  |  | 1650 | 13 |  | FALSE
PL7GLEH8K46Y | AM Conservation Group, Inc | Simply Conserve | L12T8G35A | Linear Replacement Lamp | T8 Four-Foot | Replacement Lamps (plug and play) (UL Type A) |  | standard | FALSE | [10 empty] | February, 06 2019 00:00:00 | Not Dimmable | Not Dimmable | FALSE |  | IIIMXK | [25 empty] | 4.4 | 1700 | 113.3 | 15 | 20 | 0.9 | 3500 | 82 |  |  |  | FALSE | FALSE | FALSE | [8 empty] | February, 06 2019 00:00:00 | FALSE | FALSE | FALSE | [6 empty] | AC | [7 empty] | FALSE
PLY379XWDQHV | AM Conservation Group, Inc | Simply Conserve | L12T8G30A | Linear Replacement Lamp | T8 Four-Foot | Replacement Lamps (plug and play) (UL Type A) |  | standard | TRUE |  | 1767 | 121.2 | 14.59 | 13.4 | 0.9578 | 3063 | 82.2 | 5 | 50000 | February, 06 2019 00:00:00 | Not Dimmable | Not Dimmable | No |  | IIIMXK | [15 empty] | 81.5 |  | 1.26 | 1.28 | [6 empty] | 5 | 1700 | 113.3 | 15 | 20 | 0.9 | 3000 | 82 |  |  |  | FALSE | FALSE | FALSE | [8 empty] | March, 30 2020 00:00:00 | FALSE | FALSE | FALSE | [6 empty] | AC | [7 empty] | FALSE
PLMQC4O9BD7I | AM Conservation Group, Inc | Simply Conserve | L12T8G50A | Linear Replacement Lamp | T8 Four-Foot | Replacement Lamps (plug and play) (UL Type A) |  | standard | FALSE | [10 empty] | February, 06 2019 00:00:00 | Not Dimmable | Not Dimmable | No |  | IIIMXK | [25 empty] | 5 | 1800 | 120 | 15 | 20 | 0.9 | 5000 | 82 |  |  |  | FALSE | FALSE | FALSE | [8 empty] | March, 30 2020 00:00:00 | FALSE | FALSE | FALSE | [6 empty] | AC | [7 empty] | FALSE
PLXN710TT3MU | ETI Solid State Lighting (Zhuhai) Limited | ETI | 64101441 | Linear Replacement Lamp | T8 Four-Foot | Replacement Lamps (plug and play) (UL Type A) |  | standard | FALSE | [10 empty] | February, 06 2019 00:00:00 | Not Dimmable | Not Dimmable | No |  | IIIMXN | [25 empty] | 5 | 2200 | 122.2 | 18 | 20 | 0.9 | 4000 | 82 |  |  |  | FALSE | FALSE | FALSE | [8 empty] | March, 30 2020 00:00:00 | FALSE | FALSE | FALSE | [6 empty] | AC | [7 empty] | FALSE
PLRI4L3XSFN5 | ETI Solid State Lighting (Zhuhai) Limited | ETI | 64101461 | Linear Replacement Lamp | T8 Four-Foot | Replacement Lamps (plug and play) (UL Type A) |  | standard | FALSE | [10 empty] | February, 06 2019 00:00:00 | Not Dimmable | Not Dimmable | No |  | IIIMXN | [25 empty] | 5 | 2200 | 122.2 | 18 | 20 | 0.9 | 5000 | 82 |  |  |  | FALSE | FALSE | FALSE | [8 empty] | March, 30 2020 00:00:00 | FALSE | FALSE | FALSE | [6 empty] | AC | [7 empty] | FALSE
PLWLKRV056E1 | AM Conservation Group, Inc | Simply Conserve | L12T8G40A | Linear Replacement Lamp | T8 Four-Foot | Replacement Lamps (plug and play) (UL Type A) |  | standard | FALSE | [10 empty] | February, 06 2019 00:00:00 | Not Dimmable | Not Dimmable | No |  | IIIMXK | [25 empty] | 5 | 1800 | 120 | 15 | 20 | 0.9 | 4000 | 82 |  |  |  | FALSE | FALSE | FALSE | [8 empty] | March, 30 2020 00:00:00 | FALSE | FALSE | FALSE | [6 empty] | AC | [7 empty] | FALSE
PL9WASIN9JT9 | ETI Solid State Lighting (Zhuhai) Limited | ETI | 64101411 | Linear Replacement Lamp | T8 Four-Foot | Replacement Lamps (plug and play) (UL Type A) |  | standard | TRUE |  | 2168 | 122.9 | 17.64 | 9.75 | 0.9698 | 3065 | 82.6 | 5 | 50000 | February, 06 2019 00:00:00 | Not Dimmable | Not Dimmable | No |  | IIIMXN | [15 empty] | 81.5 |  | 1.26 | 1.3 | [6 empty] | 5 | 2100 | 116.7 | 18 | 20 | 0.9 | 3000 | 82 |  |  |  | FALSE | FALSE | FALSE | [8 empty] | March, 30 2020 00:00:00 | FALSE | FALSE | FALSE | [6 empty] | AC | [7 empty] | FALSE
PR7XO5OY | JIAXING SUPER LIGHTING ELECTRIC APPLIANCE CO.,LTD | Super | T8L-IDBH13-1800-4ft-ECA-21 | Linear Replacement Lamp | T8 Four-Foot | Dual Mode Internal Driver (UL Type A and Type B) |  | standard | FALSE | [10 empty] | February, 05 2019 00:00:00 | Not Dimmable | Not Dimmable | No |  | CCCGLX | [25 empty] | 5 | 1800 | 120 | 15 | 20 | 0.9 | 5000 | 82 |  |  |  | FALSE | FALSE | FALSE | [8 empty] | March, 30 2020 00:00:00 | FALSE | FALSE | FALSE | [6 empty] | AC | 120 | 277 | [5 empty] | FALSE
PI71NI71 | JIAXING SUPER LIGHTING ELECTRIC APPLIANCE CO.,LTD | Super | T8L-IDBH13-1800-4ft-ACA-21 | Linear Replacement Lamp | T8 Four-Foot | Dual Mode Internal Driver (UL Type A and Type B) |  | standard | TRUE |  | 1747 | 120.2 | 14.53 | 14.16 | 0.9571 | 3067 | 82.2 | 5 | 50000 | February, 05 2019 00:00:00 | Not Dimmable | Not Dimmable | No |  | CCCGLX | [15 empty] | 81.4 |  | 1.26 | 1.34 | [6 empty] | 5 | 1700 | 113.333 | 15 | 20 | 0.9 | 3000 | 82 |  |  |  | FALSE | FALSE | FALSE | [8 empty] | March, 30 2020 00:00:00 | FALSE | FALSE | FALSE | [6 empty] | AC | 120 | 277 | 277 |  |  |  |  | FALSE
PKVBD9QF | JIAXING SUPER LIGHTING ELECTRIC APPLIANCE CO.,LTD | Super | T8L-IDBH13-2200-4ft-BCA-21 | Linear Replacement Lamp | T8 Four-Foot | Dual Mode Internal Driver (UL Type A and Type B) |  | standard | FALSE | [10 empty] | February, 05 2019 00:00:00 | Not Dimmable | Not Dimmable | No |  | CCCGLZ | [25 empty] | 5 | 2100 | 116.667 | 18 | 20 | 0.9 | 3500 | 82 |  |  |  | FALSE | FALSE | FALSE | [8 empty] | March, 30 2020 00:00:00 | FALSE | FALSE | FALSE | [6 empty] | AC | 120 | 277 | [5 empty] | FALSE
PLZPV2BL | JIAXING SUPER LIGHTING ELECTRIC APPLIANCE CO.,LTD | Super | T8L-IDBH13-1800-4ft-BBA-21 | Linear Replacement Lamp | T8 Four-Foot | Dual Mode Internal Driver (UL Type A and Type B) |  | standard | FALSE | [10 empty] | February, 05 2019 00:00:00 | Not Dimmable | Not Dimmable | No |  | CCCGLW | [25 empty] | 4.4 | 1700 | 113.333 | 15 | 20 | 0.9 | 3500 | 82 |  |  |  | FALSE | FALSE | FALSE | [8 empty] | February, 05 2019 00:00:00 | FALSE | FALSE | FALSE | [6 empty] | AC | 120 | 277 | [5 empty] | FALSE
PPEG72QC | JIAXING SUPER LIGHTING ELECTRIC APPLIANCE CO.,LTD | Super | T8L-IDBH13-1800-4ft-ABA-21 | Linear Replacement Lamp | T8 Four-Foot | Dual Mode Internal Driver (UL Type A and Type B) |  | standard | TRUE |  | 1788 | 123.1 | 14.52 | 14.1 | 0.9571 | 3067 | 82.5 | 5 | 50000 | February, 05 2019 00:00:00 | Not Dimmable | Not Dimmable | No |  | CCCGLW | [15 empty] | 81.2 |  | 1.2 | 1.3 | [6 empty] | 5 | 1700 | 113.333 | 15 | 20 | 0.9 | 3000 | 82 |  |  |  | FALSE | FALSE | FALSE | [8 empty] | March, 30 2020 00:00:00 | FALSE | FALSE | FALSE | [6 empty] | AC | 120 | 277 | 277 |  |  |  |  | FALSE
PJ6523EF | JIAXING SUPER LIGHTING ELECTRIC APPLIANCE CO.,LTD | Super | T8L-IDBH13-2200-4ft-ABA-21 | Linear Replacement Lamp | T8 Four-Foot | Dual Mode Internal Driver (UL Type A and Type B) |  | standard | TRUE |  | 2087 | 119.4 | 17.48 | 10.57 | 0.9689 | 3073 | 82 | 5 | 50000 | February, 05 2019 00:00:00 | Not Dimmable | Not Dimmable | No |  | CCCGLY | [15 empty] | 81.2 |  | 1.26 | 1.32 | [6 empty] | 5 | 2100 | 116.667 | 18 | 20 | 0.9 | 3000 | 82 |  |  |  | FALSE | FALSE | FALSE | [8 empty] | March, 30 2020 00:00:00 | FALSE | FALSE | FALSE | [6 empty] | AC | 120 | 277 | 277 |  |  |  |  | FALSE
P4INJ278 | JIAXING SUPER LIGHTING ELECTRIC APPLIANCE CO.,LTD | Super | T8L-IDBH13-1800-4ft-CBA-21 | Linear Replacement Lamp | T8 Four-Foot | Dual Mode Internal Driver (UL Type A and Type B) |  | standard | FALSE | [10 empty] | February, 05 2019 00:00:00 | Not Dimmable | Not Dimmable | No |  | CCCGLW | [25 empty] | 5 | 1800 | 120 | 15 | 20 | 0.9 | 4000 | 82 |  |  |  | FALSE | FALSE | FALSE | [8 empty] | March, 30 2020 00:00:00 | FALSE | FALSE | FALSE | [6 empty] | AC | 120 | 277 | [5 empty] | FALSE
PA4V9J7N | JIAXING SUPER LIGHTING ELECTRIC APPLIANCE CO.,LTD | Super | T8L-IDBH13-1800-4ft-CCA-21 | Linear Replacement Lamp | T8 Four-Foot | Dual Mode Internal Driver (UL Type A and Type B) |  | standard | FALSE | [10 empty] | February, 05 2019 00:00:00 | Not Dimmable | Not Dimmable | No |  | CCCGLX | [25 empty] | 5 | 1800 | 120 | 15 | 20 | 0.9 | 4000 | 82 |  |  |  | FALSE | FALSE | FALSE | [8 empty] | March, 30 2020 00:00:00 | FALSE | FALSE | FALSE | [6 empty] | AC | 120 | 277 | [5 empty] | FALSE
PDB2Y4SP | JIAXING SUPER LIGHTING ELECTRIC APPLIANCE CO.,LTD | Super | T8L-IDBH13-2200-4ft-CBA-21 | Linear Replacement Lamp | T8 Four-Foot | Dual Mode Internal Driver (UL Type A and Type B) |  | standard | FALSE | [10 empty] | February, 05 2019 00:00:00 | Not Dimmable | Not Dimmable | No |  | CCCGLY | [25 empty] | 5 | 2200 | 122.222 | 18 | 20 | 0.9 | 4000 | 82 |  |  |  | FALSE | FALSE | FALSE | [8 empty] | March, 30 2020 00:00:00 | FALSE | FALSE | FALSE | [6 empty] | AC | 120 | 277 | [5 empty] | FALSE
P10PL7UC | JIAXING SUPER LIGHTING ELECTRIC APPLIANCE CO.,LTD | Super | T8L-IDBH13-2200-4ft-CCA-21 | Linear Replacement Lamp | T8 Four-Foot | Dual Mode Internal Driver (UL Type A and Type B) |  | standard | FALSE | [10 empty] | February, 05 2019 00:00:00 | Not Dimmable | Not Dimmable | No |  | CCCGLZ | [25 empty] | 5 | 2200 | 122.222 | 18 | 20 | 0.9 | 4000 | 82 |  |  |  | FALSE | FALSE | FALSE | [8 empty] | March, 30 2020 00:00:00 | FALSE | FALSE | FALSE | [6 empty] | AC | 120 | 277 | [5 empty] | FALSE
PUJ8L31Z | JIAXING SUPER LIGHTING ELECTRIC APPLIANCE CO.,LTD | Super | T8L-IDBH13-2200-4ft-ECA-21 | Linear Replacement Lamp | T8 Four-Foot | Dual Mode Internal Driver (UL Type A and Type B) |  | standard | FALSE | [10 empty] | February, 05 2019 00:00:00 | Not Dimmable | Not Dimmable | No |  | CCCGLZ | [25 empty] | 5 | 2200 | 122.222 | 18 | 20 | 0.9 | 5000 | 82 |  |  |  | FALSE | FALSE | FALSE | [8 empty] | March, 30 2020 00:00:00 | FALSE | FALSE | FALSE | [6 empty] | AC | 120 | 277 | [5 empty] | FALSE
PVPJN571 | JIAXING SUPER LIGHTING ELECTRIC APPLIANCE CO.,LTD | Super | T8L-IDBH13-1800-4ft-BCA-21 | Linear Replacement Lamp | T8 Four-Foot | Dual Mode Internal Driver (UL Type A and Type B) |  | standard | FALSE | [10 empty] | February, 05 2019 00:00:00 | Not Dimmable | Not Dimmable | No |  | CCCGLX | [25 empty] | 4.4 | 1700 | 113.333 | 15 | 20 | 0.9 | 3500 | 82 |  |  |  | FALSE | FALSE | FALSE | [8 empty] | February, 05 2019 00:00:00 | FALSE | FALSE | FALSE | [6 empty] | AC | 120 | 277 | [5 empty] | FALSE
PWJVUM1B | JIAXING SUPER LIGHTING ELECTRIC APPLIANCE CO.,LTD | Super | T8L-IDBH13-1800-4ft-EBA-21 | Linear Replacement Lamp | T8 Four-Foot | Dual Mode Internal Driver (UL Type A and Type B) |  | standard | FALSE | [10 empty] | February, 05 2019 00:00:00 | Not Dimmable | Not Dimmable | No |  | CCCGLW | [25 empty] | 5 | 1800 | 120 | 15 | 20 | 0.9 | 5000 | 82 |  |  |  | FALSE | FALSE | FALSE | [8 empty] | March, 30 2020 00:00:00 | FALSE | FALSE | FALSE | [6 empty] | AC | 120 | 277 | [5 empty] | FALSE
PZQQY0GE | JIAXING SUPER LIGHTING ELECTRIC APPLIANCE CO.,LTD | Super | T8L-IDBH13-2200-4ft-BBA-21 | Linear Replacement Lamp | T8 Four-Foot | Dual Mode Internal Driver (UL Type A and Type B) |  | standard | FALSE | [10 empty] | February, 05 2019 00:00:00 | Not Dimmable | Not Dimmable | No |  | CCCGLY | [25 empty] | 5 | 2100 | 116.667 | 18 | 20 | 0.9 | 3500 | 82 |  |  |  | FALSE | FALSE | FALSE | [8 empty] | March, 30 2020 00:00:00 | FALSE | FALSE | FALSE | [6 empty] | AC | 120 | 277 | [5 empty] | FALSE
PAM7JJM8 | JIAXING SUPER LIGHTING ELECTRIC APPLIANCE CO.,LTD | Super | T8L-IDBH13-2200-4ft-EBA-21 | Linear Replacement Lamp | T8 Four-Foot | Dual Mode Internal Driver (UL Type A and Type B) |  | standard | FALSE | [10 empty] | February, 05 2019 00:00:00 | Not Dimmable | Not Dimmable | No |  | CCCGLY | [25 empty] | 5 | 2200 | 122.222 | 18 | 20 | 0.9 | 5000 | 82 |  |  |  | FALSE | FALSE | FALSE | [8 empty] | March, 30 2020 00:00:00 | FALSE | FALSE | FALSE | [6 empty] | AC | 120 | 277 | [5 empty] | FALSE
PKZD0OS5 | JIAXING SUPER LIGHTING ELECTRIC APPLIANCE CO.,LTD | Super | T8L-IDBH13-2200-4ft-ACA-21 | Linear Replacement Lamp | T8 Four-Foot | Dual Mode Internal Driver (UL Type A and Type B) |  | standard | TRUE |  | 2091 | 119.7 | 17.47 | 10.55 | 0.9689 | 3073 | 82 | 5 | 50000 | February, 05 2019 00:00:00 | Not Dimmable | Not Dimmable | No |  | CCCGLZ | [15 empty] | 81.5 |  | 1.26 | 1.28 | [6 empty] | 5 | 2100 | 116.667 | 18 | 20 | 0.9 | 3000 | 82 |  |  |  | FALSE | FALSE | FALSE | [8 empty] | March, 30 2020 00:00:00 | FALSE | FALSE | FALSE | [6 empty] | AC | 120 | 277 | 277 |  |  |  |  | FALSE
PBQ21204 | Torshare Ltd | TORSHARE | TS-APT8-4F16W-AB-S40K | Linear Replacement Lamp | T8 Four-Foot | Dual Mode Internal Driver (UL Type A and Type B) |  | standard | FALSE | [10 empty] | January, 31 2019 00:00:00 | Not Dimmable | Not Dimmable | No |  | VVVXUE | [25 empty] | 5 | 1888 | 132.31 | 14.27 | 13.91 | 0.9579 | 4000 | 81 |  |  |  | FALSE | FALSE | FALSE | [8 empty] | March, 30 2020 00:00:00 | FALSE | FALSE | FALSE | [6 empty] | AC | 100 | 277 | [5 empty] | FALSE
PGVG75TG | Torshare Ltd | TORSHARE | TS-APT8-4F16W-AB-S30K | Linear Replacement Lamp | T8 Four-Foot | Dual Mode Internal Driver (UL Type A and Type B) |  | standard | TRUE |  | 1833 | 128.72 | 14.24 | 13.91 | 0.9579 | 3000 | 81 | 5 |  | January, 31 2019 00:00:00 | Not Dimmable | Not Dimmable | No |  | VVVXUE | [15 empty] | 84.6 |  | 1.2 | 1.3 | [6 empty] | 5 | 1833 | 128.72 | 14.24 | 13.91 | 0.9579 | 3000 | 81 |  |  |  | FALSE | FALSE | FALSE | [8 empty] | March, 30 2020 00:00:00 | FALSE | FALSE | FALSE | [6 empty] | AC | 100 | 277 | 120 |  |  |  |  | FALSE
P9PN42IH | Torshare Ltd | TORSHARE | TS-APT8-4F16W-AB-S50K | Linear Replacement Lamp | T8 Four-Foot | Dual Mode Internal Driver (UL Type A and Type B) |  | standard | FALSE | [10 empty] | January, 31 2019 00:00:00 | Not Dimmable | Not Dimmable | No |  | VVVXUE | [25 empty] | 5 | 1943 | 135.89 | 14.3 | 14.51 | 0.9593 | 5000 | 80 |  |  |  | FALSE | FALSE | FALSE | [8 empty] | March, 30 2020 00:00:00 | FALSE | FALSE | FALSE | [6 empty] | AC | 100 | 277 | [5 empty] | FALSE
PE9O9D2Q | Torshare Ltd | TORSHARE | TS-APT8-4F16W-AB-S35K | Linear Replacement Lamp | T8 Four-Foot | Dual Mode Internal Driver (UL Type A and Type B) |  | standard | FALSE | [10 empty] | January, 31 2019 00:00:00 | Not Dimmable | Not Dimmable | No |  | VVVXUE | [25 empty] | 5 | 1861 | 130.41 | 14.27 | 13.91 | 0.9579 | 3500 | 81 |  |  |  | FALSE | FALSE | FALSE | [8 empty] | March, 30 2020 00:00:00 | FALSE | FALSE | FALSE | [6 empty] | AC | 100 | 277 | [5 empty] | FALSE
P1H67WV4 | Hengdian Group Tospo Lighting Co.,Ltd | TOSPO | G7 TP120-277-12/T8 G13 DR-IS GLASS VE 3500K | Linear Replacement Lamp | T8 Four-Foot | Replacement Lamps (plug and play) (UL Type A) |  | standard | TRUE |  | 1717 | 133.4 | 12.87 | 16.28 | 0.9478 | 3431 | 82.5 | 5 | 50000 | January, 29 2019 00:00:00 | Not Dimmable | Not Dimmable | No |  | BBBEIG | [15 empty] | 81.1 |  | 1.28 | 1.34 | [6 empty] | 5 | 1600 | 133 | 12 | 20 | 0.9 | 3500 | 80 |  |  |  | FALSE | FALSE | FALSE | [8 empty] | March, 30 2020 00:00:00 | FALSE | FALSE | FALSE | [6 empty] | AC |  |  | 277 |  |  |  |  | FALSE
P3GGDLJJ | JS LED Technology Corp, DBA JS LED Power Inc | JS LED | SZ-TLT8-4F15W-AB(4500K) | Linear Replacement Lamp | T8 Four-Foot | Dual Mode Internal Driver (UL Type A and Type B) |  | standard | FALSE | [10 empty] | January, 28 2019 00:00:00 | Not Dimmable | Not Dimmable | No |  | PPPSSL | [25 empty] | 5 | 2129.7 | 140.3 | 15.1 | 14.8 | 0.902 | 4500 | 82.3 |  |  |  | FALSE | FALSE | FALSE | [8 empty] | March, 30 2020 00:00:00 | FALSE | FALSE | FALSE | [6 empty] | AC | 100 | 277 | [5 empty] | FALSE
PM3F2UME | JS LED Technology Corp, DBA JS LED Power Inc | JS LED | SZ-TLT8-4F15W-AB(3500K) | Linear Replacement Lamp | T8 Four-Foot | Dual Mode Internal Driver (UL Type A and Type B) |  | standard | FALSE | [10 empty] | January, 28 2019 00:00:00 | Not Dimmable | Not Dimmable | No |  | PPPSSL | [25 empty] | 5 | 2041.8 | 134.6 | 15.1 | 14.8 | 0.902 | 3500 | 81.5 |  |  |  | FALSE | FALSE | FALSE | [8 empty] | March, 30 2020 00:00:00 | FALSE | FALSE | FALSE | [6 empty] | AC | 100 | 277 | [5 empty] | FALSE
P8L3XQUH | JS LED Technology Corp, DBA JS LED Power Inc | JS LED | SZ-TLT8-4F15W-AB(5000K) | Linear Replacement Lamp | T8 Four-Foot | Dual Mode Internal Driver (UL Type A and Type B) |  | standard | FALSE | [10 empty] | January, 28 2019 00:00:00 | Not Dimmable | Not Dimmable | No |  | PPPSSL | [25 empty] | 5 | 2162.8 | 142.2 | 15.2 | 14.8 | 0.902 | 4973 | 81.6 |  |  |  | FALSE | FALSE | FALSE | [8 empty] | March, 30 2020 00:00:00 | FALSE | FALSE | FALSE | [6 empty] | AC | 100 | 277 | [5 empty] | FALSE
PARY3MMH | JS LED Technology Corp, DBA JS LED Power Inc | JS LED | SZ-TLT8-4F15W-AB(4000K) | Linear Replacement Lamp | T8 Four-Foot | Dual Mode Internal Driver (UL Type A and Type B) |  | standard | FALSE | [10 empty] | January, 28 2019 00:00:00 | Not Dimmable | Not Dimmable | No |  | PPPSSL | [25 empty] | 5 | 2129.7 | 140.3 | 15.1 | 14.8 | 0.902 | 3920 | 82.3 |  |  |  | FALSE | FALSE | FALSE | [8 empty] | March, 30 2020 00:00:00 | FALSE | FALSE | FALSE | [6 empty] | AC | 100 | 277 | [5 empty] | FALSE
P2W7IMZU | JS LED Technology Corp, DBA JS LED Power Inc | JS LED | SZ-TLT8-4F15W-AB(3000K) | Linear Replacement Lamp | T8 Four-Foot | Dual Mode Internal Driver (UL Type A and Type B) |  | standard | TRUE |  | 2041.88 | 134.6 | 15.17 | 14.8 | 0.902 | 2978 | 81.5 | 5 | 50000 | January, 28 2019 00:00:00 | Not Dimmable | Not Dimmable | No |  | PPPSSL | [15 empty] | 79.8 |  | 1.16 | 1.22 | [6 empty] | 5 | 2041.8 | 134.6 | 15.1 | 14.8 | 0.902 | 2978 | 81.5 |  |  |  | FALSE | FALSE | FALSE | [8 empty] | March, 30 2020 00:00:00 | FALSE | FALSE | FALSE | [6 empty] | AC | 100 | 277 | 120 |  |  |  |  | FALSE
PL6P29ETSUCJ | ENVISION LED LIGHTING, INC. | Envision LED | LED-T8DF-GLF6-4FT-18W-40K | Linear Replacement Lamp | T8 Four-Foot | Replacement Lamps (plug and play) (UL Type A) |  | standard | TRUE |  | 2376 | 117.05 | 20.3 | 11.38 | 0.9765 | 4065 | 82.7 | 5 | 50000 | January, 24 2019 00:00:00 | Not Dimmable | Not Dimmable | No |  | IIIMVL | [15 empty] | 84.9 |  | 1.22 | 1.28 | [6 empty] | 5 | 2100 | 116.667 | 18 | 11.38 | 0.9765 | 4000 | 82.7 |  |  |  | FALSE | FALSE | FALSE | [8 empty] | March, 30 2020 00:00:00 | FALSE | FALSE | FALSE | [6 empty] | AC | [7 empty] | FALSE
PLOB8Q1G6CE5 | ENVISION LED LIGHTING, INC. | Envision LED | LED-T8DF-GLF6-4FT-18W-50K | Linear Replacement Lamp | T8 Four-Foot | Replacement Lamps (plug and play) (UL Type A) |  | standard | FALSE | [10 empty] | January, 24 2019 00:00:00 | Not Dimmable | Not Dimmable | No |  | IIIMVL | [25 empty] | 5 | 2200 | 122.222 | 18 | 11.89 | 0.9736 | 5000 | 83.9 |  |  |  | FALSE | FALSE | FALSE | [8 empty] | March, 30 2020 00:00:00 | FALSE | FALSE | FALSE | [6 empty] | AC | [7 empty] | FALSE
PLI6QUSGF8GI | Reno LED Lighting Inc. | RENO | WLL-LEDT8BC15/835-ECO | Linear Replacement Lamp | T8 Four-Foot | Replacement Lamps (plug and play) (UL Type A) |  | standard | FALSE | [10 empty] | January, 23 2019 00:00:00 | Not Dimmable | Not Dimmable | No |  | NANPTQ | [25 empty] | 5 | 2100 | 116.7 | 18 | 20 | 0.9 | 3500 | 82 |  |  |  | FALSE | FALSE | FALSE | [8 empty] | March, 30 2020 00:00:00 | FALSE | FALSE | FALSE | [6 empty] | AC | [7 empty] | FALSE
PLEGDGH3000L | Reno LED Lighting Inc. | RENO | WLL-LEDT8BC15/850-ECO | Linear Replacement Lamp | T8 Four-Foot | Replacement Lamps (plug and play) (UL Type A) |  | standard | FALSE | [10 empty] | January, 23 2019 00:00:00 | Not Dimmable | Not Dimmable | No |  | NANPTQ | [25 empty] | 5 | 2200 | 122.2 | 18 | 20 | 0.9 | 5000 | 82 |  |  |  | FALSE | FALSE | FALSE | [8 empty] | March, 30 2020 00:00:00 | FALSE | FALSE | FALSE | [6 empty] | AC | [7 empty] | FALSE
PL4QPJNSKG82 | Reno LED Lighting Inc. | RENO | WLL-LEDT8BC15/840-ECO | Linear Replacement Lamp | T8 Four-Foot | Replacement Lamps (plug and play) (UL Type A) |  | standard | FALSE | [10 empty] | January, 23 2019 00:00:00 | Not Dimmable | Not Dimmable | No |  | NANPTQ | [25 empty] | 5 | 2200 | 122.2 | 18 | 20 | 0.9 | 4000 | 82 |  |  |  | FALSE | FALSE | FALSE | [8 empty] | March, 30 2020 00:00:00 | FALSE | FALSE | FALSE | [6 empty] | AC | [7 empty] | FALSE
PLQXUQOTPQ32 | Reno LED Lighting Inc. | RENO | WLL-LEDT8BC15/830-ECO | Linear Replacement Lamp | T8 Four-Foot | Replacement Lamps (plug and play) (UL Type A) |  | standard | TRUE |  | 2168 | 122.9 | 17.64 | 9.75 | 0.9698 | 3065 | 82.6 | 5 | 50000 | January, 23 2019 00:00:00 | Not Dimmable | Not Dimmable | No |  | NANPTQ | [15 empty] | 81.5 |  | 1.26 | 1.3 | [6 empty] | 5 | 2100 | 116.7 | 18 | 20 | 0.9 | 3000 | 82 |  |  |  | FALSE | FALSE | FALSE | [8 empty] | March, 30 2020 00:00:00 | FALSE | FALSE | FALSE | [6 empty] | AC | [7 empty] | FALSE
PLG0TAKXRCMC | Conglom Inc | Luminus | PLT44A | Linear Replacement Lamp | T8 Four-Foot | Replacement Lamps (plug and play) (UL Type A) |  | standard | FALSE | [10 empty] | January, 22 2019 00:00:00 | Not Dimmable | Not Dimmable | No |  | XXXCVI | [25 empty] | 5 | 2200 | 129 | 17 | 20 | 0.9 | 4000 | 80 |  |  |  | FALSE | FALSE | FALSE | [8 empty] | March, 30 2020 00:00:00 | FALSE | FALSE | FALSE | [6 empty] | AC | [7 empty] | FALSE
PLY6Y4WPE0OF | Conglom Inc | Luminus | PLT45A | Linear Replacement Lamp | T8 Four-Foot | Replacement Lamps (plug and play) (UL Type A) |  | standard | FALSE | [10 empty] | January, 22 2019 00:00:00 | Not Dimmable | Not Dimmable | No |  | XXXCVI | [25 empty] | 5 | 2200 | 129 | 17 | 20 | 0.9 | 5000 | 80 |  |  |  | FALSE | FALSE | FALSE | [8 empty] | March, 30 2020 00:00:00 | FALSE | FALSE | FALSE | [6 empty] | AC | [7 empty] | FALSE
PLDYDN29ERGP | Conglom Inc | Luminus | PLT435A | Linear Replacement Lamp | T8 Four-Foot | Replacement Lamps (plug and play) (UL Type A) |  | standard | TRUE |  | 2275 | 130.9 | 17.39 | 10.14 | 0.9691 | 3515 | 81.9 | 5 | 50000 | January, 22 2019 00:00:00 | Not Dimmable | Not Dimmable | No |  | XXXCVI | [15 empty] | 81.4 |  | 1.26 | 1.3 | [6 empty] | 5 | 2200 | 129 | 17 | 20 | 0.9 | 3500 | 80 |  |  |  | FALSE | FALSE | FALSE | [8 empty] | March, 30 2020 00:00:00 | FALSE | FALSE | FALSE | [6 empty] | AC | [7 empty] | FALSE
P51ZCP75 | Signify North America Corporation | Philips | 9290020163 | Linear Replacement Lamp | T8 Four-Foot | Replacement Lamps (plug and play) (UL Type A) |  | standard | FALSE | [10 empty] | January, 18 2019 00:00:00 | Not Dimmable | Not Dimmable | No |  | KKLAMQ | [25 empty] | 5 | 2400 | 126.3 | 19 | 20 | 0.9 | 3500 | 82 |  |  |  | FALSE | FALSE | FALSE | [8 empty] | March, 30 2020 00:00:00 | FALSE | FALSE | FALSE | [6 empty] | AC | [7 empty] | FALSE
PNKIZ638 | Signify North America Corporation | Philips | 9290020162 | Linear Replacement Lamp | T8 Four-Foot | Replacement Lamps (plug and play) (UL Type A) |  | standard | TRUE |  | 2199 | 135.6 | 16.22 | 10.63 | 0.9659 | 3031 | 82.5 | 5 | 50000 | January, 18 2019 00:00:00 | Not Dimmable | Not Dimmable | No |  | KKLAMQ | [15 empty] | 81.5 |  | 1.26 | 1.32 | [6 empty] | 5 | 2300 | 121.1 | 19 | 20 | 0.9 | 3000 | 82 |  |  |  | FALSE | FALSE | FALSE | [8 empty] | March, 30 2020 00:00:00 | FALSE | FALSE | FALSE | [6 empty] | AC |  |  | 120 |  |  |  |  | FALSE
PCYKVJSI | Signify North America Corporation | Philips | 9290020164 | Linear Replacement Lamp | T8 Four-Foot | Replacement Lamps (plug and play) (UL Type A) |  | standard | FALSE | [10 empty] | January, 18 2019 00:00:00 | Not Dimmable | Not Dimmable | No |  | KKLAMQ | [25 empty] | 5 | 2500 | 131.6 | 19 | 20 | 0.9 | 4000 | 82 |  |  |  | FALSE | FALSE | FALSE | [8 empty] | March, 30 2020 00:00:00 | FALSE | FALSE | FALSE | [6 empty] | AC | [7 empty] | FALSE
P0HK0Y9Y | Signify North America Corporation | Philips | 9290020165 | Linear Replacement Lamp | T8 Four-Foot | Replacement Lamps (plug and play) (UL Type A) |  | standard | FALSE | [10 empty] | January, 18 2019 00:00:00 | Not Dimmable | Not Dimmable | No |  | KKLAMQ | [25 empty] | 5 | 2500 | 131.6 | 19 | 20 | 0.9 | 5000 | 82 |  |  |  | FALSE | FALSE | FALSE | [8 empty] | March, 30 2020 00:00:00 | FALSE | FALSE | FALSE | [6 empty] | AC | [7 empty] | FALSE
P7AX9U0U | Longhorn Intelligent Tech Co., Ltd | Longhorn | LH-L8V1222Q01 | Linear Replacement Lamp | T8 Four-Foot | Replacement Lamps (plug and play) (UL Type A) |  | standard | TRUE |  | 1826 | 126.1 | 14.48 | 10.69 | 0.9358 | 3011 | 82 | 5 | 50000 | January, 11 2019 00:00:00 | Not Dimmable | Not Dimmable | No |  | TTTVGA | [15 empty] | 84.4 |  | 1.2 | 1.28 | [6 empty] | 5 | 1820 | 126.92 | 14.34 | 10.69 | 0.9358 | 3000 | 82 |  |  |  | FALSE | FALSE | FALSE | [8 empty] | March, 30 2020 00:00:00 | FALSE | FALSE | FALSE | [6 empty] | AC |  |  | 277 |  |  |  |  | FALSE
PJ4JTFUV | Longhorn Intelligent Tech Co., Ltd | Longhorn | LH-L8U1707Q01 | Linear Replacement Lamp | T8 Four-Foot | Replacement Lamps (plug and play) (UL Type A) |  | standard | FALSE | [10 empty] | January, 11 2019 00:00:00 | Not Dimmable | Not Dimmable | No |  | TTTVFZ | [25 empty] | 5 | 2343 | 124.36 | 18.84 | 8.9 | 0.9596 | 3500 | 82 |  |  |  | FALSE | FALSE | FALSE | [8 empty] | March, 30 2020 00:00:00 | FALSE | FALSE | FALSE | [6 empty] | AC | [7 empty] | FALSE
P5Y8KKOX | Longhorn Intelligent Tech Co., Ltd | Longhorn | LH-L8N1707Q01 | Linear Replacement Lamp | T8 Four-Foot | Replacement Lamps (plug and play) (UL Type A) |  | standard | FALSE | [10 empty] | January, 11 2019 00:00:00 | Not Dimmable | Not Dimmable | No |  | TTTVFZ | [25 empty] | 5 | 2357 | 125.11 | 18.84 | 8.9 | 0.9596 | 4000 | 82 |  |  |  | FALSE | FALSE | FALSE | [8 empty] | March, 30 2020 00:00:00 | FALSE | FALSE | FALSE | [6 empty] | AC | [7 empty] | FALSE
PJ2YU6OX | Longhorn Intelligent Tech Co., Ltd | Longhorn | LH-L8V1707Q01 | Linear Replacement Lamp | T8 Four-Foot | Replacement Lamps (plug and play) (UL Type A) |  | standard | TRUE |  | 2330 | 124.2 | 18.76 | 8.9 | 0.9596 | 3004 | 82 | 5 | 50000 | January, 11 2019 00:00:00 | Not Dimmable | Not Dimmable | No |  | TTTVFZ | [15 empty] | 84.4 |  | 1.2 | 1.3 | [6 empty] | 5 | 2330 | 124.2 | 18.76 | 8.9 | 0.9596 | 3000 | 82 |  |  |  | FALSE | FALSE | FALSE | [8 empty] | March, 30 2020 00:00:00 | FALSE | FALSE | FALSE | [6 empty] | AC |  |  | 120 |  |  |  |  | FALSE
PDRGXGUM | Longhorn Intelligent Tech Co., Ltd | Longhorn | LH-L8U1414Q01 | Linear Replacement Lamp | T8 Four-Foot | Replacement Lamps (plug and play) (UL Type A) |  | standard | FALSE | [10 empty] | January, 11 2019 00:00:00 | Not Dimmable | Not Dimmable | No |  | TTTVFY | [25 empty] | 5 | 2083 | 128.03 | 16.27 | 9.61 | 0.95 | 3500 | 81.9 |  |  |  | FALSE | FALSE | FALSE | [8 empty] | March, 30 2020 00:00:00 | FALSE | FALSE | FALSE | [6 empty] | AC | [7 empty] | FALSE
PBZU2ZAX | Longhorn Intelligent Tech Co., Ltd | Longhorn | LH-L8R1414Q01 | Linear Replacement Lamp | T8 Four-Foot | Replacement Lamps (plug and play) (UL Type A) |  | standard | FALSE | [10 empty] | January, 11 2019 00:00:00 | Not Dimmable | Not Dimmable | No |  | TTTVFY | [25 empty] | 5 | 2119 | 129.84 | 16.32 | 9.41 | 0.9538 | 5000 | 82.4 |  |  |  | FALSE | FALSE | FALSE | [8 empty] | March, 30 2020 00:00:00 | FALSE | FALSE | FALSE | [6 empty] | AC | [7 empty] | FALSE
P5IOQRNK | Longhorn Intelligent Tech Co., Ltd | Longhorn | LH-L8R1707Q01 | Linear Replacement Lamp | T8 Four-Foot | Replacement Lamps (plug and play) (UL Type A) |  | standard | FALSE | [10 empty] | January, 11 2019 00:00:00 | Not Dimmable | Not Dimmable | No |  | TTTVFZ | [25 empty] | 5 | 2383 | 126.02 | 18.91 | 8.71 | 0.9608 | 5000 | 82.6 |  |  |  | FALSE | FALSE | FALSE | [8 empty] | March, 30 2020 00:00:00 | FALSE | FALSE | FALSE | [6 empty] | AC | [7 empty] | FALSE
PACSHTAZ | Longhorn Intelligent Tech Co., Ltd | Longhorn | LH-L8R1222Q01 | Linear Replacement Lamp | T8 Four-Foot | Replacement Lamps (plug and play) (UL Type A) |  | standard | FALSE | [10 empty] | January, 11 2019 00:00:00 | Not Dimmable | Not Dimmable | No |  | TTTVGA | [25 empty] | 5 | 1833 | 128.36 | 14.28 | 10.33 | 0.9369 | 5000 | 82.5 |  |  |  | FALSE | FALSE | FALSE | [8 empty] | March, 30 2020 00:00:00 | FALSE | FALSE | FALSE | [6 empty] | AC | [7 empty] | FALSE
PGY7LQMC | Longhorn Intelligent Tech Co., Ltd | Longhorn | LH-L8U1222Q01 | Linear Replacement Lamp | T8 Four-Foot | Replacement Lamps (plug and play) (UL Type A) |  | standard | FALSE | [10 empty] | January, 11 2019 00:00:00 | Not Dimmable | Not Dimmable | No |  | TTTVGA | [25 empty] | 5 | 1823 | 127.39 | 14.31 | 10.69 | 0.9358 | 3500 | 82 |  |  |  | FALSE | FALSE | FALSE | [8 empty] | March, 30 2020 00:00:00 | FALSE | FALSE | FALSE | [6 empty] | AC | [7 empty] | FALSE
P31LOKJL | Longhorn Intelligent Tech Co., Ltd | Longhorn | LH-L8N1222Q01 | Linear Replacement Lamp | T8 Four-Foot | Replacement Lamps (plug and play) (UL Type A) |  | standard | FALSE | [10 empty] | January, 11 2019 00:00:00 | Not Dimmable | Not Dimmable | No |  | TTTVGA | [25 empty] | 5 | 1827 | 127.67 | 14.31 | 10.69 | 0.9358 | 4000 | 82 |  |  |  | FALSE | FALSE | FALSE | [8 empty] | March, 30 2020 00:00:00 | FALSE | FALSE | FALSE | [6 empty] | AC | [7 empty] | FALSE
P705TVMH | Longhorn Intelligent Tech Co., Ltd | Longhorn | LH-L8N1414Q01 | Linear Replacement Lamp | T8 Four-Foot | Replacement Lamps (plug and play) (UL Type A) |  | standard | FALSE | [10 empty] | January, 11 2019 00:00:00 | Not Dimmable | Not Dimmable | No |  | TTTVFY | [25 empty] | 5 | 2095 | 128.76 | 16.27 | 9.61 | 0.95 | 4000 | 81.9 |  |  |  | FALSE | FALSE | FALSE | [8 empty] | March, 30 2020 00:00:00 | FALSE | FALSE | FALSE | [6 empty] | AC | [7 empty] | FALSE
PA84UJYN | Longhorn Intelligent Tech Co., Ltd | Longhorn | LH-L8V1414Q01 | Linear Replacement Lamp | T8 Four-Foot | Replacement Lamps (plug and play) (UL Type A) |  | standard | TRUE |  | 2071 | 127.76 | 16.21 | 9.61 | 0.95 | 3007 | 81.9 | 5 | 50000 | January, 11 2019 00:00:00 | Not Dimmable | Not Dimmable | No |  | TTTVFY | [15 empty] | 84.5 |  | 1.2 | 1.3 | [6 empty] | 5 | 2071 | 127.76 | 16.21 | 9.61 | 0.95 | 3000 | 81.9 |  |  |  | FALSE | FALSE | FALSE | [8 empty] | March, 30 2020 00:00:00 | FALSE | FALSE | FALSE | [6 empty] | AC |  |  | 120 |  |  |  |  | FALSE
PZBCW2PT | Xiamen Bymea Lighting Co., Ltd | BYMEA | T08L31-F-30H | Linear Replacement Lamp | T8 Four-Foot | Replacement Lamps (plug and play) (UL Type A) |  | standard | TRUE |  | 2392 | 121.92 | 19.62 | 8.78 | 0.9164 | 2942 | 81.5 | 5 | 50000 | January, 10 2019 00:00:00 | Not Dimmable | Not Dimmable | No |  | LLLBRE | [15 empty] | 84.9 |  | 1.2 | 1.26 | [6 empty] | 5 | 2100 | 117 | 18 | 20 | 0.9 | 3000 | 80 |  |  |  | FALSE | FALSE | FALSE | [8 empty] | March, 30 2020 00:00:00 | FALSE | FALSE | FALSE | [6 empty] | AC |  |  | 120 |  |  |  |  | FALSE
PYEKWBGG | Xiamen Bymea Lighting Co., Ltd | BYMEA | T08L31-F-35H | Linear Replacement Lamp | T8 Four-Foot | Replacement Lamps (plug and play) (UL Type A) |  | standard | FALSE | [10 empty] | January, 10 2019 00:00:00 | Not Dimmable | Not Dimmable | No |  | LLLBRE | [25 empty] | 5 | 2100 | 117 | 18 | 20 | 0.9 | 3500 | 80 |  |  |  | FALSE | FALSE | FALSE | [8 empty] | March, 30 2020 00:00:00 | FALSE | FALSE | FALSE | [6 empty] | AC | [7 empty] | FALSE
PCE7YQ1Y | Xiamen Bymea Lighting Co., Ltd | BYMEA | T08L31-F-40H | Linear Replacement Lamp | T8 Four-Foot | Replacement Lamps (plug and play) (UL Type A) |  | standard | FALSE | [10 empty] | January, 10 2019 00:00:00 | Not Dimmable | Not Dimmable | No |  | LLLBRE | [25 empty] | 5 | 2100 | 117 | 18 | 20 | 0.9 | 4000 | 80 |  |  |  | FALSE | FALSE | FALSE | [8 empty] | March, 30 2020 00:00:00 | FALSE | FALSE | FALSE | [6 empty] | AC | [7 empty] | FALSE
PNT7HCZC | Xiamen Bymea Lighting Co., Ltd | BYMEA | T08L31-F-45H | Linear Replacement Lamp | T8 Four-Foot | Replacement Lamps (plug and play) (UL Type A) |  | standard | FALSE | [10 empty] | January, 10 2019 00:00:00 | Not Dimmable | Not Dimmable | No |  | LLLBRE | [25 empty] | 5 | 2100 | 117 | 18 | 20 | 0.9 | 4500 | 80 |  |  |  | FALSE | FALSE | FALSE | [8 empty] | March, 30 2020 00:00:00 | FALSE | FALSE | FALSE | [6 empty] | AC | [7 empty] | FALSE
PBYQVW2E | Xiamen Bymea Lighting Co., Ltd | BYMEA | T08L31-F-50H | Linear Replacement Lamp | T8 Four-Foot | Replacement Lamps (plug and play) (UL Type A) |  | standard | FALSE | [10 empty] | January, 10 2019 00:00:00 | Not Dimmable | Not Dimmable | No |  | LLLBRE | [25 empty] | 5 | 2100 | 117 | 18 | 20 | 0.9 | 5000 | 80 |  |  |  | FALSE | FALSE | FALSE | [8 empty] | March, 30 2020 00:00:00 | FALSE | FALSE | FALSE | [6 empty] | AC | [7 empty] | FALSE
PLP2OXGH8J8C | PRO LIGHTING GROUP INC | prolighting | PL-T8-4F18-AB(5000K) | Linear Replacement Lamp | T8 Four-Foot | Dual Mode Internal Driver (UL Type A and Type B) |  | standard | FALSE | [10 empty] | January, 09 2019 00:00:00 | Not Dimmable | Not Dimmable | No | Updated on 01/21/2020 | VVVZAT | [25 empty] | 5 | 2673.93 | 147 | 18.13 | 13.6 | 0.917 | 5094 | 82.3 |  |  |  | FALSE | FALSE | FALSE | [8 empty] | March, 30 2020 00:00:00 | FALSE | FALSE | FALSE | [6 empty] | AC | [7 empty] | FALSE
PLKVY2VLOYYE | PRO LIGHTING GROUP INC | prolighting | PL-T8-4F18-AB(3500K) | Linear Replacement Lamp | T8 Four-Foot | Dual Mode Internal Driver (UL Type A and Type B) |  | standard | FALSE | [10 empty] | January, 09 2019 00:00:00 | Not Dimmable | Not Dimmable | No | Updated on 01/21/2020 | VVVZAT | [25 empty] | 5 | 2452.98 | 135.3 | 18.13 | 13.6 | 0.917 | 3500 | 82.6 |  |  |  | FALSE | FALSE | FALSE | [8 empty] | March, 30 2020 00:00:00 | FALSE | FALSE | FALSE | [6 empty] | AC | [7 empty] | FALSE
PL4T5IQUWR7S | PRO LIGHTING GROUP INC | prolighting | PL-T8-4F18-AB(4500K) | Linear Replacement Lamp | T8 Four-Foot | Dual Mode Internal Driver (UL Type A and Type B) |  | standard | FALSE | [10 empty] | January, 09 2019 00:00:00 | Not Dimmable | Not Dimmable | No | Updated on 01/21/2020 | VVVZAT | [25 empty] | 5 | 2590.01 | 142.7 | 18.13 | 13.6 | 0.917 | 4500 | 82.3 |  |  |  | FALSE | FALSE | FALSE | [8 empty] | March, 30 2020 00:00:00 | FALSE | FALSE | FALSE | [6 empty] | AC | [7 empty] | FALSE
PLZBO5PWU1I4 | PRO LIGHTING GROUP INC | prolighting | PL-T8-4F18-AB(4000K) | Linear Replacement Lamp | T8 Four-Foot | Dual Mode Internal Driver (UL Type A and Type B) |  | standard | FALSE | [10 empty] | January, 09 2019 00:00:00 | Not Dimmable | Not Dimmable | No | Updated on 01/21/2020 | VVVZAT | [25 empty] | 5 | 2590.01 | 142.7 | 18.13 | 13.6 | 0.917 | 3909 | 82.3 |  |  |  | FALSE | FALSE | FALSE | [8 empty] | March, 30 2020 00:00:00 | FALSE | FALSE | FALSE | [6 empty] | AC | [7 empty] | FALSE
PL73VNGVSFYD | PRO LIGHTING GROUP INC | prolighting | PL-T8-4F18-AB(3000K) | Linear Replacement Lamp | T8 Four-Foot | Dual Mode Internal Driver (UL Type A and Type B) |  | standard | TRUE |  | 2452.98 | 135.3 | 18.13 | 13.6 | 0.917 | 3073 | 82.6 | 5 | 50000 | January, 09 2019 00:00:00 | Not Dimmable | Not Dimmable | No | Updated on 01/21/2020 | VVVZAT | [15 empty] | 80 |  | 1.14 | 1.2 | [6 empty] | 5 | 2452.98 | 135.3 | 18.13 | 13.6 | 0.917 | 3073 | 82.6 |  |  |  | FALSE | FALSE | FALSE | [8 empty] | March, 30 2020 00:00:00 | FALSE | FALSE | FALSE | [6 empty] | AC | [7 empty] | FALSE
PLFL4RFVODZS | EarthTronics Inc. | EARTHTRONICS | LT812840TA | Linear Replacement Lamp | T8 Four-Foot | Replacement Lamps (plug and play) (UL Type A) |  | standard | TRUE |  | 1730 | 130.9 | 13.22 | 15.51 | 0.9503 | 3974 | 81.7 | 5 | 50000 | January, 08 2019 00:00:00 | Not Dimmable | Not Dimmable | No |  | CCCGJH | [15 empty] | 81.5 |  | 1.28 | 1.32 | [6 empty] | 5 | 1600 | 133 | 12 | 20 | 0.9 | 4000 | 80 |  |  |  | FALSE | FALSE | FALSE | [8 empty] | March, 30 2020 00:00:00 | FALSE | FALSE | FALSE | [6 empty] | AC | [7 empty] | FALSE
PS0DFSLW | Longhorn Intelligent Tech Co., Ltd | Longhorn | LH-L8U1015Q01 | Linear Replacement Lamp | T8 Four-Foot | Replacement Lamps (plug and play) (UL Type A) |  | standard | FALSE | [10 empty] | January, 08 2019 00:00:00 | Not Dimmable | Not Dimmable | No |  | KKLAML | [25 empty] | 5 | 1676 | 125.54 | 13.35 | 10.76 | 0.9304 | 3500 | 81.9 |  |  |  | FALSE | FALSE | FALSE | [8 empty] | March, 30 2020 00:00:00 | FALSE | FALSE | FALSE | [6 empty] | AC | [7 empty] | FALSE
PTVP369S | Longhorn Intelligent Tech Co., Ltd | Longhorn | LH-L8R1015Q01 | Linear Replacement Lamp | T8 Four-Foot | Replacement Lamps (plug and play) (UL Type A) |  | standard | FALSE | [10 empty] | January, 08 2019 00:00:00 | Not Dimmable | Not Dimmable | No |  | KKLAML | [25 empty] | 5 | 1695 | 126.97 | 13.35 | 10.49 | 0.9318 | 5000 | 82.5 |  |  |  | FALSE | FALSE | FALSE | [8 empty] | March, 30 2020 00:00:00 | FALSE | FALSE | FALSE | [6 empty] | AC | [7 empty] | FALSE
PT9J5ZZS | Longhorn Intelligent Tech Co., Ltd | Longhorn | LH-L8N1015Q01 | Linear Replacement Lamp | T8 Four-Foot | Replacement Lamps (plug and play) (UL Type A) |  | standard | FALSE | [10 empty] | January, 08 2019 00:00:00 | Not Dimmable | Not Dimmable | No |  | KKLAML | [25 empty] | 5 | 1683 | 126.07 | 13.35 | 10.76 | 0.9304 | 4000 | 81.9 |  |  |  | FALSE | FALSE | FALSE | [8 empty] | March, 30 2020 00:00:00 | FALSE | FALSE | FALSE | [6 empty] | AC | [7 empty] | FALSE
PL10MOMBLL3M | EarthTronics Inc. | EARTHTRONICS | LT812850TA | Linear Replacement Lamp | T8 Four-Foot | Replacement Lamps (plug and play) (UL Type A) |  | standard | FALSE | [10 empty] | January, 08 2019 00:00:00 | Not Dimmable | Not Dimmable | No |  | CCCGJH | [25 empty] | 5 | 1600 | 133 | 12 | 20 | 0.9 | 5000 | 80 |  |  |  | FALSE | FALSE | FALSE | [8 empty] | March, 30 2020 00:00:00 | FALSE | FALSE | FALSE | [6 empty] | AC | [7 empty] | FALSE
P0ZQ8JJ0 | Longhorn Intelligent Tech Co., Ltd | Longhorn | LH-L8V1015Q01 | Linear Replacement Lamp | T8 Four-Foot | Replacement Lamps (plug and play) (UL Type A) |  | standard | TRUE |  | 1673 | 123.93 | 13.5 | 10.76 | 0.9304 | 3005 | 81.9 | 5 |  | January, 08 2019 00:00:00 | Not Dimmable | Not Dimmable | No |  | KKLAML | [15 empty] | 84.5 |  | 1.27 | 1.18 | [6 empty] | 5 | 1670 | 125.19 | 13.34 | 10.76 | 0.9304 | 3000 | 81.9 |  |  |  | FALSE | FALSE | FALSE | [8 empty] | March, 30 2020 00:00:00 | FALSE | FALSE | FALSE | [6 empty] | AC |  |  | 277 |  |  |  |  | FALSE
PLJBPRI6WCCP | AM Conservation Group, Inc | Simply Conserve | L14T8N45A | Linear Replacement Lamp | T8 Four-Foot | Replacement Lamps (plug and play) (UL Type A) |  | standard | FALSE | [10 empty] | January, 07 2019 00:00:00 | Not Dimmable | Not Dimmable | No |  | XXXCUV | [25 empty] | 5 | 1849.8 | 126.96 | 14.57 | 16.11 | 0.9594 | 4500 | 81.7 |  |  |  | FALSE | FALSE | FALSE | [8 empty] | March, 30 2020 00:00:00 | FALSE | FALSE | FALSE | [6 empty] | AC | [7 empty] | FALSE
PL3Y5H4O2PHU | AM Conservation Group, Inc | Simply Conserve | L14T8N30A | Linear Replacement Lamp | T8 Four-Foot | Replacement Lamps (plug and play) (UL Type A) |  | standard | TRUE |  | 1849.8 | 126.96 | 14.57 | 16.11 | 0.9594 | 2990 | 81.7 | 5 | 50000 | January, 07 2019 00:00:00 | Not Dimmable | Not Dimmable | No |  | XXXCUV | [15 empty] | 78.7 |  | 1.16 | 1.24 | [6 empty] | 5 | 1849.8 | 126.96 | 14.57 | 16.11 | 0.9594 | 3000 | 81.7 |  |  |  | FALSE | FALSE | FALSE | [8 empty] | March, 30 2020 00:00:00 | FALSE | FALSE | FALSE | [6 empty] | AC |  |  | 120 |  |  |  |  | FALSE
PL3399RNSIWB | AM Conservation Group, Inc | Simply Conserve | L14T8N35A | Linear Replacement Lamp | T8 Four-Foot | Replacement Lamps (plug and play) (UL Type A) |  | standard | FALSE | [10 empty] | January, 07 2019 00:00:00 | Not Dimmable | Not Dimmable | No |  | XXXCUV | [25 empty] | 5 | 1849.8 | 126.96 | 14.57 | 16.11 | 0.9594 | 3500 | 81.7 |  |  |  | FALSE | FALSE | FALSE | [8 empty] | March, 30 2020 00:00:00 | FALSE | FALSE | FALSE | [6 empty] | AC | [7 empty] | FALSE
PLZM69IOK9BA | AM Conservation Group, Inc | Simply Conserve | L14T8N50A | Linear Replacement Lamp | T8 Four-Foot | Replacement Lamps (plug and play) (UL Type A) |  | standard | FALSE | [10 empty] | January, 07 2019 00:00:00 | Not Dimmable | Not Dimmable | No |  | XXXCUV | [25 empty] | 5 | 1943.6 | 133.86 | 14.52 | 16.11 | 0.9594 | 5000 | 81.2 |  |  |  | FALSE | FALSE | FALSE | [8 empty] | March, 30 2020 00:00:00 | FALSE | FALSE | FALSE | [6 empty] | AC | [7 empty] | FALSE
PLPB5G7HPOU2 | AM Conservation Group, Inc | Simply Conserve | L14T8N40A | Linear Replacement Lamp | T8 Four-Foot | Replacement Lamps (plug and play) (UL Type A) |  | standard | FALSE | [10 empty] | January, 07 2019 00:00:00 | Not Dimmable | Not Dimmable | No |  | XXXCUV | [25 empty] | 5 | 1849.8 | 126.96 | 14.57 | 16.11 | 0.9594 | 4000 | 81.7 |  |  |  | FALSE | FALSE | FALSE | [8 empty] | March, 30 2020 00:00:00 | FALSE | FALSE | FALSE | [6 empty] | AC | [7 empty] | FALSE
PLBQ2XZR7HAN | Tooper Pro LED Lighting Inc. | ECT-STAR | ECT-T803-50K | Linear Replacement Lamp | T8 Four-Foot | Replacement Lamps (plug and play) (UL Type A) |  | standard | FALSE | [10 empty] | January, 02 2019 00:00:00 | Not Dimmable | Not Dimmable | No |  | VVVXOY | [25 empty] | 5 | 2300 | 128 | 18 | 7 | 0.9 | 5000 | 80 |  |  |  | FALSE | FALSE | FALSE | [8 empty] | March, 30 2020 00:00:00 | FALSE | FALSE | FALSE | [6 empty] | AC | [7 empty] | FALSE
PL2F95CW5MI1 | Tooper Pro LED Lighting Inc. | ECT-STAR | ECT-T801-40K | Linear Replacement Lamp | T8 Four-Foot | Replacement Lamps (plug and play) (UL Type A) |  | standard | TRUE |  | 2376 | 117.05 | 20.3 | 11.38 | 0.9765 | 4065 | 82.7 | 5 | 50000 | January, 02 2019 00:00:00 | Not Dimmable | Not Dimmable | No |  | VVVXOX | [15 empty] | 84.9 |  | 1.22 | 1.28 | [6 empty] | 5 | 2100 | 116.667 | 18 | 11.38 | 0.9765 | 4000 | 82.7 |  |  |  | FALSE | FALSE | FALSE | [8 empty] | March, 30 2020 00:00:00 | FALSE | FALSE | FALSE | [6 empty] | AC | [7 empty] | FALSE
PLMNV6M5ENB4 | Tooper Pro LED Lighting Inc. | ECT-STAR | ECT-T801-50K | Linear Replacement Lamp | T8 Four-Foot | Replacement Lamps (plug and play) (UL Type A) |  | standard | FALSE | [10 empty] | January, 02 2019 00:00:00 | Not Dimmable | Not Dimmable | No |  | VVVXOX | [25 empty] | 5 | 2200 | 122.222 | 18 | 11.89 | 0.9736 | 5000 | 83.9 |  |  |  | FALSE | FALSE | FALSE | [8 empty] | March, 30 2020 00:00:00 | FALSE | FALSE | FALSE | [6 empty] | AC | [7 empty] | FALSE
PLPMOMY2V8FA | Tooper Pro LED Lighting Inc. | ECT-STAR | ECT-T803-30K | Linear Replacement Lamp | T8 Four-Foot | Replacement Lamps (plug and play) (UL Type A) |  | standard | TRUE |  | 2267.8 | 118.93 | 19.07 | 6.71 | 0.9773 | 2931 | 82.3 | 5 | 50000 | January, 02 2019 00:00:00 | Not Dimmable | Not Dimmable | No |  | VVVXOY | [15 empty] | 89.9 |  | 1.3 | 1.4 | [6 empty] | 5 | 2200 | 122 | 18 | 7 | 0.9 | 3000 | 80 |  |  |  | FALSE | FALSE | FALSE | [8 empty] | March, 30 2020 00:00:00 | FALSE | FALSE | FALSE | [6 empty] | AC | [7 empty] | FALSE
PRH6DVIU | JIAXING SUPER LIGHTING ELECTRIC APPLIANCE CO.,LTD | Super | T8L-IDDM13-1800-4ft-CBA-A3 | Linear Replacement Lamp | T8 Four-Foot | Replacement Lamps (plug and play) (UL Type A) |  | standard | FALSE | [10 empty] | December, 26 2018 00:00:00 | Not Dimmable | Not Dimmable | No |  | RRRVBJ | [25 empty] | 5 | 1800 | 120 | 15 | 20 | 0.9 | 4000 | 82 |  |  |  | FALSE | FALSE | FALSE | [8 empty] | March, 30 2020 00:00:00 | FALSE | FALSE | FALSE | [6 empty] | AC | [7 empty] | FALSE
PD9HXLGL | JIAXING SUPER LIGHTING ELECTRIC APPLIANCE CO.,LTD | Super | T8L-IDDM13-1800-4ft-ABA-A3 | Linear Replacement Lamp | T8 Four-Foot | Replacement Lamps (plug and play) (UL Type A) |  | standard | TRUE |  | 1767 | 121.2 | 14.59 | 13.4 | 0.9578 | 3063 | 82.2 | 5 | 50000 | December, 26 2018 00:00:00 | Not Dimmable | Not Dimmable | No |  | RRRVBJ | [15 empty] | 81.5 |  | 1.26 | 1.28 | [6 empty] | 5 | 1700 | 113.333 | 15 | 20 | 0.9 | 3000 | 82 |  |  |  | FALSE | FALSE | FALSE | [8 empty] | March, 30 2020 00:00:00 | FALSE | FALSE | FALSE | [6 empty] | AC |  |  | 277 |  |  |  |  | FALSE
PQC85BEI | JIAXING SUPER LIGHTING ELECTRIC APPLIANCE CO.,LTD | Super | T8L-IDDM13-1800-4ft-BBA-A3 | Linear Replacement Lamp | T8 Four-Foot | Replacement Lamps (plug and play) (UL Type A) |  | standard | FALSE | [10 empty] | December, 26 2018 00:00:00 | Not Dimmable | Not Dimmable | No |  | RRRVBJ | [25 empty] | 4.4 | 1700 | 113.333 | 15 | 20 | 0.9 | 3500 | 82 |  |  |  | FALSE | FALSE | FALSE | [8 empty] | December, 26 2018 00:00:00 | FALSE | FALSE | FALSE | [6 empty] | AC | [7 empty] | FALSE
PLCK1P3T | JIAXING SUPER LIGHTING ELECTRIC APPLIANCE CO.,LTD | Super | T8L-IDDM13-1800-4ft-DBA-A3 | Linear Replacement Lamp | T8 Four-Foot | Replacement Lamps (plug and play) (UL Type A) |  | standard | FALSE | [10 empty] | December, 26 2018 00:00:00 | Not Dimmable | Not Dimmable | No |  | RRRVBJ | [25 empty] | 5 | 1800 | 120 | 15 | 20 | 0.9 | 4500 | 82 |  |  |  | FALSE | FALSE | FALSE | [8 empty] | March, 30 2020 00:00:00 | FALSE | FALSE | FALSE | [6 empty] | AC | [7 empty] | FALSE
P8WA296N | JIAXING SUPER LIGHTING ELECTRIC APPLIANCE CO.,LTD | Super | T8L-IDDM13-1800-4ft-EBA-A3 | Linear Replacement Lamp | T8 Four-Foot | Replacement Lamps (plug and play) (UL Type A) |  | standard | FALSE | [10 empty] | December, 26 2018 00:00:00 | Not Dimmable | Not Dimmable | No |  | RRRVBJ | [25 empty] | 5 | 1800 | 120 | 15 | 20 | 0.9 | 5000 | 82 |  |  |  | FALSE | FALSE | FALSE | [8 empty] | March, 30 2020 00:00:00 | FALSE | FALSE | FALSE | [6 empty] | AC | [7 empty] | FALSE
PLOGDK447YFF | Commercial Lighting Services | Commercial Lighting Services | CLS-4FT-18WAB-40K | Linear Replacement Lamp | T8 Four-Foot | Dual Mode Internal Driver (UL Type A and Type B) |  | standard | FALSE | [10 empty] | December, 20 2018 00:00:00 | Not Dimmable | Not Dimmable | FALSE |  | VVVXNU | [25 empty] | 4.4 | 2213.3 | 115.4 | 19.1 | 13.3 | 0.925 | 4000 | 81.4 |  |  |  | FALSE | FALSE | FALSE | [8 empty] | December, 20 2018 00:00:00 | FALSE | FALSE | FALSE | [6 empty] | AC | [7 empty] | FALSE
P1WS0G2I | ARKSMART INC | ARKSMART | ARK/UC/14K12(501301) | Linear Replacement Lamp | T8 Four-Foot | Replacement Lamps (plug and play) (UL Type A) |  | standard | FALSE | [10 empty] | December, 20 2018 00:00:00 | Not Dimmable | Not Dimmable | No |  | DDDKCC | [25 empty] | 5 | 1943.6 | 133.86 | 14.52 | 16.11 | 0.9594 | 5000 | 81.2 |  |  |  | FALSE | FALSE | FALSE | [8 empty] | March, 30 2020 00:00:00 | FALSE | FALSE | FALSE | [6 empty] | AC | [7 empty] | FALSE
PLM3Z15IIR16 | Commercial Lighting Services | Commercial Lighting Services | CLS-4FT-18WAB-50K | Linear Replacement Lamp | T8 Four-Foot | Dual Mode Internal Driver (UL Type A and Type B) |  | standard | FALSE | [10 empty] | December, 20 2018 00:00:00 | Not Dimmable | Not Dimmable | No |  | VVVXNU | [25 empty] | 5 | 2298.7 | 120.1 | 19.1 | 13.3 | 0.925 | 4970 | 83.3 |  |  |  | FALSE | FALSE | FALSE | [8 empty] | March, 30 2020 00:00:00 | FALSE | FALSE | FALSE | [6 empty] | AC | [7 empty] | FALSE
PL97MKVS1POG | Commercial Lighting Services | Commercial Lighting Services | CLS-4FT-18WAB-30K | Linear Replacement Lamp | T8 Four-Foot | Dual Mode Internal Driver (UL Type A and Type B) |  | standard | TRUE |  | 2213.37 | 115.4 | 19.18 | 13.2 | 0.925 | 2909 | 81.4 | 5 | 50000 | December, 20 2018 00:00:00 | Not Dimmable | Not Dimmable | No |  | VVVXNU | [15 empty] | 78.1 |  | 1.18 | 1.24 | [6 empty] | 5 | 2213.3 | 115.4 | 19.1 | 13.3 | 0.925 | 2909 | 81.4 |  |  |  | FALSE | FALSE | FALSE | [8 empty] | March, 30 2020 00:00:00 | FALSE | FALSE | FALSE | [6 empty] | AC | [7 empty] | FALSE
PT72E6LN | ARKSMART INC | ARKSMART | ARK/UC/14K12(351301) | Linear Replacement Lamp | T8 Four-Foot | Replacement Lamps (plug and play) (UL Type A) |  | standard | FALSE | [10 empty] | December, 20 2018 00:00:00 | Not Dimmable | Not Dimmable | No |  | DDDKCC | [25 empty] | 5 | 1849.8 | 126.96 | 14.57 | 16.11 | 0.9594 | 3500 | 81.7 |  |  |  | FALSE | FALSE | FALSE | [8 empty] | March, 30 2020 00:00:00 | FALSE | FALSE | FALSE | [6 empty] | AC | [7 empty] | FALSE
PHEFKU78 | ARKSMART INC | ARKSMART | ARK/UC/14K12(401301) | Linear Replacement Lamp | T8 Four-Foot | Replacement Lamps (plug and play) (UL Type A) |  | standard | FALSE | [10 empty] | December, 20 2018 00:00:00 | Not Dimmable | Not Dimmable | No |  | DDDKCC | [25 empty] | 5 | 1849.8 | 126.96 | 14.57 | 16.11 | 0.9594 | 4000 | 81.7 |  |  |  | FALSE | FALSE | FALSE | [8 empty] | March, 30 2020 00:00:00 | FALSE | FALSE | FALSE | [6 empty] | AC | [7 empty] | FALSE
PFIL8JS3 | ARKSMART INC | ARKSMART | ARK/UC/14K12(451301) | Linear Replacement Lamp | T8 Four-Foot | Replacement Lamps (plug and play) (UL Type A) |  | standard | FALSE | [10 empty] | December, 20 2018 00:00:00 | Not Dimmable | Not Dimmable | No |  | DDDKCC | [25 empty] | 5 | 1849.8 | 126.96 | 14.57 | 16.11 | 0.9594 | 4500 | 81.7 |  |  |  | FALSE | FALSE | FALSE | [8 empty] | March, 30 2020 00:00:00 | FALSE | FALSE | FALSE | [6 empty] | AC | [7 empty] | FALSE
PRNDJPFZ | ARKSMART INC | ARKSMART | ARK/UC/14K12(301301) | Linear Replacement Lamp | T8 Four-Foot | Replacement Lamps (plug and play) (UL Type A) |  | standard | TRUE |  | 1849.8 | 126.96 | 14.57 | 16.11 | 0.9594 | 2990 | 81.7 | 5 | 50000 | December, 20 2018 00:00:00 | Not Dimmable | Not Dimmable | No |  | DDDKCC | [15 empty] | 78.7 |  | 1.16 | 1.24 | [6 empty] | 5 | 1849.8 | 126.96 | 14.57 | 16.11 | 0.9594 | 3000 | 81.7 |  |  |  | FALSE | FALSE | FALSE | [8 empty] | March, 30 2020 00:00:00 | FALSE | FALSE | FALSE | [6 empty] | AC |  |  | 120 |  |  |  |  | FALSE
PLTWJFBF9Y2R | Online Stores LLC. | Lumegen | LG-4T8AL-18WU-30K | Linear Replacement Lamp | T8 Four-Foot | Dual Mode Internal Driver (UL Type A and Type B) |  | standard | TRUE |  | 2430.4 | 121.96 | 19.93 | 19.29 | 0.882 | 2930 | 83.1 | 5 | 50000 | December, 18 2018 00:00:00 | Not Dimmable | Not Dimmable | No |  | FFFJFG | [15 empty] | 83.9 |  | 1.24 | 1.24 | [6 empty] | 5 | 2400 | 120 | 20 | 20 | 0.9 | 3000 | 80 |  |  |  | FALSE | FALSE | FALSE | [8 empty] | March, 30 2020 00:00:00 | FALSE | FALSE | FALSE | [6 empty] | AC | [7 empty] | FALSE
PLA9OHAW8M2A | Online Stores LLC. | Lumegen | LG-4T8AL-12WU-45K | Linear Replacement Lamp | T8 Four-Foot | Dual Mode Internal Driver (UL Type A and Type B) |  | standard | FALSE | [10 empty] | December, 18 2018 00:00:00 | Not Dimmable | Not Dimmable | No |  | FFFJFE | [25 empty] | 5 | 1650 | 126.9 | 13 | 15 | 0.9 | 4500 | 80 |  |  |  | FALSE | FALSE | FALSE | [8 empty] | March, 30 2020 00:00:00 | FALSE | FALSE | FALSE | [6 empty] | AC | [7 empty] | FALSE
PLVRGZ6527SQ | Online Stores LLC. | Lumegen | LG-4T8AL2-12WU-45K | Linear Replacement Lamp | T8 Four-Foot | Dual Mode Internal Driver (UL Type A and Type B) |  | standard | FALSE | [10 empty] | December, 18 2018 00:00:00 | Not Dimmable | Not Dimmable | No |  | FFFJFD | [25 empty] | 5 | 1800 | 150 | 12 | 20 | 0.9 | 4500 | 80 |  |  |  | FALSE | FALSE | FALSE | [8 empty] | March, 30 2020 00:00:00 | FALSE | FALSE | FALSE | [6 empty] | AC | [7 empty] | FALSE
PL4FF6MOF3FJ | Online Stores LLC. | Lumegen | LG-4T8AL2-12WU-50K | Linear Replacement Lamp | T8 Four-Foot | Dual Mode Internal Driver (UL Type A and Type B) |  | standard | FALSE | [10 empty] | December, 18 2018 00:00:00 | Not Dimmable | Not Dimmable | No |  | FFFJFD | [25 empty] | 5 | 1800 | 150 | 12 | 20 | 0.9 | 5000 | 80 |  |  |  | FALSE | FALSE | FALSE | [8 empty] | March, 30 2020 00:00:00 | FALSE | FALSE | FALSE | [6 empty] | AC | [7 empty] | FALSE
PR3F0711 | ELB Electronics, Inc. | ELB | LED T8-48-830-G-FHF | Linear Replacement Lamp | T8 Four-Foot | Replacement Lamps (plug and play) (UL Type A) |  | standard | TRUE |  | 1736 | 119.16 | 14.58 | 9.27 | 0.9628 | 3044 | 82.7 | 5 | 70000 | December, 18 2018 00:00:00 | Not Dimmable | Not Dimmable | No |  | CCCGIA | [15 empty] | 80.7 |  | 1.32 | 1.32 | [6 empty] | 5 | 1700 | 113 | 15 | 20 | 0.9 | 3000 | 80 |  |  |  | FALSE | FALSE | FALSE | [8 empty] | March, 30 2020 00:00:00 | FALSE | FALSE | FALSE | [6 empty] | AC |  |  | 120 |  |  |  |  | FALSE
PLHDZ8Y8DY1O | Online Stores LLC. | Lumegen | LG-4T8AL-18WU-35K | Linear Replacement Lamp | T8 Four-Foot | Dual Mode Internal Driver (UL Type A and Type B) |  | standard | FALSE | [10 empty] | December, 18 2018 00:00:00 | Not Dimmable | Not Dimmable | No |  | FFFJFG | [25 empty] | 5 | 2400 | 120 | 20 | 20 | 0.9 | 3500 | 80 |  |  |  | FALSE | FALSE | FALSE | [8 empty] | March, 30 2020 00:00:00 | FALSE | FALSE | FALSE | [6 empty] | AC | [7 empty] | FALSE
PL29N54FFKQL | Online Stores LLC. | Lumegen | LG-4T8AL-18WU-40K | Linear Replacement Lamp | T8 Four-Foot | Dual Mode Internal Driver (UL Type A and Type B) |  | standard | FALSE | [10 empty] | December, 18 2018 00:00:00 | Not Dimmable | Not Dimmable | No |  | FFFJFG | [25 empty] | 5 | 2450 | 122 | 20 | 20 | 0.9 | 4000 | 80 |  |  |  | FALSE | FALSE | FALSE | [8 empty] | March, 30 2020 00:00:00 | FALSE | FALSE | FALSE | [6 empty] | AC | [7 empty] | FALSE
PLG3AJIHGJXF | Online Stores LLC. | Lumegen | LG-4T8AL-18WU-50K | Linear Replacement Lamp | T8 Four-Foot | Dual Mode Internal Driver (UL Type A and Type B) |  | standard | FALSE | [10 empty] | December, 18 2018 00:00:00 | Not Dimmable | Not Dimmable | No |  | FFFJFG | [25 empty] | 5 | 2450 | 122 | 20 | 20 | 0.9 | 5000 | 80 |  |  |  | FALSE | FALSE | FALSE | [8 empty] | March, 30 2020 00:00:00 | FALSE | FALSE | FALSE | [6 empty] | AC | [7 empty] | FALSE
PL6OTIAQ9EVM | Online Stores LLC. | Lumegen | LG-4T8AL-12WU-40K | Linear Replacement Lamp | T8 Four-Foot | Dual Mode Internal Driver (UL Type A and Type B) |  | standard | FALSE | [10 empty] | December, 18 2018 00:00:00 | Not Dimmable | Not Dimmable | No |  | FFFJFE | [25 empty] | 5 | 1650 | 126.9 | 13 | 15 | 0.9 | 4000 | 80 |  |  |  | FALSE | FALSE | FALSE | [8 empty] | March, 30 2020 00:00:00 | FALSE | FALSE | FALSE | [6 empty] | AC | [7 empty] | FALSE
PLPBLPNJWRBZ | Online Stores LLC. | Lumegen | LG-4T8AL2-12WU-35K | Linear Replacement Lamp | T8 Four-Foot | Dual Mode Internal Driver (UL Type A and Type B) |  | standard | FALSE | [10 empty] | December, 18 2018 00:00:00 | Not Dimmable | Not Dimmable | No |  | FFFJFD | [25 empty] | 5 | 1752 | 146 | 12 | 20 | 0.9 | 3500 | 80 |  |  |  | FALSE | FALSE | FALSE | [8 empty] | March, 30 2020 00:00:00 | FALSE | FALSE | FALSE | [6 empty] | AC | [7 empty] | FALSE
PLCRCFWSNIKK | Online Stores LLC. | Lumegen | LG-4T8AL2-12WU-30K | Linear Replacement Lamp | T8 Four-Foot | Dual Mode Internal Driver (UL Type A and Type B) |  | standard | TRUE |  | 1760 | 123.02 | 14.31 | 19.95 | 0.909 | 2935 | 83.2 | 5 | 50000 | December, 18 2018 00:00:00 | Not Dimmable | Not Dimmable | No |  | FFFJFD | [15 empty] | 84.2 |  | 1.24 | 1.28 | [6 empty] | 5 | 1752 | 146 | 12 | 20 | 0.9 | 3000 | 80 |  |  |  | FALSE | FALSE | FALSE | [8 empty] | March, 30 2020 00:00:00 | FALSE | FALSE | FALSE | [6 empty] | AC | [7 empty] | FALSE
PLUWU3G9HALE | Online Stores LLC. | Lumegen | LG-4T8AL-12WU-30K | Linear Replacement Lamp | T8 Four-Foot | Dual Mode Internal Driver (UL Type A and Type B) |  | standard | TRUE |  | 1649.38 | 115.1 | 14.33 | 14.5 | 0.939 | 2906 | 83.4 | 5 | 50000 | December, 18 2018 00:00:00 | Not Dimmable | Not Dimmable | No |  | FFFJFE | [15 empty] | 78.7 |  | 1.12 | 1.24 | [6 empty] | 5 | 1650 | 126.9 | 13 | 15 | 0.9 | 2906 | 80 |  |  |  | FALSE | FALSE | FALSE | [8 empty] | March, 30 2020 00:00:00 | FALSE | FALSE | FALSE | [6 empty] | AC | [7 empty] | FALSE
PLIZ6ZFLTOVM | Online Stores LLC. | Lumegen | LG-4T8AL-12WU-35K | Linear Replacement Lamp | T8 Four-Foot | Dual Mode Internal Driver (UL Type A and Type B) |  | standard | FALSE | [10 empty] | December, 18 2018 00:00:00 | Not Dimmable | Not Dimmable | No |  | FFFJFE | [25 empty] | 5 | 1650 | 126.9 | 13 | 15 | 0.9 | 3500 | 80 |  |  |  | FALSE | FALSE | FALSE | [8 empty] | March, 30 2020 00:00:00 | FALSE | FALSE | FALSE | [6 empty] | AC | [7 empty] | FALSE
PLU4SQDLMRAV | Online Stores LLC. | Lumegen | LG-4T8AL-12WU-50K | Linear Replacement Lamp | T8 Four-Foot | Dual Mode Internal Driver (UL Type A and Type B) |  | standard | FALSE | [10 empty] | December, 18 2018 00:00:00 | Not Dimmable | Not Dimmable | No |  | FFFJFE | [25 empty] | 5 | 1680 | 129.2 | 13 | 15 | 0.9 | 4835 | 80 |  |  |  | FALSE | FALSE | FALSE | [8 empty] | March, 30 2020 00:00:00 | FALSE | FALSE | FALSE | [6 empty] | AC | [7 empty] | FALSE
PLSD3L8E4BFL | Online Stores LLC. | Lumegen | LG-4T8AL-18WU-45K | Linear Replacement Lamp | T8 Four-Foot | Dual Mode Internal Driver (UL Type A and Type B) |  | standard | FALSE | [10 empty] | December, 18 2018 00:00:00 | Not Dimmable | Not Dimmable | No |  | FFFJFG | [25 empty] | 5 | 2450 | 122 | 20 | 20 | 0.9 | 4500 | 80 |  |  |  | FALSE | FALSE | FALSE | [8 empty] | March, 30 2020 00:00:00 | FALSE | FALSE | FALSE | [6 empty] | AC | [7 empty] | FALSE
PRBQ3MLF | ELB Electronics, Inc. | ELB | LED T8-48-840-G-FHF | Linear Replacement Lamp | T8 Four-Foot | Replacement Lamps (plug and play) (UL Type A) |  | standard | FALSE | [10 empty] | December, 18 2018 00:00:00 | Not Dimmable | Not Dimmable | FALSE |  | CCCGIA | [25 empty] | 4.4 | 1750 | 116 | 15 | 20 | 0.9 | 4000 | 80 |  |  |  | FALSE | FALSE | FALSE | [8 empty] | December, 18 2018 00:00:00 | FALSE | FALSE | FALSE | [6 empty] | AC | [7 empty] | FALSE
PLGKDS2IPEYL | Online Stores LLC. | Lumegen | LG-4T8AL2-12WU-40K | Linear Replacement Lamp | T8 Four-Foot | Dual Mode Internal Driver (UL Type A and Type B) |  | standard | FALSE | [10 empty] | December, 18 2018 00:00:00 | Not Dimmable | Not Dimmable | No |  | FFFJFD | [25 empty] | 5 | 1800 | 150 | 12 | 20 | 0.9 | 4000 | 80 |  |  |  | FALSE | FALSE | FALSE | [8 empty] | March, 30 2020 00:00:00 | FALSE | FALSE | FALSE | [6 empty] | AC | [7 empty] | FALSE
P9XF7PRF | ELB Electronics, Inc. | ELB | LED T8-48-850-G-FHF | Linear Replacement Lamp | T8 Four-Foot | Replacement Lamps (plug and play) (UL Type A) |  | standard | FALSE | [10 empty] | December, 18 2018 00:00:00 | Not Dimmable | Not Dimmable | No |  | CCCGIA | [25 empty] | 5 | 1800 | 120 | 15 | 20 | 0.9 | 5000 | 80 |  |  |  | FALSE | FALSE | FALSE | [8 empty] | March, 30 2020 00:00:00 | FALSE | FALSE | FALSE | [6 empty] | AC | [7 empty] | FALSE
P4LNQPOG | Xiamen Mooguang Techenology Co.,Ltd. | MG | MG-T84FT-15W50DF | Linear Replacement Lamp | T8 Four-Foot | Dual Mode Internal Driver (UL Type A and Type B) |  | standard | FALSE | [10 empty] | December, 07 2018 00:00:00 | Not Dimmable | Not Dimmable | No |  | EAEFTN | [25 empty] | 5 | 2200.05 | 146.67 | 15 | 6.84 | 0.958 | 5000 | 81.7 |  |  |  | FALSE | FALSE | FALSE | [8 empty] | March, 30 2020 00:00:00 | FALSE | FALSE | FALSE | [6 empty] | AC | 120 | 277 | [5 empty] | FALSE
PJH2LMQG | Xiamen Mooguang Techenology Co.,Ltd. | MG | MG-T84FT-15W45DF | Linear Replacement Lamp | T8 Four-Foot | Dual Mode Internal Driver (UL Type A and Type B) |  | standard | FALSE | [10 empty] | December, 07 2018 00:00:00 | Not Dimmable | Not Dimmable | No |  | EAEFTN | [25 empty] | 5 | 2200.05 | 146.67 | 15 | 7.19 | 0.9951 | 4500 | 80.8 |  |  |  | FALSE | FALSE | FALSE | [8 empty] | March, 30 2020 00:00:00 | FALSE | FALSE | FALSE | [6 empty] | AC | 120 | 277 | [5 empty] | FALSE
PXINV0LJ | Xiamen Mooguang Techenology Co.,Ltd. | MG | MG-T84FT-15W40DF | Linear Replacement Lamp | T8 Four-Foot | Dual Mode Internal Driver (UL Type A and Type B) |  | standard | TRUE |  | 2289 | 142.17 | 16.1 | 8.8 | 0.9579 | 4010 | 80.9 | 5 | 50000 | December, 07 2018 00:00:00 | Not Dimmable | Not Dimmable | No |  | EAEFTN | [15 empty] | 84.5 |  | 1.26 | 1.34 | [6 empty] | 5 | 2200.05 | 146.67 | 15 | 7.19 | 0.9951 | 4000 | 80.8 |  |  |  | FALSE | FALSE | FALSE | [8 empty] | March, 30 2020 00:00:00 | FALSE | FALSE | FALSE | [6 empty] | AC | 120 | 277 | 120 |  |  |  |  | FALSE
PL811WJTOIBL | TGL Inc. | TGL | TGL-Vin-15W-830-7 | Linear Replacement Lamp | T8 Four-Foot | Replacement Lamps (plug and play) (UL Type A) |  | standard | TRUE |  | 2159 | 119.8 | 18.02 | 5.73 | 0.9768 | 2998 | 83.4 | 5 | 50000 | December, 03 2018 00:00:00 | Dimmable | Continuous Below 10 | No |  | DDDKAP | [15 empty] | 81.6 |  | 1.26 | 1.32 | [6 empty] | 5 | 2100 | 117 | 18 | 5.73 | 0.9768 | 3000 | 83 |  |  |  | FALSE | FALSE | FALSE | [8 empty] | March, 30 2020 00:00:00 | FALSE | FALSE | FALSE | [6 empty] | AC | [7 empty] | FALSE
PLPC01Y8HIM1 | TGL Inc. | TGL | TGL-Vin-15W-835-7 | Linear Replacement Lamp | T8 Four-Foot | Replacement Lamps (plug and play) (UL Type A) |  | standard | FALSE | [10 empty] | December, 03 2018 00:00:00 | Dimmable | Continuous Below 10 | No |  | DDDKAP | [25 empty] | 5 | 2100 | 117 | 18 | 5.73 | 0.9768 | 3500 | 83 |  |  |  | FALSE | FALSE | FALSE | [8 empty] | March, 30 2020 00:00:00 | FALSE | FALSE | FALSE | [6 empty] | AC | [7 empty] | FALSE
PLOGO0R7XSNC | TGL Inc. | TGL | TGL-Vin-15W-840-7 | Linear Replacement Lamp | T8 Four-Foot | Replacement Lamps (plug and play) (UL Type A) |  | standard | FALSE | [10 empty] | December, 03 2018 00:00:00 | Dimmable | Continuous Below 10 | No |  | DDDKAP | [25 empty] | 5 | 2200 | 122 | 18 | 5.73 | 0.9768 | 4000 | 83 |  |  |  | FALSE | FALSE | FALSE | [8 empty] | March, 30 2020 00:00:00 | FALSE | FALSE | FALSE | [6 empty] | AC | [7 empty] | FALSE
PLMJ9PNG04AU | TGL Inc. | TGL | TGL-Vin-15W-850-7 | Linear Replacement Lamp | T8 Four-Foot | Replacement Lamps (plug and play) (UL Type A) |  | standard | FALSE | [10 empty] | December, 03 2018 00:00:00 | Dimmable | Continuous Below 10 | No |  | DDDKAP | [25 empty] | 5 | 2200 | 122 | 18 | 5.8 | 0.9765 | 5000 | 83 |  |  |  | FALSE | FALSE | FALSE | [8 empty] | March, 30 2020 00:00:00 | FALSE | FALSE | FALSE | [6 empty] | AC | [7 empty] | FALSE
PRHX5LJG | Luminoso, LLC | Luminoso | LT8 4 15W 35K MF FR | Linear Replacement Lamp | T8 Four-Foot | Dual Mode Internal Driver (UL Type A and Type B) |  | standard | FALSE | [10 empty] | November, 30 2018 00:00:00 | Not Dimmable | Not Dimmable | No |  | HAHJGD | [25 empty] | 5 | 2131 | 122.2 | 17.44 | 7.21 | 0.9 | 3500 | 83 |  |  |  | FALSE | FALSE | FALSE | [8 empty] | March, 30 2020 00:00:00 | FALSE | FALSE | FALSE | [6 empty] | AC | [7 empty] | FALSE
P9PMZYE8 | Luminoso, LLC | Luminoso | LT8 4 12W 35K MF FR | Linear Replacement Lamp | T8 Four-Foot | Dual Mode Internal Driver (UL Type A and Type B) |  | standard | FALSE | [10 empty] | November, 30 2018 00:00:00 | Not Dimmable | Not Dimmable | No |  | HAHJGC | [25 empty] | 5 | 1650 | 126.9 | 13 | 15 | 0.9 | 3500 | 80 |  |  |  | FALSE | FALSE | FALSE | [8 empty] | March, 30 2020 00:00:00 | FALSE | FALSE | FALSE | [6 empty] | AC | [7 empty] | FALSE
PI0T8A21 | Luminoso, LLC | Luminoso | LT8 4 12W 40K MF FR | Linear Replacement Lamp | T8 Four-Foot | Dual Mode Internal Driver (UL Type A and Type B) |  | standard | FALSE | [10 empty] | November, 30 2018 00:00:00 | Not Dimmable | Not Dimmable | No |  | HAHJGC | [25 empty] | 5 | 1650 | 126.9 | 13 | 15 | 0.9 | 4000 | 80 |  |  |  | FALSE | FALSE | FALSE | [8 empty] | March, 30 2020 00:00:00 | FALSE | FALSE | FALSE | [6 empty] | AC | [7 empty] | FALSE
POGZ4RJK | Luminoso, LLC | Luminoso | LT8 4 12W 45K MF FR | Linear Replacement Lamp | T8 Four-Foot | Dual Mode Internal Driver (UL Type A and Type B) |  | standard | FALSE | [10 empty] | November, 30 2018 00:00:00 | Not Dimmable | Not Dimmable | No |  | HAHJGC | [25 empty] | 5 | 1650 | 126.9 | 13 | 15 | 0.9 | 4500 | 80 |  |  |  | FALSE | FALSE | FALSE | [8 empty] | March, 30 2020 00:00:00 | FALSE | FALSE | FALSE | [6 empty] | AC | [7 empty] | FALSE
PUI8QDLQ | Luminoso, LLC | Luminoso | LT8 4 15W 30K MF FR | Linear Replacement Lamp | T8 Four-Foot | Dual Mode Internal Driver (UL Type A and Type B) |  | standard | TRUE |  | 2112 | 122.15 | 17.29 | 7.21 | 0.8964 | 2914 | 83 | 5 | 50000 | November, 30 2018 00:00:00 | Not Dimmable | Not Dimmable | No |  | HAHJGD | [15 empty] | 84.4 |  | 1.24 | 1.3 | [6 empty] | 5 | 2112 | 122.15 | 17.29 | 7.21 | 0.9 | 3000 | 83 |  |  |  | FALSE | FALSE | FALSE | [8 empty] | March, 30 2020 00:00:00 | FALSE | FALSE | FALSE | [6 empty] | AC | [7 empty] | FALSE
PBAQGRCM | Luminoso, LLC | Luminoso | LT8 4 15W 50K MF FR | Linear Replacement Lamp | T8 Four-Foot | Dual Mode Internal Driver (UL Type A and Type B) |  | standard | FALSE | [10 empty] | November, 30 2018 00:00:00 | Not Dimmable | Not Dimmable | No |  | HAHJGD | [25 empty] | 5 | 2186 | 124.35 | 17.58 | 7.58 | 0.9 | 5000 | 84 |  |  |  | FALSE | FALSE | FALSE | [8 empty] | March, 30 2020 00:00:00 | FALSE | FALSE | FALSE | [6 empty] | AC | [7 empty] | FALSE
P46AVQN1 | Luminoso, LLC | Luminoso | LT8 4 15W 40K MF FR | Linear Replacement Lamp | T8 Four-Foot | Dual Mode Internal Driver (UL Type A and Type B) |  | standard | FALSE | [10 empty] | November, 30 2018 00:00:00 | Not Dimmable | Not Dimmable | No |  | HAHJGD | [25 empty] | 5 | 2149 | 123.26 | 17.44 | 7.21 | 0.9 | 4000 | 83 |  |  |  | FALSE | FALSE | FALSE | [8 empty] | March, 30 2020 00:00:00 | FALSE | FALSE | FALSE | [6 empty] | AC | [7 empty] | FALSE
PYTLIJQ9 | Luminoso, LLC | Luminoso | LT8 4 15W 45K MF FR | Linear Replacement Lamp | T8 Four-Foot | Dual Mode Internal Driver (UL Type A and Type B) |  | standard | FALSE | [10 empty] | November, 30 2018 00:00:00 | Not Dimmable | Not Dimmable | No |  | HAHJGD | [25 empty] | 5 | 2168 | 124.32 | 17.44 | 7.21 | 0.9 | 4500 | 83 |  |  |  | FALSE | FALSE | FALSE | [8 empty] | March, 30 2020 00:00:00 | FALSE | FALSE | FALSE | [6 empty] | AC | [7 empty] | FALSE
PPY4G3YG | Luminoso, LLC | Luminoso | LT8 4 12W 30K MF FR | Linear Replacement Lamp | T8 Four-Foot | Dual Mode Internal Driver (UL Type A and Type B) |  | standard | TRUE |  | 1635.85 | 116.1 | 14.09 | 13.9 | 0.932 | 2891 | 82.6 | 5 | 50000 | November, 30 2018 00:00:00 | Not Dimmable | Not Dimmable | No |  | HAHJGC | [15 empty] | 77.7 |  | 1.22 | 1.26 | [6 empty] | 5 | 1650 | 126.9 | 13 | 15 | 0.9 | 2891 | 80 |  |  |  | FALSE | FALSE | FALSE | [8 empty] | March, 30 2020 00:00:00 | FALSE | FALSE | FALSE | [6 empty] | AC | [7 empty] | FALSE
P4X4CMAE | Luminoso, LLC | Luminoso | LT8 4 12W 50K MF FR | Linear Replacement Lamp | T8 Four-Foot | Dual Mode Internal Driver (UL Type A and Type B) |  | standard | FALSE | [10 empty] | November, 30 2018 00:00:00 | Not Dimmable | Not Dimmable | No |  | HAHJGC | [25 empty] | 5 | 1680 | 129.2 | 13 | 15 | 0.9 | 4877 | 80 |  |  |  | FALSE | FALSE | FALSE | [8 empty] | March, 30 2020 00:00:00 | FALSE | FALSE | FALSE | [6 empty] | AC | [7 empty] | FALSE
PLR22ANMLC40 | Topaz Lighting Corp. | Topaz | L4T8D/835/12/F-70 | Linear Replacement Lamp | T8 Four-Foot | Dual Mode Internal Driver (UL Type A and Type B) |  | standard | FALSE | [10 empty] | November, 28 2018 00:00:00 | Dimmable | Continuous Below 10 | No |  | VVVXKK | [25 empty] | 5 | 1700 | 117 | 14.5 | 20 | 0.9 | 3500 | 83 |  |  |  | FALSE | FALSE | FALSE | [8 empty] | March, 30 2020 00:00:00 | FALSE | FALSE | FALSE | [6 empty] | AC | [7 empty] | FALSE
PL20LWLM33SI | Topaz Lighting Corp. | Topaz | L4T8D/830/12/F-70 | Linear Replacement Lamp | T8 Four-Foot | Dual Mode Internal Driver (UL Type A and Type B) |  | standard | TRUE |  | 1829 | 126.8 | 14.42 | 21.75 | 0.902 | 2949 | 80.6 | 5 | 50000 | November, 28 2018 00:00:00 | Dimmable | Continuous Below 10 | No |  | VVVXKK | [15 empty] | 82 |  | 1.24 | 1.28 | [6 empty] | 5 | 1650 | 114 | 14.5 | 20 | 0.9 | 3000 | 83 |  |  |  | FALSE | FALSE | FALSE | [8 empty] | March, 30 2020 00:00:00 | FALSE | FALSE | FALSE | [6 empty] | AC | [7 empty] | FALSE
PLVNDTY0KFJH | Topaz Lighting Corp. | Topaz | L4T8D/850/12/F-70 | Linear Replacement Lamp | T8 Four-Foot | Dual Mode Internal Driver (UL Type A and Type B) |  | standard | FALSE | [10 empty] | November, 28 2018 00:00:00 | Dimmable | Continuous Below 10 | No |  | VVVXKK | [25 empty] | 5 | 1800 | 124 | 14.5 | 20 | 0.9 | 5000 | 83 |  |  |  | FALSE | FALSE | FALSE | [8 empty] | March, 30 2020 00:00:00 | FALSE | FALSE | FALSE | [6 empty] | AC | [7 empty] | FALSE
PL601WE0YH17 | Topaz Lighting Corp. | Topaz | L4T8D/840/12/F-70 | Linear Replacement Lamp | T8 Four-Foot | Dual Mode Internal Driver (UL Type A and Type B) |  | standard | FALSE | [10 empty] | November, 28 2018 00:00:00 | Dimmable | Continuous Below 10 | No |  | VVVXKK | [25 empty] | 5 | 1750 | 120 | 14.5 | 20 | 0.9 | 4000 | 83 |  |  |  | FALSE | FALSE | FALSE | [8 empty] | March, 30 2020 00:00:00 | FALSE | FALSE | FALSE | [6 empty] | AC | [7 empty] | FALSE
PLQOID661HZK | Topaz Lighting Corp. | TOPAZ | L4T8E/830/13F/ECO-70 | Linear Replacement Lamp | T8 Four-Foot | Replacement Lamps (plug and play) (UL Type A) |  | standard | TRUE |  | 1896 | 122 | 15.54 | 7.42 | 0.9749 | 3047 | 80.2 | 5 | 50000 | November, 26 2018 00:00:00 | Not Dimmable | Not Dimmable | NotYetVerified |  | VVVXJU | [15 empty] | 81.6 |  | 1.26 | 1.28 | [6 empty] | 4.4 | 1800 | 112 | 16 | 15 | 0.9 | 3000 | 83 |  |  |  | FALSE | FALSE | FALSE | [8 empty] | November, 26 2018 00:00:00 | FALSE | FALSE | FALSE | [6 empty] | AC | [7 empty] | FALSE
PLBBFQICDZ1E | Topaz Lighting Corp. | Topaz | L4T8E/850/13F/ECO-70 | Linear Replacement Lamp | T8 Four-Foot | Replacement Lamps (plug and play) (UL Type A) |  | standard | FALSE | [10 empty] | November, 26 2018 00:00:00 | Not Dimmable | Not Dimmable | NotYetVerified |  | VVVXJU | [25 empty] | 5 | 1900 | 118 | 16 | 15 | 0.9 | 5000 | 83 |  |  |  | FALSE | FALSE | FALSE | [8 empty] | March, 30 2020 00:00:00 | FALSE | FALSE | FALSE | [6 empty] | AC | [7 empty] | FALSE
PL5W2CJW78EH | Topaz Lighting Corp. | TOPAZ | L4T8E/835/13F/ECO-70 | Linear Replacement Lamp | T8 Four-Foot | Replacement Lamps (plug and play) (UL Type A) |  | standard | FALSE | [10 empty] | November, 26 2018 00:00:00 | Not Dimmable | Not Dimmable | NotYetVerified |  | VVVXJU | [25 empty] | 4.4 | 1800 | 112 | 16 | 15 | 0.9 | 3500 | 83 |  |  |  | FALSE | FALSE | FALSE | [8 empty] | November, 26 2018 00:00:00 | FALSE | FALSE | FALSE | [6 empty] | AC | [7 empty] | FALSE
PLNOZPEV0NXX | Topaz Lighting Corp. | TOPAZ | L4T8E/840/13F/ECO-70 | Linear Replacement Lamp | T8 Four-Foot | Replacement Lamps (plug and play) (UL Type A) |  | standard | FALSE | [10 empty] | November, 26 2018 00:00:00 | Not Dimmable | Not Dimmable | NotYetVerified |  | VVVXJU | [25 empty] | 4.4 | 1850 | 115 | 16 | 15 | 0.9 | 4000 | 83 |  |  |  | FALSE | FALSE | FALSE | [8 empty] | November, 26 2018 00:00:00 | FALSE | FALSE | FALSE | [6 empty] | AC | [7 empty] | FALSE
PE6MS9NV | JIANGXI JINGKE ELECTRONICS CO.,LTD | Beitong | JKZNT8-1.2M-14W-1(4500K) | Linear Replacement Lamp | T8 Four-Foot | Dual Mode Internal Driver (UL Type A and Type B) |  | standard | FALSE | [10 empty] | November, 21 2018 00:00:00 | Not Dimmable | Not Dimmable | No |  | OOOATZ | [25 empty] | 5 | 1800 | 128.57 | 14 | 20 | 0.9 | 4500 | 80 |  |  |  | FALSE | FALSE | FALSE | [8 empty] | March, 30 2020 00:00:00 | FALSE | FALSE | FALSE | [6 empty] | AC | [7 empty] | FALSE
P651RRIX | JIANGXI JINGKE ELECTRONICS CO.,LTD | Beitong | JKZNT8-1.2M-12W-1(4000K) | Linear Replacement Lamp | T8 Four-Foot | Dual Mode Internal Driver (UL Type A and Type B) |  | standard | FALSE | [10 empty] | November, 21 2018 00:00:00 | Not Dimmable | Not Dimmable | No |  | OOOATY | [25 empty] | 5 | 1800 | 150 | 12 | 20 | 0.9 | 4000 | 80 |  |  |  | FALSE | FALSE | FALSE | [8 empty] | March, 30 2020 00:00:00 | FALSE | FALSE | FALSE | [6 empty] | AC | [7 empty] | FALSE
PQQRYA9C | JIANGXI JINGKE ELECTRONICS CO.,LTD | Beitong | JKT8A-1.2M-12W-1(3500K) | Linear Replacement Lamp | T8 Four-Foot | Replacement Lamps (plug and play) (UL Type A) |  | standard | FALSE | [10 empty] | November, 21 2018 00:00:00 | Not Dimmable | Not Dimmable | No |  | OOOAUB | [25 empty] | 5 | 1800 | 150 | 12 | 20 | 0.9 | 3500 | 80 |  |  |  | FALSE | FALSE | FALSE | [8 empty] | March, 30 2020 00:00:00 | FALSE | FALSE | FALSE | [6 empty] | AC | [7 empty] | FALSE
PEYCIOF4 | JIANGXI JINGKE ELECTRONICS CO.,LTD | Beitong | JKT8A-1.2M-12W-1(3000K) | Linear Replacement Lamp | T8 Four-Foot | Replacement Lamps (plug and play) (UL Type A) |  | standard | TRUE |  | 1780.8 | 136.04 | 13.09 | 7.84 | 0.97 | 2971 | 80 | 5 |  | November, 21 2018 00:00:00 | Not Dimmable | Not Dimmable | No |  | OOOAUB | [15 empty] | 82.3 |  | 1.16 | 1.26 | [6 empty] | 5 | 1800 | 150 | 12 | 20 | 0.9 | 3000 | 80 |  |  |  | FALSE | FALSE | FALSE | [8 empty] | March, 30 2020 00:00:00 | FALSE | FALSE | FALSE | [6 empty] | AC | [7 empty] | FALSE
PGL9FMV9 | JIANGXI JINGKE ELECTRONICS CO.,LTD | Beitong | JKZNT8-1.2M-14W-1(3500K) | Linear Replacement Lamp | T8 Four-Foot | Dual Mode Internal Driver (UL Type A and Type B) |  | standard | FALSE | [10 empty] | November, 21 2018 00:00:00 | Not Dimmable | Not Dimmable | No |  | OOOATZ | [25 empty] | 5 | 1800 | 128.57 | 14 | 20 | 0.9 | 3500 | 80 |  |  |  | FALSE | FALSE | FALSE | [8 empty] | March, 30 2020 00:00:00 | FALSE | FALSE | FALSE | [6 empty] | AC | [7 empty] | FALSE
P4Z06FWD | JIANGXI JINGKE ELECTRONICS CO.,LTD | Beitong | JKZNT8-1.2M-14W-1(4000K) | Linear Replacement Lamp | T8 Four-Foot | Dual Mode Internal Driver (UL Type A and Type B) |  | standard | FALSE | [10 empty] | November, 21 2018 00:00:00 | Not Dimmable | Not Dimmable | No |  | OOOATZ | [25 empty] | 5 | 1800 | 128.57 | 14 | 20 | 0.9 | 4000 | 80 |  |  |  | FALSE | FALSE | FALSE | [8 empty] | March, 30 2020 00:00:00 | FALSE | FALSE | FALSE | [6 empty] | AC | [7 empty] | FALSE
PQ1FK0S6 | JIANGXI JINGKE ELECTRONICS CO.,LTD | Beitong | JKZNT8-1.2M-12W-1(3500K) | Linear Replacement Lamp | T8 Four-Foot | Dual Mode Internal Driver (UL Type A and Type B) |  | standard | FALSE | [10 empty] | November, 21 2018 00:00:00 | Not Dimmable | Not Dimmable | No |  | OOOATY | [25 empty] | 5 | 1800 | 150 | 12 | 20 | 0.9 | 3500 | 80 |  |  |  | FALSE | FALSE | FALSE | [8 empty] | March, 30 2020 00:00:00 | FALSE | FALSE | FALSE | [6 empty] | AC | [7 empty] | FALSE
PPS0M8AQ | Signify North America Corporation | Philips | 9290013978B | Linear Replacement Lamp | T8 Four-Foot | Replacement Lamps (plug and play) (UL Type A) |  | standard | FALSE | [10 empty] | November, 21 2018 00:00:00 | Not Dimmable | Not Dimmable | No |  | KKLALR | [25 empty] | 5 | 2100 | 131.25 | 16 | 15 | 0.9 | 4000 | 82 |  |  |  | FALSE | FALSE | FALSE | [8 empty] | March, 30 2020 00:00:00 | FALSE | FALSE | FALSE | [6 empty] | AC | [7 empty] | FALSE
P2XM0F89 | JIANGXI JINGKE ELECTRONICS CO.,LTD | Beitong | JKT8A-1.2M-18W-1(3500K) | Linear Replacement Lamp | T8 Four-Foot | Replacement Lamps (plug and play) (UL Type A) |  | standard | FALSE | [10 empty] | November, 21 2018 00:00:00 | Not Dimmable | Not Dimmable | FALSE |  | OOOATX | [25 empty] | 4.4 | 1980 | 110 | 18 | 20 | 0.9 | 3500 | 80 |  |  |  | FALSE | FALSE | FALSE | [8 empty] | November, 21 2018 00:00:00 | FALSE | FALSE | FALSE | [6 empty] | AC | [7 empty] | FALSE
P7DA2QW0 | JIANGXI JINGKE ELECTRONICS CO.,LTD | Beitong | JKT8A-1.2M-18W-1(5000K) | Linear Replacement Lamp | T8 Four-Foot | Replacement Lamps (plug and play) (UL Type A) |  | standard | FALSE | [10 empty] | November, 21 2018 00:00:00 | Not Dimmable | Not Dimmable | FALSE |  | OOOATX | [25 empty] | 4.4 | 1980 | 110 | 18 | 20 | 0.9 | 5000 | 80 |  |  |  | FALSE | FALSE | FALSE | [8 empty] | November, 21 2018 00:00:00 | FALSE | FALSE | FALSE | [6 empty] | AC | [7 empty] | FALSE
PFT4QXAG | JIANGXI JINGKE ELECTRONICS CO.,LTD | Beitong | JKT8A-1.2M-18W-1(3000K) | Linear Replacement Lamp | T8 Four-Foot | Replacement Lamps (plug and play) (UL Type A) |  | standard | TRUE |  | 2082.3 | 139.66 | 14.91 | 7.33 | 0.977 | 2975 | 79.8 | 5 |  | November, 21 2018 00:00:00 | Not Dimmable | Not Dimmable | FALSE |  | OOOATX | [15 empty] | 84.6 |  | 1.18 | 1.22 | [6 empty] | 4.4 | 1980 | 110 | 18 | 20 | 0.9 | 3000 | 80 |  |  |  | FALSE | FALSE | FALSE | [8 empty] | November, 21 2018 00:00:00 | FALSE | FALSE | FALSE | [6 empty] | AC | [7 empty] | FALSE
POK5CWQ5 | JIANGXI JINGKE ELECTRONICS CO.,LTD | Beitong | JKT8A-1.2M-18W-1(4000K) | Linear Replacement Lamp | T8 Four-Foot | Replacement Lamps (plug and play) (UL Type A) |  | standard | FALSE | [10 empty] | November, 21 2018 00:00:00 | Not Dimmable | Not Dimmable | FALSE |  | OOOATX | [25 empty] | 4.4 | 1980 | 110 | 18 | 20 | 0.9 | 4000 | 80 |  |  |  | FALSE | FALSE | FALSE | [8 empty] | November, 21 2018 00:00:00 | FALSE | FALSE | FALSE | [6 empty] | AC | [7 empty] | FALSE
PUFVAV9J | JIANGXI JINGKE ELECTRONICS CO.,LTD | Beitong | JKT8A-1.2M-18W-1(4500K) | Linear Replacement Lamp | T8 Four-Foot | Replacement Lamps (plug and play) (UL Type A) |  | standard | FALSE | [10 empty] | November, 21 2018 00:00:00 | Not Dimmable | Not Dimmable | FALSE |  | OOOATX | [25 empty] | 4.4 | 1980 | 110 | 18 | 20 | 0.9 | 4500 | 80 |  |  |  | FALSE | FALSE | FALSE | [8 empty] | November, 21 2018 00:00:00 | FALSE | FALSE | FALSE | [6 empty] | AC | [7 empty] | FALSE
PI33AA5W | JIANGXI JINGKE ELECTRONICS CO.,LTD | Beitong | JKZNT8-1.2M-16W-1(3500K) | Linear Replacement Lamp | T8 Four-Foot | Dual Mode Internal Driver (UL Type A and Type B) |  | standard | FALSE | [10 empty] | November, 21 2018 00:00:00 | Not Dimmable | Not Dimmable | FALSE |  | OOOAUA | [25 empty] | 4.4 | 1800 | 112.5 | 16 | 20 | 0.9 | 3500 | 80 |  |  |  | FALSE | FALSE | FALSE | [8 empty] | November, 21 2018 00:00:00 | FALSE | FALSE | FALSE | [6 empty] | AC | [7 empty] | FALSE
P7JM1LOM | JIANGXI JINGKE ELECTRONICS CO.,LTD | Beitong | JKZNT8-1.2M-16W-1(4000K) | Linear Replacement Lamp | T8 Four-Foot | Dual Mode Internal Driver (UL Type A and Type B) |  | standard | FALSE | [10 empty] | November, 21 2018 00:00:00 | Not Dimmable | Not Dimmable | FALSE |  | OOOAUA | [25 empty] | 4.4 | 1800 | 112.5 | 16 | 20 | 0.9 | 4000 | 80 |  |  |  | FALSE | FALSE | FALSE | [8 empty] | November, 21 2018 00:00:00 | FALSE | FALSE | FALSE | [6 empty] | AC | [7 empty] | FALSE
PQ14LC9X | JIANGXI JINGKE ELECTRONICS CO.,LTD | Beitong | JKZNT8-1.2M-16W-1(5000K) | Linear Replacement Lamp | T8 Four-Foot | Dual Mode Internal Driver (UL Type A and Type B) |  | standard | FALSE | [10 empty] | November, 21 2018 00:00:00 | Not Dimmable | Not Dimmable | FALSE |  | OOOAUA | [25 empty] | 4.4 | 1800 | 112.5 | 16 | 20 | 0.9 | 5000 | 80 |  |  |  | FALSE | FALSE | FALSE | [8 empty] | November, 21 2018 00:00:00 | FALSE | FALSE | FALSE | [6 empty] | AC | [7 empty] | FALSE
PG9QVNTZ | JIANGXI JINGKE ELECTRONICS CO.,LTD | Beitong | JKT8A-1.2M-12W-1(4000K) | Linear Replacement Lamp | T8 Four-Foot | Replacement Lamps (plug and play) (UL Type A) |  | standard | FALSE | [10 empty] | November, 21 2018 00:00:00 | Not Dimmable | Not Dimmable | No |  | OOOAUB | [25 empty] | 5 | 1800 | 150 | 12 | 20 | 0.9 | 4000 | 80 |  |  |  | FALSE | FALSE | FALSE | [8 empty] | March, 30 2020 00:00:00 | FALSE | FALSE | FALSE | [6 empty] | AC | [7 empty] | FALSE
PMDS26SW | JIANGXI JINGKE ELECTRONICS CO.,LTD | Beitong | JKT8A-1.2M-12W-1(4500K) | Linear Replacement Lamp | T8 Four-Foot | Replacement Lamps (plug and play) (UL Type A) |  | standard | FALSE | [10 empty] | November, 21 2018 00:00:00 | Not Dimmable | Not Dimmable | No |  | OOOAUB | [25 empty] | 5 | 1800 | 150 | 12 | 20 | 0.9 | 4500 | 80 |  |  |  | FALSE | FALSE | FALSE | [8 empty] | March, 30 2020 00:00:00 | FALSE | FALSE | FALSE | [6 empty] | AC | [7 empty] | FALSE
PHR6UD0C | JIANGXI JINGKE ELECTRONICS CO.,LTD | Beitong | JKT8A-1.2M-12W-1(5000K) | Linear Replacement Lamp | T8 Four-Foot | Replacement Lamps (plug and play) (UL Type A) |  | standard | FALSE | [10 empty] | November, 21 2018 00:00:00 | Not Dimmable | Not Dimmable | No |  | OOOAUB | [25 empty] | 5 | 1800 | 150 | 12 | 20 | 0.9 | 5000 | 80 |  |  |  | FALSE | FALSE | FALSE | [8 empty] | March, 30 2020 00:00:00 | FALSE | FALSE | FALSE | [6 empty] | AC | [7 empty] | FALSE
PN7HYR2E | JIANGXI JINGKE ELECTRONICS CO.,LTD | Beitong | JKZNT8-1.2M-14W-1(5000K) | Linear Replacement Lamp | T8 Four-Foot | Dual Mode Internal Driver (UL Type A and Type B) |  | standard | FALSE | [10 empty] | November, 21 2018 00:00:00 | Not Dimmable | Not Dimmable | No |  | OOOATZ | [25 empty] | 5 | 1800 | 128.57 | 14 | 20 | 0.9 | 5000 | 80 |  |  |  | FALSE | FALSE | FALSE | [8 empty] | March, 30 2020 00:00:00 | FALSE | FALSE | FALSE | [6 empty] | AC | [7 empty] | FALSE
PNKEQNTE | Signify North America Corporation | Philips | 9290013977A | Linear Replacement Lamp | T8 Four-Foot | Replacement Lamps (plug and play) (UL Type A) |  | standard | FALSE | [10 empty] | November, 21 2018 00:00:00 | Not Dimmable | Not Dimmable | No |  | KKLALR | [25 empty] | 5 | 2000 | 125 | 16 | 15 | 0.9 | 3500 | 82 |  |  |  | FALSE | FALSE | FALSE | [8 empty] | March, 30 2020 00:00:00 | FALSE | FALSE | FALSE | [6 empty] | AC | [7 empty] | FALSE
PY4PF7KV | Signify North America Corporation | Philips | 9290013979A | Linear Replacement Lamp | T8 Four-Foot | Replacement Lamps (plug and play) (UL Type A) |  | standard | FALSE | [10 empty] | November, 21 2018 00:00:00 | Not Dimmable | Not Dimmable | No |  | KKLALR | [25 empty] | 5 | 2100 | 131.25 | 16 | 15 | 0.9 | 5000 | 82 |  |  |  | FALSE | FALSE | FALSE | [8 empty] | March, 30 2020 00:00:00 | FALSE | FALSE | FALSE | [6 empty] | AC | [7 empty] | FALSE
PNINFQQN | JIANGXI JINGKE ELECTRONICS CO.,LTD | Beitong | JKZNT8-1.2M-16W-1(4500K) | Linear Replacement Lamp | T8 Four-Foot | Dual Mode Internal Driver (UL Type A and Type B) |  | standard | FALSE | [10 empty] | November, 21 2018 00:00:00 | Not Dimmable | Not Dimmable | FALSE |  | OOOAUA | [25 empty] | 4.4 | 1800 | 112.5 | 16 | 20 | 0.9 | 4500 | 80 |  |  |  | FALSE | FALSE | FALSE | [8 empty] | November, 21 2018 00:00:00 | FALSE | FALSE | FALSE | [6 empty] | AC | [7 empty] | FALSE
P6PQWDPL | JIANGXI JINGKE ELECTRONICS CO.,LTD | Beitong | JKZNT8-1.2M-12W-1(5000K) | Linear Replacement Lamp | T8 Four-Foot | Dual Mode Internal Driver (UL Type A and Type B) |  | standard | FALSE | [10 empty] | November, 21 2018 00:00:00 | Not Dimmable | Not Dimmable | No |  | OOOATY | [25 empty] | 5 | 1800 | 150 | 12 | 20 | 0.9 | 5000 | 80 |  |  |  | FALSE | FALSE | FALSE | [8 empty] | March, 30 2020 00:00:00 | FALSE | FALSE | FALSE | [6 empty] | AC | [7 empty] | FALSE
PAAT4H9C | JIANGXI JINGKE ELECTRONICS CO.,LTD | Beitong | JKZNT8-1.2M-12W-1(3000K) | Linear Replacement Lamp | T8 Four-Foot | Dual Mode Internal Driver (UL Type A and Type B) |  | standard | TRUE |  | 1714.8 | 130.9 | 13.1 | 8.12 | 0.97 | 2952 | 79.8 | 5 |  | November, 21 2018 00:00:00 | Not Dimmable | Not Dimmable | No |  | OOOATY | [15 empty] | 82.7 |  | 1.18 | 1.26 | [6 empty] | 5 | 1800 | 150 | 12 | 20 | 0.9 | 3000 | 80 |  |  |  | FALSE | FALSE | FALSE | [8 empty] | March, 30 2020 00:00:00 | FALSE | FALSE | FALSE | [6 empty] | AC | [7 empty] | FALSE
P4N0XYLX | Signify North America Corporation | Philips | 9290013976A | Linear Replacement Lamp | T8 Four-Foot | Replacement Lamps (plug and play) (UL Type A) |  | standard | TRUE |  | 2025 | 139.8 | 14.48 | 12.38 | 0.9586 | 3049 | 81.4 | 5 | 50000 | November, 21 2018 00:00:00 | Not Dimmable | Not Dimmable | No |  | KKLALR | [15 empty] | 81.82 |  | 1.23 | 1.29 | [6 empty] | 5 | 2000 | 125 | 16 | 15 | 0.9 | 3000 | 82 |  |  |  | FALSE | FALSE | FALSE | [8 empty] | March, 30 2020 00:00:00 | FALSE | FALSE | FALSE | [6 empty] | AC | [7 empty] | FALSE
P408ZKRR | JIANGXI JINGKE ELECTRONICS CO.,LTD | Beitong | JKZNT8-1.2M-16W-1(3000K) | Linear Replacement Lamp | T8 Four-Foot | Dual Mode Internal Driver (UL Type A and Type B) |  | standard | TRUE |  | 1954.3 | 128.91 | 15.16 | 7.17 | 0.977 | 2955 | 79.8 | 5 |  | November, 21 2018 00:00:00 | Not Dimmable | Not Dimmable | FALSE |  | OOOAUA | [15 empty] | 82.6 |  | 1.16 | 1.26 | [6 empty] | 4.4 | 1800 | 112.5 | 16 | 20 | 0.9 | 3000 | 80 |  |  |  | FALSE | FALSE | FALSE | [8 empty] | November, 21 2018 00:00:00 | FALSE | FALSE | FALSE | [6 empty] | AC | [7 empty] | FALSE
PNF3IN8B | JIANGXI JINGKE ELECTRONICS CO.,LTD | Beitong | JKZNT8-1.2M-14W-1(3000K) | Linear Replacement Lamp | T8 Four-Foot | Dual Mode Internal Driver (UL Type A and Type B) |  | standard | TRUE |  | 1736.6 | 131.66 | 13.19 | 8.12 | 0.97 | 2947 | 79.9 | 5 |  | November, 21 2018 00:00:00 | Not Dimmable | Not Dimmable | No |  | OOOATZ | [15 empty] | 82.7 |  | 1.16 | 1.24 | [6 empty] | 5 | 1800 | 128.57 | 14 | 20 | 0.9 | 3000 | 80 |  |  |  | FALSE | FALSE | FALSE | [8 empty] | March, 30 2020 00:00:00 | FALSE | FALSE | FALSE | [6 empty] | AC | [7 empty] | FALSE
PB9ZAZL8 | JIANGXI JINGKE ELECTRONICS CO.,LTD | Beitong | JKZNT8-1.2M-12W-1(4500K) | Linear Replacement Lamp | T8 Four-Foot | Dual Mode Internal Driver (UL Type A and Type B) |  | standard | FALSE | [10 empty] | November, 21 2018 00:00:00 | Not Dimmable | Not Dimmable | No |  | OOOATY | [25 empty] | 5 | 1800 | 150 | 12 | 20 | 0.9 | 4500 | 80 |  |  |  | FALSE | FALSE | FALSE | [8 empty] | March, 30 2020 00:00:00 | FALSE | FALSE | FALSE | [6 empty] | AC | [7 empty] | FALSE
P2CYPPAB | Xiamen Mooguang Techenology Co.,Ltd. | MG | MG-T84FT-18W50DC | Linear Replacement Lamp | T8 Four-Foot | Dual Mode Internal Driver (UL Type A and Type B) |  | standard | FALSE | [10 empty] | November, 20 2018 00:00:00 | Not Dimmable | Not Dimmable | No |  | XXXCSS | [25 empty] | 5 | 2300.04 | 127.78 | 18 | 6.84 | 0.958 | 5000 | 81.9 |  |  |  | FALSE | FALSE | FALSE | [8 empty] | March, 30 2020 00:00:00 | FALSE | FALSE | FALSE | [6 empty] | AC | 120 | 277 | [5 empty] | FALSE
PVFDCW5V | Xiamen Mooguang Techenology Co.,Ltd. | MG | MG-T84FT-18W45DF | Linear Replacement Lamp | T8 Four-Foot | Dual Mode Internal Driver (UL Type A and Type B) |  | standard | FALSE | [10 empty] | November, 20 2018 00:00:00 | Not Dimmable | Not Dimmable | No |  | XXXCST | [25 empty] | 5 | 2200.14 | 122.23 | 18 | 8.02 | 0.971 | 4500 | 80.9 |  |  |  | FALSE | FALSE | FALSE | [8 empty] | March, 30 2020 00:00:00 | FALSE | FALSE | FALSE | [6 empty] | AC | 120 | 277 | [5 empty] | FALSE
P7UTW8YD | Xiamen Mooguang Techenology Co.,Ltd. | MG | MG-T84FT-18W45DC | Linear Replacement Lamp | T8 Four-Foot | Dual Mode Internal Driver (UL Type A and Type B) |  | standard | FALSE | [10 empty] | November, 20 2018 00:00:00 | Not Dimmable | Not Dimmable | No |  | XXXCSS | [25 empty] | 5 | 2300.04 | 127.78 | 18 | 6.66 | 0.9704 | 4500 | 80.7 |  |  |  | FALSE | FALSE | FALSE | [8 empty] | March, 30 2020 00:00:00 | FALSE | FALSE | FALSE | [6 empty] | AC | 120 | 277 | [5 empty] | FALSE
P0T2UN3J | Xiamen Mooguang Techenology Co.,Ltd. | MG | MG-T84FT-18W40DC | Linear Replacement Lamp | T8 Four-Foot | Dual Mode Internal Driver (UL Type A and Type B) |  | standard | TRUE |  | 2677 | 129.26 | 20.71 | 6.66 | 0.9706 | 4014 | 80.7 | 5 | 50000 | November, 20 2018 00:00:00 | Not Dimmable | Not Dimmable | No |  | XXXCSS | [15 empty] | 85.5 |  | 1.28 | 1.3 | [6 empty] | 5 | 2300.04 | 127.78 | 18 | 6.66 | 0.9704 | 4000 | 80.7 |  |  |  | FALSE | FALSE | FALSE | [8 empty] | March, 30 2020 00:00:00 | FALSE | FALSE | FALSE | [6 empty] | AC | 120 | 277 | 277 |  |  |  |  | FALSE
P172WGNP | Xiamen Mooguang Techenology Co.,Ltd. | MG | MG-T84FT-18W50DF | Linear Replacement Lamp | T8 Four-Foot | Dual Mode Internal Driver (UL Type A and Type B) |  | standard | FALSE | [10 empty] | November, 20 2018 00:00:00 | Not Dimmable | Not Dimmable | No |  | XXXCST | [25 empty] | 5 | 2200.14 | 122.23 | 18 | 7.31 | 0.9586 | 5000 | 81.8 |  |  |  | FALSE | FALSE | FALSE | [8 empty] | March, 30 2020 00:00:00 | FALSE | FALSE | FALSE | [6 empty] | AC | 120 | 277 | [5 empty] | FALSE
PLM36S9L | Xiamen Mooguang Techenology Co.,Ltd. | MG | MG-T84FT-18W40DF | Linear Replacement Lamp | T8 Four-Foot | Dual Mode Internal Driver (UL Type A and Type B) |  | standard | TRUE |  | 2652 | 127.44 | 20.81 | 8.02 | 0.971 | 4021 | 80.9 | 5 | 50000 | November, 20 2018 00:00:00 | Not Dimmable | Not Dimmable | No |  | XXXCST | [15 empty] | 84.7 |  | 1.24 | 1.28 | [6 empty] | 5 | 2200.14 | 122.23 | 18 | 8.02 | 0.971 | 4000 | 80.9 |  |  |  | FALSE | FALSE | FALSE | [8 empty] | March, 30 2020 00:00:00 | FALSE | FALSE | FALSE | [6 empty] | AC | 120 | 277 | 277 |  |  |  |  | FALSE
POV2UF1T | Signify North America Corporation | Philips | 9290013978C | Linear Replacement Lamp | T8 Four-Foot | Replacement Lamps (plug and play) (UL Type A) |  | standard | TRUE |  | 2232 | 138.2 | 16.15 | 6.92 | 0.9705 | 3994 | 82.9 | 5 | 50000 | November, 13 2018 00:00:00 | Not Dimmable | Not Dimmable | No |  | KKLALP | [15 empty] | 81.6 |  | 1.26 | 1.3 | [6 empty] | 5 | 2200 | 133 | 16.5 | 15 | 0.9 | 4000 | 82 |  |  |  | FALSE | FALSE | FALSE | [8 empty] | March, 30 2020 00:00:00 | FALSE | FALSE | FALSE | [6 empty] | AC | [7 empty] | FALSE
P4VLSZ2N | Signify North America Corporation | PHILIPS | 9290018987 | Linear Replacement Lamp | T8 Four-Foot | Replacement Lamps (plug and play) (UL Type A) |  | standard | FALSE | [10 empty] | November, 12 2018 00:00:00 | Dimmable | Continuous Below 10 | Yes |  | KKLALO | [25 empty] | 4.4 | 2000 | 111.111 | 18 | 15 | 0.9 | 3500 | 82 |  |  |  | FALSE | FALSE | FALSE | [8 empty] | November, 12 2018 00:00:00 | FALSE | FALSE | FALSE | 15 | [5 empty] | AC | [7 empty] | FALSE
PFTGX9XP | Signify North America Corporation | Philips | 9290018988 | Linear Replacement Lamp | T8 Four-Foot | Replacement Lamps (plug and play) (UL Type A) |  | standard | FALSE | [10 empty] | November, 12 2018 00:00:00 | Dimmable | Continuous Below 10 | Yes |  | KKLALO | [25 empty] | 5 | 2100 | 116.667 | 18 | 15 | 0.9 | 4000 | 82 |  |  |  | FALSE | FALSE | FALSE | [8 empty] | March, 30 2020 00:00:00 | FALSE | FALSE | FALSE | 15 | [5 empty] | AC | [7 empty] | FALSE
P111URE6 | Signify North America Corporation | Philips | 9290020123 | Linear Replacement Lamp | T8 Four-Foot | Replacement Lamps (plug and play) (UL Type A) |  | standard | FALSE | [10 empty] | November, 12 2018 00:00:00 | Not Dimmable | Not Dimmable | No |  | KKLALP | [25 empty] | 5 | 1800 | 120 | 15 | 15 | 0.9 | 5000 | 82 |  |  |  | FALSE | FALSE | FALSE | [8 empty] | March, 30 2020 00:00:00 | FALSE | FALSE | FALSE | [6 empty] | AC | [7 empty] | FALSE
PCXR2UFK | Signify North America Corporation | Philips | 9290020122 | Linear Replacement Lamp | T8 Four-Foot | Replacement Lamps (plug and play) (UL Type A) |  | standard | TRUE |  | 1766 | 131.1 | 13.47 | 13.82 | 0.9532 | 3963 | 82.6 | 5 | 50000 | November, 12 2018 00:00:00 | Not Dimmable | Not Dimmable | No |  | KKLALP | [15 empty] | 81.77 |  | 1.22 | 1.28 | [6 empty] | 5 | 1800 | 120 | 15 | 15 | 0.9 | 4000 | 82 |  |  |  | FALSE | FALSE | FALSE | [8 empty] | March, 30 2020 00:00:00 | FALSE | FALSE | FALSE | [6 empty] | AC | [7 empty] | FALSE
PS9Y4C26 | Signify North America Corporation | Philips | 9290018989 | Linear Replacement Lamp | T8 Four-Foot | Replacement Lamps (plug and play) (UL Type A) |  | standard | FALSE | [10 empty] | November, 12 2018 00:00:00 | Dimmable | Continuous Below 10 | Yes |  | KKLALO | [25 empty] | 5 | 2100 | 116.667 | 18 | 15 | 0.9 | 5000 | 82 |  |  |  | FALSE | FALSE | FALSE | [8 empty] | March, 30 2020 00:00:00 | FALSE | FALSE | FALSE | 15 | [5 empty] | AC | [7 empty] | FALSE
PLLWE7TV2G2A | LEDVANCE, LLC (formerly OSRAM SYLVANIA, INC) | Sylvania | LED13T8/L48/DIM/850/SUB/G8/CAD | Linear Replacement Lamp | T8 Four-Foot | Replacement Lamps (plug and play) (UL Type A) |  | standard | FALSE | [10 empty] | November, 12 2018 00:00:00 | Dimmable | Continuous Above 10 | No |  | NANPOA | [25 empty] | 5 | 2200 | 141.94 | 15.5 | 20 | 0.9 | 5000 | 80 |  |  |  | FALSE | FALSE | FALSE | [8 empty] | March, 30 2020 00:00:00 | FALSE | FALSE | FALSE | [6 empty] | AC | [7 empty] | FALSE
PD52URCB | Signify North America Corporation | PHILIPS | 9290018986 | Linear Replacement Lamp | T8 Four-Foot | Replacement Lamps (plug and play) (UL Type A) |  | standard | TRUE |  | 2012 | 124.7 | 16.22 | 10.93 | 0.9657 | 3062 | 82.2 | 5 | 50000 | November, 12 2018 00:00:00 | Dimmable | Continuous Below 10 | Yes |  | KKLALO | [15 empty] | 81.73 |  | 1.23 | 1.25 | [6 empty] | 4.4 | 2000 | 111.111 | 18 | 15 | 0.9 | 3000 | 82 |  |  |  | FALSE | FALSE | FALSE | [8 empty] | November, 12 2018 00:00:00 | FALSE | FALSE | FALSE | 15 | [5 empty] | AC | [7 empty] | FALSE
PLKESVQ3GN8N | LEDVANCE, LLC (formerly OSRAM SYLVANIA, INC) | Sylvania | LED13T8/L48/DIM/841/SUB/G8/CAD | Linear Replacement Lamp | T8 Four-Foot | Replacement Lamps (plug and play) (UL Type A) |  | standard | TRUE |  | 2191 | 135.92 | 16.12 | 8.48 | 0.9692 | 3947 | 82.1 | 5 |  | November, 12 2018 00:00:00 | Dimmable | Continuous Above 10 | No |  | NANPOA | [15 empty] | 87.4 |  | 1.22 | 1.46 | [6 empty] | 5 | 2200 | 141.94 | 15.5 | 20 | 0.9 | 4000 | 80 |  |  |  | FALSE | FALSE | FALSE | [8 empty] | March, 30 2020 00:00:00 | FALSE | FALSE | FALSE | [6 empty] | AC | [7 empty] | FALSE
PKTEIS8E | Xiamen Bymea Lighting Co., Ltd | BYMEA | T08J01-40H3 | Linear Replacement Lamp | T8 Four-Foot | Replacement Lamps (plug and play) (UL Type A) |  | standard | TRUE |  | 2376 | 117.05 | 20.3 | 11.38 | 0.9765 | 4065 | 82.7 | 5 | 50000 | November, 01 2018 00:00:00 | Not Dimmable | Not Dimmable | No |  | NNNOEI | [15 empty] | 84.9 |  | 1.22 | 1.28 | [6 empty] | 5 | 2100 | 116.667 | 18 | 11.38 | 0.9765 | 4000 | 82.7 |  |  |  | FALSE | FALSE | FALSE | [8 empty] | March, 30 2020 00:00:00 | FALSE | FALSE | FALSE | [6 empty] | AC | [7 empty] | FALSE
P1QF8W8X | Xiamen Bymea Lighting Co., Ltd | BYMEA | T08J01-45H3 | Linear Replacement Lamp | T8 Four-Foot | Replacement Lamps (plug and play) (UL Type A) |  | standard | FALSE | [10 empty] | November, 01 2018 00:00:00 | Not Dimmable | Not Dimmable | No |  | NNNOEI | [25 empty] | 5 | 2100 | 116.667 | 18 | 11.38 | 0.9765 | 4500 | 82.7 |  |  |  | FALSE | FALSE | FALSE | [8 empty] | March, 30 2020 00:00:00 | FALSE | FALSE | FALSE | [6 empty] | AC | [7 empty] | FALSE
P6MLWLQ5 | Xiamen Bymea Lighting Co., Ltd | BYMEA | T08J01-50H3 | Linear Replacement Lamp | T8 Four-Foot | Replacement Lamps (plug and play) (UL Type A) |  | standard | FALSE | [10 empty] | November, 01 2018 00:00:00 | Not Dimmable | Not Dimmable | No |  | NNNOEI | [25 empty] | 5 | 2200 | 122.222 | 18 | 11.89 | 0.9736 | 5000 | 83.9 |  |  |  | FALSE | FALSE | FALSE | [8 empty] | March, 30 2020 00:00:00 | FALSE | FALSE | FALSE | [6 empty] | AC | [7 empty] | FALSE
PMWXG5SQ | Technical Consumer Products | TCP | LPT815A35K[Blank, BP] | Linear Replacement Lamp | T8 Four-Foot | Replacement Lamps (plug and play) (UL Type A) |  | standard | FALSE | [10 empty] | October, 30 2018 00:00:00 | Dimmable | Continuous Below 10 | No |  | NANPMP | [25 empty] | 5 | 1850 | 123 | 15 | 13 | 0.9 | 3500 | 80 |  |  |  | FALSE | FALSE | FALSE | [8 empty] | March, 30 2020 00:00:00 | FALSE | FALSE | FALSE | [6 empty] | AC | [7 empty] | FALSE
P6LO6G9D | Technical Consumer Products | TCP | LPT815A41K[Blank, BP] | Linear Replacement Lamp | T8 Four-Foot | Replacement Lamps (plug and play) (UL Type A) |  | standard | FALSE | [10 empty] | October, 30 2018 00:00:00 | Dimmable | Continuous Below 10 | No |  | NANPMP | [25 empty] | 5 | 1930 | 129 | 15 | 13 | 0.9 | 4100 | 80 |  |  |  | FALSE | FALSE | FALSE | [8 empty] | March, 30 2020 00:00:00 | FALSE | FALSE | FALSE | [6 empty] | AC | [7 empty] | FALSE
P2SK9QZ8 | Technical Consumer Products | TCP | LPT815A50K[Blank, BP] | Linear Replacement Lamp | T8 Four-Foot | Replacement Lamps (plug and play) (UL Type A) |  | standard | FALSE | [10 empty] | October, 30 2018 00:00:00 | Dimmable | Continuous Below 10 | No |  | NANPMP | [25 empty] | 5 | 1930 | 129 | 15 | 13 | 0.9 | 5000 | 80 |  |  |  | FALSE | FALSE | FALSE | [8 empty] | March, 30 2020 00:00:00 | FALSE | FALSE | FALSE | [6 empty] | AC | [7 empty] | FALSE
PLO7GC01 | Technical Consumer Products | TCP | LPT815A30K[Blank, BP] | Linear Replacement Lamp | T8 Four-Foot | Replacement Lamps (plug and play) (UL Type A) |  | standard | TRUE |  | 1844.4 | 123.67 | 14.91 | 13.72 | 0.9565 | 3107 | 83.8 | 5 | 50000 | October, 30 2018 00:00:00 | Dimmable | Continuous Below 10 | No |  | NANPMP | [15 empty] | 84.5 |  | 1.2 | 1.28 | [6 empty] | 5 | 1850 | 123 | 15 | 13 | 0.9 | 3000 | 80 |  |  |  | FALSE | FALSE | FALSE | [8 empty] | March, 30 2020 00:00:00 | FALSE | FALSE | FALSE | [6 empty] | AC | [7 empty] | FALSE
P3SRX183 | Technical Consumer Products | TCP | L12T8D5041K[Blank, BP] | Linear Replacement Lamp | T8 Four-Foot | Replacement Lamps (plug and play) (UL Type A) |  | standard | FALSE | [10 empty] | October, 29 2018 00:00:00 | Dimmable | Continuous Below 10 | No |  | NANPMO | [25 empty] | 5 | 1965 | 131 | 15 | 13 | 0.9 | 4100 | 80 |  |  |  | FALSE | FALSE | FALSE | [8 empty] | March, 30 2020 00:00:00 | FALSE | FALSE | FALSE | [6 empty] | AC | [7 empty] | FALSE
P83JY6HQ | Technical Consumer Products | TCP | L12T8D5050K[Blank, BP] | Linear Replacement Lamp | T8 Four-Foot | Replacement Lamps (plug and play) (UL Type A) |  | standard | FALSE | [10 empty] | October, 29 2018 00:00:00 | Dimmable | Continuous Below 10 | No |  | NANPMO | [25 empty] | 5 | 1965 | 131 | 15 | 13 | 0.9 | 5000 | 80 |  |  |  | FALSE | FALSE | FALSE | [8 empty] | March, 30 2020 00:00:00 | FALSE | FALSE | FALSE | [6 empty] | AC | [7 empty] | FALSE
PE9RHJO7 | Technical Consumer Products | TCP | L12T8D5030K[Blank, BP] | Linear Replacement Lamp | T8 Four-Foot | Replacement Lamps (plug and play) (UL Type A) |  | standard | TRUE |  | 1825.4 | 122.36 | 14.92 | 13.7 | 0.9564 | 3160 | 82.2 | 5 | 50000 | October, 29 2018 00:00:00 | Dimmable | Continuous Below 10 | No |  | NANPMO | [15 empty] | 84.5 |  | 1.22 | 1.26 | [6 empty] | 5 | 1825 | 122 | 15 | 13 | 0.9 | 3000 | 80 |  |  |  | FALSE | FALSE | FALSE | [8 empty] | March, 30 2020 00:00:00 | FALSE | FALSE | FALSE | [6 empty] | AC | [7 empty] | FALSE
PLSDBXV74DHZ | EarthTronics Inc. | EARTHTRONICS | LT814840A | Linear Replacement Lamp | T8 Four-Foot | Replacement Lamps (plug and play) (UL Type A) |  | standard | FALSE | [10 empty] | October, 29 2018 00:00:00 | Not Dimmable | Not Dimmable | No |  | IIIMPL | [25 empty] | 5 | 1800 | 128 | 14 | 20 | 0.9 | 4000 | 80 |  |  |  | FALSE | FALSE | FALSE | [8 empty] | March, 30 2020 00:00:00 | FALSE | FALSE | FALSE | [6 empty] | AC | [7 empty] | FALSE
PLZDRKJGS3OK | EarthTronics Inc. | EARTHTRONICS | LT814835A | Linear Replacement Lamp | T8 Four-Foot | Replacement Lamps (plug and play) (UL Type A) |  | standard | TRUE |  | 1903 | 130.1 | 14.63 | 13.63 | 0.9578 | 3486 | 81.9 | 5 | 50000 | October, 29 2018 00:00:00 | Not Dimmable | Not Dimmable | No |  | IIIMPL | [15 empty] | 81.4 |  | 1.26 | 1.32 | [6 empty] | 5 | 1800 | 128 | 14 | 20 | 0.9 | 3500 | 80 |  |  |  | FALSE | FALSE | FALSE | [8 empty] | March, 30 2020 00:00:00 | FALSE | FALSE | FALSE | [6 empty] | AC | [7 empty] | FALSE
PE9TZPSN | Technical Consumer Products | TCP | L12T8D5035K[Blank, BP] | Linear Replacement Lamp | T8 Four-Foot | Replacement Lamps (plug and play) (UL Type A) |  | standard | FALSE | [10 empty] | October, 29 2018 00:00:00 | Dimmable | Continuous Below 10 | No |  | NANPMO | [25 empty] | 5 | 1950 | 130 | 15 | 13 | 0.9 | 3500 | 80 |  |  |  | FALSE | FALSE | FALSE | [8 empty] | March, 30 2020 00:00:00 | FALSE | FALSE | FALSE | [6 empty] | AC | [7 empty] | FALSE
PLOE1IQ8MWOG | EarthTronics Inc. | EARTHTRONICS | LT814850A | Linear Replacement Lamp | T8 Four-Foot | Replacement Lamps (plug and play) (UL Type A) |  | standard | FALSE | [10 empty] | October, 29 2018 00:00:00 | Not Dimmable | Not Dimmable | No |  | IIIMPL | [25 empty] | 5 | 1800 | 128 | 14 | 20 | 0.9 | 5000 | 80 |  |  |  | FALSE | FALSE | FALSE | [8 empty] | March, 30 2020 00:00:00 | FALSE | FALSE | FALSE | [6 empty] | AC | [7 empty] | FALSE
PO79W8VU | CH Lighting Technology Co.,Ltd. | CH | CH1170-48-15W 830-0 | Linear Replacement Lamp | T8 Four-Foot | Dual Mode Internal Driver (UL Type A and Type B) |  | standard | TRUE |  | 1982 | 124 | 15.99 | 18.5 | 0.9309 | 3025 | 82.5 | 5 | 50000 | October, 24 2018 00:00:00 | Dimmable | Continuous Below 10 | No |  | NNNOEB | [15 empty] | 81.9 |  | 1.24 | 1.24 | [6 empty] | 4.4 | 2000 | 111.111 | 18 | 20 | 0.9 | 3000 | 83 |  |  |  | FALSE | FALSE | FALSE | [8 empty] | November, 02 2018 00:00:00 | FALSE | FALSE | FALSE | [6 empty] | AC | [7 empty] | FALSE
PGZNMOZR | CH Lighting Technology Co.,Ltd. | CH | CH1118-48-10W 841-0 | Linear Replacement Lamp | T8 Four-Foot | Replacement Lamps (plug and play) (UL Type A) |  | standard | FALSE | [10 empty] | October, 24 2018 00:00:00 | Not Dimmable | Not Dimmable | No |  | NNNODY | [25 empty] | 5 | 1650 | 127 | 13 | 20 | 0.9 | 4100 | 83 |  |  |  | FALSE | FALSE | FALSE | [8 empty] | March, 30 2020 00:00:00 | FALSE | FALSE | FALSE | [6 empty] | AC | [7 empty] | FALSE
PP5K0EFY | CH Lighting Technology Co.,Ltd. | CH | CH1118-48-10W 850-0 | Linear Replacement Lamp | T8 Four-Foot | Replacement Lamps (plug and play) (UL Type A) |  | standard | FALSE | [10 empty] | October, 24 2018 00:00:00 | Not Dimmable | Not Dimmable | No |  | NNNODY | [25 empty] | 5 | 1650 | 127 | 13 | 20 | 0.9 | 5000 | 83 |  |  |  | FALSE | FALSE | FALSE | [8 empty] | March, 30 2020 00:00:00 | FALSE | FALSE | FALSE | [6 empty] | AC | [7 empty] | FALSE
P22ERUL0 | CH Lighting Technology Co.,Ltd. | CH | CH1118-48-10W 830-0 | Linear Replacement Lamp | T8 Four-Foot | Replacement Lamps (plug and play) (UL Type A) |  | standard | TRUE |  | 1610.3 | 121 | 13.31 | 13.67 | 0.9537 | 3055 | 82.5 | 5 | 50000 | October, 24 2018 00:00:00 | Not Dimmable | Not Dimmable | No |  | NNNODY | [15 empty] | 81.5 |  | 1.26 | 1.32 | [6 empty] | 5 | 1650 | 127 | 13 | 20 | 0.9 | 3000 | 83 |  |  |  | FALSE | FALSE | FALSE | [8 empty] | March, 30 2020 00:00:00 | FALSE | FALSE | FALSE | [6 empty] | AC | [7 empty] | FALSE
PLH9ZUHXI5QW | Ledtronics Inc. | Ledtronics | LED48T8GD1-18W-XWW-101WF | Linear Replacement Lamp | T8 Four-Foot | Dual Mode Internal Driver (UL Type A and Type B) |  | standard | FALSE | [10 empty] | October, 24 2018 00:00:00 | Not Dimmable | Not Dimmable | No |  | IIIMPB | [25 empty] | 5 | 2422 | 124.56 | 19.44 | 9.21 | 0.9231 | 4000 | 81.7 |  |  |  | FALSE | FALSE | FALSE | [8 empty] | March, 30 2020 00:00:00 | FALSE | FALSE | FALSE | [6 empty] | AC | [7 empty] | FALSE
PL4PJSNNM3YU | Ledtronics Inc. | Ledtronics | LED48T8GD1-12W-XWW-101WF | Linear Replacement Lamp | T8 Four-Foot | Dual Mode Internal Driver (UL Type A and Type B) |  | standard | FALSE | [10 empty] | October, 24 2018 00:00:00 | Not Dimmable | Not Dimmable | No |  | IIIMOZ | [25 empty] | 5 | 1794 | 120.69 | 14.86 | 11.21 | 0.9697 | 4000 | 81.9 |  |  |  | FALSE | FALSE | FALSE | [8 empty] | March, 30 2020 00:00:00 | FALSE | FALSE | FALSE | [6 empty] | AC | [7 empty] | FALSE
PEQFGE36 | CH Lighting Technology Co.,Ltd. | CH | CH1170-48-13W 850-0 | Linear Replacement Lamp | T8 Four-Foot | Dual Mode Internal Driver (UL Type A and Type B) |  | standard | FALSE | [10 empty] | October, 24 2018 00:00:00 | Dimmable | Continuous Below 10 | No |  | NNNOEA | [25 empty] | 4.4 | 1850 | 115.625 | 16 | 20 | 0.9 | 5000 | 83 |  |  |  | FALSE | FALSE | FALSE | [8 empty] | November, 02 2018 00:00:00 | FALSE | FALSE | FALSE | [6 empty] | AC | [7 empty] | FALSE
PLVOV2OH5Q75 | Ledtronics Inc. | Ledtronics | LED48T8GD1-15W-XWW-101WF | Linear Replacement Lamp | T8 Four-Foot | Dual Mode Internal Driver (UL Type A and Type B) |  | standard | FALSE | [10 empty] | October, 24 2018 00:00:00 | Not Dimmable | Not Dimmable | No |  | IIIMPA | [25 empty] | 5 | 2137 | 126.46 | 16.9 | 13.02 | 0.9762 | 4000 | 81.9 |  |  |  | FALSE | FALSE | FALSE | [8 empty] | March, 30 2020 00:00:00 | FALSE | FALSE | FALSE | [6 empty] | AC | [7 empty] | FALSE
PLVHG36OWTS4 | Ledtronics Inc. | Ledtronics | LED48T8GD1-18W-XPW-101WF | Linear Replacement Lamp | T8 Four-Foot | Dual Mode Internal Driver (UL Type A and Type B) |  | standard | FALSE | [10 empty] | October, 24 2018 00:00:00 | Not Dimmable | Not Dimmable | No |  | IIIMPB | [25 empty] | 5 | 2455 | 125.77 | 19.52 | 9.31 | 0.9215 | 5000 | 82.4 |  |  |  | FALSE | FALSE | FALSE | [8 empty] | March, 30 2020 00:00:00 | FALSE | FALSE | FALSE | [6 empty] | AC | [7 empty] | FALSE
PQE2P21H | CH Lighting Technology Co.,Ltd. | CH | CH1170-48-15W 850-0 | Linear Replacement Lamp | T8 Four-Foot | Dual Mode Internal Driver (UL Type A and Type B) |  | standard | FALSE | [10 empty] | October, 24 2018 00:00:00 | Dimmable | Continuous Below 10 | No |  | NNNOEB | [25 empty] | 5 | 2100 | 116.667 | 18 | 20 | 0.9 | 5000 | 83 |  |  |  | FALSE | FALSE | FALSE | [8 empty] | March, 30 2020 00:00:00 | FALSE | FALSE | FALSE | [6 empty] | AC | [7 empty] | FALSE
PJ9HYIMK | CH Lighting Technology Co.,Ltd. | CH | CH1118-48-10W 835-0 | Linear Replacement Lamp | T8 Four-Foot | Replacement Lamps (plug and play) (UL Type A) |  | standard | FALSE | [10 empty] | October, 24 2018 00:00:00 | Not Dimmable | Not Dimmable | No |  | NNNODY | [25 empty] | 5 | 1650 | 127 | 13 | 20 | 0.9 | 3500 | 83 |  |  |  | FALSE | FALSE | FALSE | [8 empty] | March, 30 2020 00:00:00 | FALSE | FALSE | FALSE | [6 empty] | AC | [7 empty] | FALSE
PL42CBGT5AC6 | Ledtronics Inc. | Ledtronics | LED48T8GD1-12W-XPW-101WF | Linear Replacement Lamp | T8 Four-Foot | Dual Mode Internal Driver (UL Type A and Type B) |  | standard | FALSE | [10 empty] | October, 24 2018 00:00:00 | Not Dimmable | Not Dimmable | No |  | IIIMOZ | [25 empty] | 5 | 1820 | 121.66 | 14.96 | 12.52 | 0.9989 | 5000 | 82.4 |  |  |  | FALSE | FALSE | FALSE | [8 empty] | March, 30 2020 00:00:00 | FALSE | FALSE | FALSE | [6 empty] | AC | [7 empty] | FALSE
PL1IFN1LFJNV | Ledtronics Inc. | Ledtronics | LED48T8GD1-18W-XIW-101WF | Linear Replacement Lamp | T8 Four-Foot | Dual Mode Internal Driver (UL Type A and Type B) |  | standard | TRUE |  | 2388 | 123.35 | 19.36 | 9.31 | 0.91 | 3013 | 81.7 | 5 | 50000 | October, 24 2018 00:00:00 | Not Dimmable | Not Dimmable | No |  | IIIMPB | [15 empty] | 85.6 |  | 1.2 | 1.14 | [6 empty] | 5 | 2388 | 123.35 | 19.36 | 9.21 | 0.9231 | 3000 | 81.7 |  |  |  | FALSE | FALSE | FALSE | [8 empty] | March, 30 2020 00:00:00 | FALSE | FALSE | FALSE | [6 empty] | AC | [7 empty] | FALSE
PTNGCG2X | CH Lighting Technology Co.,Ltd. | CH | CH1170-48-13W 840-0 | Linear Replacement Lamp | T8 Four-Foot | Dual Mode Internal Driver (UL Type A and Type B) |  | standard | FALSE | [10 empty] | October, 24 2018 00:00:00 | Dimmable | Continuous Below 10 | No |  | NNNOEA | [25 empty] | 4.4 | 1800 | 112.5 | 16 | 20 | 0.9 | 4000 | 83 |  |  |  | FALSE | FALSE | FALSE | [8 empty] | November, 02 2018 00:00:00 | FALSE | FALSE | FALSE | [6 empty] | AC | [7 empty] | FALSE
P73PYLI2 | CH Lighting Technology Co.,Ltd. | CH | CH1170-48-15W 840-0 | Linear Replacement Lamp | T8 Four-Foot | Dual Mode Internal Driver (UL Type A and Type B) |  | standard | FALSE | [10 empty] | October, 24 2018 00:00:00 | Dimmable | Continuous Below 10 | No |  | NNNOEB | [25 empty] | 4.4 | 2050 | 113 | 18 | 20 | 0.9 | 4000 | 83 |  |  |  | FALSE | FALSE | FALSE | [8 empty] | November, 02 2018 00:00:00 | FALSE | FALSE | FALSE | [6 empty] | AC | [7 empty] | FALSE
P2AZVQGO | CH Lighting Technology Co.,Ltd. | CH | CH1170-48-15W 845-0 | Linear Replacement Lamp | T8 Four-Foot | Dual Mode Internal Driver (UL Type A and Type B) |  | standard | FALSE | [10 empty] | October, 24 2018 00:00:00 | Dimmable | Continuous Below 10 | No |  | NNNOEB | [25 empty] | 4.4 | 2050 | 113 | 18 | 20 | 0.9 | 4500 | 83 |  |  |  | FALSE | FALSE | FALSE | [8 empty] | November, 02 2018 00:00:00 | FALSE | FALSE | FALSE | [6 empty] | AC | [7 empty] | FALSE
PB61AO9M | CH Lighting Technology Co.,Ltd. | CH | CH1118-48-13W 835-0 | Linear Replacement Lamp | T8 Four-Foot | Replacement Lamps (plug and play) (UL Type A) |  | standard | FALSE | [10 empty] | October, 24 2018 00:00:00 | Dimmable | Continuous Below 10 | No | Updated on 1/13/2020 | NNNODZ | [25 empty] | 5 | 2150 | 134.375 | 16 | 20 | 0.9 | 3500 | 83 |  |  |  | FALSE | FALSE | FALSE | [8 empty] | March, 30 2020 00:00:00 | FALSE | FALSE | FALSE | [6 empty] | AC |  |  |  |  | 2150 | 16 |  | FALSE
PJXRU16C | CH Lighting Technology Co.,Ltd. | CH | CH1118-48-13W 840-0 | Linear Replacement Lamp | T8 Four-Foot | Replacement Lamps (plug and play) (UL Type A) |  | standard | FALSE | [10 empty] | October, 24 2018 00:00:00 | Dimmable | Continuous Below 10 | No | Updated on 1/13/2020 | NNNODZ | [25 empty] | 5 | 2200 | 137.5 | 16 | 20 | 0.9 | 4000 | 83 |  |  |  | FALSE | FALSE | FALSE | [8 empty] | March, 30 2020 00:00:00 | FALSE | FALSE | FALSE | [6 empty] | AC |  |  |  |  | 2200 | 16 |  | FALSE
PKXA6K0K | CH Lighting Technology Co.,Ltd. | CH | CH1118-48-13W 830-0 | Linear Replacement Lamp | T8 Four-Foot | Replacement Lamps (plug and play) (UL Type A) |  | standard | TRUE |  | 2138.6 | 124.8 | 17.23 | 9.67 | 0.9678 | 3122 | 83.1 | 5 | 50000 | October, 24 2018 00:00:00 | Dimmable | Continuous Below 10 | No | Updated on 1/13/2020 | NNNODZ | [15 empty] | 81.5 |  | 1.26 | 1.3 | [6 empty] | 5 | 2100 | 131.25 | 16 | 20 | 0.9 | 3000 | 83 |  |  |  | FALSE | FALSE | FALSE | [8 empty] | March, 30 2020 00:00:00 | FALSE | FALSE | FALSE | [6 empty] | AC |  |  | 120 |  | 2100 | 16 |  | FALSE
PLEJQCEZBO1K | Ledtronics Inc. | Ledtronics | LED48T8GD1-15W-XIW-101WF | Linear Replacement Lamp | T8 Four-Foot | Dual Mode Internal Driver (UL Type A and Type B) |  | standard | TRUE |  | 2087 | 124 | 16.83 | 13.02 | 0.9624 | 3005 | 81.9 | 5 | 50000 | October, 24 2018 00:00:00 | Not Dimmable | Not Dimmable | No |  | IIIMPA | [15 empty] | 85.6 |  | 1.22 | 1.16 | [6 empty] | 5 | 2078 | 124.51 | 16.69 | 13.02 | 0.9762 | 3000 | 81.9 |  |  |  | FALSE | FALSE | FALSE | [8 empty] | March, 30 2020 00:00:00 | FALSE | FALSE | FALSE | [6 empty] | AC | [7 empty] | FALSE
POQ9U0RY | CH Lighting Technology Co.,Ltd. | CH | CH1170-48-13W 835-0 | Linear Replacement Lamp | T8 Four-Foot | Dual Mode Internal Driver (UL Type A and Type B) |  | standard | FALSE | [10 empty] | October, 24 2018 00:00:00 | Dimmable | Continuous Below 10 | No |  | NNNOEA | [25 empty] | 4.4 | 1760 | 111 | 16 | 20 | 0.9 | 3500 | 83 |  |  |  | FALSE | FALSE | FALSE | [8 empty] | November, 02 2018 00:00:00 | FALSE | FALSE | FALSE | [6 empty] | AC | [7 empty] | FALSE
P4GJS1NI | CH Lighting Technology Co.,Ltd. | CH | CH1170-48-13W 845-0 | Linear Replacement Lamp | T8 Four-Foot | Dual Mode Internal Driver (UL Type A and Type B) |  | standard | FALSE | [10 empty] | October, 24 2018 00:00:00 | Dimmable | Continuous Below 10 | No |  | NNNOEA | [25 empty] | 4.4 | 1800 | 112.5 | 16 | 20 | 0.9 | 4500 | 83 |  |  |  | FALSE | FALSE | FALSE | [8 empty] | November, 02 2018 00:00:00 | FALSE | FALSE | FALSE | [6 empty] | AC | [7 empty] | FALSE
PDR958JT | CH Lighting Technology Co.,Ltd. | CH | CH1170-48-13W 830-0 | Linear Replacement Lamp | T8 Four-Foot | Dual Mode Internal Driver (UL Type A and Type B) |  | standard | TRUE |  | 1795 | 122.5 | 14.66 | 20.14 | 0.909 | 3025 | 82.5 | 5 | 50000 | October, 24 2018 00:00:00 | Dimmable | Continuous Below 10 | No |  | NNNOEA | [15 empty] | 81.9 |  | 1.24 | 1.28 | [6 empty] | 4.4 | 1760 | 111 | 16 | 20 | 0.9 | 3000 | 83 |  |  |  | FALSE | FALSE | FALSE | [8 empty] | November, 02 2018 00:00:00 | FALSE | FALSE | FALSE | [6 empty] | AC | [7 empty] | FALSE
PB7Y195O | CH Lighting Technology Co.,Ltd. | CH | CH1170-48-15W 835-0 | Linear Replacement Lamp | T8 Four-Foot | Dual Mode Internal Driver (UL Type A and Type B) |  | standard | FALSE | [10 empty] | October, 24 2018 00:00:00 | Dimmable | Continuous Below 10 | No |  | NNNOEB | [25 empty] | 4.4 | 2000 | 111.111 | 18 | 20 | 0.9 | 3500 | 83 |  |  |  | FALSE | FALSE | FALSE | [8 empty] | November, 02 2018 00:00:00 | FALSE | FALSE | FALSE | [6 empty] | AC | [7 empty] | FALSE
PY3W242B | CH Lighting Technology Co.,Ltd. | CH | CH1118-48-13W 850-0 | Linear Replacement Lamp | T8 Four-Foot | Replacement Lamps (plug and play) (UL Type A) |  | standard | FALSE | [10 empty] | October, 24 2018 00:00:00 | Dimmable | Continuous Below 10 | No | Updated on 1/13/2020 | NNNODZ | [25 empty] | 5 | 2200 | 137.5 | 16 | 20 | 0.9 | 5000 | 83 |  |  |  | FALSE | FALSE | FALSE | [8 empty] | March, 30 2020 00:00:00 | FALSE | FALSE | FALSE | [6 empty] | AC |  |  |  |  | 2200 | 16 |  | FALSE
PLWZN87L6VJ9 | Ledtronics Inc. | Ledtronics | LED48T8GD1-15W-XPW-101WF | Linear Replacement Lamp | T8 Four-Foot | Dual Mode Internal Driver (UL Type A and Type B) |  | standard | FALSE | [10 empty] | October, 24 2018 00:00:00 | Not Dimmable | Not Dimmable | No |  | IIIMPA | [25 empty] | 5 | 2195 | 128.36 | 17.1 | 12.96 | 0.9652 | 5000 | 82.4 |  |  |  | FALSE | FALSE | FALSE | [8 empty] | March, 30 2020 00:00:00 | FALSE | FALSE | FALSE | [6 empty] | AC | [7 empty] | FALSE
PL5CK3IOKKO2 | Ledtronics Inc. | Ledtronics | LED48T8GD1-12W-XIW-101WF | Linear Replacement Lamp | T8 Four-Foot | Dual Mode Internal Driver (UL Type A and Type B) |  | standard | TRUE |  | 1731 | 116.02 | 14.92 | 12.52 | 0.9537 | 3004 | 81.8 | 5 | 50000 | October, 24 2018 00:00:00 | Not Dimmable | Not Dimmable | No |  | IIIMOZ | [15 empty] | 85.6 |  | 1.2 | 1.24 | [6 empty] | 5 | 1767 | 119.72 | 14.76 | 11.21 | 0.9697 | 3000 | 81.9 |  |  |  | FALSE | FALSE | FALSE | [8 empty] | March, 30 2020 00:00:00 | FALSE | FALSE | FALSE | [6 empty] | AC | [7 empty] | FALSE
PL8T3228LXPL | CSC LED Corp | CSC LED | CSC-T8-14W-120-GTB-40K | Linear Replacement Lamp | T8 Four-Foot | Dual Mode Internal Driver (UL Type A and Type B) |  | standard | TRUE |  | 2051 | 153.4 | 13.37 | 21.67 | 0.8939 | 3929 | 82 | 5 | 50000 | October, 23 2018 00:00:00 | Not Dimmable | Not Dimmable | No |  | EAEFTB | [15 empty] | 84.6 |  | 1.2 | 1.32 | [6 empty] | 5 | 2051 | 153.4 | 13.37 | 21.69 | 0.89 | 4000 | 82 |  |  |  | FALSE | FALSE | FALSE | [8 empty] | March, 30 2020 00:00:00 | FALSE | FALSE | FALSE | [6 empty] | AC | [7 empty] | FALSE
PL3Y4XW8MAD1 | CSC LED Corp | CSC LED | CSC-T8-14W-120-GTB-50K | Linear Replacement Lamp | T8 Four-Foot | Dual Mode Internal Driver (UL Type A and Type B) |  | standard | FALSE | [10 empty] | October, 23 2018 00:00:00 | Not Dimmable | Not Dimmable | No |  | EAEFTB | [25 empty] | 5 | 2059 | 155.16 | 13.27 | 21.59 | 0.89 | 5000 | 82.7 |  |  |  | FALSE | FALSE | FALSE | [8 empty] | March, 30 2020 00:00:00 | FALSE | FALSE | FALSE | [6 empty] | AC | [7 empty] | FALSE
PL834WMXMNPP | JD International Lighting, Inc. | Commerial LED | CLT99-17WT8FG-50-AB | Linear Replacement Lamp | T8 Four-Foot | Dual Mode Internal Driver (UL Type A and Type B) |  | standard | FALSE | [10 empty] | October, 18 2018 00:00:00 | Not Dimmable | Not Dimmable | No |  | IIIMOL | [25 empty] | 5 | 2300 | 136 | 17 | 10 | 0.9 | 5000 | 80 |  |  |  | FALSE | FALSE | FALSE | [8 empty] | March, 30 2020 00:00:00 | FALSE | FALSE | FALSE | [6 empty] | AC | [7 empty] | FALSE
PL7W46Z5ZWJC | JD International Lighting, Inc. | Commerial LED | CLT99-17WT8FG-40-AB | Linear Replacement Lamp | T8 Four-Foot | Dual Mode Internal Driver (UL Type A and Type B) |  | standard | FALSE | [10 empty] | October, 18 2018 00:00:00 | Not Dimmable | Not Dimmable | No |  | IIIMOL | [25 empty] | 5 | 2300 | 136 | 17 | 10 | 0.9 | 4000 | 80 |  |  |  | FALSE | FALSE | FALSE | [8 empty] | March, 30 2020 00:00:00 | FALSE | FALSE | FALSE | [6 empty] | AC | [7 empty] | FALSE
PLGPA2NOZNWN | JD International Lighting, Inc. | Commerial LED | CLT99-17WT8FG-30-AB | Linear Replacement Lamp | T8 Four-Foot | Dual Mode Internal Driver (UL Type A and Type B) |  | standard | TRUE |  | 2289 | 132.8 | 17.23 | 13.6 | 0.91 | 3066 | 82.8 | 5 | 50000 | October, 18 2018 00:00:00 | Not Dimmable | Not Dimmable | No |  | IIIMOL | [15 empty] | 84.5 |  | 1.28 | 1.26 | [6 empty] | 5 | 2150 | 127 | 17 | 10 | 0.9 | 3000 | 80 |  |  |  | FALSE | FALSE | FALSE | [8 empty] | March, 30 2020 00:00:00 | FALSE | FALSE | FALSE | [6 empty] | AC | [7 empty] | FALSE
PP9D27J7 | RAB Lighting | RAB | T8-15-48G-830-DIR | Linear Replacement Lamp | T8 Four-Foot | Replacement Lamps (plug and play) (UL Type A) |  | standard | TRUE |  | 2299 | 140.1 | 16.41 | 6.14 | 0.975 | 3067 | 83.6 | 5 | 50000 | October, 16 2018 00:00:00 | Not Dimmable | Not Dimmable | No |  | BBBEMN | [15 empty] | 82.6 |  | 1.28 | 1.34 | [6 empty] | 5 | 2000 | 133.333 | 15 | 6 | 0.9745 | 3000 | 80 |  |  |  | FALSE | FALSE | FALSE | [8 empty] | March, 30 2020 00:00:00 | FALSE | FALSE | FALSE | [6 empty] | AC | [7 empty] | FALSE
PD9WWAN8 | RAB Lighting | RAB | T8-12-48G-835-DIR | Linear Replacement Lamp | T8 Four-Foot | Replacement Lamps (plug and play) (UL Type A) |  | standard | FALSE | [10 empty] | October, 16 2018 00:00:00 | Not Dimmable | Not Dimmable | No |  | BBBEMM | [25 empty] | 5 | 1650 | 137.5 | 12 | 14.4 | 0.9286 | 3500 | 80 |  |  |  | FALSE | FALSE | FALSE | [8 empty] | March, 30 2020 00:00:00 | FALSE | FALSE | FALSE | [6 empty] | AC | [7 empty] | FALSE
P46HV7IK | RAB Lighting | RAB | T8-15-48G-850-DIR | Linear Replacement Lamp | T8 Four-Foot | Replacement Lamps (plug and play) (UL Type A) |  | standard | FALSE | [10 empty] | October, 16 2018 00:00:00 | Not Dimmable | Not Dimmable | No |  | BBBEMN | [25 empty] | 5 | 2200 | 146.667 | 15 | 6 | 0.9745 | 5000 | 80 |  |  |  | FALSE | FALSE | FALSE | [8 empty] | March, 30 2020 00:00:00 | FALSE | FALSE | FALSE | [6 empty] | AC | [7 empty] | FALSE
P7OCSJRB | RAB Lighting | RAB | T8-12-48G-850-DIR | Linear Replacement Lamp | T8 Four-Foot | Replacement Lamps (plug and play) (UL Type A) |  | standard | FALSE | [10 empty] | October, 16 2018 00:00:00 | Not Dimmable | Not Dimmable | No |  | BBBEMM | [25 empty] | 5 | 1800 | 150 | 12 | 14.4 | 0.9286 | 5000 | 80 |  |  |  | FALSE | FALSE | FALSE | [8 empty] | March, 30 2020 00:00:00 | FALSE | FALSE | FALSE | [6 empty] | AC | [7 empty] | FALSE
PYL0QIHQ | RAB Lighting | RAB | T8-12-48G-840-DIR | Linear Replacement Lamp | T8 Four-Foot | Replacement Lamps (plug and play) (UL Type A) |  | standard | FALSE | [10 empty] | October, 16 2018 00:00:00 | Not Dimmable | Not Dimmable | No |  | BBBEMM | [25 empty] | 5 | 1800 | 150 | 12 | 14.4 | 0.9286 | 4000 | 80 |  |  |  | FALSE | FALSE | FALSE | [8 empty] | March, 30 2020 00:00:00 | FALSE | FALSE | FALSE | [6 empty] | AC | [7 empty] | FALSE
PR9A4GKW | RAB Lighting | RAB | T8-12-48G-830-DIR | Linear Replacement Lamp | T8 Four-Foot | Replacement Lamps (plug and play) (UL Type A) |  | standard | TRUE |  | 1952 | 145.1 | 13.45 | 14.39 | 0.929 | 3065 | 83.6 | 5 | 50000 | October, 16 2018 00:00:00 | Not Dimmable | Not Dimmable | No |  | BBBEMM | [15 empty] | 82.5 |  | 1.28 | 1.34 | [6 empty] | 5 | 1650 | 137.5 | 12 | 14.4 | 0.9286 | 3000 | 80 |  |  |  | FALSE | FALSE | FALSE | [8 empty] | March, 30 2020 00:00:00 | FALSE | FALSE | FALSE | [6 empty] | AC | [7 empty] | FALSE
PVH09D9Q | RAB Lighting | RAB | T8-15-48G-835-DIR | Linear Replacement Lamp | T8 Four-Foot | Replacement Lamps (plug and play) (UL Type A) |  | standard | FALSE | [10 empty] | October, 16 2018 00:00:00 | Not Dimmable | Not Dimmable | No |  | BBBEMN | [25 empty] | 5 | 2000 | 133.333 | 15 | 6 | 0.9745 | 3500 | 80 |  |  |  | FALSE | FALSE | FALSE | [8 empty] | March, 30 2020 00:00:00 | FALSE | FALSE | FALSE | [6 empty] | AC | [7 empty] | FALSE
PXYTNBV9 | RAB Lighting | RAB | T8-15-48G-840-DIR | Linear Replacement Lamp | T8 Four-Foot | Replacement Lamps (plug and play) (UL Type A) |  | standard | FALSE | [10 empty] | October, 16 2018 00:00:00 | Not Dimmable | Not Dimmable | No |  | BBBEMN | [25 empty] | 5 | 2200 | 146.667 | 15 | 6 | 0.9745 | 4000 | 80 |  |  |  | FALSE | FALSE | FALSE | [8 empty] | March, 30 2020 00:00:00 | FALSE | FALSE | FALSE | [6 empty] | AC | [7 empty] | FALSE
PT7ZL9TZ | RAB Lighting | RAB | T8-12-48P-840-DIR | Linear Replacement Lamp | T8 Four-Foot | Replacement Lamps (plug and play) (UL Type A) |  | standard | FALSE | [10 empty] | October, 12 2018 00:00:00 | Not Dimmable | Not Dimmable | No |  | BBBEMF | [25 empty] | 5 | 1800 | 150 | 12 | 13.4 | 0.9712 | 4000 | 82 |  |  |  | FALSE | FALSE | FALSE | [8 empty] | March, 30 2020 00:00:00 | FALSE | FALSE | FALSE | [6 empty] | AC | [7 empty] | FALSE
PSLFDES5 | RAB Lighting | RAB | T8-15-48P-850-DIR | Linear Replacement Lamp | T8 Four-Foot | Replacement Lamps (plug and play) (UL Type A) |  | standard | FALSE | [10 empty] | October, 12 2018 00:00:00 | Not Dimmable | Not Dimmable | No |  | BBBEMI | [25 empty] | 5 | 2200 | 146.667 | 15 | 5.9 | 0.9709 | 5000 | 82 |  |  |  | FALSE | FALSE | FALSE | [8 empty] | March, 30 2020 00:00:00 | FALSE | FALSE | FALSE | [6 empty] | AC | [7 empty] | FALSE
P5HO4V1S | RAB Lighting | RAB | T8-15-48P-830-DIR | Linear Replacement Lamp | T8 Four-Foot | Replacement Lamps (plug and play) (UL Type A) |  | standard | TRUE |  | 2203 | 133.9 | 16.45 | 5.92 | 0.971 | 3018 | 85.1 | 5 | 50000 | October, 12 2018 00:00:00 | Not Dimmable | Not Dimmable | No |  | BBBEMI | [15 empty] | 82.8 |  | 1.26 | 1.32 | [6 empty] | 5 | 2000 | 133.333 | 15 | 5.9 | 0.9709 | 3000 | 82 |  |  |  | FALSE | FALSE | FALSE | [8 empty] | March, 30 2020 00:00:00 | FALSE | FALSE | FALSE | [6 empty] | AC | [7 empty] | FALSE
PGES427V | RAB Lighting | RAB | T8-12-48P-830-DIR | Linear Replacement Lamp | T8 Four-Foot | Replacement Lamps (plug and play) (UL Type A) |  | standard | TRUE |  | 1998 | 149 | 13.41 | 13.4 | 0.971 | 3022 | 85.2 | 5 | 50000 | October, 12 2018 00:00:00 | Not Dimmable | Not Dimmable | No |  | BBBEMF | [15 empty] | 82.7 |  | 1.26 | 1.32 | [6 empty] | 5 | 1650 | 137.5 | 12 | 13.4 | 0.9712 | 3000 | 82 |  |  |  | FALSE | FALSE | FALSE | [8 empty] | March, 30 2020 00:00:00 | FALSE | FALSE | FALSE | [6 empty] | AC | [7 empty] | FALSE
PAAJXWQ3 | RAB Lighting | RAB | T8-15-48P-835-DIR | Linear Replacement Lamp | T8 Four-Foot | Replacement Lamps (plug and play) (UL Type A) |  | standard | FALSE | [10 empty] | October, 12 2018 00:00:00 | Not Dimmable | Not Dimmable | No |  | BBBEMI | [25 empty] | 5 | 2000 | 133.333 | 15 | 5.9 | 0.9709 | 3500 | 82 |  |  |  | FALSE | FALSE | FALSE | [8 empty] | March, 30 2020 00:00:00 | FALSE | FALSE | FALSE | [6 empty] | AC | [7 empty] | FALSE
PTUVI1UU | RAB Lighting | RAB | T8-15-48P-840-DIR | Linear Replacement Lamp | T8 Four-Foot | Replacement Lamps (plug and play) (UL Type A) |  | standard | FALSE | [10 empty] | October, 12 2018 00:00:00 | Not Dimmable | Not Dimmable | No |  | BBBEMI | [25 empty] | 5 | 2200 | 146.667 | 15 | 5.9 | 0.9709 | 4000 | 82 |  |  |  | FALSE | FALSE | FALSE | [8 empty] | March, 30 2020 00:00:00 | FALSE | FALSE | FALSE | [6 empty] | AC | [7 empty] | FALSE
PIPDK3LX | RAB Lighting | RAB | T8-12-48P-835-DIR | Linear Replacement Lamp | T8 Four-Foot | Replacement Lamps (plug and play) (UL Type A) |  | standard | FALSE | [10 empty] | October, 12 2018 00:00:00 | Not Dimmable | Not Dimmable | No |  | BBBEMF | [25 empty] | 5 | 1650 | 137.5 | 12 | 13.4 | 0.9712 | 3500 | 82 |  |  |  | FALSE | FALSE | FALSE | [8 empty] | March, 30 2020 00:00:00 | FALSE | FALSE | FALSE | [6 empty] | AC | [7 empty] | FALSE
PVMFIEYB | RAB Lighting | RAB | T8-12-48P-850-DIR | Linear Replacement Lamp | T8 Four-Foot | Replacement Lamps (plug and play) (UL Type A) |  | standard | FALSE | [10 empty] | October, 12 2018 00:00:00 | Not Dimmable | Not Dimmable | No |  | BBBEMF | [25 empty] | 5 | 1800 | 150 | 12 | 13.4 | 0.9712 | 5000 | 82 |  |  |  | FALSE | FALSE | FALSE | [8 empty] | March, 30 2020 00:00:00 | FALSE | FALSE | FALSE | [6 empty] | AC | [7 empty] | FALSE
PLH7Z2P5ORKT | Emergence Technologies, LLC. | Emergence | ETA-T8-18-04-2450-DR-3500 | Linear Replacement Lamp | T8 Four-Foot | Replacement Lamps (plug and play) (UL Type A) |  | standard | FALSE | [10 empty] | October, 11 2018 00:00:00 | Not Dimmable | Not Dimmable | No |  | XXXCQY | [25 empty] | 5 | 2450 | 120 | 21 | 20 | 0.9 | 3500 | 82 |  |  |  | FALSE | FALSE | FALSE | [8 empty] | March, 30 2020 00:00:00 | FALSE | FALSE | FALSE | [6 empty] | AC | [7 empty] | FALSE
PL2AKN895FPH | Emergence Technologies, LLC. | Emergence | ETA-T8-18-04-2600-DR-5000 | Linear Replacement Lamp | T8 Four-Foot | Replacement Lamps (plug and play) (UL Type A) |  | standard | FALSE | [10 empty] | October, 11 2018 00:00:00 | Not Dimmable | Not Dimmable | No |  | XXXCQY | [25 empty] | 5 | 2600 | 125 | 21 | 20 | 0.9 | 5000 | 82 |  |  |  | FALSE | FALSE | FALSE | [8 empty] | March, 30 2020 00:00:00 | FALSE | FALSE | FALSE | [6 empty] | AC | [7 empty] | FALSE
PJJX910Z | Signify North America Corporation | Philips | 9290019917 | Linear Replacement Lamp | T8 Four-Foot | Replacement Lamps (plug and play) (UL Type A) |  | standard | FALSE | [10 empty] | October, 11 2018 00:00:00 | Not Dimmable | Not Dimmable | No |  | KKLALB | [25 empty] | 5 | 1682 | 129.4 | 13 | 15 | 0.9 | 4000 | 82 |  |  |  | FALSE | FALSE | FALSE | [8 empty] | March, 30 2020 00:00:00 | FALSE | FALSE | FALSE | [6 empty] | AC | [7 empty] | FALSE
PL76QIPVQSNQ | Emergence Technologies, LLC. | Emergence | ETA-T8-18-04-2600-DR-4000 | Linear Replacement Lamp | T8 Four-Foot | Replacement Lamps (plug and play) (UL Type A) |  | standard | FALSE | [10 empty] | October, 11 2018 00:00:00 | Not Dimmable | Not Dimmable | No |  | XXXCQY | [25 empty] | 5 | 2600 | 125 | 21 | 20 | 0.9 | 4000 | 82 |  |  |  | FALSE | FALSE | FALSE | [8 empty] | March, 30 2020 00:00:00 | FALSE | FALSE | FALSE | [6 empty] | AC | [7 empty] | FALSE
PLDL5MP5AMCA | Emergence Technologies, LLC. | Emergence | ETA-T8-18-04-2450-DR-3000 | Linear Replacement Lamp | T8 Four-Foot | Replacement Lamps (plug and play) (UL Type A) |  | standard | TRUE |  | 2555 | 123.7 | 20.65 | 7.48 | 0.9861 | 3092 | 84.6 | 5 | 50000 | October, 11 2018 00:00:00 | Not Dimmable | Not Dimmable | No |  | XXXCQY | [15 empty] | 82.9 |  | 1.28 | 1.38 | [6 empty] | 5 | 2450 | 120 | 21 | 20 | 0.9 | 3000 | 82 |  |  |  | FALSE | FALSE | FALSE | [8 empty] | March, 30 2020 00:00:00 | FALSE | FALSE | FALSE | [6 empty] | AC | [7 empty] | FALSE
P0NVK2RH | Signify North America Corporation | Philips | 9290019918 | Linear Replacement Lamp | T8 Four-Foot | Replacement Lamps (plug and play) (UL Type A) |  | standard | FALSE | [10 empty] | October, 11 2018 00:00:00 | Not Dimmable | Not Dimmable | No |  | KKLALB | [25 empty] | 5 | 1760 | 135.2 | 13 | 15 | 0.9 | 5000 | 82 |  |  |  | FALSE | FALSE | FALSE | [8 empty] | March, 30 2020 00:00:00 | FALSE | FALSE | FALSE | [6 empty] | AC | [7 empty] | FALSE
PAT2CHM1 | Signify North America Corporation | Philips | 9290019916 | Linear Replacement Lamp | T8 Four-Foot | Replacement Lamps (plug and play) (UL Type A) |  | standard | TRUE |  | 1840 | 135.3 | 13.6 | 13.48 | 0.954 | 3441 | 82.8 | 5 | 50000 | October, 11 2018 00:00:00 | Not Dimmable | Not Dimmable | No |  | KKLALB | [15 empty] | 81.69 |  | 1.23 | 1.29 | [6 empty] | 5 | 1682 | 129.4 | 13 | 15 | 0.9 | 3500 | 82 |  |  |  | FALSE | FALSE | FALSE | [8 empty] | March, 30 2020 00:00:00 | FALSE | FALSE | FALSE | [6 empty] | AC | [7 empty] | FALSE
PLUO3QSJ7QU9 | SHANGHAI LITE-WAY | LITE-WAY | L04312-40H | Linear Replacement Lamp | T8 Four-Foot | Dual Mode Internal Driver (UL Type A and Type B) |  | standard | FALSE | [10 empty] | October, 09 2018 00:00:00 | Not Dimmable | Not Dimmable | FALSE |  | MMMRNA | [25 empty] | 4.4 | 1800.8 | 111.3 | 16.1 | 12.8 | 0.922 | 4000 | 81.5 |  |  |  | FALSE | FALSE | FALSE | [8 empty] | November, 02 2018 00:00:00 | FALSE | FALSE | FALSE | [6 empty] | AC | [7 empty] | FALSE
PLCC9JFGB1PY | SHANGHAI LITE-WAY | LITE-WAY | L04312-30H | Linear Replacement Lamp | T8 Four-Foot | Dual Mode Internal Driver (UL Type A and Type B) |  | standard | TRUE |  | 1800.83 | 111.3 | 16.18 | 12.8 | 0.922 | 2904 | 81.5 | 5 | 50000 | October, 09 2018 00:00:00 | Not Dimmable | Not Dimmable | FALSE |  | MMMRNA | [15 empty] | 78.1 |  | 1.2 | 1.24 | [6 empty] | 4.4 | 1800.8 | 111.3 | 16.1 | 12.8 | 0.922 | 2904 | 81.5 |  |  |  | FALSE | FALSE | FALSE | [8 empty] | November, 02 2018 00:00:00 | FALSE | FALSE | FALSE | [6 empty] | AC | [7 empty] | FALSE
PLVECKNRBVSX | SHANGHAI LITE-WAY | LITE-WAY | L04312-50H | Linear Replacement Lamp | T8 Four-Foot | Dual Mode Internal Driver (UL Type A and Type B) |  | standard | FALSE | [10 empty] | October, 09 2018 00:00:00 | Not Dimmable | Not Dimmable | No |  | MMMRNA | [25 empty] | 5 | 1934.1 | 119.1 | 16.2 | 12.8 | 0.922 | 4995 | 83.4 |  |  |  | FALSE | FALSE | FALSE | [8 empty] | March, 30 2020 00:00:00 | FALSE | FALSE | FALSE | [6 empty] | AC | [7 empty] | FALSE
PL6QZ0KCTN9G | Plusrite USA | NaturaLED | LED13T8/FR16/835/IF | Linear Replacement Lamp | T8 Four-Foot | Replacement Lamps (plug and play) (UL Type A) |  | standard | FALSE | [10 empty] | October, 08 2018 00:00:00 | Not Dimmable | Not Dimmable | No |  | VVVXDV | [25 empty] | 5 | 1600 | 123 | 13 | 20 | 0.9 | 3500 | 82 |  |  |  | FALSE | FALSE | FALSE | [8 empty] | March, 30 2020 00:00:00 | FALSE | FALSE | FALSE | [6 empty] | AC | [7 empty] | FALSE
PLJKRU6E346T | Plusrite USA | NaturaLED | LED13T8/FR16/840/IF | Linear Replacement Lamp | T8 Four-Foot | Replacement Lamps (plug and play) (UL Type A) |  | standard | FALSE | [10 empty] | October, 08 2018 00:00:00 | Not Dimmable | Not Dimmable | No |  | VVVXDV | [25 empty] | 5 | 1650 | 127 | 13 | 20 | 0.9 | 4000 | 82 |  |  |  | FALSE | FALSE | FALSE | [8 empty] | March, 30 2020 00:00:00 | FALSE | FALSE | FALSE | [6 empty] | AC | [7 empty] | FALSE
PLXGBM5YXO12 | Plusrite USA | NaturaLED | LED13T8/FR16/830/IF | Linear Replacement Lamp | T8 Four-Foot | Replacement Lamps (plug and play) (UL Type A) |  | standard | TRUE |  | 1643 | 126.3 | 13.02 | 15.72 | 0.9492 | 3060 | 83 | 5 | 50000 | October, 08 2018 00:00:00 | Not Dimmable | Not Dimmable | No |  | VVVXDV | [15 empty] | 81.5 |  | 1.24 | 1.32 | [6 empty] | 5 | 1600 | 123 | 13 | 20 | 0.9 | 3000 | 82 |  |  |  | FALSE | FALSE | FALSE | [8 empty] | March, 30 2020 00:00:00 | FALSE | FALSE | FALSE | [6 empty] | AC | [7 empty] | FALSE
PLH7IMX6AI3J | Plusrite USA | NaturaLED | LED13T8/FR16/850/IF | Linear Replacement Lamp | T8 Four-Foot | Replacement Lamps (plug and play) (UL Type A) |  | standard | FALSE | [10 empty] | October, 08 2018 00:00:00 | Not Dimmable | Not Dimmable | No |  | VVVXDV | [25 empty] | 5 | 1650 | 127 | 13 | 20 | 0.9 | 5000 | 82 |  |  |  | FALSE | FALSE | FALSE | [8 empty] | March, 30 2020 00:00:00 | FALSE | FALSE | FALSE | [6 empty] | AC | [7 empty] | FALSE
PL4BJAUG | ZHEJIANG HONGYAO LIGHTING ELECTRICAL CO.,LTD | ZHEJIANG HONGYAO LIGHTING ELECTRICAL CO.,LTD | HY-T8-15P4FT-A+B4500K | Linear Replacement Lamp | T8 Four-Foot | Dual Mode Internal Driver (UL Type A and Type B) |  | standard | FALSE | [10 empty] | October, 03 2018 00:00:00 | Not Dimmable | Not Dimmable | No |  | WWWCBQ | [25 empty] | 5 | 2199 | 127.7 | 17.22 | 15 | 0.9 | 4500 | 80 |  |  |  | FALSE | FALSE | FALSE | [8 empty] | March, 30 2020 00:00:00 | FALSE | FALSE | FALSE | [6 empty] | AC | [7 empty] | FALSE
PP2ASBHN | ZHEJIANG HONGYAO LIGHTING ELECTRICAL CO.,LTD | ZHEJIANG HONGYAO LIGHTING ELECTRICAL CO.,LTD | HY-T8-15P4FT-A+B5000K | Linear Replacement Lamp | T8 Four-Foot | Dual Mode Internal Driver (UL Type A and Type B) |  | standard | FALSE | [10 empty] | October, 03 2018 00:00:00 | Not Dimmable | Not Dimmable | No |  | WWWCBQ | [25 empty] | 5 | 2203.15 | 128.99 | 17.08 | 15 | 0.9 | 5000 | 80 |  |  |  | FALSE | FALSE | FALSE | [8 empty] | March, 30 2020 00:00:00 | FALSE | FALSE | FALSE | [6 empty] | AC | [7 empty] | FALSE
PZV23FOG | ZHEJIANG HONGYAO LIGHTING ELECTRICAL CO.,LTD | ZHEJIANG HONGYAO LIGHTING ELECTRICAL CO.,LTD | HY-T8-20P4FT-A+B4000K | Linear Replacement Lamp | T8 Four-Foot | Dual Mode Internal Driver (UL Type A and Type B) |  | standard | FALSE | [10 empty] | October, 03 2018 00:00:00 | Not Dimmable | Not Dimmable | No |  | WWWCBS | [25 empty] | 5 | 2594 | 116.74 | 22.22 | 15 | 0.9 | 4000 | 80 |  |  |  | FALSE | FALSE | FALSE | [8 empty] | March, 30 2020 00:00:00 | FALSE | FALSE | FALSE | [6 empty] | AC | [7 empty] | FALSE
PJIS5NXE | ZHEJIANG HONGYAO LIGHTING ELECTRICAL CO.,LTD | ZHEJIANG HONGYAO LIGHTING ELECTRICAL CO.,LTD | HY-T8-20P4FT-A+B4500K | Linear Replacement Lamp | T8 Four-Foot | Dual Mode Internal Driver (UL Type A and Type B) |  | standard | FALSE | [10 empty] | October, 03 2018 00:00:00 | Not Dimmable | Not Dimmable | No |  | WWWCBS | [25 empty] | 5 | 2620 | 117.91 | 22.22 | 15 | 0.9 | 4500 | 80 |  |  |  | FALSE | FALSE | FALSE | [8 empty] | March, 30 2020 00:00:00 | FALSE | FALSE | FALSE | [6 empty] | AC | [7 empty] | FALSE
PUWKHD7R | ZHEJIANG HONGYAO LIGHTING ELECTRICAL CO.,LTD | ZHEJIANG HONGYAO LIGHTING ELECTRICAL CO.,LTD | HY-T8-20P4FT-A+B5000K | Linear Replacement Lamp | T8 Four-Foot | Dual Mode Internal Driver (UL Type A and Type B) |  | standard | FALSE | [10 empty] | October, 03 2018 00:00:00 | Not Dimmable | Not Dimmable | No |  | WWWCBS | [25 empty] | 5 | 2646.86 | 118.96 | 22.25 | 15 | 0.9 | 5000 | 80 |  |  |  | FALSE | FALSE | FALSE | [8 empty] | March, 30 2020 00:00:00 | FALSE | FALSE | FALSE | [6 empty] | AC | [7 empty] | FALSE
PHKKRC93 | ZHEJIANG HONGYAO LIGHTING ELECTRICAL CO.,LTD | ZHEJIANG HONGYAO LIGHTING ELECTRICAL CO.,LTD | HY-T8-18P4FT-Y-A+B3500K | Linear Replacement Lamp | T8 Four-Foot | Dual Mode Internal Driver (UL Type A and Type B) |  | standard | TRUE |  | 2308.36 | 116.17 | 19.87 | 14.71 | 0.916 | 3506 | 81.4 | 5 | 50000 | October, 03 2018 00:00:00 | Not Dimmable | Not Dimmable | FALSE |  | WWWCBR | [15 empty] | 89.9 |  | 1.18 | 1.4 | [6 empty] | 4.4 | 2308.36 | 116.17 | 19.87 | 15 | 0.9 | 3500 | 80 |  |  |  | FALSE | FALSE | FALSE | [8 empty] | November, 02 2018 00:00:00 | FALSE | FALSE | FALSE | [6 empty] | AC | [7 empty] | FALSE
PBH1KJAX | ZHEJIANG HONGYAO LIGHTING ELECTRICAL CO.,LTD | ZHEJIANG HONGYAO LIGHTING ELECTRICAL CO.,LTD | HY-T8-15P4FT-A+B3500K | Linear Replacement Lamp | T8 Four-Foot | Dual Mode Internal Driver (UL Type A and Type B) |  | standard | TRUE |  | 2190.32 | 126.24 | 17.35 | 10.63 | 0.968 | 3511 | 81.3 | 5 | 50000 | October, 03 2018 00:00:00 | Not Dimmable | Not Dimmable | No |  | WWWCBQ | [15 empty] | 89.4 |  | 1.18 | 1.56 | [6 empty] | 5 | 2190.32 | 126.24 | 17.35 | 15 | 0.9 | 3500 | 80 |  |  |  | FALSE | FALSE | FALSE | [8 empty] | March, 30 2020 00:00:00 | FALSE | FALSE | FALSE | [6 empty] | AC | [7 empty] | FALSE
P6X86RF1 | ZHEJIANG HONGYAO LIGHTING ELECTRICAL CO.,LTD | ZHEJIANG HONGYAO LIGHTING ELECTRICAL CO.,LTD | HY-T8-15P4FT-A+B4000K | Linear Replacement Lamp | T8 Four-Foot | Dual Mode Internal Driver (UL Type A and Type B) |  | standard | FALSE | [10 empty] | October, 03 2018 00:00:00 | Not Dimmable | Not Dimmable | No |  | WWWCBQ | [25 empty] | 5 | 2195 | 127.47 | 17.22 | 15 | 0.9 | 4000 | 80 |  |  |  | FALSE | FALSE | FALSE | [8 empty] | March, 30 2020 00:00:00 | FALSE | FALSE | FALSE | [6 empty] | AC | [7 empty] | FALSE
PTQMYPEM | ZHEJIANG HONGYAO LIGHTING ELECTRICAL CO.,LTD | ZHEJIANG HONGYAO LIGHTING ELECTRICAL CO.,LTD | HY-T8-20P4FT-A+B3500K | Linear Replacement Lamp | T8 Four-Foot | Dual Mode Internal Driver (UL Type A and Type B) |  | standard | TRUE |  | 2469.23 | 113.58 | 21.74 | 14.6 | 0.911 | 3525 | 81.4 | 5 | 50000 | October, 03 2018 00:00:00 | Not Dimmable | Not Dimmable | FALSE |  | WWWCBS | [15 empty] | 89 |  | 1.2 | 1.3 | [6 empty] | 4.4 | 2567.47 | 115.7 | 22.19 | 15 | 0.9 | 3500 | 80 |  |  |  | FALSE | FALSE | FALSE | [8 empty] | November, 02 2018 00:00:00 | FALSE | FALSE | FALSE | [6 empty] | AC | [7 empty] | FALSE
P7TH1XI2 | ZHEJIANG HONGYAO LIGHTING ELECTRICAL CO.,LTD | ZHEJIANG HONGYAO LIGHTING ELECTRICAL CO.,LTD | HY-T8-18P4FT-Y-A+B4000K | Linear Replacement Lamp | T8 Four-Foot | Dual Mode Internal Driver (UL Type A and Type B) |  | standard | FALSE | [10 empty] | October, 03 2018 00:00:00 | Not Dimmable | Not Dimmable | No |  | WWWCBR | [25 empty] | 5 | 2320 | 117.23 | 19.79 | 15 | 0.9 | 4000 | 80 |  |  |  | FALSE | FALSE | FALSE | [8 empty] | March, 30 2020 00:00:00 | FALSE | FALSE | FALSE | [6 empty] | AC | [7 empty] | FALSE
P9FISTMD | ZHEJIANG HONGYAO LIGHTING ELECTRICAL CO.,LTD | ZHEJIANG HONGYAO LIGHTING ELECTRICAL CO.,LTD | HY-T8-18P4FT-Y-A+B4500K | Linear Replacement Lamp | T8 Four-Foot | Dual Mode Internal Driver (UL Type A and Type B) |  | standard | FALSE | [10 empty] | October, 03 2018 00:00:00 | Not Dimmable | Not Dimmable | No |  | WWWCBR | [25 empty] | 5 | 2331 | 117.79 | 19.79 | 15 | 0.9 | 4500 | 80 |  |  |  | FALSE | FALSE | FALSE | [8 empty] | March, 30 2020 00:00:00 | FALSE | FALSE | FALSE | [6 empty] | AC | [7 empty] | FALSE
PDC2PFD7 | ZHEJIANG HONGYAO LIGHTING ELECTRICAL CO.,LTD | ZHEJIANG HONGYAO LIGHTING ELECTRICAL CO.,LTD | HY-T8-18P4FT-Y-A+B5000K | Linear Replacement Lamp | T8 Four-Foot | Dual Mode Internal Driver (UL Type A and Type B) |  | standard | FALSE | [10 empty] | October, 03 2018 00:00:00 | Not Dimmable | Not Dimmable | No |  | WWWCBR | [25 empty] | 5 | 2342.34 | 118.84 | 19.71 | 15 | 0.9 | 5000 | 80 |  |  |  | FALSE | FALSE | FALSE | [8 empty] | March, 30 2020 00:00:00 | FALSE | FALSE | FALSE | [6 empty] | AC | [7 empty] | FALSE
PMQ2UFW2 | Longhorn Intelligent Tech Co., Ltd | Longhorn | LH-L8N1806Q03 | Linear Replacement Lamp | T8 Four-Foot | Replacement Lamps (plug and play) (UL Type A) |  | standard | TRUE |  | 2191 | 135.92 | 16.12 | 8.48 | 0.9692 | 3947 | 82.1 | 5 |  | October, 02 2018 00:00:00 | Dimmable | Continuous Above 10 | No |  | IIIMNX | [15 empty] | 87.4 |  | 1.22 | 1.46 | [6 empty] | 5 | 2200 | 141.94 | 15.5 | 20 | 0.9 | 4000 | 80 |  |  |  | FALSE | FALSE | FALSE | [8 empty] | March, 30 2020 00:00:00 | FALSE | FALSE | FALSE | [6 empty] | AC | [7 empty] | FALSE
PJ3F1QDV | Longhorn Intelligent Tech Co., Ltd | Longhorn | LH-L8R1806Q03 | Linear Replacement Lamp | T8 Four-Foot | Replacement Lamps (plug and play) (UL Type A) |  | standard | FALSE | [10 empty] | October, 02 2018 00:00:00 | Dimmable | Continuous Above 10 | No |  | IIIMNX | [25 empty] | 5 | 2200 | 141.94 | 15.5 | 20 | 0.9 | 5000 | 80 |  |  |  | FALSE | FALSE | FALSE | [8 empty] | March, 30 2020 00:00:00 | FALSE | FALSE | FALSE | [6 empty] | AC | [7 empty] | FALSE
PLUKQ405ZAH0 | Ascent Battery Supply,LLC | WERKER | LED12478B | Linear Replacement Lamp | T8 Four-Foot | Replacement Lamps (plug and play) (UL Type A) |  | standard | TRUE |  | 1903 | 130.1 | 14.63 | 13.63 | 0.9578 | 3486 | 81.9 | 5 | 50000 | September, 25 2018 00:00:00 | Not Dimmable | Not Dimmable | No |  | HAHIWG | [15 empty] | 81.4 |  | 1.26 | 1.32 | [6 empty] | 5 | 1800 | 128 | 14 | 20 | 0.9 | 3500 | 80 |  |  |  | FALSE | FALSE | FALSE | [8 empty] | March, 30 2020 00:00:00 | FALSE | FALSE | FALSE | [6 empty] | AC | [7 empty] | FALSE
PL43YB52CEXQ | Ascent Battery Supply,LLC | WERKER | LED11663C | Linear Replacement Lamp | T8 Four-Foot | Replacement Lamps (plug and play) (UL Type A) |  | standard | FALSE | [10 empty] | September, 25 2018 00:00:00 | Not Dimmable | Not Dimmable | No |  | HAHIWG | [25 empty] | 5 | 1800 | 128 | 14 | 20 | 0.9 | 5000 | 80 |  |  |  | FALSE | FALSE | FALSE | [8 empty] | March, 30 2020 00:00:00 | FALSE | FALSE | FALSE | [6 empty] | AC | [7 empty] | FALSE
PLA4OWWLFZJX | Ascent Battery Supply,LLC | WERKER | LED11662C | Linear Replacement Lamp | T8 Four-Foot | Replacement Lamps (plug and play) (UL Type A) |  | standard | FALSE | [10 empty] | September, 25 2018 00:00:00 | Not Dimmable | Not Dimmable | No |  | HAHIWG | [25 empty] | 5 | 1800 | 128 | 14 | 20 | 0.9 | 4000 | 80 |  |  |  | FALSE | FALSE | FALSE | [8 empty] | March, 30 2020 00:00:00 | FALSE | FALSE | FALSE | [6 empty] | AC | [7 empty] | FALSE
PNAFW8PJ | ETI Solid State Lighting (Zhuhai) Limited | ETI | 542172##-B(##=41-50) | Linear Replacement Lamp | T8 Four-Foot | Replacement Lamps (plug and play) (UL Type A) |  | standard | TRUE |  | 2089.7 | 140.34 | 14.89 | 8.59 | 0.9648 | 4179 | 81.2 | 5 |  | September, 25 2018 00:00:00 | Not Dimmable | Not Dimmable | No |  | NNNOBV | [15 empty] | 77.1 |  | 1.26 | 1.26 | [6 empty] | 5 | 2100 | 140 | 15 | 15 | 0.9 | 4000 | 80 |  |  |  | FALSE | FALSE | FALSE | [8 empty] | March, 30 2020 00:00:00 | FALSE | FALSE | FALSE | [6 empty] | AC | [7 empty] | FALSE
PBO2KL24 | ARKSMART INC | ARKSMART | ARK/UE/9K (3500K) | Linear Replacement Lamp | T8 Four-Foot | Dual Mode Internal Driver (UL Type A and Type B) |  | standard | FALSE | [10 empty] | September, 21 2018 00:00:00 | Not Dimmable | Not Dimmable | No |  | PPPSNC | [25 empty] | 5 | 1670 | 144.59 | 11.55 | 17.51 | 0.9391 | 3500 | 81.8 |  |  |  | FALSE | FALSE | FALSE | [8 empty] | March, 30 2020 00:00:00 | FALSE | FALSE | FALSE | [6 empty] | AC | [7 empty] | FALSE
PTGIASNF | ARKSMART INC | ARKSMART | ARK/UE/9K (5000K) | Linear Replacement Lamp | T8 Four-Foot | Dual Mode Internal Driver (UL Type A and Type B) |  | standard | FALSE | [10 empty] | September, 21 2018 00:00:00 | Not Dimmable | Not Dimmable | No |  | PPPSNC | [25 empty] | 5 | 1812.7 | 153.1 | 11.84 | 17.51 | 0.9391 | 5000 | 81.4 |  |  |  | FALSE | FALSE | FALSE | [8 empty] | March, 30 2020 00:00:00 | FALSE | FALSE | FALSE | [6 empty] | AC | [7 empty] | FALSE
PQQ8ZLYV | ARKSMART INC | ARKSMART | ARK/UE/9K (4000K) | Linear Replacement Lamp | T8 Four-Foot | Dual Mode Internal Driver (UL Type A and Type B) |  | standard | FALSE | [10 empty] | September, 21 2018 00:00:00 | Not Dimmable | Not Dimmable | No |  | PPPSNC | [25 empty] | 5 | 1670 | 144.59 | 11.55 | 17.51 | 0.9391 | 4000 | 81.8 |  |  |  | FALSE | FALSE | FALSE | [8 empty] | March, 30 2020 00:00:00 | FALSE | FALSE | FALSE | [6 empty] | AC | [7 empty] | FALSE
PKK014D7 | ARKSMART INC | ARKSMART | ARK/UE/9K (4500K) | Linear Replacement Lamp | T8 Four-Foot | Dual Mode Internal Driver (UL Type A and Type B) |  | standard | FALSE | [10 empty] | September, 21 2018 00:00:00 | Not Dimmable | Not Dimmable | No |  | PPPSNC | [25 empty] | 5 | 1670 | 144.59 | 11.55 | 17.51 | 0.9391 | 4500 | 81.8 |  |  |  | FALSE | FALSE | FALSE | [8 empty] | March, 30 2020 00:00:00 | FALSE | FALSE | FALSE | [6 empty] | AC | [7 empty] | FALSE
PKZT306Y | ARKSMART INC | ARKSMART | ARK/UE/9K (3000K) | Linear Replacement Lamp | T8 Four-Foot | Dual Mode Internal Driver (UL Type A and Type B) |  | standard | TRUE |  | 1670 | 144.59 | 11.55 | 23.75 | 0.902 | 2968 | 81.8 | 5 | 50000 | September, 21 2018 00:00:00 | Not Dimmable | Not Dimmable | No |  | PPPSNC | [15 empty] | 78.6 |  | 1.14 | 1.26 | [6 empty] | 5 | 1670 | 144.59 | 11.55 | 17.51 | 0.9391 | 3000 | 81.8 |  |  |  | FALSE | FALSE | FALSE | [8 empty] | March, 30 2020 00:00:00 | FALSE | FALSE | FALSE | [6 empty] | AC | [7 empty] | FALSE
PLL13R3CWNTF | EarthTronics Inc. | EARTHTRONICS | LT817835A | Linear Replacement Lamp | T8 Four-Foot | Replacement Lamps (plug and play) (UL Type A) |  | standard | TRUE |  | 2275 | 130.9 | 17.39 | 10.14 | 0.9691 | 3515 | 81.9 | 5 | 50000 | September, 20 2018 00:00:00 | Not Dimmable | Not Dimmable | No |  | NANPJR | [15 empty] | 81.4 |  | 1.26 | 1.3 | [6 empty] | 5 | 2200 | 129 | 17 | 20 | 0.9 | 3500 | 80 |  |  |  | FALSE | FALSE | FALSE | [8 empty] | March, 30 2020 00:00:00 | FALSE | FALSE | FALSE | [6 empty] | AC | [7 empty] | FALSE
PLC8STPL8Q2O | Conglom Inc | Luminus | PLT034T2 | Linear Replacement Lamp | T8 Four-Foot | Replacement Lamps (plug and play) (UL Type A) |  | standard | TRUE |  | 2245 | 134.8 | 16.65 | 10.99 | 0.9663 | 3973 | 82 | 5 | 50000 | September, 20 2018 00:00:00 | Not Dimmable | Not Dimmable | No |  | HAHIVX | [15 empty] | 82 |  | 1.24 | 1.28 | [6 empty] | 5 | 2200 | 129 | 17 | 20 | 0.9 | 4000 | 80 |  |  |  | FALSE | FALSE | FALSE | [8 empty] | March, 30 2020 00:00:00 | FALSE | FALSE | FALSE | [6 empty] | AC | [7 empty] | FALSE
PLKFH2TC1QL4 | EarthTronics Inc. | EARTHTRONICS | LT817840A | Linear Replacement Lamp | T8 Four-Foot | Replacement Lamps (plug and play) (UL Type A) |  | standard | FALSE | [10 empty] | September, 20 2018 00:00:00 | Not Dimmable | Not Dimmable | No |  | NANPJR | [25 empty] | 5 | 2200 | 129 | 17 | 20 | 0.9 | 4000 | 80 |  |  |  | FALSE | FALSE | FALSE | [8 empty] | March, 30 2020 00:00:00 | FALSE | FALSE | FALSE | [6 empty] | AC | [7 empty] | FALSE
PLUGSJUWHBIW | EarthTronics Inc. | EARTHTRONICS | LT817850A | Linear Replacement Lamp | T8 Four-Foot | Replacement Lamps (plug and play) (UL Type A) |  | standard | FALSE | [10 empty] | September, 20 2018 00:00:00 | Not Dimmable | Not Dimmable | No |  | NANPJR | [25 empty] | 5 | 2200 | 129 | 17 | 20 | 0.9 | 5000 | 80 |  |  |  | FALSE | FALSE | FALSE | [8 empty] | March, 30 2020 00:00:00 | FALSE | FALSE | FALSE | [6 empty] | AC | [7 empty] | FALSE
PCQT3K5I | ARKSMART INC | ARKSMART | ARK/UA/9K (5000K) | Linear Replacement Lamp | T8 Four-Foot | Replacement Lamps (plug and play) (UL Type A) |  | standard | FALSE | [10 empty] | September, 19 2018 00:00:00 | Not Dimmable | Not Dimmable | No |  | PPPSMX | [25 empty] | 5 | 1799.4 | 154.19 | 11.67 | 17.36 | 0.9392 | 5000 | 81.3 |  |  |  | FALSE | FALSE | FALSE | [8 empty] | March, 30 2020 00:00:00 | FALSE | FALSE | FALSE | [6 empty] | AC | [7 empty] | FALSE
PNLDC7DX | ARKSMART INC | ARKSMART | ARK/UA/9K (4000K) | Linear Replacement Lamp | T8 Four-Foot | Replacement Lamps (plug and play) (UL Type A) |  | standard | FALSE | [10 empty] | September, 19 2018 00:00:00 | Not Dimmable | Not Dimmable | No |  | PPPSMX | [25 empty] | 5 | 1688.6 | 146.33 | 11.54 | 17.36 | 0.9392 | 4000 | 81.8 |  |  |  | FALSE | FALSE | FALSE | [8 empty] | March, 30 2020 00:00:00 | FALSE | FALSE | FALSE | [6 empty] | AC | [7 empty] | FALSE
PX40RKER | ARKSMART INC | ARKSMART | ARK/UA/9K (3000K) | Linear Replacement Lamp | T8 Four-Foot | Replacement Lamps (plug and play) (UL Type A) |  | standard | TRUE |  | 1688.6 | 146.33 | 11.54 | 17.36 | 0.9392 | 2970 | 81.8 | 5 | 50000 | September, 19 2018 00:00:00 | Not Dimmable | Not Dimmable | No |  | PPPSMX | [15 empty] | 78.9 |  | 1.16 | 1.24 | [6 empty] | 5 | 1688.6 | 146.33 | 11.54 | 17.36 | 0.9392 | 3000 | 81.8 |  |  |  | FALSE | FALSE | FALSE | [8 empty] | March, 30 2020 00:00:00 | FALSE | FALSE | FALSE | [6 empty] | AC | [7 empty] | FALSE
PCH34LXV | ARKSMART INC | ARKSMART | ARK/UA/9K (3500K) | Linear Replacement Lamp | T8 Four-Foot | Replacement Lamps (plug and play) (UL Type A) |  | standard | FALSE | [10 empty] | September, 19 2018 00:00:00 | Not Dimmable | Not Dimmable | No |  | PPPSMX | [25 empty] | 5 | 1688.6 | 146.33 | 11.54 | 17.36 | 0.9392 | 3500 | 81.8 |  |  |  | FALSE | FALSE | FALSE | [8 empty] | March, 30 2020 00:00:00 | FALSE | FALSE | FALSE | [6 empty] | AC | [7 empty] | FALSE
PWJTD1FV | ARKSMART INC | ARKSMART | ARK/UA/9K (4500K) | Linear Replacement Lamp | T8 Four-Foot | Replacement Lamps (plug and play) (UL Type A) |  | standard | FALSE | [10 empty] | September, 19 2018 00:00:00 | Not Dimmable | Not Dimmable | No |  | PPPSMX | [25 empty] | 5 | 1688.6 | 146.33 | 11.54 | 17.36 | 0.9392 | 4500 | 81.8 |  |  |  | FALSE | FALSE | FALSE | [8 empty] | March, 30 2020 00:00:00 | FALSE | FALSE | FALSE | [6 empty] | AC | [7 empty] | FALSE
PAQPB0IG | EDI ELECTRONICS LIMITED | EDI | EDI-APT8-4F15-AB(3500K) | Linear Replacement Lamp | T8 Four-Foot | Dual Mode Internal Driver (UL Type A and Type B) |  | standard | FALSE | [10 empty] | September, 18 2018 00:00:00 | Not Dimmable | Not Dimmable | No |  | CCCGAR | [25 empty] | 5 | 2041.88 | 134.6 | 15.17 | 14.8 | 0.902 | 3500 | 81.5 |  |  |  | FALSE | FALSE | FALSE | [8 empty] | March, 30 2020 00:00:00 | FALSE | FALSE | FALSE | [6 empty] | AC | [7 empty] | FALSE
PZ6ZMBL1 | EDI ELECTRONICS LIMITED | EDI | EDI-APT8-4F15-AB(5000K) | Linear Replacement Lamp | T8 Four-Foot | Dual Mode Internal Driver (UL Type A and Type B) |  | standard | FALSE | [10 empty] | September, 18 2018 00:00:00 | Not Dimmable | Not Dimmable | No |  | CCCGAR | [25 empty] | 5 | 2162.86 | 142.2 | 15.21 | 14.8 | 0.902 | 4973 | 81.6 |  |  |  | FALSE | FALSE | FALSE | [8 empty] | March, 30 2020 00:00:00 | FALSE | FALSE | FALSE | [6 empty] | AC | [7 empty] | FALSE
PZG6SGTF | EDI ELECTRONICS LIMITED | EDI | EDI-APT8-4F15-AB(4000K) | Linear Replacement Lamp | T8 Four-Foot | Dual Mode Internal Driver (UL Type A and Type B) |  | standard | FALSE | [10 empty] | September, 18 2018 00:00:00 | Not Dimmable | Not Dimmable | No |  | CCCGAR | [25 empty] | 5 | 2129.75 | 140.3 | 15.18 | 14.8 | 0.902 | 3920 | 82.3 |  |  |  | FALSE | FALSE | FALSE | [8 empty] | March, 30 2020 00:00:00 | FALSE | FALSE | FALSE | [6 empty] | AC | [7 empty] | FALSE
PZ1JTRXW | EDI ELECTRONICS LIMITED | EDI | EDI-APT8-4F15-AB(4500K) | Linear Replacement Lamp | T8 Four-Foot | Dual Mode Internal Driver (UL Type A and Type B) |  | standard | FALSE | [10 empty] | September, 18 2018 00:00:00 | Not Dimmable | Not Dimmable | No |  | CCCGAR | [25 empty] | 5 | 2129.75 | 140.3 | 15.18 | 14.8 | 0.902 | 4500 | 82.3 |  |  |  | FALSE | FALSE | FALSE | [8 empty] | March, 30 2020 00:00:00 | FALSE | FALSE | FALSE | [6 empty] | AC | [7 empty] | FALSE
PP9DYY0Z | GE Current, a Daintree company | GE Lighting | LED15ET8G484/10L | Linear Replacement Lamp | T8 Four-Foot | Replacement Lamps (plug and play) (UL Type A) |  | standard | FALSE | [10 empty] | September, 18 2018 00:00:00 | Dimmable | Continuous Below 10 | No |  | XXXAHN | [25 empty] | 5 | 2200 | 122.2 | 18 | 20 | 0.9 | 4000 | 80 |  |  |  | FALSE | FALSE | FALSE | [8 empty] | March, 30 2020 00:00:00 | FALSE | FALSE | FALSE | [6 empty] | AC | [7 empty] | FALSE
PWMFQNV7 | GE Current, a Daintree company | GE Lighting | LED15ET8G4/8510L | Linear Replacement Lamp | T8 Four-Foot | Replacement Lamps (plug and play) (UL Type A) |  | standard | FALSE | [10 empty] | September, 18 2018 00:00:00 | Dimmable | Continuous Below 10 | No |  | XXXAHN | [25 empty] | 5 | 2300 | 127.8 | 18 | 20 | 0.9 | 5000 | 80 |  |  |  | FALSE | FALSE | FALSE | [8 empty] | March, 30 2020 00:00:00 | FALSE | FALSE | FALSE | [6 empty] | AC | [7 empty] | FALSE
PRN26OX4 | EDI ELECTRONICS LIMITED | EDI | EDI-APT8-4F15-AB(3000K) | Linear Replacement Lamp | T8 Four-Foot | Dual Mode Internal Driver (UL Type A and Type B) |  | standard | TRUE |  | 2041.88 | 134.6 | 15.17 | 15.17 | 0.902 | 2978 | 81.5 | 5 | 50000 | September, 18 2018 00:00:00 | Not Dimmable | Not Dimmable | No |  | CCCGAR | [15 empty] | 79.8 |  | 1.16 | 1.22 | [6 empty] | 5 | 2041.88 | 134.6 | 15.17 | 14.8 | 0.902 | 2978 | 81.5 |  |  |  | FALSE | FALSE | FALSE | [8 empty] | March, 30 2020 00:00:00 | FALSE | FALSE | FALSE | [6 empty] | AC | [7 empty] | FALSE
PLLIG08LRRNQ | Etherium Lighting LLC | Etherium Lighting | ETH-T8-4F-12(3500K) | Linear Replacement Lamp | T8 Four-Foot | Dual Mode Internal Driver (UL Type A and Type B) |  | standard | FALSE | [10 empty] | September, 12 2018 00:00:00 | Not Dimmable | Not Dimmable | No |  | HAHIVB | [25 empty] | 5 | 1860 | 155 | 12 | 15 | 0.9 | 3500 | 80 |  |  |  | FALSE | FALSE | FALSE | [8 empty] | March, 30 2020 00:00:00 | FALSE | FALSE | FALSE | [6 empty] | AC | [7 empty] | FALSE
PLVH8IOK8LEB | Etherium Lighting LLC | Etherium Lighting | ETH-T8-4F-15(4000K) | Linear Replacement Lamp | T8 Four-Foot | Dual Mode Internal Driver (UL Type A and Type B) |  | standard | FALSE | [10 empty] | September, 12 2018 00:00:00 | Not Dimmable | Not Dimmable | No |  | HAHIVC | [25 empty] | 5 | 2325 | 155 | 15 | 15 | 0.9 | 4000 | 80 |  |  |  | FALSE | FALSE | FALSE | [8 empty] | March, 30 2020 00:00:00 | FALSE | FALSE | FALSE | [6 empty] | AC | [7 empty] | FALSE
PL39LQNSO1U6 | Etherium Lighting LLC | Etherium Lighting | ETH-T8-4F-18(4500K) | Linear Replacement Lamp | T8 Four-Foot | Dual Mode Internal Driver (UL Type A and Type B) |  | standard | FALSE | [10 empty] | September, 12 2018 00:00:00 | Not Dimmable | Not Dimmable | No |  | HAHIVD | [25 empty] | 5 | 2790 | 155 | 18 | 15 | 0.9 | 4500 | 80 |  |  |  | FALSE | FALSE | FALSE | [8 empty] | March, 30 2020 00:00:00 | FALSE | FALSE | FALSE | [6 empty] | AC | [7 empty] | FALSE
P09ZNHPN | EDI ELECTRONICS LIMITED | EDI | EDI-APT8-4F16-AB(5000K) | Linear Replacement Lamp | T8 Four-Foot | Dual Mode Internal Driver (UL Type A and Type B) |  | standard | FALSE | [10 empty] | September, 12 2018 00:00:00 | Not Dimmable | Not Dimmable | No |  | HHHCZE | [25 empty] | 5 | 2673.93 | 147 | 18.13 | 13.6 | 0.917 | 5094 | 82.3 |  |  |  | FALSE | FALSE | FALSE | [8 empty] | March, 30 2020 00:00:00 | FALSE | FALSE | FALSE | [6 empty] | AC | [7 empty] | FALSE
PBGPSUY1 | EDI ELECTRONICS LIMITED | EDI | EDI-APT8-4F14-AB(4000K) | Linear Replacement Lamp | T8 Four-Foot | Dual Mode Internal Driver (UL Type A and Type B) |  | standard | FALSE | [10 empty] | September, 12 2018 00:00:00 | Not Dimmable | Not Dimmable | No |  | HHHCZF | [25 empty] | 5 | 2031.94 | 143.6 | 14.15 | 12.1 | 0.911 | 3915 | 82.4 |  |  |  | FALSE | FALSE | FALSE | [8 empty] | March, 30 2020 00:00:00 | FALSE | FALSE | FALSE | [6 empty] | AC | [7 empty] | FALSE
PVU5QL55 | EDI ELECTRONICS LIMITED | EDI | EDI-APT8-4F14-AB(3500K) | Linear Replacement Lamp | T8 Four-Foot | Dual Mode Internal Driver (UL Type A and Type B) |  | standard | FALSE | [10 empty] | September, 12 2018 00:00:00 | Not Dimmable | Not Dimmable | No |  | HHHCZF | [25 empty] | 5 | 1916.14 | 135.8 | 14.11 | 12.1 | 0.911 | 3500 | 82.6 |  |  |  | FALSE | FALSE | FALSE | [8 empty] | March, 30 2020 00:00:00 | FALSE | FALSE | FALSE | [6 empty] | AC | [7 empty] | FALSE
PWI888UW | EDI ELECTRONICS LIMITED | EDI | EDI-APT8-4F16-AB(3500K) | Linear Replacement Lamp | T8 Four-Foot | Dual Mode Internal Driver (UL Type A and Type B) |  | standard | FALSE | [10 empty] | September, 12 2018 00:00:00 | Not Dimmable | Not Dimmable | No |  | HHHCZE | [25 empty] | 5 | 2452.98 | 135.3 | 18.13 | 13.6 | 0.917 | 3500 | 82.6 |  |  |  | FALSE | FALSE | FALSE | [8 empty] | March, 30 2020 00:00:00 | FALSE | FALSE | FALSE | [6 empty] | AC | [7 empty] | FALSE
PL3BDTSKY531 | Etherium Lighting LLC | Etherium Lighting | ETH-T8-4F-12(4000K) | Linear Replacement Lamp | T8 Four-Foot | Dual Mode Internal Driver (UL Type A and Type B) |  | standard | FALSE | [10 empty] | September, 12 2018 00:00:00 | Not Dimmable | Not Dimmable | No |  | HAHIVB | [25 empty] | 5 | 1860 | 155 | 12 | 15 | 0.9 | 4000 | 80 |  |  |  | FALSE | FALSE | FALSE | [8 empty] | March, 30 2020 00:00:00 | FALSE | FALSE | FALSE | [6 empty] | AC | [7 empty] | FALSE
PLV8M51WQ6YS | Etherium Lighting LLC | Etherium Lighting | ETH-T8-4F-18(5000K) | Linear Replacement Lamp | T8 Four-Foot | Dual Mode Internal Driver (UL Type A and Type B) |  | standard | FALSE | [10 empty] | September, 12 2018 00:00:00 | Not Dimmable | Not Dimmable | No |  | HAHIVD | [25 empty] | 5 | 2790 | 155 | 18 | 15 | 0.9 | 5000 | 80 |  |  |  | FALSE | FALSE | FALSE | [8 empty] | March, 30 2020 00:00:00 | FALSE | FALSE | FALSE | [6 empty] | AC | [7 empty] | FALSE
PLZPFE7FUFIZ | Etherium Lighting LLC | Etherium Lighting | ETH-T8-4F-15(3000K) | Linear Replacement Lamp | T8 Four-Foot | Dual Mode Internal Driver (UL Type A and Type B) |  | standard | TRUE |  | 2322.6 | 150.72 | 15.41 | 14.06 | 0.918 | 2988 | 81.9 | 5 | 50000 | September, 12 2018 00:00:00 | Not Dimmable | Not Dimmable | No |  | HAHIVC | [15 empty] | 88.5 |  | 1.18 | 1.28 | [6 empty] | 5 | 2325 | 155 | 15 | 15 | 0.9 | 3000 | 80 |  |  |  | FALSE | FALSE | FALSE | [8 empty] | March, 30 2020 00:00:00 | FALSE | FALSE | FALSE | [6 empty] | AC | [7 empty] | FALSE
PLIEBQ50 | EDI ELECTRONICS LIMITED | EDI | EDI-APT8-4F16-AB(3000K) | Linear Replacement Lamp | T8 Four-Foot | Dual Mode Internal Driver (UL Type A and Type B) |  | standard | TRUE |  | 2452.98 | 135.3 | 18.13 | 13.6 | 0.917 | 3073 | 82.6 | 5 | 50000 | September, 12 2018 00:00:00 | Not Dimmable | Not Dimmable | No |  | HHHCZE | [15 empty] | 80 |  | 1.14 | 1.2 | [6 empty] | 5 | 2452.98 | 135.3 | 18.13 | 13.6 | 0.917 | 3073 | 82.6 |  |  |  | FALSE | FALSE | FALSE | [8 empty] | March, 30 2020 00:00:00 | FALSE | FALSE | FALSE | [6 empty] | AC | [7 empty] | FALSE
P7QQ613G | EDI ELECTRONICS LIMITED | EDI | EDI-APT8-4F14-AB(4500K) | Linear Replacement Lamp | T8 Four-Foot | Dual Mode Internal Driver (UL Type A and Type B) |  | standard | FALSE | [10 empty] | September, 12 2018 00:00:00 | Not Dimmable | Not Dimmable | No |  | HHHCZF | [25 empty] | 5 | 2031.94 | 143.6 | 14.15 | 12.1 | 0.911 | 4500 | 82.4 |  |  |  | FALSE | FALSE | FALSE | [8 empty] | March, 30 2020 00:00:00 | FALSE | FALSE | FALSE | [6 empty] | AC | [7 empty] | FALSE
PG5SUVTY | EDI ELECTRONICS LIMITED | EDI | EDI-APT8-4F14-AB(5000K) | Linear Replacement Lamp | T8 Four-Foot | Dual Mode Internal Driver (UL Type A and Type B) |  | standard | FALSE | [10 empty] | September, 12 2018 00:00:00 | Not Dimmable | Not Dimmable | No |  | HHHCZF | [25 empty] | 5 | 2085.65 | 147.5 | 14.14 | 12.1 | 0.911 | 5098 | 83.1 |  |  |  | FALSE | FALSE | FALSE | [8 empty] | March, 30 2020 00:00:00 | FALSE | FALSE | FALSE | [6 empty] | AC | [7 empty] | FALSE
PLVEM7J30ZWH | Etherium Lighting LLC | Etherium Lighting | ETH-T8-4F-15(3500K) | Linear Replacement Lamp | T8 Four-Foot | Dual Mode Internal Driver (UL Type A and Type B) |  | standard | FALSE | [10 empty] | September, 12 2018 00:00:00 | Not Dimmable | Not Dimmable | No |  | HAHIVC | [25 empty] | 5 | 2325 | 155 | 15 | 15 | 0.9 | 3500 | 80 |  |  |  | FALSE | FALSE | FALSE | [8 empty] | March, 30 2020 00:00:00 | FALSE | FALSE | FALSE | [6 empty] | AC | [7 empty] | FALSE
P9ZR14EX | EDI ELECTRONICS LIMITED | EDI | EDI-APT8-4F16-AB(4000K) | Linear Replacement Lamp | T8 Four-Foot | Dual Mode Internal Driver (UL Type A and Type B) |  | standard | FALSE | [10 empty] | September, 12 2018 00:00:00 | Not Dimmable | Not Dimmable | No |  | HHHCZE | [25 empty] | 5 | 2590.01 | 142.7 | 18.13 | 13.6 | 0.917 | 3909 | 82.3 |  |  |  | FALSE | FALSE | FALSE | [8 empty] | March, 30 2020 00:00:00 | FALSE | FALSE | FALSE | [6 empty] | AC | [7 empty] | FALSE
PUUCPSOW | EDI ELECTRONICS LIMITED | EDI | EDI-APT8-4F16-AB(4500K) | Linear Replacement Lamp | T8 Four-Foot | Dual Mode Internal Driver (UL Type A and Type B) |  | standard | FALSE | [10 empty] | September, 12 2018 00:00:00 | Not Dimmable | Not Dimmable | No |  | HHHCZE | [25 empty] | 5 | 2590.01 | 142.7 | 18.13 | 13.6 | 0.917 | 4500 | 82.3 |  |  |  | FALSE | FALSE | FALSE | [8 empty] | March, 30 2020 00:00:00 | FALSE | FALSE | FALSE | [6 empty] | AC | [7 empty] | FALSE
PLLZ6CQG4G3H | Etherium Lighting LLC | Etherium Lighting | ETH-T8-4F-12(4500K) | Linear Replacement Lamp | T8 Four-Foot | Dual Mode Internal Driver (UL Type A and Type B) |  | standard | FALSE | [10 empty] | September, 12 2018 00:00:00 | Not Dimmable | Not Dimmable | No |  | HAHIVB | [25 empty] | 5 | 1860 | 155 | 12 | 15 | 0.9 | 4500 | 80 |  |  |  | FALSE | FALSE | FALSE | [8 empty] | March, 30 2020 00:00:00 | FALSE | FALSE | FALSE | [6 empty] | AC | [7 empty] | FALSE
PL5QUNITURBR | Etherium Lighting LLC | Etherium Lighting | ETH-T8-4F-12(5000K) | Linear Replacement Lamp | T8 Four-Foot | Dual Mode Internal Driver (UL Type A and Type B) |  | standard | FALSE | [10 empty] | September, 12 2018 00:00:00 | Not Dimmable | Not Dimmable | No |  | HAHIVB | [25 empty] | 5 | 1860 | 155 | 12 | 15 | 0.9 | 5000 | 80 |  |  |  | FALSE | FALSE | FALSE | [8 empty] | March, 30 2020 00:00:00 | FALSE | FALSE | FALSE | [6 empty] | AC | [7 empty] | FALSE
PLFV3XA2Z8PK | Etherium Lighting LLC | Etherium Lighting | ETH-T8-4F-15(4500K) | Linear Replacement Lamp | T8 Four-Foot | Dual Mode Internal Driver (UL Type A and Type B) |  | standard | FALSE | [10 empty] | September, 12 2018 00:00:00 | Not Dimmable | Not Dimmable | No |  | HAHIVC | [25 empty] | 5 | 2325 | 155 | 15 | 15 | 0.9 | 4500 | 80 |  |  |  | FALSE | FALSE | FALSE | [8 empty] | March, 30 2020 00:00:00 | FALSE | FALSE | FALSE | [6 empty] | AC | [7 empty] | FALSE
PL3J05ONJ09S | Etherium Lighting LLC | Etherium Lighting | ETH-T8-4F-15(5000K) | Linear Replacement Lamp | T8 Four-Foot | Dual Mode Internal Driver (UL Type A and Type B) |  | standard | FALSE | [10 empty] | September, 12 2018 00:00:00 | Not Dimmable | Not Dimmable | No |  | HAHIVC | [25 empty] | 5 | 2325 | 155 | 15 | 15 | 0.9 | 5000 | 80 |  |  |  | FALSE | FALSE | FALSE | [8 empty] | March, 30 2020 00:00:00 | FALSE | FALSE | FALSE | [6 empty] | AC | [7 empty] | FALSE
PLKNP1RDXLUZ | Etherium Lighting LLC | Etherium Lighting | ETH-T8-4F-18(3500K) | Linear Replacement Lamp | T8 Four-Foot | Dual Mode Internal Driver (UL Type A and Type B) |  | standard | FALSE | [10 empty] | September, 12 2018 00:00:00 | Not Dimmable | Not Dimmable | No |  | HAHIVD | [25 empty] | 5 | 2790 | 155 | 18 | 15 | 0.9 | 3500 | 80 |  |  |  | FALSE | FALSE | FALSE | [8 empty] | March, 30 2020 00:00:00 | FALSE | FALSE | FALSE | [6 empty] | AC | [7 empty] | FALSE
PLNJD3VCR2XH | Etherium Lighting LLC | Etherium Lighting | ETH-T8-4F-18(4000K) | Linear Replacement Lamp | T8 Four-Foot | Dual Mode Internal Driver (UL Type A and Type B) |  | standard | FALSE | [10 empty] | September, 12 2018 00:00:00 | Not Dimmable | Not Dimmable | No |  | HAHIVD | [25 empty] | 5 | 2790 | 155 | 18 | 15 | 0.9 | 4000 | 80 |  |  |  | FALSE | FALSE | FALSE | [8 empty] | March, 30 2020 00:00:00 | FALSE | FALSE | FALSE | [6 empty] | AC | [7 empty] | FALSE
PLCNGP4K4WE1 | Etherium Lighting LLC | Etherium Lighting | ETH-T8-4F-18(3000K) | Linear Replacement Lamp | T8 Four-Foot | Dual Mode Internal Driver (UL Type A and Type B) |  | standard | TRUE |  | 2774.6 | 150.96 | 18.38 | 14.24 | 0.912 | 2952 | 81.9 | 5 | 50000 | September, 12 2018 00:00:00 | Not Dimmable | Not Dimmable | No |  | HAHIVD | [15 empty] | 88.5 |  | 1.18 | 1.26 | [6 empty] | 5 | 2790 | 155 | 18 | 15 | 0.9 | 3000 | 80 |  |  |  | FALSE | FALSE | FALSE | [8 empty] | March, 30 2020 00:00:00 | FALSE | FALSE | FALSE | [6 empty] | AC | [7 empty] | FALSE
PL76CXW65FTM | Etherium Lighting LLC | Etherium Lighting | ETH-T8-4F-12(3000K) | Linear Replacement Lamp | T8 Four-Foot | Dual Mode Internal Driver (UL Type A and Type B) |  | standard | TRUE |  | 1874.8 | 151.19 | 12.4 | 13.29 | 0.913 | 3001 | 82.1 | 5 | 50000 | September, 12 2018 00:00:00 | Not Dimmable | Not Dimmable | No |  | HAHIVB | [15 empty] | 88.4 |  | 1.18 | 1.28 | [6 empty] | 5 | 1860 | 155 | 12 | 15 | 0.9 | 3000 | 80 |  |  |  | FALSE | FALSE | FALSE | [8 empty] | March, 30 2020 00:00:00 | FALSE | FALSE | FALSE | [6 empty] | AC | [7 empty] | FALSE
PY48IEL8 | EDI ELECTRONICS LIMITED | EDI | EDI-APT8-4F14-AB(3000K) | Linear Replacement Lamp | T8 Four-Foot | Dual Mode Internal Driver (UL Type A and Type B) |  | standard | TRUE |  | 1916.14 | 135.8 | 14.11 | 12.1 | 0.911 | 3072 | 82.6 | 5 | 50000 | September, 12 2018 00:00:00 | Not Dimmable | Not Dimmable | No |  | HHHCZF | [15 empty] | 80 |  | 1.14 | 1.2 | [6 empty] | 5 | 1916.14 | 135.8 | 14.11 | 12.1 | 0.911 | 3072 | 82.6 |  |  |  | FALSE | FALSE | FALSE | [8 empty] | March, 30 2020 00:00:00 | FALSE | FALSE | FALSE | [6 empty] | AC | [7 empty] | FALSE
PRHU97XA | Hengdian Group Tospo Lighting Co.,Ltd | TOSPO | G8 TP120-277-17/T8 G13 DR GLASS VE 5000K | Linear Replacement Lamp | T8 Four-Foot | Replacement Lamps (plug and play) (UL Type A) |  | standard | FALSE | [10 empty] | September, 07 2018 00:00:00 | Not Dimmable | Not Dimmable | No |  | UUUBMW | [25 empty] | 5 | 2200 | 129 | 17 | 20 | 0.9 | 5000 | 80 |  |  |  | FALSE | FALSE | FALSE | [8 empty] | March, 30 2020 00:00:00 | FALSE | FALSE | FALSE | [6 empty] | AC | [7 empty] | FALSE
P5MNESC9 | Hengdian Group Tospo Lighting Co.,Ltd | TOSPO | G8 TP120-277-17/T8 G13 DR GLASS VE 4000K | Linear Replacement Lamp | T8 Four-Foot | Replacement Lamps (plug and play) (UL Type A) |  | standard | FALSE | [10 empty] | September, 07 2018 00:00:00 | Not Dimmable | Not Dimmable | No |  | UUUBMW | [25 empty] | 5 | 2200 | 129 | 17 | 20 | 0.9 | 4000 | 80 |  |  |  | FALSE | FALSE | FALSE | [8 empty] | March, 30 2020 00:00:00 | FALSE | FALSE | FALSE | [6 empty] | AC | [7 empty] | FALSE
PAT8Q4AI | Hengdian Group Tospo Lighting Co.,Ltd | TOSPO | G8 TP120-277-17/T8 G13 DR GLASS VE 3500K | Linear Replacement Lamp | T8 Four-Foot | Replacement Lamps (plug and play) (UL Type A) |  | standard | TRUE |  | 2275 | 130.9 | 17.39 | 10.14 | 0.9691 | 3515 | 81.9 | 5 | 50000 | September, 07 2018 00:00:00 | Not Dimmable | Not Dimmable | No |  | UUUBMW | [15 empty] | 81.4 |  | 1.26 | 1.3 | [6 empty] | 5 | 2200 | 129 | 17 | 20 | 0.9 | 3500 | 80 |  |  |  | FALSE | FALSE | FALSE | [8 empty] | March, 30 2020 00:00:00 | FALSE | FALSE | FALSE | [6 empty] | AC | [7 empty] | FALSE
PSADTIAZ | DONG GUAN WALSTAR OPTOELECTRONICS TECHNOLOGY CO., LTD | WALSTAR | WL-T8A-22W1200 DIAB-30-H1 | Linear Replacement Lamp | T8 Four-Foot | Dual Mode Internal Driver (UL Type A and Type B) |  | standard | TRUE |  | 3334 | 147.39 | 22.62 | 21.4 | 0.94 | 3032 | 81.4 | 5 | 50000 | September, 06 2018 00:00:00 | Not Dimmable | Not Dimmable | No |  | RRRUWX | [15 empty] | 89.5 |  | 1.16 | 1.34 | [6 empty] | 5 | 3361 | 147.87 | 22.73 | 15 | 0.9 | 3000 | 81.4 |  |  |  | FALSE | FALSE | FALSE | [8 empty] | March, 30 2020 00:00:00 | FALSE | FALSE | FALSE | [6 empty] | AC | [7 empty] | FALSE
P0S556OS | Emium Lighting LLC | Emium Lighting | EL-WS-T8A-15W1200 DIAB-30 | Linear Replacement Lamp | T8 Four-Foot | Dual Mode Internal Driver (UL Type A and Type B) |  | standard | TRUE |  | 2019 | 130.96 | 15.31 | 8.62 | 0.9742 | 2933 | 81.4 | 5 | 50000 | September, 06 2018 00:00:00 | Not Dimmable | Not Dimmable | No |  | XXXCOD | [15 empty] | 90.5 |  | 1.18 | 1.36 | [6 empty] | 5 | 2025 | 132.28 | 15.31 | 15 | 0.9 | 3000 | 80 |  |  |  | FALSE | FALSE | FALSE | [8 empty] | March, 30 2020 00:00:00 | FALSE | FALSE | FALSE | [6 empty] | AC | [7 empty] | FALSE
PQEBRT3M | Emium Lighting LLC | Emium Lighting | EL-WS-T8A-12W1200 DIAB-30 | Linear Replacement Lamp | T8 Four-Foot | Dual Mode Internal Driver (UL Type A and Type B) |  | standard | TRUE |  | 1720 | 132.21 | 13.01 | 10.14 | 0.9029 | 2880 | 83 | 5 | 50000 | September, 06 2018 00:00:00 | Not Dimmable | Not Dimmable | No |  | XXXCOC | [15 empty] | 90.6 |  | 1.16 | 1.36 | [6 empty] | 5 | 1738 | 133.86 | 12.98 | 15 | 0.9 | 3000 | 80 |  |  |  | FALSE | FALSE | FALSE | [8 empty] | March, 30 2020 00:00:00 | FALSE | FALSE | FALSE | [6 empty] | AC | [7 empty] | FALSE
PSC7F5FP | Emium Lighting LLC | Emium Lighting | EL-WS-T8N-12W1200 DIAB-30 | Linear Replacement Lamp | T8 Four-Foot | Dual Mode Internal Driver (UL Type A and Type B) |  | standard | TRUE |  | 1861 | 131.24 | 14.18 | 8.92 | 0.9528 | 2953 | 81.6 | 5 | 50000 | September, 06 2018 00:00:00 | Not Dimmable | Not Dimmable | NO |  | XXXCNZ | [15 empty] | 85.3 |  | 1.18 | 1.26 | [6 empty] | 5 | 1861 | 131.24 | 14.18 | 15 | 0.9 | 3000 | 80 |  |  |  | FALSE | FALSE | FALSE | [8 empty] | March, 30 2020 00:00:00 | FALSE | FALSE | FALSE | [6 empty] | AC | [7 empty] | FALSE
PP2KXK9K | DONG GUAN WALSTAR OPTOELECTRONICS TECHNOLOGY CO., LTD | WALSTAR | WL-T8A-15W1200 DIAB-35-H1 | Linear Replacement Lamp | T8 Four-Foot | Dual Mode Internal Driver (UL Type A and Type B) |  | standard | FALSE | [10 empty] | September, 06 2018 00:00:00 | Not Dimmable | Not Dimmable | No |  | RRRUWW | [25 empty] | 5 | 2626 | 150.06 | 17.5 | 15 | 0.9 | 3500 | 81.3 |  |  |  | FALSE | FALSE | FALSE | [8 empty] | March, 30 2020 00:00:00 | FALSE | FALSE | FALSE | [6 empty] | AC | [7 empty] | FALSE
PEC1QEDA | DONG GUAN WALSTAR OPTOELECTRONICS TECHNOLOGY CO., LTD | WALSTAR | WL-T8A-15W1200 DIAB-40-H1 | Linear Replacement Lamp | T8 Four-Foot | Dual Mode Internal Driver (UL Type A and Type B) |  | standard | FALSE | [10 empty] | September, 06 2018 00:00:00 | Not Dimmable | Not Dimmable | No |  | RRRUWW | [25 empty] | 5 | 2660 | 152 | 17.5 | 15 | 0.9 | 4000 | 81.3 |  |  |  | FALSE | FALSE | FALSE | [8 empty] | March, 30 2020 00:00:00 | FALSE | FALSE | FALSE | [6 empty] | AC | [7 empty] | FALSE
PIBK7M1G | DONG GUAN WALSTAR OPTOELECTRONICS TECHNOLOGY CO., LTD | WALSTAR | WL-T8A-15W1200 DIAB-30-H1 | Linear Replacement Lamp | T8 Four-Foot | Dual Mode Internal Driver (UL Type A and Type B) |  | standard | TRUE |  | 2549 | 147.09 | 17.33 | 23.02 | 0.9452 | 3040 | 81.3 | 5 | 50000 | September, 06 2018 00:00:00 | Not Dimmable | Not Dimmable | No |  | RRRUWW | [15 empty] | 89.7 |  | 1.18 | 1.34 | [6 empty] | 5 | 2592 | 148.28 | 17.48 | 15 | 0.9 | 3000 | 81.3 |  |  |  | FALSE | FALSE | FALSE | [8 empty] | March, 30 2020 00:00:00 | FALSE | FALSE | FALSE | [6 empty] | AC | [7 empty] | FALSE
PXEFRVHK | DONG GUAN WALSTAR OPTOELECTRONICS TECHNOLOGY CO., LTD | WALSTAR | WL-T8A-18W1200 DIAB-35-H1 | Linear Replacement Lamp | T8 Four-Foot | Dual Mode Internal Driver (UL Type A and Type B) |  | standard | FALSE | [10 empty] | September, 06 2018 00:00:00 | Not Dimmable | Not Dimmable | No |  | RRRUWT | [25 empty] | 5 | 3107 | 150.46 | 20.65 | 15 | 0.9 | 3500 | 81.4 |  |  |  | FALSE | FALSE | FALSE | [8 empty] | March, 30 2020 00:00:00 | FALSE | FALSE | FALSE | [6 empty] | AC | [7 empty] | FALSE
PBEZGI8P | DONG GUAN WALSTAR OPTOELECTRONICS TECHNOLOGY CO., LTD | WALSTAR | WL-T8A-18W1200 DIAB-45-H1 | Linear Replacement Lamp | T8 Four-Foot | Dual Mode Internal Driver (UL Type A and Type B) |  | standard | FALSE | [10 empty] | September, 06 2018 00:00:00 | Not Dimmable | Not Dimmable | No |  | RRRUWT | [25 empty] | 5 | 3159 | 152.98 | 20.65 | 15 | 0.9 | 4500 | 81.4 |  |  |  | FALSE | FALSE | FALSE | [8 empty] | March, 30 2020 00:00:00 | FALSE | FALSE | FALSE | [6 empty] | AC | [7 empty] | FALSE
PL8CEEF3XAD9 | Universal Lighting Technologies | Everline | T8LDR4F10/835C | Linear Replacement Lamp | T8 Four-Foot | Replacement Lamps (plug and play) (UL Type A) |  | standard | FALSE | [10 empty] | September, 06 2018 00:00:00 | Not Dimmable | Not Dimmable | No |  | FFFJHS | [25 empty] | 5 | 1600 | 123 | 13 | 20 | 0.9 | 3500 | 82 |  |  |  | FALSE | FALSE | FALSE | [8 empty] | March, 30 2020 00:00:00 | FALSE | FALSE | FALSE | [6 empty] | AC | [7 empty] | FALSE
PQVSXFIY | Emium Lighting LLC | Emium Lighting | EL-WS-T8N-12W1200 DIAB-35 | Linear Replacement Lamp | T8 Four-Foot | Dual Mode Internal Driver (UL Type A and Type B) |  | standard | FALSE | [10 empty] | September, 06 2018 00:00:00 | Not Dimmable | Not Dimmable | No |  | XXXCNZ | [25 empty] | 5 | 1878 | 131.7 | 14.26 | 15 | 0.9 | 3500 | 80 |  |  |  | FALSE | FALSE | FALSE | [8 empty] | March, 30 2020 00:00:00 | FALSE | FALSE | FALSE | [6 empty] | AC | [7 empty] | FALSE
PS8VIDUK | Emium Lighting LLC | Emium Lighting | EL-WS-T8N-10W1200 DIAB-35 | Linear Replacement Lamp | T8 Four-Foot | Dual Mode Internal Driver (UL Type A and Type B) |  | standard | TRUE |  | 1715 | 132.66 | 12.93 | 10.9 | 0.9609 | 3536 | 84.5 | 5 | 50000 | September, 06 2018 00:00:00 | Not Dimmable | Not Dimmable | No |  | XXXCNY | [15 empty] | 85.3 |  | 1.16 | 1.18 | [6 empty] | 5 | 1715 | 132.66 | 12.93 | 15 | 0.9 | 3500 | 80 |  |  |  | FALSE | FALSE | FALSE | [8 empty] | March, 30 2020 00:00:00 | FALSE | FALSE | FALSE | [6 empty] | AC | [7 empty] | FALSE
P7CMBB3H | Emium Lighting LLC | Emium Lighting | EL-WS-T8A-15W1200 DIAB-35 | Linear Replacement Lamp | T8 Four-Foot | Dual Mode Internal Driver (UL Type A and Type B) |  | standard | FALSE | [10 empty] | September, 06 2018 00:00:00 | Not Dimmable | Not Dimmable | No |  | XXXCOD | [25 empty] | 5 | 2040 | 132.81 | 15.36 | 15 | 0.9 | 3500 | 80 |  |  |  | FALSE | FALSE | FALSE | [8 empty] | March, 30 2020 00:00:00 | FALSE | FALSE | FALSE | [6 empty] | AC | [7 empty] | FALSE
PBPUY5ER | Emium Lighting LLC | Emium Lighting | EL-WS-T8N-15W1200 DIAB-30 | Linear Replacement Lamp | T8 Four-Foot | Dual Mode Internal Driver (UL Type A and Type B) |  | standard | TRUE |  | 2004 | 131.77 | 15.21 | 9.21 | 0.9536 | 2926 | 81.8 | 5 | 50000 | September, 06 2018 00:00:00 | Not Dimmable | Not Dimmable | No |  | XXXCOA | [15 empty] | 85.2 |  | 1.18 | 1.22 | [6 empty] | 5 | 2004 | 131.77 | 15.21 | 15 | 0.9 | 3000 | 80 |  |  |  | FALSE | FALSE | FALSE | [8 empty] | March, 30 2020 00:00:00 | FALSE | FALSE | FALSE | [6 empty] | AC | [7 empty] | FALSE
PZ2LA5K8 | Emium Lighting LLC | Emium Lighting | EL-WS-T8N-12W1200 DIAB-40 | Linear Replacement Lamp | T8 Four-Foot | Dual Mode Internal Driver (UL Type A and Type B) |  | standard | FALSE | [10 empty] | September, 06 2018 00:00:00 | Not Dimmable | Not Dimmable | No |  | XXXCNZ | [25 empty] | 5 | 1895 | 132.89 | 14.26 | 15 | 0.9 | 4000 | 80 |  |  |  | FALSE | FALSE | FALSE | [8 empty] | March, 30 2020 00:00:00 | FALSE | FALSE | FALSE | [6 empty] | AC | [7 empty] | FALSE
P0U52TC7 | Emium Lighting LLC | Emium Lighting | EL-WS-T8A-15W1200 DIAB-40 | Linear Replacement Lamp | T8 Four-Foot | Dual Mode Internal Driver (UL Type A and Type B) |  | standard | FALSE | [10 empty] | September, 06 2018 00:00:00 | Not Dimmable | Not Dimmable | No |  | XXXCOD | [25 empty] | 5 | 2055 | 133.79 | 15.36 | 15 | 0.9 | 4000 | 80 |  |  |  | FALSE | FALSE | FALSE | [8 empty] | March, 30 2020 00:00:00 | FALSE | FALSE | FALSE | [6 empty] | AC | [7 empty] | FALSE
PVZRXJDN | Emium Lighting LLC | Emium Lighting | EL-WS-T8N-10W1200 DIAB-40 | Linear Replacement Lamp | T8 Four-Foot | Dual Mode Internal Driver (UL Type A and Type B) |  | standard | FALSE | [10 empty] | September, 06 2018 00:00:00 | Not Dimmable | Not Dimmable | No |  | XXXCNY | [25 empty] | 5 | 1723 | 133.67 | 12.89 | 15 | 0.9 | 4000 | 80 |  |  |  | FALSE | FALSE | FALSE | [8 empty] | March, 30 2020 00:00:00 | FALSE | FALSE | FALSE | [6 empty] | AC | [7 empty] | FALSE
P7FG5OJ0 | Emium Lighting LLC | Emium Lighting | EL-WS-T8A-12W1200 DIAB-35 | Linear Replacement Lamp | T8 Four-Foot | Dual Mode Internal Driver (UL Type A and Type B) |  | standard | FALSE | [10 empty] | September, 06 2018 00:00:00 | Not Dimmable | Not Dimmable | No |  | XXXCOC | [25 empty] | 5 | 1747 | 134.8 | 12.96 | 15 | 0.9 | 3500 | 80 |  |  |  | FALSE | FALSE | FALSE | [8 empty] | March, 30 2020 00:00:00 | FALSE | FALSE | FALSE | [6 empty] | AC | [7 empty] | FALSE
PTM21WUN | Emium Lighting LLC | Emium Lighting | EL-WS-T8A-18W1200 DIAB-30 | Linear Replacement Lamp | T8 Four-Foot | Dual Mode Internal Driver (UL Type A and Type B) |  | standard | TRUE |  | 2501 | 140.12 | 17.85 | 24.08 | 0.9141 | 2888 | 82.6 | 5 | 50000 | September, 06 2018 00:00:00 | Not Dimmable | Not Dimmable | No |  | XXXCOE | [15 empty] | 90.5 |  | 1.18 | 1.34 | [6 empty] | 5 | 2490 | 140.37 | 17.74 | 24.08 | 0.91 | 3000 | 82.6 |  |  |  | FALSE | FALSE | FALSE | [8 empty] | March, 30 2020 00:00:00 | FALSE | FALSE | FALSE | [6 empty] | AC | [7 empty] | FALSE
P9597G7B | Emium Lighting LLC | Emium Lighting | EL-WS-T8A-22W1200 DIAB-30 | Linear Replacement Lamp | T8 Four-Foot | Dual Mode Internal Driver (UL Type A and Type B) |  | standard | TRUE |  | 2943 | 135.37 | 21.74 | 21.02 | 0.9328 | 2907 | 82.5 | 5 | 50000 | September, 06 2018 00:00:00 | Not Dimmable | Not Dimmable | No |  | XXXCOF | [15 empty] | 90.7 |  | 1.18 | 1.36 | [6 empty] | 5 | 2943 | 135.37 | 21.74 | 21.02 | 0.93 | 3000 | 82.5 |  |  |  | FALSE | FALSE | FALSE | [8 empty] | March, 30 2020 00:00:00 | FALSE | FALSE | FALSE | [6 empty] | AC | [7 empty] | FALSE
P11Q2X6V | Emium Lighting LLC | Emium Lighting | EL-WS-T8A-22W1200 DIAB-35 | Linear Replacement Lamp | T8 Four-Foot | Dual Mode Internal Driver (UL Type A and Type B) |  | standard | FALSE | [10 empty] | September, 06 2018 00:00:00 | Not Dimmable | Not Dimmable | No |  | XXXCOF | [25 empty] | 5 | 2965 | 136.01 | 21.8 | 21.02 | 0.93 | 3500 | 82.5 |  |  |  | FALSE | FALSE | FALSE | [8 empty] | March, 30 2020 00:00:00 | FALSE | FALSE | FALSE | [6 empty] | AC | [7 empty] | FALSE
PXC3FJB8 | Emium Lighting LLC | Emium Lighting | EL-WS-T8A-12W1200 DIAB-40 | Linear Replacement Lamp | T8 Four-Foot | Dual Mode Internal Driver (UL Type A and Type B) |  | standard | FALSE | [10 empty] | September, 06 2018 00:00:00 | Not Dimmable | Not Dimmable | No |  | XXXCOC | [25 empty] | 5 | 1757 | 135.57 | 12.96 | 15 | 0.9 | 4000 | 80 |  |  |  | FALSE | FALSE | FALSE | [8 empty] | March, 30 2020 00:00:00 | FALSE | FALSE | FALSE | [6 empty] | AC | [7 empty] | FALSE
PUQPVFZC | Emium Lighting LLC | Emium Lighting | EL-WS-T8A-22W1200 DIAB-40 | Linear Replacement Lamp | T8 Four-Foot | Dual Mode Internal Driver (UL Type A and Type B) |  | standard | FALSE | [10 empty] | September, 06 2018 00:00:00 | Not Dimmable | Not Dimmable | No |  | XXXCOF | [25 empty] | 5 | 2988 | 137.06 | 21.8 | 21.02 | 0.93 | 4000 | 82.5 |  |  |  | FALSE | FALSE | FALSE | [8 empty] | March, 30 2020 00:00:00 | FALSE | FALSE | FALSE | [6 empty] | AC | [7 empty] | FALSE
PMVRZDMC | DONG GUAN WALSTAR OPTOELECTRONICS TECHNOLOGY CO., LTD | WALSTAR | WL-T8A-12W1200 DIAB-30-H1 | Linear Replacement Lamp | T8 Four-Foot | Dual Mode Internal Driver (UL Type A and Type B) |  | standard | TRUE |  | 2149 | 147.09 | 14.61 | 24.31 | 0.917 | 3016 | 81.4 | 5 | 50000 | September, 06 2018 00:00:00 | Not Dimmable | Not Dimmable | No |  | RRRUWU | [15 empty] | 89.6 |  | 1.18 | 1.36 | [6 empty] | 5 | 2154 | 147.23 | 14.63 | 15 | 0.9 | 3000 | 81.4 |  |  |  | FALSE | FALSE | FALSE | [8 empty] | March, 30 2020 00:00:00 | FALSE | FALSE | FALSE | [6 empty] | AC | [7 empty] | FALSE
PCKRME9I | DONG GUAN WALSTAR OPTOELECTRONICS TECHNOLOGY CO., LTD | WALSTAR | WL-T8A-10W1200 DIAB-35-H1 | Linear Replacement Lamp | T8 Four-Foot | Dual Mode Internal Driver (UL Type A and Type B) |  | standard | FALSE | [10 empty] | September, 06 2018 00:00:00 | Not Dimmable | Not Dimmable | No |  | RRRUWV | [25 empty] | 5 | 1948 | 151.01 | 12.9 | 15 | 0.9 | 3500 | 81.5 |  |  |  | FALSE | FALSE | FALSE | [8 empty] | March, 30 2020 00:00:00 | FALSE | FALSE | FALSE | [6 empty] | AC | [7 empty] | FALSE
P52NH5ZX | DONG GUAN WALSTAR OPTOELECTRONICS TECHNOLOGY CO., LTD | WALSTAR | WL-T8A-22W1200 DIAB-50-H1 | Linear Replacement Lamp | T8 Four-Foot | Dual Mode Internal Driver (UL Type A and Type B) |  | standard | FALSE | [10 empty] | September, 06 2018 00:00:00 | Not Dimmable | Not Dimmable | No |  | RRRUWX | [25 empty] | 5 | 3558 | 157.29 | 22.62 | 15 | 0.9 | 5000 | 84 |  |  |  | FALSE | FALSE | FALSE | [8 empty] | March, 30 2020 00:00:00 | FALSE | FALSE | FALSE | [6 empty] | AC | [7 empty] | FALSE
PM5XI9DD | DONG GUAN WALSTAR OPTOELECTRONICS TECHNOLOGY CO., LTD | WALSTAR | WL-T8A-12W1200 DIAB-35-H1 | Linear Replacement Lamp | T8 Four-Foot | Dual Mode Internal Driver (UL Type A and Type B) |  | standard | FALSE | [10 empty] | September, 06 2018 00:00:00 | Not Dimmable | Not Dimmable | No |  | RRRUWU | [25 empty] | 5 | 2189 | 149.32 | 14.66 | 15 | 0.9 | 3500 | 81.4 |  |  |  | FALSE | FALSE | FALSE | [8 empty] | March, 30 2020 00:00:00 | FALSE | FALSE | FALSE | [6 empty] | AC | [7 empty] | FALSE
PQDZL6EY | Emium Lighting LLC | Emium Lighting | EL-WS-T8N-12W1200 DIAB-45 | Linear Replacement Lamp | T8 Four-Foot | Dual Mode Internal Driver (UL Type A and Type B) |  | standard | FALSE | [10 empty] | September, 06 2018 00:00:00 | Not Dimmable | Not Dimmable | No |  | XXXCNZ | [25 empty] | 5 | 1911 | 134.01 | 14.26 | 15 | 0.9 | 4500 | 80 |  |  |  | FALSE | FALSE | FALSE | [8 empty] | March, 30 2020 00:00:00 | FALSE | FALSE | FALSE | [6 empty] | AC | [7 empty] | FALSE
PUIQI8VV | Emium Lighting LLC | Emium Lighting | EL-WS-T8A-10W1200 DIAB-35 | Linear Replacement Lamp | T8 Four-Foot | Dual Mode Internal Driver (UL Type A and Type B) |  | standard | TRUE |  | 1728 | 132.12 | 13.08 | 10.28 | 0.9618 | 3521 | 84.2 | 5 | 50000 | September, 06 2018 00:00:00 | Not Dimmable | Not Dimmable | No |  | XXXCOB | [15 empty] | 90.3 |  | 1.18 | 1.36 | [6 empty] | 5 | 1728 | 132.12 | 13.08 | 15 | 0.9 | 3500 | 80 |  |  |  | FALSE | FALSE | FALSE | [8 empty] | March, 30 2020 00:00:00 | FALSE | FALSE | FALSE | [6 empty] | AC | [7 empty] | FALSE
PH0XK6HY | Emium Lighting LLC | Emium Lighting | EL-WS-T8A-12W1200 DIAB-45 | Linear Replacement Lamp | T8 Four-Foot | Dual Mode Internal Driver (UL Type A and Type B) |  | standard | FALSE | [10 empty] | September, 06 2018 00:00:00 | Not Dimmable | Not Dimmable | No |  | XXXCOC | [25 empty] | 5 | 1766 | 136.27 | 12.96 | 15 | 0.9 | 4500 | 80 |  |  |  | FALSE | FALSE | FALSE | [8 empty] | March, 30 2020 00:00:00 | FALSE | FALSE | FALSE | [6 empty] | AC | [7 empty] | FALSE
PN5CF8QV | Emium Lighting LLC | Emium Lighting | EL-WS-T8N-15W1200 DIAB-35 | Linear Replacement Lamp | T8 Four-Foot | Dual Mode Internal Driver (UL Type A and Type B) |  | standard | FALSE | [10 empty] | September, 06 2018 00:00:00 | Not Dimmable | Not Dimmable | No |  | XXXCOA | [25 empty] | 5 | 2021 | 132.18 | 15.29 | 15 | 0.9 | 3500 | 80 |  |  |  | FALSE | FALSE | FALSE | [8 empty] | March, 30 2020 00:00:00 | FALSE | FALSE | FALSE | [6 empty] | AC | [7 empty] | FALSE
POOKK1I7 | Emium Lighting LLC | Emium Lighting | EL-WS-T8A-18W1200 DIAB-35 | Linear Replacement Lamp | T8 Four-Foot | Dual Mode Internal Driver (UL Type A and Type B) |  | standard | FALSE | [10 empty] | September, 06 2018 00:00:00 | Not Dimmable | Not Dimmable | No |  | XXXCOE | [25 empty] | 5 | 2510 | 141.01 | 17.8 | 24.08 | 0.91 | 3500 | 82.6 |  |  |  | FALSE | FALSE | FALSE | [8 empty] | March, 30 2020 00:00:00 | FALSE | FALSE | FALSE | [6 empty] | AC | [7 empty] | FALSE
PUF4L5H4 | DONG GUAN WALSTAR OPTOELECTRONICS TECHNOLOGY CO., LTD | WALSTAR | WL-T8A-18W1200 DIAB-40-H1 | Linear Replacement Lamp | T8 Four-Foot | Dual Mode Internal Driver (UL Type A and Type B) |  | standard | FALSE | [10 empty] | September, 06 2018 00:00:00 | Not Dimmable | Not Dimmable | No |  | RRRUWT | [25 empty] | 5 | 3133 | 151.72 | 20.65 | 15 | 0.9 | 4000 | 81.4 |  |  |  | FALSE | FALSE | FALSE | [8 empty] | March, 30 2020 00:00:00 | FALSE | FALSE | FALSE | [6 empty] | AC | [7 empty] | FALSE
PQ4FSSYZ | DONG GUAN WALSTAR OPTOELECTRONICS TECHNOLOGY CO., LTD | WALSTAR | WL-T8A-18W1200 DIAB-50-H1 | Linear Replacement Lamp | T8 Four-Foot | Dual Mode Internal Driver (UL Type A and Type B) |  | standard | FALSE | [10 empty] | September, 06 2018 00:00:00 | Not Dimmable | Not Dimmable | No |  | RRRUWT | [25 empty] | 5 | 3185 | 155.29 | 20.51 | 15 | 0.9 | 5000 | 84.1 |  |  |  | FALSE | FALSE | FALSE | [8 empty] | March, 30 2020 00:00:00 | FALSE | FALSE | FALSE | [6 empty] | AC | [7 empty] | FALSE
P925SGL6 | DONG GUAN WALSTAR OPTOELECTRONICS TECHNOLOGY CO., LTD | WALSTAR | WL-T8A-18W1200 DIAB-30-H1 | Linear Replacement Lamp | T8 Four-Foot | Dual Mode Internal Driver (UL Type A and Type B) |  | standard | TRUE |  | 2955 | 145.14 | 20.36 | 16.79 | 0.9469 | 3009 | 81.4 | 5 | 50000 | September, 06 2018 00:00:00 | Not Dimmable | Not Dimmable | No |  | RRRUWT | [15 empty] | 89.5 |  | 1.18 | 1.34 | [6 empty] | 5 | 3081 | 148.2 | 20.79 | 15 | 0.9 | 3000 | 81.4 |  |  |  | FALSE | FALSE | FALSE | [8 empty] | March, 30 2020 00:00:00 | FALSE | FALSE | FALSE | [6 empty] | AC | [7 empty] | FALSE
PL1C8Z02C82S | Universal Lighting Technologies | Everline | T8LDR4F10/840C | Linear Replacement Lamp | T8 Four-Foot | Replacement Lamps (plug and play) (UL Type A) |  | standard | FALSE | [10 empty] | September, 06 2018 00:00:00 | Not Dimmable | Not Dimmable | No |  | FFFJHS | [25 empty] | 5 | 1650 | 127 | 13 | 20 | 0.9 | 4000 | 82 |  |  |  | FALSE | FALSE | FALSE | [8 empty] | March, 30 2020 00:00:00 | FALSE | FALSE | FALSE | [6 empty] | AC | [7 empty] | FALSE
PT4JBPDQ | Emium Lighting LLC | Emium Lighting | EL-WS-T8N-12W1200 DIAB-50 | Linear Replacement Lamp | T8 Four-Foot | Dual Mode Internal Driver (UL Type A and Type B) |  | standard | FALSE | [10 empty] | September, 06 2018 00:00:00 | Not Dimmable | Not Dimmable | No |  | XXXCNZ | [25 empty] | 5 | 1928 | 134.45 | 14.34 | 15 | 0.9 | 5000 | 80 |  |  |  | FALSE | FALSE | FALSE | [8 empty] | March, 30 2020 00:00:00 | FALSE | FALSE | FALSE | [6 empty] | AC | [7 empty] | FALSE
PDLCR6T7 | Emium Lighting LLC | Emium Lighting | EL-WS-T8N-15W1200 DIAB-40 | Linear Replacement Lamp | T8 Four-Foot | Dual Mode Internal Driver (UL Type A and Type B) |  | standard | FALSE | [10 empty] | September, 06 2018 00:00:00 | Not Dimmable | Not Dimmable | No |  | XXXCOA | [25 empty] | 5 | 2038 | 133.29 | 15.29 | 15 | 0.9 | 4000 | 80 |  |  |  | FALSE | FALSE | FALSE | [8 empty] | March, 30 2020 00:00:00 | FALSE | FALSE | FALSE | [6 empty] | AC | [7 empty] | FALSE
PWI3R68P | Emium Lighting LLC | Emium Lighting | EL-WS-T8A-10W1200 DIAB-40 | Linear Replacement Lamp | T8 Four-Foot | Dual Mode Internal Driver (UL Type A and Type B) |  | standard | FALSE | [10 empty] | September, 06 2018 00:00:00 | Not Dimmable | Not Dimmable | No |  | XXXCOB | [25 empty] | 5 | 1749 | 132.8 | 13.17 | 15 | 0.9 | 4000 | 80 |  |  |  | FALSE | FALSE | FALSE | [8 empty] | March, 30 2020 00:00:00 | FALSE | FALSE | FALSE | [6 empty] | AC | [7 empty] | FALSE
PJ4J0HZ1 | Emium Lighting LLC | Emium Lighting | EL-WS-T8N-10W1200 DIAB-45 | Linear Replacement Lamp | T8 Four-Foot | Dual Mode Internal Driver (UL Type A and Type B) |  | standard | FALSE | [10 empty] | September, 06 2018 00:00:00 | Not Dimmable | Not Dimmable | No |  | XXXCNY | [25 empty] | 5 | 1731 | 134.29 | 12.89 | 15 | 0.9 | 4500 | 80 |  |  |  | FALSE | FALSE | FALSE | [8 empty] | March, 30 2020 00:00:00 | FALSE | FALSE | FALSE | [6 empty] | AC | [7 empty] | FALSE
PAQAATUR | Emium Lighting LLC | Emium Lighting | EL-WS-T8A-10W1200 DIAB-45 | Linear Replacement Lamp | T8 Four-Foot | Dual Mode Internal Driver (UL Type A and Type B) |  | standard | FALSE | [10 empty] | September, 06 2018 00:00:00 | Not Dimmable | Not Dimmable | No |  | XXXCOB | [25 empty] | 5 | 1769 | 134.32 | 13.17 | 15 | 0.9 | 4500 | 80 |  |  |  | FALSE | FALSE | FALSE | [8 empty] | March, 30 2020 00:00:00 | FALSE | FALSE | FALSE | [6 empty] | AC | [7 empty] | FALSE
P06UARUM | Emium Lighting LLC | Emium Lighting | EL-WS-T8A-12W1200 DIAB-50 | Linear Replacement Lamp | T8 Four-Foot | Dual Mode Internal Driver (UL Type A and Type B) |  | standard | FALSE | [10 empty] | September, 06 2018 00:00:00 | Not Dimmable | Not Dimmable | No |  | XXXCOC | [25 empty] | 5 | 1775 | 137.27 | 12.93 | 15 | 0.9 | 5000 | 80 |  |  |  | FALSE | FALSE | FALSE | [8 empty] | March, 30 2020 00:00:00 | FALSE | FALSE | FALSE | [6 empty] | AC | [7 empty] | FALSE
P2UQ52EK | Emium Lighting LLC | Emium Lighting | EL-WS-T8A-22W1200 DIAB-45 | Linear Replacement Lamp | T8 Four-Foot | Dual Mode Internal Driver (UL Type A and Type B) |  | standard | FALSE | [10 empty] | September, 06 2018 00:00:00 | Not Dimmable | Not Dimmable | No |  | XXXCOF | [25 empty] | 5 | 3010 | 138.07 | 21.8 | 21.02 | 0.93 | 4500 | 82.5 |  |  |  | FALSE | FALSE | FALSE | [8 empty] | March, 30 2020 00:00:00 | FALSE | FALSE | FALSE | [6 empty] | AC | [7 empty] | FALSE
PEM2FX9X | Emium Lighting LLC | Emium Lighting | EL-WS-T8A-18W1200 DIAB-40 | Linear Replacement Lamp | T8 Four-Foot | Dual Mode Internal Driver (UL Type A and Type B) |  | standard | FALSE | [10 empty] | September, 06 2018 00:00:00 | Not Dimmable | Not Dimmable | No |  | XXXCOE | [25 empty] | 5 | 2530 | 142.13 | 17.8 | 24.08 | 0.91 | 4000 | 82.6 |  |  |  | FALSE | FALSE | FALSE | [8 empty] | March, 30 2020 00:00:00 | FALSE | FALSE | FALSE | [6 empty] | AC | [7 empty] | FALSE
PCQEQHG3 | Emium Lighting LLC | Emium Lighting | EL-WS-T8A-18W1200 DIAB-45 | Linear Replacement Lamp | T8 Four-Foot | Dual Mode Internal Driver (UL Type A and Type B) |  | standard | FALSE | [10 empty] | September, 06 2018 00:00:00 | Not Dimmable | Not Dimmable | No |  | XXXCOE | [25 empty] | 5 | 2550 | 143.26 | 17.8 | 24.08 | 0.91 | 4500 | 82.6 |  |  |  | FALSE | FALSE | FALSE | [8 empty] | March, 30 2020 00:00:00 | FALSE | FALSE | FALSE | [6 empty] | AC | [7 empty] | FALSE
PDU7DJFV | Emium Lighting LLC | Emium Lighting | EL-WS-T8N-15W1200 DIAB-45 | Linear Replacement Lamp | T8 Four-Foot | Dual Mode Internal Driver (UL Type A and Type B) |  | standard | FALSE | [10 empty] | September, 06 2018 00:00:00 | Not Dimmable | Not Dimmable | No |  | XXXCOA | [25 empty] | 5 | 2055 | 134.4 | 15.29 | 15 | 0.9 | 4500 | 80 |  |  |  | FALSE | FALSE | FALSE | [8 empty] | March, 30 2020 00:00:00 | FALSE | FALSE | FALSE | [6 empty] | AC | [7 empty] | FALSE
PZIA140I | DONG GUAN WALSTAR OPTOELECTRONICS TECHNOLOGY CO., LTD | WALSTAR | WL-T8A-22W1200 DIAB-45-H1 | Linear Replacement Lamp | T8 Four-Foot | Dual Mode Internal Driver (UL Type A and Type B) |  | standard | FALSE | [10 empty] | September, 06 2018 00:00:00 | Not Dimmable | Not Dimmable | No |  | RRRUWX | [25 empty] | 5 | 3509 | 154.72 | 22.68 | 15 | 0.9 | 4500 | 81.4 |  |  |  | FALSE | FALSE | FALSE | [8 empty] | March, 30 2020 00:00:00 | FALSE | FALSE | FALSE | [6 empty] | AC | [7 empty] | FALSE
PGWSDKKC | DONG GUAN WALSTAR OPTOELECTRONICS TECHNOLOGY CO., LTD | WALSTAR | WL-T8A-12W1200 DIAB-45-H1 | Linear Replacement Lamp | T8 Four-Foot | Dual Mode Internal Driver (UL Type A and Type B) |  | standard | FALSE | [10 empty] | September, 06 2018 00:00:00 | Not Dimmable | Not Dimmable | No |  | RRRUWU | [25 empty] | 5 | 2258 | 154.02 | 14.66 | 15 | 0.9 | 4500 | 81.4 |  |  |  | FALSE | FALSE | FALSE | [8 empty] | March, 30 2020 00:00:00 | FALSE | FALSE | FALSE | [6 empty] | AC | [7 empty] | FALSE
PU9DMSG8 | DONG GUAN WALSTAR OPTOELECTRONICS TECHNOLOGY CO., LTD | WALSTAR | WL-T8A-10W1200 DIAB-40-H1 | Linear Replacement Lamp | T8 Four-Foot | Dual Mode Internal Driver (UL Type A and Type B) |  | standard | FALSE | [10 empty] | September, 06 2018 00:00:00 | Not Dimmable | Not Dimmable | No |  | RRRUWV | [25 empty] | 5 | 1951 | 151.24 | 12.9 | 15 | 0.9 | 4000 | 81.5 |  |  |  | FALSE | FALSE | FALSE | [8 empty] | March, 30 2020 00:00:00 | FALSE | FALSE | FALSE | [6 empty] | AC | [7 empty] | FALSE
PVEYLW8Q | DONG GUAN WALSTAR OPTOELECTRONICS TECHNOLOGY CO., LTD | WALSTAR | WL-T8A-10W1200 DIAB-30-H1 | Linear Replacement Lamp | T8 Four-Foot | Dual Mode Internal Driver (UL Type A and Type B) |  | standard | TRUE |  | 1945 | 147.35 | 13.2 | 24.7 | 0.893 | 3039 | 81.5 | 5 | 50000 | September, 06 2018 00:00:00 | Not Dimmable | Not Dimmable | No |  | RRRUWV | [15 empty] | 89.6 |  | 1.16 | 1.38 | [6 empty] | 5 | 1945 | 147.35 | 13.2 | 15 | 0.9 | 3000 | 81.5 |  |  |  | FALSE | FALSE | FALSE | [8 empty] | March, 30 2020 00:00:00 | FALSE | FALSE | FALSE | [6 empty] | AC | [7 empty] | FALSE
PYDJ7UO2 | DONG GUAN WALSTAR OPTOELECTRONICS TECHNOLOGY CO., LTD | WALSTAR | WL-T8A-15W1200 DIAB-50-H1 | Linear Replacement Lamp | T8 Four-Foot | Dual Mode Internal Driver (UL Type A and Type B) |  | standard | FALSE | [10 empty] | September, 06 2018 00:00:00 | Not Dimmable | Not Dimmable | No |  | RRRUWW | [25 empty] | 5 | 2728 | 155.71 | 17.52 | 15 | 0.9 | 5000 | 83.6 |  |  |  | FALSE | FALSE | FALSE | [8 empty] | March, 30 2020 00:00:00 | FALSE | FALSE | FALSE | [6 empty] | AC | [7 empty] | FALSE
PGNECMZG | DONG GUAN WALSTAR OPTOELECTRONICS TECHNOLOGY CO., LTD | WALSTAR | WL-T8A-22W1200 DIAB-35-H1 | Linear Replacement Lamp | T8 Four-Foot | Dual Mode Internal Driver (UL Type A and Type B) |  | standard | FALSE | [10 empty] | September, 06 2018 00:00:00 | Not Dimmable | Not Dimmable | No |  | RRRUWX | [25 empty] | 5 | 3410 | 150.35 | 22.68 | 15 | 0.9 | 3500 | 81.4 |  |  |  | FALSE | FALSE | FALSE | [8 empty] | March, 30 2020 00:00:00 | FALSE | FALSE | FALSE | [6 empty] | AC | [7 empty] | FALSE
PFNGSVDW | DONG GUAN WALSTAR OPTOELECTRONICS TECHNOLOGY CO., LTD | WALSTAR | WL-T8A-22W1200 DIAB-40-H1 | Linear Replacement Lamp | T8 Four-Foot | Dual Mode Internal Driver (UL Type A and Type B) |  | standard | FALSE | [10 empty] | September, 06 2018 00:00:00 | Not Dimmable | Not Dimmable | No |  | RRRUWX | [25 empty] | 5 | 3460 | 152.56 | 22.68 | 15 | 0.9 | 4000 | 81.4 |  |  |  | FALSE | FALSE | FALSE | [8 empty] | March, 30 2020 00:00:00 | FALSE | FALSE | FALSE | [6 empty] | AC | [7 empty] | FALSE
PGTOMTG2 | DONG GUAN WALSTAR OPTOELECTRONICS TECHNOLOGY CO., LTD | WALSTAR | WL-T8A-12W1200 DIAB-40-H1 | Linear Replacement Lamp | T8 Four-Foot | Dual Mode Internal Driver (UL Type A and Type B) |  | standard | FALSE | [10 empty] | September, 06 2018 00:00:00 | Not Dimmable | Not Dimmable | No |  | RRRUWU | [25 empty] | 5 | 2224 | 151.71 | 14.66 | 15 | 0.9 | 4000 | 81.4 |  |  |  | FALSE | FALSE | FALSE | [8 empty] | March, 30 2020 00:00:00 | FALSE | FALSE | FALSE | [6 empty] | AC | [7 empty] | FALSE
PDJOIIMW | DONG GUAN WALSTAR OPTOELECTRONICS TECHNOLOGY CO., LTD | WALSTAR | WL-T8A-12W1200 DIAB-50-H1 | Linear Replacement Lamp | T8 Four-Foot | Dual Mode Internal Driver (UL Type A and Type B) |  | standard | FALSE | [10 empty] | September, 06 2018 00:00:00 | Not Dimmable | Not Dimmable | No |  | RRRUWU | [25 empty] | 5 | 2293 | 156.2 | 14.68 | 15 | 0.9 | 5000 | 83.7 |  |  |  | FALSE | FALSE | FALSE | [8 empty] | March, 30 2020 00:00:00 | FALSE | FALSE | FALSE | [6 empty] | AC | [7 empty] | FALSE
PM1WHYQR | DONG GUAN WALSTAR OPTOELECTRONICS TECHNOLOGY CO., LTD | WALSTAR | WL-T8A-10W1200 DIAB-45-H1 | Linear Replacement Lamp | T8 Four-Foot | Dual Mode Internal Driver (UL Type A and Type B) |  | standard | FALSE | [10 empty] | September, 06 2018 00:00:00 | Not Dimmable | Not Dimmable | No |  | RRRUWV | [25 empty] | 5 | 1953 | 151.4 | 12.9 | 15 | 0.9 | 4500 | 81.5 |  |  |  | FALSE | FALSE | FALSE | [8 empty] | March, 30 2020 00:00:00 | FALSE | FALSE | FALSE | [6 empty] | AC | [7 empty] | FALSE
P5L9J1E7 | DONG GUAN WALSTAR OPTOELECTRONICS TECHNOLOGY CO., LTD | WALSTAR | WL-T8A-10W1200 DIAB-50-H1 | Linear Replacement Lamp | T8 Four-Foot | Dual Mode Internal Driver (UL Type A and Type B) |  | standard | FALSE | [10 empty] | September, 06 2018 00:00:00 | Not Dimmable | Not Dimmable | No |  | RRRUWV | [25 empty] | 5 | 1956 | 155.36 | 12.59 | 15 | 0.9 | 5000 | 83.9 |  |  |  | FALSE | FALSE | FALSE | [8 empty] | March, 30 2020 00:00:00 | FALSE | FALSE | FALSE | [6 empty] | AC | [7 empty] | FALSE
PTP9PY8V | Emium Lighting LLC | Emium Lighting | EL-WS-T8A-10W1200 DIAB-50 | Linear Replacement Lamp | T8 Four-Foot | Dual Mode Internal Driver (UL Type A and Type B) |  | standard | FALSE | [10 empty] | September, 06 2018 00:00:00 | Not Dimmable | Not Dimmable | No |  | XXXCOB | [25 empty] | 5 | 1790 | 135.01 | 13.26 | 15 | 0.9 | 5000 | 80 |  |  |  | FALSE | FALSE | FALSE | [8 empty] | March, 30 2020 00:00:00 | FALSE | FALSE | FALSE | [6 empty] | AC | [7 empty] | FALSE
P9MTWEIN | Emium Lighting LLC | Emium Lighting | EL-WS-T8A-15W1200 DIAB-50 | Linear Replacement Lamp | T8 Four-Foot | Dual Mode Internal Driver (UL Type A and Type B) |  | standard | FALSE | [10 empty] | September, 06 2018 00:00:00 | Not Dimmable | Not Dimmable | No |  | XXXCOD | [25 empty] | 5 | 2085 | 135.39 | 15.4 | 15 | 0.9 | 5000 | 80 |  |  |  | FALSE | FALSE | FALSE | [8 empty] | March, 30 2020 00:00:00 | FALSE | FALSE | FALSE | [6 empty] | AC | [7 empty] | FALSE
PLCQJXTGCK4B | Universal Lighting Technologies | Everline | T8LDR4F10/850C | Linear Replacement Lamp | T8 Four-Foot | Replacement Lamps (plug and play) (UL Type A) |  | standard | FALSE | [10 empty] | September, 06 2018 00:00:00 | Not Dimmable | Not Dimmable | No |  | FFFJHS | [25 empty] | 5 | 1650 | 127 | 13 | 20 | 0.9 | 5000 | 82 |  |  |  | FALSE | FALSE | FALSE | [8 empty] | March, 30 2020 00:00:00 | FALSE | FALSE | FALSE | [6 empty] | AC | [7 empty] | FALSE
PL9U5K4O1JYI | Universal Lighting Technologies | Everline | T8LDR4F10/830C | Linear Replacement Lamp | T8 Four-Foot | Replacement Lamps (plug and play) (UL Type A) |  | standard | TRUE |  | 1672 | 128.7 | 13 | 15.68 | 0.9503 | 3059 | 82.9 | 5 | 50000 | September, 06 2018 00:00:00 | Not Dimmable | Not Dimmable | No |  | FFFJHS | [15 empty] | 81.6 |  | 1.26 | 1.3 | [6 empty] | 5 | 1600 | 123 | 13 | 20 | 0.9 | 3000 | 82 |  |  |  | FALSE | FALSE | FALSE | [8 empty] | March, 30 2020 00:00:00 | FALSE | FALSE | FALSE | [6 empty] | AC | [7 empty] | FALSE
POYV239Y | Emium Lighting LLC | Emium Lighting | EL-WS-T8N-15W1200 DIAB-50 | Linear Replacement Lamp | T8 Four-Foot | Dual Mode Internal Driver (UL Type A and Type B) |  | standard | FALSE | [10 empty] | September, 06 2018 00:00:00 | Not Dimmable | Not Dimmable | No |  | XXXCOA | [25 empty] | 5 | 2072 | 134.92 | 15.36 | 15 | 0.9 | 5000 | 80 |  |  |  | FALSE | FALSE | FALSE | [8 empty] | March, 30 2020 00:00:00 | FALSE | FALSE | FALSE | [6 empty] | AC | [7 empty] | FALSE
P2S3KDAD | Emium Lighting LLC | Emium Lighting | EL-WS-T8A-15W1200 DIAB-45 | Linear Replacement Lamp | T8 Four-Foot | Dual Mode Internal Driver (UL Type A and Type B) |  | standard | FALSE | [10 empty] | September, 06 2018 00:00:00 | Not Dimmable | Not Dimmable | No |  | XXXCOD | [25 empty] | 5 | 2070 | 134.77 | 15.36 | 15 | 0.9 | 4500 | 80 |  |  |  | FALSE | FALSE | FALSE | [8 empty] | March, 30 2020 00:00:00 | FALSE | FALSE | FALSE | [6 empty] | AC | [7 empty] | FALSE
PODMMC2B | Emium Lighting LLC | Emium Lighting | EL-WS-T8A-22W1200 DIAB-50 | Linear Replacement Lamp | T8 Four-Foot | Dual Mode Internal Driver (UL Type A and Type B) |  | standard | FALSE | [10 empty] | September, 06 2018 00:00:00 | Not Dimmable | Not Dimmable | No |  | XXXCOF | [25 empty] | 5 | 3032 | 138.7 | 21.86 | 21.6 | 0.93 | 5000 | 81.6 |  |  |  | FALSE | FALSE | FALSE | [8 empty] | March, 30 2020 00:00:00 | FALSE | FALSE | FALSE | [6 empty] | AC | [7 empty] | FALSE
P45TV0OK | Emium Lighting LLC | Emium Lighting | EL-WS-T8A-18W1200 DIAB-50 | Linear Replacement Lamp | T8 Four-Foot | Dual Mode Internal Driver (UL Type A and Type B) |  | standard | FALSE | [10 empty] | September, 06 2018 00:00:00 | Not Dimmable | Not Dimmable | No |  | XXXCOE | [25 empty] | 5 | 2570 | 143.92 | 17.86 | 24.34 | 0.91 | 5000 | 82.1 |  |  |  | FALSE | FALSE | FALSE | [8 empty] | March, 30 2020 00:00:00 | FALSE | FALSE | FALSE | [6 empty] | AC | [7 empty] | FALSE
PHVAGDLY | Emium Lighting LLC | Emium Lighting | EL-WS-T8N-10W1200 DIAB-50 | Linear Replacement Lamp | T8 Four-Foot | Dual Mode Internal Driver (UL Type A and Type B) |  | standard | FALSE | [10 empty] | September, 06 2018 00:00:00 | Not Dimmable | Not Dimmable | No |  | XXXCNY | [25 empty] | 5 | 1739 | 135.43 | 12.84 | 15 | 0.9 | 5000 | 80 |  |  |  | FALSE | FALSE | FALSE | [8 empty] | March, 30 2020 00:00:00 | FALSE | FALSE | FALSE | [6 empty] | AC | [7 empty] | FALSE
P7EKCTOI | DONG GUAN WALSTAR OPTOELECTRONICS TECHNOLOGY CO., LTD | WALSTAR | WL-T8A-15W1200 DIAB-45-H1 | Linear Replacement Lamp | T8 Four-Foot | Dual Mode Internal Driver (UL Type A and Type B) |  | standard | FALSE | [10 empty] | September, 06 2018 00:00:00 | Not Dimmable | Not Dimmable | No |  | RRRUWW | [25 empty] | 5 | 2694 | 153.94 | 17.5 | 15 | 0.9 | 4500 | 81.3 |  |  |  | FALSE | FALSE | FALSE | [8 empty] | March, 30 2020 00:00:00 | FALSE | FALSE | FALSE | [6 empty] | AC | [7 empty] | FALSE
PLEENZUO6F29 | Turolight Inc. | TUROLIGHT | VIV-T8DFSP/N/15W/35/F | Linear Replacement Lamp | T8 Four-Foot | Replacement Lamps (plug and play) (UL Type A) |  | Standard | FALSE | [10 empty] | August, 31 2018 00:00:00 | Not Dimmable | Not Dimmable | No |  | ZZZCCI | [25 empty] | 4.4 | 2000 | 112 | 18 | 20 | 0.9 | 3500 | 83 |  |  |  | FALSE | FALSE | FALSE | [8 empty] | November, 02 2018 00:00:00 | FALSE | FALSE | FALSE | [6 empty] | AC | [7 empty] | FALSE
PLLES6WVL31F | AM Conservation Group, Inc | Simply Conserve | L14T8PC45A | Linear Replacement Lamp | T8 Four-Foot | Replacement Lamps (plug and play) (UL Type A) |  | standard | FALSE | [10 empty] | August, 31 2018 00:00:00 | Not Dimmable | Not Dimmable | No |  | NANPHW | [25 empty] | 5 | 1835 | 125.71 | 14.6 | 14.69 | 0.9037 | 4500 | 83 |  |  |  | FALSE | FALSE | FALSE | [8 empty] | March, 30 2020 00:00:00 | FALSE | FALSE | FALSE | [6 empty] | AC | [7 empty] | FALSE
PLFKUTQQNUY6 | AM Conservation Group, Inc | Simply Conserve | L14T8PC50A | Linear Replacement Lamp | T8 Four-Foot | Replacement Lamps (plug and play) (UL Type A) |  | standard | FALSE | [10 empty] | August, 31 2018 00:00:00 | Not Dimmable | Not Dimmable | No |  | NANPHW | [25 empty] | 5 | 1861 | 127.38 | 14.61 | 14.72 | 0.9015 | 5000 | 82 |  |  |  | FALSE | FALSE | FALSE | [8 empty] | March, 30 2020 00:00:00 | FALSE | FALSE | FALSE | [6 empty] | AC | [7 empty] | FALSE
PL92MKK0AA4Q | Turolight Inc. | TUROLIGHT | VIV-T8DFSP/N/15W/40/F | Linear Replacement Lamp | T8 Four-Foot | Replacement Lamps (plug and play) (UL Type A) |  | standard | FALSE | [10 empty] | August, 31 2018 00:00:00 | Not Dimmable | Not Dimmable | No |  | ZZZCCI | [25 empty] | 5 | 2200 | 123 | 18 | 20 | 0.9 | 4000 | 83 |  |  |  | FALSE | FALSE | FALSE | [8 empty] | March, 30 2020 00:00:00 | FALSE | FALSE | FALSE | [6 empty] | AC | [7 empty] | FALSE
P994N211 | EDI ELECTRONICS LIMITED | EDI | EDI-APT8-4F12-AB(3500K) | Linear Replacement Lamp | T8 Four-Foot | Dual Mode Internal Driver (UL Type A and Type B) |  | standard | FALSE | [10 empty] | August, 31 2018 00:00:00 | Not Dimmable | Not Dimmable | No |  | CCCFYY | [25 empty] | 5 | 1683.28 | 138.2 | 12.18 | 12.4 | 0.913 | 3500 | 82.7 |  |  |  | FALSE | FALSE | FALSE | [8 empty] | March, 30 2020 00:00:00 | FALSE | FALSE | FALSE | [6 empty] | AC | [7 empty] | FALSE
PYW4IB3R | EDI ELECTRONICS LIMITED | EDI | EDI-APT8-4F12-AB(4000K) | Linear Replacement Lamp | T8 Four-Foot | Dual Mode Internal Driver (UL Type A and Type B) |  | standard | FALSE | [10 empty] | August, 31 2018 00:00:00 | Not Dimmable | Not Dimmable | No |  | CCCFYY | [25 empty] | 5 | 1895.08 | 151.6 | 12.5 | 12.4 | 0.913 | 4002 | 82.9 |  |  |  | FALSE | FALSE | FALSE | [8 empty] | March, 30 2020 00:00:00 | FALSE | FALSE | FALSE | [6 empty] | AC | [7 empty] | FALSE
PLMOOZUYSA57 | AM Conservation Group, Inc | Simply Conserve | L14T8PC35A | Linear Replacement Lamp | T8 Four-Foot | Replacement Lamps (plug and play) (UL Type A) |  | standard | FALSE | [10 empty] | August, 31 2018 00:00:00 | Not Dimmable | Not Dimmable | No |  | NANPHW | [25 empty] | 5 | 1782 | 122.11 | 14.6 | 14.69 | 0.9037 | 3500 | 83 |  |  |  | FALSE | FALSE | FALSE | [8 empty] | March, 30 2020 00:00:00 | FALSE | FALSE | FALSE | [6 empty] | AC | [7 empty] | FALSE
PLBTGUB1IBPH | AM Conservation Group, Inc | Simply Conserve | L14T8PC30A | Linear Replacement Lamp | T8 Four-Foot | Replacement Lamps (plug and play) (UL Type A) |  | standard | TRUE |  | 1745 | 118.79 | 14.69 | 14.69 | 0.9037 | 2943 | 83 | 5 | 50000 | August, 31 2018 00:00:00 | Not Dimmable | Not Dimmable | No |  | NANPHW | [15 empty] | 85.2 |  | 1.22 | 1.3 | [6 empty] | 5 | 1756 | 120.44 | 14.58 | 14.69 | 0.9037 | 3000 | 83 |  |  |  | FALSE | FALSE | FALSE | [8 empty] | March, 30 2020 00:00:00 | FALSE | FALSE | FALSE | [6 empty] | AC | [7 empty] | FALSE
PLZBX28GM1J8 | AM Conservation Group, Inc | Simply Conserve | L14T8PC40A | Linear Replacement Lamp | T8 Four-Foot | Replacement Lamps (plug and play) (UL Type A) |  | standard | FALSE | [10 empty] | August, 31 2018 00:00:00 | Not Dimmable | Not Dimmable | No |  | NANPHW | [25 empty] | 5 | 1809 | 123.91 | 14.6 | 14.69 | 0.9037 | 4000 | 83 |  |  |  | FALSE | FALSE | FALSE | [8 empty] | March, 30 2020 00:00:00 | FALSE | FALSE | FALSE | [6 empty] | AC | [7 empty] | FALSE
PSKZZZPM | EDI ELECTRONICS LIMITED | EDI | EDI-APT8-4F12-AB(3000K) | Linear Replacement Lamp | T8 Four-Foot | Dual Mode Internal Driver (UL Type A and Type B) |  | standard | TRUE |  | 1683.28 | 138.2 | 12.18 | 12.4 | 0.913 | 3064 | 82.7 | 5 | 50000 | August, 31 2018 00:00:00 | Not Dimmable | Not Dimmable | No |  | CCCFYY | [15 empty] | 80 |  | 1.14 | 1.2 | [6 empty] | 5 | 1683.28 | 138.2 | 12.18 | 12.4 | 0.913 | 3064 | 82.7 |  |  |  | FALSE | FALSE | FALSE | [8 empty] | March, 30 2020 00:00:00 | FALSE | FALSE | FALSE | [6 empty] | AC | [7 empty] | FALSE
PLVLTI1FHGWR | Turolight Inc. | TUROLIGHT | VIV-T8DFSP/N/15W/30/F | Linear Replacement Lamp | T8 Four-Foot | Replacement Lamps (plug and play) (UL Type A) |  | Standard | TRUE |  | 2128.5 | 119.5 | 17.82 | 8.6 | 0.9711 | 3064 | 85.1 | 5 | 50000 | August, 31 2018 00:00:00 | Not Dimmable | Not Dimmable | No |  | ZZZCCI | [15 empty] | 81.8 |  | 1.24 | 1.3 | [6 empty] | 4.4 | 2000 | 112 | 18 | 20 | 0.9 | 3000 | 83 |  |  |  | FALSE | FALSE | FALSE | [8 empty] | November, 02 2018 00:00:00 | FALSE | FALSE | FALSE | [6 empty] | AC | [7 empty] | FALSE
P6S0UKVH | EDI ELECTRONICS LIMITED | EDI | EDI-APT8-4F12-AB(4500K) | Linear Replacement Lamp | T8 Four-Foot | Dual Mode Internal Driver (UL Type A and Type B) |  | standard | FALSE | [10 empty] | August, 31 2018 00:00:00 | Not Dimmable | Not Dimmable | No |  | CCCFYY | [25 empty] | 5 | 1895.08 | 151.6 | 12.5 | 12.4 | 0.913 | 4500 | 82.9 |  |  |  | FALSE | FALSE | FALSE | [8 empty] | March, 30 2020 00:00:00 | FALSE | FALSE | FALSE | [6 empty] | AC | [7 empty] | FALSE
POLA153Z | EDI ELECTRONICS LIMITED | EDI | EDI-APT8-4F12-AB(5000K) | Linear Replacement Lamp | T8 Four-Foot | Dual Mode Internal Driver (UL Type A and Type B) |  | standard | FALSE | [10 empty] | August, 31 2018 00:00:00 | Not Dimmable | Not Dimmable | No |  | CCCFYY | [25 empty] | 5 | 1977.61 | 162.9 | 12.14 | 12.4 | 0.913 | 5090 | 83.2 |  |  |  | FALSE | FALSE | FALSE | [8 empty] | March, 30 2020 00:00:00 | FALSE | FALSE | FALSE | [6 empty] | AC | [7 empty] | FALSE
PL9JE6028DBS | Turolight Inc. | TUROLIGHT | VIV-T8DFSP/N/15W/50/F | Linear Replacement Lamp | T8 Four-Foot | Replacement Lamps (plug and play) (UL Type A) |  | standard | FALSE | [10 empty] | August, 31 2018 00:00:00 | Not Dimmable | Not Dimmable | No |  | ZZZCCI | [25 empty] | 5 | 2200 | 123 | 18 | 20 | 0.9 | 5000 | 83 |  |  |  | FALSE | FALSE | FALSE | [8 empty] | March, 30 2020 00:00:00 | FALSE | FALSE | FALSE | [6 empty] | AC | [7 empty] | FALSE
PLAL3B94SWJ0 | Espen Technology | ESPEN | L48T8/830/12G-AB | Linear Replacement Lamp | T8 Four-Foot | Dual Mode Internal Driver (UL Type A and Type B) |  | standard | TRUE |  | 1829 | 126.8 | 14.42 | 21.75 | 0.902 | 2949 | 80.6 | 5 | 50000 | August, 28 2018 00:00:00 | Dimmable | Continuous Below 10 | No |  | IIIMNJ | [15 empty] | 82 |  | 1.24 | 1.28 | [6 empty] | 5 | 1650 | 114 | 14.5 | 20 | 0.9 | 3000 | 83 |  |  |  | FALSE | FALSE | FALSE | [8 empty] | March, 30 2020 00:00:00 | FALSE | FALSE | FALSE | [6 empty] | AC | [7 empty] | FALSE
PLQL5I84SH1H | Eco-fitt Corporation | Eco-brilliant | ET8124KG13DR | Linear Replacement Lamp | T8 Four-Foot | Replacement Lamps (plug and play) (UL Type A) |  | standard | FALSE | [10 empty] | August, 28 2018 00:00:00 | Not Dimmable | Not Dimmable | No |  | HAHIUL | [25 empty] | 5 | 1600 | 133 | 12 | 20 | 0.9 | 4000 | 80 |  |  |  | FALSE | FALSE | FALSE | [8 empty] | March, 30 2020 00:00:00 | FALSE | FALSE | FALSE | [6 empty] | AC | [7 empty] | FALSE
PLM05438HH7X | Eco-fitt Corporation | Eco-brilliant | ET8123KG13DR | Linear Replacement Lamp | T8 Four-Foot | Replacement Lamps (plug and play) (UL Type A) |  | standard | TRUE |  | 1790.55 | 137.19 | 13.0515 | 15.97 | 0.9466 | 3475 | 82.59 | 5 | 50000 | August, 28 2018 00:00:00 | Not Dimmable | Not Dimmable | No |  | HAHIUL | [15 empty] | 84.7 |  | 1.22 | 1.3 | [6 empty] | 5 | 1600 | 133 | 12 | 20 | 0.9 | 3500 | 80 |  |  |  | FALSE | FALSE | FALSE | [8 empty] | March, 30 2020 00:00:00 | FALSE | FALSE | FALSE | [6 empty] | AC | [7 empty] | FALSE
PLVDJH761HOM | Eco-fitt Corporation | Eco-brilliant | ET8125KG13DR | Linear Replacement Lamp | T8 Four-Foot | Replacement Lamps (plug and play) (UL Type A) |  | standard | FALSE | [10 empty] | August, 28 2018 00:00:00 | Not Dimmable | Not Dimmable | No |  | HAHIUL | [25 empty] | 5 | 1600 | 133 | 12 | 20 | 0.9 | 5000 | 80 |  |  |  | FALSE | FALSE | FALSE | [8 empty] | March, 30 2020 00:00:00 | FALSE | FALSE | FALSE | [6 empty] | AC | [7 empty] | FALSE
PLSWKAGNXEX4 | Espen Technology | ESPEN | L48T8/835/12G-AB | Linear Replacement Lamp | T8 Four-Foot | Dual Mode Internal Driver (UL Type A and Type B) |  | standard | FALSE | [10 empty] | August, 28 2018 00:00:00 | Dimmable | Continuous Below 10 | No |  | IIIMNJ | [25 empty] | 5 | 1700 | 117 | 14.5 | 20 | 0.9 | 3500 | 83 |  |  |  | FALSE | FALSE | FALSE | [8 empty] | March, 30 2020 00:00:00 | FALSE | FALSE | FALSE | [6 empty] | AC | [7 empty] | FALSE
PL3QD0Z2R6F9 | Espen Technology | ESPEN | L48T8/840/12G-AB | Linear Replacement Lamp | T8 Four-Foot | Dual Mode Internal Driver (UL Type A and Type B) |  | standard | FALSE | [10 empty] | August, 28 2018 00:00:00 | Dimmable | Continuous Below 10 | No |  | IIIMNJ | [25 empty] | 5 | 1750 | 120 | 14.5 | 20 | 0.9 | 4000 | 83 |  |  |  | FALSE | FALSE | FALSE | [8 empty] | March, 30 2020 00:00:00 | FALSE | FALSE | FALSE | [6 empty] | AC | [7 empty] | FALSE
PLZSVNF2EQVX | Espen Technology | ESPEN | L48T8/850/12G-AB | Linear Replacement Lamp | T8 Four-Foot | Dual Mode Internal Driver (UL Type A and Type B) |  | standard | FALSE | [10 empty] | August, 28 2018 00:00:00 | Dimmable | Continuous Below 10 | No |  | IIIMNJ | [25 empty] | 5 | 1800 | 124 | 14.5 | 20 | 0.9 | 5000 | 83 |  |  |  | FALSE | FALSE | FALSE | [8 empty] | March, 30 2020 00:00:00 | FALSE | FALSE | FALSE | [6 empty] | AC | [7 empty] | FALSE
PLIPCCIYICSU | Parmida LLC | PARMIDA | PLED-T818W35KV2-AB-F | Linear Replacement Lamp | T8 Four-Foot | Dual Mode Internal Driver (UL Type A and Type B) |  | standard | FALSE | [10 empty] | August, 23 2018 00:00:00 | Not Dimmable | Not Dimmable | No |  | MMMRKC | [25 empty] | 4.4 | 2213.3 | 115.4 | 19.1 | 13.3 | 0.925 | 3500 | 81.4 |  |  |  | FALSE | FALSE | FALSE | [8 empty] | November, 02 2018 00:00:00 | FALSE | FALSE | FALSE | [6 empty] | AC | [7 empty] | FALSE
PLB5DZ5MN4WO | Parmida LLC | PARMIDA | PLED-T818W45KV2-AB-F | Linear Replacement Lamp | T8 Four-Foot | Dual Mode Internal Driver (UL Type A and Type B) |  | standard | FALSE | [10 empty] | August, 23 2018 00:00:00 | Not Dimmable | Not Dimmable | No |  | MMMRKC | [25 empty] | 4.4 | 2213.3 | 115.4 | 19.1 | 13.3 | 0.925 | 4500 | 81.4 |  |  |  | FALSE | FALSE | FALSE | [8 empty] | November, 02 2018 00:00:00 | FALSE | FALSE | FALSE | [6 empty] | AC | [7 empty] | FALSE
PL7C7F7NQAVG | Parmida LLC | PARMIDA | PLED-T818W3KV2-AB-F | Linear Replacement Lamp | T8 Four-Foot | Dual Mode Internal Driver (UL Type A and Type B) |  | standard | TRUE |  | 2213.37 | 115.4 | 19.18 | 13.2 | 0.925 | 2909 | 81.4 | 5 | 50000 | August, 23 2018 00:00:00 | Not Dimmable | Not Dimmable | No |  | MMMRKC | [15 empty] | 78.1 |  | 1.18 | 1.24 | [6 empty] | 5 | 2213.3 | 115.4 | 19.1 | 13.3 | 0.925 | 2909 | 81.4 |  |  |  | FALSE | FALSE | FALSE | [8 empty] | March, 30 2020 00:00:00 | FALSE | FALSE | FALSE | [6 empty] | AC | [7 empty] | FALSE
P3UDU5S9 | Green Creative LTD | GREEN CREATIVE | 13T8/4F/850/DIR/R | Linear Replacement Lamp | T8 Four-Foot | Replacement Lamps (plug and play) (UL Type A) |  | standard | FALSE | [10 empty] | August, 23 2018 00:00:00 | Not Dimmable | Not Dimmable | No | Updated on 09/20/2018 | NNNOBL | [25 empty] | 5 | 2050 | 124 | 16.5 | 14 | 0.9 | 5000 | 80 |  |  |  | FALSE | FALSE | FALSE | [8 empty] | March, 30 2020 00:00:00 | FALSE | FALSE | FALSE | [6 empty] | AC | [7 empty] | FALSE
PLANSAF2JVLE | Parmida LLC | PARMIDA | PLED-T818W5KV2-AB-F | Linear Replacement Lamp | T8 Four-Foot | Dual Mode Internal Driver (UL Type A and Type B) |  | standard | FALSE | [10 empty] | August, 23 2018 00:00:00 | Not Dimmable | Not Dimmable | No |  | MMMRKC | [25 empty] | 5 | 2298.7 | 120.1 | 19.1 | 13.3 | 0.925 | 4970 | 83.3 |  |  |  | FALSE | FALSE | FALSE | [8 empty] | March, 30 2020 00:00:00 | FALSE | FALSE | FALSE | [6 empty] | AC | [7 empty] | FALSE
PX069F5X | Green Creative LTD | GREEN CREATIVE | 13T8/4F/840/DIR/R | Linear Replacement Lamp | T8 Four-Foot | Replacement Lamps (plug and play) (UL Type A) |  | standard | TRUE |  | 1964 | 128.9 | 15.24 | 12.52 | 0.951 | 4035 | 80.9 | 5 |  | August, 23 2018 00:00:00 | Not Dimmable | Not Dimmable | No | Updated on 09/20/2018 | NNNOBL | [15 empty] | 82.4 |  | 1.28 | 1.32 | [6 empty] | 5 | 2050 | 124 | 16.5 | 14 | 0.9 | 4000 | 80 |  |  |  | FALSE | FALSE | FALSE | [8 empty] | March, 30 2020 00:00:00 | FALSE | FALSE | FALSE | [6 empty] | AC | [7 empty] | FALSE
PLFO2N714VQJ | Parmida LLC | PARMIDA | PLED-T818W4KV2-AB-F | Linear Replacement Lamp | T8 Four-Foot | Dual Mode Internal Driver (UL Type A and Type B) |  | standard | FALSE | [10 empty] | August, 23 2018 00:00:00 | Not Dimmable | Not Dimmable | No |  | MMMRKC | [25 empty] | 4.4 | 2213.3 | 115.4 | 19.1 | 13.3 | 0.925 | 4000 | 81.4 |  |  |  | FALSE | FALSE | FALSE | [8 empty] | November, 02 2018 00:00:00 | FALSE | FALSE | FALSE | [6 empty] | AC | [7 empty] | FALSE
PLIB5FSAELK6 | P.Q.L. Inc. | Superior Life | 91053 | Linear Replacement Lamp | T8 Four-Foot | Replacement Lamps (plug and play) (UL Type A) |  | standard | FALSE | [10 empty] | August, 20 2018 00:00:00 | Not Dimmable | Not Dimmable | No |  | CCCFYF | [25 empty] | 5 | 2100 | 116.7 | 18 | 20 | 0.9 | 3500 | 82 |  |  |  | FALSE | FALSE | FALSE | [8 empty] | March, 30 2020 00:00:00 | FALSE | FALSE | FALSE | [6 empty] | AC | [7 empty] | FALSE
PLUHJWD9ILEM | P.Q.L. Inc. | Superior Life | 91047 | Linear Replacement Lamp | T8 Four-Foot | Replacement Lamps (plug and play) (UL Type A) |  | standard | FALSE | [10 empty] | August, 20 2018 00:00:00 | Not Dimmable | Not Dimmable | No |  | CCCFYF | [25 empty] | 5 | 2200 | 122.2 | 18 | 20 | 0.9 | 4000 | 82 |  |  |  | FALSE | FALSE | FALSE | [8 empty] | March, 30 2020 00:00:00 | FALSE | FALSE | FALSE | [6 empty] | AC | [7 empty] | FALSE
PLTQ19HECDFB | P.Q.L. Inc. | Superior Life | 91052 | Linear Replacement Lamp | T8 Four-Foot | Replacement Lamps (plug and play) (UL Type A) |  | standard | TRUE |  | 2168 | 122.9 | 17.64 | 9.75 | 0.9698 | 3065 | 82.6 | 5 | 50000 | August, 20 2018 00:00:00 | Not Dimmable | Not Dimmable | No |  | CCCFYF | [15 empty] | 81.5 |  | 1.26 | 1.3 | [6 empty] | 5 | 2100 | 116.7 | 18 | 20 | 0.9 | 3000 | 82 |  |  |  | FALSE | FALSE | FALSE | [8 empty] | March, 30 2020 00:00:00 | FALSE | FALSE | FALSE | [6 empty] | AC | [7 empty] | FALSE
PL39CP8R8CR3 | P.Q.L. Inc. | Superior Life | 91048 | Linear Replacement Lamp | T8 Four-Foot | Replacement Lamps (plug and play) (UL Type A) |  | standard | FALSE | [10 empty] | August, 20 2018 00:00:00 | Not Dimmable | Not Dimmable | No |  | CCCFYF | [25 empty] | 5 | 2200 | 122.2 | 18 | 20 | 0.9 | 5000 | 82 |  |  |  | FALSE | FALSE | FALSE | [8 empty] | March, 30 2020 00:00:00 | FALSE | FALSE | FALSE | [6 empty] | AC | [7 empty] | FALSE
PL5HJR3BOK9Z | Voltech International Inc. | Technilight | TLT8U4P18P | Linear Replacement Lamp | T8 Four-Foot | Dual Mode Internal Driver (UL Type A and Type B) |  | standard | FALSE | [10 empty] | August, 17 2018 00:00:00 | Not Dimmable | Not Dimmable | no |  | HAHITN | [25 empty] | 5 | 2682 | 151.95 | 17.65 | 20.6 | 0.9238 | 5000 | 82.2 |  |  |  | FALSE | FALSE | FALSE | [8 empty] | March, 30 2020 00:00:00 | FALSE | FALSE | FALSE | [6 empty] | AC | [7 empty] | FALSE
PLBPWTUN5K7Z | Voltech International Inc. | Technilight | TLT8U4P18N | Linear Replacement Lamp | T8 Four-Foot | Dual Mode Internal Driver (UL Type A and Type B) |  | standard | TRUE |  | 2660 | 150.59 | 17.69 | 20.98 | 0.9268 | 3935 | 82.1 | 5 | 50000 | August, 17 2018 00:00:00 | Not Dimmable | Not Dimmable | no |  | HAHITN | [15 empty] | 84.5 |  | 1.2 | 1.34 | [6 empty] | 5 | 2664 | 150.59 | 17.69 | 20.98 | 0.9254 | 4000 | 82.1 |  |  |  | FALSE | FALSE | FALSE | [8 empty] | March, 30 2020 00:00:00 | FALSE | FALSE | FALSE | [6 empty] | AC | [7 empty] | FALSE
PWESVJB9 | ARKSMART INC | ARKSMART | ARK/UE/15K (3000K) | Linear Replacement Lamp | T8 Four-Foot | Dual Mode Internal Driver (UL Type A and Type B) |  | standard | TRUE |  | 2148.6 | 131.57 | 16.33 | 15.91 | 0.9596 | 3042 | 82.2 | 5 | 50000 | August, 17 2018 00:00:00 | Not Dimmable | Not Dimmable | No |  | EAEFRE | [15 empty] | 78.5 |  | 1.16 | 1.26 | [6 empty] | 5 | 2148.6 | 131.57 | 16.33 | 15.91 | 0.9596 | 3000 | 82.2 |  |  |  | FALSE | FALSE | FALSE | [8 empty] | March, 30 2020 00:00:00 | FALSE | FALSE | FALSE | [6 empty] | AC | [7 empty] | FALSE
PMBY5PZ0 | ARKSMART INC | ARKSMART | ARK/UE/15K (4000K) | Linear Replacement Lamp | T8 Four-Foot | Dual Mode Internal Driver (UL Type A and Type B) |  | standard | FALSE | [10 empty] | August, 17 2018 00:00:00 | Not Dimmable | Not Dimmable | No |  | EAEFRE | [25 empty] | 5 | 2148.6 | 131.57 | 16.33 | 15.91 | 0.9596 | 4000 | 82.2 |  |  |  | FALSE | FALSE | FALSE | [8 empty] | March, 30 2020 00:00:00 | FALSE | FALSE | FALSE | [6 empty] | AC | [7 empty] | FALSE
PF9BGOT3 | ARKSMART INC | ARKSMART | ARK/UE/15K (5000K) | Linear Replacement Lamp | T8 Four-Foot | Dual Mode Internal Driver (UL Type A and Type B) |  | standard | FALSE | [10 empty] | August, 17 2018 00:00:00 | Not Dimmable | Not Dimmable | No |  | EAEFRE | [25 empty] | 5 | 2345.8 | 143.83 | 16.31 | 15.91 | 0.9596 | 5000 | 82.5 |  |  |  | FALSE | FALSE | FALSE | [8 empty] | March, 30 2020 00:00:00 | FALSE | FALSE | FALSE | [6 empty] | AC | [7 empty] | FALSE
PLL093WR | ARKSMART INC | ARKSMART | ARK/UE/15K (3500K) | Linear Replacement Lamp | T8 Four-Foot | Dual Mode Internal Driver (UL Type A and Type B) |  | standard | FALSE | [10 empty] | August, 17 2018 00:00:00 | Not Dimmable | Not Dimmable | No |  | EAEFRE | [25 empty] | 5 | 2148.6 | 131.57 | 16.33 | 15.91 | 0.9596 | 3500 | 82.2 |  |  |  | FALSE | FALSE | FALSE | [8 empty] | March, 30 2020 00:00:00 | FALSE | FALSE | FALSE | [6 empty] | AC | [7 empty] | FALSE
P3QK7NT9 | ARKSMART INC | ARKSMART | ARK/UE/15K (4500K) | Linear Replacement Lamp | T8 Four-Foot | Dual Mode Internal Driver (UL Type A and Type B) |  | standard | FALSE | [10 empty] | August, 17 2018 00:00:00 | Not Dimmable | Not Dimmable | No |  | EAEFRE | [25 empty] | 5 | 2148.6 | 131.57 | 16.33 | 15.91 | 0.9596 | 4500 | 82.2 |  |  |  | FALSE | FALSE | FALSE | [8 empty] | March, 30 2020 00:00:00 | FALSE | FALSE | FALSE | [6 empty] | AC | [7 empty] | FALSE
P5SJ0IM5 | JIAXING SUPER LIGHTING ELECTRIC APPLIANCE CO.,LTD | Super | T8L-IDDM13-2000-4ft-ABA-C0 | Linear Replacement Lamp | T8 Four-Foot | Replacement Lamps (plug and play) (UL Type A) |  | standard | TRUE |  | 1948 | 119.7 | 16.28 | 11.43 | 0.9649 | 3089 | 82.8 | 5 | 50000 | August, 15 2018 00:00:00 | Not Dimmable | Not Dimmable | No | Updated on 08/21/2018 | OOOASG | [15 empty] | 81.5 |  | 1.24 | 1.3 | [6 empty] | 5 | 1900 | 119 | 16 | 20 | 0.9 | 3000 | 82 |  |  |  | FALSE | FALSE | FALSE | [8 empty] | March, 30 2020 00:00:00 | FALSE | FALSE | FALSE | [6 empty] | AC | [7 empty] | FALSE
POUV914I | JIAXING SUPER LIGHTING ELECTRIC APPLIANCE CO.,LTD | Super | T8L-IDDM13-1650-4ft-BBA-D0 | Linear Replacement Lamp | T8 Four-Foot | Replacement Lamps (plug and play) (UL Type A) |  | standard | FALSE | [10 empty] | August, 15 2018 00:00:00 | Not Dimmable | Not Dimmable | No | Updated on 08/21/2018 | OOOASF | [25 empty] | 5 | 1600 | 123 | 13 | 20 | 0.9 | 3500 | 82 |  |  |  | FALSE | FALSE | FALSE | [8 empty] | March, 30 2020 00:00:00 | FALSE | FALSE | FALSE | [6 empty] | AC | [7 empty] | FALSE
P4R9AJWS | JIAXING SUPER LIGHTING ELECTRIC APPLIANCE CO.,LTD | Super | T8L-IDDM13-2000-4ft-EBA-C0 | Linear Replacement Lamp | T8 Four-Foot | Replacement Lamps (plug and play) (UL Type A) |  | standard | FALSE | [10 empty] | August, 15 2018 00:00:00 | Not Dimmable | Not Dimmable | No | Updated on 08/21/2018 | OOOASG | [25 empty] | 5 | 2000 | 125 | 16 | 20 | 0.9 | 5000 | 82 |  |  |  | FALSE | FALSE | FALSE | [8 empty] | March, 30 2020 00:00:00 | FALSE | FALSE | FALSE | [6 empty] | AC | [7 empty] | FALSE
PGNWCCO9 | JIAXING SUPER LIGHTING ELECTRIC APPLIANCE CO.,LTD | Super | T8L-IDDM13-2000-4ft-BBA-D0 | Linear Replacement Lamp | T8 Four-Foot | Replacement Lamps (plug and play) (UL Type A) |  | standard | FALSE | [10 empty] | August, 15 2018 00:00:00 | Not Dimmable | Not Dimmable | No | Updated on 08/21/2018 | OOOASH | [25 empty] | 5 | 1900 | 119 | 16 | 20 | 0.9 | 3500 | 82 |  |  |  | FALSE | FALSE | FALSE | [8 empty] | March, 30 2020 00:00:00 | FALSE | FALSE | FALSE | [6 empty] | AC | [7 empty] | FALSE
P81WMN4A | JIAXING SUPER LIGHTING ELECTRIC APPLIANCE CO.,LTD | Super | T8L-IDDM13-2000-4ft-CBA-D0 | Linear Replacement Lamp | T8 Four-Foot | Replacement Lamps (plug and play) (UL Type A) |  | standard | FALSE | [10 empty] | August, 15 2018 00:00:00 | Not Dimmable | Not Dimmable | No | Updated on 08/21/2018 | OOOASH | [25 empty] | 5 | 2000 | 125 | 16 | 20 | 0.9 | 4000 | 82 |  |  |  | FALSE | FALSE | FALSE | [8 empty] | March, 30 2020 00:00:00 | FALSE | FALSE | FALSE | [6 empty] | AC | [7 empty] | FALSE
PMRGJGJ2 | JIAXING SUPER LIGHTING ELECTRIC APPLIANCE CO.,LTD | Super | T8L-IDDM13-2000-4ft-ABA-D0 | Linear Replacement Lamp | T8 Four-Foot | Replacement Lamps (plug and play) (UL Type A) |  | standard | TRUE |  | 1926 | 123.8 | 15.56 | 12.37 | 0.9623 | 3088 | 83 | 5 | 50000 | August, 15 2018 00:00:00 | Not Dimmable | Not Dimmable | No | Updated on 08/21/2018 | OOOASH | [15 empty] | 81.7 |  | 1.26 | 1.3 | [6 empty] | 5 | 1900 | 119 | 16 | 20 | 0.9 | 3000 | 82 |  |  |  | FALSE | FALSE | FALSE | [8 empty] | March, 30 2020 00:00:00 | FALSE | FALSE | FALSE | [6 empty] | AC | [7 empty] | FALSE
PERSBRRU | JIAXING SUPER LIGHTING ELECTRIC APPLIANCE CO.,LTD | Super | T8L-IDDM13-1650-4ft-ABA-D0 | Linear Replacement Lamp | T8 Four-Foot | Replacement Lamps (plug and play) (UL Type A) |  | standard | TRUE |  | 1643 | 126.3 | 13.02 | 15.72 | 0.9492 | 3060 | 83 | 5 | 50000 | August, 15 2018 00:00:00 | Not Dimmable | Not Dimmable | No | Updated on 08/21/2018 | OOOASF | [15 empty] | 81.5 |  | 1.24 | 1.32 | [6 empty] | 5 | 1600 | 123 | 13 | 20 | 0.9 | 3000 | 82 |  |  |  | FALSE | FALSE | FALSE | [8 empty] | March, 30 2020 00:00:00 | FALSE | FALSE | FALSE | [6 empty] | AC | [7 empty] | FALSE
PPUWAU98 | JIAXING SUPER LIGHTING ELECTRIC APPLIANCE CO.,LTD | Super | T8L-IDDM13-2000-4ft-BBA-C0 | Linear Replacement Lamp | T8 Four-Foot | Replacement Lamps (plug and play) (UL Type A) |  | standard | FALSE | [10 empty] | August, 15 2018 00:00:00 | Not Dimmable | Not Dimmable | No | Updated on 08/21/2018 | OOOASG | [25 empty] | 5 | 1900 | 119 | 16 | 20 | 0.9 | 3500 | 82 |  |  |  | FALSE | FALSE | FALSE | [8 empty] | March, 30 2020 00:00:00 | FALSE | FALSE | FALSE | [6 empty] | AC | [7 empty] | FALSE
PWQOYWAY | JIAXING SUPER LIGHTING ELECTRIC APPLIANCE CO.,LTD | Super | T8L-IDDM13-2000-4ft-EBA-D0 | Linear Replacement Lamp | T8 Four-Foot | Replacement Lamps (plug and play) (UL Type A) |  | standard | FALSE | [10 empty] | August, 15 2018 00:00:00 | Not Dimmable | Not Dimmable | No | Updated on 08/21/2018 | OOOASH | [25 empty] | 5 | 2000 | 125 | 16 | 20 | 0.9 | 5000 | 82 |  |  |  | FALSE | FALSE | FALSE | [8 empty] | March, 30 2020 00:00:00 | FALSE | FALSE | FALSE | [6 empty] | AC | [7 empty] | FALSE
PYO6Y9KD | JIAXING SUPER LIGHTING ELECTRIC APPLIANCE CO.,LTD | Super | T8L-IDDM13-1650-4ft-CBA-D0 | Linear Replacement Lamp | T8 Four-Foot | Replacement Lamps (plug and play) (UL Type A) |  | standard | FALSE | [10 empty] | August, 15 2018 00:00:00 | Not Dimmable | Not Dimmable | No | Updated on 08/21/2018 | OOOASF | [25 empty] | 5 | 1650 | 127 | 13 | 20 | 0.9 | 4000 | 82 |  |  |  | FALSE | FALSE | FALSE | [8 empty] | March, 30 2020 00:00:00 | FALSE | FALSE | FALSE | [6 empty] | AC | [7 empty] | FALSE
PLNLHPLO | JIAXING SUPER LIGHTING ELECTRIC APPLIANCE CO.,LTD | Super | T8L-IDDM13-1650-4ft-DBA-D0 | Linear Replacement Lamp | T8 Four-Foot | Replacement Lamps (plug and play) (UL Type A) |  | standard | FALSE | [10 empty] | August, 15 2018 00:00:00 | Not Dimmable | Not Dimmable | No | Updated on 08/21/2018 | OOOASF | [25 empty] | 5 | 1650 | 127 | 13 | 20 | 0.9 | 4500 | 82 |  |  |  | FALSE | FALSE | FALSE | [8 empty] | March, 30 2020 00:00:00 | FALSE | FALSE | FALSE | [6 empty] | AC | [7 empty] | FALSE
PIX190NB | JIAXING SUPER LIGHTING ELECTRIC APPLIANCE CO.,LTD | Super | T8L-IDDM13-2000-4ft-DBA-C0 | Linear Replacement Lamp | T8 Four-Foot | Replacement Lamps (plug and play) (UL Type A) |  | standard | FALSE | [10 empty] | August, 15 2018 00:00:00 | Not Dimmable | Not Dimmable | No | Updated on 08/21/2018 | OOOASG | [25 empty] | 5 | 2000 | 125 | 16 | 20 | 0.9 | 4500 | 82 |  |  |  | FALSE | FALSE | FALSE | [8 empty] | March, 30 2020 00:00:00 | FALSE | FALSE | FALSE | [6 empty] | AC | [7 empty] | FALSE
PCDJLE5S | JIAXING SUPER LIGHTING ELECTRIC APPLIANCE CO.,LTD | Super | T8L-IDDM13-2000-4ft-DBA-D0 | Linear Replacement Lamp | T8 Four-Foot | Replacement Lamps (plug and play) (UL Type A) |  | standard | FALSE | [10 empty] | August, 15 2018 00:00:00 | Not Dimmable | Not Dimmable | No | Updated on 08/21/2018 | OOOASH | [25 empty] | 5 | 2000 | 125 | 16 | 20 | 0.9 | 4500 | 82 |  |  |  | FALSE | FALSE | FALSE | [8 empty] | March, 30 2020 00:00:00 | FALSE | FALSE | FALSE | [6 empty] | AC | [7 empty] | FALSE
PJGFC3SJ | JIAXING SUPER LIGHTING ELECTRIC APPLIANCE CO.,LTD | Super | T8L-IDDM13-1650-4ft-EBA-D0 | Linear Replacement Lamp | T8 Four-Foot | Replacement Lamps (plug and play) (UL Type A) |  | standard | FALSE | [10 empty] | August, 15 2018 00:00:00 | Not Dimmable | Not Dimmable | No | Updated on 08/21/2018 | OOOASF | [25 empty] | 5 | 1650 | 127 | 13 | 20 | 0.9 | 5000 | 82 |  |  |  | FALSE | FALSE | FALSE | [8 empty] | March, 30 2020 00:00:00 | FALSE | FALSE | FALSE | [6 empty] | AC | [7 empty] | FALSE
PXQO32J0 | JIAXING SUPER LIGHTING ELECTRIC APPLIANCE CO.,LTD | Super | T8L-IDDM13-2000-4ft-CBA-C0 | Linear Replacement Lamp | T8 Four-Foot | Replacement Lamps (plug and play) (UL Type A) |  | standard | FALSE | [10 empty] | August, 15 2018 00:00:00 | Not Dimmable | Not Dimmable | No | Updated on 08/21/2018 | OOOASG | [25 empty] | 5 | 2000 | 125 | 16 | 20 | 0.9 | 4000 | 82 |  |  |  | FALSE | FALSE | FALSE | [8 empty] | March, 30 2020 00:00:00 | FALSE | FALSE | FALSE | [6 empty] | AC | [7 empty] | FALSE
PG9KWCWV | JIAXING SUPER LIGHTING ELECTRIC APPLIANCE CO.,LTD | Super | T8L-IDDM13-1650-4ft-BBA-C0 | Linear Replacement Lamp | T8 Four-Foot | Replacement Lamps (plug and play) (UL Type A) |  | standard | FALSE | [10 empty] | August, 14 2018 00:00:00 | Not Dimmable | Not Dimmable | No | Updated on 08/21/2018 | OOOASE | [25 empty] | 5 | 1600 | 123 | 13 | 20 | 0.9 | 3500 | 82 |  |  |  | FALSE | FALSE | FALSE | [8 empty] | March, 30 2020 00:00:00 | FALSE | FALSE | FALSE | [6 empty] | AC | [7 empty] | FALSE
P9VF3FWJ | JIAXING SUPER LIGHTING ELECTRIC APPLIANCE CO.,LTD | Super | T8L-IDDM13-1650-4ft-DBA-C0 | Linear Replacement Lamp | T8 Four-Foot | Replacement Lamps (plug and play) (UL Type A) |  | standard | FALSE | [10 empty] | August, 14 2018 00:00:00 | Not Dimmable | Not Dimmable | No | Updated on 08/21/2018 | OOOASE | [25 empty] | 5 | 1650 | 127 | 13 | 20 | 0.9 | 4500 | 82 |  |  |  | FALSE | FALSE | FALSE | [8 empty] | March, 30 2020 00:00:00 | FALSE | FALSE | FALSE | [6 empty] | AC | [7 empty] | FALSE
P0JYCM7Z | JIAXING SUPER LIGHTING ELECTRIC APPLIANCE CO.,LTD | Super | T8L-IDDM13-1650-4ft-ABA-C0 | Linear Replacement Lamp | T8 Four-Foot | Replacement Lamps (plug and play) (UL Type A) |  | standard | TRUE |  | 1672 | 128.7 | 13 | 15.68 | 0.9503 | 3059 | 82.9 | 5 | 50000 | August, 14 2018 00:00:00 | Not Dimmable | Not Dimmable | No | Updated on 08/21/2018 | OOOASE | [15 empty] | 81.6 |  | 1.26 | 1.3 | [6 empty] | 5 | 1600 | 123 | 13 | 20 | 0.9 | 3000 | 82 |  |  |  | FALSE | FALSE | FALSE | [8 empty] | March, 30 2020 00:00:00 | FALSE | FALSE | FALSE | [6 empty] | AC | [7 empty] | FALSE
PZBNAS6B | JIAXING SUPER LIGHTING ELECTRIC APPLIANCE CO.,LTD | Super | T8L-IDDM13-1650-4ft-CBA-C0 | Linear Replacement Lamp | T8 Four-Foot | Replacement Lamps (plug and play) (UL Type A) |  | standard | FALSE | [10 empty] | August, 14 2018 00:00:00 | Not Dimmable | Not Dimmable | No | Updated on 08/21/2018 | OOOASE | [25 empty] | 5 | 1650 | 127 | 13 | 20 | 0.9 | 4000 | 82 |  |  |  | FALSE | FALSE | FALSE | [8 empty] | March, 30 2020 00:00:00 | FALSE | FALSE | FALSE | [6 empty] | AC | [7 empty] | FALSE
PGP2AYTD | JIAXING SUPER LIGHTING ELECTRIC APPLIANCE CO.,LTD | Super | T8L-IDDM13-1650-4ft-EBA-C0 | Linear Replacement Lamp | T8 Four-Foot | Replacement Lamps (plug and play) (UL Type A) |  | standard | FALSE | [10 empty] | August, 14 2018 00:00:00 | Not Dimmable | Not Dimmable | No | Updated on 08/21/2018 | OOOASE | [25 empty] | 5 | 1650 | 127 | 13 | 20 | 0.9 | 5000 | 82 |  |  |  | FALSE | FALSE | FALSE | [8 empty] | March, 30 2020 00:00:00 | FALSE | FALSE | FALSE | [6 empty] | AC | [7 empty] | FALSE
PL25HL91R11T | Rocket Lite Inc. | Rocket Lite | RLI-T818WNA-5000K | Linear Replacement Lamp | T8 Four-Foot | Replacement Lamps (plug and play) (UL Type A) |  | standard | FALSE | [10 empty] | August, 10 2018 00:00:00 | Not Dimmable | Not Dimmable | No |  | XXXCME | [25 empty] | 5 | 2404.16 | 136.6 | 17.6 | 20.25 | 0.967 | 5000 | 83.6 |  |  |  | FALSE | FALSE | FALSE | [8 empty] | March, 30 2020 00:00:00 | FALSE | FALSE | FALSE | [6 empty] | AC | [7 empty] | FALSE
PL389L5YUYUS | Rocket Lite Inc. | Rocket Lite | RLI-T818WNA-4000K | Linear Replacement Lamp | T8 Four-Foot | Replacement Lamps (plug and play) (UL Type A) |  | standard | FALSE | [10 empty] | August, 10 2018 00:00:00 | Not Dimmable | Not Dimmable | No |  | XXXCME | [25 empty] | 5 | 2353.75 | 134.5 | 17.5 | 20.25 | 0.967 | 4000 | 82.9 |  |  |  | FALSE | FALSE | FALSE | [8 empty] | March, 30 2020 00:00:00 | FALSE | FALSE | FALSE | [6 empty] | AC | [7 empty] | FALSE
PLHK696YIYRT | Rocket Lite Inc. | Rocket Lite | RLI-T818WNA-4500K | Linear Replacement Lamp | T8 Four-Foot | Replacement Lamps (plug and play) (UL Type A) |  | standard | FALSE | [10 empty] | August, 10 2018 00:00:00 | Not Dimmable | Not Dimmable | No |  | XXXCME | [25 empty] | 5 | 2371.25 | 135.5 | 17.5 | 20.25 | 0.967 | 4500 | 83.2 |  |  |  | FALSE | FALSE | FALSE | [8 empty] | March, 30 2020 00:00:00 | FALSE | FALSE | FALSE | [6 empty] | AC | [7 empty] | FALSE
PLSBEWBEQUOH | Rocket Lite Inc. | Rocket Lite | RLI-T818WNA-3000K | Linear Replacement Lamp | T8 Four-Foot | Replacement Lamps (plug and play) (UL Type A) |  | standard | TRUE |  | 2309.4 | 132.3 | 17.45 | 19.83 | 0.8896 | 3003 | 82.2 | 5 | 50000 | August, 10 2018 00:00:00 | Not Dimmable | Not Dimmable | No |  | XXXCME | [15 empty] | 83.8 |  | 1.22 | 1.3 | [6 empty] | 5 | 2317.01 | 132.4 | 17.5 | 20.25 | 0.967 | 3000 | 82.2 |  |  |  | FALSE | FALSE | FALSE | [8 empty] | March, 30 2020 00:00:00 | FALSE | FALSE | FALSE | [6 empty] | AC | [7 empty] | FALSE
PLTBST6O09RO | Rocket Lite Inc. | Rocket Lite | RLI-T818WNA-3500K | Linear Replacement Lamp | T8 Four-Foot | Replacement Lamps (plug and play) (UL Type A) |  | standard | FALSE | [10 empty] | August, 10 2018 00:00:00 | Not Dimmable | Not Dimmable | No |  | XXXCME | [25 empty] | 5 | 2334.5 | 133.4 | 17.5 | 20.25 | 0.967 | 3500 | 82.5 |  |  |  | FALSE | FALSE | FALSE | [8 empty] | March, 30 2020 00:00:00 | FALSE | FALSE | FALSE | [6 empty] | AC | [7 empty] | FALSE
PLTZCXR2GTZI | Archipelago Lighting, Inc. | LIFEBULB | LBU8F2141A | Linear Replacement Lamp | T8 Four-Foot | Dual Mode Internal Driver (UL Type A and Type B) |  | standard | FALSE | [10 empty] | August, 08 2018 00:00:00 | Dimmable | Continuous Below 10 | No |  | JJJNPI | [25 empty] | 5 | 2100 | 120 | 17.5 | 12.61 | 0.96 | 4000 | 83 |  |  |  | FALSE | FALSE | FALSE | [8 empty] | March, 30 2020 00:00:00 | FALSE | FALSE | FALSE | [6 empty] | AC | [7 empty] | FALSE
PL3NYW49D3WI | Archipelago Lighting, Inc. | LIFEBULB | LBU8F2130A | Linear Replacement Lamp | T8 Four-Foot | Dual Mode Internal Driver (UL Type A and Type B) |  | standard | TRUE |  | 2067 | 132.8 | 15.57 | 12.61 | 0.9617 | 2942 | 81.1 | 5 | 50000 | August, 08 2018 00:00:00 | Dimmable | Continuous Below 10 | No |  | JJJNPI | [15 empty] | 82.2 |  | 1.22 | 1.22 | [6 empty] | 5 | 2000 | 114 | 17.5 | 12.61 | 0.96 | 3000 | 83 |  |  |  | FALSE | FALSE | FALSE | [8 empty] | March, 30 2020 00:00:00 | FALSE | FALSE | FALSE | [6 empty] | AC | [7 empty] | FALSE
PLFM4ZCXCCQ4 | Archipelago Lighting, Inc. | LIFEBULB | LBU8F1830A | Linear Replacement Lamp | T8 Four-Foot | Dual Mode Internal Driver (UL Type A and Type B) |  | standard | TRUE |  | 1862 | 131.1 | 14.2 | 14.39 | 0.9553 | 2947 | 81 | 5 | 50000 | August, 08 2018 00:00:00 | Dimmable | Continuous Below 10 | No |  | JJJNPH | [15 empty] | 82.3 |  | 1.22 | 1.26 | [6 empty] | 5 | 1800 | 116 | 15.5 | 14.39 | 0.96 | 3000 | 83 |  |  |  | FALSE | FALSE | FALSE | [8 empty] | March, 30 2020 00:00:00 | FALSE | FALSE | FALSE | [6 empty] | AC | [7 empty] | FALSE
PRXWW2V2 | HK Syhdee LIGHTING Co., LIMITED. | SYHDEE | SYHU-T8LABUL1212M-35-C | Linear Replacement Lamp | T8 Four-Foot | Dual Mode Internal Driver (UL Type A and Type B) |  | standard | FALSE | [10 empty] | August, 08 2018 00:00:00 | Not Dimmable | Not Dimmable | No |  | RRRUVW | [25 empty] | 5 | 1718.94 | 127.23 | 13.51 | 15 | 0.9 | 3500 | 90 |  |  |  | FALSE | FALSE | FALSE | [8 empty] | March, 30 2020 00:00:00 | FALSE | FALSE | FALSE | [6 empty] | AC | [7 empty] | FALSE
PMPJS76E | HK Syhdee LIGHTING Co., LIMITED. | SYHDEE | SYHU-T8LABUL1212M-50-C | Linear Replacement Lamp | T8 Four-Foot | Dual Mode Internal Driver (UL Type A and Type B) |  | standard | FALSE | [10 empty] | August, 08 2018 00:00:00 | Not Dimmable | Not Dimmable | No |  | RRRUVW | [25 empty] | 5 | 1755.57 | 129.85 | 13.52 | 15 | 0.9 | 5000 | 90 |  |  |  | FALSE | FALSE | FALSE | [8 empty] | March, 30 2020 00:00:00 | FALSE | FALSE | FALSE | [6 empty] | AC | [7 empty] | FALSE
PLZGM5XOBQTC | Archipelago Lighting, Inc. | LIFEBULB | LBU8F1835A | Linear Replacement Lamp | T8 Four-Foot | Dual Mode Internal Driver (UL Type A and Type B) |  | standard | FALSE | [10 empty] | August, 08 2018 00:00:00 | Dimmable | Continuous Below 10 | FALSE |  | JJJNPH | [25 empty] | 4.4 | 1800 | 116 | 15.5 | 14.39 | 0.96 | 3500 | 83 |  |  |  | FALSE | FALSE | FALSE | [8 empty] | November, 02 2018 00:00:00 | FALSE | FALSE | FALSE | [6 empty] | AC | [7 empty] | FALSE
PLQ4DM7Y7UXY | Archipelago Lighting, Inc. | LIFEBULB | LBU8F1850A | Linear Replacement Lamp | T8 Four-Foot | Dual Mode Internal Driver (UL Type A and Type B) |  | standard | FALSE | [10 empty] | August, 08 2018 00:00:00 | Dimmable | Continuous Below 10 | No |  | JJJNPH | [25 empty] | 5 | 1900 | 123 | 15.5 | 14.2 | 0.96 | 5000 | 83 |  |  |  | FALSE | FALSE | FALSE | [8 empty] | March, 30 2020 00:00:00 | FALSE | FALSE | FALSE | [6 empty] | AC | [7 empty] | FALSE
PLIDJ2ENJPYC | Archipelago Lighting, Inc. | LIFEBULB | LBU8F1841A | Linear Replacement Lamp | T8 Four-Foot | Dual Mode Internal Driver (UL Type A and Type B) |  | standard | FALSE | [10 empty] | August, 08 2018 00:00:00 | Dimmable | Continuous Below 10 | No |  | JJJNPH | [25 empty] | 5 | 1900 | 123 | 15.5 | 14.39 | 0.96 | 4000 | 83 |  |  |  | FALSE | FALSE | FALSE | [8 empty] | March, 30 2020 00:00:00 | FALSE | FALSE | FALSE | [6 empty] | AC | [7 empty] | FALSE
PLJHTSOC2DGI | Archipelago Lighting, Inc. | LIFEBULB | LBU8F2135A | Linear Replacement Lamp | T8 Four-Foot | Dual Mode Internal Driver (UL Type A and Type B) |  | standard | FALSE | [10 empty] | August, 08 2018 00:00:00 | Dimmable | Continuous Below 10 | FALSE |  | JJJNPI | [25 empty] | 4.4 | 2000 | 114 | 17.5 | 12.61 | 0.96 | 3500 | 83 |  |  |  | FALSE | FALSE | FALSE | [8 empty] | November, 02 2018 00:00:00 | FALSE | FALSE | FALSE | [6 empty] | AC | [7 empty] | FALSE
PDS3XVV4 | HK Syhdee LIGHTING Co., LIMITED. | SYHDEE | SYHU-T8LABUL1212M-40-C | Linear Replacement Lamp | T8 Four-Foot | Dual Mode Internal Driver (UL Type A and Type B) |  | standard | FALSE | [10 empty] | August, 08 2018 00:00:00 | Not Dimmable | Not Dimmable | No |  | RRRUVW | [25 empty] | 5 | 1728.1 | 127.91 | 13.51 | 15 | 0.9 | 4000 | 90 |  |  |  | FALSE | FALSE | FALSE | [8 empty] | March, 30 2020 00:00:00 | FALSE | FALSE | FALSE | [6 empty] | AC | [7 empty] | FALSE
PLOWZWUALQZ2 | Archipelago Lighting, Inc. | LIFEBULB | LBU8F2150A | Linear Replacement Lamp | T8 Four-Foot | Dual Mode Internal Driver (UL Type A and Type B) |  | standard | FALSE | [10 empty] | August, 08 2018 00:00:00 | Dimmable | Continuous Below 10 | No |  | JJJNPI | [25 empty] | 5 | 2200 | 126 | 17.5 | 12.51 | 0.96 | 5000 | 83 |  |  |  | FALSE | FALSE | FALSE | [8 empty] | March, 30 2020 00:00:00 | FALSE | FALSE | FALSE | [6 empty] | AC | [7 empty] | FALSE
PK4LDR7Y | HK Syhdee LIGHTING Co., LIMITED. | SYHDEE | SYHU-T8LABUL1212M-45-C | Linear Replacement Lamp | T8 Four-Foot | Dual Mode Internal Driver (UL Type A and Type B) |  | standard | FALSE | [10 empty] | August, 08 2018 00:00:00 | Not Dimmable | Not Dimmable | No |  | RRRUVW | [25 empty] | 5 | 1737.26 | 128.59 | 13.51 | 15 | 0.9 | 4500 | 90 |  |  |  | FALSE | FALSE | FALSE | [8 empty] | March, 30 2020 00:00:00 | FALSE | FALSE | FALSE | [6 empty] | AC | [7 empty] | FALSE
PSYUFXJ5 | HK Syhdee LIGHTING Co., LIMITED. | SYHDEE | SYHU-T8LABUL1212M-30-C | Linear Replacement Lamp | T8 Four-Foot | Dual Mode Internal Driver (UL Type A and Type B) |  | standard | TRUE |  | 1727.87 | 126.03 | 13.71 | 19.65 | 0.948 | 2908 | 91.5 | 5 | 50000 | August, 08 2018 00:00:00 | Not Dimmable | Not Dimmable | No |  | RRRUVW | [15 empty] | 90.4 |  | 1.28 | 1.24 | [6 empty] | 5 | 1709.78 | 126.65 | 13.5 | 15 | 0.9 | 3000 | 90 |  |  |  | FALSE | FALSE | FALSE | [8 empty] | March, 30 2020 00:00:00 | FALSE | FALSE | FALSE | [6 empty] | AC | [7 empty] | FALSE
P61Q9FTQ | HK Syhdee LIGHTING Co., LIMITED. | SYHDEE | SYHU-T8GABUL1212M-30-D | Linear Replacement Lamp | T8 Four-Foot | Dual Mode Internal Driver (UL Type A and Type B) |  | standard | TRUE |  | 1653.29 | 123.38 | 13.4 | 22.79 | 0.9024 | 2926 | 91.1 | 5 | 50000 | August, 07 2018 00:00:00 | Not Dimmable | Not Dimmable | No |  | RRRUVU | [15 empty] | 83.9 |  | 1.2 | 1.3 | [6 empty] | 5 | 1646.62 | 123.62 | 13.32 | 15 | 0.9 | 3000 | 90 |  |  |  | FALSE | FALSE | FALSE | [8 empty] | March, 30 2020 00:00:00 | FALSE | FALSE | FALSE | [6 empty] | AC | [7 empty] | FALSE
PTAP2S50 | HK Syhdee LIGHTING Co., LIMITED. | SYHDEE | SYHU-T8GABUL1212M-40-D | Linear Replacement Lamp | T8 Four-Foot | Dual Mode Internal Driver (UL Type A and Type B) |  | standard | FALSE | [10 empty] | August, 07 2018 00:00:00 | Not Dimmable | Not Dimmable | No |  | RRRUVU | [25 empty] | 5 | 1668.17 | 125.43 | 13.3 | 15 | 0.9 | 4000 | 90 |  |  |  | FALSE | FALSE | FALSE | [8 empty] | March, 30 2020 00:00:00 | FALSE | FALSE | FALSE | [6 empty] | AC | [7 empty] | FALSE
P5PX1IMV | HK Syhdee LIGHTING Co., LIMITED. | SYHDEE | SYHU-T8GABUL1212M-45-D | Linear Replacement Lamp | T8 Four-Foot | Dual Mode Internal Driver (UL Type A and Type B) |  | standard | FALSE | [10 empty] | August, 07 2018 00:00:00 | Not Dimmable | Not Dimmable | No |  | RRRUVU | [25 empty] | 5 | 1678.95 | 126.24 | 13.3 | 15 | 0.9 | 4500 | 90 |  |  |  | FALSE | FALSE | FALSE | [8 empty] | March, 30 2020 00:00:00 | FALSE | FALSE | FALSE | [6 empty] | AC | [7 empty] | FALSE
PEER5KSO | HK Syhdee LIGHTING Co., LIMITED. | SYHDEE | SYHU-T8GABUL1212M-35-D | Linear Replacement Lamp | T8 Four-Foot | Dual Mode Internal Driver (UL Type A and Type B) |  | standard | FALSE | [10 empty] | August, 07 2018 00:00:00 | Not Dimmable | Not Dimmable | No |  | RRRUVU | [25 empty] | 5 | 1657.4 | 124.62 | 13.3 | 15 | 0.9 | 3500 | 90 |  |  |  | FALSE | FALSE | FALSE | [8 empty] | March, 30 2020 00:00:00 | FALSE | FALSE | FALSE | [6 empty] | AC | [7 empty] | FALSE
PXHILYD3 | HK Syhdee LIGHTING Co., LIMITED. | SYHDEE | SYHU-T8GABUL1212M-50-D | Linear Replacement Lamp | T8 Four-Foot | Dual Mode Internal Driver (UL Type A and Type B) |  | standard | FALSE | [10 empty] | August, 07 2018 00:00:00 | Not Dimmable | Not Dimmable | No |  | RRRUVU | [25 empty] | 5 | 1700.5 | 128.05 | 13.28 | 15 | 0.9 | 5000 | 90 |  |  |  | FALSE | FALSE | FALSE | [8 empty] | March, 30 2020 00:00:00 | FALSE | FALSE | FALSE | [6 empty] | AC | [7 empty] | FALSE
PW37F6T1 | Hengdian Group Tospo Lighting Co.,Ltd | TOSPO | G7 TP120-277-17/T8 G13 DR-IS/RS PC VE 4000K | Linear Replacement Lamp | T8 Four-Foot | Replacement Lamps (plug and play) (UL Type A) |  | standard | TRUE |  | 2245 | 134.8 | 16.65 | 10.99 | 0.9663 | 3973 | 82 | 5 | 50000 | August, 06 2018 00:00:00 | Not Dimmable | Not Dimmable | No |  | BBBEID | [15 empty] | 82 |  | 1.24 | 1.28 | [6 empty] | 5 | 2200 | 129 | 17 | 20 | 0.9 | 4000 | 80 |  |  |  | FALSE | FALSE | FALSE | [8 empty] | March, 30 2020 00:00:00 | FALSE | FALSE | FALSE | [6 empty] | AC | [7 empty] | FALSE
PL7H5YMLF21B | ENVISION LED LIGHTING, INC. | Envision LED | LED-T8DF-GLF5-4FT-18W-50K | Linear Replacement Lamp | T8 Four-Foot | Replacement Lamps (plug and play) (UL Type A) |  | standard | FALSE | [10 empty] | August, 06 2018 00:00:00 | Not Dimmable | Not Dimmable | no |  | ZZZCAU | [25 empty] | 5 | 2200 | 122.22 | 18 | 11.89 | 0.97 | 5000 | 83.9 |  |  |  | FALSE | FALSE | FALSE | [8 empty] | March, 30 2020 00:00:00 | FALSE | FALSE | FALSE | [6 empty] | AC | [7 empty] | FALSE
PLT4P6GS0PBF | ENVISION LED LIGHTING, INC. | Envision LED | LED-T8DF-GLF5-4FT-18W-40K | Linear Replacement Lamp | T8 Four-Foot | Replacement Lamps (plug and play) (UL Type A) |  | standard | TRUE |  | 2376 | 117.05 | 20.3 | 11.38 | 0.9765 | 4065 | 82.7 | 5 | 50000 | August, 06 2018 00:00:00 | Not Dimmable | Not Dimmable | no |  | ZZZCAU | [15 empty] | 84.9 |  | 1.22 | 1.28 | [6 empty] | 5 | 2100 | 116.67 | 18 | 11.38 | 0.98 | 4000 | 82.7 |  |  |  | FALSE | FALSE | FALSE | [8 empty] | March, 30 2020 00:00:00 | FALSE | FALSE | FALSE | [6 empty] | AC | [7 empty] | FALSE
PX7RCCD0 | Hengdian Group Tospo Lighting Co.,Ltd | TOSPO | G8 TP120-277-14/T8 G13 DR GLASS VE 5000K | Linear Replacement Lamp | T8 Four-Foot | Replacement Lamps (plug and play) (UL Type A) |  | standard | FALSE | [10 empty] | August, 06 2018 00:00:00 | Not Dimmable | Not Dimmable | No |  | BBBEIE | [25 empty] | 5 | 1800 | 128 | 14 | 20 | 0.9 | 5000 | 80 |  |  |  | FALSE | FALSE | FALSE | [8 empty] | March, 30 2020 00:00:00 | FALSE | FALSE | FALSE | [6 empty] | AC | [7 empty] | FALSE
P1SVX3WZ | Hengdian Group Tospo Lighting Co.,Ltd | TOSPO | G8 TP120-277-14/T8 G13 DR GLASS VE 3500K | Linear Replacement Lamp | T8 Four-Foot | Replacement Lamps (plug and play) (UL Type A) |  | standard | TRUE |  | 1903 | 130.1 | 14.63 | 13.63 | 0.9578 | 3486 | 81.9 | 5 | 50000 | August, 06 2018 00:00:00 | Not Dimmable | Not Dimmable | No |  | BBBEIE | [15 empty] | 81.4 |  | 1.26 | 1.32 | [6 empty] | 5 | 1800 | 128 | 14 | 20 | 0.9 | 3500 | 80 |  |  |  | FALSE | FALSE | FALSE | [8 empty] | March, 30 2020 00:00:00 | FALSE | FALSE | FALSE | [6 empty] | AC | [7 empty] | FALSE
PQQ918GE | Hengdian Group Tospo Lighting Co.,Ltd | TOSPO | G7 TP120-277-17/T8 G13 DR PC VE 5000K | Linear Replacement Lamp | T8 Four-Foot | Replacement Lamps (plug and play) (UL Type A) |  | standard | FALSE | [10 empty] | August, 06 2018 00:00:00 | Not Dimmable | Not Dimmable | No |  | BBBEIF | [25 empty] | 5 | 2200 | 129 | 17 | 20 | 0.9 | 5000 | 80 |  |  |  | FALSE | FALSE | FALSE | [8 empty] | March, 30 2020 00:00:00 | FALSE | FALSE | FALSE | [6 empty] | AC | [7 empty] | FALSE
P5WXAFLH | Hengdian Group Tospo Lighting Co.,Ltd | TOSPO | G8 TP120-277-14/T8 G13 DR GLASS VE 4000K | Linear Replacement Lamp | T8 Four-Foot | Replacement Lamps (plug and play) (UL Type A) |  | standard | FALSE | [10 empty] | August, 06 2018 00:00:00 | Not Dimmable | Not Dimmable | No |  | BBBEIE | [25 empty] | 5 | 1800 | 128 | 14 | 20 | 0.9 | 4000 | 80 |  |  |  | FALSE | FALSE | FALSE | [8 empty] | March, 30 2020 00:00:00 | FALSE | FALSE | FALSE | [6 empty] | AC | [7 empty] | FALSE
P6ZQW5WT | Hengdian Group Tospo Lighting Co.,Ltd | TOSPO | G7 TP120-277-17/T8 G13 DR PC VE 4000K | Linear Replacement Lamp | T8 Four-Foot | Replacement Lamps (plug and play) (UL Type A) |  | standard | TRUE |  | 2244 | 133.8 | 16.77 | 10.88 | 0.9668 | 3988 | 81.7 | 5 | 50000 | August, 06 2018 00:00:00 | Not Dimmable | Not Dimmable | No |  | BBBEIF | [15 empty] | 81.9 |  | 1.24 | 1.28 | [6 empty] | 5 | 2200 | 129 | 17 | 20 | 0.9 | 4000 | 80 |  |  |  | FALSE | FALSE | FALSE | [8 empty] | March, 30 2020 00:00:00 | FALSE | FALSE | FALSE | [6 empty] | AC | [7 empty] | FALSE
P0I4OVFY | Hengdian Group Tospo Lighting Co.,Ltd | TOSPO | G7 TP120-277-12/T8 G13 DR-IS GLASS VE 4000K | Linear Replacement Lamp | T8 Four-Foot | Replacement Lamps (plug and play) (UL Type A) |  | standard | TRUE |  | 1730 | 130.9 | 13.22 | 15.51 | 0.9503 | 3974 | 81.7 | 5 | 50000 | August, 06 2018 00:00:00 | Not Dimmable | Not Dimmable | No |  | BBBEIG | [15 empty] | 81.5 |  | 1.28 | 1.32 | [6 empty] | 5 | 1600 | 133 | 12 | 20 | 0.9 | 4000 | 80 |  |  |  | FALSE | FALSE | FALSE | [8 empty] | March, 30 2020 00:00:00 | FALSE | FALSE | FALSE | [6 empty] | AC | [7 empty] | FALSE
PAOS15E8 | Hengdian Group Tospo Lighting Co.,Ltd | TOSPO | G7 TP120-277-14/T8 G13 DR PC VE 4000K | Linear Replacement Lamp | T8 Four-Foot | Replacement Lamps (plug and play) (UL Type A) |  | standard | FALSE | [10 empty] | August, 06 2018 00:00:00 | Not Dimmable | Not Dimmable | No |  | BBBEIO | [25 empty] | 5 | 1800 | 128 | 14 | 20 | 0.9 | 4000 | 80 |  |  |  | FALSE | FALSE | FALSE | [8 empty] | March, 30 2020 00:00:00 | FALSE | FALSE | FALSE | [6 empty] | AC | [7 empty] | FALSE
PNU3X6Y5 | Hengdian Group Tospo Lighting Co.,Ltd | TOSPO | G7 TP120-277-14/T8 G13 DR PC VE 3500K | Linear Replacement Lamp | T8 Four-Foot | Replacement Lamps (plug and play) (UL Type A) |  | standard | TRUE |  | 1749 | 121.8 | 14.36 | 13.65 | 0.9562 | 3432 | 84.4 | 5 | 50000 | August, 06 2018 00:00:00 | Not Dimmable | Not Dimmable | No |  | BBBEIO | [15 empty] | 81.7 |  | 1.2 | 1.3 | [6 empty] | 5 | 1800 | 128 | 14 | 20 | 0.9 | 3500 | 80 |  |  |  | FALSE | FALSE | FALSE | [8 empty] | March, 30 2020 00:00:00 | FALSE | FALSE | FALSE | [6 empty] | AC | [7 empty] | FALSE
P8ZKQ9TK | Hengdian Group Tospo Lighting Co.,Ltd | TOSPO | G7 TP120-277-14/T8 G13 DR PC VE 5000K | Linear Replacement Lamp | T8 Four-Foot | Replacement Lamps (plug and play) (UL Type A) |  | standard | FALSE | [10 empty] | August, 06 2018 00:00:00 | Not Dimmable | Not Dimmable | No |  | BBBEIO | [25 empty] | 5 | 1800 | 128 | 14 | 20 | 0.9 | 5000 | 80 |  |  |  | FALSE | FALSE | FALSE | [8 empty] | March, 30 2020 00:00:00 | FALSE | FALSE | FALSE | [6 empty] | AC | [7 empty] | FALSE
PSJLYAL3 | Hengdian Group Tospo Lighting Co.,Ltd | TOSPO | G7 TP120-277-12/T8 G13 DR-IS GLASS VE 5000K | Linear Replacement Lamp | T8 Four-Foot | Replacement Lamps (plug and play) (UL Type A) |  | standard | FALSE | [10 empty] | August, 06 2018 00:00:00 | Not Dimmable | Not Dimmable | No |  | BBBEIG | [25 empty] | 5 | 1600 | 133 | 12 | 20 | 0.9 | 5000 | 80 |  |  |  | FALSE | FALSE | FALSE | [8 empty] | March, 30 2020 00:00:00 | FALSE | FALSE | FALSE | [6 empty] | AC | [7 empty] | FALSE
PYPKK78I | ESL Vision | ESL Vision | ESL-T8-GDT-15W-F135 | Linear Replacement Lamp | T8 Four-Foot | Dual Mode Internal Driver (UL Type A and Type B) |  | standard | FALSE | [10 empty] | August, 03 2018 00:00:00 | Not Dimmable | Not Dimmable | No |  | WWWCAG | [25 empty] | 5 | 2118 | 121.01 | 17.5 | 15 | 0.8956 | 3500 | 80 |  |  |  | FALSE | FALSE | FALSE | [8 empty] | March, 30 2020 00:00:00 | FALSE | FALSE | FALSE | [6 empty] | AC | [7 empty] | FALSE
PWWMJRS6 | ARKSMART INC | ARKSMART | ARK/UA/15K (4500K) | Linear Replacement Lamp | T8 Four-Foot | Replacement Lamps (plug and play) (UL Type A) |  | standard | FALSE | [10 empty] | August, 03 2018 00:00:00 | Not Dimmable | Not Dimmable | No |  | EAEFRA | [25 empty] | 5 | 2203 | 127.64 | 17.26 | 16.11 | 0.9594 | 4500 | 82.3 |  |  |  | FALSE | FALSE | FALSE | [8 empty] | March, 30 2020 00:00:00 | FALSE | FALSE | FALSE | [6 empty] | AC | [7 empty] | FALSE
PS7NTHZG | ARKSMART INC | ARKSMART | ARK/UA/15K (3000K) | Linear Replacement Lamp | T8 Four-Foot | Replacement Lamps (plug and play) (UL Type A) |  | standard | TRUE |  | 2203 | 127.64 | 17.26 | 16.11 | 0.9594 | 3049 | 82.3 | 5 | 50000 | August, 03 2018 00:00:00 | Not Dimmable | Not Dimmable | No |  | EAEFRA | [15 empty] | 78.7 |  | 1.16 | 1.26 | [6 empty] | 5 | 2203 | 127.64 | 17.26 | 16.11 | 0.9594 | 3000 | 82.3 |  |  |  | FALSE | FALSE | FALSE | [8 empty] | March, 30 2020 00:00:00 | FALSE | FALSE | FALSE | [6 empty] | AC | [7 empty] | FALSE
P6SI7RJ5 | ESL Vision | ESL Vision | ESL-T8-GDT-15W-F130 | Linear Replacement Lamp | T8 Four-Foot | Dual Mode Internal Driver (UL Type A and Type B) |  | standard | TRUE |  | 2099 | 118.99 | 17.64 | 7.67 | 0.8956 | 2915 | 82.9 | 5 | 50000 | August, 03 2018 00:00:00 | Not Dimmable | Not Dimmable | No |  | WWWCAG | [15 empty] | 84.1 |  | 1.22 | 1.3 | [6 empty] | 5 | 2099 | 118.99 | 17.64 | 15 | 0.8956 | 3000 | 80 |  |  |  | FALSE | FALSE | FALSE | [8 empty] | March, 30 2020 00:00:00 | FALSE | FALSE | FALSE | [6 empty] | AC | [7 empty] | FALSE
PW70JAU3 | ARKSMART INC | ARKSMART | ARK/UA/15K (3500K) | Linear Replacement Lamp | T8 Four-Foot | Replacement Lamps (plug and play) (UL Type A) |  | standard | FALSE | [10 empty] | August, 03 2018 00:00:00 | Not Dimmable | Not Dimmable | No |  | EAEFRA | [25 empty] | 5 | 2203 | 127.64 | 17.26 | 16.11 | 0.9594 | 3500 | 82.3 |  |  |  | FALSE | FALSE | FALSE | [8 empty] | March, 30 2020 00:00:00 | FALSE | FALSE | FALSE | [6 empty] | AC | [7 empty] | FALSE
PQBJ6ASE | ARKSMART INC | ARKSMART | ARK/UA/15K (4000K) | Linear Replacement Lamp | T8 Four-Foot | Replacement Lamps (plug and play) (UL Type A) |  | standard | FALSE | [10 empty] | August, 03 2018 00:00:00 | Not Dimmable | Not Dimmable | No |  | EAEFRA | [25 empty] | 5 | 2203 | 127.64 | 17.26 | 16.11 | 0.9594 | 4000 | 82.3 |  |  |  | FALSE | FALSE | FALSE | [8 empty] | March, 30 2020 00:00:00 | FALSE | FALSE | FALSE | [6 empty] | AC | [7 empty] | FALSE
PAVEWD6P | ESL Vision | ESL Vision | ESL-T8-GDT-15W-F140 | Linear Replacement Lamp | T8 Four-Foot | Dual Mode Internal Driver (UL Type A and Type B) |  | standard | FALSE | [10 empty] | August, 03 2018 00:00:00 | Not Dimmable | Not Dimmable | No |  | WWWCAG | [25 empty] | 5 | 2137 | 122.09 | 17.5 | 15 | 0.8956 | 4000 | 80 |  |  |  | FALSE | FALSE | FALSE | [8 empty] | March, 30 2020 00:00:00 | FALSE | FALSE | FALSE | [6 empty] | AC | [7 empty] | FALSE
P7VLCKLN | ESL Vision | ESL Vision | ESL-T8-GDT-15W-F150 | Linear Replacement Lamp | T8 Four-Foot | Dual Mode Internal Driver (UL Type A and Type B) |  | standard | FALSE | [10 empty] | August, 03 2018 00:00:00 | Not Dimmable | Not Dimmable | No |  | WWWCAG | [25 empty] | 5 | 2174 | 125.23 | 17.36 | 15 | 0.8813 | 5000 | 80 |  |  |  | FALSE | FALSE | FALSE | [8 empty] | March, 30 2020 00:00:00 | FALSE | FALSE | FALSE | [6 empty] | AC | [7 empty] | FALSE
PFXOT5AE | ARKSMART INC | ARKSMART | ARK/UA/15K (5000K) | Linear Replacement Lamp | T8 Four-Foot | Replacement Lamps (plug and play) (UL Type A) |  | standard | FALSE | [10 empty] | August, 03 2018 00:00:00 | Not Dimmable | Not Dimmable | No |  | EAEFRA | [25 empty] | 5 | 2375.8 | 137.57 | 17.27 | 16.11 | 0.9594 | 5000 | 82.6 |  |  |  | FALSE | FALSE | FALSE | [8 empty] | March, 30 2020 00:00:00 | FALSE | FALSE | FALSE | [6 empty] | AC | [7 empty] | FALSE
PLDSL0QLD2S2 | Universal Lighting Technologies | Everline | T8LDR4F15/835C | Linear Replacement Lamp | T8 Four-Foot | Replacement Lamps (plug and play) (UL Type A) |  | standard | FALSE | [10 empty] | August, 01 2018 00:00:00 | Dimmable | Continuous Below 10 | No |  | IIIMKR | [25 empty] | 5 | 2100 | 116.7 | 18 | 20 | 0.9 | 3500 | 82 |  |  |  | FALSE | FALSE | FALSE | [8 empty] | March, 30 2020 00:00:00 | FALSE | FALSE | FALSE | [6 empty] | AC | [7 empty] | FALSE
PL26W9JJIH9J | Universal Lighting Technologies | Everline | T8LDR4F12/840C | Linear Replacement Lamp | T8 Four-Foot | Replacement Lamps (plug and play) (UL Type A) |  | standard | FALSE | [10 empty] | August, 01 2018 00:00:00 | Dimmable | Continuous Below 10 | No |  | IIIMKQ | [25 empty] | 5 | 1800 | 120 | 15 | 20 | 0.9 | 4000 | 82 |  |  |  | FALSE | FALSE | FALSE | [8 empty] | March, 30 2020 00:00:00 | FALSE | FALSE | FALSE | [6 empty] | AC | [7 empty] | FALSE
PLMYNOYNM17S | Universal Lighting Technologies | Everline | T8LDR4F15/840C | Linear Replacement Lamp | T8 Four-Foot | Replacement Lamps (plug and play) (UL Type A) |  | standard | FALSE | [10 empty] | August, 01 2018 00:00:00 | Dimmable | Continuous Below 10 | No |  | IIIMKR | [25 empty] | 5 | 2200 | 122.2 | 18 | 20 | 0.9 | 4000 | 82 |  |  |  | FALSE | FALSE | FALSE | [8 empty] | March, 30 2020 00:00:00 | FALSE | FALSE | FALSE | [6 empty] | AC | [7 empty] | FALSE
PL6KOG34HIET | Universal Lighting Technologies | Everline | T8LDR4F12/835C | Linear Replacement Lamp | T8 Four-Foot | Replacement Lamps (plug and play) (UL Type A) |  | standard | FALSE | [10 empty] | August, 01 2018 00:00:00 | Dimmable | Continuous Below 10 | FALSE |  | IIIMKQ | [25 empty] | 4.4 | 1700 | 113.3 | 15 | 20 | 0.9 | 3500 | 82 |  |  |  | FALSE | FALSE | FALSE | [8 empty] | November, 02 2018 00:00:00 | FALSE | FALSE | FALSE | [6 empty] | AC | [7 empty] | FALSE
PL93Q4TU5SOV | Universal Lighting Technologies | Everline | T8LDR4F15/830C | Linear Replacement Lamp | T8 Four-Foot | Replacement Lamps (plug and play) (UL Type A) |  | standard | TRUE |  | 2066 | 119.7 | 17.26 | 10.42 | 0.9684 | 3081 | 82.4 | 5 | 50000 | August, 01 2018 00:00:00 | Dimmable | Continuous Below 10 | No |  | IIIMKR | [15 empty] | 81.1 |  | 1.26 | 1.34 | [6 empty] | 5 | 2100 | 116.7 | 18 | 20 | 0.9 | 3000 | 82 |  |  |  | FALSE | FALSE | FALSE | [8 empty] | March, 30 2020 00:00:00 | FALSE | FALSE | FALSE | [6 empty] | AC | [7 empty] | FALSE
PLJVSUJRZ32E | Universal Lighting Technologies | Everline | T8LDR4F12/850C | Linear Replacement Lamp | T8 Four-Foot | Replacement Lamps (plug and play) (UL Type A) |  | standard | FALSE | [10 empty] | August, 01 2018 00:00:00 | Dimmable | Continuous Below 10 | NO |  | IIIMKQ | [25 empty] | 5 | 1800 | 120 | 15 | 20 | 0.9 | 5000 | 82 |  |  |  | FALSE | FALSE | FALSE | [8 empty] | March, 30 2020 00:00:00 | FALSE | FALSE | FALSE | [6 empty] | AC | [7 empty] | FALSE
PL9GZQVPW36J | Universal Lighting Technologies | Everline | T8LDR4F15/850C | Linear Replacement Lamp | T8 Four-Foot | Replacement Lamps (plug and play) (UL Type A) |  | standard | FALSE | [10 empty] | August, 01 2018 00:00:00 | Dimmable | Continuous Below 10 | No |  | IIIMKR | [25 empty] | 5 | 2200 | 122.2 | 18 | 20 | 0.9 | 5000 | 82 |  |  |  | FALSE | FALSE | FALSE | [8 empty] | March, 30 2020 00:00:00 | FALSE | FALSE | FALSE | [6 empty] | AC | [7 empty] | FALSE
PLTY5SDKQ3Z3 | Universal Lighting Technologies | Everline | T8LDR4F12/830C | Linear Replacement Lamp | T8 Four-Foot | Replacement Lamps (plug and play) (UL Type A) |  | standard | TRUE |  | 1719 | 116.1 | 14.81 | 13.16 | 0.9592 | 3085 | 82.4 | 5 | 50000 | August, 01 2018 00:00:00 | Dimmable | Continuous Below 10 | No |  | IIIMKQ | [15 empty] | 81 |  | 1.26 | 1.3 | [6 empty] | 5 | 1700 | 113.3 | 15 | 20 | 0.9 | 3000 | 82 |  |  |  | FALSE | FALSE | FALSE | [8 empty] | March, 30 2020 00:00:00 | FALSE | FALSE | FALSE | [6 empty] | AC | [7 empty] | FALSE
PLMA031827XR | Feit Electric Co., Inc. | FEIT | T4815850/A/LED/MP/12 | Linear Replacement Lamp | T8 Four-Foot | Replacement Lamps (plug and play) (UL Type A) |  | standard | FALSE | [10 empty] | July, 31 2018 00:00:00 | Not Dimmable | Not Dimmable | No |  | JJJNPA | [25 empty] | 5 | 1923.3 | 128.66 | 14.95 | 8.54 | 0.961 | 5000 | 82 |  |  |  | FALSE | FALSE | FALSE | [8 empty] | March, 30 2020 00:00:00 | FALSE | FALSE | FALSE | [6 empty] | AC | [7 empty] | FALSE
PL8N9F94Q3F6 | Feit Electric Co., Inc. | FEIT | T4815840/A/LED/MP/12 | Linear Replacement Lamp | T8 Four-Foot | Replacement Lamps (plug and play) (UL Type A) |  | standard | FALSE | [10 empty] | July, 31 2018 00:00:00 | Not Dimmable | Not Dimmable | No |  | JJJNPA | [25 empty] | 5 | 1919.7 | 128.16 | 14.98 | 8.54 | 0.961 | 4000 | 82 |  |  |  | FALSE | FALSE | FALSE | [8 empty] | March, 30 2020 00:00:00 | FALSE | FALSE | FALSE | [6 empty] | AC | [7 empty] | FALSE
PLNP909FWTRU | Feit Electric Co., Inc. | FEIT | T4815/850/AB/LED/10(V1) | Linear Replacement Lamp | T8 Four-Foot | Dual Mode Internal Driver (UL Type A and Type B) |  | standard | TRUE |  | 2330.7 | 138.81 | 16.79 | 12.62 | 0.9613 | 4959 | 79.8 | 5 | 50000 | July, 31 2018 00:00:00 | Not Dimmable | Not Dimmable | No | Updated on 07/25/2019 | JJJNPD | [15 empty] | 84.2 |  | 1.38 | 1.2 | [6 empty] | 5 | 2330.7 | 138.81 | 16.79 | 12.62 | 0.96 | 5000 | 80 |  |  |  | FALSE | FALSE | FALSE | [8 empty] | March, 30 2020 00:00:00 | FALSE | FALSE | FALSE | [6 empty] | AC | [7 empty] | FALSE
PLS7UY58PN7R | Light Efficient Design | LIGHT EFFICIENT DESIGN | LED-6204-4-35K-G2 | Linear Replacement Lamp | T8 Four-Foot | Replacement Lamps (plug and play) (UL Type A) |  | standard | TRUE |  | 2171 | 130.1 | 16.69 | 11.37 | 0.9661 | 3465 | 83.4 | 5 | 50000 | July, 31 2018 00:00:00 | Not Dimmable | Not Dimmable | No |  | NANPEW | [15 empty] | 81.3 |  | 1.28 | 1.28 | [6 empty] | 5 | 2200 | 129 | 17 | 20 | 0.9 | 3500 | 80 |  |  |  | FALSE | FALSE | FALSE | [8 empty] | March, 30 2020 00:00:00 | FALSE | FALSE | FALSE | [6 empty] | AC | [7 empty] | FALSE
PL6PCWMTN3CW | Feit Electric Co., Inc. | FEIT | T4815/840/AB/LED/10(V1) | Linear Replacement Lamp | T8 Four-Foot | Dual Mode Internal Driver (UL Type A and Type B) |  | standard | TRUE |  | 2278.6 | 130.35 | 17.48 | 11.98 | 0.966 | 3989 | 80.4 | 5 | 50000 | July, 31 2018 00:00:00 | Not Dimmable | Not Dimmable | No | Updated on 07/25/2019 | JJJNPC | [15 empty] | 84.9 |  | 1.3 | 1.18 | [6 empty] | 5 | 2278.6 | 130.35 | 17.48 | 11.98 | 0.97 | 4000 | 80 |  |  |  | FALSE | FALSE | FALSE | [8 empty] | March, 30 2020 00:00:00 | FALSE | FALSE | FALSE | [6 empty] | AC | [7 empty] | FALSE
PL8RXHF8MNUO | Light Efficient Design | LIGHT EFFICIENT DESIGN | LED-6204-4-40K-G2 | Linear Replacement Lamp | T8 Four-Foot | Replacement Lamps (plug and play) (UL Type A) |  | standard | FALSE | [10 empty] | July, 31 2018 00:00:00 | Not Dimmable | Not Dimmable | No |  | NANPEW | [25 empty] | 5 | 2200 | 129 | 17 | 20 | 0.9 | 4000 | 80 |  |  |  | FALSE | FALSE | FALSE | [8 empty] | March, 30 2020 00:00:00 | FALSE | FALSE | FALSE | [6 empty] | AC | [7 empty] | FALSE
PLCHU17L7SUD | Light Efficient Design | LIGHT EFFICIENT DESIGN | LED-6204-4-50K-G2 | Linear Replacement Lamp | T8 Four-Foot | Replacement Lamps (plug and play) (UL Type A) |  | standard | FALSE | [10 empty] | July, 31 2018 00:00:00 | Not Dimmable | Not Dimmable | No |  | NANPEW | [25 empty] | 5 | 2200 | 129 | 17 | 20 | 0.9 | 5000 | 80 |  |  |  | FALSE | FALSE | FALSE | [8 empty] | March, 30 2020 00:00:00 | FALSE | FALSE | FALSE | [6 empty] | AC | [7 empty] | FALSE
PLO07LU4SO5X | Feit Electric Co., Inc. | FEIT | T4815835/AB/LED/MP/12 | Linear Replacement Lamp | T8 Four-Foot | Dual Mode Internal Driver (UL Type A and Type B) |  | standard | TRUE |  | 2264.2 | 128.72 | 17.59 | 11.635 | 0.968 | 3434 | 78.9 | 5 | 50000 | July, 31 2018 00:00:00 | Not Dimmable | Not Dimmable | No |  | JJJNPB | [15 empty] | 84.45 |  | 1.4 | 1.18 | [6 empty] | 5 | 2264.2 | 128.72 | 17.59 | 11.63 | 0.97 | 3500 | 80 |  |  |  | FALSE | FALSE | FALSE | [8 empty] | March, 30 2020 00:00:00 | FALSE | FALSE | FALSE | [6 empty] | AC | [7 empty] | FALSE
PLQMW1MNZFYX | Light Efficient Design | LIGHT EFFICIENT DESIGN | LED-6005-4-40K-G2 | Linear Replacement Lamp | T8 Four-Foot | Replacement Lamps (plug and play) (UL Type A) |  | standard | FALSE | [10 empty] | July, 31 2018 00:00:00 | Not Dimmable | Not Dimmable | No |  | NANPEX | [25 empty] | 5 | 1800 | 128 | 14 | 20 | 0.9 | 4000 | 80 |  |  |  | FALSE | FALSE | FALSE | [8 empty] | March, 30 2020 00:00:00 | FALSE | FALSE | FALSE | [6 empty] | AC | [7 empty] | FALSE
PL3MANPR19EN | Light Efficient Design | LIGHT EFFICIENT DESIGN | LED-6005-4-35K-G2 | Linear Replacement Lamp | T8 Four-Foot | Replacement Lamps (plug and play) (UL Type A) |  | standard | TRUE |  | 1830 | 130.2 | 14.06 | 14.39 | 0.9546 | 3465 | 83.5 | 5 | 50000 | July, 31 2018 00:00:00 | Not Dimmable | Not Dimmable | No |  | NANPEX | [15 empty] | 81.3 |  | 1.24 | 1.24 | [6 empty] | 5 | 1800 | 128 | 14 | 20 | 0.9 | 3500 | 80 |  |  |  | FALSE | FALSE | FALSE | [8 empty] | March, 30 2020 00:00:00 | FALSE | FALSE | FALSE | [6 empty] | AC | [7 empty] | FALSE
PLVO676SB3N7 | Feit Electric Co., Inc. | FEIT | T4815835/A/LED/MP/12 | Linear Replacement Lamp | T8 Four-Foot | Replacement Lamps (plug and play) (UL Type A) |  | standard | TRUE |  | 1919.7 | 128.16 | 14.98 | 8.54 | 0.961 | 3705 | 82.5 | 5 | 50000 | July, 31 2018 00:00:00 | Not Dimmable | Not Dimmable | No |  | JJJNPA | [15 empty] | 83.3 |  | 1.24 | 1.22 | [6 empty] | 5 | 1919.7 | 128.16 | 14.98 | 8.54 | 0.961 | 3500 | 82 |  |  |  | FALSE | FALSE | FALSE | [8 empty] | March, 30 2020 00:00:00 | FALSE | FALSE | FALSE | [6 empty] | AC | [7 empty] | FALSE
PL9ELJRXXFPN | Goodlite Products Inc | GL | G-20064 | Linear Replacement Lamp | T8 Four-Foot | Dual Mode Internal Driver (UL Type A and Type B) |  | standard | FALSE | [10 empty] | July, 27 2018 00:00:00 | Not Dimmable | Not Dimmable | No |  | ZBAANA | [25 empty] | 5 | 2415.9 | 119.98 | 20.15 | 8.76 | 0.954 | 5000 | 82 |  |  |  | FALSE | FALSE | FALSE | [8 empty] | March, 30 2020 00:00:00 | FALSE | FALSE | FALSE | [6 empty] | AC | [7 empty] | FALSE
PLMJFHDMDSF7 | Goodlite Products Inc | GL | G-20063 | Linear Replacement Lamp | T8 Four-Foot | Dual Mode Internal Driver (UL Type A and Type B) |  | standard | FALSE | [10 empty] | July, 27 2018 00:00:00 | Not Dimmable | Not Dimmable | No |  | ZBAANA | [25 empty] | 5 | 2373.5 | 117.34 | 20.23 | 8.76 | 0.954 | 4000 | 82 |  |  |  | FALSE | FALSE | FALSE | [8 empty] | March, 30 2020 00:00:00 | FALSE | FALSE | FALSE | [6 empty] | AC | [7 empty] | FALSE
PL5CFCWZIK2C | Goodlite Products Inc | GL | G-20062 | Linear Replacement Lamp | T8 Four-Foot | Dual Mode Internal Driver (UL Type A and Type B) |  | standard | TRUE |  | 2373.5 | 117.34 | 20.23 | 8.76 | 0.954 | 3689 | 82.5 | 5 | 50000 | July, 27 2018 00:00:00 | Not Dimmable | Not Dimmable | No |  | ZBAANA | [15 empty] | 83.2 |  | 1.3 | 1.22 | [6 empty] | 5 | 2373.5 | 117.34 | 20.23 | 8.76 | 0.954 | 3500 | 82 |  |  |  | FALSE | FALSE | FALSE | [8 empty] | March, 30 2020 00:00:00 | FALSE | FALSE | FALSE | [6 empty] | AC | [7 empty] | FALSE
PJV1RSLI | CH Lighting Technology Co.,Ltd. | CH | CH1157SD-48-12W 835-9 | Linear Replacement Lamp | T8 Four-Foot | Dual Mode Internal Driver (UL Type A and Type B) |  | standard | FALSE | [10 empty] | July, 26 2018 00:00:00 | Dimmable | Continuous Below 10 | No |  | PPPSKL | [25 empty] | 4.4 | 1800 | 116 | 15.5 | 20 | 0.9 | 3500 | 83 |  |  |  | FALSE | FALSE | FALSE | [8 empty] | November, 02 2018 00:00:00 | FALSE | FALSE | FALSE | [6 empty] | AC | [7 empty] | FALSE
PDTTHOII | CH Lighting Technology Co.,Ltd. | CH | CH1157SD-48-11W 835-9 | Linear Replacement Lamp | T8 Four-Foot | Dual Mode Internal Driver (UL Type A and Type B) |  | standard | FALSE | [10 empty] | July, 26 2018 00:00:00 | Dimmable | Continuous Below 10 | No |  | PPPSKK | [25 empty] | 5 | 1700 | 117 | 14.5 | 20 | 0.9 | 3500 | 83 |  |  |  | FALSE | FALSE | FALSE | [8 empty] | March, 30 2020 00:00:00 | FALSE | FALSE | FALSE | [6 empty] | AC | [7 empty] | FALSE
P4BP3972 | CH Lighting Technology Co.,Ltd. | CH | CH1157SD-48-11W 840-9 | Linear Replacement Lamp | T8 Four-Foot | Dual Mode Internal Driver (UL Type A and Type B) |  | standard | FALSE | [10 empty] | July, 26 2018 00:00:00 | Dimmable | Continuous Below 10 | No |  | PPPSKK | [25 empty] | 5 | 1750 | 120 | 14.5 | 20 | 0.9 | 4000 | 83 |  |  |  | FALSE | FALSE | FALSE | [8 empty] | March, 30 2020 00:00:00 | FALSE | FALSE | FALSE | [6 empty] | AC | [7 empty] | FALSE
P8N7RR7G | CH Lighting Technology Co.,Ltd. | CH | CH1157SD-48-11W 850-9 | Linear Replacement Lamp | T8 Four-Foot | Dual Mode Internal Driver (UL Type A and Type B) |  | standard | FALSE | [10 empty] | July, 26 2018 00:00:00 | Dimmable | Continuous Below 10 | No |  | PPPSKK | [25 empty] | 5 | 1800 | 124 | 14.5 | 20 | 0.9 | 5000 | 83 |  |  |  | FALSE | FALSE | FALSE | [8 empty] | March, 30 2020 00:00:00 | FALSE | FALSE | FALSE | [6 empty] | AC | [7 empty] | FALSE
P11779M1 | CH Lighting Technology Co.,Ltd. | CH | CH1157SD-48-12W 840-9 | Linear Replacement Lamp | T8 Four-Foot | Dual Mode Internal Driver (UL Type A and Type B) |  | standard | FALSE | [10 empty] | July, 26 2018 00:00:00 | Dimmable | Continuous Below 10 | No |  | PPPSKL | [25 empty] | 5 | 1900 | 123 | 15.5 | 20 | 0.9 | 4000 | 83 |  |  |  | FALSE | FALSE | FALSE | [8 empty] | March, 30 2020 00:00:00 | FALSE | FALSE | FALSE | [6 empty] | AC | [7 empty] | FALSE
PWOMDKAV | CH Lighting Technology Co.,Ltd. | CH | CH1157SD-48-12W 850-9 | Linear Replacement Lamp | T8 Four-Foot | Dual Mode Internal Driver (UL Type A and Type B) |  | standard | FALSE | [10 empty] | July, 26 2018 00:00:00 | Dimmable | Continuous Below 10 | No |  | PPPSKL | [25 empty] | 5 | 1900 | 123 | 15.5 | 20 | 0.9 | 5000 | 83 |  |  |  | FALSE | FALSE | FALSE | [8 empty] | March, 30 2020 00:00:00 | FALSE | FALSE | FALSE | [6 empty] | AC | [7 empty] | FALSE
PWOIS7VD | CH Lighting Technology Co.,Ltd. | CH | CH1157SD-48-11W 830-9 | Linear Replacement Lamp | T8 Four-Foot | Dual Mode Internal Driver (UL Type A and Type B) |  | standard | TRUE |  | 1829 | 126.8 | 14.42 | 21.75 | 0.902 | 2949 | 80.6 | 5 | 50000 | July, 26 2018 00:00:00 | Dimmable | Continuous Below 10 | No |  | PPPSKK | [15 empty] | 82 |  | 1.24 | 1.28 | [6 empty] | 5 | 1650 | 114 | 14.5 | 20 | 0.9 | 3000 | 83 |  |  |  | FALSE | FALSE | FALSE | [8 empty] | March, 30 2020 00:00:00 | FALSE | FALSE | FALSE | [6 empty] | AC | [7 empty] | FALSE
PMO7V3CV | CH Lighting Technology Co.,Ltd. | CH | CH1157SD-48-12W 830-9 | Linear Replacement Lamp | T8 Four-Foot | Dual Mode Internal Driver (UL Type A and Type B) |  | standard | TRUE |  | 2023 | 128.1 | 15.79 | 20.3 | 0.9161 | 2949 | 80.5 | 5 | 50000 | July, 26 2018 00:00:00 | Dimmable | Continuous Below 10 | No |  | PPPSKL | [15 empty] | 81.9 |  | 1.24 | 1.3 | [6 empty] | 5 | 1800 | 116 | 15.5 | 20 | 0.9 | 3000 | 83 |  |  |  | FALSE | FALSE | FALSE | [8 empty] | March, 30 2020 00:00:00 | FALSE | FALSE | FALSE | [6 empty] | AC | [7 empty] | FALSE
PL4XTJ6VN7KF | US Green Lighting, Inc. | US Green Lighting | BT812W4FT(CLEAR LENS) (3000K) | Linear Replacement Lamp | T8 Four-Foot | Replacement Lamps (plug and play) (UL Type A) |  | standard | FALSE | [10 empty] | July, 24 2018 00:00:00 | Not Dimmable | Not Dimmable | NotYetVerified |  | CCCFVY | [25 empty] | 5 | 1900 | 141.8 | 13.35 | 10.6 | 0.9063 | 3000 | 81.6 |  |  |  | FALSE | FALSE | FALSE | [8 empty] | March, 30 2020 00:00:00 | FALSE | FALSE | FALSE | [6 empty] | AC | [7 empty] | FALSE
PLGHF2MGHXPY | US Green Lighting, Inc. | US Green Lighting | BT814W4FT(CLEAR LENS)(3500K) | Linear Replacement Lamp | T8 Four-Foot | Replacement Lamps (plug and play) (UL Type A) |  | standard | FALSE | [10 empty] | July, 24 2018 00:00:00 | Not Dimmable | Not Dimmable | NotYetVerified |  | CCCFVZ | [25 empty] | 5 | 2050 | 142.4 | 14.4 | 12.37 | 0.9056 | 3500 | 81.7 |  |  |  | FALSE | FALSE | FALSE | [8 empty] | March, 30 2020 00:00:00 | FALSE | FALSE | FALSE | [6 empty] | AC | [7 empty] | FALSE
PL44O93ZJRAF | US Green Lighting, Inc. | US Green Lighting | BT812W4FT(CLEAR LENS) (4000K) | Linear Replacement Lamp | T8 Four-Foot | Replacement Lamps (plug and play) (UL Type A) |  | standard | FALSE | [10 empty] | July, 24 2018 00:00:00 | Not Dimmable | Not Dimmable | NotYetVerified |  | CCCFVY | [25 empty] | 5 | 1900 | 141.8 | 13.35 | 10.6 | 0.9063 | 4000 | 81.6 |  |  |  | FALSE | FALSE | FALSE | [8 empty] | March, 30 2020 00:00:00 | FALSE | FALSE | FALSE | [6 empty] | AC | [7 empty] | FALSE
PLKVF62RMEYT | US Green Lighting, Inc. | US Green Lighting | BT816W4FT(FROSTED LENS)(4500K) | Linear Replacement Lamp | T8 Four-Foot | Replacement Lamps (plug and play) (UL Type A) |  | standard | FALSE | [10 empty] | July, 24 2018 00:00:00 | Not Dimmable | Not Dimmable | NotYetVerified |  | CCCFWA | [25 empty] | 5 | 2112 | 130.77 | 16.15 | 20 | 0.9 | 4500 | 81.8 |  |  |  | FALSE | FALSE | FALSE | [8 empty] | March, 30 2020 00:00:00 | FALSE | FALSE | FALSE | [6 empty] | AC | [7 empty] | FALSE
PLKNGBIL2LW3 | US Green Lighting, Inc. | US Green Lighting | BT812W4FT(FROSTED LENS)(4500K) | Linear Replacement Lamp | T8 Four-Foot | Replacement Lamps (plug and play) (UL Type A) |  | standard | FALSE | [10 empty] | July, 24 2018 00:00:00 | Not Dimmable | Not Dimmable | NotYetVerified |  | CCCFVY | [25 empty] | 5 | 1769 | 132.51 | 13.35 | 20 | 0.9 | 4500 | 81.8 |  |  |  | FALSE | FALSE | FALSE | [8 empty] | March, 30 2020 00:00:00 | FALSE | FALSE | FALSE | [6 empty] | AC | [7 empty] | FALSE
PLR1C6X2FJCI | US Green Lighting, Inc. | US Green Lighting | BT814W4FT(FROSTED LENS)(4000K) | Linear Replacement Lamp | T8 Four-Foot | Replacement Lamps (plug and play) (UL Type A) |  | standard | FALSE | [10 empty] | July, 24 2018 00:00:00 | Not Dimmable | Not Dimmable | NotYetVerified |  | CCCFVZ | [25 empty] | 5 | 1920 | 133.33 | 14.4 | 20 | 0.9 | 4000 | 81.8 |  |  |  | FALSE | FALSE | FALSE | [8 empty] | March, 30 2020 00:00:00 | FALSE | FALSE | FALSE | [6 empty] | AC | [7 empty] | FALSE
PLX45SX9T6G4 | US Green Lighting, Inc. | US Green Lighting | BT814W4FT(CLEAR LENS)(5000K) | Linear Replacement Lamp | T8 Four-Foot | Replacement Lamps (plug and play) (UL Type A) |  | standard | FALSE | [10 empty] | July, 24 2018 00:00:00 | Not Dimmable | Not Dimmable | NotYetVerified |  | CCCFVZ | [25 empty] | 5 | 2050 | 142.4 | 14.4 | 12.07 | 0.9043 | 5000 | 81.1 |  |  |  | FALSE | FALSE | FALSE | [8 empty] | March, 30 2020 00:00:00 | FALSE | FALSE | FALSE | [6 empty] | AC | [7 empty] | FALSE
PLY9R8FZWPCJ | US Green Lighting, Inc. | US Green Lighting | BT812W4FT(CLEAR LENS) (5000K) | Linear Replacement Lamp | T8 Four-Foot | Replacement Lamps (plug and play) (UL Type A) |  | standard | FALSE | [10 empty] | July, 24 2018 00:00:00 | Not Dimmable | Not Dimmable | NotYetVerified |  | CCCFVY | [25 empty] | 5 | 1900 | 141.8 | 13.35 | 14.63 | 0.9031 | 5000 | 81.6 |  |  |  | FALSE | FALSE | FALSE | [8 empty] | March, 30 2020 00:00:00 | FALSE | FALSE | FALSE | [6 empty] | AC | [7 empty] | FALSE
PLBJWRES5EFX | US Green Lighting, Inc. | US Green Lighting | BT812W4FT(CLEAR LENS) (3500K) | Linear Replacement Lamp | T8 Four-Foot | Replacement Lamps (plug and play) (UL Type A) |  | standard | FALSE | [10 empty] | July, 24 2018 00:00:00 | Not Dimmable | Not Dimmable | NotYetVerified |  | CCCFVY | [25 empty] | 5 | 1900 | 141.8 | 13.35 | 10.6 | 0.9063 | 3500 | 81.6 |  |  |  | FALSE | FALSE | FALSE | [8 empty] | March, 30 2020 00:00:00 | FALSE | FALSE | FALSE | [6 empty] | AC | [7 empty] | FALSE
PLKJZWKT62FH | US Green Lighting, Inc. | US Green Lighting | BT812W4FT(CLEAR LENS) (4500K) | Linear Replacement Lamp | T8 Four-Foot | Replacement Lamps (plug and play) (UL Type A) |  | standard | FALSE | [10 empty] | July, 24 2018 00:00:00 | Not Dimmable | Not Dimmable | NotYetVerified |  | CCCFVY | [25 empty] | 5 | 1900 | 141.8 | 13.35 | 10.6 | 0.9063 | 4500 | 81.6 |  |  |  | FALSE | FALSE | FALSE | [8 empty] | March, 30 2020 00:00:00 | FALSE | FALSE | FALSE | [6 empty] | AC | [7 empty] | FALSE
PLD9HUYAO3E9 | US Green Lighting, Inc. | US Green Lighting | BT816W4FT(FROSTED LENS)(3500K) | Linear Replacement Lamp | T8 Four-Foot | Replacement Lamps (plug and play) (UL Type A) |  | standard | FALSE | [10 empty] | July, 24 2018 00:00:00 | Not Dimmable | Not Dimmable | NotYetVerified |  | CCCFWA | [25 empty] | 5 | 2112 | 130.77 | 16.15 | 20 | 0.9 | 3500 | 81.8 |  |  |  | FALSE | FALSE | FALSE | [8 empty] | March, 30 2020 00:00:00 | FALSE | FALSE | FALSE | [6 empty] | AC | [7 empty] | FALSE
PLLVOPU4DZPK | US Green Lighting, Inc. | US Green Lighting | BT814W4FT(FROSTED LENS)(3000K) | Linear Replacement Lamp | T8 Four-Foot | Replacement Lamps (plug and play) (UL Type A) |  | standard | TRUE |  | 1920 | 133.33 | 14.4 | 9.66 | 0.9019 | 3025 | 81.9 | 5 | 50000 | July, 24 2018 00:00:00 | Not Dimmable | Not Dimmable | NotYetVerified |  | CCCFVZ | [15 empty] | 84.6 |  | 1.38 | 1.22 | [6 empty] | 5 | 1920 | 133.33 | 14.4 | 20 | 0.9 | 3000 | 81.8 |  |  |  | FALSE | FALSE | FALSE | [8 empty] | March, 30 2020 00:00:00 | FALSE | FALSE | FALSE | [6 empty] | AC | [7 empty] | FALSE
PLDHDJ4PIRPT | US Green Lighting, Inc. | US Green Lighting | BT816W4FT(FROSTED LENS)(3000K) | Linear Replacement Lamp | T8 Four-Foot | Replacement Lamps (plug and play) (UL Type A) |  | standard | TRUE |  | 2112 | 130.77 | 16.15 | 7.36 | 0.9551 | 2982 | 81.2 | 5 | 50000 | July, 24 2018 00:00:00 | Not Dimmable | Not Dimmable | NotYetVerified |  | CCCFWA | [15 empty] | 84.5 |  | 1.25 | 1.21 | [6 empty] | 5 | 2112 | 130.77 | 16.15 | 20 | 0.9 | 3000 | 81.8 |  |  |  | FALSE | FALSE | FALSE | [8 empty] | March, 30 2020 00:00:00 | FALSE | FALSE | FALSE | [6 empty] | AC | [7 empty] | FALSE
PL6B2M7CPXZ2 | US Green Lighting, Inc. | US Green Lighting | BT812W4FT(FROSTED LENS)(5000K) | Linear Replacement Lamp | T8 Four-Foot | Replacement Lamps (plug and play) (UL Type A) |  | standard | FALSE | [10 empty] | July, 24 2018 00:00:00 | Not Dimmable | Not Dimmable | NotYetVerified |  | CCCFVY | [25 empty] | 5 | 1769 | 132.51 | 13.35 | 20 | 0.9 | 5000 | 80.7 |  |  |  | FALSE | FALSE | FALSE | [8 empty] | March, 30 2020 00:00:00 | FALSE | FALSE | FALSE | [6 empty] | AC | [7 empty] | FALSE
PLO5AO40EFLH | US Green Lighting, Inc. | US Green Lighting | BT814W4FT(FROSTED LENS)(5000K) | Linear Replacement Lamp | T8 Four-Foot | Replacement Lamps (plug and play) (UL Type A) |  | standard | FALSE | [10 empty] | July, 24 2018 00:00:00 | Not Dimmable | Not Dimmable | NotYetVerified |  | CCCFVZ | [25 empty] | 5 | 1920 | 133.33 | 14.4 | 20 | 0.9 | 5000 | 80.7 |  |  |  | FALSE | FALSE | FALSE | [8 empty] | March, 30 2020 00:00:00 | FALSE | FALSE | FALSE | [6 empty] | AC | [7 empty] | FALSE
PL8JCUHX30ZO | US Green Lighting, Inc. | US Green Lighting | BT814W4FT(CLEAR LENS)(4000K) | Linear Replacement Lamp | T8 Four-Foot | Replacement Lamps (plug and play) (UL Type A) |  | standard | FALSE | [10 empty] | July, 24 2018 00:00:00 | Not Dimmable | Not Dimmable | NotYetVerified |  | CCCFVZ | [25 empty] | 5 | 2050 | 142.4 | 14.4 | 12.37 | 0.9056 | 4000 | 81.7 |  |  |  | FALSE | FALSE | FALSE | [8 empty] | March, 30 2020 00:00:00 | FALSE | FALSE | FALSE | [6 empty] | AC | [7 empty] | FALSE
PLHOBYT9WSG8 | US Green Lighting, Inc. | US Green Lighting | BT812W4FT(FROSTED LENS)(3500K) | Linear Replacement Lamp | T8 Four-Foot | Replacement Lamps (plug and play) (UL Type A) |  | standard | FALSE | [10 empty] | July, 24 2018 00:00:00 | Not Dimmable | Not Dimmable | NotYetVerified |  | CCCFVY | [25 empty] | 5 | 1769 | 132.51 | 13.35 | 20 | 0.9 | 3500 | 81.8 |  |  |  | FALSE | FALSE | FALSE | [8 empty] | March, 30 2020 00:00:00 | FALSE | FALSE | FALSE | [6 empty] | AC | [7 empty] | FALSE
PLZMO9LT63KS | US Green Lighting, Inc. | US Green Lighting | BT814W4FT(FROSTED LENS)(3500K) | Linear Replacement Lamp | T8 Four-Foot | Replacement Lamps (plug and play) (UL Type A) |  | standard | FALSE | [10 empty] | July, 24 2018 00:00:00 | Not Dimmable | Not Dimmable | NotYetVerified |  | CCCFVZ | [25 empty] | 5 | 1920 | 133.33 | 14.4 | 20 | 0.9 | 3500 | 81.8 |  |  |  | FALSE | FALSE | FALSE | [8 empty] | March, 30 2020 00:00:00 | FALSE | FALSE | FALSE | [6 empty] | AC | [7 empty] | FALSE
PLCVWT6EU40L | US Green Lighting, Inc. | US Green Lighting | BT814W4FT(FROSTED LENS)(4500K) | Linear Replacement Lamp | T8 Four-Foot | Replacement Lamps (plug and play) (UL Type A) |  | standard | FALSE | [10 empty] | July, 24 2018 00:00:00 | Not Dimmable | Not Dimmable | NotYetVerified |  | CCCFVZ | [25 empty] | 5 | 1920 | 133.33 | 14.4 | 20 | 0.9 | 4500 | 81.8 |  |  |  | FALSE | FALSE | FALSE | [8 empty] | March, 30 2020 00:00:00 | FALSE | FALSE | FALSE | [6 empty] | AC | [7 empty] | FALSE
PLTF3EIYUP2A | US Green Lighting, Inc. | US Green Lighting | BT814W4FT(CLEAR LENS)(3000K) | Linear Replacement Lamp | T8 Four-Foot | Replacement Lamps (plug and play) (UL Type A) |  | standard | FALSE | [10 empty] | July, 24 2018 00:00:00 | Not Dimmable | Not Dimmable | NotYetVerified |  | CCCFVZ | [25 empty] | 5 | 2050 | 142.4 | 14.4 | 12.37 | 0.9056 | 3000 | 81.7 |  |  |  | FALSE | FALSE | FALSE | [8 empty] | March, 30 2020 00:00:00 | FALSE | FALSE | FALSE | [6 empty] | AC | [7 empty] | FALSE
PLWB8CEDQ8HR | US Green Lighting, Inc. | US Green Lighting | BT814W4FT(CLEAR LENS)(4500K) | Linear Replacement Lamp | T8 Four-Foot | Replacement Lamps (plug and play) (UL Type A) |  | standard | FALSE | [10 empty] | July, 24 2018 00:00:00 | Not Dimmable | Not Dimmable | NotYetVerified |  | CCCFVZ | [25 empty] | 5 | 2050 | 142.4 | 14.4 | 12.37 | 0.9056 | 4500 | 81.7 |  |  |  | FALSE | FALSE | FALSE | [8 empty] | March, 30 2020 00:00:00 | FALSE | FALSE | FALSE | [6 empty] | AC | [7 empty] | FALSE
PLZ7KV1TWX2K | US Green Lighting, Inc. | US Green Lighting | BT816W4FT(FROSTED LENS)(4000K) | Linear Replacement Lamp | T8 Four-Foot | Replacement Lamps (plug and play) (UL Type A) |  | standard | FALSE | [10 empty] | July, 24 2018 00:00:00 | Not Dimmable | Not Dimmable | NotYetVerified |  | CCCFWA | [25 empty] | 5 | 2112 | 130.77 | 16.15 | 20 | 0.9 | 4000 | 81.8 |  |  |  | FALSE | FALSE | FALSE | [8 empty] | March, 30 2020 00:00:00 | FALSE | FALSE | FALSE | [6 empty] | AC | [7 empty] | FALSE
PLD1SVRY2MDR | US Green Lighting, Inc. | US Green Lighting | BT812W4FT(FROSTED LENS)(4000K) | Linear Replacement Lamp | T8 Four-Foot | Replacement Lamps (plug and play) (UL Type A) |  | standard | FALSE | [10 empty] | July, 24 2018 00:00:00 | Not Dimmable | Not Dimmable | NotYetVerified |  | CCCFVY | [25 empty] | 5 | 1769 | 132.51 | 13.35 | 20 | 0.9 | 4000 | 81.8 |  |  |  | FALSE | FALSE | FALSE | [8 empty] | March, 30 2020 00:00:00 | FALSE | FALSE | FALSE | [6 empty] | AC | [7 empty] | FALSE
PL6JMLMVVJIW | US Green Lighting, Inc. | US Green Lighting | BT812W4FT(FROSTED LENS)(3000K) | Linear Replacement Lamp | T8 Four-Foot | Replacement Lamps (plug and play) (UL Type A) |  | standard | TRUE |  | 1769 | 132.51 | 13.35 | 10 | 0.9021 | 2953 | 80.4 | 5 | 50000 | July, 24 2018 00:00:00 | Not Dimmable | Not Dimmable | NotYetVerified |  | CCCFVY | [15 empty] | 84.5 |  | 1.33 | 1.23 | [6 empty] | 5 | 1769 | 132.51 | 13.35 | 20 | 0.9 | 3000 | 81.8 |  |  |  | FALSE | FALSE | FALSE | [8 empty] | March, 30 2020 00:00:00 | FALSE | FALSE | FALSE | [6 empty] | AC | [7 empty] | FALSE
PLPQUZTRAUDN | US Green Lighting, Inc. | US Green Lighting | BT816W4FT(FROSTED LENS)(5000K) | Linear Replacement Lamp | T8 Four-Foot | Replacement Lamps (plug and play) (UL Type A) |  | standard | FALSE | [10 empty] | July, 24 2018 00:00:00 | Not Dimmable | Not Dimmable | NotYetVerified |  | CCCFWA | [25 empty] | 5 | 2112 | 130.77 | 16.15 | 20 | 0.9 | 5000 | 80.7 |  |  |  | FALSE | FALSE | FALSE | [8 empty] | March, 30 2020 00:00:00 | FALSE | FALSE | FALSE | [6 empty] | AC | [7 empty] | FALSE
PLCAFKB9RG6D | TGL Inc. | TGL Smart 360 | TGLSM360-T84FT-9W- 400K | Linear Replacement Lamp | T8 Four-Foot | Replacement Lamps (plug and play) (UL Type A) |  | standard | FALSE | [10 empty] | July, 19 2018 00:00:00 | Not Dimmable | Not Dimmable | No |  | HAHIOS | [25 empty] | 5 | 1758.6 | 167.81 | 10.48 | 7.78 | 0.922 | 4000 | 79.3 |  |  |  | FALSE | FALSE | FALSE | [8 empty] | March, 30 2020 00:00:00 | FALSE | FALSE | FALSE | [6 empty] | AC | [7 empty] | FALSE
PLLN08YPZXC5 | TGL Inc. | TGL Smart 360 | TGLSM360-T84FT-9W- 500K | Linear Replacement Lamp | T8 Four-Foot | Replacement Lamps (plug and play) (UL Type A) |  | standard | FALSE | [10 empty] | July, 19 2018 00:00:00 | Not Dimmable | Not Dimmable | No |  | HAHIOS | [25 empty] | 5 | 1931.8 | 183.46 | 10.53 | 7.78 | 0.922 | 5000 | 78.4 |  |  |  | FALSE | FALSE | FALSE | [8 empty] | March, 30 2020 00:00:00 | FALSE | FALSE | FALSE | [6 empty] | AC | [7 empty] | FALSE
PLL0EUGV7W2J | TGL Inc. | TGL Smart 360 | TGLSM360-T84FT-9W- 300K | Linear Replacement Lamp | T8 Four-Foot | Replacement Lamps (plug and play) (UL Type A) |  | standard | TRUE |  | 1758.6 | 167.81 | 10.48 | 7.78 | 0.9215 | 3008 | 79.3 | 5 | 50000 | July, 19 2018 00:00:00 | Not Dimmable | Not Dimmable | No |  | HAHIOS | [15 empty] | 80.3 |  | 1.2 | 1.16 | [6 empty] | 5 | 1758.6 | 167.81 | 10.48 | 7.78 | 0.922 | 3000 | 79.3 |  |  |  | FALSE | FALSE | FALSE | [8 empty] | March, 30 2020 00:00:00 | FALSE | FALSE | FALSE | [6 empty] | AC | [7 empty] | FALSE
PLMBSY31GIBK | Keystone Technologies | KEYSTONE | KT-LED15T8-48G-840-S /G2 | Linear Replacement Lamp | T8 Four-Foot | Replacement Lamps (plug and play) (UL Type A) |  | standard | FALSE | [10 empty] | July, 18 2018 00:00:00 | Not Dimmable | Not Dimmable | No |  | YYYDAW | [25 empty] | 5 | 2200 | 122.2 | 18 | 20 | 0.9 | 4000 | 82 |  |  |  | FALSE | FALSE | FALSE | [8 empty] | March, 30 2020 00:00:00 | FALSE | FALSE | FALSE | [6 empty] | AC | [7 empty] | FALSE
PLOF3F11U4FL | Keystone Technologies | KEYSTONE | KT-LED12T8-48G-835-S /G2 | Linear Replacement Lamp | T8 Four-Foot | Replacement Lamps (plug and play) (UL Type A) |  | standard | FALSE | [10 empty] | July, 18 2018 00:00:00 | Not Dimmable | Not Dimmable | No |  | VAVWZA | [25 empty] | 4.4 | 1700 | 113.3 | 15 | 20 | 0.9 | 3500 | 82 |  |  |  | FALSE | FALSE | FALSE | [8 empty] | November, 02 2018 00:00:00 | FALSE | FALSE | FALSE | [6 empty] | AC | [7 empty] | FALSE
PLTEGKOZ5EFJ | Keystone Technologies | KEYSTONE | KT-LED12T8-48G-850-S /G2 | Linear Replacement Lamp | T8 Four-Foot | Replacement Lamps (plug and play) (UL Type A) |  | standard | FALSE | [10 empty] | July, 18 2018 00:00:00 | Not Dimmable | Not Dimmable | No |  | VAVWZA | [25 empty] | 5 | 1800 | 120 | 15 | 20 | 0.9 | 5000 | 82 |  |  |  | FALSE | FALSE | FALSE | [8 empty] | March, 30 2020 00:00:00 | FALSE | FALSE | FALSE | [6 empty] | AC | [7 empty] | FALSE
PLOGLHR5VNIB | Keystone Technologies | KEYSTONE | KT-LED12T8-48G-840-S /G2 | Linear Replacement Lamp | T8 Four-Foot | Replacement Lamps (plug and play) (UL Type A) |  | standard | FALSE | [10 empty] | July, 18 2018 00:00:00 | Not Dimmable | Not Dimmable | No |  | VAVWZA | [25 empty] | 5 | 1800 | 120 | 15 | 20 | 0.9 | 4000 | 82 |  |  |  | FALSE | FALSE | FALSE | [8 empty] | March, 30 2020 00:00:00 | FALSE | FALSE | FALSE | [6 empty] | AC | [7 empty] | FALSE
PL9YWY3QXZ12 | Keystone Technologies | KEYSTONE | KT-LED15T8-48G-850-S /G2 | Linear Replacement Lamp | T8 Four-Foot | Replacement Lamps (plug and play) (UL Type A) |  | standard | FALSE | [10 empty] | July, 18 2018 00:00:00 | Not Dimmable | Not Dimmable | No |  | YYYDAW | [25 empty] | 5 | 2200 | 122.2 | 18 | 20 | 0.9 | 5000 | 82 |  |  |  | FALSE | FALSE | FALSE | [8 empty] | March, 30 2020 00:00:00 | FALSE | FALSE | FALSE | [6 empty] | AC | [7 empty] | FALSE
PLCUSJQS8GWR | Keystone Technologies | KEYSTONE | KT-LED12T8-48G-830-S /G2 | Linear Replacement Lamp | T8 Four-Foot | Replacement Lamps (plug and play) (UL Type A) |  | standard | TRUE |  | 1767 | 121.2 | 14.59 | 13.4 | 0.9578 | 3063 | 82.2 | 5 | 50000 | July, 18 2018 00:00:00 | Not Dimmable | Not Dimmable | No |  | VAVWZA | [15 empty] | 81.5 |  | 1.26 | 1.28 | [6 empty] | 5 | 1700 | 113.3 | 15 | 20 | 0.9 | 3000 | 82 |  |  |  | FALSE | FALSE | FALSE | [8 empty] | March, 30 2020 00:00:00 | FALSE | FALSE | FALSE | [6 empty] | AC | [7 empty] | FALSE
PLHGW5R8BJS4 | Keystone Technologies | KEYSTONE | KT-LED15T8-48G-835-S /G2 | Linear Replacement Lamp | T8 Four-Foot | Replacement Lamps (plug and play) (UL Type A) |  | standard | FALSE | [10 empty] | July, 18 2018 00:00:00 | Not Dimmable | Not Dimmable | No |  | YYYDAW | [25 empty] | 5 | 2100 | 116.7 | 18 | 20 | 0.9 | 3500 | 82 |  |  |  | FALSE | FALSE | FALSE | [8 empty] | March, 30 2020 00:00:00 | FALSE | FALSE | FALSE | [6 empty] | AC | [7 empty] | FALSE
PL3PE3NBVFLW | Keystone Technologies | KEYSTONE | KT-LED15T8-48G-830-S /G2 | Linear Replacement Lamp | T8 Four-Foot | Replacement Lamps (plug and play) (UL Type A) |  | standard | TRUE |  | 2168 | 122.9 | 17.64 | 9.75 | 0.9698 | 3065 | 82.6 | 5 | 50000 | July, 18 2018 00:00:00 | Not Dimmable | Not Dimmable | No |  | YYYDAW | [15 empty] | 81.5 |  | 1.26 | 1.3 | [6 empty] | 5 | 2100 | 116.7 | 18 | 20 | 0.9 | 3000 | 82 |  |  |  | FALSE | FALSE | FALSE | [8 empty] | March, 30 2020 00:00:00 | FALSE | FALSE | FALSE | [6 empty] | AC | [7 empty] | FALSE
P70B0YHM | WING (SHANGHAI) INTERNATIONAL TRADE CO LTD | TOPSTAR | L48T8-850-14P-G8-EB | Linear Replacement Lamp | T8 Four-Foot | Replacement Lamps (plug and play) (UL Type A) |  | standard | FALSE | [10 empty] | July, 13 2018 00:00:00 | Not Dimmable | Not Dimmable | No |  | TTTVCI | [25 empty] | 5 | 2050 | 124 | 16.5 | 14 | 0.9 | 5000 | 80 |  |  |  | FALSE | FALSE | FALSE | [8 empty] | March, 30 2020 00:00:00 | FALSE | FALSE | FALSE | [6 empty] | AC | [7 empty] | FALSE
PLLBHTKRQPDQ | Premise LED Inc. | Premise | T84-4185PA | Linear Replacement Lamp | T8 Four-Foot | Replacement Lamps (plug and play) (UL Type A) |  | standard | FALSE | [10 empty] | July, 13 2018 00:00:00 | Not Dimmable | Not Dimmable | No |  | LLLBON | [25 empty] | 5 | 2200 | 122.22 | 18 | 7 | 0.98 | 5000 | 80 |  |  |  | FALSE | FALSE | FALSE | [8 empty] | March, 30 2020 00:00:00 | FALSE | FALSE | FALSE | [6 empty] | AC | [7 empty] | FALSE
PBKCQAZU | WING (SHANGHAI) INTERNATIONAL TRADE CO LTD | TOPSTAR | L48T8-840-14P-G8-EB | Linear Replacement Lamp | T8 Four-Foot | Replacement Lamps (plug and play) (UL Type A) |  | standard | TRUE |  | 1964 | 129.9 | 15.24 | 12.94 | 0.953 | 4035 | 80.9 | 5 | 50000 | July, 13 2018 00:00:00 | Not Dimmable | Not Dimmable | No |  | TTTVCI | [15 empty] | 79 |  | 1.32 | 1.34 | [6 empty] | 5 | 2050 | 124 | 16.5 | 14 | 0.9 | 4000 | 80 |  |  |  | FALSE | FALSE | FALSE | [8 empty] | March, 30 2020 00:00:00 | FALSE | FALSE | FALSE | [6 empty] | AC | [7 empty] | FALSE
PF3IF2VO | Zhenjiang Qiangling Electronic Co.,Ltd. | ZQL | T8042450E | Linear Replacement Lamp | T8 Four-Foot | Replacement Lamps (plug and play) (UL Type A) |  | standard | FALSE | [10 empty] | July, 12 2018 00:00:00 | Not Dimmable | Not Dimmable | No |  | JJJNOC | [25 empty] | 4.4 | 2100 | 110 | 19 | 9 | 0.9 | 5000 | 80 |  |  |  | FALSE | FALSE | FALSE | [8 empty] | November, 02 2018 00:00:00 | FALSE | FALSE | FALSE | [6 empty] | AC | [7 empty] | FALSE
PLSJEB80AZ4N | LEDseed Inc. | LEDSeed | T84-18-40-5-3 | Linear Replacement Lamp | T8 Four-Foot | Replacement Lamps (plug and play) (UL Type A) |  | standard | TRUE |  | 2303 | 123.42 | 18.66 | 5.94 | 0.9714 | 4119 | 82.2 | 5 | 50000 | July, 12 2018 00:00:00 | Not Dimmable | Not Dimmable | No |  | EAEFQR | [15 empty] | 84.7 |  | 1.18 | 1.28 | [6 empty] | 5 | 2303 | 123.42 | 18.66 | 6.13 | 0.95 | 4000 | 82.2 |  |  |  | FALSE | FALSE | FALSE | [8 empty] | March, 30 2020 00:00:00 | FALSE | FALSE | FALSE | [6 empty] | AC | [7 empty] | FALSE
PLJ2G2I6MMIG | Super Bright LEDs | superbrightleds.com | T8AB-35K15S-GF | Linear Replacement Lamp | T8 Four-Foot | Dual Mode Internal Driver (UL Type A and Type B) |  | standard | FALSE | [10 empty] | July, 12 2018 00:00:00 | Not Dimmable | Not Dimmable | No |  | CCCFVF | [25 empty] | 5 | 2131 | 122.2 | 17.44 | 7.21 | 0.9 | 3500 | 83 |  |  |  | FALSE | FALSE | FALSE | [8 empty] | March, 30 2020 00:00:00 | FALSE | FALSE | FALSE | [6 empty] | AC | [7 empty] | FALSE
PLI6OFHMHQZR | Super Bright LEDs | superbrightleds.com | T8AB-45K15S-GF | Linear Replacement Lamp | T8 Four-Foot | Dual Mode Internal Driver (UL Type A and Type B) |  | standard | FALSE | [10 empty] | July, 12 2018 00:00:00 | Not Dimmable | Not Dimmable | No |  | CCCFVF | [25 empty] | 5 | 2168 | 124.32 | 17.44 | 7.21 | 0.9 | 4500 | 83 |  |  |  | FALSE | FALSE | FALSE | [8 empty] | March, 30 2020 00:00:00 | FALSE | FALSE | FALSE | [6 empty] | AC | [7 empty] | FALSE
PL3W8QF9U7MN | Super Bright LEDs | superbrightleds.com | T8AB-40K15S-GF | Linear Replacement Lamp | T8 Four-Foot | Dual Mode Internal Driver (UL Type A and Type B) |  | standard | FALSE | [10 empty] | July, 12 2018 00:00:00 | Not Dimmable | Not Dimmable | No |  | CCCFVF | [25 empty] | 5 | 2149 | 123.26 | 17.44 | 7.21 | 0.9 | 4000 | 83 |  |  |  | FALSE | FALSE | FALSE | [8 empty] | March, 30 2020 00:00:00 | FALSE | FALSE | FALSE | [6 empty] | AC | [7 empty] | FALSE
PXBWNYXH | Zhenjiang Qiangling Electronic Co.,Ltd. | ZQL | T8042440E | Linear Replacement Lamp | T8 Four-Foot | Replacement Lamps (plug and play) (UL Type A) |  | standard | FALSE | [10 empty] | July, 12 2018 00:00:00 | Not Dimmable | Not Dimmable | No |  | JJJNOC | [25 empty] | 4.4 | 2100 | 110 | 19 | 9 | 0.9 | 4000 | 80 |  |  |  | FALSE | FALSE | FALSE | [8 empty] | November, 02 2018 00:00:00 | FALSE | FALSE | FALSE | [6 empty] | AC | [7 empty] | FALSE
PL0DHACRCA93 | Premise LED Inc. | Premise | T84-4184PA | Linear Replacement Lamp | T8 Four-Foot | Replacement Lamps (plug and play) (UL Type A) |  | standard | TRUE |  | 2344.3 | 125.03 | 18.75 | 7 | 0.983 | 4107 | 84.9 | 5 | 50000 | July, 12 2018 00:00:00 | Not Dimmable | Not Dimmable | No |  | LLLBON | [15 empty] | 84.4 |  | 1.32 | 1.24 | [6 empty] | 5 | 2200 | 122.22 | 18 | 7 | 0.98 | 4000 | 80 |  |  |  | FALSE | FALSE | FALSE | [8 empty] | March, 30 2020 00:00:00 | FALSE | FALSE | FALSE | [6 empty] | AC | [7 empty] | FALSE
PLA7C994U5FP | LEDseed Inc. | LEDSeed | T84-18-50-5-3 | Linear Replacement Lamp | T8 Four-Foot | Replacement Lamps (plug and play) (UL Type A) |  | standard | FALSE | [10 empty] | July, 12 2018 00:00:00 | Not Dimmable | Not Dimmable | No |  | EAEFQR | [25 empty] | 5 | 2351 | 124.99 | 18.81 | 6.71 | 0.95 | 5000 | 83 |  |  |  | FALSE | FALSE | FALSE | [8 empty] | March, 30 2020 00:00:00 | FALSE | FALSE | FALSE | [6 empty] | AC | [7 empty] | FALSE
PR3BCNVZ | Zhenjiang Qiangling Electronic Co.,Ltd. | ZQL | T8042435E | Linear Replacement Lamp | T8 Four-Foot | Replacement Lamps (plug and play) (UL Type A) |  | standard | TRUE |  | 2350.7 | 130.63 | 18 | 9.55 | 0.9821 | 3383 | 81.5 | 5 | 50000 | July, 12 2018 00:00:00 | Not Dimmable | Not Dimmable | No |  | JJJNOC | [15 empty] | 84.8 |  | 1.24 | 1.34 | [6 empty] | 4.4 | 2100 | 110 | 19 | 9 | 0.9 | 3500 | 80 |  |  |  | FALSE | FALSE | FALSE | [8 empty] | November, 02 2018 00:00:00 | FALSE | FALSE | FALSE | [6 empty] | AC | [7 empty] | FALSE
PLREWTOVDH1C | Super Bright LEDs | superbrightleds.com | T8AB-50K15S-GF | Linear Replacement Lamp | T8 Four-Foot | Dual Mode Internal Driver (UL Type A and Type B) |  | standard | FALSE | [10 empty] | July, 12 2018 00:00:00 | Not Dimmable | Not Dimmable | No |  | CCCFVF | [25 empty] | 5 | 2186 | 124.35 | 17.58 | 7.58 | 0.9 | 5000 | 84 |  |  |  | FALSE | FALSE | FALSE | [8 empty] | March, 30 2020 00:00:00 | FALSE | FALSE | FALSE | [6 empty] | AC | [7 empty] | FALSE
PLWV9IVYD8PQ | Super Bright LEDs | superbrightleds.com | T8AB-30K15S-GF | Linear Replacement Lamp | T8 Four-Foot | Dual Mode Internal Driver (UL Type A and Type B) |  | standard | TRUE |  | 2112 | 122.15 | 17.29 | 7.21 | 0.8964 | 2914 | 83 | 5 | 50000 | July, 12 2018 00:00:00 | Not Dimmable | Not Dimmable | No |  | CCCFVF | [15 empty] | 84.4 |  | 1.24 | 1.3 | [6 empty] | 5 | 2112 | 122.15 | 17.29 | 7.21 | 0.9 | 3000 | 83 |  |  |  | FALSE | FALSE | FALSE | [8 empty] | March, 30 2020 00:00:00 | FALSE | FALSE | FALSE | [6 empty] | AC | [7 empty] | FALSE
PL1746VSOD1B | Utopia Lighting | UTOPIA LIGHTING | LT8-18-30K-C-UNV | Linear Replacement Lamp | T8 Four-Foot | Dual Mode Internal Driver (UL Type A and Type B) |  | standard | TRUE |  | 2475 | 118.12 | 20.95 | 5.82 | 0.9795 | 2909 | 82.2 | 5 | 50000 | July, 11 2018 00:00:00 | Not Dimmable | Not Dimmable | FALSE |  | XXXCJJ | [15 empty] | 84.1 |  | 1.28 | 1.2 | [6 empty] | 4.4 | 2200 | 110 | 20 | 5.82 | 0.9 | 3000 | 80 |  |  |  | FALSE | FALSE | FALSE | [8 empty] | November, 02 2018 00:00:00 | FALSE | FALSE | FALSE | [6 empty] | AC | [7 empty] | FALSE
PL0U6ZIXHPW8 | Utopia Lighting | Utopia Lighting | LT8-18-30K-F-UNV | Linear Replacement Lamp | T8 Four-Foot | Dual Mode Internal Driver (UL Type A and Type B) |  | Standard | TRUE |  | 2355 | 111.35 | 21.15 | 7.18 | 0.9738 | 2906 | 82.3 | 5 | 50000 | July, 11 2018 00:00:00 | Not Dimmable | Not Dimmable | FALSE |  | AABAPU | [15 empty] | 82.3 |  | 1.26 | 1.28 | [6 empty] | 4.4 | 2200 | 110 | 20 | 7.18 | 0.9 | 3000 | 80 |  |  |  | FALSE | FALSE | FALSE | [8 empty] | February, 04 2020 00:00:00 | FALSE | FALSE | FALSE | [6 empty] | AC | [7 empty] | FALSE
P6TWO1DE | Gielight Co., Ltd. | Gielight | GL-T8LO-12-22(4500K) | Linear Replacement Lamp | T8 Four-Foot | Dual Mode Internal Driver (UL Type A and Type B) |  | standard | FALSE | [10 empty] | July, 11 2018 00:00:00 | Not Dimmable | Not Dimmable | No |  | RRRUUU | [25 empty] | 5 | 2860 | 130 | 22 | 20 | 0.9 | 4500 | 80 |  |  |  | FALSE | FALSE | FALSE | [8 empty] | March, 30 2020 00:00:00 | FALSE | FALSE | FALSE | [6 empty] | AC | [7 empty] | FALSE
PL71SR25V59Y | Utopia Lighting | Utopia Lighting | LT8-18-40K-F-UNV | Linear Replacement Lamp | T8 Four-Foot | Dual Mode Internal Driver (UL Type A and Type B) |  | Standard | FALSE | [10 empty] | July, 11 2018 00:00:00 | Not Dimmable | Not Dimmable | FALSE |  | AABAPU | [25 empty] | 4.4 | 2200 | 110 | 20 | 7.18 | 0.9 | 4000 | 80 |  |  |  | FALSE | FALSE | FALSE | [8 empty] | February, 04 2020 00:00:00 | FALSE | FALSE | FALSE | [6 empty] | AC | [7 empty] | FALSE
PLLOG8I3QEMA | Utopia Lighting | Utopia Lighting | LT8-18-40K-C-UNV | Linear Replacement Lamp | T8 Four-Foot | Dual Mode Internal Driver (UL Type A and Type B) |  | standard | FALSE | [10 empty] | July, 11 2018 00:00:00 | Not Dimmable | Not Dimmable | FALSE |  | XXXCJJ | [25 empty] | 4.4 | 2200 | 110 | 20 | 5.82 | 0.9 | 4000 | 80 |  |  |  | FALSE | FALSE | FALSE | [8 empty] | November, 02 2018 00:00:00 | FALSE | FALSE | FALSE | [6 empty] | AC | [7 empty] | FALSE
PH9XJVBG | Gielight Co., Ltd. | Gielight | GL-T8LO-12-22(5000K) | Linear Replacement Lamp | T8 Four-Foot | Dual Mode Internal Driver (UL Type A and Type B) |  | standard | FALSE | [10 empty] | July, 11 2018 00:00:00 | Not Dimmable | Not Dimmable | No |  | RRRUUU | [25 empty] | 5 | 2860 | 130 | 22 | 20 | 0.9 | 5000 | 80 |  |  |  | FALSE | FALSE | FALSE | [8 empty] | March, 30 2020 00:00:00 | FALSE | FALSE | FALSE | [6 empty] | AC | [7 empty] | FALSE
P70JVMJ5 | Gielight Co., Ltd. | Gielight | GL-T8LO-12-22(3500K) | Linear Replacement Lamp | T8 Four-Foot | Dual Mode Internal Driver (UL Type A and Type B) |  | standard | FALSE | [10 empty] | July, 11 2018 00:00:00 | Not Dimmable | Not Dimmable | No |  | RRRUUU | [25 empty] | 5 | 2860 | 130 | 22 | 20 | 0.9 | 4000 | 80 |  |  |  | FALSE | FALSE | FALSE | [8 empty] | March, 30 2020 00:00:00 | FALSE | FALSE | FALSE | [6 empty] | AC | [7 empty] | FALSE
PITSB3Y2 | Gielight Co., Ltd. | Gielight | GL-T8LO-12-22(4000K) | Linear Replacement Lamp | T8 Four-Foot | Dual Mode Internal Driver (UL Type A and Type B) |  | standard | FALSE | [10 empty] | July, 11 2018 00:00:00 | Not Dimmable | Not Dimmable | No |  | RRRUUU | [25 empty] | 5 | 2860 | 130 | 22 | 20 | 0.9 | 4000 | 80 |  |  |  | FALSE | FALSE | FALSE | [8 empty] | March, 30 2020 00:00:00 | FALSE | FALSE | FALSE | [6 empty] | AC | [7 empty] | FALSE
P1Y3XPWA | Gielight Co., Ltd. | Gielight | GL-T8LO-12-22(3000K) | Linear Replacement Lamp | T8 Four-Foot | Dual Mode Internal Driver (UL Type A and Type B) |  | standard | TRUE |  | 2798.1 | 113 | 24.71 | 4.33 | 0.991 | 3028 | 81.9 | 5 | 50000 | July, 11 2018 00:00:00 | Not Dimmable | Not Dimmable | FALSE |  | RRRUUU | [15 empty] | 84.2 |  | 1.22 | 1.28 | [6 empty] | 4.4 | 2860 | 130 | 22 | 20 | 0.9 | 4000 | 80 |  |  |  | FALSE | FALSE | FALSE | [8 empty] | November, 02 2018 00:00:00 | FALSE | FALSE | FALSE | [6 empty] | AC | [7 empty] | FALSE
PLAFXDEF2NN4 | Turolight Inc. | TUROLIGHT | VIV-T8DF4/10.5W/35/F | Linear Replacement Lamp | T8 Four-Foot | Replacement Lamps (plug and play) (UL Type A) |  | standard | FALSE | [10 empty] | July, 10 2018 00:00:00 | Dimmable | Continuous Above 10 | No |  | ZBAAJX | [25 empty] | 5 | 1708 | 122 | 14 | 10 | 0.9 | 3500 | 83 |  |  |  | FALSE | FALSE | FALSE | [8 empty] | March, 30 2020 00:00:00 | FALSE | FALSE | FALSE | [6 empty] | AC | [7 empty] | FALSE
PL4QIE3MGA8Z | Turolight Inc. | TUROLIGHT | VIV-T8DF4/10.5W/30/F | Linear Replacement Lamp | T8 Four-Foot | Replacement Lamps (plug and play) (UL Type A) |  | standard | TRUE |  | 1650 | 125.9 | 13.11 | 10.36 | 0.957 | 3107 | 82.7 | 5 | 50000 | July, 10 2018 00:00:00 | Dimmable | Continuous Above 10 | No |  | ZBAAJX | [15 empty] | 84.2 |  | 1.28 | 1.24 | [6 empty] | 5 | 1652 | 118 | 14 | 10 | 0.9 | 3000 | 83 |  |  |  | FALSE | FALSE | FALSE | [8 empty] | March, 30 2020 00:00:00 | FALSE | FALSE | FALSE | [6 empty] | AC | [7 empty] | FALSE
PLVFLJ57QQLO | Turolight Inc. | TUROLIGHT | VIV-T8DF4/10.5W/50/F | Linear Replacement Lamp | T8 Four-Foot | Replacement Lamps (plug and play) (UL Type A) |  | standard | FALSE | [10 empty] | July, 10 2018 00:00:00 | Dimmable | Continuous Above 10 | No |  | ZBAAJX | [25 empty] | 5 | 1806 | 129 | 14 | 10 | 0.9 | 5000 | 83 |  |  |  | FALSE | FALSE | FALSE | [8 empty] | March, 30 2020 00:00:00 | FALSE | FALSE | FALSE | [6 empty] | AC | [7 empty] | FALSE
PLUQUNC32G72 | Turolight Inc. | TUROLIGHT | VIV-T8DF4/10.5W/40/F | Linear Replacement Lamp | T8 Four-Foot | Replacement Lamps (plug and play) (UL Type A) |  | standard | FALSE | [10 empty] | July, 10 2018 00:00:00 | Dimmable | Continuous Above 10 | No |  | ZBAAJX | [25 empty] | 5 | 1750 | 125 | 14 | 10 | 0.9 | 4000 | 83 |  |  |  | FALSE | FALSE | FALSE | [8 empty] | March, 30 2020 00:00:00 | FALSE | FALSE | FALSE | [6 empty] | AC | [7 empty] | FALSE
PLE0OBDWP7LK | Ledsion Lighting Technology CO.,LTD | LEDSION | LST815WABV1-45K | Linear Replacement Lamp | T8 Four-Foot | Dual Mode Internal Driver (UL Type A and Type B) |  | standard | FALSE | [10 empty] | July, 09 2018 00:00:00 | Not Dimmable | Not Dimmable | No |  | ZZZBZO | [25 empty] | 5 | 2066 | 140.35 | 14.72 | 18.75 | 0.9 | 4500 | 80.8 |  |  |  | FALSE | FALSE | FALSE | [8 empty] | March, 30 2020 00:00:00 | FALSE | FALSE | FALSE | [6 empty] | AC | [7 empty] | FALSE
PL7NVPG4IHM8 | Ledsion Lighting Technology CO.,LTD | LEDSION | LST812WABV1-50K | Linear Replacement Lamp | T8 Four-Foot | Dual Mode Internal Driver (UL Type A and Type B) |  | standard | FALSE | [10 empty] | July, 09 2018 00:00:00 | Not Dimmable | Not Dimmable | No |  | ZZZBZN | [25 empty] | 5 | 2180 | 164.78 | 13.23 | 17.53 | 0.9 | 5000 | 80.2 |  |  |  | FALSE | FALSE | FALSE | [8 empty] | March, 30 2020 00:00:00 | FALSE | FALSE | FALSE | [6 empty] | AC | [7 empty] | FALSE
PL1N4EL6WZNZ | Ledsion Lighting Technology CO.,LTD | LEDSION | LST812WABV1-40K | Linear Replacement Lamp | T8 Four-Foot | Dual Mode Internal Driver (UL Type A and Type B) |  | standard | TRUE |  | 2124 | 160.79 | 13.21 | 19.05 | 0.9004 | 4058 | 80.8 | 5 | 50000 | July, 09 2018 00:00:00 | Not Dimmable | Not Dimmable | No |  | ZZZBZM | [15 empty] | 85.7 |  | 1.22 | 1.22 | [6 empty] | 5 | 2124 | 160.91 | 13.2 | 17.78 | 0.9 | 4000 | 80.8 |  |  |  | FALSE | FALSE | FALSE | [8 empty] | March, 30 2020 00:00:00 | FALSE | FALSE | FALSE | [6 empty] | AC | [7 empty] | FALSE
PLR9RX39XNPE | Ledsion Lighting Technology CO.,LTD | LEDSION | LST815WABV1-50K | Linear Replacement Lamp | T8 Four-Foot | Dual Mode Internal Driver (UL Type A and Type B) |  | standard | FALSE | [10 empty] | July, 09 2018 00:00:00 | Not Dimmable | Not Dimmable | No |  | ZZZBZM | [25 empty] | 5 | 2164 | 145.14 | 14.91 | 18.48 | 0.9 | 5000 | 80.2 |  |  |  | FALSE | FALSE | FALSE | [8 empty] | March, 30 2020 00:00:00 | FALSE | FALSE | FALSE | [6 empty] | AC | [7 empty] | FALSE
PL2J3NW6RAEM | Ledsion Lighting Technology CO.,LTD | LEDSION | LST812WABV1-45K | Linear Replacement Lamp | T8 Four-Foot | Dual Mode Internal Driver (UL Type A and Type B) |  | standard | FALSE | [10 empty] | July, 09 2018 00:00:00 | Not Dimmable | Not Dimmable | No |  | ZZZBZN | [25 empty] | 5 | 2124 | 160.91 | 13.2 | 17.78 | 0.9 | 4500 | 80.8 |  |  |  | FALSE | FALSE | FALSE | [8 empty] | March, 30 2020 00:00:00 | FALSE | FALSE | FALSE | [6 empty] | AC | [7 empty] | FALSE
PLB64ROJOV2O | Ledsion Lighting Technology CO.,LTD | LEDSION | LST815WABV1-40K | Linear Replacement Lamp | T8 Four-Foot | Dual Mode Internal Driver (UL Type A and Type B) |  | standard | TRUE |  | 2066 | 140.35 | 14.72 | 18.75 | 0.9015 | 3943 | 80.8 | 5 | 50000 | July, 09 2018 00:00:00 | Not Dimmable | Not Dimmable | No |  | ZZZBZN | [15 empty] | 84.8 |  | 1.2 | 1.34 | [6 empty] | 5 | 2066 | 140.35 | 14.72 | 18.75 | 0.9 | 4000 | 80.8 |  |  |  | FALSE | FALSE | FALSE | [8 empty] | March, 30 2020 00:00:00 | FALSE | FALSE | FALSE | [6 empty] | AC | [7 empty] | FALSE
PLHPZAXNH1OB | IKIO LED LIGHTING (DONGGUAN) CO.,LTD | IKIO | IK-T804-NANO-0012-50A&B-J | Linear Replacement Lamp | T8 Four-Foot | Dual Mode Internal Driver (UL Type A and Type B) |  | standard | FALSE | [10 empty] | July, 05 2018 00:00:00 | Not Dimmable | Not Dimmable | NotYetVerified |  | IIIMGY | [25 empty] | 5 | 1664 | 132.1 | 12.6 | 20 | 0.9 | 5000 | 82 |  |  |  | FALSE | FALSE | FALSE | [8 empty] | March, 30 2020 00:00:00 | FALSE | FALSE | FALSE | [6 empty] | AC | [7 empty] | FALSE
PLDEGX45LI4H | IKIO LED LIGHTING (DONGGUAN) CO.,LTD | IKIO | IK-T804-NANO-0015-40A&B-J | Linear Replacement Lamp | T8 Four-Foot | Dual Mode Internal Driver (UL Type A and Type B) |  | standard | FALSE | [10 empty] | July, 05 2018 00:00:00 | Not Dimmable | Not Dimmable | NotYetVerified |  | KKLAFG | [25 empty] | 5 | 2160 | 135 | 16 | 20 | 0.9 | 4000 | 83 |  |  |  | FALSE | FALSE | FALSE | [8 empty] | March, 30 2020 00:00:00 | FALSE | FALSE | FALSE | [6 empty] | AC | [7 empty] | FALSE
PL2H58AADFMR | P.Q.L. Inc. | Superior Life | 91045 | Linear Replacement Lamp | T8 Four-Foot | Replacement Lamps (plug and play) (UL Type A) |  | standard | FALSE | [10 empty] | July, 05 2018 00:00:00 | Not Dimmable | Not Dimmable | No |  | NANPBS | [25 empty] | 5 | 1800 | 120 | 15 | 20 | 0.9 | 5000 | 82 |  |  |  | FALSE | FALSE | FALSE | [8 empty] | March, 30 2020 00:00:00 | FALSE | FALSE | FALSE | [6 empty] | AC | [7 empty] | FALSE
PLQ8PHK1DMD5 | P.Q.L. Inc. | Superior Life | 91043 | Linear Replacement Lamp | T8 Four-Foot | Replacement Lamps (plug and play) (UL Type A) |  | standard | TRUE |  | 1767 | 121.2 | 14.59 | 13.4 | 0.9578 | 3063 | 82.2 | 5 | 50000 | July, 05 2018 00:00:00 | Not Dimmable | Not Dimmable | No |  | NANPBS | [15 empty] | 81.5 |  | 1.26 | 1.28 | [6 empty] | 5 | 1700 | 113.3 | 15 | 20 | 0.9 | 3000 | 82 |  |  |  | FALSE | FALSE | FALSE | [8 empty] | March, 30 2020 00:00:00 | FALSE | FALSE | FALSE | [6 empty] | AC | [7 empty] | FALSE
PL25PK7QXMBP | IKIO LED LIGHTING (DONGGUAN) CO.,LTD | IKIO | IK-T804-NANO-0012-35A&B-J | Linear Replacement Lamp | T8 Four-Foot | Dual Mode Internal Driver (UL Type A and Type B) |  | standard | FALSE | [10 empty] | July, 05 2018 00:00:00 | Not Dimmable | Not Dimmable | NotYetVerified |  | IIIMGY | [25 empty] | 5 | 1664 | 132.1 | 12.6 | 20 | 0.9 | 3500 | 82 |  |  |  | FALSE | FALSE | FALSE | [8 empty] | March, 30 2020 00:00:00 | FALSE | FALSE | FALSE | [6 empty] | AC | [7 empty] | FALSE
PLLVQB8X35V6 | IKIO LED LIGHTING (DONGGUAN) CO.,LTD | IKIO | IK-T804-NANO-0015-30A&B-J | Linear Replacement Lamp | T8 Four-Foot | Dual Mode Internal Driver (UL Type A and Type B) |  | standard | FALSE | [10 empty] | July, 05 2018 00:00:00 | Not Dimmable | Not Dimmable | NotYetVerified |  | KKLAFG | [25 empty] | 5 | 2160 | 135 | 16 | 20 | 0.9 | 3000 | 83 |  |  |  | FALSE | FALSE | FALSE | [8 empty] | March, 30 2020 00:00:00 | FALSE | FALSE | FALSE | [6 empty] | AC | [7 empty] | FALSE
PLX7PCY5NFFX | IKIO LED LIGHTING (DONGGUAN) CO.,LTD | IKIO | IK-T804-NANO-0015-35A&B-J | Linear Replacement Lamp | T8 Four-Foot | Dual Mode Internal Driver (UL Type A and Type B) |  | standard | FALSE | [10 empty] | July, 05 2018 00:00:00 | Not Dimmable | Not Dimmable | NotYetVerified |  | KKLAFG | [25 empty] | 5 | 2160 | 135 | 16 | 20 | 0.9 | 3500 | 83 |  |  |  | FALSE | FALSE | FALSE | [8 empty] | March, 30 2020 00:00:00 | FALSE | FALSE | FALSE | [6 empty] | AC | [7 empty] | FALSE
PL1QLCH9C7F4 | P.Q.L. Inc. | Superior Life | 91046 | Linear Replacement Lamp | T8 Four-Foot | Replacement Lamps (plug and play) (UL Type A) |  | standard | FALSE | [10 empty] | July, 05 2018 00:00:00 | Not Dimmable | Not Dimmable | FALSE |  | NANPBS | [25 empty] | 4.4 | 1700 | 113.3 | 15 | 20 | 0.9 | 3500 | 82 |  |  |  | FALSE | FALSE | FALSE | [8 empty] | November, 02 2018 00:00:00 | FALSE | FALSE | FALSE | [6 empty] | AC | [7 empty] | FALSE
PLWM0Z493QV8 | IKIO LED LIGHTING (DONGGUAN) CO.,LTD | IKIO | IK-T804-NANO-0012-40A&B-J | Linear Replacement Lamp | T8 Four-Foot | Dual Mode Internal Driver (UL Type A and Type B) |  | standard | FALSE | [10 empty] | July, 05 2018 00:00:00 | Not Dimmable | Not Dimmable | NotYetVerified |  | IIIMGY | [25 empty] | 5 | 1664 | 132.1 | 12.6 | 20 | 0.9 | 4000 | 82 |  |  |  | FALSE | FALSE | FALSE | [8 empty] | March, 30 2020 00:00:00 | FALSE | FALSE | FALSE | [6 empty] | AC | [7 empty] | FALSE
PLM4NENOTUHF | IKIO LED LIGHTING (DONGGUAN) CO.,LTD | IKIO | IK-T804-NANO-0015-50A&B-J | Linear Replacement Lamp | T8 Four-Foot | Dual Mode Internal Driver (UL Type A and Type B) |  | standard | FALSE | [10 empty] | July, 05 2018 00:00:00 | Not Dimmable | Not Dimmable | NotYetVerified |  | KKLAFG | [25 empty] | 5 | 2160 | 135 | 16 | 20 | 0.9 | 5000 | 83 |  |  |  | FALSE | FALSE | FALSE | [8 empty] | March, 30 2020 00:00:00 | FALSE | FALSE | FALSE | [6 empty] | AC | [7 empty] | FALSE
PLTORF0QB4MQ | IKIO LED LIGHTING (DONGGUAN) CO.,LTD | IKIO | IK-T804-NANO-0012-30A&B-J | Linear Replacement Lamp | T8 Four-Foot | Dual Mode Internal Driver (UL Type A and Type B) |  | standard | TRUE |  | 1664 | 132.1 | 12.6 | 9.04 | 0.9017 | 3001 | 82.2 | 5 | 50000 | July, 05 2018 00:00:00 | Not Dimmable | Not Dimmable | NotYetVerified |  | IIIMGY | [15 empty] | 90 |  | 1.42 | 1.15 | [6 empty] | 5 | 1664 | 132.1 | 12.6 | 20 | 0.9 | 3000 | 82 |  |  |  | FALSE | FALSE | FALSE | [8 empty] | March, 30 2020 00:00:00 | FALSE | FALSE | FALSE | [6 empty] | AC | [7 empty] | FALSE
PL5ST4KM5O2Q | P.Q.L. Inc. | Superior Life | 91044 | Linear Replacement Lamp | T8 Four-Foot | Replacement Lamps (plug and play) (UL Type A) |  | standard | FALSE | [10 empty] | July, 05 2018 00:00:00 | Not Dimmable | Not Dimmable | No |  | NANPBS | [25 empty] | 5 | 1800 | 120 | 15 | 20 | 0.9 | 4000 | 82 |  |  |  | FALSE | FALSE | FALSE | [8 empty] | March, 30 2020 00:00:00 | FALSE | FALSE | FALSE | [6 empty] | AC | [7 empty] | FALSE
PL5ZF14FAFOI | IKIO LED LIGHTING (DONGGUAN) CO.,LTD | IKIO | IK-T804-UE-0010 -TA&BF-40-A | Linear Replacement Lamp | T8 Four-Foot | Dual Mode Internal Driver (UL Type A and Type B) |  | standard | FALSE | [10 empty] | July, 02 2018 00:00:00 | Not Dimmable | Not Dimmable | No |  | IIIMGR | [25 empty] | 5 | 1702.9 | 132.52 | 12.85 | 12.7 | 0.9511 | 4000 | 82.4 |  |  |  | FALSE | FALSE | FALSE | [8 empty] | March, 30 2020 00:00:00 | FALSE | FALSE | FALSE | [6 empty] | AC | [7 empty] | FALSE
PL64O7B4VZ1V | IKIO LED LIGHTING (DONGGUAN) CO.,LTD | IKIO | IK-T804-UE-0010 -TA&BF-45-A | Linear Replacement Lamp | T8 Four-Foot | Dual Mode Internal Driver (UL Type A and Type B) |  | standard | FALSE | [10 empty] | July, 02 2018 00:00:00 | Not Dimmable | Not Dimmable | No |  | IIIMGR | [25 empty] | 5 | 1702.9 | 132.52 | 12.85 | 12.7 | 0.9511 | 4500 | 82.4 |  |  |  | FALSE | FALSE | FALSE | [8 empty] | March, 30 2020 00:00:00 | FALSE | FALSE | FALSE | [6 empty] | AC | [7 empty] | FALSE
PXFKYDF4 | IRTRONIX INC DBA EURI LIGHTING | Euri Lighting | ET8-3150H-18 | Linear Replacement Lamp | T8 Four-Foot | Dual Mode Internal Driver (UL Type A and Type B) |  | standard | FALSE | [10 empty] | July, 02 2018 00:00:00 | Not Dimmable | Not Dimmable | No |  | MMMRFO | [25 empty] | 5 | 2415.9 | 119.98 | 20.15 | 8.76 | 0.954 | 5000 | 82 |  |  |  | FALSE | FALSE | FALSE | [8 empty] | March, 30 2020 00:00:00 | FALSE | FALSE | FALSE | [6 empty] | AC | [7 empty] | FALSE
PW1A5EM0 | IRTRONIX INC DBA EURI LIGHTING | Euri Lighting | ET8-1151-13 | Linear Replacement Lamp | T8 Four-Foot | Replacement Lamps (plug and play) (UL Type A) |  | standard | TRUE |  | 1716.5 | 138.76 | 12.37 | 17.97 | 0.932 | 4908 | 80.4 | 5 | 50000 | July, 02 2018 00:00:00 | Not Dimmable | Not Dimmable | No |  | MMMRFL | [15 empty] | 84.4 |  | 1.28 | 1.2 | [6 empty] | 5 | 1716.5 | 138.76 | 12.37 | 17.98 | 0.93 | 5000 | 80 |  |  |  | FALSE | FALSE | FALSE | [8 empty] | March, 30 2020 00:00:00 | FALSE | FALSE | FALSE | [6 empty] | AC | [7 empty] | FALSE
P8F3XJK5 | IRTRONIX INC DBA EURI LIGHTING | Euri Lighting | ET8-3150H-13 | Linear Replacement Lamp | T8 Four-Foot | Dual Mode Internal Driver (UL Type A and Type B) |  | standard | TRUE |  | 2136.4 | 137.56 | 15.53 | 14.017 | 0.951 | 4898 | 80.4 | 5 | 50000 | July, 02 2018 00:00:00 | Not Dimmable | Not Dimmable | No |  | MMMRFN | [15 empty] | 84.4 |  | 1.34 | 1.18 | [6 empty] | 5 | 2136.4 | 137.56 | 15.53 | 14.02 | 0.95 | 5000 | 80 |  |  |  | FALSE | FALSE | FALSE | [8 empty] | March, 30 2020 00:00:00 | FALSE | FALSE | FALSE | [6 empty] | AC | [7 empty] | FALSE
PUW5RW2A | IRTRONIX INC DBA EURI LIGHTING | Euri Lighting | ET8-1141-13 | Linear Replacement Lamp | T8 Four-Foot | Replacement Lamps (plug and play) (UL Type A) |  | standard | TRUE |  | 1802.7 | 130.44 | 13.82 | 16.348 | 0.954 | 4156 | 82.5 | 5 | 50000 | July, 02 2018 00:00:00 | Not Dimmable | Not Dimmable | No |  | MMMRFK | [15 empty] | 84.6 |  | 1.32 | 1.18 | [6 empty] | 5 | 1802.7 | 130.44 | 13.82 | 16.35 | 0.95 | 4000 | 80 |  |  |  | FALSE | FALSE | FALSE | [8 empty] | March, 30 2020 00:00:00 | FALSE | FALSE | FALSE | [6 empty] | AC | [7 empty] | FALSE
PV6R40OD | IRTRONIX INC DBA EURI LIGHTING | Euri Lighting | ET8-3135H-18 | Linear Replacement Lamp | T8 Four-Foot | Dual Mode Internal Driver (UL Type A and Type B) |  | standard | TRUE |  | 2373.5 | 117.34 | 20.23 | 8.76 | 0.954 | 3689 | 82.5 | 5 | 50000 | July, 02 2018 00:00:00 | Not Dimmable | Not Dimmable | No |  | MMMRFO | [15 empty] | 83.2 |  | 1.3 | 1.22 | [6 empty] | 5 | 2373.5 | 117.34 | 20.23 | 8.76 | 0.954 | 3500 | 82 |  |  |  | FALSE | FALSE | FALSE | [8 empty] | March, 30 2020 00:00:00 | FALSE | FALSE | FALSE | [6 empty] | AC | [7 empty] | FALSE
PH7YI3W7 | IRTRONIX INC DBA EURI LIGHTING | Euri Lighting | ET8-3140H-18 | Linear Replacement Lamp | T8 Four-Foot | Dual Mode Internal Driver (UL Type A and Type B) |  | standard | FALSE | [10 empty] | July, 02 2018 00:00:00 | Not Dimmable | Not Dimmable | No |  | MMMRFO | [25 empty] | 5 | 2373.5 | 117.34 | 20.23 | 8.76 | 0.954 | 4000 | 82 |  |  |  | FALSE | FALSE | FALSE | [8 empty] | March, 30 2020 00:00:00 | FALSE | FALSE | FALSE | [6 empty] | AC | [7 empty] | FALSE
PLVC8O82ACSC | IKIO LED LIGHTING (DONGGUAN) CO.,LTD | IKIO | IK-T804-UE-0010 -TA&BF-35-A | Linear Replacement Lamp | T8 Four-Foot | Dual Mode Internal Driver (UL Type A and Type B) |  | standard | FALSE | [10 empty] | July, 02 2018 00:00:00 | Not Dimmable | Not Dimmable | No |  | IIIMGR | [25 empty] | 5 | 1702.9 | 132.52 | 12.85 | 12.7 | 0.9511 | 3500 | 82.4 |  |  |  | FALSE | FALSE | FALSE | [8 empty] | March, 30 2020 00:00:00 | FALSE | FALSE | FALSE | [6 empty] | AC | [7 empty] | FALSE
PLY0A4Z73PR5 | IKIO LED LIGHTING (DONGGUAN) CO.,LTD | IKIO | IK-T804-UE-0010 -TA&BF-30-A | Linear Replacement Lamp | T8 Four-Foot | Dual Mode Internal Driver (UL Type A and Type B) |  | standard | TRUE |  | 1702.9 | 132.52 | 12.85 | 12.7 | 0.9511 | 3023 | 82.4 | 5 | 50000 | July, 02 2018 00:00:00 | Not Dimmable | Not Dimmable | No |  | IIIMGR | [15 empty] | 78.6 |  | 1.16 | 1.24 | [6 empty] | 5 | 1702.9 | 132.52 | 12.85 | 12.7 | 0.9511 | 3000 | 82.4 |  |  |  | FALSE | FALSE | FALSE | [8 empty] | March, 30 2020 00:00:00 | FALSE | FALSE | FALSE | [6 empty] | AC | [7 empty] | FALSE
PP3C81P8 | IRTRONIX INC DBA EURI LIGHTING | Euri Lighting | ET8-3140H-13 | Linear Replacement Lamp | T8 Four-Foot | Dual Mode Internal Driver (UL Type A and Type B) |  | standard | TRUE |  | 1880.6 | 122.83 | 15.31 | 14.265 | 0.957 | 4176 | 82.4 | 5 | 50000 | July, 02 2018 00:00:00 | Not Dimmable | Not Dimmable | No |  | MMMRFM | [15 empty] | 84.6 |  | 1.32 | 1.18 | [6 empty] | 5 | 1880.6 | 122.83 | 15.31 | 14.27 | 0.96 | 4000 | 80 |  |  |  | FALSE | FALSE | FALSE | [8 empty] | March, 30 2020 00:00:00 | FALSE | FALSE | FALSE | [6 empty] | AC | [7 empty] | FALSE
PLZTN5XEXVQG | IKIO LED LIGHTING (DONGGUAN) CO.,LTD | IKIO | IK-T804-UE-0010 -TA&BF-50-A | Linear Replacement Lamp | T8 Four-Foot | Dual Mode Internal Driver (UL Type A and Type B) |  | standard | FALSE | [10 empty] | July, 02 2018 00:00:00 | Not Dimmable | Not Dimmable | No |  | IIIMGR | [25 empty] | 5 | 1715.7 | 134.78 | 12.73 | 12.7 | 0.9511 | 5000 | 78.8 |  |  |  | FALSE | FALSE | FALSE | [8 empty] | March, 30 2020 00:00:00 | FALSE | FALSE | FALSE | [6 empty] | AC | [7 empty] | FALSE
PLDB9EWLCCLO | Technical Consumer Products | TCP | L15T8D5030KSC | Linear Replacement Lamp | T8 Four-Foot | Replacement Lamps (plug and play) (UL Type A) |  | standard | FALSE | [10 empty] | June, 29 2018 00:00:00 | Dimmable | Continuous Below 10 | No |  | XXXCID | [25 empty] | 5 | 2100 | 117 | 18 | 11.09 | 0.97 | 4000 | 83 |  |  |  | FALSE | FALSE | FALSE | [8 empty] | March, 30 2020 00:00:00 | FALSE | FALSE | FALSE | [6 empty] | AC | [7 empty] | FALSE
PLAS4A2X0Z9L | Premise LED Inc. | Premise | T84-4125PA | Linear Replacement Lamp | T8 Four-Foot | Replacement Lamps (plug and play) (UL Type A) |  | standard | FALSE | [10 empty] | June, 29 2018 00:00:00 | Not Dimmable | Not Dimmable | No |  | ZBAAKA | [25 empty] | 5 | 1600 | 133 | 12 | 20 | 0.9 | 5000 | 80 |  |  |  | FALSE | FALSE | FALSE | [8 empty] | March, 30 2020 00:00:00 | FALSE | FALSE | FALSE | [6 empty] | AC | [7 empty] | FALSE
PLB062CQXDT1 | Technical Consumer Products | TCP | L15T8D5035KSC | Linear Replacement Lamp | T8 Four-Foot | Replacement Lamps (plug and play) (UL Type A) |  | standard | FALSE | [10 empty] | June, 29 2018 00:00:00 | Dimmable | Continuous Below 10 | No |  | XXXCID | [25 empty] | 5 | 2200 | 122 | 18 | 11 | 0.97 | 5000 | 83 |  |  |  | FALSE | FALSE | FALSE | [8 empty] | March, 30 2020 00:00:00 | FALSE | FALSE | FALSE | [6 empty] | AC | [7 empty] | FALSE
PL6XK73UFP2U | Premise LED Inc. | Premise | T84-41235PA | Linear Replacement Lamp | T8 Four-Foot | Replacement Lamps (plug and play) (UL Type A) |  | standard | TRUE |  | 1790.55 | 137.19 | 13.0515 | 15.97 | 0.9466 | 3475 | 82.59 | 5 | 50000 | June, 29 2018 00:00:00 | Not Dimmable | Not Dimmable | No |  | ZBAAKA | [15 empty] | 84.7 |  | 1.22 | 1.3 | [6 empty] | 5 | 1600 | 133 | 12 | 20 | 0.9 | 3500 | 80 |  |  |  | FALSE | FALSE | FALSE | [8 empty] | March, 30 2020 00:00:00 | FALSE | FALSE | FALSE | [6 empty] | AC | [7 empty] | FALSE
PLN7ED1GLED0 | Technical Consumer Products | TCP | L15T8D5041KSC | Linear Replacement Lamp | T8 Four-Foot | Replacement Lamps (plug and play) (UL Type A) |  | standard | TRUE |  | 2100 | 127.4 | 16.48 | 16.57 | 0.966 | 3099 | 83 | 5 | 50000 | June, 29 2018 00:00:00 | Dimmable | Continuous Below 10 | No |  | XXXCID | [15 empty] | 82.1 |  | 1.24 | 1.2 | [6 empty] | 4.4 | 2000 | 112 | 18 | 11.09 | 0.97 | 3000 | 83 |  |  |  | FALSE | FALSE | FALSE | [8 empty] | November, 02 2018 00:00:00 | FALSE | FALSE | FALSE | [6 empty] | AC | [7 empty] | FALSE
PLT4TV5MDBME | Technical Consumer Products | TCP | L15T8D5050KSC | Linear Replacement Lamp | T8 Four-Foot | Replacement Lamps (plug and play) (UL Type A) |  | standard | FALSE | [10 empty] | June, 29 2018 00:00:00 | Dimmable | Continuous Below 10 | No |  | XXXCID | [25 empty] | 4.4 | 2000 | 112 | 18 | 11.09 | 0.97 | 3500 | 83 |  |  |  | FALSE | FALSE | FALSE | [8 empty] | November, 02 2018 00:00:00 | FALSE | FALSE | FALSE | [6 empty] | AC | [7 empty] | FALSE
PLVI84ZYT8BC | Premise LED Inc. | Premise | T84-4124PA | Linear Replacement Lamp | T8 Four-Foot | Replacement Lamps (plug and play) (UL Type A) |  | standard | FALSE | [10 empty] | June, 29 2018 00:00:00 | Not Dimmable | Not Dimmable | No |  | ZBAAKA | [25 empty] | 5 | 1600 | 133 | 12 | 20 | 0.9 | 4000 | 80 |  |  |  | FALSE | FALSE | FALSE | [8 empty] | March, 30 2020 00:00:00 | FALSE | FALSE | FALSE | [6 empty] | AC | [7 empty] | FALSE
PLB0ML271BPC | Beyond Signs Inc. dba Beyond LED Technology | Beyond | BLT-T8-4TYAB-16W-DHCF | Linear Replacement Lamp | T8 Four-Foot | Dual Mode Internal Driver (UL Type A and Type B) |  | standard | FALSE | [10 empty] | June, 28 2018 00:00:00 | Not Dimmable | Not Dimmable | NotYetVerified |  | MMMREW | [25 empty] | 5 | 2340 | 130 | 18 | 7.7 | 0.9 | 4500 | 80 |  |  |  | FALSE | FALSE | FALSE | [8 empty] | March, 30 2020 00:00:00 | FALSE | FALSE | FALSE | [6 empty] | AC | [7 empty] | FALSE
PLO7CQEUHVLF | Beyond Signs Inc. dba Beyond LED Technology | Beyond | BLT-T8-4TYAB-20W-DBMF | Linear Replacement Lamp | T8 Four-Foot | Dual Mode Internal Driver (UL Type A and Type B) |  | standard | FALSE | [10 empty] | June, 28 2018 00:00:00 | Not Dimmable | Not Dimmable | NotYetVerified |  | MMMREX | [25 empty] | 5 | 2600 | 130 | 20 | 5.79 | 0.9 | 3500 | 80 |  |  |  | FALSE | FALSE | FALSE | [8 empty] | March, 30 2020 00:00:00 | FALSE | FALSE | FALSE | [6 empty] | AC | [7 empty] | FALSE
PL06BHR1Y3EW | Beyond Signs Inc. dba Beyond LED Technology | Beyond | BLT-T8-4TYAB-16W-DWCF | Linear Replacement Lamp | T8 Four-Foot | Dual Mode Internal Driver (UL Type A and Type B) |  | standard | TRUE |  | 2195.5 | 123.34 | 17.8 | 7.7 | 0.9727 | 2896 | 81.9 | 5 | 50000 | June, 28 2018 00:00:00 | Not Dimmable | Not Dimmable | NotYetVerified |  | MMMREW | [15 empty] | 89.3 |  | 1.28 | 1.44 | [6 empty] | 5 | 2250 | 125 | 18 | 7.7 | 0.9 | 3000 | 80 |  |  |  | FALSE | FALSE | FALSE | [8 empty] | March, 30 2020 00:00:00 | FALSE | FALSE | FALSE | [6 empty] | AC | [7 empty] | FALSE
PLR5SE8SBX4G | Beyond Signs Inc. dba Beyond LED Technology | Beyond | BLT-T8-4TYAB-16W-DBCF | Linear Replacement Lamp | T8 Four-Foot | Dual Mode Internal Driver (UL Type A and Type B) |  | standard | FALSE | [10 empty] | June, 28 2018 00:00:00 | Not Dimmable | Not Dimmable | NotYetVerified |  | MMMREW | [25 empty] | 5 | 2250 | 125 | 18 | 7.7 | 0.9 | 3500 | 80 |  |  |  | FALSE | FALSE | FALSE | [8 empty] | March, 30 2020 00:00:00 | FALSE | FALSE | FALSE | [6 empty] | AC | [7 empty] | FALSE
PLND9NIDWBJ7 | Beyond Signs Inc. dba Beyond LED Technology | Beyond | BLT-T8-4TYAB-16W-DWMF | Linear Replacement Lamp | T8 Four-Foot | Dual Mode Internal Driver (UL Type A and Type B) |  | standard | TRUE |  | 2034.7 | 114.76 | 17.73 | 7.63 | 0.9727 | 2884 | 81.9 | 5 | 50000 | June, 28 2018 00:00:00 | Not Dimmable | Not Dimmable | NotYetVerified |  | MMMREV | [15 empty] | 84.2 |  | 1.24 | 1.42 | [6 empty] | 5 | 2160 | 120 | 18 | 7.63 | 0.9 | 3000 | 80 |  |  |  | FALSE | FALSE | FALSE | [8 empty] | March, 30 2020 00:00:00 | FALSE | FALSE | FALSE | [6 empty] | AC | [7 empty] | FALSE
PLF5K3WWO0YJ | Beyond Signs Inc. dba Beyond LED Technology | Beyond | BLT-T8-4TYAB-20W-DWCF | Linear Replacement Lamp | T8 Four-Foot | Dual Mode Internal Driver (UL Type A and Type B) |  | standard | TRUE |  | 2589.3 | 124.41 | 20.81 | 5.83 | 0.9791 | 2898 | 81.8 | 5 | 50000 | June, 28 2018 00:00:00 | Not Dimmable | Not Dimmable | NotYetVerified |  | MMMREY | [15 empty] | 88.9 |  | 1.26 | 1.42 | [6 empty] | 5 | 2600 | 130 | 20 | 20 | 0.9 | 3000 | 80 |  |  |  | FALSE | FALSE | FALSE | [8 empty] | March, 30 2020 00:00:00 | FALSE | FALSE | FALSE | [6 empty] | AC | [7 empty] | FALSE
PLEAWT17IK7M | Beyond Signs Inc. dba Beyond LED Technology | Beyond | BLT-T8-4TYAB-16W-DDMF | Linear Replacement Lamp | T8 Four-Foot | Dual Mode Internal Driver (UL Type A and Type B) |  | standard | FALSE | [10 empty] | June, 28 2018 00:00:00 | Not Dimmable | Not Dimmable | NotYetVerified |  | MMMREV | [25 empty] | 5 | 2160 | 120 | 18 | 7.63 | 0.9 | 5000 | 80 |  |  |  | FALSE | FALSE | FALSE | [8 empty] | March, 30 2020 00:00:00 | FALSE | FALSE | FALSE | [6 empty] | AC | [7 empty] | FALSE
PLOPTBZ35WRI | Beyond Signs Inc. dba Beyond LED Technology | Beyond | BLT-T8-4TYAB-16W-DNCF | Linear Replacement Lamp | T8 Four-Foot | Dual Mode Internal Driver (UL Type A and Type B) |  | standard | FALSE | [10 empty] | June, 28 2018 00:00:00 | Not Dimmable | Not Dimmable | NotYetVerified |  | MMMREW | [25 empty] | 5 | 2340 | 130 | 18 | 7.7 | 0.9 | 4000 | 80 |  |  |  | FALSE | FALSE | FALSE | [8 empty] | March, 30 2020 00:00:00 | FALSE | FALSE | FALSE | [6 empty] | AC | [7 empty] | FALSE
PLF8PFZX4MLO | Beyond Signs Inc. dba Beyond LED Technology | Beyond | BLT-T8-4TYAB-16W-DDCF | Linear Replacement Lamp | T8 Four-Foot | Dual Mode Internal Driver (UL Type A and Type B) |  | standard | FALSE | [10 empty] | June, 28 2018 00:00:00 | Not Dimmable | Not Dimmable | NotYetVerified |  | MMMREW | [25 empty] | 5 | 2340 | 130 | 18 | 7.7 | 0.9 | 5000 | 80 |  |  |  | FALSE | FALSE | FALSE | [8 empty] | March, 30 2020 00:00:00 | FALSE | FALSE | FALSE | [6 empty] | AC | [7 empty] | FALSE
PLYKB8MPJM5P | Beyond Signs Inc. dba Beyond LED Technology | Beyond | BLT-T8-4TYAB-20W-DDMF | Linear Replacement Lamp | T8 Four-Foot | Dual Mode Internal Driver (UL Type A and Type B) |  | standard | FALSE | [10 empty] | June, 28 2018 00:00:00 | Not Dimmable | Not Dimmable | NotYetVerified |  | MMMREX | [25 empty] | 5 | 2600 | 130 | 20 | 5.79 | 0.9 | 5000 | 80 |  |  |  | FALSE | FALSE | FALSE | [8 empty] | March, 30 2020 00:00:00 | FALSE | FALSE | FALSE | [6 empty] | AC | [7 empty] | FALSE
PLLLA6C8U1RV | Beyond Signs Inc. dba Beyond LED Technology | Beyond | BLT-T8-4TYAB-16W-DNMF | Linear Replacement Lamp | T8 Four-Foot | Dual Mode Internal Driver (UL Type A and Type B) |  | standard | FALSE | [10 empty] | June, 28 2018 00:00:00 | Not Dimmable | Not Dimmable | NotYetVerified |  | MMMREV | [25 empty] | 5 | 2160 | 120 | 18 | 7.63 | 0.9 | 4000 | 80 |  |  |  | FALSE | FALSE | FALSE | [8 empty] | March, 30 2020 00:00:00 | FALSE | FALSE | FALSE | [6 empty] | AC | [7 empty] | FALSE
PLEU0KBH73UD | Beyond Signs Inc. dba Beyond LED Technology | Beyond | BLT-T8-4TYAB-16W-DHMF | Linear Replacement Lamp | T8 Four-Foot | Dual Mode Internal Driver (UL Type A and Type B) |  | standard | FALSE | [10 empty] | June, 28 2018 00:00:00 | Not Dimmable | Not Dimmable | NotYetVerified |  | MMMREV | [25 empty] | 5 | 2160 | 120 | 18 | 7.63 | 0.9 | 4500 | 80 |  |  |  | FALSE | FALSE | FALSE | [8 empty] | March, 30 2020 00:00:00 | FALSE | FALSE | FALSE | [6 empty] | AC | [7 empty] | FALSE
PLVNTH957BF3 | Beyond Signs Inc. dba Beyond LED Technology | Beyond | BLT-T8-4TYAB-20W-DNMF | Linear Replacement Lamp | T8 Four-Foot | Dual Mode Internal Driver (UL Type A and Type B) |  | standard | FALSE | [10 empty] | June, 28 2018 00:00:00 | Not Dimmable | Not Dimmable | NotYetVerified |  | MMMREX | [25 empty] | 5 | 2600 | 130 | 20 | 5.79 | 0.9 | 4000 | 80 |  |  |  | FALSE | FALSE | FALSE | [8 empty] | March, 30 2020 00:00:00 | FALSE | FALSE | FALSE | [6 empty] | AC | [7 empty] | FALSE
PLNEKKADJLKM | Beyond Signs Inc. dba Beyond LED Technology | Beyond | BLT-T8-4TYAB-20W-DNCF | Linear Replacement Lamp | T8 Four-Foot | Dual Mode Internal Driver (UL Type A and Type B) |  | standard | FALSE | [10 empty] | June, 28 2018 00:00:00 | Not Dimmable | Not Dimmable | NotYetVerified |  | MMMREY | [25 empty] | 5 | 2600 | 130 | 20 | 20 | 0.9 | 4000 | 80 |  |  |  | FALSE | FALSE | FALSE | [8 empty] | March, 30 2020 00:00:00 | FALSE | FALSE | FALSE | [6 empty] | AC | [7 empty] | FALSE
PLXUZXMI5FOU | Beyond Signs Inc. dba Beyond LED Technology | Beyond | BLT-T8-4TYAB-20W-DHCF | Linear Replacement Lamp | T8 Four-Foot | Dual Mode Internal Driver (UL Type A and Type B) |  | standard | FALSE | [10 empty] | June, 28 2018 00:00:00 | Not Dimmable | Not Dimmable | NotYetVerified |  | MMMREY | [25 empty] | 5 | 2600 | 130 | 20 | 20 | 0.9 | 4500 | 80 |  |  |  | FALSE | FALSE | FALSE | [8 empty] | March, 30 2020 00:00:00 | FALSE | FALSE | FALSE | [6 empty] | AC | [7 empty] | FALSE
PLEUQLY6KHBV | Beyond Signs Inc. dba Beyond LED Technology | Beyond | BLT-T8-4TYAB-16W-DBMF | Linear Replacement Lamp | T8 Four-Foot | Dual Mode Internal Driver (UL Type A and Type B) |  | standard | FALSE | [10 empty] | June, 28 2018 00:00:00 | Not Dimmable | Not Dimmable | NotYetVerified |  | MMMREV | [25 empty] | 5 | 2160 | 120 | 18 | 7.63 | 0.9 | 3500 | 80 |  |  |  | FALSE | FALSE | FALSE | [8 empty] | March, 30 2020 00:00:00 | FALSE | FALSE | FALSE | [6 empty] | AC | [7 empty] | FALSE
PLRL3W1N3DZ1 | Beyond Signs Inc. dba Beyond LED Technology | Beyond | BLT-T8-4TYAB-20W-DHMF | Linear Replacement Lamp | T8 Four-Foot | Dual Mode Internal Driver (UL Type A and Type B) |  | standard | FALSE | [10 empty] | June, 28 2018 00:00:00 | Not Dimmable | Not Dimmable | NotYetVerified |  | MMMREX | [25 empty] | 5 | 2600 | 130 | 20 | 5.79 | 0.9 | 4500 | 80 |  |  |  | FALSE | FALSE | FALSE | [8 empty] | March, 30 2020 00:00:00 | FALSE | FALSE | FALSE | [6 empty] | AC | [7 empty] | FALSE
PL9S3U3ZKHVV | Beyond Signs Inc. dba Beyond LED Technology | Beyond | BLT-T8-4TYAB-20W-DBCF | Linear Replacement Lamp | T8 Four-Foot | Dual Mode Internal Driver (UL Type A and Type B) |  | standard | FALSE | [10 empty] | June, 28 2018 00:00:00 | Not Dimmable | Not Dimmable | NotYetVerified |  | MMMREY | [25 empty] | 5 | 2600 | 130 | 20 | 20 | 0.9 | 3500 | 80 |  |  |  | FALSE | FALSE | FALSE | [8 empty] | March, 30 2020 00:00:00 | FALSE | FALSE | FALSE | [6 empty] | AC | [7 empty] | FALSE
PL8YD11IHS92 | Beyond Signs Inc. dba Beyond LED Technology | Beyond | BLT-T8-4TYAB-20W-DDCF | Linear Replacement Lamp | T8 Four-Foot | Dual Mode Internal Driver (UL Type A and Type B) |  | standard | FALSE | [10 empty] | June, 28 2018 00:00:00 | Not Dimmable | Not Dimmable | NotYetVerified |  | MMMREY | [25 empty] | 5 | 2600 | 130 | 20 | 20 | 0.9 | 5000 | 80 |  |  |  | FALSE | FALSE | FALSE | [8 empty] | March, 30 2020 00:00:00 | FALSE | FALSE | FALSE | [6 empty] | AC | [7 empty] | FALSE
PLJIPIDTR8IJ | Beyond Signs Inc. dba Beyond LED Technology | Beyond | BLT-T8-4TYAB-20W-DWMF | Linear Replacement Lamp | T8 Four-Foot | Dual Mode Internal Driver (UL Type A and Type B) |  | standard | TRUE |  | 2395 | 114.8 | 20.86 | 5.79 | 0.9799 | 2887 | 81.9 | 5 | 50000 | June, 28 2018 00:00:00 | Not Dimmable | Not Dimmable | NotYetVerified |  | MMMREX | [15 empty] | 84.7 |  | 1.22 | 1.38 | [6 empty] | 5 | 2600 | 130 | 20 | 5.79 | 0.9 | 3000 | 80 |  |  |  | FALSE | FALSE | FALSE | [8 empty] | March, 30 2020 00:00:00 | FALSE | FALSE | FALSE | [6 empty] | AC | [7 empty] | FALSE
PL0V46YJI0QM | Green Creative LTD | GREEN CREATIVE | 10.5T8/4F/830/DIR/RC | Linear Replacement Lamp | T8 Four-Foot | Replacement Lamps (plug and play) (UL Type A) |  | standard | TRUE |  | 1684 | 120.9 | 13.93 | 12.79 | 0.9394 | 2970 | 82.1 | 5 | 50000 | June, 22 2018 00:00:00 | Dimmable | Continuous Above 10 | No | Updated on 08/08/2018 | JJJNNG | [15 empty] | 81.5 |  | 1.26 | 1.3 | [6 empty] | 5 | 1650 | 126 | 13 | 18 | 0.9 | 3000 | 82 |  |  |  | FALSE | FALSE | FALSE | [8 empty] | March, 30 2020 00:00:00 | FALSE | FALSE | FALSE | [6 empty] | AC | [7 empty] | FALSE
P99CNDOP | Xiamen Bymea Lighting Co., Ltd | BYMEA | T08J21-ABD-35H | Linear Replacement Lamp | T8 Four-Foot | Dual Mode Internal Driver (UL Type A and Type B) |  | standard | FALSE | [10 empty] | June, 22 2018 00:00:00 | Not Dimmable | Not Dimmable | No |  | JJJNNF | [25 empty] | 5 | 1780 | 119.8 | 14.86 | 11.21 | 0.9697 | 3500 | 81.9 |  |  |  | FALSE | FALSE | FALSE | [8 empty] | March, 30 2020 00:00:00 | FALSE | FALSE | FALSE | [6 empty] | AC | [7 empty] | FALSE
PPNDTU3L | Xiamen Bymea Lighting Co., Ltd | BYMEA | T08J21-ABD-40H | Linear Replacement Lamp | T8 Four-Foot | Dual Mode Internal Driver (UL Type A and Type B) |  | standard | FALSE | [10 empty] | June, 22 2018 00:00:00 | Not Dimmable | Not Dimmable | No |  | JJJNNF | [25 empty] | 5 | 1794 | 120.69 | 14.86 | 11.21 | 0.9697 | 4000 | 81.9 |  |  |  | FALSE | FALSE | FALSE | [8 empty] | March, 30 2020 00:00:00 | FALSE | FALSE | FALSE | [6 empty] | AC | [7 empty] | FALSE
PYGWDZG0 | Xiamen Bymea Lighting Co., Ltd | BYMEA | T08J21-ABD-50H | Linear Replacement Lamp | T8 Four-Foot | Dual Mode Internal Driver (UL Type A and Type B) |  | standard | FALSE | [10 empty] | June, 22 2018 00:00:00 | Not Dimmable | Not Dimmable | No |  | JJJNNF | [25 empty] | 5 | 1820 | 121.66 | 14.96 | 12.52 | 0.9989 | 5000 | 82.4 |  |  |  | FALSE | FALSE | FALSE | [8 empty] | March, 30 2020 00:00:00 | FALSE | FALSE | FALSE | [6 empty] | AC | [7 empty] | FALSE
PL257TJXNIF6 | Green Creative LTD | GREEN CREATIVE | 10.5T8/4F/840/DIR/RC | Linear Replacement Lamp | T8 Four-Foot | Replacement Lamps (plug and play) (UL Type A) |  | standard | FALSE | [10 empty] | June, 22 2018 00:00:00 | Dimmable | Continuous Above 10 | No | Updated on 08/08/2018 | JJJNNG | [25 empty] | 5 | 1700 | 130 | 13 | 18 | 0.9 | 4000 | 82 |  |  |  | FALSE | FALSE | FALSE | [8 empty] | March, 30 2020 00:00:00 | FALSE | FALSE | FALSE | [6 empty] | AC | [7 empty] | FALSE
PUB6RDNS | Xiamen Bymea Lighting Co., Ltd | BYMEA | T08J21-ABD-45H | Linear Replacement Lamp | T8 Four-Foot | Dual Mode Internal Driver (UL Type A and Type B) |  | standard | FALSE | [10 empty] | June, 22 2018 00:00:00 | Not Dimmable | Not Dimmable | No |  | JJJNNF | [25 empty] | 5 | 1807 | 121.58 | 14.86 | 11.21 | 0.9697 | 4500 | 81.9 |  |  |  | FALSE | FALSE | FALSE | [8 empty] | March, 30 2020 00:00:00 | FALSE | FALSE | FALSE | [6 empty] | AC | [7 empty] | FALSE
PLJTEM7KEPHD | Green Creative LTD | GREEN CREATIVE | 10.5T8/4F/835/DIR/RC | Linear Replacement Lamp | T8 Four-Foot | Replacement Lamps (plug and play) (UL Type A) |  | standard | FALSE | [10 empty] | June, 22 2018 00:00:00 | Dimmable | Continuous Above 10 | No | Updated on 08/08/2018 | JJJNNG | [25 empty] | 5 | 1650 | 126 | 13 | 18 | 0.9 | 3500 | 82 |  |  |  | FALSE | FALSE | FALSE | [8 empty] | March, 30 2020 00:00:00 | FALSE | FALSE | FALSE | [6 empty] | AC | [7 empty] | FALSE
PLA993UMPS6U | Green Creative LTD | GREEN CREATIVE | 10.5T8/4F/850/DIR/RC | Linear Replacement Lamp | T8 Four-Foot | Replacement Lamps (plug and play) (UL Type A) |  | standard | FALSE | [10 empty] | June, 22 2018 00:00:00 | Dimmable | Continuous Above 10 | No | Updated on 08/08/2018 | JJJNNG | [25 empty] | 5 | 1700 | 130 | 13 | 18 | 0.9 | 5000 | 82 |  |  |  | FALSE | FALSE | FALSE | [8 empty] | March, 30 2020 00:00:00 | FALSE | FALSE | FALSE | [6 empty] | AC | [7 empty] | FALSE
PCZ5VR9Z | Xiamen Bymea Lighting Co., Ltd | BYMEA | T08J21-ABD-30H | Linear Replacement Lamp | T8 Four-Foot | Dual Mode Internal Driver (UL Type A and Type B) |  | standard | TRUE |  | 1731 | 116.02 | 14.92 | 12.52 | 0.9537 | 3004 | 81.8 | 5 | 50000 | June, 22 2018 00:00:00 | Not Dimmable | Not Dimmable | No | Updated on 10/30/2019 | JJJNNF | [15 empty] | 85.6 |  | 1.2 | 1.24 | [6 empty] | 5 | 1700 | 141.67 | 12 | 11.21 | 0.9697 | 3000 | 81.9 |  |  |  | FALSE | FALSE | FALSE | [8 empty] | March, 30 2020 00:00:00 | FALSE | FALSE | FALSE | [6 empty] | AC | 120 | 277 | [5 empty] | FALSE
PP2TESP6 | Xiamen Bymea Lighting Co., Ltd | BYMEA | T08J01-ABD-45H | Linear Replacement Lamp | T8 Four-Foot | Dual Mode Internal Driver (UL Type A and Type B) |  | standard | FALSE | [10 empty] | June, 21 2018 00:00:00 | Not Dimmable | Not Dimmable | No | Product Updated 9/4/2019 | JJJNMY | [25 empty] | 5 | 2100 | 117 | 18 | 10 | 0.9 | 4500 | 82 |  |  |  | FALSE | FALSE | FALSE | [8 empty] | March, 30 2020 00:00:00 | FALSE | FALSE | FALSE | [6 empty] | AC | 120 | 277 | [5 empty] | FALSE
PYNP5MTL | Xiamen Bymea Lighting Co., Ltd | BYMEA | T08J11-ABD-40H | Linear Replacement Lamp | T8 Four-Foot | Dual Mode Internal Driver (UL Type A and Type B) |  | standard | FALSE | [10 empty] | June, 21 2018 00:00:00 | Not Dimmable | Not Dimmable | No | Updated on 10/30/2019 | JJJNMX | [25 empty] | 5 | 1900 | 126.67 | 15 | 13.02 | 0.9762 | 4000 | 81.9 |  |  |  | FALSE | FALSE | FALSE | [8 empty] | March, 30 2020 00:00:00 | FALSE | FALSE | FALSE | [6 empty] | AC | 120 | 277 | [5 empty] | FALSE
PXGJPT7L | ZHEJIANG HONGYAO LIGHTING ELECTRICAL CO.,LTD | HONGYAO | HY-T8-F120-18W-A+B3500K | Linear Replacement Lamp | T8 Four-Foot | Dual Mode Internal Driver (UL Type A and Type B) |  | standard | TRUE |  | 2389.5 | 117.94 | 20.26 | 8.98 | 0.952 | 3678 | 82.3 | 5 | 50000 | June, 21 2018 00:00:00 | Not Dimmable | Not Dimmable | No |  | DDDJUH | [15 empty] | 83.1 |  | 1.32 | 1.22 | [6 empty] | 5 | 2389.5 | 117.94 | 20.26 | 5.75 | 0.952 | 3500 | 82 |  |  |  | FALSE | FALSE | FALSE | [8 empty] | March, 30 2020 00:00:00 | FALSE | FALSE | FALSE | [6 empty] | AC | [7 empty] | FALSE
PXNQ9LUR | Xiamen Bymea Lighting Co., Ltd | BYMEA | T08G81-40H | Linear Replacement Lamp | T8 Four-Foot | Dual Mode Internal Driver (UL Type A and Type B) |  | standard | FALSE | [10 empty] | June, 21 2018 00:00:00 | Not Dimmable | Not Dimmable | No |  | JJJNMZ | [25 empty] | 5 | 2190 | 121.09 | 18.09 | 9.21 | 0.9137 | 4000 | 81.3 |  |  |  | FALSE | FALSE | FALSE | [8 empty] | March, 30 2020 00:00:00 | FALSE | FALSE | FALSE | [6 empty] | AC | [7 empty] | FALSE
POUL3JF8 | Xiamen Bymea Lighting Co., Ltd | BYMEA | T08J01-ABD-35H | Linear Replacement Lamp | T8 Four-Foot | Dual Mode Internal Driver (UL Type A and Type B) |  | standard | FALSE | [10 empty] | June, 21 2018 00:00:00 | Not Dimmable | Not Dimmable | No | Product Updated 9/4/2019 | JJJNMY | [25 empty] | 5 | 2100 | 117 | 18 | 10 | 0.9 | 3500 | 82 |  |  |  | FALSE | FALSE | FALSE | [8 empty] | March, 30 2020 00:00:00 | FALSE | FALSE | FALSE | [6 empty] | AC | 120 | 277 | [5 empty] | FALSE
PWDMF78C | Xiamen Bymea Lighting Co., Ltd | BYMEA | T08J01-ABD-50H | Linear Replacement Lamp | T8 Four-Foot | Dual Mode Internal Driver (UL Type A and Type B) |  | standard | FALSE | [10 empty] | June, 21 2018 00:00:00 | Not Dimmable | Not Dimmable | No | Product Updated 9/4/2019 | JJJNMY | [25 empty] | 5 | 2100 | 117 | 18 | 10 | 0.9 | 5000 | 82 |  |  |  | FALSE | FALSE | FALSE | [8 empty] | March, 30 2020 00:00:00 | FALSE | FALSE | FALSE | [6 empty] | AC | 120 | 277 | [5 empty] | FALSE
PIZ4GRXP | Xiamen Bymea Lighting Co., Ltd | BYMEA | T08G81-50H | Linear Replacement Lamp | T8 Four-Foot | Dual Mode Internal Driver (UL Type A and Type B) |  | standard | FALSE | [10 empty] | June, 21 2018 00:00:00 | Not Dimmable | Not Dimmable | No |  | JJJNMZ | [25 empty] | 5 | 2213 | 122.47 | 18.07 | 9.12 | 0.9364 | 5000 | 82.7 |  |  |  | FALSE | FALSE | FALSE | [8 empty] | March, 30 2020 00:00:00 | FALSE | FALSE | FALSE | [6 empty] | AC | [7 empty] | FALSE
P0FWRAZE | Xiamen Bymea Lighting Co., Ltd | BYMEA | T08G81-30H | Linear Replacement Lamp | T8 Four-Foot | Dual Mode Internal Driver (UL Type A and Type B) |  | standard | TRUE |  | 2153 | 118.23 | 18.1 | 9.51 | 0.9137 | 2983 | 81.3 | 5 | 50000 | June, 21 2018 00:00:00 | Not Dimmable | Not Dimmable | NO |  | JJJNMZ | [15 empty] | 84.8 |  | 1.2 | 1.28 | [6 empty] | 5 | 2167 | 119.72 | 18.1 | 9.21 | 0.9137 | 3000 | 81.3 |  |  |  | FALSE | FALSE | FALSE | [8 empty] | March, 30 2020 00:00:00 | FALSE | FALSE | FALSE | [6 empty] | AC | [7 empty] | FALSE
P3K2S9GX | Xiamen Bymea Lighting Co., Ltd | BYMEA | T08J11-ABD-35H | Linear Replacement Lamp | T8 Four-Foot | Dual Mode Internal Driver (UL Type A and Type B) |  | standard | FALSE | [10 empty] | June, 21 2018 00:00:00 | Not Dimmable | Not Dimmable | No | Updated on 10/30/2019 | JJJNMX | [25 empty] | 5 | 1900 | 126.67 | 15 | 13.02 | 0.9762 | 3500 | 81.9 |  |  |  | FALSE | FALSE | FALSE | [8 empty] | March, 30 2020 00:00:00 | FALSE | FALSE | FALSE | [6 empty] | AC | 120 | 277 | [5 empty] | FALSE
PA314K0B | Xiamen Bymea Lighting Co., Ltd | BYMEA | T08J11-ABD-45H | Linear Replacement Lamp | T8 Four-Foot | Dual Mode Internal Driver (UL Type A and Type B) |  | standard | FALSE | [10 empty] | June, 21 2018 00:00:00 | Not Dimmable | Not Dimmable | No | Updated on 10/30/2019 | JJJNMX | [25 empty] | 5 | 1900 | 126.67 | 15 | 13.02 | 0.9762 | 4500 | 81.9 |  |  |  | FALSE | FALSE | FALSE | [8 empty] | March, 30 2020 00:00:00 | FALSE | FALSE | FALSE | [6 empty] | AC | 120 | 277 | [5 empty] | FALSE
P40PEFW3 | ZHEJIANG HONGYAO LIGHTING ELECTRICAL CO.,LTD | HONGYAO | HY-T8-F120-18W-A+B4000K | Linear Replacement Lamp | T8 Four-Foot | Dual Mode Internal Driver (UL Type A and Type B) |  | standard | FALSE | [10 empty] | June, 21 2018 00:00:00 | Not Dimmable | Not Dimmable | No |  | DDDJUH | [25 empty] | 5 | 2389.5 | 117.94 | 20.26 | 5.75 | 0.952 | 4000 | 82 |  |  |  | FALSE | FALSE | FALSE | [8 empty] | March, 30 2020 00:00:00 | FALSE | FALSE | FALSE | [6 empty] | AC | [7 empty] | FALSE
PB0OKBVK | ZHEJIANG HONGYAO LIGHTING ELECTRICAL CO.,LTD | HONGYAO | HY-T8-F120-18W-A+B5000K | Linear Replacement Lamp | T8 Four-Foot | Dual Mode Internal Driver (UL Type A and Type B) |  | standard | FALSE | [10 empty] | June, 21 2018 00:00:00 | Not Dimmable | Not Dimmable | No |  | DDDJUH | [25 empty] | 5 | 2415.9 | 119.42 | 20.23 | 8.98 | 0.952 | 5000 | 82 |  |  |  | FALSE | FALSE | FALSE | [8 empty] | March, 30 2020 00:00:00 | FALSE | FALSE | FALSE | [6 empty] | AC | [7 empty] | FALSE
PLWQ44QA | Xiamen Bymea Lighting Co., Ltd | BYMEA | T08G81-45H | Linear Replacement Lamp | T8 Four-Foot | Dual Mode Internal Driver (UL Type A and Type B) |  | standard | FALSE | [10 empty] | June, 21 2018 00:00:00 | Not Dimmable | Not Dimmable | No |  | JJJNMZ | [25 empty] | 5 | 2202 | 121.73 | 18.09 | 9.21 | 0.9137 | 4500 | 81.3 |  |  |  | FALSE | FALSE | FALSE | [8 empty] | March, 30 2020 00:00:00 | FALSE | FALSE | FALSE | [6 empty] | AC | [7 empty] | FALSE
PAS7XQOR | Xiamen Bymea Lighting Co., Ltd | BYMEA | T08G81-35H | Linear Replacement Lamp | T8 Four-Foot | Dual Mode Internal Driver (UL Type A and Type B) |  | standard | FALSE | [10 empty] | June, 21 2018 00:00:00 | Not Dimmable | Not Dimmable | No |  | JJJNMZ | [25 empty] | 5 | 2179 | 120.46 | 18.09 | 9.21 | 0.9137 | 3500 | 81.3 |  |  |  | FALSE | FALSE | FALSE | [8 empty] | March, 30 2020 00:00:00 | FALSE | FALSE | FALSE | [6 empty] | AC | [7 empty] | FALSE
PC64A5OW | Xiamen Bymea Lighting Co., Ltd | BYMEA | T08J01-ABD-40H | Linear Replacement Lamp | T8 Four-Foot | Dual Mode Internal Driver (UL Type A and Type B) |  | standard | FALSE | [10 empty] | June, 21 2018 00:00:00 | Not Dimmable | Not Dimmable | No | Product Updated 9/4/2019 | JJJNMY | [25 empty] | 5 | 2100 | 117 | 18 | 10 | 0.9 | 4000 | 82 |  |  |  | FALSE | FALSE | FALSE | [8 empty] | March, 30 2020 00:00:00 | FALSE | FALSE | FALSE | [6 empty] | AC | 120 | 277 | [5 empty] | FALSE
P1TTPSJ0 | Xiamen Bymea Lighting Co., Ltd | BYMEA | T08J01-ABD-30H | Linear Replacement Lamp | T8 Four-Foot | Dual Mode Internal Driver (UL Type A and Type B) |  | standard | TRUE |  | 2388 | 123.35 | 19.36 | 9.31 | 0.91 | 3013 | 81.7 | 5 | 50000 | June, 21 2018 00:00:00 | Not Dimmable | Not Dimmable | No | Product Updated 9/4/2019 | JJJNMY | [15 empty] | 85.6 |  | 1.2 | 1.14 | [6 empty] | 5 | 2100 | 117 | 18 | 10 | 0.9 | 3000 | 82 |  |  |  | FALSE | FALSE | FALSE | [8 empty] | March, 30 2020 00:00:00 | FALSE | FALSE | FALSE | [6 empty] | AC | 120 | 277 | 120 |  |  |  |  | FALSE
P6QUVEZN | Xiamen Bymea Lighting Co., Ltd | BYMEA | T08J11-ABD-50H | Linear Replacement Lamp | T8 Four-Foot | Dual Mode Internal Driver (UL Type A and Type B) |  | standard | FALSE | [10 empty] | June, 21 2018 00:00:00 | Not Dimmable | Not Dimmable | No | Updated on 10/30/2019 | JJJNMX | [25 empty] | 5 | 1900 | 126.67 | 15 | 12.96 | 0.9652 | 5000 | 82.4 |  |  |  | FALSE | FALSE | FALSE | [8 empty] | March, 30 2020 00:00:00 | FALSE | FALSE | FALSE | [6 empty] | AC | 120 | 277 | [5 empty] | FALSE
P8LRSIHV | Xiamen Bymea Lighting Co., Ltd | BYMEA | T08J11-ABD-30H | Linear Replacement Lamp | T8 Four-Foot | Dual Mode Internal Driver (UL Type A and Type B) |  | standard | TRUE |  | 2087 | 124 | 16.83 | 13.02 | 0.9624 | 3005 | 81.9 | 5 | 50000 | June, 21 2018 00:00:00 | Not Dimmable | Not Dimmable | No | Updated on 10/30/2019 | JJJNMX | [15 empty] | 85.6 |  | 1.22 | 1.16 | [6 empty] | 5 | 1900 | 126.67 | 15 | 13.02 | 0.9762 | 3000 | 81.9 |  |  |  | FALSE | FALSE | FALSE | [8 empty] | March, 30 2020 00:00:00 | FALSE | FALSE | FALSE | [6 empty] | AC | 120 | 277 | [5 empty] | FALSE
PI0JXRGH | ZHEJIANG HONGYAO LIGHTING ELECTRICAL CO.,LTD | HONGYAO | HY-T8-F120-A+B-13W-120-50K | Linear Replacement Lamp | T8 Four-Foot | Dual Mode Internal Driver (UL Type A and Type B) |  | standard | FALSE | [10 empty] | June, 20 2018 00:00:00 | Not Dimmable | Not Dimmable | No |  | DDDJUG | [25 empty] | 5 | 1953.3 | 130.22 | 15 | 8.54 | 0.955 | 5000 | 82 |  |  |  | FALSE | FALSE | FALSE | [8 empty] | March, 30 2020 00:00:00 | FALSE | FALSE | FALSE | [6 empty] | AC | [7 empty] | FALSE
PU95I028 | ZHEJIANG HONGYAO LIGHTING ELECTRICAL CO.,LTD | HONGYAO | HY-T8-N120-18W-A+B4000K | Linear Replacement Lamp | T8 Four-Foot | Dual Mode Internal Driver (UL Type A and Type B) |  | standard | FALSE | [10 empty] | June, 20 2018 00:00:00 | Not Dimmable | Not Dimmable | No |  | DDDJUF | [25 empty] | 5 | 2373.5 | 117.34 | 20.23 | 8.76 | 0.954 | 4000 | 82 |  |  |  | FALSE | FALSE | FALSE | [8 empty] | March, 30 2020 00:00:00 | FALSE | FALSE | FALSE | [6 empty] | AC | [7 empty] | FALSE
P5AIPJWK | ZHEJIANG HONGYAO LIGHTING ELECTRICAL CO.,LTD | HONGYAO | HY-T8-N120-18W-A+B5000K | Linear Replacement Lamp | T8 Four-Foot | Dual Mode Internal Driver (UL Type A and Type B) |  | standard | FALSE | [10 empty] | June, 20 2018 00:00:00 | Not Dimmable | Not Dimmable | No |  | DDDJUF | [25 empty] | 5 | 2415.9 | 119.98 | 20.15 | 8.76 | 0.954 | 5000 | 82 |  |  |  | FALSE | FALSE | FALSE | [8 empty] | March, 30 2020 00:00:00 | FALSE | FALSE | FALSE | [6 empty] | AC | [7 empty] | FALSE
PIDLUFSA | ZHEJIANG HONGYAO LIGHTING ELECTRICAL CO.,LTD | HONGYAO | HY-T8-N120-18W-A+B3500K | Linear Replacement Lamp | T8 Four-Foot | Dual Mode Internal Driver (UL Type A and Type B) |  | standard | TRUE |  | 2373.5 | 117.34 | 20.23 | 8.76 | 0.954 | 3689 | 82.5 | 5 | 50000 | June, 20 2018 00:00:00 | Not Dimmable | Not Dimmable | No |  | DDDJUF | [15 empty] | 83.2 |  | 1.3 | 1.22 | [6 empty] | 5 | 2373.5 | 117.34 | 20.23 | 8.76 | 0.954 | 3500 | 82 |  |  |  | FALSE | FALSE | FALSE | [8 empty] | March, 30 2020 00:00:00 | FALSE | FALSE | FALSE | [6 empty] | AC | [7 empty] | FALSE
P39CTXHG | ZHEJIANG HONGYAO LIGHTING ELECTRICAL CO.,LTD | HONGYAO | HY-T8-F120-A+B-13W-120-35K | Linear Replacement Lamp | T8 Four-Foot | Dual Mode Internal Driver (UL Type A and Type B) |  | standard | TRUE |  | 2001.9 | 129.88 | 15.41 | 8.54 | 0.955 | 3528 | 80.2 | 5 | 50000 | June, 20 2018 00:00:00 | Not Dimmable | Not Dimmable | No |  | DDDJUG | [15 empty] | 82.8 |  | 1.3 | 1.22 | [6 empty] | 5 | 2001.9 | 129.88 | 15.41 | 8.54 | 0.955 | 3500 | 80 |  |  |  | FALSE | FALSE | FALSE | [8 empty] | March, 30 2020 00:00:00 | FALSE | FALSE | FALSE | [6 empty] | AC | [7 empty] | FALSE
PBJPC1ZV | ZHEJIANG HONGYAO LIGHTING ELECTRICAL CO.,LTD | HONGYAO | HY-T8-F120-A+B-13W-120-40K | Linear Replacement Lamp | T8 Four-Foot | Dual Mode Internal Driver (UL Type A and Type B) |  | standard | FALSE | [10 empty] | June, 20 2018 00:00:00 | Not Dimmable | Not Dimmable | No |  | DDDJUG | [25 empty] | 5 | 2001.9 | 129.88 | 15.41 | 8.54 | 0.955 | 4000 | 80 |  |  |  | FALSE | FALSE | FALSE | [8 empty] | March, 30 2020 00:00:00 | FALSE | FALSE | FALSE | [6 empty] | AC | [7 empty] | FALSE
PH7RM8LD | ZHEJIANG HONGYAO LIGHTING ELECTRICAL CO.,LTD | HONGYAO | HY-T8-F120-AS-15W-3500K | Linear Replacement Lamp | T8 Four-Foot | Replacement Lamps (plug and play) (UL Type A) |  | standard | TRUE |  | 1919.7 | 128.16 | 14.98 | 8.54 | 0.961 | 3705 | 82.5 | 5 | 50000 | June, 19 2018 00:00:00 | Not Dimmable | Not Dimmable | No |  | FFFJCH | [15 empty] | 83.3 |  | 1.24 | 1.22 | [6 empty] | 5 | 1919.7 | 128.16 | 14.98 | 8.54 | 0.961 | 3500 | 82 |  |  |  | FALSE | FALSE | FALSE | [8 empty] | March, 30 2020 00:00:00 | FALSE | FALSE | FALSE | [6 empty] | AC | [7 empty] | FALSE
PL55HC00 | ZHEJIANG HONGYAO LIGHTING ELECTRICAL CO.,LTD | HONGYAO | HY-T8-F120-AS-15W-4000K | Linear Replacement Lamp | T8 Four-Foot | Replacement Lamps (plug and play) (UL Type A) |  | standard | FALSE | [10 empty] | June, 19 2018 00:00:00 | Not Dimmable | Not Dimmable | No |  | FFFJCH | [25 empty] | 5 | 1919.7 | 128.16 | 14.98 | 8.54 | 0.961 | 4000 | 82 |  |  |  | FALSE | FALSE | FALSE | [8 empty] | March, 30 2020 00:00:00 | FALSE | FALSE | FALSE | [6 empty] | AC | [7 empty] | FALSE
PDW1OKON | ZHEJIANG HONGYAO LIGHTING ELECTRICAL CO.,LTD | HONGYAO | HY-T8-F120-AS-15W-5000K | Linear Replacement Lamp | T8 Four-Foot | Replacement Lamps (plug and play) (UL Type A) |  | standard | FALSE | [10 empty] | June, 19 2018 00:00:00 | Not Dimmable | Not Dimmable | No |  | FFFJCH | [25 empty] | 5 | 1923.3 | 128.66 | 14.95 | 8.54 | 0.961 | 5000 | 82 |  |  |  | FALSE | FALSE | FALSE | [8 empty] | March, 30 2020 00:00:00 | FALSE | FALSE | FALSE | [6 empty] | AC | [7 empty] | FALSE
PLC6CGXMF52Q | Simplify LED | Simplify | SP-T8-18W-4-BQET+(M)-30K-N | Linear Replacement Lamp | T8 Four-Foot | Dual Mode Internal Driver (UL Type A and Type B) |  | standard | TRUE |  | 2210.16 | 125.577 | 17.6 | 17.1 | 0.926 | 3018 | 83.9 | 5 | 50000 | June, 18 2018 00:00:00 | Not Dimmable | Not Dimmable | No |  | SSSDCH | [15 empty] | 80.3 |  | 1.04 | 1.24 | [6 empty] | 5 | 2210.1 | 125.5 | 17.6 | 17.1 | 0.93 | 3018 | 83.9 |  |  |  | FALSE | FALSE | FALSE | [8 empty] | March, 30 2020 00:00:00 | FALSE | FALSE | FALSE | [6 empty] | AC | [7 empty] | FALSE
PLY2RB0RCBU9 | Simplify LED | Simplify | SP-T8-18W-4-BQET+(M)-40K-N | Linear Replacement Lamp | T8 Four-Foot | Dual Mode Internal Driver (UL Type A and Type B) |  | standard | FALSE | [10 empty] | June, 18 2018 00:00:00 | Not Dimmable | Not Dimmable | No |  | SSSDCH | [25 empty] | 5 | 2210.1 | 125.5 | 17.6 | 17.1 | 0.93 | 4000 | 83.9 |  |  |  | FALSE | FALSE | FALSE | [8 empty] | March, 30 2020 00:00:00 | FALSE | FALSE | FALSE | [6 empty] | AC | [7 empty] | FALSE
PLESQ464BKTV | Simplify LED | Simplify | SP-T8-18W-4-BQET+(M)-50K-N | Linear Replacement Lamp | T8 Four-Foot | Dual Mode Internal Driver (UL Type A and Type B) |  | standard | FALSE | [10 empty] | June, 18 2018 00:00:00 | Not Dimmable | Not Dimmable | No |  | SSSDCH | [25 empty] | 5 | 2266.3 | 128 | 17.7 | 18.8 | 0.94 | 5128 | 87.1 |  |  |  | FALSE | FALSE | FALSE | [8 empty] | March, 30 2020 00:00:00 | FALSE | FALSE | FALSE | [6 empty] | AC | [7 empty] | FALSE
PLILWNKBPXZC | THINK Green Solutions | THINK | LED-THINK-TUBE-T8-45K-15W-GL-SP | Linear Replacement Lamp | T8 Four-Foot | Replacement Lamps (plug and play) (UL Type A) |  | standard | FALSE | [10 empty] | June, 12 2018 00:00:00 | Not Dimmable | Not Dimmable | No |  | NANOXV | [25 empty] | 5 | 1810 | 118.99 | 15.21 | 10 | 0.9 | 4500 | 80 |  |  |  | FALSE | FALSE | FALSE | [8 empty] | March, 30 2020 00:00:00 | FALSE | FALSE | FALSE | [6 empty] | AC | [7 empty] | FALSE
PL6IRK28DDQM | THINK Green Solutions | THINK | LED-THINK-TUBE-T8-35K-18W-GL-SP | Linear Replacement Lamp | T8 Four-Foot | Replacement Lamps (plug and play) (UL Type A) |  | standard | FALSE | [10 empty] | June, 12 2018 00:00:00 | Not Dimmable | Not Dimmable | No |  | NANOXW | [25 empty] | 5 | 2244 | 120.87 | 18.57 | 10 | 0.9 | 3500 | 80 |  |  |  | FALSE | FALSE | FALSE | [8 empty] | March, 30 2020 00:00:00 | FALSE | FALSE | FALSE | [6 empty] | AC | [7 empty] | FALSE
PLGYMZP70MHA | THINK Green Solutions | THINK | LED-THINK-TUBE-T8-40K-18W-GL-SP | Linear Replacement Lamp | T8 Four-Foot | Replacement Lamps (plug and play) (UL Type A) |  | standard | FALSE | [10 empty] | June, 12 2018 00:00:00 | Not Dimmable | Not Dimmable | No |  | NANOXW | [25 empty] | 5 | 2299 | 123.84 | 18.57 | 10 | 0.9 | 4000 | 80 |  |  |  | FALSE | FALSE | FALSE | [8 empty] | March, 30 2020 00:00:00 | FALSE | FALSE | FALSE | [6 empty] | AC | [7 empty] | FALSE
PLI77BITO0JH | Builders Pack | GLL | 33-T8AL-4F-712-850-F-MGC-1 | Linear Replacement Lamp | T8 Four-Foot | Dual Mode Internal Driver (UL Type A and Type B) |  | standard | FALSE | [10 empty] | June, 12 2018 00:00:00 | Not Dimmable | Not Dimmable | No |  | NANOXY | [25 empty] | 5 | 1800 | 150 | 12 | 20 | 0.9 | 5000 | 80 |  |  |  | FALSE | FALSE | FALSE | [8 empty] | March, 30 2020 00:00:00 | FALSE | FALSE | FALSE | [6 empty] | AC | [7 empty] | FALSE
PL6MXU6NRR62 | LEDVANCE, LLC (formerly OSRAM SYLVANIA, INC) | Sylvania | LED15T8/L48/FP/830/SUB/G8 | Linear Replacement Lamp | T8 Four-Foot | Replacement Lamps (plug and play) (UL Type A) |  | standard | TRUE |  | 2128.5 | 119.5 | 17.82 | 8.6 | 0.9711 | 3064 | 85.1 | 5 | 50000 | June, 12 2018 00:00:00 | Not Dimmable | Not Dimmable | NO |  | MMMRCQ | [15 empty] | 81.8 |  | 1.24 | 1.3 | [6 empty] | 4.4 | 2000 | 112 | 18 | 20 | 0.9 | 3000 | 83 |  |  |  | FALSE | FALSE | FALSE | [8 empty] | November, 02 2018 00:00:00 | FALSE | FALSE | FALSE | [6 empty] | AC | [7 empty] | FALSE
PLUKMW7B85GU | THINK Green Solutions | THINK | LED-THINK-TUBE-T8-50K-15W-GL-SP | Linear Replacement Lamp | T8 Four-Foot | Replacement Lamps (plug and play) (UL Type A) |  | standard | FALSE | [10 empty] | June, 12 2018 00:00:00 | Not Dimmable | Not Dimmable | No |  | NANOXV | [25 empty] | 5 | 1840 | 120.3 | 15.3 | 10 | 0.9 | 5000 | 80 |  |  |  | FALSE | FALSE | FALSE | [8 empty] | March, 30 2020 00:00:00 | FALSE | FALSE | FALSE | [6 empty] | AC | [7 empty] | FALSE
PLKXIVH0WFRF | THINK Green Solutions | THINK | LED-THINK-TUBE-T8-45K-12W-GL-SP | Linear Replacement Lamp | T8 Four-Foot | Replacement Lamps (plug and play) (UL Type A) |  | standard | FALSE | [10 empty] | June, 12 2018 00:00:00 | Not Dimmable | Not Dimmable | No |  | NANOXU | [25 empty] | 5 | 1805 | 150.4 | 12 | 15 | 0.9 | 4500 | 80 |  |  | 4 | FALSE | FALSE | FALSE | [8 empty] | March, 30 2020 00:00:00 | FALSE | FALSE | FALSE | [6 empty] | AC | [7 empty] | FALSE
PL4L7GUBN5P0 | THINK Green Solutions | THINK | LED-THINK-TUBE-T8-30K-18W-GL-SP | Linear Replacement Lamp | T8 Four-Foot | Replacement Lamps (plug and play) (UL Type A) |  | standard | TRUE |  | 2189 | 120.71 | 18.14 | 7.96 | 0.9064 | 2934 | 81.8 | 5 | 50000 | June, 12 2018 00:00:00 | Not Dimmable | Not Dimmable | No |  | NANOXW | [15 empty] | 84.3 |  | 1.24 | 1.2 | [6 empty] | 5 | 2189 | 120.67 | 18.14 | 10 | 0.9 | 3000 | 80 |  |  |  | FALSE | FALSE | FALSE | [8 empty] | March, 30 2020 00:00:00 | FALSE | FALSE | FALSE | [6 empty] | AC | [7 empty] | FALSE
PLSGWC7UJ2FM | THINK Green Solutions | THINK | LED-THINK-TUBE-T8-30K-12W-GL-SP | Linear Replacement Lamp | T8 Four-Foot | Replacement Lamps (plug and play) (UL Type A) |  | standard | TRUE |  | 1650 | 122.28 | 13.5 | 9.46 | 0.9115 | 2921 | 82.9 | 5 | 50000 | June, 12 2018 00:00:00 | Not Dimmable | Not Dimmable | No |  | NANOXU | [15 empty] | 84.5 |  | 1.22 | 1.26 | [6 empty] | 5 | 1730 | 144.2 | 12 | 15 | 0.9 | 3000 | 80 |  |  | 4 | FALSE | FALSE | FALSE | [8 empty] | March, 30 2020 00:00:00 | FALSE | FALSE | FALSE | [6 empty] | AC | [7 empty] | FALSE
PL8KUNZ3TGFW | Builders Pack | GLL | 33-T8AL-4F-718-835-F-MGC-1 | Linear Replacement Lamp | T8 Four-Foot | Dual Mode Internal Driver (UL Type A and Type B) |  | standard | FALSE | [10 empty] | June, 12 2018 00:00:00 | Not Dimmable | Not Dimmable | No |  | NANOYB | [25 empty] | 5 | 2400 | 120 | 20 | 20 | 0.9 | 3500 | 80 |  |  |  | FALSE | FALSE | FALSE | [8 empty] | March, 30 2020 00:00:00 | FALSE | FALSE | FALSE | [6 empty] | AC | [7 empty] | FALSE
PLXT9NCGTZK3 | Builders Pack | GLL | 33-T8AL-4F-718-840-F-MGC-1 | Linear Replacement Lamp | T8 Four-Foot | Dual Mode Internal Driver (UL Type A and Type B) |  | standard | FALSE | [10 empty] | June, 12 2018 00:00:00 | Not Dimmable | Not Dimmable | No |  | NANOYB | [25 empty] | 5 | 2450 | 122 | 20 | 20 | 0.9 | 4000 | 80 |  |  |  | FALSE | FALSE | FALSE | [8 empty] | March, 30 2020 00:00:00 | FALSE | FALSE | FALSE | [6 empty] | AC | [7 empty] | FALSE
PLJI5JTQTNG6 | Builders Pack | GLL | 33-T8AL-4F-712-850-F-MGC-2 | Linear Replacement Lamp | T8 Four-Foot | Dual Mode Internal Driver (UL Type A and Type B) |  | standard | FALSE | [10 empty] | June, 12 2018 00:00:00 | Not Dimmable | Not Dimmable | No |  | NANOXZ | [25 empty] | 5 | 1680 | 129.2 | 13 | 15 | 0.9 | 4835 | 80 |  |  |  | FALSE | FALSE | FALSE | [8 empty] | March, 30 2020 00:00:00 | FALSE | FALSE | FALSE | [6 empty] | AC | [7 empty] | FALSE
PL3IGN1Y60NH | Builders Pack | GLL | 33-T8AL-4F-718-830-F-MGC-1 | Linear Replacement Lamp | T8 Four-Foot | Dual Mode Internal Driver (UL Type A and Type B) |  | standard | TRUE |  | 2430.4 | 121.96 | 19.93 | 19.29 | 0.882 | 2930 | 83.1 | 5 | 50000 | June, 12 2018 00:00:00 | Not Dimmable | Not Dimmable | No |  | NANOYB | [15 empty] | 83.9 |  | 1.24 | 1.24 | [6 empty] | 5 | 2400 | 120 | 20 | 20 | 0.9 | 3000 | 80 |  |  |  | FALSE | FALSE | FALSE | [8 empty] | March, 30 2020 00:00:00 | FALSE | FALSE | FALSE | [6 empty] | AC | [7 empty] | FALSE
PL33GDMBIJFK | Builders Pack | Builders Pack | 44-T8-120-12W-50K-GL-D-AB-2 | Linear Replacement Lamp | T8 Four-Foot | Dual Mode Internal Driver (UL Type A and Type B) |  | standard | FALSE | [10 empty] | June, 12 2018 00:00:00 | Dimmable | Continuous Above 10 | NO | Updated on 07/26/2018 | YYYDBX | [25 empty] | 5 | 1650 | 120.09 | 13.74 | 22.49 | 0.9 | 5000 | 80 |  |  |  | FALSE | FALSE | FALSE | [8 empty] | March, 30 2020 00:00:00 | FALSE | FALSE | FALSE | [6 empty] | AC | [7 empty] | FALSE
PL9Q94U6XNZ3 | LEDVANCE, LLC (formerly OSRAM SYLVANIA, INC) | Sylvania | LED15T8/L48/FP/835/SUB/G8 | Linear Replacement Lamp | T8 Four-Foot | Replacement Lamps (plug and play) (UL Type A) |  | standard | FALSE | [10 empty] | June, 12 2018 00:00:00 | Not Dimmable | Not Dimmable | NO |  | MMMRCQ | [25 empty] | 4.4 | 2000 | 112 | 18 | 20 | 0.9 | 3500 | 83 |  |  |  | FALSE | FALSE | FALSE | [8 empty] | November, 02 2018 00:00:00 | FALSE | FALSE | FALSE | [6 empty] | AC | [7 empty] | FALSE
PL9RF05AK3HD | THINK Green Solutions | THINK | LED-THINK-TUBE-T8-35K-15W-GL-SP | Linear Replacement Lamp | T8 Four-Foot | Replacement Lamps (plug and play) (UL Type A) |  | standard | FALSE | [10 empty] | June, 12 2018 00:00:00 | Not Dimmable | Not Dimmable | No |  | NANOXV | [25 empty] | 4.4 | 1749 | 115.01 | 15.21 | 10 | 0.9 | 3500 | 80 |  |  |  | FALSE | FALSE | FALSE | [8 empty] | November, 02 2018 00:00:00 | FALSE | FALSE | FALSE | [6 empty] | AC | [7 empty] | FALSE
PLB45TE8K3SZ | Builders Pack | Builders Pack | 44-T8-120-12W-35K-GL-D-AB-2 | Linear Replacement Lamp | T8 Four-Foot | Dual Mode Internal Driver (UL Type A and Type B) |  | standard | FALSE | [10 empty] | June, 12 2018 00:00:00 | Dimmable | Continuous Above 10 | NO | Updated on 07/26/2018 | YYYDBX | [25 empty] | 5 | 1626.39 | 118.89 | 13.68 | 22.13 | 0.9 | 3500 | 80 |  |  |  | FALSE | FALSE | FALSE | [8 empty] | March, 30 2020 00:00:00 | FALSE | FALSE | FALSE | [6 empty] | AC | [7 empty] | FALSE
PLPDBAQ5VG6P | Builders Pack | Builders Pack | 44-T8-120-12W-40K-GL-D-AB-2 | Linear Replacement Lamp | T8 Four-Foot | Dual Mode Internal Driver (UL Type A and Type B) |  | standard | FALSE | [10 empty] | June, 12 2018 00:00:00 | Dimmable | Continuous Above 10 | NO | Updated on 07/26/2018 | YYYDBX | [25 empty] | 5 | 1637.46 | 119.7 | 13.68 | 22.13 | 0.9 | 4000 | 80 |  |  |  | FALSE | FALSE | FALSE | [8 empty] | March, 30 2020 00:00:00 | FALSE | FALSE | FALSE | [6 empty] | AC | [7 empty] | FALSE
PLLTHVQBX1OO | THINK Green Solutions | THINK | LED-THINK-TUBE-T8-50K-18W-GL-SP | Linear Replacement Lamp | T8 Four-Foot | Replacement Lamps (plug and play) (UL Type A) |  | standard | FALSE | [10 empty] | June, 12 2018 00:00:00 | Not Dimmable | Not Dimmable | No |  | NANOXW | [25 empty] | 5 | 2409 | 126.86 | 18.99 | 10 | 0.9 | 5000 | 80 |  |  |  | FALSE | FALSE | FALSE | [8 empty] | March, 30 2020 00:00:00 | FALSE | FALSE | FALSE | [6 empty] | AC | [7 empty] | FALSE
PLW9C3O1ECDO | Builders Pack | GLL | 33-T8AL-4F-712-840-F-MGC-2 | Linear Replacement Lamp | T8 Four-Foot | Dual Mode Internal Driver (UL Type A and Type B) |  | standard | FALSE | [10 empty] | June, 12 2018 00:00:00 | Not Dimmable | Not Dimmable | No |  | NANOXZ | [25 empty] | 5 | 1650 | 126.9 | 13 | 15 | 0.9 | 4000 | 80 |  |  |  | FALSE | FALSE | FALSE | [8 empty] | March, 30 2020 00:00:00 | FALSE | FALSE | FALSE | [6 empty] | AC | [7 empty] | FALSE
PLEL7YLZD2BM | Builders Pack | GLL | 33-T8AL-4F-712-830-F-MGC-1 | Linear Replacement Lamp | T8 Four-Foot | Dual Mode Internal Driver (UL Type A and Type B) |  | standard | TRUE |  | 1760 | 123.02 | 14.31 | 19.95 | 0.909 | 2935 | 83.2 | 5 | 50000 | June, 12 2018 00:00:00 | Not Dimmable | Not Dimmable | No |  | NANOXY | [15 empty] | 84.2 |  | 1.24 | 1.28 | [6 empty] | 5 | 1752 | 146 | 12 | 20 | 0.9 | 3000 | 80 |  |  |  | FALSE | FALSE | FALSE | [8 empty] | March, 30 2020 00:00:00 | FALSE | FALSE | FALSE | [6 empty] | AC | [7 empty] | FALSE
PLTIFIHJS3N3 | Builders Pack | GLL | 33-T8AL-4F-712-830-F-MGC-2 | Linear Replacement Lamp | T8 Four-Foot | Dual Mode Internal Driver (UL Type A and Type B) |  | standard | TRUE |  | 1649.38 | 115.1 | 14.33 | 14.5 | 0.939 | 2906 | 83.4 | 5 | 50000 | June, 12 2018 00:00:00 | Not Dimmable | Not Dimmable | No |  | NANOXZ | [15 empty] | 78.7 |  | 1.12 | 1.24 | [6 empty] | 5 | 1650 | 126.9 | 13 | 15 | 0.9 | 2906 | 80 |  |  |  | FALSE | FALSE | FALSE | [8 empty] | March, 30 2020 00:00:00 | FALSE | FALSE | FALSE | [6 empty] | AC | [7 empty] | FALSE
PLBMD19KKD7U | LEDVANCE, LLC (formerly OSRAM SYLVANIA, INC) | Sylvania | LED15T8/L48/FP/841/SUB/G8 | Linear Replacement Lamp | T8 Four-Foot | Replacement Lamps (plug and play) (UL Type A) |  | standard | FALSE | [10 empty] | June, 12 2018 00:00:00 | Not Dimmable | Not Dimmable | NO |  | MMMRCQ | [25 empty] | 5 | 2200 | 123 | 18 | 20 | 0.9 | 4000 | 83 |  |  |  | FALSE | FALSE | FALSE | [8 empty] | March, 30 2020 00:00:00 | FALSE | FALSE | FALSE | [6 empty] | AC | [7 empty] | FALSE
PL5XAP1NL8HD | LEDVANCE, LLC (formerly OSRAM SYLVANIA, INC) | Sylvania | LED15T8/L48/FP/850/SUB/G8 | Linear Replacement Lamp | T8 Four-Foot | Replacement Lamps (plug and play) (UL Type A) |  | standard | FALSE | [10 empty] | June, 12 2018 00:00:00 | Not Dimmable | Not Dimmable | NO |  | MMMRCQ | [25 empty] | 5 | 2200 | 123 | 18 | 20 | 0.9 | 5000 | 83 |  |  |  | FALSE | FALSE | FALSE | [8 empty] | March, 30 2020 00:00:00 | FALSE | FALSE | FALSE | [6 empty] | AC | [7 empty] | FALSE
PLP74KUQ3QOV | THINK Green Solutions | THINK | LED-THINK-TUBE-T8-45K-18W-GL-SP | Linear Replacement Lamp | T8 Four-Foot | Replacement Lamps (plug and play) (UL Type A) |  | standard | FALSE | [10 empty] | June, 12 2018 00:00:00 | Not Dimmable | Not Dimmable | No |  | NANOXW | [25 empty] | 5 | 2354 | 126.8 | 18.57 | 10 | 0.9 | 4500 | 80 |  |  |  | FALSE | FALSE | FALSE | [8 empty] | March, 30 2020 00:00:00 | FALSE | FALSE | FALSE | [6 empty] | AC | [7 empty] | FALSE
PLLM7RWXV6R4 | THINK Green Solutions | THINK | LED-THINK-TUBE-T8-35K-12W-GL-SP | Linear Replacement Lamp | T8 Four-Foot | Replacement Lamps (plug and play) (UL Type A) |  | standard | FALSE | [10 empty] | June, 12 2018 00:00:00 | Not Dimmable | Not Dimmable | No |  | NANOXU | [25 empty] | 5 | 1740 | 145 | 12 | 15 | 0.9 | 3500 | 80 |  |  | 4 | FALSE | FALSE | FALSE | [8 empty] | March, 30 2020 00:00:00 | FALSE | FALSE | FALSE | [6 empty] | AC | [7 empty] | FALSE
PLUCQD9VX8GH | THINK Green Solutions | THINK | LED-THINK-TUBE-T8-50K-12W-GL-SP | Linear Replacement Lamp | T8 Four-Foot | Replacement Lamps (plug and play) (UL Type A) |  | standard | FALSE | [10 empty] | June, 12 2018 00:00:00 | Not Dimmable | Not Dimmable | No |  | NANOXU | [25 empty] | 5 | 1810 | 150.8 | 12 | 15 | 0.9 | 5000 | 80 |  |  | 4 | FALSE | FALSE | FALSE | [8 empty] | March, 30 2020 00:00:00 | FALSE | FALSE | FALSE | [6 empty] | AC | [7 empty] | FALSE
PLNFW2OMHPSV | Builders Pack | GLL | 33-T8AL-4F-718-845-F-MGC-1 | Linear Replacement Lamp | T8 Four-Foot | Dual Mode Internal Driver (UL Type A and Type B) |  | standard | FALSE | [10 empty] | June, 12 2018 00:00:00 | Not Dimmable | Not Dimmable | No |  | NANOYB | [25 empty] | 5 | 2450 | 122 | 20 | 20 | 0.9 | 4500 | 80 |  |  |  | FALSE | FALSE | FALSE | [8 empty] | March, 30 2020 00:00:00 | FALSE | FALSE | FALSE | [6 empty] | AC | [7 empty] | FALSE
PLWTT88QV3QC | Builders Pack | GLL | 33-T8AL-4F-712-845-F-MGC-2 | Linear Replacement Lamp | T8 Four-Foot | Dual Mode Internal Driver (UL Type A and Type B) |  | standard | FALSE | [10 empty] | June, 12 2018 00:00:00 | Not Dimmable | Not Dimmable | No |  | NANOXZ | [25 empty] | 5 | 1650 | 126.9 | 13 | 15 | 0.9 | 4500 | 80 |  |  |  | FALSE | FALSE | FALSE | [8 empty] | March, 30 2020 00:00:00 | FALSE | FALSE | FALSE | [6 empty] | AC | [7 empty] | FALSE
PL43S1UER6YU | Builders Pack | GLL | 33-T8AL-4F-712-840-F-MGC-1 | Linear Replacement Lamp | T8 Four-Foot | Dual Mode Internal Driver (UL Type A and Type B) |  | standard | FALSE | [10 empty] | June, 12 2018 00:00:00 | Not Dimmable | Not Dimmable | No |  | NANOXY | [25 empty] | 5 | 1800 | 150 | 12 | 20 | 0.9 | 4000 | 80 |  |  |  | FALSE | FALSE | FALSE | [8 empty] | March, 30 2020 00:00:00 | FALSE | FALSE | FALSE | [6 empty] | AC | [7 empty] | FALSE
PLFY20CKMYYE | Builders Pack | GLL | 33-T8AL-4F-712-845-F-MGC-1 | Linear Replacement Lamp | T8 Four-Foot | Dual Mode Internal Driver (UL Type A and Type B) |  | standard | FALSE | [10 empty] | June, 12 2018 00:00:00 | Not Dimmable | Not Dimmable | No |  | NANOXY | [25 empty] | 5 | 1800 | 150 | 12 | 20 | 0.9 | 4500 | 80 |  |  |  | FALSE | FALSE | FALSE | [8 empty] | March, 30 2020 00:00:00 | FALSE | FALSE | FALSE | [6 empty] | AC | [7 empty] | FALSE
PL6HRFDPBCX8 | THINK Green Solutions | THINK | LED-THINK-TUBE-T8-40K-15W-GL-SP | Linear Replacement Lamp | T8 Four-Foot | Replacement Lamps (plug and play) (UL Type A) |  | standard | FALSE | [10 empty] | June, 12 2018 00:00:00 | Not Dimmable | Not Dimmable | No |  | NANOXV | [25 empty] | 5 | 1779 | 117 | 15.21 | 10 | 0.9 | 4000 | 80 |  |  |  | FALSE | FALSE | FALSE | [8 empty] | March, 30 2020 00:00:00 | FALSE | FALSE | FALSE | [6 empty] | AC | [7 empty] | FALSE
PL531WSMNOEQ | THINK Green Solutions | THINK | LED-THINK-TUBE-T8-40K-12W-GL-SP | Linear Replacement Lamp | T8 Four-Foot | Replacement Lamps (plug and play) (UL Type A) |  | standard | FALSE | [10 empty] | June, 12 2018 00:00:00 | Not Dimmable | Not Dimmable | No |  | NANOXU | [25 empty] | 5 | 1800 | 150 | 12 | 15 | 0.9 | 4000 | 80 |  |  | 4 | FALSE | FALSE | FALSE | [8 empty] | March, 30 2020 00:00:00 | FALSE | FALSE | FALSE | [6 empty] | AC | [7 empty] | FALSE
PLCA7DF1CXFX | THINK Green Solutions | THINK | LED-THINK-TUBE-T8-30K-15W-GL-SP | Linear Replacement Lamp | T8 Four-Foot | Replacement Lamps (plug and play) (UL Type A) |  | standard | TRUE |  | 1719 | 113.67 | 15.12 | 8.17 | 0.9133 | 2923 | 81.9 | 5 | 50000 | June, 12 2018 00:00:00 | Not Dimmable | Not Dimmable | No |  | NANOXV | [15 empty] | 84.5 |  | 1.24 | 1.36 | [6 empty] | 5 | 1719 | 113.67 | 15.12 | 10 | 0.9 | 3000 | 80 |  |  |  | FALSE | FALSE | FALSE | [8 empty] | March, 30 2020 00:00:00 | FALSE | FALSE | FALSE | [6 empty] | AC | [7 empty] | FALSE
PLN0VF5HG9AB | Builders Pack | GLL | 33-T8AL-4F-718-850-F-MGC-1 | Linear Replacement Lamp | T8 Four-Foot | Dual Mode Internal Driver (UL Type A and Type B) |  | standard | FALSE | [10 empty] | June, 12 2018 00:00:00 | Not Dimmable | Not Dimmable | No |  | NANOYB | [25 empty] | 5 | 2450 | 122 | 20 | 20 | 0.9 | 5000 | 80 |  |  |  | FALSE | FALSE | FALSE | [8 empty] | March, 30 2020 00:00:00 | FALSE | FALSE | FALSE | [6 empty] | AC | [7 empty] | FALSE
PLGLC1HTJF3U | Builders Pack | GLL | 33-T8AL-4F-712-835-F-MGC-2 | Linear Replacement Lamp | T8 Four-Foot | Dual Mode Internal Driver (UL Type A and Type B) |  | standard | FALSE | [10 empty] | June, 12 2018 00:00:00 | Not Dimmable | Not Dimmable | No |  | NANOXZ | [25 empty] | 5 | 1650 | 126.9 | 13 | 15 | 0.9 | 3500 | 80 |  |  |  | FALSE | FALSE | FALSE | [8 empty] | March, 30 2020 00:00:00 | FALSE | FALSE | FALSE | [6 empty] | AC | [7 empty] | FALSE
PLWUL7XCSUHR | Builders Pack | GLL | 33-T8AL-4F-712-835-F-MGC-1 | Linear Replacement Lamp | T8 Four-Foot | Dual Mode Internal Driver (UL Type A and Type B) |  | standard | FALSE | [10 empty] | June, 12 2018 00:00:00 | Not Dimmable | Not Dimmable | No |  | NANOXY | [25 empty] | 5 | 1752 | 146 | 12 | 20 | 0.9 | 3500 | 80 |  |  |  | FALSE | FALSE | FALSE | [8 empty] | March, 30 2020 00:00:00 | FALSE | FALSE | FALSE | [6 empty] | AC | [7 empty] | FALSE
PL30A8CG69JA | Builders Pack | Builders Pack | 44-T8-120-12W-45K-GL-D-AB-2 | Linear Replacement Lamp | T8 Four-Foot | Dual Mode Internal Driver (UL Type A and Type B) |  | standard | FALSE | [10 empty] | June, 12 2018 00:00:00 | Dimmable | Continuous Above 10 | NO | Updated on 07/26/2018 | YYYDBX | [25 empty] | 5 | 1648.52 | 120.51 | 13.68 | 22.13 | 0.9 | 4500 | 80 |  |  |  | FALSE | FALSE | FALSE | [8 empty] | March, 30 2020 00:00:00 | FALSE | FALSE | FALSE | [6 empty] | AC | [7 empty] | FALSE
PLNHQQKJ2X74 | Builders Pack | Builders Pack | 44-T8-120-12W-30K-GL-D-AB-2 | Linear Replacement Lamp | T8 Four-Foot | Dual Mode Internal Driver (UL Type A and Type B) |  | standard | TRUE |  | 1615.33 | 118.6 | 13.62 | 22.13 | 0.9101 | 2894 | 83.5 | 5 | 50000 | June, 12 2018 00:00:00 | Dimmable | Continuous Above 10 | NO | Updated on 07/26/2018 | YYYDBX | [15 empty] | 78.9 |  | 1.2 | 1.34 | [6 empty] | 5 | 1615.33 | 118.6 | 13.62 | 22.13 | 0.9 | 3000 | 80 |  |  |  | FALSE | FALSE | FALSE | [8 empty] | March, 30 2020 00:00:00 | FALSE | FALSE | FALSE | [6 empty] | AC | [7 empty] | FALSE
PXSF5G5Y | ARKSMART INC | ARKSMART | ARK/UR/18K (3500K) | Linear Replacement Lamp | T8 Four-Foot | Dual Mode Internal Driver (UL Type A and Type B) |  | standard | FALSE | [10 empty] | June, 11 2018 00:00:00 | Not Dimmable | Not Dimmable | No |  | TTTVBL | [25 empty] | 5 | 2276.9 | 118.71 | 19.18 | 10.08 | 0.974 | 3500 | 80.5 |  |  |  | FALSE | FALSE | FALSE | [8 empty] | March, 30 2020 00:00:00 | FALSE | FALSE | FALSE | [6 empty] | AC | [7 empty] | FALSE
PECNEVDQ | ARKSMART INC | ARKSMART | ARK/UR/18K (4000K) | Linear Replacement Lamp | T8 Four-Foot | Dual Mode Internal Driver (UL Type A and Type B) |  | standard | FALSE | [10 empty] | June, 11 2018 00:00:00 | Not Dimmable | Not Dimmable | No |  | TTTVBL | [25 empty] | 5 | 2276.9 | 118.71 | 19.18 | 10.08 | 0.974 | 4000 | 80.5 |  |  |  | FALSE | FALSE | FALSE | [8 empty] | March, 30 2020 00:00:00 | FALSE | FALSE | FALSE | [6 empty] | AC | [7 empty] | FALSE
P0QTHINZ | ARKSMART INC | ARKSMART | ARK/UR/18K (4500K) | Linear Replacement Lamp | T8 Four-Foot | Dual Mode Internal Driver (UL Type A and Type B) |  | standard | FALSE | [10 empty] | June, 11 2018 00:00:00 | Not Dimmable | Not Dimmable | No |  | TTTVBL | [25 empty] | 5 | 2276.9 | 118.71 | 19.18 | 10.08 | 0.974 | 4500 | 80.5 |  |  |  | FALSE | FALSE | FALSE | [8 empty] | March, 30 2020 00:00:00 | FALSE | FALSE | FALSE | [6 empty] | AC | [7 empty] | FALSE
PE4MGFFS | ARKSMART INC | ARKSMART | ARK/UR/18K (5000K) | Linear Replacement Lamp | T8 Four-Foot | Dual Mode Internal Driver (UL Type A and Type B) |  | standard | FALSE | [10 empty] | June, 11 2018 00:00:00 | Not Dimmable | Not Dimmable | No |  | TTTVBL | [25 empty] | 5 | 2378.7 | 123.7 | 19.23 | 10.08 | 0.974 | 5000 | 81.8 |  |  |  | FALSE | FALSE | FALSE | [8 empty] | March, 30 2020 00:00:00 | FALSE | FALSE | FALSE | [6 empty] | AC | [7 empty] | FALSE
PQEJ8ATJ | Hengdian Group Tospo Lighting Co.,Ltd | TOSPO | G8 TP120-277-12/T8 G13 PC DR 3500K | Linear Replacement Lamp | T8 Four-Foot | Replacement Lamps (plug and play) (UL Type A) |  | standard | TRUE |  | 1790.55 | 137.19 | 13.0515 | 15.97 | 0.9466 | 3475 | 82.59 | 5 | 50000 | June, 11 2018 00:00:00 | Not Dimmable | Not Dimmable | No |  | CCCFSL | [15 empty] | 84.7 |  | 1.22 | 1.3 | [6 empty] | 5 | 1600 | 133 | 12 | 20 | 0.9 | 3500 | 80 |  |  |  | FALSE | FALSE | FALSE | [8 empty] | March, 30 2020 00:00:00 | FALSE | FALSE | FALSE | [6 empty] | AC | [7 empty] | FALSE
PKUA15J6 | ARKSMART INC | ARKSMART | ARK/UR/18K (3000K) | Linear Replacement Lamp | T8 Four-Foot | Dual Mode Internal Driver (UL Type A and Type B) |  | standard | TRUE |  | 2276.9 | 118.71 | 19.18 | 10.08 | 0.974 | 3000 | 80.5 | 5 | 50000 | June, 11 2018 00:00:00 | Not Dimmable | Not Dimmable | No |  | TTTVBL | [15 empty] | 79.4 |  | 1.14 | 1.22 | [6 empty] | 5 | 2276.9 | 118.71 | 19.18 | 10.08 | 0.974 | 3000 | 80.5 |  |  |  | FALSE | FALSE | FALSE | [8 empty] | March, 30 2020 00:00:00 | FALSE | FALSE | FALSE | [6 empty] | AC | [7 empty] | FALSE
PP8F9UHF | Hengdian Group Tospo Lighting Co.,Ltd | TOSPO | G8 TP120-277-12/T8 G13 PC DR 4000K | Linear Replacement Lamp | T8 Four-Foot | Replacement Lamps (plug and play) (UL Type A) |  | standard | FALSE | [10 empty] | June, 11 2018 00:00:00 | Not Dimmable | Not Dimmable | No |  | CCCFSL | [25 empty] | 5 | 1600 | 133 | 12 | 20 | 0.9 | 4000 | 80 |  |  |  | FALSE | FALSE | FALSE | [8 empty] | March, 30 2020 00:00:00 | FALSE | FALSE | FALSE | [6 empty] | AC | [7 empty] | FALSE
PAG1NV0O | Hengdian Group Tospo Lighting Co.,Ltd | TOSPO | G8 TP120-277-12/T8 G13 PC DR 5000K | Linear Replacement Lamp | T8 Four-Foot | Replacement Lamps (plug and play) (UL Type A) |  | standard | FALSE | [10 empty] | June, 11 2018 00:00:00 | Not Dimmable | Not Dimmable | No |  | CCCFSL | [25 empty] | 5 | 1600 | 133 | 12 | 20 | 0.9 | 5000 | 80 |  |  |  | FALSE | FALSE | FALSE | [8 empty] | March, 30 2020 00:00:00 | FALSE | FALSE | FALSE | [6 empty] | AC | [7 empty] | FALSE
PLG2ZC52YHXQ | LED LEADER INC. | LED LEADER | L4PA-11T8LEDMVBF40 | Linear Replacement Lamp | T8 Four-Foot | Dual Mode Internal Driver (UL Type A and Type B) |  | standard | FALSE | [10 empty] | June, 07 2018 00:00:00 | Not Dimmable | Not Dimmable | No |  | IIIMCB | [25 empty] | 5 | 1702.9 | 132.52 | 12.85 | 12.7 | 0.9511 | 4000 | 82.4 |  |  |  | FALSE | FALSE | FALSE | [8 empty] | March, 30 2020 00:00:00 | FALSE | FALSE | FALSE | [6 empty] | AC | [7 empty] | FALSE
PLOH6ZC1KR6C | LED LEADER INC. | LED LEADER | L4PA-11T8LEDMVBF30 | Linear Replacement Lamp | T8 Four-Foot | Dual Mode Internal Driver (UL Type A and Type B) |  | standard | TRUE |  | 1702.9 | 132.52 | 12.85 | 12.7 | 0.9511 | 3023 | 82.4 | 5 | 50000 | June, 07 2018 00:00:00 | Not Dimmable | Not Dimmable | No |  | IIIMCB | [15 empty] | 78.6 |  | 1.16 | 1.24 | [6 empty] | 5 | 1702.9 | 132.52 | 12.85 | 12.7 | 0.9511 | 3000 | 82.4 |  |  |  | FALSE | FALSE | FALSE | [8 empty] | March, 30 2020 00:00:00 | FALSE | FALSE | FALSE | [6 empty] | AC | [7 empty] | FALSE
PLGDK92P78Y3 | LED LEADER INC. | LED LEADER | L4PA-11T8LEDMVBF50 | Linear Replacement Lamp | T8 Four-Foot | Dual Mode Internal Driver (UL Type A and Type B) |  | standard | FALSE | [10 empty] | June, 07 2018 00:00:00 | Not Dimmable | Not Dimmable | No |  | IIIMCB | [25 empty] | 5 | 1715.7 | 134.78 | 12.73 | 12.7 | 0.9511 | 5000 | 78.8 |  |  |  | FALSE | FALSE | FALSE | [8 empty] | March, 30 2020 00:00:00 | FALSE | FALSE | FALSE | [6 empty] | AC | [7 empty] | FALSE
PLGW772S8QM0 | LED LEADER INC. | LED LEADER | L4PA-11T8LEDMVBF35 | Linear Replacement Lamp | T8 Four-Foot | Dual Mode Internal Driver (UL Type A and Type B) |  | standard | FALSE | [10 empty] | June, 07 2018 00:00:00 | Not Dimmable | Not Dimmable | No |  | IIIMCB | [25 empty] | 5 | 1702.9 | 132.52 | 12.85 | 12.7 | 0.9511 | 3500 | 82.4 |  |  |  | FALSE | FALSE | FALSE | [8 empty] | March, 30 2020 00:00:00 | FALSE | FALSE | FALSE | [6 empty] | AC | [7 empty] | FALSE
PL7L0T3V7U84 | LED LEADER INC. | LED LEADER | L4PA-11T8LEDMVBF45 | Linear Replacement Lamp | T8 Four-Foot | Dual Mode Internal Driver (UL Type A and Type B) |  | standard | FALSE | [10 empty] | June, 07 2018 00:00:00 | Not Dimmable | Not Dimmable | No |  | IIIMCB | [25 empty] | 5 | 1702.9 | 132.52 | 12.85 | 12.7 | 0.9511 | 4500 | 82.4 |  |  |  | FALSE | FALSE | FALSE | [8 empty] | March, 30 2020 00:00:00 | FALSE | FALSE | FALSE | [6 empty] | AC | [7 empty] | FALSE
PLDEXV41YHOO | HX Lighting Inc | EcoHX LED X8 | LX84EB15W | Linear Replacement Lamp | T8 Four-Foot | Replacement Lamps (plug and play) (UL Type A) |  | standard | TRUE |  | 2180 | 123.2 | 17.7 | 12.32 | 0.9653 | 3036 | 83.1 | 5 | 50000 | June, 05 2018 00:00:00 | Not Dimmable | Not Dimmable | No |  | IIIMBH | [15 empty] | 81.8 |  | 1.26 | 1.3 | [6 empty] | 5 | 2100 | 117 | 18 | 20 | 0.9 | 3000 | 80 |  |  |  | FALSE | FALSE | FALSE | [8 empty] | March, 30 2020 00:00:00 | FALSE | FALSE | FALSE | [6 empty] | AC | [7 empty] | FALSE
PLA4K7DEWM9C | HX Lighting Inc | EcoHX LED X8 | LX84EB15C | Linear Replacement Lamp | T8 Four-Foot | Replacement Lamps (plug and play) (UL Type A) |  | standard | FALSE | [10 empty] | June, 05 2018 00:00:00 | Not Dimmable | Not Dimmable | No |  | IIIMBH | [25 empty] | 5 | 2200 | 122 | 18 | 20 | 0.9 | 4000 | 80 |  |  |  | FALSE | FALSE | FALSE | [8 empty] | March, 30 2020 00:00:00 | FALSE | FALSE | FALSE | [6 empty] | AC | [7 empty] | FALSE
PL8A8O8K667U | HX Lighting Inc | EcoHX LED X8 | LX84EB15N | Linear Replacement Lamp | T8 Four-Foot | Replacement Lamps (plug and play) (UL Type A) |  | standard | FALSE | [10 empty] | June, 05 2018 00:00:00 | Not Dimmable | Not Dimmable | No |  | IIIMBH | [25 empty] | 5 | 2100 | 117 | 18 | 20 | 0.9 | 3500 | 80 |  |  |  | FALSE | FALSE | FALSE | [8 empty] | March, 30 2020 00:00:00 | FALSE | FALSE | FALSE | [6 empty] | AC | [7 empty] | FALSE
PLM2LHU6TZH1 | HX Lighting Inc | EcoHX LED X8 | LX84EB15O | Linear Replacement Lamp | T8 Four-Foot | Replacement Lamps (plug and play) (UL Type A) |  | standard | FALSE | [10 empty] | June, 05 2018 00:00:00 | Not Dimmable | Not Dimmable | No |  | IIIMBH | [25 empty] | 5 | 2200 | 122 | 18 | 20 | 0.9 | 5000 | 80 |  |  |  | FALSE | FALSE | FALSE | [8 empty] | March, 30 2020 00:00:00 | FALSE | FALSE | FALSE | [6 empty] | AC | [7 empty] | FALSE
PRM0OZV5 | STRONG LUMEN OPTO CO,.LTD | Strong Lumen | SL-DGA00-415LT-D8-H | Linear Replacement Lamp | T8 Four-Foot | Dual Mode Internal Driver (UL Type A and Type B) |  | standard | FALSE | [10 empty] | June, 01 2018 00:00:00 | Not Dimmable | Not Dimmable | No |  | BBBEER | [25 empty] | 5 | 2315 | 133.89 | 17.29 | 9.56 | 0.8985 | 4000 | 82.7 |  |  |  | FALSE | FALSE | FALSE | [8 empty] | March, 30 2020 00:00:00 | FALSE | FALSE | FALSE | [6 empty] | AC | [7 empty] | FALSE
P1UJMJUF | STRONG LUMEN OPTO CO,.LTD | Strong Lumen | SL-DGA00-415KT-D8-H | Linear Replacement Lamp | T8 Four-Foot | Dual Mode Internal Driver (UL Type A and Type B) |  | standard | FALSE | [10 empty] | June, 01 2018 00:00:00 | Not Dimmable | Not Dimmable | No |  | BBBEER | [25 empty] | 5 | 2324 | 134.41 | 17.29 | 9.56 | 0.8985 | 4500 | 82.7 |  |  |  | FALSE | FALSE | FALSE | [8 empty] | March, 30 2020 00:00:00 | FALSE | FALSE | FALSE | [6 empty] | AC | [7 empty] | FALSE
PODXD8AJ | STRONG LUMEN OPTO CO,.LTD | Strong Lumen | SL-DGA00-410LT-D8-H | Linear Replacement Lamp | T8 Four-Foot | Dual Mode Internal Driver (UL Type A and Type B) |  | standard | FALSE | [10 empty] | June, 01 2018 00:00:00 | Not Dimmable | Not Dimmable | No |  | BBBEES | [25 empty] | 5 | 1825 | 146.12 | 12.49 | 10.36 | 0.953 | 4000 | 82.9 |  |  |  | FALSE | FALSE | FALSE | [8 empty] | March, 30 2020 00:00:00 | FALSE | FALSE | FALSE | [6 empty] | AC | [7 empty] | FALSE
P41QJA2E | STRONG LUMEN OPTO CO,.LTD | Strong Lumen | SL-DGA00-410MT-G8-H [Qualified Pointing Straight Down] | Linear Replacement Lamp | T8 Four-Foot | Dual Mode Internal Driver (UL Type A and Type B) |  | standard | FALSE | [10 empty] | June, 01 2018 00:00:00 | Not Dimmable | Not Dimmable | No |  | FFFJBA | [25 empty] | 5 | 1683 | 134.86 | 12.48 | 10.75 | 0.9532 | 3500 | 82.9 |  |  |  | FALSE | FALSE | FALSE | [8 empty] | March, 30 2020 00:00:00 | FALSE | FALSE | FALSE | [6 empty] | AC | [7 empty] | FALSE
PVBYYHXX | STRONG LUMEN OPTO CO,.LTD | Strong Lumen | SL-DGA00-410MT-D8-H | Linear Replacement Lamp | T8 Four-Foot | Dual Mode Internal Driver (UL Type A and Type B) |  | standard | FALSE | [10 empty] | June, 01 2018 00:00:00 | Not Dimmable | Not Dimmable | No |  | BBBEES | [25 empty] | 5 | 1819 | 145.64 | 12.49 | 10.36 | 0.953 | 3500 | 82.9 |  |  |  | FALSE | FALSE | FALSE | [8 empty] | March, 30 2020 00:00:00 | FALSE | FALSE | FALSE | [6 empty] | AC | [7 empty] | FALSE
POF7ORU1 | STRONG LUMEN OPTO CO,.LTD | Strong Lumen | SL-DGA00-410CT-D8-H | Linear Replacement Lamp | T8 Four-Foot | Dual Mode Internal Driver (UL Type A and Type B) |  | standard | FALSE | [10 empty] | June, 01 2018 00:00:00 | Not Dimmable | Not Dimmable | No |  | BBBEES | [25 empty] | 5 | 1837 | 147.31 | 12.47 | 10.2 | 0.9541 | 5000 | 83.9 |  |  |  | FALSE | FALSE | FALSE | [8 empty] | March, 30 2020 00:00:00 | FALSE | FALSE | FALSE | [6 empty] | AC | [7 empty] | FALSE
POH7ARLY | STRONG LUMEN OPTO CO,.LTD | Strong Lumen | SL-DGA00-418LT-G8-H [Qualified Pointing Straight Down] | Linear Replacement Lamp | T8 Four-Foot | Dual Mode Internal Driver (UL Type A and Type B) |  | standard | FALSE | [10 empty] | June, 01 2018 00:00:00 | Not Dimmable | Not Dimmable | No |  | FFFJBC | [25 empty] | 5 | 2659 | 128.45 | 20.7 | 7.43 | 0.9231 | 4000 | 82.6 |  |  |  | FALSE | FALSE | FALSE | [8 empty] | March, 30 2020 00:00:00 | FALSE | FALSE | FALSE | [6 empty] | AC | [7 empty] | FALSE
P14LEL4X | STRONG LUMEN OPTO CO,.LTD | Strong Lumen | SL-DGA00-418NT-G8-H [Qualified Pointing Straight Down] | Linear Replacement Lamp | T8 Four-Foot | Dual Mode Internal Driver (UL Type A and Type B) |  | standard | TRUE |  | 2627 | 127.15 | 20.66 | 7.43 | 0.9231 | 2989 | 82.6 | 5 | 50000 | June, 01 2018 00:00:00 | Not Dimmable | Not Dimmable | No |  | FFFJBC | [15 empty] | 89.3 |  | 1.18 | 1.38 | [6 empty] | 5 | 2627 | 127.15 | 20.66 | 7.43 | 0.9231 | 3000 | 82.6 |  |  |  | FALSE | FALSE | FALSE | [8 empty] | March, 30 2020 00:00:00 | FALSE | FALSE | FALSE | [6 empty] | AC | [7 empty] | FALSE
PLNSKSSC | STRONG LUMEN OPTO CO,.LTD | Strong Lumen | SL-DGA00-415CT-G8-H [Qualified Pointing Straight Down] | Linear Replacement Lamp | T8 Four-Foot | Dual Mode Internal Driver (UL Type A and Type B) |  | standard | FALSE | [10 empty] | June, 01 2018 00:00:00 | Not Dimmable | Not Dimmable | No |  | FFFJBB | [25 empty] | 5 | 2160 | 125.58 | 17.2 | 9.83 | 0.8994 | 5000 | 83.7 |  |  |  | FALSE | FALSE | FALSE | [8 empty] | March, 30 2020 00:00:00 | FALSE | FALSE | FALSE | [6 empty] | AC | [7 empty] | FALSE
PV23MQDF | STRONG LUMEN OPTO CO,.LTD | Strong Lumen | SL-DGA00-415CT-D8-H | Linear Replacement Lamp | T8 Four-Foot | Dual Mode Internal Driver (UL Type A and Type B) |  | standard | FALSE | [10 empty] | June, 01 2018 00:00:00 | Not Dimmable | Not Dimmable | No |  | BBBEER | [25 empty] | 5 | 2332 | 135.03 | 17.27 | 9.22 | 0.8991 | 5000 | 83.7 |  |  |  | FALSE | FALSE | FALSE | [8 empty] | March, 30 2020 00:00:00 | FALSE | FALSE | FALSE | [6 empty] | AC | [7 empty] | FALSE
PJD7OQEJ | STRONG LUMEN OPTO CO,.LTD | Strong Lumen | SL-DGA00-410KT-D8-H | Linear Replacement Lamp | T8 Four-Foot | Dual Mode Internal Driver (UL Type A and Type B) |  | standard | FALSE | [10 empty] | June, 01 2018 00:00:00 | Not Dimmable | Not Dimmable | No |  | BBBEES | [25 empty] | 5 | 1831 | 146.6 | 12.49 | 10.36 | 0.953 | 4500 | 82.9 |  |  |  | FALSE | FALSE | FALSE | [8 empty] | March, 30 2020 00:00:00 | FALSE | FALSE | FALSE | [6 empty] | AC | [7 empty] | FALSE
PIXFSKIO | STRONG LUMEN OPTO CO,.LTD | Strong Lumen | SL-DGA00-418KT-G8-H [Qualified Pointing Straight Down] | Linear Replacement Lamp | T8 Four-Foot | Dual Mode Internal Driver (UL Type A and Type B) |  | standard | FALSE | [10 empty] | June, 01 2018 00:00:00 | Not Dimmable | Not Dimmable | No |  | FFFJBC | [25 empty] | 5 | 2674 | 129.18 | 20.7 | 7.43 | 0.9231 | 4500 | 82.6 |  |  |  | FALSE | FALSE | FALSE | [8 empty] | March, 30 2020 00:00:00 | FALSE | FALSE | FALSE | [6 empty] | AC | [7 empty] | FALSE
P8E4498G | STRONG LUMEN OPTO CO,.LTD | Strong Lumen | SL-DGA00-418CT-G8-H [Qualified Pointing Straight Down] | Linear Replacement Lamp | T8 Four-Foot | Dual Mode Internal Driver (UL Type A and Type B) |  | standard | FALSE | [10 empty] | June, 01 2018 00:00:00 | Not Dimmable | Not Dimmable | No |  | FFFJBC | [25 empty] | 5 | 2690 | 129.7 | 20.74 | 7.23 | 0.9245 | 5000 | 83.4 |  |  |  | FALSE | FALSE | FALSE | [8 empty] | March, 30 2020 00:00:00 | FALSE | FALSE | FALSE | [6 empty] | AC | [7 empty] | FALSE
PE4J62LS | STRONG LUMEN OPTO CO,.LTD | Strong Lumen | SL-DGA00-415MT-G8-H [Qualified Pointing Straight Down] | Linear Replacement Lamp | T8 Four-Foot | Dual Mode Internal Driver (UL Type A and Type B) |  | standard | FALSE | [10 empty] | June, 01 2018 00:00:00 | Not Dimmable | Not Dimmable | No |  | FFFJBB | [25 empty] | 5 | 2140 | 124.13 | 17.24 | 9.61 | 0.8981 | 3500 | 82.7 |  |  |  | FALSE | FALSE | FALSE | [8 empty] | March, 30 2020 00:00:00 | FALSE | FALSE | FALSE | [6 empty] | AC | [7 empty] | FALSE
PM68TS9F | STRONG LUMEN OPTO CO,.LTD | Strong Lumen | SL-DGA00-415KT-G8-H [Qualified Pointing Straight Down] | Linear Replacement Lamp | T8 Four-Foot | Dual Mode Internal Driver (UL Type A and Type B) |  | standard | FALSE | [10 empty] | June, 01 2018 00:00:00 | Not Dimmable | Not Dimmable | No |  | FFFJBB | [25 empty] | 5 | 2153 | 124.88 | 17.24 | 9.61 | 0.8981 | 4500 | 82.7 |  |  |  | FALSE | FALSE | FALSE | [8 empty] | March, 30 2020 00:00:00 | FALSE | FALSE | FALSE | [6 empty] | AC | [7 empty] | FALSE
PD647Y4Z | STRONG LUMEN OPTO CO,.LTD | Strong Lumen | SL-DGA00-415NT-G8-H [Qualified Pointing Straight Down] | Linear Replacement Lamp | T8 Four-Foot | Dual Mode Internal Driver (UL Type A and Type B) |  | standard | TRUE |  | 2133 | 123.44 | 17.28 | 9.61 | 0.8981 | 2987 | 82.7 | 5 | 50000 | June, 01 2018 00:00:00 | Not Dimmable | Not Dimmable | No |  | FFFJBB | [15 empty] | 89.1 |  | 1.18 | 1.44 | [6 empty] | 5 | 2133 | 123.44 | 17.28 | 9.61 | 0.8981 | 3000 | 82.7 |  |  |  | FALSE | FALSE | FALSE | [8 empty] | March, 30 2020 00:00:00 | FALSE | FALSE | FALSE | [6 empty] | AC | [7 empty] | FALSE
P6RWPQ1P | STRONG LUMEN OPTO CO,.LTD | Strong Lumen | SL-DGA00-410LT-G8-H [Qualified Pointing Straight Down] | Linear Replacement Lamp | T8 Four-Foot | Dual Mode Internal Driver (UL Type A and Type B) |  | standard | FALSE | [10 empty] | June, 01 2018 00:00:00 | Not Dimmable | Not Dimmable | No |  | FFFJBA | [25 empty] | 5 | 1685 | 135.02 | 12.48 | 10.75 | 0.9532 | 4000 | 82.9 |  |  |  | FALSE | FALSE | FALSE | [8 empty] | March, 30 2020 00:00:00 | FALSE | FALSE | FALSE | [6 empty] | AC | [7 empty] | FALSE
POICVY16 | STRONG LUMEN OPTO CO,.LTD | Strong Lumen | SL-DGA00-410KT-G8-H [Qualified Pointing Straight Down] | Linear Replacement Lamp | T8 Four-Foot | Dual Mode Internal Driver (UL Type A and Type B) |  | standard | FALSE | [10 empty] | June, 01 2018 00:00:00 | Not Dimmable | Not Dimmable | No |  | FFFJBA | [25 empty] | 5 | 1686 | 135.1 | 12.48 | 10.75 | 0.9532 | 4500 | 82.9 |  |  |  | FALSE | FALSE | FALSE | [8 empty] | March, 30 2020 00:00:00 | FALSE | FALSE | FALSE | [6 empty] | AC | [7 empty] | FALSE
PUXIHU7F | STRONG LUMEN OPTO CO,.LTD | Strong Lumen | SL-DGA00-410CT-G8-H [Qualified Pointing Straight Down] | Linear Replacement Lamp | T8 Four-Foot | Dual Mode Internal Driver (UL Type A and Type B) |  | standard | FALSE | [10 empty] | June, 01 2018 00:00:00 | Not Dimmable | Not Dimmable | No |  | FFFJBA | [25 empty] | 5 | 1688 | 136.35 | 12.38 | 10.23 | 0.9528 | 5000 | 83.9 |  |  |  | FALSE | FALSE | FALSE | [8 empty] | March, 30 2020 00:00:00 | FALSE | FALSE | FALSE | [6 empty] | AC | [7 empty] | FALSE
PEIU4FVU | STRONG LUMEN OPTO CO,.LTD | Strong Lumen | SL-DGA00-410NT-G8-H [Qualified Pointing Straight Down] | Linear Replacement Lamp | T8 Four-Foot | Dual Mode Internal Driver (UL Type A and Type B) |  | standard | TRUE |  | 1678 | 132.23 | 12.69 | 10.75 | 0.9532 | 3045 | 82.9 | 5 | 50000 | June, 01 2018 00:00:00 | Not Dimmable | Not Dimmable | No |  | FFFJBA | [15 empty] | 88.3 |  | 1.16 | 1.34 | [6 empty] | 5 | 1681 | 133.73 | 12.57 | 10.75 | 0.9532 | 3000 | 82.9 |  |  |  | FALSE | FALSE | FALSE | [8 empty] | March, 30 2020 00:00:00 | FALSE | FALSE | FALSE | [6 empty] | AC | [7 empty] | FALSE
P3ZG7B9Q | STRONG LUMEN OPTO CO,.LTD | Strong Lumen | SL-DGA00-415MT-D8-H | Linear Replacement Lamp | T8 Four-Foot | Dual Mode Internal Driver (UL Type A and Type B) |  | standard | FALSE | [10 empty] | June, 01 2018 00:00:00 | Not Dimmable | Not Dimmable | No |  | BBBEER | [25 empty] | 5 | 2307 | 133.43 | 17.29 | 9.56 | 0.8985 | 3500 | 82.7 |  |  |  | FALSE | FALSE | FALSE | [8 empty] | March, 30 2020 00:00:00 | FALSE | FALSE | FALSE | [6 empty] | AC | [7 empty] | FALSE
PPCWAHGY | STRONG LUMEN OPTO CO,.LTD | Strong Lumen | SL-DGA00-415NT-D8-H | Linear Replacement Lamp | T8 Four-Foot | Dual Mode Internal Driver (UL Type A and Type B) |  | standard | TRUE |  | 2298 | 132.76 | 17.31 | 9.56 | 0.8985 | 2990 | 82.7 | 5 | 50000 | June, 01 2018 00:00:00 | Not Dimmable | Not Dimmable | No |  | BBBEER | [15 empty] | 91.7 |  | 1.22 | 1.3 | [6 empty] | 5 | 2298 | 132.76 | 17.31 | 9.56 | 0.8985 | 3000 | 82.7 |  |  |  | FALSE | FALSE | FALSE | [8 empty] | March, 30 2020 00:00:00 | FALSE | FALSE | FALSE | [6 empty] | AC | [7 empty] | FALSE
P722VE6D | STRONG LUMEN OPTO CO,.LTD | Strong Lumen | SL-DGA00-410NT-D8-H | Linear Replacement Lamp | T8 Four-Foot | Dual Mode Internal Driver (UL Type A and Type B) |  | standard | TRUE |  | 1812 | 143.24 | 12.65 | 10.36 | 0.953 | 3043 | 82.9 | 5 | 50000 | June, 01 2018 00:00:00 | Not Dimmable | Not Dimmable | No |  | BBBEES | [15 empty] | 90.8 |  | 1.22 | 1.34 | [6 empty] | 5 | 1813 | 144.92 | 12.51 | 10.36 | 0.953 | 3000 | 82.9 |  |  |  | FALSE | FALSE | FALSE | [8 empty] | March, 30 2020 00:00:00 | FALSE | FALSE | FALSE | [6 empty] | AC | [7 empty] | FALSE
P484H07D | STRONG LUMEN OPTO CO,.LTD | Strong Lumen | SL-DGA00-418MT-G8-H [Qualified Pointing Straight Down] | Linear Replacement Lamp | T8 Four-Foot | Dual Mode Internal Driver (UL Type A and Type B) |  | standard | FALSE | [10 empty] | June, 01 2018 00:00:00 | Not Dimmable | Not Dimmable | No |  | FFFJBC | [25 empty] | 5 | 2643 | 127.68 | 20.7 | 7.43 | 0.9231 | 3500 | 82.6 |  |  |  | FALSE | FALSE | FALSE | [8 empty] | March, 30 2020 00:00:00 | FALSE | FALSE | FALSE | [6 empty] | AC | [7 empty] | FALSE
PHZIN488 | STRONG LUMEN OPTO CO,.LTD | Strong Lumen | SL-DGA00-415LT-G8-H [Qualified Pointing Straight Down] | Linear Replacement Lamp | T8 Four-Foot | Dual Mode Internal Driver (UL Type A and Type B) |  | standard | FALSE | [10 empty] | June, 01 2018 00:00:00 | Not Dimmable | Not Dimmable | No |  | FFFJBB | [25 empty] | 5 | 2147 | 124.54 | 17.24 | 9.61 | 0.8981 | 4000 | 82.7 |  |  |  | FALSE | FALSE | FALSE | [8 empty] | March, 30 2020 00:00:00 | FALSE | FALSE | FALSE | [6 empty] | AC | [7 empty] | FALSE
PBZRI6W4 | STRONG LUMEN OPTO CO,.LTD | Strong Lumen | SL-DGA00-418LT-D8-H | Linear Replacement Lamp | T8 Four-Foot | Dual Mode Internal Driver (UL Type A and Type B) |  | standard | FALSE | [10 empty] | May, 31 2018 00:00:00 | Not Dimmable | Not Dimmable | No |  | BBBEEI | [25 empty] | 5 | 2815 | 138.06 | 20.39 | 8.61 | 0.9227 | 4000 | 82.5 |  |  |  | FALSE | FALSE | FALSE | [8 empty] | March, 30 2020 00:00:00 | FALSE | FALSE | FALSE | [6 empty] | AC | [7 empty] | FALSE
PBJ9F90W | STRONG LUMEN OPTO CO,.LTD | Strong Lumen | SL-DGA00-418KT-D8-H | Linear Replacement Lamp | T8 Four-Foot | Dual Mode Internal Driver (UL Type A and Type B) |  | standard | FALSE | [10 empty] | May, 31 2018 00:00:00 | Not Dimmable | Not Dimmable | No |  | BBBEEI | [25 empty] | 5 | 2821 | 138.35 | 20.39 | 8.61 | 0.9227 | 4500 | 82.5 |  |  |  | FALSE | FALSE | FALSE | [8 empty] | March, 30 2020 00:00:00 | FALSE | FALSE | FALSE | [6 empty] | AC | [7 empty] | FALSE
P2SVLCRK | STRONG LUMEN OPTO CO,.LTD | Strong Lumen | SL-DGA00-418NT-D8-H | Linear Replacement Lamp | T8 Four-Foot | Dual Mode Internal Driver (UL Type A and Type B) |  | standard | TRUE |  | 2801 | 136.83 | 20.47 | 8.61 | 0.9227 | 2987 | 82.5 | 5 | 50000 | May, 31 2018 00:00:00 | Not Dimmable | Not Dimmable | No |  | BBBEEI | [15 empty] | 91.5 |  | 1.24 | 1.38 | [6 empty] | 5 | 2801 | 136.83 | 20.47 | 8.61 | 0.9227 | 3000 | 82.5 |  |  |  | FALSE | FALSE | FALSE | [8 empty] | March, 30 2020 00:00:00 | FALSE | FALSE | FALSE | [6 empty] | AC | [7 empty] | FALSE
PDGFGAR4 | STRONG LUMEN OPTO CO,.LTD | Strong Lumen | SL-DGA00-418MT-D8-H | Linear Replacement Lamp | T8 Four-Foot | Dual Mode Internal Driver (UL Type A and Type B) |  | standard | FALSE | [10 empty] | May, 31 2018 00:00:00 | Not Dimmable | Not Dimmable | No |  | BBBEEI | [25 empty] | 5 | 2808 | 137.71 | 20.39 | 8.61 | 0.9227 | 3500 | 82.5 |  |  |  | FALSE | FALSE | FALSE | [8 empty] | March, 30 2020 00:00:00 | FALSE | FALSE | FALSE | [6 empty] | AC | [7 empty] | FALSE
PP1MU3QT | STRONG LUMEN OPTO CO,.LTD | Strong Lumen | SL-DGA00-418CT-D8-H | Linear Replacement Lamp | T8 Four-Foot | Dual Mode Internal Driver (UL Type A and Type B) |  | standard | FALSE | [10 empty] | May, 31 2018 00:00:00 | Not Dimmable | Not Dimmable | No |  | BBBEEI | [25 empty] | 5 | 2828 | 139.24 | 20.31 | 8.39 | 0.9388 | 5000 | 83.6 |  |  |  | FALSE | FALSE | FALSE | [8 empty] | March, 30 2020 00:00:00 | FALSE | FALSE | FALSE | [6 empty] | AC | [7 empty] | FALSE
PLQ0CEHYSH4D | OEO Energy Solutions | OEO | OEO-T8-DR-4-2200-15-840 | Linear Replacement Lamp | T8 Four-Foot | Replacement Lamps (plug and play) (UL Type A) |  | standard | FALSE | [10 empty] | May, 24 2018 00:00:00 | Not Dimmable | Not Dimmable | No |  | XXXCDS | [25 empty] | 5 | 2200 | 122 | 18 | 20 | 0.9 | 4000 | 80 |  |  |  | FALSE | FALSE | FALSE | [8 empty] | March, 30 2020 00:00:00 | FALSE | FALSE | FALSE | [6 empty] | AC | [7 empty] | FALSE
PL60SH6SZS95 | OEO Energy Solutions | OEO | OEO-T8-DR-4-1800-11.5-835 | Linear Replacement Lamp | T8 Four-Foot | Replacement Lamps (plug and play) (UL Type A) |  | standard | FALSE | [10 empty] | May, 24 2018 00:00:00 | Not Dimmable | Not Dimmable | No |  | XXXCDR | [25 empty] | 5 | 1700 | 117 | 14.5 | 20 | 0.9 | 3500 | 80 |  |  |  | FALSE | FALSE | FALSE | [8 empty] | March, 30 2020 00:00:00 | FALSE | FALSE | FALSE | [6 empty] | AC | [7 empty] | FALSE
PL8YI8362IZQ | OEO Energy Solutions | OEO | OEO-T8-DR-4-2200-15-850 | Linear Replacement Lamp | T8 Four-Foot | Replacement Lamps (plug and play) (UL Type A) |  | standard | FALSE | [10 empty] | May, 24 2018 00:00:00 | Not Dimmable | Not Dimmable | No |  | XXXCDS | [25 empty] | 5 | 2200 | 122 | 18 | 20 | 0.9 | 5000 | 80 |  |  |  | FALSE | FALSE | FALSE | [8 empty] | March, 30 2020 00:00:00 | FALSE | FALSE | FALSE | [6 empty] | AC | [7 empty] | FALSE
PL4BD3EDRIZ1 | OEO Energy Solutions | OEO | OEO-T8-DR-4-1800-11.5-840 | Linear Replacement Lamp | T8 Four-Foot | Replacement Lamps (plug and play) (UL Type A) |  | standard | FALSE | [10 empty] | May, 24 2018 00:00:00 | Not Dimmable | Not Dimmable | No |  | XXXCDR | [25 empty] | 5 | 1800 | 124 | 14.5 | 20 | 0.9 | 4000 | 80 |  |  |  | FALSE | FALSE | FALSE | [8 empty] | March, 30 2020 00:00:00 | FALSE | FALSE | FALSE | [6 empty] | AC | [7 empty] | FALSE
PL2NN34IX9VQ | OEO Energy Solutions | OEO | OEO-T8-DR-4-1800-11.5-830 | Linear Replacement Lamp | T8 Four-Foot | Replacement Lamps (plug and play) (UL Type A) |  | standard | TRUE |  | 1760 | 124.7 | 14.11 | 14.62 | 0.9544 | 3085 | 83.2 | 5 | 50000 | May, 24 2018 00:00:00 | Not Dimmable | Not Dimmable | No |  | XXXCDR | [15 empty] | 81.8 |  | 1.26 | 1.3 | [6 empty] | 5 | 1700 | 117 | 14.5 | 20 | 0.9 | 3000 | 80 |  |  |  | FALSE | FALSE | FALSE | [8 empty] | March, 30 2020 00:00:00 | FALSE | FALSE | FALSE | [6 empty] | AC | [7 empty] | FALSE
PLVNP0P0G1TP | OEO Energy Solutions | OEO | OEO-T8-DR-4-2200-15-830 | Linear Replacement Lamp | T8 Four-Foot | Replacement Lamps (plug and play) (UL Type A) |  | standard | TRUE |  | 2180 | 123.2 | 17.7 | 12.32 | 0.9653 | 3036 | 83.1 | 5 | 50000 | May, 24 2018 00:00:00 | Not Dimmable | Not Dimmable | No |  | XXXCDS | [15 empty] | 81.8 |  | 1.26 | 1.3 | [6 empty] | 5 | 2100 | 117 | 18 | 20 | 0.9 | 3000 | 80 |  |  |  | FALSE | FALSE | FALSE | [8 empty] | March, 30 2020 00:00:00 | FALSE | FALSE | FALSE | [6 empty] | AC | [7 empty] | FALSE
PLP8QUTULFGS | OEO Energy Solutions | OEO | OEO-T8-DR-4-2200-15-835 | Linear Replacement Lamp | T8 Four-Foot | Replacement Lamps (plug and play) (UL Type A) |  | standard | FALSE | [10 empty] | May, 24 2018 00:00:00 | Not Dimmable | Not Dimmable | No |  | XXXCDS | [25 empty] | 5 | 2100 | 117 | 18 | 20 | 0.9 | 3500 | 80 |  |  |  | FALSE | FALSE | FALSE | [8 empty] | March, 30 2020 00:00:00 | FALSE | FALSE | FALSE | [6 empty] | AC | [7 empty] | FALSE
PL9U2PHWSSWH | OEO Energy Solutions | OEO | OEO-T8-DR-4-1800-11.5-850 | Linear Replacement Lamp | T8 Four-Foot | Replacement Lamps (plug and play) (UL Type A) |  | standard | FALSE | [10 empty] | May, 24 2018 00:00:00 | Not Dimmable | Not Dimmable | No |  | XXXCDR | [25 empty] | 5 | 1800 | 124 | 14.5 | 20 | 0.9 | 5000 | 80 |  |  |  | FALSE | FALSE | FALSE | [8 empty] | March, 30 2020 00:00:00 | FALSE | FALSE | FALSE | [6 empty] | AC | [7 empty] | FALSE
PSHRF3RY | GE Current, a Daintree company | GE Lighting | LED15ET8/G/4/940 | Linear Replacement Lamp | T8 Four-Foot | Replacement Lamps (plug and play) (UL Type A) |  | standard | FALSE | [10 empty] | May, 23 2018 00:00:00 | Dimmable | Continuous Below 10 | No |  | PPPSHU | [25 empty] | 5 | 2200 | 125.7 | 17.5 | 20 | 0.9 | 4000 | 90 |  |  |  | FALSE | FALSE | FALSE | [8 empty] | March, 30 2020 00:00:00 | FALSE | FALSE | FALSE | [6 empty] | AC | [7 empty] | FALSE
PLVC3B6SXDJ0 | P.Q.L. Inc. | Superior Life | 91048 | Linear Replacement Lamp | T8 Four-Foot | Replacement Lamps (plug and play) (UL Type A) |  | standard | FALSE | [10 empty] | May, 23 2018 00:00:00 | Not Dimmable | Not Dimmable | No |  | TTTVAZ | [25 empty] | 5 | 2200 | 122.22 | 18 | 20 | 0.9 | 5000 | 80 |  |  |  | FALSE | FALSE | FALSE | [8 empty] | March, 30 2020 00:00:00 | FALSE | FALSE | FALSE | [6 empty] | AC | [7 empty] | FALSE
PL3DCNIIOHP3 | P.Q.L. Inc. | Superior Life | 91052 | Linear Replacement Lamp | T8 Four-Foot | Replacement Lamps (plug and play) (UL Type A) |  | standard | TRUE |  | 2192.3 | 121.5 | 18.05 | 10.09 | 0.9703 | 3089 | 82.5 | 5 | 50000 | May, 23 2018 00:00:00 | Not Dimmable | Not Dimmable | No |  | TTTVAZ | [15 empty] | 81.3 |  | 1.26 | 1.3 | [6 empty] | 5 | 2100 | 116.67 | 18 | 20 | 0.9 | 3000 | 80 |  |  |  | FALSE | FALSE | FALSE | [8 empty] | March, 30 2020 00:00:00 | FALSE | FALSE | FALSE | [6 empty] | AC | [7 empty] | FALSE
PKOGP00E | GE Current, a Daintree company | GE Lighting | LED15ET8/G/4/935 | Linear Replacement Lamp | T8 Four-Foot | Replacement Lamps (plug and play) (UL Type A) |  | standard | TRUE |  | 2247.3 | 128.05 | 17.55 | 10 | 0.97 | 3493 | 94.2 | 5 | 50000 | May, 23 2018 00:00:00 | Dimmable | Continuous Below 10 | No |  | PPPSHU | [15 empty] | 82 |  | 1.32 | 1.34 | [6 empty] | 5 | 2150 | 122.9 | 17.5 | 20 | 0.9 | 3500 | 90 |  |  |  | FALSE | FALSE | FALSE | [8 empty] | March, 30 2020 00:00:00 | FALSE | FALSE | FALSE | [6 empty] | AC | [7 empty] | FALSE
PLLEAQ286YGC | P.Q.L. Inc. | Superior Life | 91053 | Linear Replacement Lamp | T8 Four-Foot | Replacement Lamps (plug and play) (UL Type A) |  | standard | FALSE | [10 empty] | May, 23 2018 00:00:00 | Not Dimmable | Not Dimmable | No |  | TTTVAZ | [25 empty] | 5 | 2100 | 116.67 | 18 | 20 | 0.9 | 3500 | 80 |  |  |  | FALSE | FALSE | FALSE | [8 empty] | March, 30 2020 00:00:00 | FALSE | FALSE | FALSE | [6 empty] | AC | [7 empty] | FALSE
PL1K6FVGRS17 | P.Q.L. Inc. | Superior Life | 91047 | Linear Replacement Lamp | T8 Four-Foot | Replacement Lamps (plug and play) (UL Type A) |  | standard | FALSE | [10 empty] | May, 23 2018 00:00:00 | Not Dimmable | Not Dimmable | No |  | TTTVAZ | [25 empty] | 5 | 2200 | 122.22 | 18 | 20 | 0.9 | 4000 | 80 |  |  |  | FALSE | FALSE | FALSE | [8 empty] | March, 30 2020 00:00:00 | FALSE | FALSE | FALSE | [6 empty] | AC | [7 empty] | FALSE
PPEK2L6A | GE Current, a Daintree company | GE Lighting | LED15ET8/G/4/950 | Linear Replacement Lamp | T8 Four-Foot | Replacement Lamps (plug and play) (UL Type A) |  | standard | FALSE | [10 empty] | May, 23 2018 00:00:00 | Dimmable | Continuous Below 10 | No |  | PPPSHU | [25 empty] | 5 | 2250 | 128.6 | 17.5 | 20 | 0.9 | 5000 | 90 |  |  |  | FALSE | FALSE | FALSE | [8 empty] | March, 30 2020 00:00:00 | FALSE | FALSE | FALSE | [6 empty] | AC | [7 empty] | FALSE
PEU6B5CT | WING (SHANGHAI) INTERNATIONAL TRADE CO LTD | TOPSTAR | L48T8-850-11P-G8-EB | Linear Replacement Lamp | T8 Four-Foot | Replacement Lamps (plug and play) (UL Type A) |  | standard | FALSE | [10 empty] | May, 22 2018 00:00:00 | Dimmable | Continuous Below 10 | No | Dimming updated on 7/12/2018 | WWWBXV | [25 empty] | 5 | 1700 | 130 | 13 | 18 | 0.9 | 5000 | 82 |  |  |  | FALSE | FALSE | FALSE | [8 empty] | March, 30 2020 00:00:00 | FALSE | FALSE | FALSE | [6 empty] | AC | [7 empty] | FALSE
PAU23075 | WING (SHANGHAI) INTERNATIONAL TRADE CO LTD | TOPSTAR | L48T8-835-11P-G8-EB | Linear Replacement Lamp | T8 Four-Foot | Replacement Lamps (plug and play) (UL Type A) |  | standard | FALSE | [10 empty] | May, 22 2018 00:00:00 | Dimmable | Continuous Below 10 | No | Dimming updated on 7/12/2018 | WWWBXV | [25 empty] | 5 | 1650 | 126 | 13 | 18 | 0.9 | 3500 | 82 |  |  |  | FALSE | FALSE | FALSE | [8 empty] | March, 30 2020 00:00:00 | FALSE | FALSE | FALSE | [6 empty] | AC | [7 empty] | FALSE
PMXE9FPF | WING (SHANGHAI) INTERNATIONAL TRADE CO LTD | TOPSTAR | L48T8-840-11P-G8-EB | Linear Replacement Lamp | T8 Four-Foot | Replacement Lamps (plug and play) (UL Type A) |  | standard | FALSE | [10 empty] | May, 22 2018 00:00:00 | Dimmable | Continuous Below 10 | No | Dimming updated on 7/12/2018 | WWWBXV | [25 empty] | 5 | 1700 | 130 | 13 | 18 | 0.9 | 4000 | 82 |  |  |  | FALSE | FALSE | FALSE | [8 empty] | March, 30 2020 00:00:00 | FALSE | FALSE | FALSE | [6 empty] | AC | [7 empty] | FALSE
P33567BJ | WING (SHANGHAI) INTERNATIONAL TRADE CO LTD | TOPSTAR | L48T8-830-11P-G8-EB | Linear Replacement Lamp | T8 Four-Foot | Replacement Lamps (plug and play) (UL Type A) |  | standard | TRUE |  | 1684 | 120.9 | 13.93 | 12.79 | 0.9394 | 2970 | 82.1 | 5 | 50000 | May, 22 2018 00:00:00 | Dimmable | Continuous Below 10 | No | Dimming updated on 7/12/2018 | WWWBXV | [15 empty] | 81.5 |  | 1.26 | 1.3 | [6 empty] | 5 | 1650 | 126 | 13 | 18 | 0.9 | 3000 | 82 |  |  |  | FALSE | FALSE | FALSE | [8 empty] | March, 30 2020 00:00:00 | FALSE | FALSE | FALSE | [6 empty] | AC | [7 empty] | FALSE
P1R0I09V | Forest Lighting USA | Forest Lighting | T8U435-18-TP | Linear Replacement Lamp | T8 Four-Foot | Dual Mode Internal Driver (UL Type A and Type B) |  | standard | TRUE |  | 2439.8 | 115.8 | 21.07 | 19.24 | 0.939 | 3460 | 82.3 | 5 | 50000 | May, 21 2018 00:00:00 | Not Dimmable | Not Dimmable | FALSE |  | MMMRAM | [15 empty] | 84.3 |  | 1.2 | 1.22 | [6 empty] | 4.4 | 2436 | 116 | 21 | 20 | 0.9 | 3500 | 80 |  |  |  | FALSE | FALSE | FALSE | [8 empty] | November, 02 2018 00:00:00 | FALSE | FALSE | FALSE | [6 empty] | AC | [7 empty] | FALSE
PMY45EX5 | Forest Lighting USA | Forest Lighting | T8U441-18-TP | Linear Replacement Lamp | T8 Four-Foot | Dual Mode Internal Driver (UL Type A and Type B) |  | standard | FALSE | [10 empty] | May, 21 2018 00:00:00 | Not Dimmable | Not Dimmable | FALSE |  | MMMRAM | [25 empty] | 4.4 | 2436 | 116 | 21 | 20 | 0.9 | 4000 | 80 |  |  |  | FALSE | FALSE | FALSE | [8 empty] | November, 02 2018 00:00:00 | FALSE | FALSE | FALSE | [6 empty] | AC | [7 empty] | FALSE
PER7VL43 | Forest Lighting USA | Forest Lighting | T8U441-15-TP | Linear Replacement Lamp | T8 Four-Foot | Dual Mode Internal Driver (UL Type A and Type B) |  | standard | FALSE | [10 empty] | May, 21 2018 00:00:00 | Not Dimmable | Not Dimmable | FALSE |  | MMMRAL | [25 empty] | 4.4 | 2088 | 116 | 18 | 20 | 0.9 | 4000 | 80 |  |  |  | FALSE | FALSE | FALSE | [8 empty] | November, 02 2018 00:00:00 | FALSE | FALSE | FALSE | [6 empty] | AC | [7 empty] | FALSE
PLQ2FKBEYWWM | Turolight Inc. | TUROLIGHT | VIV-T8DFSP4/15W/40/F | Linear Replacement Lamp | T8 Four-Foot | Replacement Lamps (plug and play) (UL Type A) |  | standard | FALSE | [10 empty] | May, 21 2018 00:00:00 | Dimmable | Continuous Below 10 | No |  | ZBAADW | [25 empty] | 5 | 2200 | 122 | 18 | 5.72 | 0.9768 | 4000 | 83 |  |  |  | FALSE | FALSE | FALSE | [8 empty] | March, 30 2020 00:00:00 | FALSE | FALSE | FALSE | [6 empty] | AC | [7 empty] | FALSE
PLIDQH62JIOY | Turolight Inc. | TUROLIGHT | VIV-T8DFSP4/15W/30/F | Linear Replacement Lamp | T8 Four-Foot | Replacement Lamps (plug and play) (UL Type A) |  | standard | TRUE |  | 2170 | 120.6 | 17.99 | 5.72 | 0.9768 | 2966 | 83.7 | 5 | 50000 | May, 21 2018 00:00:00 | Dimmable | Continuous Below 10 | No |  | ZBAADW | [15 empty] | 81.8 |  | 1.24 | 1.32 | [6 empty] | 5 | 2100 | 117 | 18 | 5.72 | 0.9768 | 3000 | 83 |  |  |  | FALSE | FALSE | FALSE | [8 empty] | March, 30 2020 00:00:00 | FALSE | FALSE | FALSE | [6 empty] | AC | [7 empty] | FALSE
PVD4QDAF | Forest Lighting USA | Forest Lighting | T8U441-12-TP | Linear Replacement Lamp | T8 Four-Foot | Dual Mode Internal Driver (UL Type A and Type B) |  | standard | FALSE | [10 empty] | May, 21 2018 00:00:00 | Not Dimmable | Not Dimmable | No |  | MMMRAK | [25 empty] | 5 | 1655.6 | 117.17 | 14.13 | 20 | 0.9 | 4000 | 80 |  |  |  | FALSE | FALSE | FALSE | [8 empty] | March, 30 2020 00:00:00 | FALSE | FALSE | FALSE | [6 empty] | AC | [7 empty] | FALSE
PLD50885 | Forest Lighting USA | Forest Lighting | T8U450-12-TP | Linear Replacement Lamp | T8 Four-Foot | Dual Mode Internal Driver (UL Type A and Type B) |  | standard | FALSE | [10 empty] | May, 21 2018 00:00:00 | Not Dimmable | Not Dimmable | No |  | MMMRAK | [25 empty] | 5 | 1655.6 | 117.17 | 14.13 | 20 | 0.9 | 5000 | 80 |  |  |  | FALSE | FALSE | FALSE | [8 empty] | March, 30 2020 00:00:00 | FALSE | FALSE | FALSE | [6 empty] | AC | [7 empty] | FALSE
P1YHTUS9 | Forest Lighting USA | Forest Lighting | T8U445-15-TP | Linear Replacement Lamp | T8 Four-Foot | Dual Mode Internal Driver (UL Type A and Type B) |  | standard | FALSE | [10 empty] | May, 21 2018 00:00:00 | Not Dimmable | Not Dimmable | FALSE |  | MMMRAL | [25 empty] | 4.4 | 2088 | 116 | 18 | 20 | 0.9 | 4500 | 80 |  |  |  | FALSE | FALSE | FALSE | [8 empty] | November, 02 2018 00:00:00 | FALSE | FALSE | FALSE | [6 empty] | AC | [7 empty] | FALSE
PYQ20ZCB | Forest Lighting USA | Forest Lighting | T8U450-15-TP | Linear Replacement Lamp | T8 Four-Foot | Dual Mode Internal Driver (UL Type A and Type B) |  | standard | FALSE | [10 empty] | May, 21 2018 00:00:00 | Not Dimmable | Not Dimmable | FALSE |  | MMMRAL | [25 empty] | 4.4 | 2088 | 116 | 18 | 20 | 0.9 | 5000 | 80 |  |  |  | FALSE | FALSE | FALSE | [8 empty] | November, 02 2018 00:00:00 | FALSE | FALSE | FALSE | [6 empty] | AC | [7 empty] | FALSE
PAJ471BB | Forest Lighting USA | Forest Lighting | T8U445-18-TP | Linear Replacement Lamp | T8 Four-Foot | Dual Mode Internal Driver (UL Type A and Type B) |  | standard | FALSE | [10 empty] | May, 21 2018 00:00:00 | Not Dimmable | Not Dimmable | FALSE |  | MMMRAM | [25 empty] | 4.4 | 2436 | 116 | 21 | 20 | 0.9 | 4500 | 80 |  |  |  | FALSE | FALSE | FALSE | [8 empty] | November, 02 2018 00:00:00 | FALSE | FALSE | FALSE | [6 empty] | AC | [7 empty] | FALSE
PYRJTJTL | Forest Lighting USA | Forest Lighting | T8U435-15-TP | Linear Replacement Lamp | T8 Four-Foot | Dual Mode Internal Driver (UL Type A and Type B) |  | standard | TRUE |  | 2102.7 | 115.15 | 18.26 | 22.31 | 0.921 | 3451 | 82.5 | 5 | 50000 | May, 21 2018 00:00:00 | Not Dimmable | Not Dimmable | FALSE |  | MMMRAL | [15 empty] | 84 |  | 1.26 | 1.22 | [6 empty] | 4.4 | 2088 | 116 | 18 | 20 | 0.9 | 3500 | 80 |  |  |  | FALSE | FALSE | FALSE | [8 empty] | November, 02 2018 00:00:00 | FALSE | FALSE | FALSE | [6 empty] | AC | [7 empty] | FALSE
PLH5PA4KGEIP | Turolight Inc. | TUROLIGHT | VIV-T8DFSP4/15W/50/F | Linear Replacement Lamp | T8 Four-Foot | Replacement Lamps (plug and play) (UL Type A) |  | standard | FALSE | [10 empty] | May, 21 2018 00:00:00 | Dimmable | Continuous Below 10 | No |  | ZBAADW | [25 empty] | 5 | 2200 | 122 | 18 | 5.73 | 0.9765 | 5000 | 83 |  |  |  | FALSE | FALSE | FALSE | [8 empty] | March, 30 2020 00:00:00 | FALSE | FALSE | FALSE | [6 empty] | AC | [7 empty] | FALSE
PJF2M3GQ | Forest Lighting USA | Forest Lighting | T8U450-18-TP | Linear Replacement Lamp | T8 Four-Foot | Dual Mode Internal Driver (UL Type A and Type B) |  | standard | FALSE | [10 empty] | May, 21 2018 00:00:00 | Not Dimmable | Not Dimmable | FALSE |  | MMMRAM | [25 empty] | 4.4 | 2436 | 116 | 21 | 20 | 0.9 | 5000 | 80 |  |  |  | FALSE | FALSE | FALSE | [8 empty] | November, 02 2018 00:00:00 | FALSE | FALSE | FALSE | [6 empty] | AC | [7 empty] | FALSE
PLNOD3YZJFGC | Turolight Inc. | TUROLIGHT | VIV-T8DFSP4/15W/35/F | Linear Replacement Lamp | T8 Four-Foot | Replacement Lamps (plug and play) (UL Type A) |  | standard | FALSE | [10 empty] | May, 21 2018 00:00:00 | Dimmable | Continuous Below 10 | No |  | ZBAADW | [25 empty] | 5 | 2100 | 117 | 18 | 5.72 | 0.9768 | 3500 | 83 |  |  |  | FALSE | FALSE | FALSE | [8 empty] | March, 30 2020 00:00:00 | FALSE | FALSE | FALSE | [6 empty] | AC | [7 empty] | FALSE
PLPC6GIN | Forest Lighting USA | Forest Lighting | T8U445-12-TP | Linear Replacement Lamp | T8 Four-Foot | Dual Mode Internal Driver (UL Type A and Type B) |  | standard | FALSE | [10 empty] | May, 21 2018 00:00:00 | Not Dimmable | Not Dimmable | No |  | MMMRAK | [25 empty] | 5 | 1655.6 | 117.17 | 14.13 | 20 | 0.9 | 4500 | 80 |  |  |  | FALSE | FALSE | FALSE | [8 empty] | March, 30 2020 00:00:00 | FALSE | FALSE | FALSE | [6 empty] | AC | [7 empty] | FALSE
PHW5ZVX4 | Forest Lighting USA | Forest Lighting | T8U435-12-TP | Linear Replacement Lamp | T8 Four-Foot | Dual Mode Internal Driver (UL Type A and Type B) |  | standard | TRUE |  | 1640.8 | 136.39 | 12.03 | 21.52 | 0.931 | 3452 | 82.3 | 5 | 50000 | May, 21 2018 00:00:00 | Not Dimmable | Not Dimmable | No |  | MMMRAK | [15 empty] | 84.5 |  | 1.3 | 1.24 | [6 empty] | 5 | 1655.6 | 117.17 | 14.13 | 20 | 0.9 | 3500 | 80 |  |  |  | FALSE | FALSE | FALSE | [8 empty] | March, 30 2020 00:00:00 | FALSE | FALSE | FALSE | [6 empty] | AC | [7 empty] | FALSE
PL1BYLU8AN3G | American De-Rosa Lamparts Inc. | luminance LED | L7554-3-3K | Linear Replacement Lamp | T8 Four-Foot | Dual Mode Internal Driver (UL Type A and Type B) |  | standard | TRUE |  | 2355 | 111.35 | 21.15 | 7.18 | 0.9738 | 2906 | 82.3 | 5 | 50000 | May, 17 2018 00:00:00 | Not Dimmable | Not Dimmable | No |  | XXXCCJ | [15 empty] | 82.3 |  | 1.26 | 1.28 | [6 empty] | 4.4 | 2200 | 110 | 20 | 7.18 | 0.9 | 3000 | 80 |  |  |  | FALSE | FALSE | FALSE | [8 empty] | November, 02 2018 00:00:00 | FALSE | FALSE | FALSE | [6 empty] | AC | [7 empty] | FALSE
PLNUFXN5DXD8 | PORTOR INDUSTRY INC | Portor | PT-T84FB18W 4000K | Linear Replacement Lamp | T8 Four-Foot | Dual Mode Internal Driver (UL Type A and Type B) |  | standard | FALSE | [10 empty] | May, 17 2018 00:00:00 | Not Dimmable | Not Dimmable | No |  | MMMRAA | [25 empty] | 5 | 2541 | 137.95 | 18.42 | 20.48 | 0.9045 | 4000 | 81.8 |  |  |  | FALSE | FALSE | FALSE | [8 empty] | March, 30 2020 00:00:00 | FALSE | FALSE | FALSE | [6 empty] | AC | [7 empty] | FALSE
PLNLUZT045Y3 | PORTOR INDUSTRY INC | Portor | PT-T84FB18W 5000K | Linear Replacement Lamp | T8 Four-Foot | Dual Mode Internal Driver (UL Type A and Type B) |  | standard | FALSE | [10 empty] | May, 17 2018 00:00:00 | Not Dimmable | Not Dimmable | No |  | MMMRAA | [25 empty] | 5 | 2580 | 139.37 | 18.51 | 21.98 | 0.8951 | 5000 | 82.3 |  |  |  | FALSE | FALSE | FALSE | [8 empty] | March, 30 2020 00:00:00 | FALSE | FALSE | FALSE | [6 empty] | AC | [7 empty] | FALSE
PLHW3SGU5N8I | PORTOR INDUSTRY INC | Portor | PT-T84FB18W 3000K | Linear Replacement Lamp | T8 Four-Foot | Dual Mode Internal Driver (UL Type A and Type B) |  | standard | TRUE |  | 2502 | 136.59 | 18.32 | 20.67 | 0.9039 | 2985 | 81.8 | 5 | 50000 | May, 17 2018 00:00:00 | Not Dimmable | Not Dimmable | No |  | MMMRAA | [15 empty] | 89.1 |  | 1.14 | 1.4 | [6 empty] | 5 | 2502 | 136.59 | 18.32 | 20.48 | 0.9045 | 3000 | 81.8 |  |  |  | FALSE | FALSE | FALSE | [8 empty] | March, 30 2020 00:00:00 | FALSE | FALSE | FALSE | [6 empty] | AC | [7 empty] | FALSE
PL8OF2NOIYW8 | American De-Rosa Lamparts Inc. | luminance LED | L7554-3-5K | Linear Replacement Lamp | T8 Four-Foot | Dual Mode Internal Driver (UL Type A and Type B) |  | standard | FALSE | [10 empty] | May, 17 2018 00:00:00 | Not Dimmable | Not Dimmable | No |  | XXXCCJ | [25 empty] | 4.4 | 2200 | 110 | 20 | 7.18 | 0.9 | 5000 | 80 |  |  |  | FALSE | FALSE | FALSE | [8 empty] | November, 02 2018 00:00:00 | FALSE | FALSE | FALSE | [6 empty] | AC | [7 empty] | FALSE
PLSBBYAR17LH | American De-Rosa Lamparts Inc. | luminance LED | L7554-3-4K | Linear Replacement Lamp | T8 Four-Foot | Dual Mode Internal Driver (UL Type A and Type B) |  | standard | FALSE | [10 empty] | May, 17 2018 00:00:00 | Not Dimmable | Not Dimmable | No |  | XXXCCJ | [25 empty] | 4.4 | 2200 | 110 | 20 | 7.18 | 0.9 | 4000 | 80 |  |  |  | FALSE | FALSE | FALSE | [8 empty] | November, 02 2018 00:00:00 | FALSE | FALSE | FALSE | [6 empty] | AC | [7 empty] | FALSE
PLKR6Z6YJ7RD | PORTOR INDUSTRY INC | Portor | PT-T84FB18W 3500K | Linear Replacement Lamp | T8 Four-Foot | Dual Mode Internal Driver (UL Type A and Type B) |  | standard | FALSE | [10 empty] | May, 17 2018 00:00:00 | Not Dimmable | Not Dimmable | No |  | MMMRAA | [25 empty] | 5 | 2522 | 136.92 | 18.42 | 20.48 | 0.9045 | 3500 | 81.8 |  |  |  | FALSE | FALSE | FALSE | [8 empty] | March, 30 2020 00:00:00 | FALSE | FALSE | FALSE | [6 empty] | AC | [7 empty] | FALSE
PLFUW7CMBFG1 | PORTOR INDUSTRY INC | Portor | PT-T84FB18W 4500K | Linear Replacement Lamp | T8 Four-Foot | Dual Mode Internal Driver (UL Type A and Type B) |  | standard | FALSE | [10 empty] | May, 17 2018 00:00:00 | Not Dimmable | Not Dimmable | No |  | MMMRAA | [25 empty] | 5 | 2561 | 139.03 | 18.42 | 20.48 | 0.9045 | 4500 | 81.8 |  |  |  | FALSE | FALSE | FALSE | [8 empty] | March, 30 2020 00:00:00 | FALSE | FALSE | FALSE | [6 empty] | AC | [7 empty] | FALSE
PLMYXNJRRDV1 | iGlo, LLC | IGLO LED | GL18WGLSPCT8GR4000KUDX1.2MF | Linear Replacement Lamp | T8 Four-Foot | Replacement Lamps (plug and play) (UL Type A) |  | standard | TRUE |  | 2376 | 117.05 | 20.3 | 11.38 | 0.9765 | 4065 | 82.7 | 5 | 50000 | May, 16 2018 00:00:00 | Not Dimmable | Not Dimmable | no |  | ZBAADX | [15 empty] | 84.9 |  | 1.22 | 1.28 | [6 empty] | 5 | 2100 | 116.67 | 18 | 11.38 | 0.98 | 4000 | 82.7 |  |  |  | FALSE | FALSE | FALSE | [8 empty] | March, 30 2020 00:00:00 | FALSE | FALSE | FALSE | [6 empty] | AC | [7 empty] | FALSE
PLVMOU2U9IEI | iGlo, LLC | IGLO LED | GL18WGLSPCT8GR5000KUDX1.2MF | Linear Replacement Lamp | T8 Four-Foot | Replacement Lamps (plug and play) (UL Type A) |  | standard | FALSE | [10 empty] | May, 16 2018 00:00:00 | Not Dimmable | Not Dimmable | no |  | ZBAADX | [25 empty] | 5 | 2200 | 122.22 | 18 | 11.89 | 0.97 | 5000 | 83.9 |  |  |  | FALSE | FALSE | FALSE | [8 empty] | March, 30 2020 00:00:00 | FALSE | FALSE | FALSE | [6 empty] | AC | [7 empty] | FALSE
PLRBU153NIXR | iGlo, LLC | IGLO LED | GL18WGLSPCT8GR4500KUDX1.2MF | Linear Replacement Lamp | T8 Four-Foot | Replacement Lamps (plug and play) (UL Type A) |  | standard | FALSE | [10 empty] | May, 16 2018 00:00:00 | Not Dimmable | Not Dimmable | no |  | ZBAADX | [25 empty] | 5 | 2100 | 116.67 | 18 | 11.38 | 0.98 | 4500 | 82.7 |  |  |  | FALSE | FALSE | FALSE | [8 empty] | March, 30 2020 00:00:00 | FALSE | FALSE | FALSE | [6 empty] | AC | [7 empty] | FALSE
P2SLKXXP | RFsemi Technologies, INC. | Lungo LED Light | PTE18-GM12-01_35K80 | Linear Replacement Lamp | T8 Four-Foot | Replacement Lamps (plug and play) (UL Type A) |  | standard | TRUE |  | 1712.7 | 119.76 | 14.25 | 8.75 | 0.9402 | 3363 | 84 | 5 | 100000 | May, 15 2018 00:00:00 | Not Dimmable | Not Dimmable | No |  | UUUBKH | [15 empty] | 88.8 |  | 1.2 | 1.48 | [6 empty] | 5 | 1712.7 | 119.76 | 14.25 | 8.63 | 0.94 | 3500 | 84 |  |  |  | FALSE | FALSE | FALSE | [8 empty] | March, 30 2020 00:00:00 | FALSE | FALSE | FALSE | [6 empty] | AC | [7 empty] | FALSE
PL9JTMK4YQ28 | SmartRay Inc. | SmartRay | SR5T8A14W35K | Linear Replacement Lamp | T8 Four-Foot | Replacement Lamps (plug and play) (UL Type A) |  | standard | FALSE | [10 empty] | May, 15 2018 00:00:00 | Not Dimmable | Not Dimmable | No |  | SSSCWM | [25 empty] | 5 | 2150 | 155 | 14 | 20 | 0.9 | 3500 | 80 |  |  |  | FALSE | FALSE | FALSE | [8 empty] | March, 30 2020 00:00:00 | FALSE | FALSE | FALSE | [6 empty] | AC | [7 empty] | FALSE
PLIS27E06LZG | JayKal LED Solutions, Inc. | Jaykal | JLS68101-4-40K-F-12-BC-AL-S | Linear Replacement Lamp | T8 Four-Foot | Dual Mode Internal Driver (UL Type A and Type B) |  | standard | FALSE | [10 empty] | May, 15 2018 00:00:00 | Not Dimmable | Not Dimmable | NotYetVerified |  | NANOTS | [25 empty] | 5 | 1680 | 140 | 12 | 14.16 | 0.9 | 4000 | 80 |  |  |  | FALSE | FALSE | FALSE | [8 empty] | March, 30 2020 00:00:00 | FALSE | FALSE | FALSE | [6 empty] | AC | [7 empty] | FALSE
PL37AFWHXAJ0 | JayKal LED Solutions, Inc. | Jaykal | JLS68101-4-35K-F-12-BC-NANO-S | Linear Replacement Lamp | T8 Four-Foot | Replacement Lamps (plug and play) (UL Type A) |  | standard | FALSE | [10 empty] | May, 15 2018 00:00:00 | Not Dimmable | Not Dimmable | No |  | NANOTT | [25 empty] | 5 | 1617.6 | 134.8 | 12 | 19.23 | 0.963 | 3500 | 82.8 |  |  |  | FALSE | FALSE | FALSE | [8 empty] | March, 30 2020 00:00:00 | FALSE | FALSE | FALSE | [6 empty] | AC | [7 empty] | FALSE
PLHM550AWHW1 | JayKal LED Solutions, Inc. | Jaykal | JLS68101-4-30K-F-12-BC-NANO-S | Linear Replacement Lamp | T8 Four-Foot | Replacement Lamps (plug and play) (UL Type A) |  | standard | TRUE |  | 1574.84 | 133.1 | 11.83 | 19.27 | 0.9231 | 2962 | 81.8 | 5 | 50000 | May, 15 2018 00:00:00 | Not Dimmable | Not Dimmable | No |  | NANOTT | [15 empty] | 83.9 |  | 1.22 | 1.26 | [6 empty] | 5 | 1580.02 | 133.9 | 11.8 | 19.23 | 0.963 | 3000 | 82.5 |  |  |  | FALSE | FALSE | FALSE | [8 empty] | March, 30 2020 00:00:00 | FALSE | FALSE | FALSE | [6 empty] | AC | [7 empty] | FALSE
PLEGUGI72BTI | Universal Lighting Technologies | Everline | T8LDR4F15/835BC | Linear Replacement Lamp | T8 Four-Foot | Replacement Lamps (plug and play) (UL Type A) |  | standard | FALSE | [10 empty] | May, 15 2018 00:00:00 | Not Dimmable | Not Dimmable | No |  | NANOUB | [25 empty] | 5 | 2100 | 116.7 | 18 | 20 | 0.9 | 3500 | 80 |  |  |  | FALSE | FALSE | FALSE | [8 empty] | March, 30 2020 00:00:00 | FALSE | FALSE | FALSE | [6 empty] | AC | [7 empty] | FALSE
PLJ54LFZFGB0 | Universal Lighting Technologies | Everline | T8LDR4F11/835BC | Linear Replacement Lamp | T8 Four-Foot | Replacement Lamps (plug and play) (UL Type A) |  | standard | FALSE | [10 empty] | May, 15 2018 00:00:00 | Not Dimmable | Not Dimmable | No |  | NANOUA | [25 empty] | 5 | 1700 | 117.2 | 14.5 | 20 | 0.9 | 3500 | 80 |  |  |  | FALSE | FALSE | FALSE | [8 empty] | March, 30 2020 00:00:00 | FALSE | FALSE | FALSE | [6 empty] | AC | [7 empty] | FALSE
PL1KWP9CVZ4T | Universal Lighting Technologies | Everline | T8LDR4F15/840BC | Linear Replacement Lamp | T8 Four-Foot | Replacement Lamps (plug and play) (UL Type A) |  | standard | FALSE | [10 empty] | May, 15 2018 00:00:00 | Not Dimmable | Not Dimmable | No |  | NANOUB | [25 empty] | 5 | 2200 | 122.2 | 18 | 20 | 0.9 | 4000 | 80 |  |  |  | FALSE | FALSE | FALSE | [8 empty] | March, 30 2020 00:00:00 | FALSE | FALSE | FALSE | [6 empty] | AC | [7 empty] | FALSE
PLPY37GEVM8F | JayKal LED Solutions, Inc. | Jaykal | JLS68101-4-50K-F-12-BC-AL-S | Linear Replacement Lamp | T8 Four-Foot | Dual Mode Internal Driver (UL Type A and Type B) |  | standard | FALSE | [10 empty] | May, 15 2018 00:00:00 | Not Dimmable | Not Dimmable | NotYetVerified |  | NANOTS | [25 empty] | 5 | 1680 | 140 | 12 | 14.16 | 0.9 | 5000 | 80 |  |  |  | FALSE | FALSE | FALSE | [8 empty] | March, 30 2020 00:00:00 | FALSE | FALSE | FALSE | [6 empty] | AC | [7 empty] | FALSE
PL4CQGHHOGUR | Universal Lighting Technologies | Everline | T8LDR4F11/840BC | Linear Replacement Lamp | T8 Four-Foot | Replacement Lamps (plug and play) (UL Type A) |  | standard | FALSE | [10 empty] | May, 15 2018 00:00:00 | Not Dimmable | Not Dimmable | No |  | NANOUA | [25 empty] | 5 | 1800 | 124.1 | 14.5 | 20 | 0.9 | 4000 | 80 |  |  |  | FALSE | FALSE | FALSE | [8 empty] | March, 30 2020 00:00:00 | FALSE | FALSE | FALSE | [6 empty] | AC | [7 empty] | FALSE
PLP2PEA3FFZG | JayKal LED Solutions, Inc. | Jaykal | JLS68101-4-35K-F-12-BC-AL-S | Linear Replacement Lamp | T8 Four-Foot | Dual Mode Internal Driver (UL Type A and Type B) |  | standard | FALSE | [10 empty] | May, 15 2018 00:00:00 | Not Dimmable | Not Dimmable | NotYetVerified |  | NANOTS | [25 empty] | 5 | 1620 | 135 | 12 | 14.16 | 0.9 | 3500 | 80 |  |  |  | FALSE | FALSE | FALSE | [8 empty] | March, 30 2020 00:00:00 | FALSE | FALSE | FALSE | [6 empty] | AC | [7 empty] | FALSE
PL570I2HFICX | Universal Lighting Technologies | Everline | T8LDR4F15/850BC | Linear Replacement Lamp | T8 Four-Foot | Replacement Lamps (plug and play) (UL Type A) |  | standard | FALSE | [10 empty] | May, 15 2018 00:00:00 | Not Dimmable | Not Dimmable | No |  | NANOUB | [25 empty] | 5 | 2200 | 122.2 | 18 | 20 | 0.9 | 5000 | 80 |  |  |  | FALSE | FALSE | FALSE | [8 empty] | March, 30 2020 00:00:00 | FALSE | FALSE | FALSE | [6 empty] | AC | [7 empty] | FALSE
PLRT1HHJRUCM | Universal Lighting Technologies | Everline | T8LDR4F11/850BC | Linear Replacement Lamp | T8 Four-Foot | Replacement Lamps (plug and play) (UL Type A) |  | standard | FALSE | [10 empty] | May, 15 2018 00:00:00 | Not Dimmable | Not Dimmable | No |  | NANOUA | [25 empty] | 5 | 1800 | 124.1 | 14.5 | 20 | 0.9 | 5000 | 80 |  |  |  | FALSE | FALSE | FALSE | [8 empty] | March, 30 2020 00:00:00 | FALSE | FALSE | FALSE | [6 empty] | AC | [7 empty] | FALSE
PLBGWSPXUR6A | SmartRay Inc. | SmartRay | SR5T8A17W35K | Linear Replacement Lamp | T8 Four-Foot | Replacement Lamps (plug and play) (UL Type A) |  | standard | FALSE | [10 empty] | May, 15 2018 00:00:00 | Not Dimmable | Not Dimmable | No |  | SSSCWN | [25 empty] | 5 | 2590 | 152 | 17 | 20 | 0.9 | 3500 | 80 |  |  |  | FALSE | FALSE | FALSE | [8 empty] | March, 30 2020 00:00:00 | FALSE | FALSE | FALSE | [6 empty] | AC | [7 empty] | FALSE
PLJ9OAP06L9T | JayKal LED Solutions, Inc. | JAYKAL | JLS68101-4-30K-F-12-BC-AL-S | Linear Replacement Lamp | T8 Four-Foot | Dual Mode Internal Driver (UL Type A and Type B) |  | standard | TRUE |  | 1572.9 | 112.36 | 14 | 14.16 | 0.9756 | 2900 | 83.8 | 5 | 50000 | May, 15 2018 00:00:00 | Not Dimmable | Not Dimmable | NotYetVerified |  | NANOTS | [15 empty] | 84.5 |  | 1.24 | 1.42 | [6 empty] | 4.4 | 1620 | 135 | 12 | 14.16 | 0.9 | 3000 | 80 |  |  |  | FALSE | FALSE | FALSE | [8 empty] | November, 02 2018 00:00:00 | FALSE | FALSE | FALSE | [6 empty] | AC | [7 empty] | FALSE
PL2ZQ79V7WOK | JayKal LED Solutions, Inc. | Jaykal | JLS68101-4-40K-F-12-BC-NANO-S | Linear Replacement Lamp | T8 Four-Foot | Replacement Lamps (plug and play) (UL Type A) |  | standard | FALSE | [10 empty] | May, 15 2018 00:00:00 | Not Dimmable | Not Dimmable | No |  | NANOTT | [25 empty] | 5 | 1628.4 | 135.7 | 12 | 19.23 | 0.963 | 4000 | 83.1 |  |  |  | FALSE | FALSE | FALSE | [8 empty] | March, 30 2020 00:00:00 | FALSE | FALSE | FALSE | [6 empty] | AC | [7 empty] | FALSE
PLI4FEXL1M9N | Universal Lighting Technologies | Everline | T8LDR4F11/830BC | Linear Replacement Lamp | T8 Four-Foot | Replacement Lamps (plug and play) (UL Type A) |  | standard | TRUE |  | 1752 | 126.4 | 13.87 | 14.84 | 0.9536 | 3068 | 81.9 | 5 | 50000 | May, 15 2018 00:00:00 | Not Dimmable | Not Dimmable | No |  | NANOUA | [15 empty] | 81.1 |  | 1.32 | 1.22 | [6 empty] | 5 | 1700 | 117.2 | 14.5 | 20 | 0.9 | 3000 | 80 |  |  |  | FALSE | FALSE | FALSE | [8 empty] | March, 30 2020 00:00:00 | FALSE | FALSE | FALSE | [6 empty] | AC | [7 empty] | FALSE
PLTCBIMO4BJK | Universal Lighting Technologies | Everline | T8LDR4F15/830BC | Linear Replacement Lamp | T8 Four-Foot | Replacement Lamps (plug and play) (UL Type A) |  | standard | TRUE |  | 2168 | 126.2 | 17.18 | 10.93 | 0.9677 | 3073 | 81.8 | 5 | 50000 | May, 15 2018 00:00:00 | Not Dimmable | Not Dimmable | No |  | NANOUB | [15 empty] | 81.1 |  | 1.32 | 1.22 | [6 empty] | 5 | 2100 | 116.7 | 18 | 20 | 0.9 | 3000 | 80 |  |  |  | FALSE | FALSE | FALSE | [8 empty] | March, 30 2020 00:00:00 | FALSE | FALSE | FALSE | [6 empty] | AC | [7 empty] | FALSE
PLTBPIQPPQH8 | JayKal LED Solutions, Inc. | Jaykal | JLS68101-4-50K-F-12-BC-NANO-S | Linear Replacement Lamp | T8 Four-Foot | Replacement Lamps (plug and play) (UL Type A) |  | standard | FALSE | [10 empty] | May, 15 2018 00:00:00 | Not Dimmable | Not Dimmable | No |  | NANOTT | [25 empty] | 5 | 1661.1 | 137.5 | 12.1 | 19.23 | 0.963 | 5000 | 83.6 |  |  |  | FALSE | FALSE | FALSE | [8 empty] | March, 30 2020 00:00:00 | FALSE | FALSE | FALSE | [6 empty] | AC | [7 empty] | FALSE
PBRJBBNU | ARKSMART INC | ARKSMART | ARK/UE/10K (3000K) | Linear Replacement Lamp | T8 Four-Foot | Dual Mode Internal Driver (UL Type A and Type B) |  | standard | TRUE |  | 1702.9 | 132.52 | 12.85 | 12.7 | 0.9511 | 3023 | 82.4 | 5 | 50000 | May, 11 2018 00:00:00 | Not Dimmable | Not Dimmable | No |  | TTTVAT | [15 empty] | 78.6 |  | 1.16 | 1.24 | [6 empty] | 5 | 1702.9 | 132.52 | 12.85 | 12.7 | 0.9511 | 3000 | 82.4 |  |  |  | FALSE | FALSE | FALSE | [8 empty] | March, 30 2020 00:00:00 | FALSE | FALSE | FALSE | [6 empty] | AC | [7 empty] | FALSE
P3EOFFT4 | ARKSMART INC | ARKSMART | ARK/UE/10K (4000K) | Linear Replacement Lamp | T8 Four-Foot | Dual Mode Internal Driver (UL Type A and Type B) |  | standard | FALSE | [10 empty] | May, 11 2018 00:00:00 | Not Dimmable | Not Dimmable | No |  | TTTVAT | [25 empty] | 5 | 1702.9 | 132.52 | 12.85 | 12.7 | 0.9511 | 4000 | 82.4 |  |  |  | FALSE | FALSE | FALSE | [8 empty] | March, 30 2020 00:00:00 | FALSE | FALSE | FALSE | [6 empty] | AC | [7 empty] | FALSE
PTX1G1VZ | ARKSMART INC | ARKSMART | ARK/UR/10K (3000K) | Linear Replacement Lamp | T8 Four-Foot | Dual Mode Internal Driver (UL Type A and Type B) |  | standard | TRUE |  | 1722 | 133.08 | 12.94 | 12.22 | 0.9523 | 3022 | 82.9 | 5 | 50000 | May, 11 2018 00:00:00 | Not Dimmable | Not Dimmable | No |  | TTTVAS | [15 empty] | 79.1 |  | 1.16 | 1.22 | [6 empty] | 5 | 1722 | 133.08 | 12.94 | 12.22 | 0.9523 | 3000 | 82.9 |  |  |  | FALSE | FALSE | FALSE | [8 empty] | March, 30 2020 00:00:00 | FALSE | FALSE | FALSE | [6 empty] | AC | [7 empty] | FALSE
PJQ7T9LH | ARKSMART INC | ARKSMART | ARK/UR/10K (4000K) | Linear Replacement Lamp | T8 Four-Foot | Dual Mode Internal Driver (UL Type A and Type B) |  | standard | FALSE | [10 empty] | May, 11 2018 00:00:00 | Not Dimmable | Not Dimmable | No |  | TTTVAS | [25 empty] | 5 | 1722 | 133.08 | 12.94 | 12.22 | 0.9523 | 4000 | 82.9 |  |  |  | FALSE | FALSE | FALSE | [8 empty] | March, 30 2020 00:00:00 | FALSE | FALSE | FALSE | [6 empty] | AC | [7 empty] | FALSE
P6SRDHBI | ARKSMART INC | ARKSMART | ARK/UR/10K (5000K) | Linear Replacement Lamp | T8 Four-Foot | Dual Mode Internal Driver (UL Type A and Type B) |  | standard | FALSE | [10 empty] | May, 11 2018 00:00:00 | Not Dimmable | Not Dimmable | No |  | TTTVAS | [25 empty] | 5 | 1770.4 | 137.24 | 12.9 | 12.22 | 0.9523 | 5000 | 83 |  |  |  | FALSE | FALSE | FALSE | [8 empty] | March, 30 2020 00:00:00 | FALSE | FALSE | FALSE | [6 empty] | AC | [7 empty] | FALSE
P3AJG8RI | ARKSMART INC | ARKSMART | ARK/UE/10K (3500K) | Linear Replacement Lamp | T8 Four-Foot | Dual Mode Internal Driver (UL Type A and Type B) |  | standard | FALSE | [10 empty] | May, 11 2018 00:00:00 | Not Dimmable | Not Dimmable | No |  | TTTVAT | [25 empty] | 5 | 1702.9 | 132.52 | 12.85 | 12.7 | 0.9511 | 3500 | 82.4 |  |  |  | FALSE | FALSE | FALSE | [8 empty] | March, 30 2020 00:00:00 | FALSE | FALSE | FALSE | [6 empty] | AC | [7 empty] | FALSE
PLAXFXC4 | ARKSMART INC | ARKSMART | ARK/UE/10K (4500K) | Linear Replacement Lamp | T8 Four-Foot | Dual Mode Internal Driver (UL Type A and Type B) |  | standard | FALSE | [10 empty] | May, 11 2018 00:00:00 | Not Dimmable | Not Dimmable | No |  | TTTVAT | [25 empty] | 5 | 1702.9 | 132.52 | 12.85 | 12.7 | 0.9511 | 4500 | 82.4 |  |  |  | FALSE | FALSE | FALSE | [8 empty] | March, 30 2020 00:00:00 | FALSE | FALSE | FALSE | [6 empty] | AC | [7 empty] | FALSE
PI5M9EAP | ARKSMART INC | ARKSMART | ARK/UE/10K (5000K) | Linear Replacement Lamp | T8 Four-Foot | Dual Mode Internal Driver (UL Type A and Type B) |  | standard | FALSE | [10 empty] | May, 11 2018 00:00:00 | Not Dimmable | Not Dimmable | No |  | TTTVAT | [25 empty] | 5 | 1715.7 | 134.78 | 12.73 | 12.7 | 0.9511 | 5000 | 78.8 |  |  |  | FALSE | FALSE | FALSE | [8 empty] | March, 30 2020 00:00:00 | FALSE | FALSE | FALSE | [6 empty] | AC | [7 empty] | FALSE
PWRS0RRL | ARKSMART INC | ARKSMART | ARK/UR/10K (3500K) | Linear Replacement Lamp | T8 Four-Foot | Dual Mode Internal Driver (UL Type A and Type B) |  | standard | FALSE | [10 empty] | May, 11 2018 00:00:00 | Not Dimmable | Not Dimmable | No |  | TTTVAS | [25 empty] | 5 | 1722 | 133.08 | 12.94 | 12.22 | 0.9523 | 3500 | 82.9 |  |  |  | FALSE | FALSE | FALSE | [8 empty] | March, 30 2020 00:00:00 | FALSE | FALSE | FALSE | [6 empty] | AC | [7 empty] | FALSE
PG9N59RR | ARKSMART INC | ARKSMART | ARK/UR/10K (4500K) | Linear Replacement Lamp | T8 Four-Foot | Dual Mode Internal Driver (UL Type A and Type B) |  | standard | FALSE | [10 empty] | May, 11 2018 00:00:00 | Not Dimmable | Not Dimmable | No |  | TTTVAS | [25 empty] | 5 | 1722 | 133.08 | 12.94 | 12.22 | 0.9523 | 4500 | 82.9 |  |  |  | FALSE | FALSE | FALSE | [8 empty] | March, 30 2020 00:00:00 | FALSE | FALSE | FALSE | [6 empty] | AC | [7 empty] | FALSE
PVA0EZL5 | ARKSMART INC | ARKSMART | ARK/UR/14K (3000K) | Linear Replacement Lamp | T8 Four-Foot | Dual Mode Internal Driver (UL Type A and Type B) |  | standard | TRUE |  | 2118.8 | 126.04 | 16.81 | 10.05 | 0.9638 | 3000 | 80.7 | 5 | 50000 | May, 07 2018 00:00:00 | Not Dimmable | Not Dimmable | No |  | IIILYE | [15 empty] | 79.4 |  | 1.14 | 1.22 | [6 empty] | 5 | 2118.8 | 126.04 | 16.81 | 10.05 | 0.9638 | 3000 | 80.7 |  |  |  | FALSE | FALSE | FALSE | [8 empty] | March, 30 2020 00:00:00 | FALSE | FALSE | FALSE | [6 empty] | AC | [7 empty] | FALSE
POFANO2W | ARKSMART INC | ARKSMART | ARK/UR/14K (3500K) | Linear Replacement Lamp | T8 Four-Foot | Dual Mode Internal Driver (UL Type A and Type B) |  | standard | FALSE | [10 empty] | May, 07 2018 00:00:00 | Not Dimmable | Not Dimmable | No |  | IIILYE | [25 empty] | 5 | 2118.8 | 126.04 | 16.81 | 10.05 | 0.9638 | 3500 | 80.7 |  |  |  | FALSE | FALSE | FALSE | [8 empty] | March, 30 2020 00:00:00 | FALSE | FALSE | FALSE | [6 empty] | AC | [7 empty] | FALSE
POZYDUVU | ARKSMART INC | ARKSMART | ARK/UR/14K (4000K) | Linear Replacement Lamp | T8 Four-Foot | Dual Mode Internal Driver (UL Type A and Type B) |  | standard | FALSE | [10 empty] | May, 07 2018 00:00:00 | Not Dimmable | Not Dimmable | No |  | IIILYE | [25 empty] | 5 | 2118.8 | 126.04 | 16.81 | 10.05 | 0.9638 | 4000 | 80.7 |  |  |  | FALSE | FALSE | FALSE | [8 empty] | March, 30 2020 00:00:00 | FALSE | FALSE | FALSE | [6 empty] | AC | [7 empty] | FALSE
PBURB3CL | ELB Electronics, Inc. | ELB | LED T8AB-48-14-850-MV-FHF | Linear Replacement Lamp | T8 Four-Foot | Dual Mode Internal Driver (UL Type A and Type B) |  | standard | FALSE | [10 empty] | May, 07 2018 00:00:00 | Dimmable | Continuous Below 10 | FALSE |  | MMMQXT | [25 empty] | 4.4 | 3000 | 107.1 | 28 | 20 | 0.9 | 5000 | 80 |  |  |  | FALSE | FALSE | FALSE | [8 empty] | November, 02 2018 00:00:00 | FALSE | FALSE | FALSE | [6 empty] | AC | [7 empty] | FALSE
PL1Z9P1Y | ARKSMART INC | ARKSMART | ARK/UR/14K (5000K) | Linear Replacement Lamp | T8 Four-Foot | Dual Mode Internal Driver (UL Type A and Type B) |  | standard | FALSE | [10 empty] | May, 07 2018 00:00:00 | Not Dimmable | Not Dimmable | No |  | IIILYE | [25 empty] | 5 | 2269.3 | 134.76 | 16.84 | 10.05 | 0.9638 | 5000 | 81.8 |  |  |  | FALSE | FALSE | FALSE | [8 empty] | March, 30 2020 00:00:00 | FALSE | FALSE | FALSE | [6 empty] | AC | [7 empty] | FALSE
P7W6L26X | ELB Electronics, Inc. | ELB | LED T8AB-48-14-830-MV-FHF | Linear Replacement Lamp | T8 Four-Foot | Dual Mode Internal Driver (UL Type A and Type B) |  | standard | TRUE |  | 1765.8 | 127.58 | 13.83 | 15.48 | 0.958 | 3046 | 82.9 | 5 | 70000 | May, 07 2018 00:00:00 | Dimmable | Continuous Below 10 | FALSE |  | MMMQXT | [15 empty] | 82.1 |  | 1.34 | 1.36 | [6 empty] | 4.4 | 3000 | 107.1 | 28 | 20 | 0.9 | 3000 | 80 |  |  |  | FALSE | FALSE | FALSE | [8 empty] | November, 02 2018 00:00:00 | FALSE | FALSE | FALSE | [6 empty] | AC | [7 empty] | FALSE
PT3A8OEG | ARKSMART INC | ARKSMART | ARK/UR/14K (4500K) | Linear Replacement Lamp | T8 Four-Foot | Dual Mode Internal Driver (UL Type A and Type B) |  | standard | FALSE | [10 empty] | May, 07 2018 00:00:00 | Not Dimmable | Not Dimmable | No |  | IIILYE | [25 empty] | 5 | 2118.8 | 126.04 | 16.81 | 10.05 | 0.9638 | 4500 | 80.7 |  |  |  | FALSE | FALSE | FALSE | [8 empty] | March, 30 2020 00:00:00 | FALSE | FALSE | FALSE | [6 empty] | AC | [7 empty] | FALSE
PL5O3M7V9NKI | LED One Corporation | LEDone | LOD-4FT17WC-50KA | Linear Replacement Lamp | T8 Four-Foot | Replacement Lamps (plug and play) (UL Type A) |  | standard | FALSE | [10 empty] | May, 04 2018 00:00:00 | Dimmable | Stepped | No |  | NANOST | [25 empty] | 5 | 2200 | 125 | 17.5 | 10.2 | 0.992 | 5000 | 81.5 |  |  |  | FALSE | FALSE | FALSE | [8 empty] | March, 30 2020 00:00:00 | FALSE | FALSE | FALSE | [6 empty] | AC | [7 empty] | FALSE
PLOPL6U7DN5J | LED One Corporation | LEDone | LOD-4FT17WF-30KA | Linear Replacement Lamp | T8 Four-Foot | Replacement Lamps (plug and play) (UL Type A) |  | standard | TRUE |  | 2108.1 | 122.04 | 17.27 | 9.01 | 0.966 | 2941 | 83.2 | 5 | 50000 | May, 04 2018 00:00:00 | Not Dimmable | Not Dimmable | No |  | NANOSU | [15 empty] | 84.1 |  | 1.24 | 1.28 | [6 empty] | 5 | 2100 | 120 | 17.5 | 20 | 0.9 | 3000 | 80 |  |  |  | FALSE | FALSE | FALSE | [8 empty] | March, 30 2020 00:00:00 | FALSE | FALSE | FALSE | [6 empty] | AC | [7 empty] | FALSE
PLK84REATLNY | LED One Corporation | LEDone | LOD-4FT17WF-40KA | Linear Replacement Lamp | T8 Four-Foot | Replacement Lamps (plug and play) (UL Type A) |  | standard | FALSE | [10 empty] | May, 04 2018 00:00:00 | Not Dimmable | Not Dimmable | No |  | NANOSU | [25 empty] | 5 | 2145 | 122 | 17.5 | 20 | 0.9 | 4000 | 80 |  |  |  | FALSE | FALSE | FALSE | [8 empty] | March, 30 2020 00:00:00 | FALSE | FALSE | FALSE | [6 empty] | AC | [7 empty] | FALSE
PLIU2ULB3HG1 | LED One Corporation | LEDone | LOD-4FT17WC-40KA | Linear Replacement Lamp | T8 Four-Foot | Replacement Lamps (plug and play) (UL Type A) |  | standard | FALSE | [10 empty] | May, 04 2018 00:00:00 | Dimmable | Stepped | No |  | NANOST | [25 empty] | 5 | 2200 | 125 | 17.5 | 10.2 | 0.992 | 4000 | 81.5 |  |  |  | FALSE | FALSE | FALSE | [8 empty] | March, 30 2020 00:00:00 | FALSE | FALSE | FALSE | [6 empty] | AC | [7 empty] | FALSE
PLYUAMAZ498F | LED One Corporation | LEDone | LOD-4FT17WC-30KA | Linear Replacement Lamp | T8 Four-Foot | Replacement Lamps (plug and play) (UL Type A) |  | standard | TRUE |  | 2112.71 | 119.7 | 17.65 | 10.2 | 0.9694 | 2945 | 82.4 | 5 | 50000 | May, 04 2018 00:00:00 | Dimmable | Stepped | No |  | NANOST | [15 empty] | 85.6 |  | 1.26 | 1.24 | [6 empty] | 5 | 2200 | 125 | 17.5 | 10.2 | 0.992 | 3000 | 82.4 |  |  |  | FALSE | FALSE | FALSE | [8 empty] | March, 30 2020 00:00:00 | FALSE | FALSE | FALSE | [6 empty] | AC | [7 empty] | FALSE
PLSX7XKT1PXL | LED One Corporation | LEDone | LOD-4FT17WF-50KA | Linear Replacement Lamp | T8 Four-Foot | Replacement Lamps (plug and play) (UL Type A) |  | standard | FALSE | [10 empty] | May, 04 2018 00:00:00 | Not Dimmable | Not Dimmable | No |  | NANOSU | [25 empty] | 5 | 2145 | 122 | 17.5 | 20 | 0.9 | 5000 | 80 |  |  |  | FALSE | FALSE | FALSE | [8 empty] | March, 30 2020 00:00:00 | FALSE | FALSE | FALSE | [6 empty] | AC | [7 empty] | FALSE
PLSLD9AGMXNW | ARVA LLC DBA HYLITE LED LLC. | HyLite | HL-GT8-4AB-18W-35K | Linear Replacement Lamp | T8 Four-Foot | Dual Mode Internal Driver (UL Type A and Type B) |  | standard | FALSE | [10 empty] | May, 03 2018 00:00:00 | Not Dimmable | Not Dimmable | FALSE |  | YYYCZD | [25 empty] | 4.4 | 2213.3 | 115.4 | 19.1 | 13.3 | 0.925 | 3500 | 81.4 |  |  |  | FALSE | FALSE | FALSE | [8 empty] | November, 02 2018 00:00:00 | FALSE | FALSE | FALSE | [6 empty] | AC | [7 empty] | FALSE
PLJI420TQQBO | ARVA LLC DBA HYLITE LED LLC. | HyLite | HL-GT8-4AB-18W-40K | Linear Replacement Lamp | T8 Four-Foot | Dual Mode Internal Driver (UL Type A and Type B) |  | standard | FALSE | [10 empty] | May, 03 2018 00:00:00 | Not Dimmable | Not Dimmable | FALSE |  | YYYCZD | [25 empty] | 4.4 | 2213.3 | 115.4 | 19.1 | 13.3 | 0.925 | 4000 | 81.4 |  |  |  | FALSE | FALSE | FALSE | [8 empty] | November, 02 2018 00:00:00 | FALSE | FALSE | FALSE | [6 empty] | AC | [7 empty] | FALSE
PLGDX2KAIL3U | ARVA LLC DBA HYLITE LED LLC. | HyLite | HL-GT8-4AB-18W-50K | Linear Replacement Lamp | T8 Four-Foot | Dual Mode Internal Driver (UL Type A and Type B) |  | standard | FALSE | [10 empty] | May, 03 2018 00:00:00 | Not Dimmable | Not Dimmable | No |  | YYYCZD | [25 empty] | 5 | 2298.7 | 120.1 | 19.1 | 13.3 | 0.925 | 4970 | 83.3 |  |  |  | FALSE | FALSE | FALSE | [8 empty] | March, 30 2020 00:00:00 | FALSE | FALSE | FALSE | [6 empty] | AC | [7 empty] | FALSE
PL7BMO5OVKTZ | ARVA LLC DBA HYLITE LED LLC. | HyLite | HL-GT8-4AB-15W-30K | Linear Replacement Lamp | T8 Four-Foot | Dual Mode Internal Driver (UL Type A and Type B) |  | standard | TRUE |  | 1800.83 | 111.3 | 16.18 | 12.8 | 0.922 | 2904 | 81.5 | 5 | 50000 | May, 03 2018 00:00:00 | Not Dimmable | Not Dimmable | FALSE |  | YYYCZC | [15 empty] | 78.1 |  | 1.2 | 1.24 | [6 empty] | 4.4 | 1800.8 | 111.3 | 16.1 | 12.8 | 0.922 | 2904 | 81.5 |  |  |  | FALSE | FALSE | FALSE | [8 empty] | November, 02 2018 00:00:00 | FALSE | FALSE | FALSE | [6 empty] | AC | [7 empty] | FALSE
PLGTEAGO685R | ARVA LLC DBA HYLITE LED LLC. | HyLite | HL-GT8-4AB-15W-40K | Linear Replacement Lamp | T8 Four-Foot | Dual Mode Internal Driver (UL Type A and Type B) |  | standard | FALSE | [10 empty] | May, 03 2018 00:00:00 | Not Dimmable | Not Dimmable | FALSE |  | YYYCZC | [25 empty] | 4.4 | 1800.8 | 111.3 | 16.1 | 12.8 | 0.922 | 4000 | 81.5 |  |  |  | FALSE | FALSE | FALSE | [8 empty] | November, 02 2018 00:00:00 | FALSE | FALSE | FALSE | [6 empty] | AC | [7 empty] | FALSE
PLMV1CE8Y2NZ | ARVA LLC DBA HYLITE LED LLC. | HyLite | HL-GT8-4AB-15W-50K | Linear Replacement Lamp | T8 Four-Foot | Dual Mode Internal Driver (UL Type A and Type B) |  | standard | FALSE | [10 empty] | May, 03 2018 00:00:00 | Not Dimmable | Not Dimmable | No |  | YYYCZC | [25 empty] | 5 | 1934.1 | 119.1 | 16.2 | 12.8 | 0.922 | 4995 | 83.4 |  |  |  | FALSE | FALSE | FALSE | [8 empty] | March, 30 2020 00:00:00 | FALSE | FALSE | FALSE | [6 empty] | AC | [7 empty] | FALSE
PL9TD4DG90QA | ARVA LLC DBA HYLITE LED LLC. | HyLite | HL-GT8-4AB-15W-35K | Linear Replacement Lamp | T8 Four-Foot | Dual Mode Internal Driver (UL Type A and Type B) |  | standard | FALSE | [10 empty] | May, 03 2018 00:00:00 | Not Dimmable | Not Dimmable | FALSE |  | YYYCZC | [25 empty] | 4.4 | 1800.8 | 111.3 | 16.1 | 12.8 | 0.922 | 3500 | 81.5 |  |  |  | FALSE | FALSE | FALSE | [8 empty] | November, 02 2018 00:00:00 | FALSE | FALSE | FALSE | [6 empty] | AC | [7 empty] | FALSE
PL21RI9HM2JL | ARVA LLC DBA HYLITE LED LLC. | HyLite | HL-GT8-4AB-15W-45K | Linear Replacement Lamp | T8 Four-Foot | Dual Mode Internal Driver (UL Type A and Type B) |  | standard | FALSE | [10 empty] | May, 03 2018 00:00:00 | Not Dimmable | Not Dimmable | FALSE |  | YYYCZC | [25 empty] | 4.4 | 1800.8 | 111.3 | 16.1 | 12.8 | 0.922 | 4500 | 81.5 |  |  |  | FALSE | FALSE | FALSE | [8 empty] | November, 02 2018 00:00:00 | FALSE | FALSE | FALSE | [6 empty] | AC | [7 empty] | FALSE
PLIB26ANM73L | ARVA LLC DBA HYLITE LED LLC. | HyLite | HL-GT8-4AB-18W-45K | Linear Replacement Lamp | T8 Four-Foot | Dual Mode Internal Driver (UL Type A and Type B) |  | standard | FALSE | [10 empty] | May, 03 2018 00:00:00 | Not Dimmable | Not Dimmable | FALSE |  | YYYCZD | [25 empty] | 4.4 | 2213.3 | 115.4 | 19.1 | 13.3 | 0.925 | 4500 | 81.4 |  |  |  | FALSE | FALSE | FALSE | [8 empty] | November, 02 2018 00:00:00 | FALSE | FALSE | FALSE | [6 empty] | AC | [7 empty] | FALSE
PL0OC5T1DCSN | ARVA LLC DBA HYLITE LED LLC. | HyLite | HL-GT8-4AB-18W-30K | Linear Replacement Lamp | T8 Four-Foot | Dual Mode Internal Driver (UL Type A and Type B) |  | standard | TRUE |  | 2213.37 | 115.4 | 19.18 | 13.2 | 0.925 | 2909 | 81.4 | 5 | 50000 | May, 03 2018 00:00:00 | Not Dimmable | Not Dimmable | No |  | YYYCZD | [15 empty] | 78.1 |  | 1.18 | 1.24 | [6 empty] | 5 | 2213.3 | 115.4 | 19.1 | 13.3 | 0.925 | 2909 | 81.4 |  |  |  | FALSE | FALSE | FALSE | [8 empty] | March, 30 2020 00:00:00 | FALSE | FALSE | FALSE | [6 empty] | AC | [7 empty] | FALSE
P3541ME8 | ARKSMART INC | ARKSMART | ARK/UR/12K (4000K) | Linear Replacement Lamp | T8 Four-Foot | Dual Mode Internal Driver (UL Type A and Type B) |  | standard | FALSE | [10 empty] | May, 01 2018 00:00:00 | Not Dimmable | Not Dimmable | No |  | IIILXQ | [25 empty] | 5 | 1974.9 | 129.08 | 15.3 | 9.59 | 0.962 | 4000 | 80.7 |  |  |  | FALSE | FALSE | FALSE | [8 empty] | March, 30 2020 00:00:00 | FALSE | FALSE | FALSE | [6 empty] | AC | [7 empty] | FALSE
PVNB7GGM | ARKSMART INC | ARKSMART | ARK/UR/12K (3500K) | Linear Replacement Lamp | T8 Four-Foot | Dual Mode Internal Driver (UL Type A and Type B) |  | standard | FALSE | [10 empty] | May, 01 2018 00:00:00 | Not Dimmable | Not Dimmable | No |  | IIILXQ | [25 empty] | 5 | 1974.9 | 129.08 | 15.3 | 9.59 | 0.962 | 3500 | 80.7 |  |  |  | FALSE | FALSE | FALSE | [8 empty] | March, 30 2020 00:00:00 | FALSE | FALSE | FALSE | [6 empty] | AC | [7 empty] | FALSE
P2WN5KCY | ARKSMART INC | ARKSMART | ARK/UR/12K (4500K) | Linear Replacement Lamp | T8 Four-Foot | Dual Mode Internal Driver (UL Type A and Type B) |  | standard | FALSE | [10 empty] | May, 01 2018 00:00:00 | Not Dimmable | Not Dimmable | No |  | IIILXQ | [25 empty] | 5 | 1974.9 | 129.08 | 15.3 | 9.59 | 0.962 | 4500 | 80.7 |  |  |  | FALSE | FALSE | FALSE | [8 empty] | March, 30 2020 00:00:00 | FALSE | FALSE | FALSE | [6 empty] | AC | [7 empty] | FALSE
P3GIG83Z | ARKSMART INC | ARKSMART | ARK/UR/12K (5000K) | Linear Replacement Lamp | T8 Four-Foot | Dual Mode Internal Driver (UL Type A and Type B) |  | standard | FALSE | [10 empty] | May, 01 2018 00:00:00 | Not Dimmable | Not Dimmable | No |  | IIILXQ | [25 empty] | 5 | 2067.8 | 135.42 | 15.27 | 9.59 | 0.962 | 5000 | 82.5 |  |  |  | FALSE | FALSE | FALSE | [8 empty] | March, 30 2020 00:00:00 | FALSE | FALSE | FALSE | [6 empty] | AC | [7 empty] | FALSE
PUZ942P0 | ARKSMART INC | ARKSMART | ARK/UR/12K (3000K) | Linear Replacement Lamp | T8 Four-Foot | Dual Mode Internal Driver (UL Type A and Type B) |  | standard | TRUE |  | 1974.9 | 129.08 | 15.3 | 9.59 | 0.962 | 2989 | 80.7 | 5 | 50000 | May, 01 2018 00:00:00 | Not Dimmable | Not Dimmable | No |  | IIILXQ | [15 empty] | 79.5 |  | 1.14 | 1.22 | [6 empty] | 5 | 1974.9 | 129.08 | 15.3 | 9.59 | 0.962 | 3000 | 80.7 |  |  |  | FALSE | FALSE | FALSE | [8 empty] | March, 30 2020 00:00:00 | FALSE | FALSE | FALSE | [6 empty] | AC | [7 empty] | FALSE
P4JD5J9I | LEDVANCE, LLC (formerly OSRAM SYLVANIA, INC) | Sylvania | LED13T8/L48/DIM/835/SUB/G8 | Linear Replacement Lamp | T8 Four-Foot | Replacement Lamps (plug and play) (UL Type A) |  | standard | FALSE | [10 empty] | April, 30 2018 00:00:00 | Dimmable | Continuous Below 10 | No |  | MMMQEJ | [25 empty] | 5 | 2000 | 135 | 15.5 | 20 | 0.9 | 3500 | 82 |  |  |  | FALSE | FALSE | FALSE | [8 empty] | March, 30 2020 00:00:00 | FALSE | FALSE | FALSE | [6 empty] | AC | [7 empty] | FALSE
PRVEMELU | LEDVANCE, LLC (formerly OSRAM SYLVANIA, INC) | Sylvania | LED13T8/L48/DIM/850/SUB/G8 | Linear Replacement Lamp | T8 Four-Foot | Replacement Lamps (plug and play) (UL Type A) |  | standard | FALSE | [10 empty] | April, 30 2018 00:00:00 | Dimmable | Continuous Below 10 | No |  | MMMQEJ | [25 empty] | 5 | 2100 | 135 | 15.5 | 20 | 0.9 | 5000 | 82 |  |  |  | FALSE | FALSE | FALSE | [8 empty] | March, 30 2020 00:00:00 | FALSE | FALSE | FALSE | [6 empty] | AC | [7 empty] | FALSE
PNPCAAHH | LEDVANCE, LLC (formerly OSRAM SYLVANIA, INC) | Sylvania | LED13T8/L48/DIM/841/SUB/G8 | Linear Replacement Lamp | T8 Four-Foot | Replacement Lamps (plug and play) (UL Type A) |  | standard | FALSE | [10 empty] | April, 30 2018 00:00:00 | Dimmable | Continuous Below 10 | No |  | MMMQEJ | [25 empty] | 5 | 2100 | 135 | 15.5 | 20 | 0.9 | 4100 | 82 |  |  |  | FALSE | FALSE | FALSE | [8 empty] | March, 30 2020 00:00:00 | FALSE | FALSE | FALSE | [6 empty] | AC | [7 empty] | FALSE
PMOVS6ZD | LEDVANCE, LLC (formerly OSRAM SYLVANIA, INC) | Sylvania | LED13T8/L48/DIM/830/SUB/G8 | Linear Replacement Lamp | T8 Four-Foot | Replacement Lamps (plug and play) (UL Type A) |  | standard | TRUE |  | 1959 | 124.3 | 15.76 | 8.82 | 0.9718 | 3082 | 81 | 5 | 50000 | April, 30 2018 00:00:00 | Dimmable | Continuous Below 10 | No |  | MMMQEJ | [15 empty] | 84.1 |  | 1.24 | 1.3 | [6 empty] | 5 | 2000 | 135 | 15.5 | 20 | 0.9 | 3000 | 82 |  |  |  | FALSE | FALSE | FALSE | [8 empty] | March, 30 2020 00:00:00 | FALSE | FALSE | FALSE | [6 empty] | AC | [7 empty] | FALSE
PLF9JNZXFCEG | Super Bright LEDs | superbrightleds.com | T8AB-35K18S-GF | Linear Replacement Lamp | T8 Four-Foot | Dual Mode Internal Driver (UL Type A and Type B) |  | standard | FALSE | [10 empty] | April, 27 2018 00:00:00 | Not Dimmable | Not Dimmable | No |  | NANOQE | [25 empty] | 5 | 2372 | 116.49 | 20.36 | 6.79 | 0.92 | 3500 | 82.9 |  |  |  | FALSE | FALSE | FALSE | [8 empty] | March, 30 2020 00:00:00 | FALSE | FALSE | FALSE | [6 empty] | AC | [7 empty] | FALSE
PLKBAX0TRNVD | Super Bright LEDs | superbrightleds.com | T8AB-30K18S-GF | Linear Replacement Lamp | T8 Four-Foot | Dual Mode Internal Driver (UL Type A and Type B) |  | standard | TRUE |  | 2360 | 116.27 | 20.3 | 6.79 | 0.9171 | 2922 | 82.9 | 5 | 50000 | April, 27 2018 00:00:00 | Not Dimmable | Not Dimmable | No |  | NANOQE | [15 empty] | 84.3 |  | 1.24 | 1.28 | [6 empty] | 5 | 2360 | 116.27 | 20.3 | 6.79 | 0.92 | 3000 | 82.9 |  |  |  | FALSE | FALSE | FALSE | [8 empty] | March, 30 2020 00:00:00 | FALSE | FALSE | FALSE | [6 empty] | AC | [7 empty] | FALSE
PL7BDKR83S1H | Super Bright LEDs | superbrightleds.com | T8A-40K18S-GF | Linear Replacement Lamp | T8 Four-Foot | Replacement Lamps (plug and play) (UL Type A) |  | standard | FALSE | [10 empty] | April, 27 2018 00:00:00 | Not Dimmable | Not Dimmable | No |  | NANOQD | [25 empty] | 5 | 2299 | 123.84 | 18.57 | 10 | 0.9 | 4000 | 80 |  |  |  | FALSE | FALSE | FALSE | [8 empty] | March, 30 2020 00:00:00 | FALSE | FALSE | FALSE | [6 empty] | AC | [7 empty] | FALSE
PLQC2I2ZLQI1 | Super Bright LEDs | superbrightleds.com | T8AB-50K18S-GF | Linear Replacement Lamp | T8 Four-Foot | Dual Mode Internal Driver (UL Type A and Type B) |  | standard | FALSE | [10 empty] | April, 27 2018 00:00:00 | Not Dimmable | Not Dimmable | No |  | NANOQE | [25 empty] | 5 | 2407 | 117.87 | 20.42 | 6.94 | 0.92 | 5000 | 84.1 |  |  |  | FALSE | FALSE | FALSE | [8 empty] | March, 30 2020 00:00:00 | FALSE | FALSE | FALSE | [6 empty] | AC | [7 empty] | FALSE
PL28VJNK0Z5Z | Super Bright LEDs | superbrightleds.com | T8AB-40K18S-GF | Linear Replacement Lamp | T8 Four-Foot | Dual Mode Internal Driver (UL Type A and Type B) |  | standard | FALSE | [10 empty] | April, 27 2018 00:00:00 | Not Dimmable | Not Dimmable | No |  | NANOQE | [25 empty] | 5 | 2383 | 117.07 | 20.36 | 6.79 | 0.92 | 4000 | 82.9 |  |  |  | FALSE | FALSE | FALSE | [8 empty] | March, 30 2020 00:00:00 | FALSE | FALSE | FALSE | [6 empty] | AC | [7 empty] | FALSE
PLAWV1Y92H02 | Super Bright LEDs | superbrightleds.com | T8A-30K18S-GF | Linear Replacement Lamp | T8 Four-Foot | Replacement Lamps (plug and play) (UL Type A) |  | standard | TRUE |  | 2189 | 120.71 | 18.14 | 7.96 | 0.9064 | 2934 | 81.8 | 5 | 50000 | April, 27 2018 00:00:00 | Not Dimmable | Not Dimmable | No |  | NANOQD | [15 empty] | 84.3 |  | 1.24 | 1.2 | [6 empty] | 5 | 2189 | 120.67 | 18.14 | 10 | 0.9 | 3000 | 80 |  |  |  | FALSE | FALSE | FALSE | [8 empty] | March, 30 2020 00:00:00 | FALSE | FALSE | FALSE | [6 empty] | AC | [7 empty] | FALSE
PLRDWVX86Q3F | Super Bright LEDs | superbrightleds.com | T8A-35K18S-GF | Linear Replacement Lamp | T8 Four-Foot | Replacement Lamps (plug and play) (UL Type A) |  | standard | FALSE | [10 empty] | April, 27 2018 00:00:00 | Not Dimmable | Not Dimmable | No |  | NANOQD | [25 empty] | 5 | 2244 | 120.87 | 18.57 | 10 | 0.9 | 3500 | 80 |  |  |  | FALSE | FALSE | FALSE | [8 empty] | March, 30 2020 00:00:00 | FALSE | FALSE | FALSE | [6 empty] | AC | [7 empty] | FALSE
PLPYSH64YM59 | Super Bright LEDs | superbrightleds.com | T8A-50K18S-GF | Linear Replacement Lamp | T8 Four-Foot | Replacement Lamps (plug and play) (UL Type A) |  | standard | FALSE | [10 empty] | April, 27 2018 00:00:00 | Not Dimmable | Not Dimmable | No |  | NANOQD | [25 empty] | 5 | 2409 | 126.86 | 18.99 | 10 | 0.9 | 5000 | 80 |  |  |  | FALSE | FALSE | FALSE | [8 empty] | March, 30 2020 00:00:00 | FALSE | FALSE | FALSE | [6 empty] | AC | [7 empty] | FALSE
PU28E96V | ARKSMART INC | ARKSMART | ARK/UI/12K (4000K) | Linear Replacement Lamp | T8 Four-Foot | Dual Mode Internal Driver (UL Type A and Type B) |  | standard | FALSE | [10 empty] | April, 26 2018 00:00:00 | Not Dimmable | Not Dimmable | No |  | IIILWW | [25 empty] | 5 | 1763.7 | 154.03 | 11.45 | 9.82 | 0.934 | 4000 | 82.6 |  |  |  | FALSE | FALSE | FALSE | [8 empty] | March, 30 2020 00:00:00 | FALSE | FALSE | FALSE | [6 empty] | AC | [7 empty] | FALSE
P1LEIJ8C | ARKSMART INC | ARKSMART | ARK/UI/12K (3000K) | Linear Replacement Lamp | T8 Four-Foot | Dual Mode Internal Driver (UL Type A and Type B) |  | standard | TRUE |  | 1763.7 | 154.03 | 11.45 | 9.82 | 0.934 | 3037 | 82.6 | 5 | 50000 | April, 26 2018 00:00:00 | Not Dimmable | Not Dimmable | No |  | IIILWW | [15 empty] | 78.6 |  | 1.18 | 1.26 | [6 empty] | 5 | 1763.7 | 154.03 | 11.45 | 9.82 | 0.934 | 3000 | 82.6 |  |  |  | FALSE | FALSE | FALSE | [8 empty] | March, 30 2020 00:00:00 | FALSE | FALSE | FALSE | [6 empty] | AC | [7 empty] | FALSE
PKTW1E6U | ARKSMART INC | ARKSMART | ARK/UI/12K (4500K) | Linear Replacement Lamp | T8 Four-Foot | Dual Mode Internal Driver (UL Type A and Type B) |  | standard | FALSE | [10 empty] | April, 26 2018 00:00:00 | Not Dimmable | Not Dimmable | No |  | IIILWW | [25 empty] | 5 | 1763.7 | 154.03 | 11.45 | 9.82 | 0.934 | 4500 | 82.6 |  |  |  | FALSE | FALSE | FALSE | [8 empty] | March, 30 2020 00:00:00 | FALSE | FALSE | FALSE | [6 empty] | AC | [7 empty] | FALSE
PL079C2UYJOY | Ledtronics Inc. | Ledtronics | LED48T8DM-12W-XPW-[001,101]WF | Linear Replacement Lamp | T8 Four-Foot | Replacement Lamps (plug and play) (UL Type A) |  | standard | FALSE | [10 empty] | April, 26 2018 00:00:00 | Not Dimmable | Not Dimmable | No |  | YYYCYT | [25 empty] | 5 | 1900 | 126 | 15 | 14.6 | 0.9 | 5000 | 83 |  |  |  | FALSE | FALSE | FALSE | [8 empty] | March, 30 2020 00:00:00 | FALSE | FALSE | FALSE | [6 empty] | AC | [7 empty] | FALSE
PLGLN538IKWD | Ledtronics Inc. | Ledtronics | LED48T8DM-18W-XPW-[001,101]WF | Linear Replacement Lamp | T8 Four-Foot | Replacement Lamps (plug and play) (UL Type A) |  | standard | FALSE | [10 empty] | April, 26 2018 00:00:00 | Not Dimmable | Not Dimmable | No |  | YYYCYV | [25 empty] | 5 | 2800 | 133 | 21 | 13.7 | 0.9 | 5000 | 83 |  |  |  | FALSE | FALSE | FALSE | [8 empty] | March, 30 2020 00:00:00 | FALSE | FALSE | FALSE | [6 empty] | AC | [7 empty] | FALSE
PLSX5FA303KB | Ledtronics Inc. | Ledtronics | LED48T8DM-12W-XWW-[001,101]WC | Linear Replacement Lamp | T8 Four-Foot | Replacement Lamps (plug and play) (UL Type A) |  | standard | TRUE |  | 2185.96 | 148.1 | 14.76 | 14.3 | 0.911 | 4041 | 84.5 | 5 | 50000 | April, 26 2018 00:00:00 | Not Dimmable | Not Dimmable | No |  | YYYCYS | [15 empty] | 82 |  | 1.14 | 1.24 | [6 empty] | 5 | 2000 | 133 | 15 | 14.3 | 0.9 | 4000 | 84 |  |  |  | FALSE | FALSE | FALSE | [8 empty] | March, 30 2020 00:00:00 | FALSE | FALSE | FALSE | [6 empty] | AC | [7 empty] | FALSE
PCENPP2W | ARKSMART INC | ARKSMART | ARK/UI/12K (5000K) | Linear Replacement Lamp | T8 Four-Foot | Dual Mode Internal Driver (UL Type A and Type B) |  | standard | FALSE | [10 empty] | April, 26 2018 00:00:00 | Not Dimmable | Not Dimmable | No |  | IIILWW | [25 empty] | 5 | 1810.8 | 159.12 | 11.38 | 9.82 | 0.934 | 5000 | 78.8 |  |  |  | FALSE | FALSE | FALSE | [8 empty] | March, 30 2020 00:00:00 | FALSE | FALSE | FALSE | [6 empty] | AC | [7 empty] | FALSE
PL54BZYUIWVM | Ledtronics Inc. | Ledtronics | LED48T8DM-12W-XPW-[001,101]WC | Linear Replacement Lamp | T8 Four-Foot | Replacement Lamps (plug and play) (UL Type A) |  | standard | FALSE | [10 empty] | April, 26 2018 00:00:00 | Not Dimmable | Not Dimmable | No |  | YYYCYS | [25 empty] | 5 | 2100 | 140 | 15 | 14.3 | 0.9 | 5000 | 82 |  |  |  | FALSE | FALSE | FALSE | [8 empty] | March, 30 2020 00:00:00 | FALSE | FALSE | FALSE | [6 empty] | AC | [7 empty] | FALSE
P2KEYK7C | ARKSMART INC | ARKSMART | ARK/UI/12K (3500K) | Linear Replacement Lamp | T8 Four-Foot | Dual Mode Internal Driver (UL Type A and Type B) |  | standard | FALSE | [10 empty] | April, 26 2018 00:00:00 | Not Dimmable | Not Dimmable | No |  | IIILWW | [25 empty] | 5 | 1763.7 | 154.03 | 11.45 | 9.82 | 0.934 | 3500 | 82.6 |  |  |  | FALSE | FALSE | FALSE | [8 empty] | March, 30 2020 00:00:00 | FALSE | FALSE | FALSE | [6 empty] | AC | [7 empty] | FALSE
PLOX8TFHLUTH | Ledtronics Inc. | Ledtronics | LED48T8DM-18W-XPW-[001,101]WC | Linear Replacement Lamp | T8 Four-Foot | Replacement Lamps (plug and play) (UL Type A) |  | standard | FALSE | [10 empty] | April, 26 2018 00:00:00 | Not Dimmable | Not Dimmable | No |  | YYYCYU | [25 empty] | 5 | 2900 | 138 | 21 | 14.3 | 0.9 | 5000 | 82 |  |  |  | FALSE | FALSE | FALSE | [8 empty] | March, 30 2020 00:00:00 | FALSE | FALSE | FALSE | [6 empty] | AC | [7 empty] | FALSE
PLS5GWAGJC5G | Ledtronics Inc. | Ledtronics | LED48T8DM-18W-XWW-[001,101]WC | Linear Replacement Lamp | T8 Four-Foot | Replacement Lamps (plug and play) (UL Type A) |  | standard | TRUE |  | 2947.58 | 141.1 | 20.89 | 14.3 | 0.912 | 4039 | 84.3 | 5 | 50000 | April, 26 2018 00:00:00 | Not Dimmable | Not Dimmable | No |  | YYYCYU | [15 empty] | 81.6 |  | 1.08 | 1.24 | [6 empty] | 5 | 2800 | 133 | 21 | 14.3 | 0.9 | 4000 | 84 |  |  |  | FALSE | FALSE | FALSE | [8 empty] | March, 30 2020 00:00:00 | FALSE | FALSE | FALSE | [6 empty] | AC | [7 empty] | FALSE
PL0GTRB7A7RE | Ledtronics Inc. | Ledtronics | LED48T8DM-12W-XWW-[001,101]WF | Linear Replacement Lamp | T8 Four-Foot | Replacement Lamps (plug and play) (UL Type A) |  | standard | TRUE |  | 1984.96 | 135.4 | 14.66 | 14.6 | 0.915 | 4025 | 84.9 | 5 | 50000 | April, 26 2018 00:00:00 | Not Dimmable | Not Dimmable | No |  | YYYCYT | [15 empty] | 79.4 |  | 1.12 | 1.26 | [6 empty] | 5 | 1800 | 120 | 15 | 14.6 | 0.9 | 4000 | 85 |  |  |  | FALSE | FALSE | FALSE | [8 empty] | March, 30 2020 00:00:00 | FALSE | FALSE | FALSE | [6 empty] | AC | [7 empty] | FALSE
PLWGEWJCHZQY | Ledtronics Inc. | Ledtronics | LED48T8DM-18W-XWW-[001,101]WF | Linear Replacement Lamp | T8 Four-Foot | Replacement Lamps (plug and play) (UL Type A) |  | standard | TRUE |  | 2810.12 | 130.4 | 21.55 | 13.7 | 0.915 | 4029 | 84.8 | 5 | 50000 | April, 26 2018 00:00:00 | Not Dimmable | Not Dimmable | No |  | YYYCYV | [15 empty] | 79.4 |  | 1.14 | 1.24 | [6 empty] | 5 | 2700 | 128 | 21 | 13.7 | 0.9 | 4000 | 85 |  |  |  | FALSE | FALSE | FALSE | [8 empty] | March, 30 2020 00:00:00 | FALSE | FALSE | FALSE | [6 empty] | AC | [7 empty] | FALSE
PL3PN5V5JGJY | Turolight Inc. | TUROLIGHT | PRO-T8DF/15W/40/F | Linear Replacement Lamp | T8 Four-Foot | Replacement Lamps (plug and play) (UL Type A) |  | standard | FALSE | [10 empty] | April, 25 2018 00:00:00 | Not Dimmable | Not Dimmable | No |  | YYYCYH | [25 empty] | 5 | 2016 | 119.71 | 16.84 | 15 | 0.9 | 4000 | 80 |  |  |  | FALSE | FALSE | FALSE | [8 empty] | March, 30 2020 00:00:00 | FALSE | FALSE | FALSE | [6 empty] | AC | [7 empty] | FALSE
PLWAYIVF66UK | Turolight Inc. | TUROLIGHT | PRO-T8DF/15W/35/F | Linear Replacement Lamp | T8 Four-Foot | Replacement Lamps (plug and play) (UL Type A) |  | standard | TRUE |  | 1997 | 117.19 | 17.04 | 10.22 | 0.9014 | 3522 | 84.9 | 5 | 50000 | April, 25 2018 00:00:00 | Not Dimmable | Not Dimmable | No |  | YYYCYH | [15 empty] | 84.5 |  | 1.22 | 1.3 | [6 empty] | 5 | 1998 | 117.67 | 16.98 | 15 | 0.9 | 3500 | 80 |  |  |  | FALSE | FALSE | FALSE | [8 empty] | March, 30 2020 00:00:00 | FALSE | FALSE | FALSE | [6 empty] | AC | [7 empty] | FALSE
PLXR1IPXHXZM | Turolight Inc. | TUROLIGHT | PRO-T8DF/15W/50/F | Linear Replacement Lamp | T8 Four-Foot | Replacement Lamps (plug and play) (UL Type A) |  | standard | FALSE | [10 empty] | April, 25 2018 00:00:00 | Not Dimmable | Not Dimmable | No |  | YYYCYH | [25 empty] | 5 | 2031 | 120.82 | 16.86 | 15 | 0.9 | 5000 | 80 |  |  |  | FALSE | FALSE | FALSE | [8 empty] | March, 30 2020 00:00:00 | FALSE | FALSE | FALSE | [6 empty] | AC | [7 empty] | FALSE
PL1WMMIZ | CH Lighting Technology Co.,Ltd. | CH | CH1128-48-15W 850-7 | Linear Replacement Lamp | T8 Four-Foot | Replacement Lamps (plug and play) (UL Type A) |  | standard | FALSE | [10 empty] | April, 24 2018 00:00:00 | Dimmable | Continuous Below 10 | No |  | EAEFOE | [25 empty] | 5 | 2200 | 122 | 18 | 5.73 | 0.9765 | 5000 | 83 |  |  |  | FALSE | FALSE | FALSE | [8 empty] | March, 30 2020 00:00:00 | FALSE | FALSE | FALSE | [6 empty] | AC | [7 empty] | FALSE
P2XX9YHT | CH Lighting Technology Co.,Ltd. | CH | CH1118-48-15W 830-7 | Linear Replacement Lamp | T8 Four-Foot | Replacement Lamps (plug and play) (UL Type A) |  | standard | TRUE |  | 2159 | 119.8 | 18.02 | 5.73 | 0.9768 | 2998 | 83.4 | 5 | 50000 | April, 24 2018 00:00:00 | Dimmable | Continuous Below 10 | No |  | EAEFOD | [15 empty] | 81.6 |  | 1.26 | 1.32 | [6 empty] | 5 | 2100 | 117 | 18 | 5.73 | 0.9768 | 3000 | 83 |  |  |  | FALSE | FALSE | FALSE | [8 empty] | March, 30 2020 00:00:00 | FALSE | FALSE | FALSE | [6 empty] | AC | [7 empty] | FALSE
PVVKNXR8 | CH Lighting Technology Co.,Ltd. | CH | CH1128-48-15W 835-7 | Linear Replacement Lamp | T8 Four-Foot | Replacement Lamps (plug and play) (UL Type A) |  | standard | FALSE | [10 empty] | April, 24 2018 00:00:00 | Dimmable | Continuous Below 10 | No |  | EAEFOE | [25 empty] | 5 | 2100 | 117 | 18 | 5.72 | 0.9768 | 3500 | 83 |  |  |  | FALSE | FALSE | FALSE | [8 empty] | March, 30 2020 00:00:00 | FALSE | FALSE | FALSE | [6 empty] | AC | [7 empty] | FALSE
PLHONM2I | CH Lighting Technology Co.,Ltd. | CH | CH1128-48-15W 840-7 | Linear Replacement Lamp | T8 Four-Foot | Replacement Lamps (plug and play) (UL Type A) |  | standard | FALSE | [10 empty] | April, 24 2018 00:00:00 | Dimmable | Continuous Below 10 | No |  | EAEFOE | [25 empty] | 5 | 2200 | 122 | 18 | 5.72 | 0.9768 | 4000 | 83 |  |  |  | FALSE | FALSE | FALSE | [8 empty] | March, 30 2020 00:00:00 | FALSE | FALSE | FALSE | [6 empty] | AC | [7 empty] | FALSE
P7WB6NG9 | CH Lighting Technology Co.,Ltd. | CH | CH1128-48-15W 830-7 | Linear Replacement Lamp | T8 Four-Foot | Replacement Lamps (plug and play) (UL Type A) |  | standard | TRUE |  | 2170 | 120.6 | 17.99 | 5.72 | 0.9768 | 2966 | 83.7 | 5 | 50000 | April, 24 2018 00:00:00 | Dimmable | Continuous Below 10 | No |  | EAEFOE | [15 empty] | 81.8 |  | 1.24 | 1.32 | [6 empty] | 5 | 2100 | 117 | 18 | 5.72 | 0.9768 | 3000 | 83 |  |  |  | FALSE | FALSE | FALSE | [8 empty] | March, 30 2020 00:00:00 | FALSE | FALSE | FALSE | [6 empty] | AC | [7 empty] | FALSE
PGK4YHGM | CH Lighting Technology Co.,Ltd. | CH | CH1118-48-15W 835-7 | Linear Replacement Lamp | T8 Four-Foot | Replacement Lamps (plug and play) (UL Type A) |  | standard | FALSE | [10 empty] | April, 24 2018 00:00:00 | Dimmable | Continuous Below 10 | No |  | EAEFOD | [25 empty] | 5 | 2100 | 117 | 18 | 5.73 | 0.9768 | 3500 | 83 |  |  |  | FALSE | FALSE | FALSE | [8 empty] | March, 30 2020 00:00:00 | FALSE | FALSE | FALSE | [6 empty] | AC | [7 empty] | FALSE
PPZ0BTQH | CH Lighting Technology Co.,Ltd. | CH | CH1118-48-15W 850-7 | Linear Replacement Lamp | T8 Four-Foot | Replacement Lamps (plug and play) (UL Type A) |  | standard | FALSE | [10 empty] | April, 24 2018 00:00:00 | Dimmable | Continuous Below 10 | No |  | EAEFOD | [25 empty] | 5 | 2200 | 122 | 18 | 5.8 | 0.9765 | 5000 | 83 |  |  |  | FALSE | FALSE | FALSE | [8 empty] | March, 30 2020 00:00:00 | FALSE | FALSE | FALSE | [6 empty] | AC | [7 empty] | FALSE
PIBASAAV | CH Lighting Technology Co.,Ltd. | CH | CH1118-48-15W 840-7 | Linear Replacement Lamp | T8 Four-Foot | Replacement Lamps (plug and play) (UL Type A) |  | standard | FALSE | [10 empty] | April, 24 2018 00:00:00 | Dimmable | Continuous Below 10 | No |  | EAEFOD | [25 empty] | 5 | 2200 | 122 | 18 | 5.73 | 0.9768 | 4000 | 83 |  |  |  | FALSE | FALSE | FALSE | [8 empty] | March, 30 2020 00:00:00 | FALSE | FALSE | FALSE | [6 empty] | AC | [7 empty] | FALSE
PL64JCZ6UFOB | MaxLite Inc. | MaxLite | L12T8DF450-GA | Linear Replacement Lamp | T8 Four-Foot | Replacement Lamps (plug and play) (UL Type A) |  | standard | FALSE | [10 empty] | April, 23 2018 00:00:00 | Not Dimmable | Not Dimmable | No |  | MMMQVH | [25 empty] | 5 | 1800 | 120 | 15 | 14 | 0.9 | 5000 | 80 |  |  |  | FALSE | FALSE | FALSE | [8 empty] | March, 30 2020 00:00:00 | FALSE | FALSE | FALSE | [6 empty] | AC | [7 empty] | FALSE
PLYKF1UMNL41 | MaxLite Inc. | MaxLite | L12T8DF435-GA | Linear Replacement Lamp | T8 Four-Foot | Replacement Lamps (plug and play) (UL Type A) |  | standard | FALSE | [10 empty] | April, 23 2018 00:00:00 | Not Dimmable | Not Dimmable | No |  | MMMQVH | [25 empty] | 5 | 1800 | 120 | 15 | 14 | 0.9 | 3500 | 80 |  |  |  | FALSE | FALSE | FALSE | [8 empty] | March, 30 2020 00:00:00 | FALSE | FALSE | FALSE | [6 empty] | AC | [7 empty] | FALSE
PLP5MH2REHOQ | MaxLite Inc. | MaxLite | L12T8DF440-GA | Linear Replacement Lamp | T8 Four-Foot | Replacement Lamps (plug and play) (UL Type A) |  | standard | FALSE | [10 empty] | April, 23 2018 00:00:00 | Not Dimmable | Not Dimmable | No |  | MMMQVH | [25 empty] | 5 | 1800 | 120 | 15 | 14 | 0.9 | 4000 | 80 |  |  |  | FALSE | FALSE | FALSE | [8 empty] | March, 30 2020 00:00:00 | FALSE | FALSE | FALSE | [6 empty] | AC | [7 empty] | FALSE
PL0A81LU1FMT | MaxLite Inc. | MaxLite | L12T8DF430-GA | Linear Replacement Lamp | T8 Four-Foot | Replacement Lamps (plug and play) (UL Type A) |  | standard | TRUE |  | 1861.4 | 127.08 | 14.65 | 14.25 | 0.9702 | 3017 | 83.9 | 5 | 50000 | April, 23 2018 00:00:00 | Not Dimmable | Not Dimmable | No |  | MMMQVH | [15 empty] | 82.3 |  | 1.34 | 1.28 | [6 empty] | 5 | 1800 | 120 | 15 | 14 | 0.9 | 3000 | 80 |  |  |  | FALSE | FALSE | FALSE | [8 empty] | March, 30 2020 00:00:00 | FALSE | FALSE | FALSE | [6 empty] | AC | [7 empty] | FALSE
PMATBGFJ | HK Syhdee LIGHTING Co., LIMITED. | SYHDEE | SYHU-T8LAUL1215T-35-A | Linear Replacement Lamp | T8 Four-Foot | Replacement Lamps (plug and play) (UL Type A) |  | standard | FALSE | [10 empty] | April, 19 2018 00:00:00 | Not Dimmable | Not Dimmable | No | Updated on 05/30/2018 | CCCFOP | [25 empty] | 5 | 2200 | 125 | 17.5 | 10.2 | 0.992 | 3500 | 81.5 |  |  |  | FALSE | FALSE | FALSE | [8 empty] | March, 30 2020 00:00:00 | FALSE | FALSE | FALSE | [6 empty] | AC | [7 empty] | FALSE
PR53RE74 | WING (SHANGHAI) INTERNATIONAL TRADE CO LTD | TOPSTAR | L48T8-835-12P-G4-EB | Linear Replacement Lamp | T8 Four-Foot | Replacement Lamps (plug and play) (UL Type A) |  | standard | FALSE | [10 empty] | April, 19 2018 00:00:00 | Not Dimmable | Not Dimmable | No |  | YYYBOV | [25 empty] | 5 | 1800 | 120 | 15 | 14 | 0.9 | 4000 | 80 |  |  |  | FALSE | FALSE | FALSE | [8 empty] | March, 30 2020 00:00:00 | FALSE | FALSE | FALSE | [6 empty] | AC | [7 empty] | FALSE
P9MIIDD7 | HK Syhdee LIGHTING Co., LIMITED. | SYHDEE | SYHU-T8LAUL1215T-30-A | Linear Replacement Lamp | T8 Four-Foot | Replacement Lamps (plug and play) (UL Type A) |  | standard | TRUE |  | 2112.71 | 119.7 | 17.65 | 10.2 | 0.9694 | 2945 | 82.4 | 5 | 50000 | April, 19 2018 00:00:00 | Not Dimmable | Not Dimmable | No | Updated on 05/30/2018 | CCCFOP | [15 empty] | 85.6 |  | 1.26 | 1.24 | [6 empty] | 5 | 2200 | 125 | 17.5 | 10.2 | 0.992 | 3000 | 82.4 |  |  |  | FALSE | FALSE | FALSE | [8 empty] | March, 30 2020 00:00:00 | FALSE | FALSE | FALSE | [6 empty] | AC | [7 empty] | FALSE
P7XAXPUK | HK Syhdee LIGHTING Co., LIMITED. | SYHDEE | SYHU-T8LAUL1215T-45-A | Linear Replacement Lamp | T8 Four-Foot | Replacement Lamps (plug and play) (UL Type A) |  | standard | FALSE | [10 empty] | April, 19 2018 00:00:00 | Not Dimmable | Not Dimmable | No | Updated on 05/30/2018 | CCCFOP | [25 empty] | 5 | 2200 | 125 | 17.5 | 10.2 | 0.992 | 4500 | 81.5 |  |  |  | FALSE | FALSE | FALSE | [8 empty] | March, 30 2020 00:00:00 | FALSE | FALSE | FALSE | [6 empty] | AC | [7 empty] | FALSE
P6SENYFG | HK Syhdee LIGHTING Co., LIMITED. | SYHDEE | SYHU-T8LAUL1215T-50-A | Linear Replacement Lamp | T8 Four-Foot | Replacement Lamps (plug and play) (UL Type A) |  | standard | FALSE | [10 empty] | April, 19 2018 00:00:00 | Not Dimmable | Not Dimmable | No | Updated on 05/30/2018 | CCCFOP | [25 empty] | 5 | 2200 | 125 | 17.5 | 10.2 | 0.992 | 5000 | 81.5 |  |  |  | FALSE | FALSE | FALSE | [8 empty] | March, 30 2020 00:00:00 | FALSE | FALSE | FALSE | [6 empty] | AC | [7 empty] | FALSE
P9DGHCV0 | HK Syhdee LIGHTING Co., LIMITED. | SYHDEE | SYHU-T8LAUL1215T-40-A | Linear Replacement Lamp | T8 Four-Foot | Replacement Lamps (plug and play) (UL Type A) |  | standard | FALSE | [10 empty] | April, 19 2018 00:00:00 | Not Dimmable | Not Dimmable | No | Updated on 05/30/2018 | CCCFOP | [25 empty] | 5 | 2200 | 125 | 17.5 | 10.2 | 0.992 | 4000 | 81.5 |  |  |  | FALSE | FALSE | FALSE | [8 empty] | March, 30 2020 00:00:00 | FALSE | FALSE | FALSE | [6 empty] | AC | [7 empty] | FALSE
PL2R7TJJI2H3 | Westinghouse Lighting | Westinghouse | 43739 | Linear Replacement Lamp | T8 Four-Foot | Replacement Lamps (plug and play) (UL Type A) |  | standard | FALSE | [10 empty] | April, 17 2018 00:00:00 | Dimmable | Continuous Below 10 | No |  | HAHIMS | [25 empty] | 5 | 1800 | 120 | 15 | 20 | 0.9 | 4000 | 82 |  |  |  | FALSE | FALSE | FALSE | [8 empty] | March, 30 2020 00:00:00 | FALSE | FALSE | FALSE | [6 empty] | AC | [7 empty] | FALSE
PL6NVJ0YBXVB | Westinghouse Lighting | Westinghouse | 53653 | Linear Replacement Lamp | T8 Four-Foot | Replacement Lamps (plug and play) (UL Type A) |  | standard | FALSE | [10 empty] | April, 17 2018 00:00:00 | Dimmable | Continuous Below 10 | No |  | HAHIMT | [25 empty] | 5 | 2200 | 122.2 | 18 | 20 | 0.9 | 4000 | 82 |  |  |  | FALSE | FALSE | FALSE | [8 empty] | March, 30 2020 00:00:00 | FALSE | FALSE | FALSE | [6 empty] | AC | [7 empty] | FALSE
PLRP448Q4L09 | Westinghouse Lighting | Westinghouse | LED 15T8/48/DIM/30 Direct Install | Linear Replacement Lamp | T8 Four-Foot | Replacement Lamps (plug and play) (UL Type A) |  | standard | TRUE |  | 2066 | 119.7 | 17.26 | 10.42 | 0.9684 | 3081 | 82.4 | 5 | 50000 | April, 17 2018 00:00:00 | Dimmable | Continuous Below 10 | No |  | HAHIMT | [15 empty] | 81.1 |  | 1.26 | 1.34 | [6 empty] | 5 | 2100 | 116.7 | 18 | 20 | 0.9 | 3000 | 82 |  |  |  | FALSE | FALSE | FALSE | [8 empty] | March, 30 2020 00:00:00 | FALSE | FALSE | FALSE | [6 empty] | AC | [7 empty] | FALSE
PLFX8HG906AD | Leif LED | Leif | LEIF-T8-4FT-15W-35K-PCF-301 | Linear Replacement Lamp | T8 Four-Foot | Dual Mode Internal Driver (UL Type A and Type B) |  | standard | FALSE | [10 empty] | April, 17 2018 00:00:00 | Not Dimmable | Not Dimmable | NotYetVerified |  | IIILVP | [25 empty] | 5 | 2160 | 135 | 16 | 20 | 0.9 | 3500 | 83 |  |  |  | FALSE | FALSE | FALSE | [8 empty] | March, 30 2020 00:00:00 | FALSE | FALSE | FALSE | [6 empty] | AC | [7 empty] | FALSE
PLSET00XBYEP | Leif LED | Leif | LEIF-T8-4FT-15W-45K-PCF-301 | Linear Replacement Lamp | T8 Four-Foot | Dual Mode Internal Driver (UL Type A and Type B) |  | standard | FALSE | [10 empty] | April, 17 2018 00:00:00 | Not Dimmable | Not Dimmable | NotYetVerified |  | IIILVP | [25 empty] | 5 | 2160 | 135 | 16 | 20 | 0.9 | 4500 | 83 |  |  |  | FALSE | FALSE | FALSE | [8 empty] | March, 30 2020 00:00:00 | FALSE | FALSE | FALSE | [6 empty] | AC | [7 empty] | FALSE
PLSSFQUVN3T9 | Leif LED | Leif | LEIF-T8-4FT-15W-30K-ALF-301 | Linear Replacement Lamp | T8 Four-Foot | Dual Mode Internal Driver (UL Type A and Type B) |  | standard | TRUE |  | 2172 | 133.25 | 16.3 | 6.91 | 0.9572 | 3012 | 81.8 | 5 | 50000 | April, 17 2018 00:00:00 | Not Yet Verified | Not Yet Verified | NotYetVerified |  | IIILVP | [15 empty] | 90 |  | 1.16 | 1.38 | [6 empty] | 5 | 2172 | 133 | 16.3 | 20 | 0.9 | 3000 | 83 |  |  |  | FALSE | FALSE | FALSE | [8 empty] | March, 30 2020 00:00:00 | FALSE | FALSE | FALSE | [6 empty] | AC | [7 empty] | FALSE
PLY9N1PWHO9Z | Leif LED | Leif | LEIF-T8-4FT-15W-30K-PCF-301 | Linear Replacement Lamp | T8 Four-Foot | Dual Mode Internal Driver (UL Type A and Type B) |  | standard | FALSE | [10 empty] | April, 17 2018 00:00:00 | Not Dimmable | Not Dimmable | NotYetVerified |  | IIILVP | [25 empty] | 5 | 2160 | 135 | 16 | 20 | 0.9 | 3000 | 83 |  |  |  | FALSE | FALSE | FALSE | [8 empty] | March, 30 2020 00:00:00 | FALSE | FALSE | FALSE | [6 empty] | AC | [7 empty] | FALSE
PL20JG1BLIQA | Leif LED | Leif | LEIF-T8-4FT-12W-30K-PCF-301 | Linear Replacement Lamp | T8 Four-Foot | Dual Mode Internal Driver (UL Type A and Type B) |  | standard | TRUE |  | 1664 | 132.1 | 12.6 | 9.04 | 0.9017 | 3001 | 82.2 | 5 | 50000 | April, 17 2018 00:00:00 | Not Dimmable | Not Dimmable | NotYetVerified |  | IIILVO | [15 empty] | 90 |  | 1.42 | 1.15 | [6 empty] | 5 | 1664 | 132.1 | 12.6 | 20 | 0.9 | 3000 | 82 |  |  |  | FALSE | FALSE | FALSE | [8 empty] | March, 30 2020 00:00:00 | FALSE | FALSE | FALSE | [6 empty] | AC | [7 empty] | FALSE
PLAGY7BHCXVG | Westinghouse Lighting | WESTINGHOUSE | 43851 | Linear Replacement Lamp | T8 Four-Foot | Replacement Lamps (plug and play) (UL Type A) |  | standard | FALSE | [10 empty] | April, 17 2018 00:00:00 | Dimmable | Continuous Below 10 | FALSE |  | HAHIMS | [25 empty] | 4.4 | 1700 | 113.3 | 15 | 20 | 0.9 | 3500 | 82 |  |  |  | FALSE | FALSE | FALSE | [8 empty] | November, 02 2018 00:00:00 | FALSE | FALSE | FALSE | [6 empty] | AC | [7 empty] | FALSE
PLMVFZF1S80S | Westinghouse Lighting | Westinghouse | 53655 | Linear Replacement Lamp | T8 Four-Foot | Replacement Lamps (plug and play) (UL Type A) |  | standard | FALSE | [10 empty] | April, 17 2018 00:00:00 | Dimmable | Continuous Below 10 | No |  | HAHIMT | [25 empty] | 5 | 2200 | 122.2 | 18 | 20 | 0.9 | 5000 | 82 |  |  |  | FALSE | FALSE | FALSE | [8 empty] | March, 30 2020 00:00:00 | FALSE | FALSE | FALSE | [6 empty] | AC | [7 empty] | FALSE
PL41O2D8OFIM | Westinghouse Lighting | Westinghouse | LED 12T8/48/DIM/30 Direct Install | Linear Replacement Lamp | T8 Four-Foot | Replacement Lamps (plug and play) (UL Type A) |  | standard | TRUE |  | 1719 | 116.1 | 14.81 | 13.16 | 0.9592 | 3085 | 82.4 | 5 | 50000 | April, 17 2018 00:00:00 | Dimmable | Continuous Below 10 | No |  | HAHIMS | [15 empty] | 81 |  | 1.26 | 1.3 | [6 empty] | 5 | 1700 | 113.3 | 15 | 20 | 0.9 | 3000 | 82 |  |  |  | FALSE | FALSE | FALSE | [8 empty] | March, 30 2020 00:00:00 | FALSE | FALSE | FALSE | [6 empty] | AC | [7 empty] | FALSE
PLR94LA0BPBB | Leif LED | Leif | LEIF-T8-4FT-12W-35K-PCF-301 | Linear Replacement Lamp | T8 Four-Foot | Dual Mode Internal Driver (UL Type A and Type B) |  | standard | FALSE | [10 empty] | April, 17 2018 00:00:00 | Not Dimmable | Not Dimmable | NotYetVerified |  | IIILVO | [25 empty] | 5 | 1664 | 132.1 | 12.6 | 20 | 0.9 | 3500 | 82 |  |  |  | FALSE | FALSE | FALSE | [8 empty] | March, 30 2020 00:00:00 | FALSE | FALSE | FALSE | [6 empty] | AC | [7 empty] | FALSE
PL1RTTAEFZ58 | Leif LED | Leif | LEIF-T8-4FT-12W-50K-PCF-301 | Linear Replacement Lamp | T8 Four-Foot | Dual Mode Internal Driver (UL Type A and Type B) |  | standard | FALSE | [10 empty] | April, 17 2018 00:00:00 | Not Dimmable | Not Dimmable | NotYetVerified |  | IIILVO | [25 empty] | 5 | 1664 | 132.1 | 12.6 | 20 | 0.9 | 5000 | 82 |  |  |  | FALSE | FALSE | FALSE | [8 empty] | March, 30 2020 00:00:00 | FALSE | FALSE | FALSE | [6 empty] | AC | [7 empty] | FALSE
PL6PJWFXLQCX | Leif LED | Leif | LEIF-T8-4FT-15W-50K-PCF-301 | Linear Replacement Lamp | T8 Four-Foot | Dual Mode Internal Driver (UL Type A and Type B) |  | standard | FALSE | [10 empty] | April, 17 2018 00:00:00 | Not Dimmable | Not Dimmable | NotYetVerified |  | IIILVP | [25 empty] | 5 | 2160 | 135 | 16 | 20 | 0.9 | 5000 | 83 |  |  |  | FALSE | FALSE | FALSE | [8 empty] | March, 30 2020 00:00:00 | FALSE | FALSE | FALSE | [6 empty] | AC | [7 empty] | FALSE
PLIAC3F4KYF6 | Westinghouse Lighting | Westinghouse | 43852 | Linear Replacement Lamp | T8 Four-Foot | Replacement Lamps (plug and play) (UL Type A) |  | standard | FALSE | [10 empty] | April, 17 2018 00:00:00 | Dimmable | Continuous Below 10 | NO |  | HAHIMS | [25 empty] | 5 | 1800 | 120 | 15 | 20 | 0.9 | 5000 | 82 |  |  |  | FALSE | FALSE | FALSE | [8 empty] | March, 30 2020 00:00:00 | FALSE | FALSE | FALSE | [6 empty] | AC | [7 empty] | FALSE
PLR0WYBG0L0E | Leif LED | Leif | LEIF-T8-4FT-12W-45K-PCF-301 | Linear Replacement Lamp | T8 Four-Foot | Dual Mode Internal Driver (UL Type A and Type B) |  | standard | FALSE | [10 empty] | April, 17 2018 00:00:00 | Not Dimmable | Not Dimmable | NotYetVerified |  | IIILVO | [25 empty] | 5 | 1664 | 132.1 | 12.6 | 20 | 0.9 | 4500 | 82 |  |  |  | FALSE | FALSE | FALSE | [8 empty] | March, 30 2020 00:00:00 | FALSE | FALSE | FALSE | [6 empty] | AC | [7 empty] | FALSE
PLOUREWILN81 | Westinghouse Lighting | Westinghouse | 53652 | Linear Replacement Lamp | T8 Four-Foot | Replacement Lamps (plug and play) (UL Type A) |  | standard | FALSE | [10 empty] | April, 17 2018 00:00:00 | Dimmable | Continuous Below 10 | No |  | HAHIMT | [25 empty] | 5 | 2100 | 116.7 | 18 | 20 | 0.9 | 3500 | 82 |  |  |  | FALSE | FALSE | FALSE | [8 empty] | March, 30 2020 00:00:00 | FALSE | FALSE | FALSE | [6 empty] | AC | [7 empty] | FALSE
PLKIWQ3SS1JB | Leif LED | Leif | LEIF-T8-4FT-12W-40K-PCF-301 | Linear Replacement Lamp | T8 Four-Foot | Dual Mode Internal Driver (UL Type A and Type B) |  | standard | FALSE | [10 empty] | April, 17 2018 00:00:00 | Not Dimmable | Not Dimmable | NotYetVerified |  | IIILVO | [25 empty] | 5 | 1664 | 132.1 | 12.6 | 20 | 0.9 | 4000 | 82 |  |  |  | FALSE | FALSE | FALSE | [8 empty] | March, 30 2020 00:00:00 | FALSE | FALSE | FALSE | [6 empty] | AC | [7 empty] | FALSE
PL1QS80QCVEP | Leif LED | Leif | LEIF-T8-4FT-15W-40K-PCF-301 | Linear Replacement Lamp | T8 Four-Foot | Dual Mode Internal Driver (UL Type A and Type B) |  | standard | FALSE | [10 empty] | April, 17 2018 00:00:00 | Not Dimmable | Not Dimmable | NotYetVerified |  | IIILVP | [25 empty] | 5 | 2160 | 135 | 16 | 20 | 0.9 | 4000 | 83 |  |  |  | FALSE | FALSE | FALSE | [8 empty] | March, 30 2020 00:00:00 | FALSE | FALSE | FALSE | [6 empty] | AC | [7 empty] | FALSE
PL7Q3JJIWPWJ | iGlo, LLC | IGLO LED | GL18WGLST8BY3000KUDX1.2MC | Linear Replacement Lamp | T8 Four-Foot | Replacement Lamps (plug and play) (UL Type A) |  | standard | TRUE |  | 2267.8 | 118.93 | 19.07 | 6.71 | 0.9773 | 2931 | 82.3 | 5 | 50000 | April, 16 2018 00:00:00 | Not Dimmable | Not Dimmable | No |  | ZBAABM | [15 empty] | 89.9 |  | 1.3 | 1.4 | [6 empty] | 5 | 2200 | 122 | 18 | 7 | 0.9 | 3000 | 80 |  |  |  | FALSE | FALSE | FALSE | [8 empty] | March, 30 2020 00:00:00 | FALSE | FALSE | FALSE | [6 empty] | AC | [7 empty] | FALSE
PLH0SM5W7OPQ | iGlo, LLC | IGLO LED | GL18WGLST8BY5000KUDX1.2MC | Linear Replacement Lamp | T8 Four-Foot | Replacement Lamps (plug and play) (UL Type A) |  | standard | FALSE | [10 empty] | April, 16 2018 00:00:00 | Not Dimmable | Not Dimmable | No |  | ZBAABM | [25 empty] | 5 | 2300 | 128 | 18 | 7 | 0.9 | 5000 | 80 |  |  |  | FALSE | FALSE | FALSE | [8 empty] | March, 30 2020 00:00:00 | FALSE | FALSE | FALSE | [6 empty] | AC | [7 empty] | FALSE
PLSC4PWRO1L1 | Eiko Global, LLC | EiKO | LED12WT8/48/835-G8DM | Linear Replacement Lamp | T8 Four-Foot | Dual Mode Internal Driver (UL Type A and Type B) |  | standard | FALSE | [10 empty] | April, 16 2018 00:00:00 | Dimmable | Continuous Below 10 | No |  | DDDJRY | [25 empty] | 4.4 | 1800 | 116 | 15.5 | 14.39 | 0.96 | 3500 | 83 |  |  |  | FALSE | FALSE | FALSE | [8 empty] | November, 02 2018 00:00:00 | FALSE | FALSE | FALSE | [6 empty] | AC | [7 empty] | FALSE
PLX4OLVZA8AU | Eiko Global, LLC | EiKO | LED12WT8/48/830-G8DM | Linear Replacement Lamp | T8 Four-Foot | Dual Mode Internal Driver (UL Type A and Type B) |  | standard | TRUE |  | 1862 | 131.1 | 14.2 | 14.39 | 0.9553 | 2947 | 81 | 5 | 50000 | April, 16 2018 00:00:00 | Dimmable | Continuous Below 10 | No |  | DDDJRY | [15 empty] | 82.3 |  | 1.22 | 1.26 | [6 empty] | 5 | 1800 | 116 | 15.5 | 14.39 | 0.96 | 3000 | 83 |  |  |  | FALSE | FALSE | FALSE | [8 empty] | March, 30 2020 00:00:00 | FALSE | FALSE | FALSE | [6 empty] | AC | [7 empty] | FALSE
PLGG808KB2TM | iGlo, LLC | IGLO LED | GL18WGLST8BY3500KUDX1.2MC | Linear Replacement Lamp | T8 Four-Foot | Replacement Lamps (plug and play) (UL Type A) |  | standard | FALSE | [10 empty] | April, 16 2018 00:00:00 | Not Dimmable | Not Dimmable | No |  | ZBAABM | [25 empty] | 5 | 2200 | 122 | 18 | 7 | 0.9 | 3500 | 80 |  |  |  | FALSE | FALSE | FALSE | [8 empty] | March, 30 2020 00:00:00 | FALSE | FALSE | FALSE | [6 empty] | AC | [7 empty] | FALSE
PL0EGEPO361W | iGlo, LLC | IGLO LED | GL18WGLST8BY4000KUDX1.2MC | Linear Replacement Lamp | T8 Four-Foot | Replacement Lamps (plug and play) (UL Type A) |  | standard | FALSE | [10 empty] | April, 16 2018 00:00:00 | Not Dimmable | Not Dimmable | No |  | ZBAABM | [25 empty] | 5 | 2200 | 122 | 18 | 7 | 0.9 | 4000 | 80 |  |  |  | FALSE | FALSE | FALSE | [8 empty] | March, 30 2020 00:00:00 | FALSE | FALSE | FALSE | [6 empty] | AC | [7 empty] | FALSE
PLYLU77FOGT2 | Eiko Global, LLC | EiKO | LED12WT8/48/840-G8DM | Linear Replacement Lamp | T8 Four-Foot | Dual Mode Internal Driver (UL Type A and Type B) |  | standard | FALSE | [10 empty] | April, 16 2018 00:00:00 | Dimmable | Continuous Below 10 | No |  | DDDJRY | [25 empty] | 5 | 1900 | 123 | 15.5 | 14.39 | 0.96 | 4000 | 83 |  |  |  | FALSE | FALSE | FALSE | [8 empty] | March, 30 2020 00:00:00 | FALSE | FALSE | FALSE | [6 empty] | AC | [7 empty] | FALSE
PL32V1FLEZ4G | iGlo, LLC | IGLO LED | GL18WGLST8BY4500KUDX1.2MC | Linear Replacement Lamp | T8 Four-Foot | Replacement Lamps (plug and play) (UL Type A) |  | standard | FALSE | [10 empty] | April, 16 2018 00:00:00 | Not Dimmable | Not Dimmable | No |  | ZBAABM | [25 empty] | 5 | 2200 | 122 | 18 | 7 | 0.9 | 4500 | 80 |  |  |  | FALSE | FALSE | FALSE | [8 empty] | March, 30 2020 00:00:00 | FALSE | FALSE | FALSE | [6 empty] | AC | [7 empty] | FALSE
PLFJZZCMO921 | Eiko Global, LLC | EiKO | LED12WT8/48/850-G8DM | Linear Replacement Lamp | T8 Four-Foot | Dual Mode Internal Driver (UL Type A and Type B) |  | standard | FALSE | [10 empty] | April, 16 2018 00:00:00 | Dimmable | Continuous Below 10 | No |  | DDDJRY | [25 empty] | 5 | 1900 | 123 | 15.5 | 14.2 | 0.96 | 5000 | 83 |  |  |  | FALSE | FALSE | FALSE | [8 empty] | March, 30 2020 00:00:00 | FALSE | FALSE | FALSE | [6 empty] | AC | [7 empty] | FALSE
PLYJXH8CBJN7 | MaxLite Inc. | Maxlite | USL14T8DF435 | Linear Replacement Lamp | T8 Four-Foot | Replacement Lamps (plug and play) (UL Type A) |  | standard | FALSE | [10 empty] | April, 13 2018 00:00:00 | Not Dimmable | Not Dimmable | FALSE |  | AABAPL | [25 empty] | 4.4 | 2000 | 111 | 18 | 14 | 0.9 | 3500 | 80 |  |  |  | FALSE | FALSE | FALSE | [8 empty] | February, 04 2020 00:00:00 | FALSE | FALSE | FALSE | [6 empty] | AC | [7 empty] | FALSE
PLM1SMW1XQ4C | MaxLite Inc. | Maxlite | USL14T8DF440 | Linear Replacement Lamp | T8 Four-Foot | Replacement Lamps (plug and play) (UL Type A) |  | standard | FALSE | [10 empty] | April, 13 2018 00:00:00 | Not Dimmable | Not Dimmable | FALSE |  | AABAPL | [25 empty] | 4.4 | 2000 | 111 | 18 | 14 | 0.9 | 4000 | 80 |  |  |  | FALSE | FALSE | FALSE | [8 empty] | February, 04 2020 00:00:00 | FALSE | FALSE | FALSE | [6 empty] | AC | [7 empty] | FALSE
PL8PLCHG1CYD | MaxLite Inc. | Maxlite | USL14T8DF430 | Linear Replacement Lamp | T8 Four-Foot | Replacement Lamps (plug and play) (UL Type A) |  | standard | TRUE |  | 2117.1 | 121.31 | 17.45 | 14.42 | 0.9886 | 2938 | 82.2 | 5 | 50000 | April, 13 2018 00:00:00 | Not Dimmable | Not Dimmable | FALSE |  | AABAPL | [15 empty] | 82.7 |  | 1.26 | 1.3 | [6 empty] | 4.4 | 2000 | 111 | 18 | 14 | 0.9 | 3000 | 80 |  |  |  | FALSE | FALSE | FALSE | [8 empty] | February, 04 2020 00:00:00 | FALSE | FALSE | FALSE | [6 empty] | AC | [7 empty] | FALSE
PLSHTFYFMUUR | MaxLite Inc. | Maxlite | USL14T8DF450 | Linear Replacement Lamp | T8 Four-Foot | Replacement Lamps (plug and play) (UL Type A) |  | standard | FALSE | [10 empty] | April, 13 2018 00:00:00 | Not Dimmable | Not Dimmable | FALSE |  | AABAPL | [25 empty] | 4.4 | 2000 | 111 | 18 | 14 | 0.9 | 5000 | 80 |  |  |  | FALSE | FALSE | FALSE | [8 empty] | February, 04 2020 00:00:00 | FALSE | FALSE | FALSE | [6 empty] | AC | [7 empty] | FALSE
PK7E7YH9 | PLG, LLC. | T8 | PLG-T8-NA-4-A/B-(50)-15 | Linear Replacement Lamp | T8 Four-Foot | Dual Mode Internal Driver (UL Type A and Type B) |  | standard | FALSE | [10 empty] | April, 12 2018 00:00:00 | Not Dimmable | Not Dimmable | No |  | CCCFNW | [25 empty] | 5 | 2072 | 134.92 | 15.36 | 15 | 0.9 | 5000 | 80 |  |  |  | FALSE | FALSE | FALSE | [8 empty] | March, 30 2020 00:00:00 | FALSE | FALSE | FALSE | [6 empty] | AC | [7 empty] | FALSE
P64Q3982 | PLG, LLC. | T8 | PLG-T8-AL-4-A/B-(50)-10 | Linear Replacement Lamp | T8 Four-Foot | Dual Mode Internal Driver (UL Type A and Type B) |  | standard | FALSE | [10 empty] | April, 12 2018 00:00:00 | Not Dimmable | Not Dimmable | No |  | CCCFNQ | [25 empty] | 5 | 1790 | 135.01 | 13.26 | 15 | 0.9 | 5000 | 80 |  |  |  | FALSE | FALSE | FALSE | [8 empty] | March, 30 2020 00:00:00 | FALSE | FALSE | FALSE | [6 empty] | AC | [7 empty] | FALSE
PSVNLXC3 | PLG, LLC. | T8 | PLG-T8-AL-4-A/B-(50)-12 | Linear Replacement Lamp | T8 Four-Foot | Dual Mode Internal Driver (UL Type A and Type B) |  | standard | FALSE | [10 empty] | April, 12 2018 00:00:00 | Not Dimmable | Not Dimmable | No |  | CCCFNM | [25 empty] | 5 | 1775 | 137.27 | 12.93 | 15 | 0.9 | 5000 | 80 |  |  |  | FALSE | FALSE | FALSE | [8 empty] | March, 30 2020 00:00:00 | FALSE | FALSE | FALSE | [6 empty] | AC | [7 empty] | FALSE
PCOYC23Y | PLG, LLC. | T8 | PLG-T8-AL-4-A/B-(40)-22 | Linear Replacement Lamp | T8 Four-Foot | Dual Mode Internal Driver (UL Type A and Type B) |  | standard | FALSE | [10 empty] | April, 12 2018 00:00:00 | Not Dimmable | Not Dimmable | No |  | CCCFNP | [25 empty] | 5 | 2988 | 137.06 | 21.8 | 21.02 | 0.93 | 4000 | 82.5 |  |  |  | FALSE | FALSE | FALSE | [8 empty] | March, 30 2020 00:00:00 | FALSE | FALSE | FALSE | [6 empty] | AC | [7 empty] | FALSE
PL8QZOBRXERV | Cyber Tech Lighting Inc. | CTL | LB48T8PNP/840 | Linear Replacement Lamp | T8 Four-Foot | Dual Mode Internal Driver (UL Type A and Type B) |  | standard | FALSE | [10 empty] | April, 12 2018 00:00:00 | Not Dimmable | Not Dimmable | No |  | YYYCXL | [25 empty] | 5 | 2149 | 123.26 | 17.44 | 7.21 | 0.9 | 4000 | 83 |  |  |  | FALSE | FALSE | FALSE | [8 empty] | March, 30 2020 00:00:00 | FALSE | FALSE | FALSE | [6 empty] | AC | [7 empty] | FALSE
PFTJXID8 | PLG, LLC. | T8 | PLG-T8-AL-4-A/B-(30)-12 | Linear Replacement Lamp | T8 Four-Foot | Dual Mode Internal Driver (UL Type A and Type B) |  | standard | TRUE |  | 1720 | 132.21 | 13.01 | 10.14 | 0.9029 | 2880 | 83 | 5 | 50000 | April, 12 2018 00:00:00 | Not Dimmable | Not Dimmable | No |  | CCCFNM | [15 empty] | 90.6 |  | 1.16 | 1.36 | [6 empty] | 5 | 1738 | 133.86 | 12.98 | 15 | 0.9 | 3000 | 80 |  |  |  | FALSE | FALSE | FALSE | [8 empty] | March, 30 2020 00:00:00 | FALSE | FALSE | FALSE | [6 empty] | AC | [7 empty] | FALSE
PQPD1FFB | PLG, LLC. | T8 | PLG-T8-AL-4-A/B-(35)-10 | Linear Replacement Lamp | T8 Four-Foot | Dual Mode Internal Driver (UL Type A and Type B) |  | standard | TRUE |  | 1728 | 132.12 | 13.08 | 10.28 | 0.9618 | 3521 | 84.2 | 5 | 50000 | April, 12 2018 00:00:00 | Not Dimmable | Not Dimmable | No |  | CCCFNQ | [15 empty] | 90.3 |  | 1.18 | 1.36 | [6 empty] | 5 | 1728 | 132.12 | 13.08 | 15 | 0.9 | 3500 | 80 |  |  |  | FALSE | FALSE | FALSE | [8 empty] | March, 30 2020 00:00:00 | FALSE | FALSE | FALSE | [6 empty] | AC | [7 empty] | FALSE
PLX0DZ2EIROB | Cyber Tech Lighting Inc. | CTL | LB48T8PNP/850 | Linear Replacement Lamp | T8 Four-Foot | Dual Mode Internal Driver (UL Type A and Type B) |  | standard | FALSE | [10 empty] | April, 12 2018 00:00:00 | Not Dimmable | Not Dimmable | No |  | YYYCXL | [25 empty] | 5 | 2186 | 124.35 | 17.58 | 7.58 | 0.9 | 5000 | 84 |  |  |  | FALSE | FALSE | FALSE | [8 empty] | March, 30 2020 00:00:00 | FALSE | FALSE | FALSE | [6 empty] | AC | [7 empty] | FALSE
P12CQI9P | Shenzhen Topband Co., Ltd. | TOPBAND | TPDF4T8X4NLA-12WB(50BC) | Linear Replacement Lamp | T8 Four-Foot | Dual Mode Internal Driver (UL Type A and Type B) |  | standard | FALSE | [10 empty] | April, 12 2018 00:00:00 | Not Dimmable | Not Dimmable | No |  | NANOOT | [25 empty] | 5 | 1836.4 | 130.85 | 14.04 | 20 | 0.9 | 5000 | 80 |  |  |  | FALSE | FALSE | FALSE | [8 empty] | March, 30 2020 00:00:00 | FALSE | FALSE | FALSE | [6 empty] | AC | [7 empty] | FALSE
P6J5G56Q | PLG, LLC. | T8 | PLG-T8-NA-4-A/B-(50)-12 | Linear Replacement Lamp | T8 Four-Foot | Dual Mode Internal Driver (UL Type A and Type B) |  | standard | FALSE | [10 empty] | April, 12 2018 00:00:00 | Not Dimmable | Not Dimmable | No |  | CCCFNV | [25 empty] | 5 | 1928 | 134.45 | 14.34 | 15 | 0.9 | 5000 | 80 |  |  |  | FALSE | FALSE | FALSE | [8 empty] | March, 30 2020 00:00:00 | FALSE | FALSE | FALSE | [6 empty] | AC | [7 empty] | FALSE
P0TF5YVG | PLG, LLC. | T8 | PLG-T8-AL-4-A/B-(30)-22 | Linear Replacement Lamp | T8 Four-Foot | Dual Mode Internal Driver (UL Type A and Type B) |  | standard | TRUE |  | 2943 | 135.37 | 21.74 | 21.02 | 0.9328 | 2907 | 82.5 | 5 | 50000 | April, 12 2018 00:00:00 | Not Dimmable | Not Dimmable | No |  | CCCFNP | [15 empty] | 90.7 |  | 1.18 | 1.36 | [6 empty] | 5 | 2943 | 135.37 | 21.74 | 21.02 | 0.93 | 3000 | 82.5 |  |  |  | FALSE | FALSE | FALSE | [8 empty] | March, 30 2020 00:00:00 | FALSE | FALSE | FALSE | [6 empty] | AC | [7 empty] | FALSE
PPA7J2NX | PLG, LLC. | T8 | PLG-T8-NA-4-A/B-(35)-12 | Linear Replacement Lamp | T8 Four-Foot | Dual Mode Internal Driver (UL Type A and Type B) |  | standard | TRUE |  | 1861 | 131.24 | 14.18 | 8.92 | 0.9528 | 2953 | 81.6 | 5 | 50000 | April, 12 2018 00:00:00 | Not Dimmable | Not Dimmable | NO |  | CCCFNV | [15 empty] | 85.3 |  | 1.18 | 1.26 | [6 empty] | 5 | 1861 | 131.24 | 14.18 | 15 | 0.9 | 3000 | 80 |  |  |  | FALSE | FALSE | FALSE | [8 empty] | March, 30 2020 00:00:00 | FALSE | FALSE | FALSE | [6 empty] | AC | [7 empty] | FALSE
PIOSPUW8 | PLG, LLC. | T8 | PLG-T8-NA-4-A/B-(35)-10 | Linear Replacement Lamp | T8 Four-Foot | Dual Mode Internal Driver (UL Type A and Type B) |  | standard | TRUE |  | 1715 | 132.66 | 12.93 | 10.9 | 0.9609 | 3536 | 84.5 | 5 | 50000 | April, 12 2018 00:00:00 | Not Dimmable | Not Dimmable | No |  | CCCFNU | [15 empty] | 85.3 |  | 1.16 | 1.18 | [6 empty] | 5 | 1715 | 132.66 | 12.93 | 15 | 0.9 | 3500 | 80 |  |  |  | FALSE | FALSE | FALSE | [8 empty] | March, 30 2020 00:00:00 | FALSE | FALSE | FALSE | [6 empty] | AC | [7 empty] | FALSE
PLLAX3IE288S | Cyber Tech Lighting Inc. | CTL | LB48T8PNP/830 | Linear Replacement Lamp | T8 Four-Foot | Dual Mode Internal Driver (UL Type A and Type B) |  | standard | TRUE |  | 2112 | 122.15 | 17.29 | 7.21 | 0.8964 | 2914 | 83 | 5 | 50000 | April, 12 2018 00:00:00 | Not Dimmable | Not Dimmable | No |  | YYYCXL | [15 empty] | 84.4 |  | 1.24 | 1.3 | [6 empty] | 5 | 2112 | 122.15 | 17.29 | 7.21 | 0.9 | 3000 | 83 |  |  |  | FALSE | FALSE | FALSE | [8 empty] | March, 30 2020 00:00:00 | FALSE | FALSE | FALSE | [6 empty] | AC | [7 empty] | FALSE
P2QU6A29 | Shenzhen Topband Co., Ltd. | TOPBAND | TPDF4T8X4NLA-12WB(40BC) | Linear Replacement Lamp | T8 Four-Foot | Dual Mode Internal Driver (UL Type A and Type B) |  | standard | FALSE | [10 empty] | April, 12 2018 00:00:00 | Not Dimmable | Not Dimmable | No |  | NANOOT | [25 empty] | 5 | 1836.4 | 130.85 | 14.04 | 20 | 0.9 | 4000 | 80 |  |  |  | FALSE | FALSE | FALSE | [8 empty] | March, 30 2020 00:00:00 | FALSE | FALSE | FALSE | [6 empty] | AC | [7 empty] | FALSE
PI330L39 | PLG, LLC. | T8 | PLG-T8-NA-4-A/B-(40)-10 | Linear Replacement Lamp | T8 Four-Foot | Dual Mode Internal Driver (UL Type A and Type B) |  | standard | FALSE | [10 empty] | April, 12 2018 00:00:00 | Not Dimmable | Not Dimmable | No |  | CCCFNU | [25 empty] | 5 | 1723 | 133.67 | 12.89 | 15 | 0.9 | 4000 | 80 |  |  |  | FALSE | FALSE | FALSE | [8 empty] | March, 30 2020 00:00:00 | FALSE | FALSE | FALSE | [6 empty] | AC | [7 empty] | FALSE
P3YBYBST | PLG, LLC. | T8 | PLG-T8-NA-4-A/B-(50)-10 | Linear Replacement Lamp | T8 Four-Foot | Dual Mode Internal Driver (UL Type A and Type B) |  | standard | FALSE | [10 empty] | April, 12 2018 00:00:00 | Not Dimmable | Not Dimmable | No |  | CCCFNU | [25 empty] | 5 | 1739 | 135.43 | 12.84 | 15 | 0.9 | 5000 | 80 |  |  |  | FALSE | FALSE | FALSE | [8 empty] | March, 30 2020 00:00:00 | FALSE | FALSE | FALSE | [6 empty] | AC | [7 empty] | FALSE
P5Z2QLID | PLG, LLC. | T8 | PLG-T8-AL-4-A/B-(50)-22 | Linear Replacement Lamp | T8 Four-Foot | Dual Mode Internal Driver (UL Type A and Type B) |  | standard | FALSE | [10 empty] | April, 12 2018 00:00:00 | Not Dimmable | Not Dimmable | No |  | CCCFNP | [25 empty] | 5 | 3032 | 138.7 | 21.86 | 21.6 | 0.93 | 5000 | 81.6 |  |  |  | FALSE | FALSE | FALSE | [8 empty] | March, 30 2020 00:00:00 | FALSE | FALSE | FALSE | [6 empty] | AC | [7 empty] | FALSE
PY51Q5EN | PLG, LLC. | T8 | PLG-T8-NA-4-A/B-(35)-15 | Linear Replacement Lamp | T8 Four-Foot | Dual Mode Internal Driver (UL Type A and Type B) |  | standard | TRUE |  | 2004 | 131.77 | 15.21 | 9.21 | 0.9536 | 2926 | 81.8 | 5 | 50000 | April, 12 2018 00:00:00 | Not Dimmable | Not Dimmable | No |  | CCCFNW | [15 empty] | 85.2 |  | 1.18 | 1.22 | [6 empty] | 5 | 2004 | 131.77 | 15.21 | 15 | 0.9 | 3000 | 80 |  |  |  | FALSE | FALSE | FALSE | [8 empty] | March, 30 2020 00:00:00 | FALSE | FALSE | FALSE | [6 empty] | AC | [7 empty] | FALSE
PGEMR76C | PLG, LLC. | T8 | PLG-T8-AL-4-A/B-(30)-15 | Linear Replacement Lamp | T8 Four-Foot | Dual Mode Internal Driver (UL Type A and Type B) |  | standard | TRUE |  | 2019 | 130.96 | 15.31 | 8.62 | 0.9742 | 2933 | 81.4 | 5 | 50000 | April, 12 2018 00:00:00 | Not Dimmable | Not Dimmable | No |  | CCCFNN | [15 empty] | 90.5 |  | 1.18 | 1.36 | [6 empty] | 5 | 2025 | 132.28 | 15.31 | 15 | 0.9 | 3000 | 80 |  |  |  | FALSE | FALSE | FALSE | [8 empty] | March, 30 2020 00:00:00 | FALSE | FALSE | FALSE | [6 empty] | AC | [7 empty] | FALSE
PNEPZDKY | PLG, LLC. | T8 | PLG-T8-NA-4-A/B-(40)-12 | Linear Replacement Lamp | T8 Four-Foot | Dual Mode Internal Driver (UL Type A and Type B) |  | standard | FALSE | [10 empty] | April, 12 2018 00:00:00 | Not Dimmable | Not Dimmable | No |  | CCCFNV | [25 empty] | 5 | 1895 | 132.89 | 14.26 | 15 | 0.9 | 4000 | 80 |  |  |  | FALSE | FALSE | FALSE | [8 empty] | March, 30 2020 00:00:00 | FALSE | FALSE | FALSE | [6 empty] | AC | [7 empty] | FALSE
P9GETOVP | PLG, LLC. | T8 | PLG-T8-AL-4-A/B-(50)-15 | Linear Replacement Lamp | T8 Four-Foot | Dual Mode Internal Driver (UL Type A and Type B) |  | standard | FALSE | [10 empty] | April, 12 2018 00:00:00 | Not Dimmable | Not Dimmable | No |  | CCCFNN | [25 empty] | 5 | 2085 | 135.39 | 15.4 | 15 | 0.9 | 5000 | 80 |  |  |  | FALSE | FALSE | FALSE | [8 empty] | March, 30 2020 00:00:00 | FALSE | FALSE | FALSE | [6 empty] | AC | [7 empty] | FALSE
P9YS5NVW | PLG, LLC. | T8 | PLG-T8-AL-4-A/B-(40)-18 | Linear Replacement Lamp | T8 Four-Foot | Dual Mode Internal Driver (UL Type A and Type B) |  | standard | FALSE | [10 empty] | April, 12 2018 00:00:00 | Not Dimmable | Not Dimmable | No |  | CCCFNO | [25 empty] | 5 | 2530 | 142.13 | 17.8 | 24.08 | 0.91 | 4000 | 82.6 |  |  |  | FALSE | FALSE | FALSE | [8 empty] | March, 30 2020 00:00:00 | FALSE | FALSE | FALSE | [6 empty] | AC | [7 empty] | FALSE
PTQXXS3P | Shenzhen Topband Co., Ltd. | TOPBAND | TPDF4T8X4NLA-12WB(45BC) | Linear Replacement Lamp | T8 Four-Foot | Dual Mode Internal Driver (UL Type A and Type B) |  | standard | FALSE | [10 empty] | April, 12 2018 00:00:00 | Not Dimmable | Not Dimmable | No |  | NANOOT | [25 empty] | 5 | 1836.4 | 130.85 | 14.04 | 20 | 0.9 | 4500 | 80 |  |  |  | FALSE | FALSE | FALSE | [8 empty] | March, 30 2020 00:00:00 | FALSE | FALSE | FALSE | [6 empty] | AC | [7 empty] | FALSE
PIUIOQB0 | Shenzhen Topband Co., Ltd. | TOPBAND | TPDF4T8X4NLA-12WB(35BC) | Linear Replacement Lamp | T8 Four-Foot | Dual Mode Internal Driver (UL Type A and Type B) |  | standard | TRUE |  | 1836.4 | 130.85 | 14.04 | 21.52 | 0.931 | 3435 | 81.9 | 5 | 50000 | April, 12 2018 00:00:00 | Not Dimmable | Not Dimmable | No |  | NANOOT | [15 empty] | 85.1 |  | 1.24 | 1.24 | [6 empty] | 5 | 1836.4 | 130.85 | 14.04 | 20 | 0.9 | 3500 | 80 |  |  |  | FALSE | FALSE | FALSE | [8 empty] | March, 30 2020 00:00:00 | FALSE | FALSE | FALSE | [6 empty] | AC | [7 empty] | FALSE
PXJUU1G9 | PLG, LLC. | T8 | PLG-T8-AL-4-A/B-(40)-10 | Linear Replacement Lamp | T8 Four-Foot | Dual Mode Internal Driver (UL Type A and Type B) |  | standard | FALSE | [10 empty] | April, 12 2018 00:00:00 | Not Dimmable | Not Dimmable | No |  | CCCFNQ | [25 empty] | 5 | 1749 | 132.8 | 13.17 | 15 | 0.9 | 4000 | 80 |  |  |  | FALSE | FALSE | FALSE | [8 empty] | March, 30 2020 00:00:00 | FALSE | FALSE | FALSE | [6 empty] | AC | [7 empty] | FALSE
PYHP7L80 | PLG, LLC. | T8 | PLG-T8-NA-4-A/B-(40)-15 | Linear Replacement Lamp | T8 Four-Foot | Dual Mode Internal Driver (UL Type A and Type B) |  | standard | FALSE | [10 empty] | April, 12 2018 00:00:00 | Not Dimmable | Not Dimmable | No |  | CCCFNW | [25 empty] | 5 | 2038 | 133.29 | 15.29 | 15 | 0.9 | 4000 | 80 |  |  |  | FALSE | FALSE | FALSE | [8 empty] | March, 30 2020 00:00:00 | FALSE | FALSE | FALSE | [6 empty] | AC | [7 empty] | FALSE
PA1MVFBI | PLG, LLC. | T8 | PLG-T8-AL-4-A/B-(40)-15 | Linear Replacement Lamp | T8 Four-Foot | Dual Mode Internal Driver (UL Type A and Type B) |  | standard | FALSE | [10 empty] | April, 12 2018 00:00:00 | Not Dimmable | Not Dimmable | No |  | CCCFNN | [25 empty] | 5 | 2055 | 133.79 | 15.36 | 15 | 0.9 | 4000 | 80 |  |  |  | FALSE | FALSE | FALSE | [8 empty] | March, 30 2020 00:00:00 | FALSE | FALSE | FALSE | [6 empty] | AC | [7 empty] | FALSE
PARBQJKZ | PLG, LLC. | T8 | PLG-T8-AL-4-A/B-(40)-12 | Linear Replacement Lamp | T8 Four-Foot | Dual Mode Internal Driver (UL Type A and Type B) |  | standard | FALSE | [10 empty] | April, 12 2018 00:00:00 | Not Dimmable | Not Dimmable | No |  | CCCFNM | [25 empty] | 5 | 1757 | 135.57 | 12.96 | 15 | 0.9 | 4000 | 80 |  |  |  | FALSE | FALSE | FALSE | [8 empty] | March, 30 2020 00:00:00 | FALSE | FALSE | FALSE | [6 empty] | AC | [7 empty] | FALSE
P75RS7FR | PLG, LLC. | T8 | PLG-T8-AL-4-A/B-(50)-18 | Linear Replacement Lamp | T8 Four-Foot | Dual Mode Internal Driver (UL Type A and Type B) |  | standard | FALSE | [10 empty] | April, 12 2018 00:00:00 | Not Dimmable | Not Dimmable | No |  | CCCFNO | [25 empty] | 5 | 2570 | 143.92 | 17.86 | 24.34 | 0.91 | 5000 | 82.1 |  |  |  | FALSE | FALSE | FALSE | [8 empty] | March, 30 2020 00:00:00 | FALSE | FALSE | FALSE | [6 empty] | AC | [7 empty] | FALSE
PSSJ0028 | PLG, LLC. | T8 | PLG-T8-AL-4-A/B-(30)-18 | Linear Replacement Lamp | T8 Four-Foot | Dual Mode Internal Driver (UL Type A and Type B) |  | standard | TRUE |  | 2501 | 140.12 | 17.85 | 24.08 | 0.9141 | 2888 | 82.6 | 5 | 50000 | April, 12 2018 00:00:00 | Not Dimmable | Not Dimmable | No |  | CCCFNO | [15 empty] | 90.5 |  | 1.18 | 1.34 | [6 empty] | 5 | 2490 | 140.37 | 17.74 | 24.08 | 0.91 | 3000 | 82.6 |  |  |  | FALSE | FALSE | FALSE | [8 empty] | March, 30 2020 00:00:00 | FALSE | FALSE | FALSE | [6 empty] | AC | [7 empty] | FALSE
PSIL2K0E | Shenzhen Topband Co., Ltd. | Topband | TPDF4T8X4NLA-18WB(35BF) | Linear Replacement Lamp | T8 Four-Foot | Dual Mode Internal Driver (UL Type A and Type B) |  | standard | TRUE |  | 2439.8 | 115.8 | 21.07 | 19.24 | 0.939 | 3460 | 82.3 | 5 | 50000 | April, 11 2018 00:00:00 | Not Dimmable | Not Dimmable | FALSE |  | JJJNKT | [15 empty] | 84.3 |  | 1.2 | 1.22 | [6 empty] | 4.4 | 2436 | 116 | 21 | 20 | 0.9 | 3500 | 80 |  |  |  | FALSE | FALSE | FALSE | [8 empty] | November, 02 2018 00:00:00 | FALSE | FALSE | FALSE | [6 empty] | AC | [7 empty] | FALSE
PVTATFZK | Shenzhen Topband Co., Ltd. | Topband | TPDF4T8X4NLA-18WB(45BF) | Linear Replacement Lamp | T8 Four-Foot | Dual Mode Internal Driver (UL Type A and Type B) |  | standard | FALSE | [10 empty] | April, 11 2018 00:00:00 | Not Dimmable | Not Dimmable | FALSE |  | JJJNKT | [25 empty] | 4.4 | 2436 | 116 | 21 | 20 | 0.9 | 4500 | 80 |  |  |  | FALSE | FALSE | FALSE | [8 empty] | November, 02 2018 00:00:00 | FALSE | FALSE | FALSE | [6 empty] | AC | [7 empty] | FALSE
PHKPUHHA | Shenzhen Topband Co., Ltd. | TOPBAND | TPDF4T8X4NLA-15WB(35BC) | Linear Replacement Lamp | T8 Four-Foot | Dual Mode Internal Driver (UL Type A and Type B) |  | standard | TRUE |  | 2285.9 | 125.08 | 18.28 | 22.31 | 0.921 | 3437 | 81.9 | 5 | 50000 | April, 11 2018 00:00:00 | Not Dimmable | Not Dimmable | No |  | JJJNKU | [15 empty] | 85.5 |  | 1.12 | 1.22 | [6 empty] | 5 | 2340 | 130 | 18 | 20 | 0.9 | 3500 | 80 |  |  |  | FALSE | FALSE | FALSE | [8 empty] | March, 30 2020 00:00:00 | FALSE | FALSE | FALSE | [6 empty] | AC | [7 empty] | FALSE
PRETITYR | Shenzhen Topband Co., Ltd. | TOPBAND | TPDF4T8X4NLA-12WB(45BF) | Linear Replacement Lamp | T8 Four-Foot | Dual Mode Internal Driver (UL Type A and Type B) |  | standard | FALSE | [10 empty] | April, 11 2018 00:00:00 | Not Dimmable | Not Dimmable | No |  | NANOOK | [25 empty] | 5 | 1655.6 | 117.17 | 14.13 | 20 | 0.9 | 4500 | 80 |  |  |  | FALSE | FALSE | FALSE | [8 empty] | March, 30 2020 00:00:00 | FALSE | FALSE | FALSE | [6 empty] | AC | [7 empty] | FALSE
PT31P81N | Shenzhen Topband Co., Ltd. | TOPBAND | TPDF4T8X4NLA-15WB(40BC) | Linear Replacement Lamp | T8 Four-Foot | Dual Mode Internal Driver (UL Type A and Type B) |  | standard | FALSE | [10 empty] | April, 11 2018 00:00:00 | Not Dimmable | Not Dimmable | No |  | JJJNKU | [25 empty] | 5 | 2340 | 130 | 18 | 20 | 0.9 | 4000 | 80 |  |  |  | FALSE | FALSE | FALSE | [8 empty] | March, 30 2020 00:00:00 | FALSE | FALSE | FALSE | [6 empty] | AC | [7 empty] | FALSE
P4VY01XA | Shenzhen Topband Co., Ltd. | TOPBAND | TPDF4T8X4NLA-15WB(45BC) | Linear Replacement Lamp | T8 Four-Foot | Dual Mode Internal Driver (UL Type A and Type B) |  | standard | FALSE | [10 empty] | April, 11 2018 00:00:00 | Not Dimmable | Not Dimmable | No |  | JJJNKU | [25 empty] | 5 | 2340 | 130 | 18 | 20 | 0.9 | 4500 | 80 |  |  |  | FALSE | FALSE | FALSE | [8 empty] | March, 30 2020 00:00:00 | FALSE | FALSE | FALSE | [6 empty] | AC | [7 empty] | FALSE
PUIO46M5 | Shenzhen Topband Co., Ltd. | TOPBAND | TPDF4T8X4NLA-12WB(50BF) | Linear Replacement Lamp | T8 Four-Foot | Dual Mode Internal Driver (UL Type A and Type B) |  | standard | FALSE | [10 empty] | April, 11 2018 00:00:00 | Not Dimmable | Not Dimmable | No |  | NANOOK | [25 empty] | 5 | 1655.6 | 117.17 | 14.13 | 20 | 0.9 | 5000 | 80 |  |  |  | FALSE | FALSE | FALSE | [8 empty] | March, 30 2020 00:00:00 | FALSE | FALSE | FALSE | [6 empty] | AC | [7 empty] | FALSE
P7OQ862J | Shenzhen Topband Co., Ltd. | Topband | TPDF4T8X4NLA-15WB(40BF) | Linear Replacement Lamp | T8 Four-Foot | Dual Mode Internal Driver (UL Type A and Type B) |  | standard | FALSE | [10 empty] | April, 11 2018 00:00:00 | Not Dimmable | Not Dimmable | FALSE |  | JJJNKV | [25 empty] | 4.4 | 2088 | 116 | 18 | 20 | 0.9 | 4000 | 80 |  |  |  | FALSE | FALSE | FALSE | [8 empty] | November, 02 2018 00:00:00 | FALSE | FALSE | FALSE | [6 empty] | AC | [7 empty] | FALSE
P6K2PKJD | Shenzhen Topband Co., Ltd. | Topband | TPDF4T8X4NLA-18WB(40BF) | Linear Replacement Lamp | T8 Four-Foot | Dual Mode Internal Driver (UL Type A and Type B) |  | standard | FALSE | [10 empty] | April, 11 2018 00:00:00 | Not Dimmable | Not Dimmable | FALSE |  | JJJNKT | [25 empty] | 4.4 | 2436 | 116 | 21 | 20 | 0.9 | 4000 | 80 |  |  |  | FALSE | FALSE | FALSE | [8 empty] | November, 02 2018 00:00:00 | FALSE | FALSE | FALSE | [6 empty] | AC | [7 empty] | FALSE
PD5KFZQ0 | Shenzhen Topband Co., Ltd. | Topband | TPDF4T8X4NLA-15WB(45BF) | Linear Replacement Lamp | T8 Four-Foot | Dual Mode Internal Driver (UL Type A and Type B) |  | standard | FALSE | [10 empty] | April, 11 2018 00:00:00 | Not Dimmable | Not Dimmable | FALSE |  | JJJNKV | [25 empty] | 4.4 | 2088 | 116 | 18 | 20 | 0.9 | 4500 | 80 |  |  |  | FALSE | FALSE | FALSE | [8 empty] | November, 02 2018 00:00:00 | FALSE | FALSE | FALSE | [6 empty] | AC | [7 empty] | FALSE
P3NOO704 | Shenzhen Topband Co., Ltd. | TOPBAND | TPDF4T8X4NLA-18WB(40BC) | Linear Replacement Lamp | T8 Four-Foot | Dual Mode Internal Driver (UL Type A and Type B) |  | standard | FALSE | [10 empty] | April, 11 2018 00:00:00 | Not Dimmable | Not Dimmable | No |  | JJJNKQ | [25 empty] | 5 | 2730 | 130 | 21 | 20 | 0.9 | 4000 | 80 |  |  |  | FALSE | FALSE | FALSE | [8 empty] | March, 30 2020 00:00:00 | FALSE | FALSE | FALSE | [6 empty] | AC | [7 empty] | FALSE
P0CUNPLQ | Shenzhen Topband Co., Ltd. | TOPBAND | TPDF4T8X4NLA-18WB(45BC) | Linear Replacement Lamp | T8 Four-Foot | Dual Mode Internal Driver (UL Type A and Type B) |  | standard | FALSE | [10 empty] | April, 11 2018 00:00:00 | Not Dimmable | Not Dimmable | No |  | JJJNKQ | [25 empty] | 5 | 2730 | 130 | 21 | 20 | 0.9 | 4500 | 80 |  |  |  | FALSE | FALSE | FALSE | [8 empty] | March, 30 2020 00:00:00 | FALSE | FALSE | FALSE | [6 empty] | AC | [7 empty] | FALSE
PPJPVLDM | Shenzhen Topband Co., Ltd. | TOPBAND | TPDF4T8X4NLA-15WB(50BC) | Linear Replacement Lamp | T8 Four-Foot | Dual Mode Internal Driver (UL Type A and Type B) |  | standard | FALSE | [10 empty] | April, 11 2018 00:00:00 | Not Dimmable | Not Dimmable | No |  | JJJNKU | [25 empty] | 5 | 2340 | 130 | 18 | 20 | 0.9 | 5000 | 80 |  |  |  | FALSE | FALSE | FALSE | [8 empty] | March, 30 2020 00:00:00 | FALSE | FALSE | FALSE | [6 empty] | AC | [7 empty] | FALSE
P8AKMIBC | Shenzhen Topband Co., Ltd. | TOPBAND | TPDF4T8X4NLA-12WB(40BF) | Linear Replacement Lamp | T8 Four-Foot | Dual Mode Internal Driver (UL Type A and Type B) |  | standard | FALSE | [10 empty] | April, 11 2018 00:00:00 | Not Dimmable | Not Dimmable | No |  | NANOOK | [25 empty] | 5 | 1655.6 | 117.17 | 14.13 | 20 | 0.9 | 4000 | 80 |  |  |  | FALSE | FALSE | FALSE | [8 empty] | March, 30 2020 00:00:00 | FALSE | FALSE | FALSE | [6 empty] | AC | [7 empty] | FALSE
PG4ABY1S | Shenzhen Topband Co., Ltd. | TOPBAND | TPDF4T8X4NLA-12WB(35BF) | Linear Replacement Lamp | T8 Four-Foot | Dual Mode Internal Driver (UL Type A and Type B) |  | standard | TRUE |  | 1640.8 | 136.39 | 12.03 | 21.52 | 0.931 | 3452 | 82.3 | 5 | 50000 | April, 11 2018 00:00:00 | Not Dimmable | Not Dimmable | No |  | NANOOK | [15 empty] | 84.5 |  | 1.3 | 1.24 | [6 empty] | 5 | 1655.6 | 117.17 | 14.13 | 20 | 0.9 | 3500 | 80 |  |  |  | FALSE | FALSE | FALSE | [8 empty] | March, 30 2020 00:00:00 | FALSE | FALSE | FALSE | [6 empty] | AC | [7 empty] | FALSE
P4YQPSB0 | Shenzhen Topband Co., Ltd. | Topband | TPDF4T8X4NLA-15WB(50BF) | Linear Replacement Lamp | T8 Four-Foot | Dual Mode Internal Driver (UL Type A and Type B) |  | standard | FALSE | [10 empty] | April, 11 2018 00:00:00 | Not Dimmable | Not Dimmable | FALSE |  | JJJNKV | [25 empty] | 4.4 | 2088 | 116 | 18 | 20 | 0.9 | 5000 | 80 |  |  |  | FALSE | FALSE | FALSE | [8 empty] | November, 02 2018 00:00:00 | FALSE | FALSE | FALSE | [6 empty] | AC | [7 empty] | FALSE
PN3E8WG0 | Shenzhen Topband Co., Ltd. | Topband | TPDF4T8X4NLA-15WB(35BF) | Linear Replacement Lamp | T8 Four-Foot | Dual Mode Internal Driver (UL Type A and Type B) |  | standard | TRUE |  | 2102.7 | 115.15 | 18.26 | 22.31 | 0.921 | 3451 | 82.5 | 5 | 50000 | April, 11 2018 00:00:00 | Not Dimmable | Not Dimmable | FALSE |  | JJJNKV | [15 empty] | 84 |  | 1.26 | 1.22 | [6 empty] | 4.4 | 2088 | 116 | 18 | 20 | 0.9 | 3500 | 80 |  |  |  | FALSE | FALSE | FALSE | [8 empty] | November, 02 2018 00:00:00 | FALSE | FALSE | FALSE | [6 empty] | AC | [7 empty] | FALSE
P3YSMV94 | Shenzhen Topband Co., Ltd. | TOPBAND | TPDF4T8X4NLA-18WB(35BC) | Linear Replacement Lamp | T8 Four-Foot | Dual Mode Internal Driver (UL Type A and Type B) |  | standard | TRUE |  | 2751.3 | 130.45 | 21.09 | 19.24 | 0.939 | 3436 | 81 | 5 | 50000 | April, 11 2018 00:00:00 | Not Dimmable | Not Dimmable | No |  | JJJNKQ | [15 empty] | 85.3 |  | 1.4 | 1.22 | [6 empty] | 5 | 2730 | 130 | 21 | 20 | 0.9 | 3500 | 80 |  |  |  | FALSE | FALSE | FALSE | [8 empty] | March, 30 2020 00:00:00 | FALSE | FALSE | FALSE | [6 empty] | AC | [7 empty] | FALSE
P2BW7FLK | Shenzhen Topband Co., Ltd. | Topband | TPDF4T8X4NLA-18WB(50BF) | Linear Replacement Lamp | T8 Four-Foot | Dual Mode Internal Driver (UL Type A and Type B) |  | standard | FALSE | [10 empty] | April, 11 2018 00:00:00 | Not Dimmable | Not Dimmable | FALSE |  | JJJNKT | [25 empty] | 4.4 | 2436 | 116 | 21 | 20 | 0.9 | 5000 | 80 |  |  |  | FALSE | FALSE | FALSE | [8 empty] | November, 02 2018 00:00:00 | FALSE | FALSE | FALSE | [6 empty] | AC | [7 empty] | FALSE
PUZ0CFDK | Shenzhen Topband Co., Ltd. | TOPBAND | TPDF4T8X4NLA-18WB(50BC) | Linear Replacement Lamp | T8 Four-Foot | Dual Mode Internal Driver (UL Type A and Type B) |  | standard | FALSE | [10 empty] | April, 11 2018 00:00:00 | Not Dimmable | Not Dimmable | No |  | JJJNKQ | [25 empty] | 5 | 2730 | 130 | 21 | 20 | 0.9 | 5000 | 80 |  |  |  | FALSE | FALSE | FALSE | [8 empty] | March, 30 2020 00:00:00 | FALSE | FALSE | FALSE | [6 empty] | AC | [7 empty] | FALSE
PLEBBJ0GRSTE | Cresea Technology Limited | cresea | US-T84F16WB-NFOT | Linear Replacement Lamp | T8 Four-Foot | Dual Mode Internal Driver (UL Type A and Type B) |  | standard | FALSE | [10 empty] | April, 05 2018 00:00:00 | Not Dimmable | Not Dimmable | NotYetVerified |  | TTTUZN | [25 empty] | 5 | 2160 | 120 | 18 | 7.63 | 0.9 | 4000 | 80 |  |  |  | FALSE | FALSE | FALSE | [8 empty] | March, 30 2020 00:00:00 | FALSE | FALSE | FALSE | [6 empty] | AC | [7 empty] | FALSE
PLXD8GTHESGD | Cresea Technology Limited | cresea | US-T84F16WB-DCOT | Linear Replacement Lamp | T8 Four-Foot | Dual Mode Internal Driver (UL Type A and Type B) |  | standard | FALSE | [10 empty] | April, 05 2018 00:00:00 | Not Dimmable | Not Dimmable | NotYetVerified |  | TTTUZM | [25 empty] | 5 | 2340 | 130 | 18 | 7.7 | 0.9 | 5000 | 80 |  |  |  | FALSE | FALSE | FALSE | [8 empty] | March, 30 2020 00:00:00 | FALSE | FALSE | FALSE | [6 empty] | AC | [7 empty] | FALSE
PL4NTU3GZ6XW | Cresea Technology Limited | cresea | US-T84F20WB-HFOT | Linear Replacement Lamp | T8 Four-Foot | Dual Mode Internal Driver (UL Type A and Type B) |  | standard | FALSE | [10 empty] | April, 05 2018 00:00:00 | Not Dimmable | Not Dimmable | NotYetVerified |  | TTTUZQ | [25 empty] | 5 | 2600 | 130 | 20 | 5.79 | 0.9 | 4500 | 80 |  |  |  | FALSE | FALSE | FALSE | [8 empty] | March, 30 2020 00:00:00 | FALSE | FALSE | FALSE | [6 empty] | AC | [7 empty] | FALSE
PL1PMH71TSOC | Cresea Technology Limited | cresea | US-T84F20WB-HCOT | Linear Replacement Lamp | T8 Four-Foot | Dual Mode Internal Driver (UL Type A and Type B) |  | standard | FALSE | [10 empty] | April, 05 2018 00:00:00 | Not Dimmable | Not Dimmable | NotYetVerified |  | TTTUZP | [25 empty] | 5 | 2600 | 130 | 20 | 20 | 0.9 | 4500 | 80 |  |  |  | FALSE | FALSE | FALSE | [8 empty] | March, 30 2020 00:00:00 | FALSE | FALSE | FALSE | [6 empty] | AC | [7 empty] | FALSE
PLX777TG4TL2 | Cresea Technology Limited | cresea | US-T84F12WB-BFOT | Linear Replacement Lamp | T8 Four-Foot | Dual Mode Internal Driver (UL Type A and Type B) |  | standard | FALSE | [10 empty] | April, 05 2018 00:00:00 | Not Dimmable | Not Dimmable | NotYetVerified |  | TTTUZL | [25 empty] | 5 | 1620 | 135 | 12 | 14.16 | 0.9 | 3500 | 80 |  |  |  | FALSE | FALSE | FALSE | [8 empty] | March, 30 2020 00:00:00 | FALSE | FALSE | FALSE | [6 empty] | AC | [7 empty] | FALSE
PLOE6J7X47FH | Cresea Technology Limited | cresea | US-T84F12WB-HFOT | Linear Replacement Lamp | T8 Four-Foot | Dual Mode Internal Driver (UL Type A and Type B) |  | standard | FALSE | [10 empty] | April, 05 2018 00:00:00 | Not Dimmable | Not Dimmable | NotYetVerified |  | TTTUZL | [25 empty] | 5 | 1680 | 140 | 12 | 14.16 | 0.9 | 4500 | 80 |  |  |  | FALSE | FALSE | FALSE | [8 empty] | March, 30 2020 00:00:00 | FALSE | FALSE | FALSE | [6 empty] | AC | [7 empty] | FALSE
PLF5MDC3ELJI | Cresea Technology Limited | cresea | US-T84F16WB-WCOT | Linear Replacement Lamp | T8 Four-Foot | Dual Mode Internal Driver (UL Type A and Type B) |  | standard | TRUE |  | 2195.5 | 123.34 | 17.8 | 7.7 | 0.9727 | 2896 | 81.9 | 5 | 50000 | April, 05 2018 00:00:00 | Not Dimmable | Not Dimmable | NotYetVerified |  | TTTUZM | [15 empty] | 89.3 |  | 1.28 | 1.44 | [6 empty] | 5 | 2250 | 125 | 18 | 7.7 | 0.9 | 3000 | 80 |  |  |  | FALSE | FALSE | FALSE | [8 empty] | March, 30 2020 00:00:00 | FALSE | FALSE | FALSE | [6 empty] | AC | [7 empty] | FALSE
PL86TCBMCMCC | Cresea Technology Limited | cresea | US-T84F16WB-BFOT | Linear Replacement Lamp | T8 Four-Foot | Dual Mode Internal Driver (UL Type A and Type B) |  | standard | FALSE | [10 empty] | April, 05 2018 00:00:00 | Not Dimmable | Not Dimmable | NotYetVerified |  | TTTUZN | [25 empty] | 5 | 2160 | 120 | 18 | 7.63 | 0.9 | 3500 | 80 |  |  |  | FALSE | FALSE | FALSE | [8 empty] | March, 30 2020 00:00:00 | FALSE | FALSE | FALSE | [6 empty] | AC | [7 empty] | FALSE
PLSD9HPNI4JX | Cresea Technology Limited | cresea | US-T84F16WB-DFOT | Linear Replacement Lamp | T8 Four-Foot | Dual Mode Internal Driver (UL Type A and Type B) |  | standard | FALSE | [10 empty] | April, 05 2018 00:00:00 | Not Dimmable | Not Dimmable | NotYetVerified |  | TTTUZN | [25 empty] | 5 | 2160 | 120 | 18 | 7.63 | 0.9 | 5000 | 80 |  |  |  | FALSE | FALSE | FALSE | [8 empty] | March, 30 2020 00:00:00 | FALSE | FALSE | FALSE | [6 empty] | AC | [7 empty] | FALSE
PLWV0VHJ0VBQ | Cresea Technology Limited | cresea | US-T84F20WB-BFOT | Linear Replacement Lamp | T8 Four-Foot | Dual Mode Internal Driver (UL Type A and Type B) |  | standard | FALSE | [10 empty] | April, 05 2018 00:00:00 | Not Dimmable | Not Dimmable | NotYetVerified |  | TTTUZQ | [25 empty] | 5 | 2600 | 130 | 20 | 5.79 | 0.9 | 3500 | 80 |  |  |  | FALSE | FALSE | FALSE | [8 empty] | March, 30 2020 00:00:00 | FALSE | FALSE | FALSE | [6 empty] | AC | [7 empty] | FALSE
PL5KBG05GNYD | Cresea Technology Limited | cresea | US-T84F12WB-HCOT | Linear Replacement Lamp | T8 Four-Foot | Dual Mode Internal Driver (UL Type A and Type B) |  | standard | FALSE | [10 empty] | April, 05 2018 00:00:00 | Not Dimmable | Not Dimmable | NotYetVerified |  | TTTUZK | [25 empty] | 5 | 1800 | 150 | 12 | 11.66 | 0.9 | 4500 | 80 |  |  |  | FALSE | FALSE | FALSE | [8 empty] | March, 30 2020 00:00:00 | FALSE | FALSE | FALSE | [6 empty] | AC | [7 empty] | FALSE
PLO5EA3AB3GA | Cresea Technology Limited | cresea | US-T84F20WB-BCOH | Linear Replacement Lamp | T8 Four-Foot | Dual Mode Internal Driver (UL Type A and Type B) |  | standard | FALSE | [10 empty] | April, 05 2018 00:00:00 | Not Dimmable | Not Dimmable | No |  | TTTUZO | [25 empty] | 5 | 3029 | 135.5 | 22.35 | 16.08 | 0.9 | 3500 | 85.1 |  |  |  | FALSE | FALSE | FALSE | [8 empty] | March, 30 2020 00:00:00 | FALSE | FALSE | FALSE | [6 empty] | AC | [7 empty] | FALSE
PL5WWDCD9B08 | Cresea Technology Limited | cresea | US-T84F20WB-DCOH | Linear Replacement Lamp | T8 Four-Foot | Dual Mode Internal Driver (UL Type A and Type B) |  | standard | FALSE | [10 empty] | April, 05 2018 00:00:00 | Not Dimmable | Not Dimmable | No |  | TTTUZO | [25 empty] | 5 | 3075 | 137.34 | 22.39 | 15.84 | 0.9 | 5000 | 85.3 |  |  |  | FALSE | FALSE | FALSE | [8 empty] | March, 30 2020 00:00:00 | FALSE | FALSE | FALSE | [6 empty] | AC | [7 empty] | FALSE
PLPXQZHJ4589 | Cresea Technology Limited | cresea | US-T84F12WB-WCOT | Linear Replacement Lamp | T8 Four-Foot | Dual Mode Internal Driver (UL Type A and Type B) |  | standard | TRUE |  | 1700.7 | 123.07 | 13.82 | 11.66 | 0.9585 | 2877 | 82 | 5 | 50000 | April, 05 2018 00:00:00 | Not Dimmable | Not Dimmable | NotYetVerified |  | TTTUZK | [15 empty] | 88.6 |  | 1.26 | 1.44 | [6 empty] | 5 | 1680 | 140 | 12 | 11.66 | 0.9 | 3000 | 80 |  |  |  | FALSE | FALSE | FALSE | [8 empty] | March, 30 2020 00:00:00 | FALSE | FALSE | FALSE | [6 empty] | AC | [7 empty] | FALSE
PLWBKDYMIJID | Cresea Technology Limited | cresea | US-T84F20WB-WCOT | Linear Replacement Lamp | T8 Four-Foot | Dual Mode Internal Driver (UL Type A and Type B) |  | standard | TRUE |  | 2589.3 | 124.41 | 20.81 | 5.83 | 0.9791 | 2898 | 81.8 | 5 | 50000 | April, 05 2018 00:00:00 | Not Dimmable | Not Dimmable | NotYetVerified |  | TTTUZP | [15 empty] | 88.9 |  | 1.26 | 1.42 | [6 empty] | 5 | 2600 | 130 | 20 | 20 | 0.9 | 3000 | 80 |  |  |  | FALSE | FALSE | FALSE | [8 empty] | March, 30 2020 00:00:00 | FALSE | FALSE | FALSE | [6 empty] | AC | [7 empty] | FALSE
PL3PH9T4934V | Cresea Technology Limited | cresea | US-T84F20WB-WFOT | Linear Replacement Lamp | T8 Four-Foot | Dual Mode Internal Driver (UL Type A and Type B) |  | standard | TRUE |  | 2395 | 114.8 | 20.86 | 5.79 | 0.9799 | 2887 | 81.9 | 5 | 50000 | April, 05 2018 00:00:00 | Not Dimmable | Not Dimmable | NotYetVerified |  | TTTUZQ | [15 empty] | 84.7 |  | 1.22 | 1.38 | [6 empty] | 5 | 2600 | 130 | 20 | 5.79 | 0.9 | 3000 | 80 |  |  |  | FALSE | FALSE | FALSE | [8 empty] | March, 30 2020 00:00:00 | FALSE | FALSE | FALSE | [6 empty] | AC | [7 empty] | FALSE
PLRC5STJWYG6 | Cresea Technology Limited | cresea | US-T84F12WB-WFOT | Linear Replacement Lamp | T8 Four-Foot | Dual Mode Internal Driver (UL Type A and Type B) |  | standard | TRUE |  | 1572.9 | 112.36 | 14 | 14.16 | 0.9756 | 2900 | 83.8 | 5 | 50000 | April, 05 2018 00:00:00 | Not Dimmable | Not Dimmable | NotYetVerified |  | TTTUZL | [15 empty] | 84.5 |  | 1.24 | 1.42 | [6 empty] | 4.4 | 1620 | 135 | 12 | 14.16 | 0.9 | 3000 | 80 |  |  |  | FALSE | FALSE | FALSE | [8 empty] | November, 02 2018 00:00:00 | FALSE | FALSE | FALSE | [6 empty] | AC | [7 empty] | FALSE
PLVJK99EIP5C | Cresea Technology Limited | cresea | US-T84F16WB-HFOT | Linear Replacement Lamp | T8 Four-Foot | Dual Mode Internal Driver (UL Type A and Type B) |  | standard | FALSE | [10 empty] | April, 05 2018 00:00:00 | Not Dimmable | Not Dimmable | NotYetVerified |  | TTTUZN | [25 empty] | 5 | 2160 | 120 | 18 | 7.63 | 0.9 | 4500 | 80 |  |  |  | FALSE | FALSE | FALSE | [8 empty] | March, 30 2020 00:00:00 | FALSE | FALSE | FALSE | [6 empty] | AC | [7 empty] | FALSE
PLEQOL4FKGMC | Cresea Technology Limited | cresea | US-T84F16WB-BCOT | Linear Replacement Lamp | T8 Four-Foot | Dual Mode Internal Driver (UL Type A and Type B) |  | standard | FALSE | [10 empty] | April, 05 2018 00:00:00 | Not Dimmable | Not Dimmable | NotYetVerified |  | TTTUZM | [25 empty] | 5 | 2250 | 125 | 18 | 7.7 | 0.9 | 3500 | 80 |  |  |  | FALSE | FALSE | FALSE | [8 empty] | March, 30 2020 00:00:00 | FALSE | FALSE | FALSE | [6 empty] | AC | [7 empty] | FALSE
PLPH0H347BQI | Cresea Technology Limited | cresea | US-T84F16WB-NCOT | Linear Replacement Lamp | T8 Four-Foot | Dual Mode Internal Driver (UL Type A and Type B) |  | standard | FALSE | [10 empty] | April, 05 2018 00:00:00 | Not Dimmable | Not Dimmable | NotYetVerified |  | TTTUZM | [25 empty] | 5 | 2340 | 130 | 18 | 7.7 | 0.9 | 4000 | 80 |  |  |  | FALSE | FALSE | FALSE | [8 empty] | March, 30 2020 00:00:00 | FALSE | FALSE | FALSE | [6 empty] | AC | [7 empty] | FALSE
PLGO6C4AEN0Y | Cresea Technology Limited | cresea | US-T84F20WB-NFOT | Linear Replacement Lamp | T8 Four-Foot | Dual Mode Internal Driver (UL Type A and Type B) |  | standard | FALSE | [10 empty] | April, 05 2018 00:00:00 | Not Dimmable | Not Dimmable | NotYetVerified |  | TTTUZQ | [25 empty] | 5 | 2600 | 130 | 20 | 5.79 | 0.9 | 4000 | 80 |  |  |  | FALSE | FALSE | FALSE | [8 empty] | March, 30 2020 00:00:00 | FALSE | FALSE | FALSE | [6 empty] | AC | [7 empty] | FALSE
PLLWOV9D1JZC | Cresea Technology Limited | cresea | US-T84F20WB-NCOT | Linear Replacement Lamp | T8 Four-Foot | Dual Mode Internal Driver (UL Type A and Type B) |  | standard | FALSE | [10 empty] | April, 05 2018 00:00:00 | Not Dimmable | Not Dimmable | NotYetVerified |  | TTTUZP | [25 empty] | 5 | 2600 | 130 | 20 | 20 | 0.9 | 4000 | 80 |  |  |  | FALSE | FALSE | FALSE | [8 empty] | March, 30 2020 00:00:00 | FALSE | FALSE | FALSE | [6 empty] | AC | [7 empty] | FALSE
PLU6DBLVLIPY | Cresea Technology Limited | cresea | US-T84F20WB-DCOT | Linear Replacement Lamp | T8 Four-Foot | Dual Mode Internal Driver (UL Type A and Type B) |  | standard | FALSE | [10 empty] | April, 05 2018 00:00:00 | Not Dimmable | Not Dimmable | NotYetVerified |  | TTTUZP | [25 empty] | 5 | 2600 | 130 | 20 | 20 | 0.9 | 5000 | 80 |  |  |  | FALSE | FALSE | FALSE | [8 empty] | March, 30 2020 00:00:00 | FALSE | FALSE | FALSE | [6 empty] | AC | [7 empty] | FALSE
PL7ZXYTQJ4AX | Cresea Technology Limited | cresea | US-T84F20WB-HCOH | Linear Replacement Lamp | T8 Four-Foot | Dual Mode Internal Driver (UL Type A and Type B) |  | standard | FALSE | [10 empty] | April, 05 2018 00:00:00 | Not Dimmable | Not Dimmable | No |  | TTTUZO | [25 empty] | 5 | 3060 | 136.89 | 22.35 | 16.08 | 0.9 | 4500 | 85.1 |  |  |  | FALSE | FALSE | FALSE | [8 empty] | March, 30 2020 00:00:00 | FALSE | FALSE | FALSE | [6 empty] | AC | [7 empty] | FALSE
PLM85P42ESM2 | Cresea Technology Limited | cresea | US-T84F16WB-HCOT | Linear Replacement Lamp | T8 Four-Foot | Dual Mode Internal Driver (UL Type A and Type B) |  | standard | FALSE | [10 empty] | April, 05 2018 00:00:00 | Not Dimmable | Not Dimmable | NotYetVerified |  | TTTUZM | [25 empty] | 5 | 2340 | 130 | 18 | 7.7 | 0.9 | 4500 | 80 |  |  |  | FALSE | FALSE | FALSE | [8 empty] | March, 30 2020 00:00:00 | FALSE | FALSE | FALSE | [6 empty] | AC | [7 empty] | FALSE
PLAQ6SKT1J24 | Cresea Technology Limited | cresea | US-T84F12WB-BCOT | Linear Replacement Lamp | T8 Four-Foot | Dual Mode Internal Driver (UL Type A and Type B) |  | standard | FALSE | [10 empty] | April, 05 2018 00:00:00 | Not Dimmable | Not Dimmable | NotYetVerified |  | TTTUZK | [25 empty] | 5 | 1680 | 140 | 12 | 11.66 | 0.9 | 3500 | 80 |  |  |  | FALSE | FALSE | FALSE | [8 empty] | March, 30 2020 00:00:00 | FALSE | FALSE | FALSE | [6 empty] | AC | [7 empty] | FALSE
PLKSY8AFDWHS | Cresea Technology Limited | cresea | US-T84F12WB-NFOT | Linear Replacement Lamp | T8 Four-Foot | Dual Mode Internal Driver (UL Type A and Type B) |  | standard | FALSE | [10 empty] | April, 05 2018 00:00:00 | Not Dimmable | Not Dimmable | NotYetVerified |  | TTTUZL | [25 empty] | 5 | 1680 | 140 | 12 | 14.16 | 0.9 | 4000 | 80 |  |  |  | FALSE | FALSE | FALSE | [8 empty] | March, 30 2020 00:00:00 | FALSE | FALSE | FALSE | [6 empty] | AC | [7 empty] | FALSE
PL224DFNCSI3 | Cresea Technology Limited | cresea | US-T84F12WB-DFOT | Linear Replacement Lamp | T8 Four-Foot | Dual Mode Internal Driver (UL Type A and Type B) |  | standard | FALSE | [10 empty] | April, 05 2018 00:00:00 | Not Dimmable | Not Dimmable | NotYetVerified |  | TTTUZL | [25 empty] | 5 | 1680 | 140 | 12 | 14.16 | 0.9 | 5000 | 80 |  |  |  | FALSE | FALSE | FALSE | [8 empty] | March, 30 2020 00:00:00 | FALSE | FALSE | FALSE | [6 empty] | AC | [7 empty] | FALSE
PLBH4KFWUCR5 | Cresea Technology Limited | cresea | US-T84F12WB-NCOT | Linear Replacement Lamp | T8 Four-Foot | Dual Mode Internal Driver (UL Type A and Type B) |  | standard | FALSE | [10 empty] | April, 05 2018 00:00:00 | Not Dimmable | Not Dimmable | NotYetVerified |  | TTTUZK | [25 empty] | 5 | 1800 | 150 | 12 | 11.66 | 0.9 | 4000 | 80 |  |  |  | FALSE | FALSE | FALSE | [8 empty] | March, 30 2020 00:00:00 | FALSE | FALSE | FALSE | [6 empty] | AC | [7 empty] | FALSE
PLTG405WKBI7 | Cresea Technology Limited | cresea | US-T84F20WB-WCOH | Linear Replacement Lamp | T8 Four-Foot | Dual Mode Internal Driver (UL Type A and Type B) |  | standard | TRUE |  | 3013 | 135.05 | 22.31 | 17.22 | 0.8991 | 3078 | 83.1 | 5 | 50000 | April, 05 2018 00:00:00 | Not Dimmable | Not Dimmable | No |  | TTTUZO | [15 empty] | 91.1 |  | 1.24 | 1.38 | [6 empty] | 5 | 3013 | 135.05 | 22.31 | 16.08 | 0.9 | 3000 | 85.1 |  |  |  | FALSE | FALSE | FALSE | [8 empty] | March, 30 2020 00:00:00 | FALSE | FALSE | FALSE | [6 empty] | AC | [7 empty] | FALSE
PLM4OPI8E8TQ | Cresea Technology Limited | cresea | US-T84F20WB-DFOT | Linear Replacement Lamp | T8 Four-Foot | Dual Mode Internal Driver (UL Type A and Type B) |  | standard | FALSE | [10 empty] | April, 05 2018 00:00:00 | Not Dimmable | Not Dimmable | NotYetVerified |  | TTTUZQ | [25 empty] | 5 | 2600 | 130 | 20 | 5.79 | 0.9 | 5000 | 80 |  |  |  | FALSE | FALSE | FALSE | [8 empty] | March, 30 2020 00:00:00 | FALSE | FALSE | FALSE | [6 empty] | AC | [7 empty] | FALSE
PLV7XXDRO90G | Cresea Technology Limited | cresea | US-T84F20WB-BCOT | Linear Replacement Lamp | T8 Four-Foot | Dual Mode Internal Driver (UL Type A and Type B) |  | standard | FALSE | [10 empty] | April, 05 2018 00:00:00 | Not Dimmable | Not Dimmable | NotYetVerified |  | TTTUZP | [25 empty] | 5 | 2600 | 130 | 20 | 20 | 0.9 | 3500 | 80 |  |  |  | FALSE | FALSE | FALSE | [8 empty] | March, 30 2020 00:00:00 | FALSE | FALSE | FALSE | [6 empty] | AC | [7 empty] | FALSE
PLZA4IIAKFTB | Cresea Technology Limited | cresea | US-T84F12WB-DCOT | Linear Replacement Lamp | T8 Four-Foot | Dual Mode Internal Driver (UL Type A and Type B) |  | standard | FALSE | [10 empty] | April, 05 2018 00:00:00 | Not Dimmable | Not Dimmable | NotYetVerified |  | TTTUZK | [25 empty] | 5 | 1800 | 150 | 12 | 11.66 | 0.9 | 5000 | 80 |  |  |  | FALSE | FALSE | FALSE | [8 empty] | March, 30 2020 00:00:00 | FALSE | FALSE | FALSE | [6 empty] | AC | [7 empty] | FALSE
PLDBBHQYEOGI | Cresea Technology Limited | cresea | US-T84F20WB-NCOH | Linear Replacement Lamp | T8 Four-Foot | Dual Mode Internal Driver (UL Type A and Type B) |  | standard | FALSE | [10 empty] | April, 05 2018 00:00:00 | Not Dimmable | Not Dimmable | No |  | TTTUZO | [25 empty] | 5 | 3044 | 136.2 | 22.35 | 16.08 | 0.9 | 4000 | 85.1 |  |  |  | FALSE | FALSE | FALSE | [8 empty] | March, 30 2020 00:00:00 | FALSE | FALSE | FALSE | [6 empty] | AC | [7 empty] | FALSE
PLNUDXTSH6T4 | Cresea Technology Limited | cresea | US-T84F16WB-WFOT | Linear Replacement Lamp | T8 Four-Foot | Dual Mode Internal Driver (UL Type A and Type B) |  | standard | TRUE |  | 2034.7 | 114.76 | 17.73 | 7.63 | 0.9727 | 2884 | 81.9 | 5 | 50000 | April, 05 2018 00:00:00 | Not Dimmable | Not Dimmable | NotYetVerified |  | TTTUZN | [15 empty] | 84.2 |  | 1.24 | 1.42 | [6 empty] | 5 | 2160 | 120 | 18 | 7.63 | 0.9 | 3000 | 80 |  |  |  | FALSE | FALSE | FALSE | [8 empty] | March, 30 2020 00:00:00 | FALSE | FALSE | FALSE | [6 empty] | AC | [7 empty] | FALSE
POVDSBRL | HK Syhdee LIGHTING Co., LIMITED. | SYHDEE | SYHU-T8GABUD1212M-35-B | Linear Replacement Lamp | T8 Four-Foot | Dual Mode Internal Driver (UL Type A and Type B) |  | standard | FALSE | [10 empty] | April, 02 2018 00:00:00 | Dimmable | Stepped | No | Updated on 10/16/2018 | BBBECI | [25 empty] | 5 | 1626.39 | 118.89 | 13.68 | 22.13 | 0.9 | 3500 | 80 |  |  |  | FALSE | FALSE | FALSE | [8 empty] | March, 30 2020 00:00:00 | FALSE | FALSE | FALSE | [6 empty] | AC | [7 empty] | FALSE
P9KKJFHI | HK Syhdee LIGHTING Co., LIMITED. | SYHDEE | SYHU-T8GABUD1212M-40-B | Linear Replacement Lamp | T8 Four-Foot | Dual Mode Internal Driver (UL Type A and Type B) |  | standard | FALSE | [10 empty] | April, 02 2018 00:00:00 | Dimmable | Stepped | No | Updated on 10/16/2018 | BBBECI | [25 empty] | 5 | 1637.46 | 119.7 | 13.68 | 22.13 | 0.9 | 4000 | 80 |  |  |  | FALSE | FALSE | FALSE | [8 empty] | March, 30 2020 00:00:00 | FALSE | FALSE | FALSE | [6 empty] | AC | [7 empty] | FALSE
P08LTVPC | HK Syhdee LIGHTING Co., LIMITED. | SYHDEE | SYHU-T8GABUD1212M-30-B | Linear Replacement Lamp | T8 Four-Foot | Dual Mode Internal Driver (UL Type A and Type B) |  | standard | TRUE |  | 1615.33 | 118.6 | 13.62 | 22.13 | 0.9101 | 2894 | 83.5 | 5 | 50000 | April, 02 2018 00:00:00 | Dimmable | Stepped | No | Updated on 10/16/2018 | BBBECI | [15 empty] | 78.9 |  | 1.2 | 1.34 | [6 empty] | 5 | 1615.33 | 118.6 | 13.62 | 22.13 | 0.9 | 3000 | 80 |  |  |  | FALSE | FALSE | FALSE | [8 empty] | March, 30 2020 00:00:00 | FALSE | FALSE | FALSE | [6 empty] | AC | [7 empty] | FALSE
P1DOJYXG | HK Syhdee LIGHTING Co., LIMITED. | SYHDEE | SYHU-T8GABUD1212M-45-B | Linear Replacement Lamp | T8 Four-Foot | Dual Mode Internal Driver (UL Type A and Type B) |  | standard | FALSE | [10 empty] | April, 02 2018 00:00:00 | Dimmable | Stepped | No | Updated on 10/16/2018 | BBBECI | [25 empty] | 5 | 1648.52 | 120.51 | 13.68 | 22.13 | 0.9 | 4500 | 80 |  |  |  | FALSE | FALSE | FALSE | [8 empty] | March, 30 2020 00:00:00 | FALSE | FALSE | FALSE | [6 empty] | AC | [7 empty] | FALSE
PLJVWQGS | HK Syhdee LIGHTING Co., LIMITED. | SYHDEE | SYHU-T8GABUD1212M-50-B | Linear Replacement Lamp | T8 Four-Foot | Dual Mode Internal Driver (UL Type A and Type B) |  | standard | FALSE | [10 empty] | April, 02 2018 00:00:00 | Dimmable | Stepped | No | Updated on 10/16/2018 | BBBECI | [25 empty] | 5 | 1650 | 120.09 | 13.74 | 22.49 | 0.9 | 5000 | 80 |  |  |  | FALSE | FALSE | FALSE | [8 empty] | March, 30 2020 00:00:00 | FALSE | FALSE | FALSE | [6 empty] | AC | [7 empty] | FALSE
P26ORY82 | Shenzhen MTC Lux Co., Ltd | BMTC | T8-015T096US-24A | Linear Replacement Lamp | T8 Four-Foot | Replacement Lamps (plug and play) (UL Type A) |  | standard | FALSE | [10 empty] | March, 30 2018 00:00:00 | Not Dimmable | Not Dimmable | No |  | EAEFNM | [25 empty] | 5 | 2200 | 122 | 18 | 14 | 0.9 | 3500 | 80 |  |  |  | FALSE | FALSE | FALSE | [8 empty] | March, 30 2020 00:00:00 | FALSE | FALSE | FALSE | [6 empty] | AC | [7 empty] | FALSE
PSM53L5I | Shenzhen MTC Lux Co., Ltd | BMTC | T8-015T096UN-24A | Linear Replacement Lamp | T8 Four-Foot | Replacement Lamps (plug and play) (UL Type A) |  | standard | FALSE | [10 empty] | March, 30 2018 00:00:00 | Not Dimmable | Not Dimmable | No |  | EAEFNM | [25 empty] | 5 | 2200 | 122 | 18 | 14 | 0.9 | 4000 | 80 |  |  |  | FALSE | FALSE | FALSE | [8 empty] | March, 30 2020 00:00:00 | FALSE | FALSE | FALSE | [6 empty] | AC | [7 empty] | FALSE
P4ZTGR2X | Shenzhen MTC Lux Co., Ltd | BMTC | T8-015T096UD-24A | Linear Replacement Lamp | T8 Four-Foot | Replacement Lamps (plug and play) (UL Type A) |  | standard | FALSE | [10 empty] | March, 30 2018 00:00:00 | Not Dimmable | Not Dimmable | No |  | EAEFNM | [25 empty] | 5 | 2200 | 122 | 18 | 14 | 0.9 | 5000 | 80 |  |  |  | FALSE | FALSE | FALSE | [8 empty] | March, 30 2020 00:00:00 | FALSE | FALSE | FALSE | [6 empty] | AC | [7 empty] | FALSE
PHK8TFJF | Shenzhen MTC Lux Co., Ltd | BMTC | T8-015T096UB-24A | Linear Replacement Lamp | T8 Four-Foot | Replacement Lamps (plug and play) (UL Type A) |  | standard | TRUE |  | 2281.7 | 130.36 | 17.5 | 13.98 | 0.9615 | 3023 | 83.9 | 5 | 50000 | March, 30 2018 00:00:00 | Not Dimmable | Not Dimmable | No |  | EAEFNM | [15 empty] | 82.2 |  | 1.3 | 1.34 | [6 empty] | 5 | 2200 | 122 | 18 | 14 | 0.9 | 3000 | 80 |  |  |  | FALSE | FALSE | FALSE | [8 empty] | March, 30 2020 00:00:00 | FALSE | FALSE | FALSE | [6 empty] | AC | [7 empty] | FALSE
PL28L7NZYF3X | Parmida LLC | PARMIDA LED Parmida led technology | PLED-NT818W4K-PP-UL-CL | Linear Replacement Lamp | T8 Four-Foot | Dual Mode Internal Driver (UL Type A and Type B) |  | standard | FALSE | [10 empty] | March, 29 2018 00:00:00 | Not Dimmable | Not Dimmable | No |  | ZAZZZT | [25 empty] | 5 | 2538 | 119.27 | 21.28 | 20 | 0.9 | 4000 | 80 |  |  |  | FALSE | FALSE | FALSE | [8 empty] | March, 30 2020 00:00:00 | FALSE | FALSE | FALSE | [6 empty] | AC | [7 empty] | FALSE
PDXVKD0J | RFsemi Technologies, INC. | Lungo LED Light | PTE18-GM12-01_50K80 | Linear Replacement Lamp | T8 Four-Foot | Replacement Lamps (plug and play) (UL Type A) |  | standard | FALSE | [10 empty] | March, 29 2018 00:00:00 | Not Dimmable | Not Dimmable | FALSE |  | MMMQRA | [25 empty] | 4.4 | 1643.7 | 112.85 | 14.57 | 8.4 | 0.944 | 5000 | 82 |  |  |  | FALSE | FALSE | FALSE | [8 empty] | November, 02 2018 00:00:00 | FALSE | FALSE | FALSE | [6 empty] | AC | [7 empty] | FALSE
PLFTJEQBCUHP | Fotonz Inc. | Fotonz | FTSP48T8DF17W-30-7 [120-277 only] | Linear Replacement Lamp | T8 Four-Foot | Replacement Lamps (plug and play) (UL Type A) |  | standard | TRUE |  | 2323 | 120.2 | 19.32 | 7.59 | 0.9751 | 3073 | 82.7 | 5 | 50000 | March, 29 2018 00:00:00 | Dimmable | Continuous Below 10 | FALSE |  | LLLBMX | [15 empty] | 83.2 |  | 1.26 | 1.3 | [6 empty] | 4.4 | 2200 | 110 | 20 | 7.59 | 0.98 | 3000 | 83 |  |  |  | FALSE | FALSE | FALSE | [8 empty] | November, 02 2018 00:00:00 | FALSE | FALSE | FALSE | [6 empty] | AC | [7 empty] | FALSE
PLDP5INP34H4 | Fotonz Inc. | Fotonz | FTSP48T8DF17W-40-7 [120-277 only] | Linear Replacement Lamp | T8 Four-Foot | Replacement Lamps (plug and play) (UL Type A) |  | standard | FALSE | [10 empty] | March, 29 2018 00:00:00 | Dimmable | Continuous Below 10 | FALSE |  | LLLBMX | [25 empty] | 4.4 | 2300 | 115 | 20 | 7.59 | 0.98 | 4000 | 83 |  |  |  | FALSE | FALSE | FALSE | [8 empty] | November, 02 2018 00:00:00 | FALSE | FALSE | FALSE | [6 empty] | AC | [7 empty] | FALSE
PLZ1VO6Y55MC | Parmida LLC | PARMIDA LED Parmida led technology | PLED-NT818W3K-PP-UL-CL | Linear Replacement Lamp | T8 Four-Foot | Dual Mode Internal Driver (UL Type A and Type B) |  | standard | TRUE |  | 2471 | 132.56 | 18.64 | 17.68 | 0.953 | 2941 | 81.6 | 5 | 50000 | March, 29 2018 00:00:00 | Not Dimmable | Not Dimmable | No |  | ZAZZZT | [15 empty] | 85.4 |  | 1.24 | 1.22 | [6 empty] | 5 | 2512 | 118.1 | 21.27 | 20 | 0.9 | 3000 | 80 |  |  |  | FALSE | FALSE | FALSE | [8 empty] | March, 30 2020 00:00:00 | FALSE | FALSE | FALSE | [6 empty] | AC | [7 empty] | FALSE
P2KDFRLT | RFsemi Technologies, INC. | Lungo LED Light | PTE18-GM12-01_40K80 | Linear Replacement Lamp | T8 Four-Foot | Replacement Lamps (plug and play) (UL Type A) |  | standard | TRUE |  | 1643.7 | 112.85 | 14.57 | 8.77 | 0.944 | 3971 | 83 | 5 | 50000 | March, 29 2018 00:00:00 | Not Dimmable | Not Dimmable | FALSE |  | MMMQRA | [15 empty] | 84.5 |  | 1.22 | 1.34 | [6 empty] | 4.4 | 1643.7 | 112.85 | 14.57 | 8.4 | 0.944 | 4000 | 83 |  |  |  | FALSE | FALSE | FALSE | [8 empty] | November, 02 2018 00:00:00 | FALSE | FALSE | FALSE | [6 empty] | AC | [7 empty] | FALSE
PLTP15DIOFOF | Parmida LLC | PARMIDA LED Parmida led technology | PLED-NT818W5K-PP-UL-CL | Linear Replacement Lamp | T8 Four-Foot | Dual Mode Internal Driver (UL Type A and Type B) |  | standard | FALSE | [10 empty] | March, 29 2018 00:00:00 | Not Dimmable | Not Dimmable | No |  | ZAZZZT | [25 empty] | 5 | 2565 | 120.54 | 21.28 | 20 | 0.9 | 5000 | 80 |  |  |  | FALSE | FALSE | FALSE | [8 empty] | March, 30 2020 00:00:00 | FALSE | FALSE | FALSE | [6 empty] | AC | [7 empty] | FALSE
PLCLOOD6E9ZE | Fotonz Inc. | Fotonz | FTSP48T8DF17W-50-7 [120-277 only] | Linear Replacement Lamp | T8 Four-Foot | Replacement Lamps (plug and play) (UL Type A) |  | standard | FALSE | [10 empty] | March, 29 2018 00:00:00 | Dimmable | Continuous Below 10 | No |  | LLLBMX | [25 empty] | 5 | 2400 | 120 | 20 | 7.64 | 0.98 | 5000 | 83 |  |  |  | FALSE | FALSE | FALSE | [8 empty] | March, 30 2020 00:00:00 | FALSE | FALSE | FALSE | [6 empty] | AC | [7 empty] | FALSE
PLHYHZU0ZY1G | MaxLite Inc. | MaxLite | L9.5T8DF450-CG | Linear Replacement Lamp | T8 Four-Foot | Replacement Lamps (plug and play) (UL Type A) |  | standard | FALSE | [10 empty] | March, 28 2018 00:00:00 | Dimmable | Continuous Below 10 | FALSE |  | AABAPK | [25 empty] | 5 | 1800 | 138 | 13 | 15.18 | 0.952 | 5000 | 83 |  |  |  | FALSE | FALSE | FALSE | [8 empty] | March, 30 2020 00:00:00 | FALSE | FALSE | FALSE | [6 empty] | AC | [7 empty] | FALSE
PLGRSH71IQAO | MaxLite Inc. | MaxLite | L9.5T8DF430-CG | Linear Replacement Lamp | T8 Four-Foot | Replacement Lamps (plug and play) (UL Type A) |  | standard | TRUE |  | 1779 | 131.5 | 13.53 | 15.09 | 0.9519 | 3026 | 83.1 | 5 | 50000 | March, 28 2018 00:00:00 | Dimmable | Continuous Below 10 | FALSE |  | AABAPK | [15 empty] | 82.2 |  | 1.24 | 1.28 | [6 empty] | 5 | 1700 | 131 | 13 | 15.09 | 0.952 | 3000 | 83 |  |  |  | FALSE | FALSE | FALSE | [8 empty] | March, 30 2020 00:00:00 | FALSE | FALSE | FALSE | [6 empty] | AC | [7 empty] | FALSE
PLPMPN2XKBA2 | MaxLite Inc. | MaxLite | L9.5T8DF435-CG | Linear Replacement Lamp | T8 Four-Foot | Replacement Lamps (plug and play) (UL Type A) |  | standard | FALSE | [10 empty] | March, 28 2018 00:00:00 | Dimmable | Continuous Below 10 | FALSE |  | AABAPK | [25 empty] | 5 | 1700 | 131 | 13 | 15.09 | 0.952 | 3500 | 83 |  |  |  | FALSE | FALSE | FALSE | [8 empty] | March, 30 2020 00:00:00 | FALSE | FALSE | FALSE | [6 empty] | AC | [7 empty] | FALSE
PLHUB3FZLU1V | MaxLite Inc. | MaxLite | L9.5T8DF440-CG | Linear Replacement Lamp | T8 Four-Foot | Replacement Lamps (plug and play) (UL Type A) |  | standard | FALSE | [10 empty] | March, 28 2018 00:00:00 | Dimmable | Continuous Below 10 | FALSE |  | AABAPK | [25 empty] | 5 | 1800 | 138 | 13 | 15.09 | 0.952 | 4000 | 83 |  |  |  | FALSE | FALSE | FALSE | [8 empty] | March, 30 2020 00:00:00 | FALSE | FALSE | FALSE | [6 empty] | AC | [7 empty] | FALSE
PL1DDLAKE26H | OSRAM | Osram Sylvania | OST8412W50 | Linear Replacement Lamp | T8 Four-Foot | Replacement Lamps (plug and play) (UL Type A) |  | standard | FALSE | [10 empty] | March, 27 2018 00:00:00 | Not Dimmable | Not Dimmable | No |  | HAHIKT | [25 empty] | 5 | 1850 | 155 | 12 | 20 | 0.9 | 5000 | 80 |  |  |  | FALSE | FALSE | FALSE | [8 empty] | March, 30 2020 00:00:00 | FALSE | FALSE | FALSE | [6 empty] | AC | [7 empty] | FALSE
PL5AXBK344AI | OSRAM | Osram Sylvania | OST8414W35 | Linear Replacement Lamp | T8 Four-Foot | Replacement Lamps (plug and play) (UL Type A) |  | standard | FALSE | [10 empty] | March, 27 2018 00:00:00 | Not Dimmable | Not Dimmable | No |  | HAHIKU | [25 empty] | 5 | 2150 | 155 | 14 | 20 | 0.9 | 3500 | 80 |  |  |  | FALSE | FALSE | FALSE | [8 empty] | March, 30 2020 00:00:00 | FALSE | FALSE | FALSE | [6 empty] | AC | [7 empty] | FALSE
PLS69OX4U220 | OSRAM | Osram Sylvania | OST8414W30 | Linear Replacement Lamp | T8 Four-Foot | Replacement Lamps (plug and play) (UL Type A) |  | standard | TRUE |  | 2071.9 | 131.88 | 15.71 | 6.59 | 0.9781 | 3062 | 82.8 | 5 | 50000 | March, 27 2018 00:00:00 | Not Dimmable | Not Dimmable | No |  | HAHIKU | [15 empty] | 85.1 |  | 1.28 | 1.18 | [6 empty] | 5 | 2150 | 155 | 14 | 20 | 0.9 | 3000 | 80 |  |  |  | FALSE | FALSE | FALSE | [8 empty] | March, 30 2020 00:00:00 | FALSE | FALSE | FALSE | [6 empty] | AC | [7 empty] | FALSE
PLQJ3UMX9ULV | OSRAM | Osram Sylvania | OST8416W35 | Linear Replacement Lamp | T8 Four-Foot | Replacement Lamps (plug and play) (UL Type A) |  | standard | FALSE | [10 empty] | March, 27 2018 00:00:00 | Not Dimmable | Not Dimmable | No |  | HAHIKV | [25 empty] | 5 | 2590 | 152 | 17 | 20 | 0.9 | 3500 | 80 |  |  |  | FALSE | FALSE | FALSE | [8 empty] | March, 30 2020 00:00:00 | FALSE | FALSE | FALSE | [6 empty] | AC | [7 empty] | FALSE
PLPOF338S9VB | OSRAM | Osram Sylvania | OST8416W30 | Linear Replacement Lamp | T8 Four-Foot | Replacement Lamps (plug and play) (UL Type A) |  | standard | TRUE |  | 2419 | 134.02 | 18.05 | 8.939 | 0.972 | 3060 | 82.8 | 5 | 50000 | March, 27 2018 00:00:00 | Not Dimmable | Not Dimmable | No |  | HAHIKV | [15 empty] | 84.8 |  | 1.24 | 1.18 | [6 empty] | 5 | 2590 | 152 | 17 | 20 | 0.9 | 3000 | 80 |  |  |  | FALSE | FALSE | FALSE | [8 empty] | March, 30 2020 00:00:00 | FALSE | FALSE | FALSE | [6 empty] | AC | [7 empty] | FALSE
PLW665Z867RI | OSRAM | Osram Sylvania | OST8416W50 | Linear Replacement Lamp | T8 Four-Foot | Replacement Lamps (plug and play) (UL Type A) |  | standard | FALSE | [10 empty] | March, 27 2018 00:00:00 | Not Dimmable | Not Dimmable | No |  | HAHIKV | [25 empty] | 5 | 2590 | 152 | 17 | 20 | 0.9 | 5000 | 80 |  |  |  | FALSE | FALSE | FALSE | [8 empty] | March, 30 2020 00:00:00 | FALSE | FALSE | FALSE | [6 empty] | AC | [7 empty] | FALSE
PLUIMAR8PIX1 | OSRAM | Osram Sylvania | OST8414W50 | Linear Replacement Lamp | T8 Four-Foot | Replacement Lamps (plug and play) (UL Type A) |  | standard | FALSE | [10 empty] | March, 27 2018 00:00:00 | Not Dimmable | Not Dimmable | No |  | HAHIKU | [25 empty] | 5 | 2150 | 155 | 14 | 20 | 0.9 | 5000 | 80 |  |  |  | FALSE | FALSE | FALSE | [8 empty] | March, 30 2020 00:00:00 | FALSE | FALSE | FALSE | [6 empty] | AC | [7 empty] | FALSE
PL3I5VCA2HEK | OSRAM | Osram Sylvania | OST8412W30 | Linear Replacement Lamp | T8 Four-Foot | Replacement Lamps (plug and play) (UL Type A) |  | standard | TRUE |  | 1798 | 130.2 | 13.81 | 8.82 | 0.971 | 3046 | 82.7 | 5 | 50000 | March, 27 2018 00:00:00 | Not Dimmable | Not Dimmable | No |  | HAHIKT | [15 empty] | 85.1 |  | 1.3 | 1.18 | [6 empty] | 5 | 1850 | 155 | 12 | 20 | 0.9 | 3000 | 80 |  |  |  | FALSE | FALSE | FALSE | [8 empty] | March, 30 2020 00:00:00 | FALSE | FALSE | FALSE | [6 empty] | AC | [7 empty] | FALSE
PL9BUWKX62UQ | OSRAM | Osram Sylvania | OST8416W40 | Linear Replacement Lamp | T8 Four-Foot | Replacement Lamps (plug and play) (UL Type A) |  | standard | FALSE | [10 empty] | March, 27 2018 00:00:00 | Not Dimmable | Not Dimmable | No |  | HAHIKV | [25 empty] | 5 | 2590 | 152 | 17 | 20 | 0.9 | 4000 | 80 |  |  |  | FALSE | FALSE | FALSE | [8 empty] | March, 30 2020 00:00:00 | FALSE | FALSE | FALSE | [6 empty] | AC | [7 empty] | FALSE
PL8WJF3OYW2C | OSRAM | Osram Sylvania | OST8412W35 | Linear Replacement Lamp | T8 Four-Foot | Replacement Lamps (plug and play) (UL Type A) |  | standard | FALSE | [10 empty] | March, 27 2018 00:00:00 | Not Dimmable | Not Dimmable | No |  | HAHIKT | [25 empty] | 5 | 1850 | 155 | 12 | 20 | 0.9 | 3500 | 80 |  |  |  | FALSE | FALSE | FALSE | [8 empty] | March, 30 2020 00:00:00 | FALSE | FALSE | FALSE | [6 empty] | AC | [7 empty] | FALSE
PL3KSNA5SR1Y | OSRAM | Osram Sylvania | OST8412W40 | Linear Replacement Lamp | T8 Four-Foot | Replacement Lamps (plug and play) (UL Type A) |  | standard | FALSE | [10 empty] | March, 27 2018 00:00:00 | Not Dimmable | Not Dimmable | No |  | HAHIKT | [25 empty] | 5 | 1850 | 155 | 12 | 20 | 0.9 | 4000 | 80 |  |  |  | FALSE | FALSE | FALSE | [8 empty] | March, 30 2020 00:00:00 | FALSE | FALSE | FALSE | [6 empty] | AC | [7 empty] | FALSE
PL7LIL0E71TW | OSRAM | Osram Sylvania | OST8414W40 | Linear Replacement Lamp | T8 Four-Foot | Replacement Lamps (plug and play) (UL Type A) |  | standard | FALSE | [10 empty] | March, 27 2018 00:00:00 | Not Dimmable | Not Dimmable | No |  | HAHIKU | [25 empty] | 5 | 2150 | 155 | 14 | 20 | 0.9 | 4000 | 80 |  |  |  | FALSE | FALSE | FALSE | [8 empty] | March, 30 2020 00:00:00 | FALSE | FALSE | FALSE | [6 empty] | AC | [7 empty] | FALSE
PLLSJI2VHDFA | Polybrite International/Borealis LED Lighting | PolyBrite, Borealis | T8F-15W-30K-4-1880-2B | Linear Replacement Lamp | T8 Four-Foot | Dual Mode Internal Driver (UL Type A and Type B) |  | standard | TRUE |  | 2172 | 133.25 | 16.3 | 6.91 | 0.9572 | 3012 | 81.8 | 5 | 50000 | March, 26 2018 00:00:00 | Not Yet Verified | Not Yet Verified | NotYetVerified |  | IIILTR | [15 empty] | 90 |  | 1.16 | 1.38 | [6 empty] | 5 | 2172 | 133 | 16.3 | 20 | 0.9 | 3000 | 83 |  |  |  | FALSE | FALSE | FALSE | [8 empty] | March, 30 2020 00:00:00 | FALSE | FALSE | FALSE | [6 empty] | AC | [7 empty] | FALSE
PL6DP1LUQWWO | Polybrite International/Borealis LED Lighting | PolyBrite, Borealis | T8F-18W-50K-4-1880-2B | Linear Replacement Lamp | T8 Four-Foot | Dual Mode Internal Driver (UL Type A and Type B) |  | standard | FALSE | [10 empty] | March, 26 2018 00:00:00 | Not Dimmable | Not Dimmable | NotYetVerified |  | IIILTT | [25 empty] | 5 | 2567.73 | 138.05 | 18.6 | 20 | 0.9 | 5000 | 82.3 |  |  |  | FALSE | FALSE | FALSE | [8 empty] | March, 30 2020 00:00:00 | FALSE | FALSE | FALSE | [6 empty] | AC | [7 empty] | FALSE
PLLUVDGB9XN2 | Polybrite International/Borealis LED Lighting | PolyBrite, Borealis | T8C-18W-35K-4-1880-2B | Linear Replacement Lamp | T8 Four-Foot | Dual Mode Internal Driver (UL Type A and Type B) |  | standard | FALSE | [10 empty] | March, 26 2018 00:00:00 | Not Dimmable | Not Dimmable | NotYetVerified |  | IIILTS | [25 empty] | 5 | 2583.78 | 138.17 | 18.7 | 20 | 0.9 | 3500 | 82.3 |  |  |  | FALSE | FALSE | FALSE | [8 empty] | March, 30 2020 00:00:00 | FALSE | FALSE | FALSE | [6 empty] | AC | [7 empty] | FALSE
PL8EKC17A83P | Polybrite International/Borealis LED Lighting | PolyBrite, Borealis | T8C-15W-27K-4-1880-2B | Linear Replacement Lamp | T8 Four-Foot | Dual Mode Internal Driver (UL Type A and Type B) |  | standard | FALSE | [10 empty] | March, 26 2018 00:00:00 | Not Yet Verified | Not Yet Verified | NotYetVerified |  | IIILTR | [25 empty] | 5 | 2040 | 120 | 17.7 | 20 | 0.9 | 2700 | 83 |  |  |  | FALSE | FALSE | FALSE | [8 empty] | March, 30 2020 00:00:00 | FALSE | FALSE | FALSE | [6 empty] | AC | [7 empty] | FALSE
PL1UP9SCOMU5 | Polybrite International/Borealis LED Lighting | PolyBrite, Borealis | T8C-15W-35K-4-1880-2B | Linear Replacement Lamp | T8 Four-Foot | Dual Mode Internal Driver (UL Type A and Type B) |  | standard | FALSE | [10 empty] | March, 26 2018 00:00:00 | Not Yet Verified | Not Yet Verified | NotYetVerified |  | IIILTR | [25 empty] | 5 | 2172 | 133 | 16.3 | 20 | 0.9 | 3500 | 83 |  |  |  | FALSE | FALSE | FALSE | [8 empty] | March, 30 2020 00:00:00 | FALSE | FALSE | FALSE | [6 empty] | AC | [7 empty] | FALSE
PL9F2BDBYH9S | Polybrite International/Borealis LED Lighting | PolyBrite, Borealis | T8C-15W-40K-4-1880-2B | Linear Replacement Lamp | T8 Four-Foot | Dual Mode Internal Driver (UL Type A and Type B) |  | standard | FALSE | [10 empty] | March, 26 2018 00:00:00 | Not Yet Verified | Not Yet Verified | NotYetVerified |  | IIILTR | [25 empty] | 5 | 2172 | 133 | 16.3 | 20 | 0.9 | 4000 | 83 |  |  |  | FALSE | FALSE | FALSE | [8 empty] | March, 30 2020 00:00:00 | FALSE | FALSE | FALSE | [6 empty] | AC | [7 empty] | FALSE
PLCLRY969102 | Polybrite International/Borealis LED Lighting | PolyBrite, Borealis | T8C-15W-50K-4-1880-2B | Linear Replacement Lamp | T8 Four-Foot | Dual Mode Internal Driver (UL Type A and Type B) |  | standard | FALSE | [10 empty] | March, 26 2018 00:00:00 | Not Yet Verified | Not Yet Verified | NotYetVerified |  | IIILTR | [25 empty] | 5 | 2172 | 133 | 16.3 | 20 | 0.9 | 5000 | 83 |  |  |  | FALSE | FALSE | FALSE | [8 empty] | March, 30 2020 00:00:00 | FALSE | FALSE | FALSE | [6 empty] | AC | [7 empty] | FALSE
PLRY4UBXPLQL | Polybrite International/Borealis LED Lighting | PolyBrite, Borealis | T8C-18W-30K-4-1880-2B | Linear Replacement Lamp | T8 Four-Foot | Dual Mode Internal Driver (UL Type A and Type B) |  | standard | TRUE |  | 2557 | 140.03 | 18.26 | 12.15 | 0.9408 | 3023 | 82.1 | 5 | 50000 | March, 26 2018 00:00:00 | Not Dimmable | Not Dimmable | NotYetVerified |  | IIILTS | [15 empty] | 88.7 |  | 1.37 | 1.18 | [6 empty] | 5 | 2583.78 | 138.17 | 18.7 | 20 | 0.9 | 3000 | 82.3 |  |  |  | FALSE | FALSE | FALSE | [8 empty] | March, 30 2020 00:00:00 | FALSE | FALSE | FALSE | [6 empty] | AC | [7 empty] | FALSE
PLTF06S20N17 | Polybrite International/Borealis LED Lighting | PolyBrite, Borealis | T8F-18W-35K-4-1880-2B | Linear Replacement Lamp | T8 Four-Foot | Dual Mode Internal Driver (UL Type A and Type B) |  | standard | FALSE | [10 empty] | March, 26 2018 00:00:00 | Not Dimmable | Not Dimmable | NotYetVerified |  | IIILTT | [25 empty] | 5 | 2439.98 | 130.62 | 18.68 | 20 | 0.9 | 3500 | 82.3 |  |  |  | FALSE | FALSE | FALSE | [8 empty] | March, 30 2020 00:00:00 | FALSE | FALSE | FALSE | [6 empty] | AC | [7 empty] | FALSE
PLWVAGSANK37 | Polybrite International/Borealis LED Lighting | PolyBrite, Borealis | T8F-15W-40K-4-1880-2B | Linear Replacement Lamp | T8 Four-Foot | Dual Mode Internal Driver (UL Type A and Type B) |  | standard | FALSE | [10 empty] | March, 26 2018 00:00:00 | Not Yet Verified | Not Yet Verified | NotYetVerified |  | IIILTR | [25 empty] | 5 | 2172 | 133 | 16.3 | 20 | 0.9 | 4000 | 83 |  |  |  | FALSE | FALSE | FALSE | [8 empty] | March, 30 2020 00:00:00 | FALSE | FALSE | FALSE | [6 empty] | AC | [7 empty] | FALSE
PLFBJ0F2UZ1Z | AMERICA'S GREEN LINE. | AGL | AGL-360T8-15-A-50K | Linear Replacement Lamp | T8 Four-Foot | Replacement Lamps (plug and play) (UL Type A) |  | standard | FALSE | [10 empty] | March, 26 2018 00:00:00 | Not Dimmable | Not Dimmable | FALSE |  | ZBAAAG | [25 empty] | 4.4 | 2200 | 115 | 18 | 11.26 | 0.99 | 5000 | 83 |  |  |  | FALSE | FALSE | FALSE | [8 empty] | November, 02 2018 00:00:00 | FALSE | FALSE | FALSE | [6 empty] | AC | [7 empty] | FALSE
PLOH7VKE6QQQ | AMERICA'S GREEN LINE. | AGL | AGL-360T8-15-A-35K | Linear Replacement Lamp | T8 Four-Foot | Replacement Lamps (plug and play) (UL Type A) |  | standard | FALSE | [10 empty] | March, 26 2018 00:00:00 | Not Dimmable | Not Dimmable | FALSE |  | ZBAAAG | [25 empty] | 4.4 | 2000 | 110 | 18 | 11.26 | 0.99 | 3500 | 83 |  |  |  | FALSE | FALSE | FALSE | [8 empty] | November, 02 2018 00:00:00 | FALSE | FALSE | FALSE | [6 empty] | AC | [7 empty] | FALSE
PLZEFGRRDIKD | Polybrite International/Borealis LED Lighting | PolyBrite, Borealis | T8F-15W-50K-4-1880-2B | Linear Replacement Lamp | T8 Four-Foot | Dual Mode Internal Driver (UL Type A and Type B) |  | standard | FALSE | [10 empty] | March, 26 2018 00:00:00 | Not Yet Verified | Not Yet Verified | NotYetVerified |  | IIILTR | [25 empty] | 5 | 2172 | 133 | 16.3 | 20 | 0.9 | 5000 | 83 |  |  |  | FALSE | FALSE | FALSE | [8 empty] | March, 30 2020 00:00:00 | FALSE | FALSE | FALSE | [6 empty] | AC | [7 empty] | FALSE
PLCO5HLQ6P7F | Polybrite International/Borealis LED Lighting | PolyBrite, Borealis | T8F-18W-30K-4-1880-2B | Linear Replacement Lamp | T8 Four-Foot | Dual Mode Internal Driver (UL Type A and Type B) |  | standard | TRUE |  | 2502 | 132.1 | 18.94 | 11.86 | 0.937 | 3029 | 82.6 | 5 | 50000 | March, 26 2018 00:00:00 | Not Dimmable | Not Dimmable | NotYetVerified |  | IIILTT | [15 empty] | 88.8 |  | 1.34 | 1.19 | [6 empty] | 5 | 2439.98 | 130.62 | 18.68 | 20 | 0.9 | 3000 | 82.3 |  |  |  | FALSE | FALSE | FALSE | [8 empty] | March, 30 2020 00:00:00 | FALSE | FALSE | FALSE | [6 empty] | AC | [7 empty] | FALSE
PLYT7SXXV1EG | Polybrite International/Borealis LED Lighting | PolyBrite, Borealis | T8F-18W-45K-4-1880-2B | Linear Replacement Lamp | T8 Four-Foot | Dual Mode Internal Driver (UL Type A and Type B) |  | standard | FALSE | [10 empty] | March, 26 2018 00:00:00 | Not Dimmable | Not Dimmable | NotYetVerified |  | IIILTT | [25 empty] | 5 | 2521.55 | 136.3 | 18.5 | 20 | 0.9 | 4500 | 82.3 |  |  |  | FALSE | FALSE | FALSE | [8 empty] | March, 30 2020 00:00:00 | FALSE | FALSE | FALSE | [6 empty] | AC | [7 empty] | FALSE
PLBMEQ8MFY14 | Polybrite International/Borealis LED Lighting | PolyBrite, Borealis | T8C-18W-45K-4-1880-2B | Linear Replacement Lamp | T8 Four-Foot | Dual Mode Internal Driver (UL Type A and Type B) |  | standard | FALSE | [10 empty] | March, 26 2018 00:00:00 | Not Dimmable | Not Dimmable | NotYetVerified |  | IIILTS | [25 empty] | 5 | 2685.58 | 142.85 | 18.8 | 20 | 0.9 | 4500 | 82.3 |  |  |  | FALSE | FALSE | FALSE | [8 empty] | March, 30 2020 00:00:00 | FALSE | FALSE | FALSE | [6 empty] | AC | [7 empty] | FALSE
PLRBXB8R5PUV | Polybrite International/Borealis LED Lighting | PolyBrite, Borealis | T8F-15W-35K-4-1880-2B | Linear Replacement Lamp | T8 Four-Foot | Dual Mode Internal Driver (UL Type A and Type B) |  | standard | FALSE | [10 empty] | March, 26 2018 00:00:00 | Not Yet Verified | Not Yet Verified | NotYetVerified |  | IIILTR | [25 empty] | 5 | 2172 | 133 | 16.3 | 20 | 0.9 | 3500 | 83 |  |  |  | FALSE | FALSE | FALSE | [8 empty] | March, 30 2020 00:00:00 | FALSE | FALSE | FALSE | [6 empty] | AC | [7 empty] | FALSE
PLEL3PAI29GP | Polybrite International/Borealis LED Lighting | PolyBrite, Borealis | T8F-18W-40K-4-1880-2B | Linear Replacement Lamp | T8 Four-Foot | Dual Mode Internal Driver (UL Type A and Type B) |  | standard | FALSE | [10 empty] | March, 26 2018 00:00:00 | Not Dimmable | Not Dimmable | NotYetVerified |  | IIILTT | [25 empty] | 5 | 2521.55 | 136.3 | 18.5 | 20 | 0.9 | 4000 | 82.3 |  |  |  | FALSE | FALSE | FALSE | [8 empty] | March, 30 2020 00:00:00 | FALSE | FALSE | FALSE | [6 empty] | AC | [7 empty] | FALSE
PL197XQS0Z26 | Polybrite International/Borealis LED Lighting | PolyBrite, Borealis | T8C-18W-40K-4-1880-2B | Linear Replacement Lamp | T8 Four-Foot | Dual Mode Internal Driver (UL Type A and Type B) |  | standard | FALSE | [10 empty] | March, 26 2018 00:00:00 | Not Dimmable | Not Dimmable | NotYetVerified |  | IIILTS | [25 empty] | 5 | 2685.58 | 142.85 | 18.8 | 20 | 0.9 | 4000 | 82.3 |  |  |  | FALSE | FALSE | FALSE | [8 empty] | March, 30 2020 00:00:00 | FALSE | FALSE | FALSE | [6 empty] | AC | [7 empty] | FALSE
PLAP6D5D03BF | Polybrite International/Borealis LED Lighting | PolyBrite, Borealis | T8C-18W-50K-4-1880-2B | Linear Replacement Lamp | T8 Four-Foot | Dual Mode Internal Driver (UL Type A and Type B) |  | standard | FALSE | [10 empty] | March, 26 2018 00:00:00 | Not Dimmable | Not Dimmable | NotYetVerified |  | IIILTS | [25 empty] | 5 | 2705.7 | 143.92 | 18.8 | 20 | 0.9 | 5000 | 82.3 |  |  |  | FALSE | FALSE | FALSE | [8 empty] | March, 30 2020 00:00:00 | FALSE | FALSE | FALSE | [6 empty] | AC | [7 empty] | FALSE
PLGCJK0MLYOH | AMERICA'S GREEN LINE. | AGL | AGL-360T8-15-A-30K | Linear Replacement Lamp | T8 Four-Foot | Replacement Lamps (plug and play) (UL Type A) |  | standard | TRUE |  | 2058 | 117.4 | 17.54 | 11.26 | 0.9669 | 3052 | 81.2 | 5 | 50000 | March, 26 2018 00:00:00 | Not Dimmable | Not Dimmable | FALSE |  | ZBAAAG | [15 empty] | 83.8 |  | 1.26 | 1.24 | [6 empty] | 4.4 | 2000 | 110 | 18 | 11.26 | 0.99 | 3000 | 83 |  |  |  | FALSE | FALSE | FALSE | [8 empty] | November, 02 2018 00:00:00 | FALSE | FALSE | FALSE | [6 empty] | AC | [7 empty] | FALSE
PLMHW6Z3WQCD | AMERICA'S GREEN LINE. | AGL | AGL-360T8-15-A-40K | Linear Replacement Lamp | T8 Four-Foot | Replacement Lamps (plug and play) (UL Type A) |  | standard | FALSE | [10 empty] | March, 26 2018 00:00:00 | Not Dimmable | Not Dimmable | FALSE |  | ZBAAAG | [25 empty] | 4.4 | 2100 | 112 | 18 | 11.26 | 0.99 | 4000 | 83 |  |  |  | FALSE | FALSE | FALSE | [8 empty] | November, 02 2018 00:00:00 | FALSE | FALSE | FALSE | [6 empty] | AC | [7 empty] | FALSE
PLJMZ76VV5GK | AMERICA'S GREEN LINE. | AGL | AGL-360T8-15-A-45K | Linear Replacement Lamp | T8 Four-Foot | Replacement Lamps (plug and play) (UL Type A) |  | standard | FALSE | [10 empty] | March, 26 2018 00:00:00 | Not Dimmable | Not Dimmable | FALSE |  | ZBAAAG | [25 empty] | 4.4 | 2100 | 112 | 18 | 11.26 | 0.99 | 4500 | 83 |  |  |  | FALSE | FALSE | FALSE | [8 empty] | November, 02 2018 00:00:00 | FALSE | FALSE | FALSE | [6 empty] | AC | [7 empty] | FALSE
PLBTTMLZ7YSV | Polybrite International/Borealis LED Lighting | PolyBrite, Borealis | T8F-15W-27K-4-1880-2B | Linear Replacement Lamp | T8 Four-Foot | Dual Mode Internal Driver (UL Type A and Type B) |  | standard | TRUE |  | 1929 | 109 | 17.7 | 17.9 | 0.9557 | 2655 | 81.6 | 5 | 50000 | March, 26 2018 00:00:00 | Not Yet Verified | Not Yet Verified | NotYetVerified |  | IIILTR | [15 empty] | 84.9 |  | 1.25 | 1.4 | [6 empty] | 4.4 | 2040 | 120 | 17.7 | 20 | 0.9 | 2700 | 83 |  |  |  | FALSE | FALSE | FALSE | [8 empty] | November, 02 2018 00:00:00 | FALSE | FALSE | FALSE | [6 empty] | AC | [7 empty] | FALSE
PL9Z3GQEXAXF | Polybrite International/Borealis LED Lighting | PolyBrite, Borealis | T8C-15W-30K-4-1880-2B | Linear Replacement Lamp | T8 Four-Foot | Dual Mode Internal Driver (UL Type A and Type B) |  | standard | FALSE | [10 empty] | March, 26 2018 00:00:00 | Not Yet Verified | Not Yet Verified | NotYetVerified |  | IIILTR | [25 empty] | 5 | 2172 | 133 | 16.3 | 20 | 0.9 | 3000 | 83 |  |  |  | FALSE | FALSE | FALSE | [8 empty] | March, 30 2020 00:00:00 | FALSE | FALSE | FALSE | [6 empty] | AC | [7 empty] | FALSE
PLFEYHB57L45 | Polybrite International/Borealis LED Lighting | PolyBrite, Borealis | T8C-15W-45K-4-1880-2B | Linear Replacement Lamp | T8 Four-Foot | Dual Mode Internal Driver (UL Type A and Type B) |  | standard | FALSE | [10 empty] | March, 26 2018 00:00:00 | Not Yet Verified | Not Yet Verified | NotYetVerified |  | IIILTR | [25 empty] | 5 | 2172 | 133 | 16.3 | 20 | 0.9 | 4500 | 83 |  |  |  | FALSE | FALSE | FALSE | [8 empty] | March, 30 2020 00:00:00 | FALSE | FALSE | FALSE | [6 empty] | AC | [7 empty] | FALSE
PL1G7JOOTV0A | Polybrite International/Borealis LED Lighting | PolyBrite, Borealis | T8F-15W-45K-4-1880-2B | Linear Replacement Lamp | T8 Four-Foot | Dual Mode Internal Driver (UL Type A and Type B) |  | standard | FALSE | [10 empty] | March, 26 2018 00:00:00 | Not Yet Verified | Not Yet Verified | NotYetVerified |  | IIILTR | [25 empty] | 5 | 2172 | 133 | 16.3 | 20 | 0.9 | 4500 | 83 |  |  |  | FALSE | FALSE | FALSE | [8 empty] | March, 30 2020 00:00:00 | FALSE | FALSE | FALSE | [6 empty] | AC | [7 empty] | FALSE
PLBT2GVS7CNK | Luminoso, LLC | Luminoso | 4T8 12 15W 40K J MF CL | Linear Replacement Lamp | T8 Four-Foot | Replacement Lamps (plug and play) (UL Type A) |  | standard | FALSE | [10 empty] | March, 20 2018 00:00:00 | Not Dimmable | Not Dimmable | No |  | YYYCVB | [25 empty] | 5 | 1979.1 | 120.68 | 16.4 | 17.8 | 0.92 | 4000 | 83.1 |  |  |  | FALSE | FALSE | FALSE | [8 empty] | March, 30 2020 00:00:00 | FALSE | FALSE | FALSE | [6 empty] | AC | [7 empty] | FALSE
PL4U1KHHJAE7 | Luminoso, LLC | Luminoso | 4T8 12 15W 35K J MF CL | Linear Replacement Lamp | T8 Four-Foot | Replacement Lamps (plug and play) (UL Type A) |  | standard | FALSE | [10 empty] | March, 20 2018 00:00:00 | Not Dimmable | Not Dimmable | No |  | YYYCVB | [25 empty] | 5 | 1979.1 | 120.68 | 16.4 | 17.8 | 0.92 | 3500 | 83.1 |  |  |  | FALSE | FALSE | FALSE | [8 empty] | March, 30 2020 00:00:00 | FALSE | FALSE | FALSE | [6 empty] | AC | [7 empty] | FALSE
PLM6OKMPFOOU | Luminoso, LLC | Luminoso | 4T8 12 15W 50K J MF CL | Linear Replacement Lamp | T8 Four-Foot | Replacement Lamps (plug and play) (UL Type A) |  | standard | FALSE | [10 empty] | March, 20 2018 00:00:00 | Not Dimmable | Not Dimmable | No |  | YYYCVB | [25 empty] | 5 | 2021.33 | 123.03 | 16.43 | 18.4 | 0.92 | 5082 | 84.3 |  |  |  | FALSE | FALSE | FALSE | [8 empty] | March, 30 2020 00:00:00 | FALSE | FALSE | FALSE | [6 empty] | AC | [7 empty] | FALSE
PL5YLXCC66K9 | Luminoso, LLC | Luminoso | 4T8 12 15W 40K J MF FR | Linear Replacement Lamp | T8 Four-Foot | Dual Mode Internal Driver (UL Type A and Type B) |  | standard | FALSE | [10 empty] | March, 20 2018 00:00:00 | Not Dimmable | Not Dimmable | No |  | YYYCVA | [25 empty] | 5 | 2148.3 | 118.6 | 18.1 | 17.5 | 0.92 | 3007 | 84.4 |  |  |  | FALSE | FALSE | FALSE | [8 empty] | March, 30 2020 00:00:00 | FALSE | FALSE | FALSE | [6 empty] | AC | [7 empty] | FALSE
PLKPTA0P0JGO | Luminoso, LLC | Luminoso | 4T8 12 15W 50K J MF FR | Linear Replacement Lamp | T8 Four-Foot | Dual Mode Internal Driver (UL Type A and Type B) |  | standard | FALSE | [10 empty] | March, 20 2018 00:00:00 | Not Dimmable | Not Dimmable | No |  | YYYCVA | [25 empty] | 5 | 2216 | 122.4 | 18.1 | 18.8 | 0.93 | 5154 | 88.1 |  |  |  | FALSE | FALSE | FALSE | [8 empty] | March, 30 2020 00:00:00 | FALSE | FALSE | FALSE | [6 empty] | AC | [7 empty] | FALSE
PLIYGHH32IV8 | Luminoso, LLC | Luminoso | 4T8 12 15W 45K J MF CL | Linear Replacement Lamp | T8 Four-Foot | Replacement Lamps (plug and play) (UL Type A) |  | standard | FALSE | [10 empty] | March, 20 2018 00:00:00 | Not Dimmable | Not Dimmable | No |  | YYYCVB | [25 empty] | 5 | 1979.1 | 120.68 | 16.4 | 17.8 | 0.92 | 4500 | 83.1 |  |  |  | FALSE | FALSE | FALSE | [8 empty] | March, 30 2020 00:00:00 | FALSE | FALSE | FALSE | [6 empty] | AC | [7 empty] | FALSE
PLTZLI2PDJE5 | Luminoso, LLC | Luminoso | 4T8 12 15W 30K J MF CL | Linear Replacement Lamp | T8 Four-Foot | Replacement Lamps (plug and play) (UL Type A) |  | standard | TRUE |  | 1979.1 | 120.677 | 16.4 | 17.8 | 0.917 | 3045 | 83.1 | 5 | 50000 | March, 20 2018 00:00:00 | Not Dimmable | Not Dimmable | No |  | YYYCVB | [15 empty] | 79.8 |  | 1.12 | 1.06 | [6 empty] | 5 | 1979.1 | 120.68 | 16.4 | 17.8 | 0.92 | 3045 | 83.1 |  |  |  | FALSE | FALSE | FALSE | [8 empty] | March, 30 2020 00:00:00 | FALSE | FALSE | FALSE | [6 empty] | AC | [7 empty] | FALSE
PL1D3UB2GEL3 | Luminoso, LLC | Luminoso | 4T8 12 15W 30K J MF FR | Linear Replacement Lamp | T8 Four-Foot | Dual Mode Internal Driver (UL Type A and Type B) |  | standard | TRUE |  | 2148.34 | 118.693 | 18.1 | 17.5 | 0.919 | 3007 | 84.4 | 5 | 50000 | March, 20 2018 00:00:00 | Not Dimmable | Not Dimmable | No |  | YYYCVA | [15 empty] | 80 |  | 1.08 | 1.26 | [6 empty] | 5 | 2148.3 | 118.6 | 18.1 | 17.5 | 0.92 | 3007 | 84.4 |  |  |  | FALSE | FALSE | FALSE | [8 empty] | March, 30 2020 00:00:00 | FALSE | FALSE | FALSE | [6 empty] | AC | [7 empty] | FALSE
PL62DMO7CTP6 | Savegreen Lighting | Savegreen Lighting | LT8ABP48L13W1625L40K | Linear Replacement Lamp | T8 Four-Foot | Dual Mode Internal Driver (UL Type A and Type B) |  | standard | TRUE |  | 1850 | 131.2 | 14.1 | 14.45 | 0.9042 | 3995 | 82.6 | 5 | 50000 | March, 19 2018 00:00:00 | Not Dimmable | Not Dimmable | NotYetVerified |  | AABAHL | [15 empty] | 84.5 |  | 1.33 | 1.23 | [6 empty] | 5 | 1850 | 130 | 14.2 | 20 | 0.9 | 4000 | 81 |  |  |  | FALSE | FALSE | FALSE | [8 empty] | March, 30 2020 00:00:00 | FALSE | FALSE | FALSE | [6 empty] | AC | [7 empty] | FALSE
PL15NFDLM8V3 | Savegreen Lighting | Savegreen Lighting | LT8ABP48L18W2250L40K | Linear Replacement Lamp | T8 Four-Foot | Dual Mode Internal Driver (UL Type A and Type B) |  | standard | FALSE | [10 empty] | March, 19 2018 00:00:00 | Not Dimmable | Not Dimmable | NotYetVerified |  | AABAHN | [25 empty] | 5 | 2521.55 | 136.3 | 18.5 | 20 | 0.9 | 4000 | 82.3 |  |  |  | FALSE | FALSE | FALSE | [8 empty] | March, 30 2020 00:00:00 | FALSE | FALSE | FALSE | [6 empty] | AC | [7 empty] | FALSE
PL1K14JJS6B4 | Savegreen Lighting | Savegreen Lighting | LT8ABP48L18W2250L35K | Linear Replacement Lamp | T8 Four-Foot | Dual Mode Internal Driver (UL Type A and Type B) |  | standard | FALSE | [10 empty] | March, 19 2018 00:00:00 | Not Dimmable | Not Dimmable | NotYetVerified |  | AABAHN | [25 empty] | 5 | 2439.98 | 130.62 | 18.68 | 20 | 0.9 | 3500 | 82.3 |  |  |  | FALSE | FALSE | FALSE | [8 empty] | March, 30 2020 00:00:00 | FALSE | FALSE | FALSE | [6 empty] | AC | [7 empty] | FALSE
PLO9TUEF4UP7 | Savegreen Lighting | Savegreen Lighting | LT8ABP48L15W1875L50K | Linear Replacement Lamp | T8 Four-Foot | Dual Mode Internal Driver (UL Type A and Type B) |  | standard | FALSE | [10 empty] | March, 19 2018 00:00:00 | Not Yet Verified | Not Yet Verified | NotYetVerified |  | AABAHM | [25 empty] | 5 | 2172 | 133 | 16.3 | 20 | 0.9 | 5000 | 83 |  |  |  | FALSE | FALSE | FALSE | [8 empty] | March, 30 2020 00:00:00 | FALSE | FALSE | FALSE | [6 empty] | AC | [7 empty] | FALSE
PL0SLD7ZBL59 | Savegreen Lighting | Savegreen Lighting | LT8ABP48L20W2500L35K | Linear Replacement Lamp | T8 Four-Foot | Dual Mode Internal Driver (UL Type A and Type B) |  | standard | FALSE | [10 empty] | March, 19 2018 00:00:00 | Not Dimmable | Not Dimmable | NotYetVerified |  | AABAHO | [25 empty] | 5 | 2697 | 134.35 | 20.08 | 20 | 0.9 | 3500 | 83 |  |  |  | FALSE | FALSE | FALSE | [8 empty] | March, 30 2020 00:00:00 | FALSE | FALSE | FALSE | [6 empty] | AC | [7 empty] | FALSE
PLN64PYT395S | Savegreen Lighting | Savegreen Lighting | LT8ABP48L12W1500L35K | Linear Replacement Lamp | T8 Four-Foot | Dual Mode Internal Driver (UL Type A and Type B) |  | standard | FALSE | [10 empty] | March, 19 2018 00:00:00 | Not Dimmable | Not Dimmable | FALSE |  | AABAHK | [25 empty] | 5 | 1700 | 142 | 12 | 20 | 0.9 | 3500 | 85 |  |  |  | FALSE | FALSE | FALSE | [8 empty] | March, 30 2020 00:00:00 | FALSE | FALSE | FALSE | [6 empty] | AC | [7 empty] | FALSE
PLH5Z3EFKC80 | Savegreen Lighting | Savegreen Lighting | LT8ABP48L12W1500L40K | Linear Replacement Lamp | T8 Four-Foot | Dual Mode Internal Driver (UL Type A and Type B) |  | standard | FALSE | [10 empty] | March, 19 2018 00:00:00 | Not Dimmable | Not Dimmable | FALSE |  | AABAHK | [25 empty] | 5 | 1800 | 150 | 12 | 20 | 0.9 | 4000 | 85 |  |  |  | FALSE | FALSE | FALSE | [8 empty] | March, 30 2020 00:00:00 | FALSE | FALSE | FALSE | [6 empty] | AC | [7 empty] | FALSE
PLJATRNEEUKK | Savegreen Lighting | Savegreen Lighting | LT8ABP48L12W1500L30K | Linear Replacement Lamp | T8 Four-Foot | Dual Mode Internal Driver (UL Type A and Type B) |  | standard | TRUE |  | 1705 | 141.11 | 12.21 | 14.28 | 0.9019 | 3002 | 83.1 | 5 | 50000 | March, 19 2018 00:00:00 | Not Dimmable | Not Dimmable | FALSE |  | AABAHK | [15 empty] | 88.5 |  | 1.37 | 1.16 | [6 empty] | 5 | 1700 | 142 | 12 | 20 | 0.9 | 3000 | 85 |  |  |  | FALSE | FALSE | FALSE | [8 empty] | March, 30 2020 00:00:00 | FALSE | FALSE | FALSE | [6 empty] | AC | [7 empty] | FALSE
PLL8BEK1TN1Q | Savegreen Lighting | Savegreen Lighting | LT8ABP48L15W1875L30K | Linear Replacement Lamp | T8 Four-Foot | Dual Mode Internal Driver (UL Type A and Type B) |  | standard | TRUE |  | 2172 | 133.25 | 16.3 | 6.91 | 0.9572 | 3012 | 81.8 | 5 | 50000 | March, 19 2018 00:00:00 | Not Yet Verified | Not Yet Verified | NotYetVerified |  | AABAHM | [15 empty] | 90 |  | 1.16 | 1.38 | [6 empty] | 5 | 2172 | 133 | 16.3 | 20 | 0.9 | 3000 | 83 |  |  |  | FALSE | FALSE | FALSE | [8 empty] | March, 30 2020 00:00:00 | FALSE | FALSE | FALSE | [6 empty] | AC | [7 empty] | FALSE
PLGRI09Q9N8D | Savegreen Lighting | Savegreen Lighting | LT8ABP48L20W2500L30K | Linear Replacement Lamp | T8 Four-Foot | Dual Mode Internal Driver (UL Type A and Type B) |  | standard | TRUE |  | 2697 | 134.35 | 20.08 | 6.38 | 0.9693 | 3017 | 82.2 | 5 | 50000 | March, 19 2018 00:00:00 | Not Dimmable | Not Dimmable | NotYetVerified |  | AABAHO | [15 empty] | 90.3 |  | 1.16 | 1.36 | [6 empty] | 5 | 2697 | 134.35 | 20.08 | 20 | 0.9 | 3000 | 83 |  |  |  | FALSE | FALSE | FALSE | [8 empty] | March, 30 2020 00:00:00 | FALSE | FALSE | FALSE | [6 empty] | AC | [7 empty] | FALSE
PL2VNV5F47C4 | Savegreen Lighting | Savegreen Lighting | LT8ABP48L13W1625L50K | Linear Replacement Lamp | T8 Four-Foot | Dual Mode Internal Driver (UL Type A and Type B) |  | standard | FALSE | [10 empty] | March, 19 2018 00:00:00 | Not Dimmable | Not Dimmable | NotYetVerified |  | AABAHL | [25 empty] | 5 | 1850 | 130 | 14.2 | 20 | 0.9 | 4000 | 81 |  |  |  | FALSE | FALSE | FALSE | [8 empty] | March, 30 2020 00:00:00 | FALSE | FALSE | FALSE | [6 empty] | AC | [7 empty] | FALSE
PL6TIZ0U3XXL | Savegreen Lighting | Savegreen Lighting | LT8ABP48L18W2250L50K | Linear Replacement Lamp | T8 Four-Foot | Dual Mode Internal Driver (UL Type A and Type B) |  | standard | FALSE | [10 empty] | March, 19 2018 00:00:00 | Not Dimmable | Not Dimmable | NotYetVerified |  | AABAHN | [25 empty] | 5 | 2567.73 | 138.05 | 18.6 | 20 | 0.9 | 5000 | 82.3 |  |  |  | FALSE | FALSE | FALSE | [8 empty] | March, 30 2020 00:00:00 | FALSE | FALSE | FALSE | [6 empty] | AC | [7 empty] | FALSE
PL8PEXUF9HOH | Savegreen Lighting | Savegreen Lighting | LT8ABP48L15W1875L40K | Linear Replacement Lamp | T8 Four-Foot | Dual Mode Internal Driver (UL Type A and Type B) |  | standard | FALSE | [10 empty] | March, 19 2018 00:00:00 | Not Yet Verified | Not Yet Verified | NotYetVerified |  | AABAHM | [25 empty] | 5 | 2172 | 133 | 16.3 | 20 | 0.9 | 4000 | 83 |  |  |  | FALSE | FALSE | FALSE | [8 empty] | March, 30 2020 00:00:00 | FALSE | FALSE | FALSE | [6 empty] | AC | [7 empty] | FALSE
PLJGRF4SXJ7X | Savegreen Lighting | Savegreen Lighting | LT8ABP48L15W1875L35K | Linear Replacement Lamp | T8 Four-Foot | Dual Mode Internal Driver (UL Type A and Type B) |  | standard | FALSE | [10 empty] | March, 19 2018 00:00:00 | Not Yet Verified | Not Yet Verified | NotYetVerified |  | AABAHM | [25 empty] | 5 | 2172 | 133 | 16.3 | 20 | 0.9 | 3500 | 83 |  |  |  | FALSE | FALSE | FALSE | [8 empty] | March, 30 2020 00:00:00 | FALSE | FALSE | FALSE | [6 empty] | AC | [7 empty] | FALSE
PLH6OVA2CPI7 | Savegreen Lighting | Savegreen Lighting | LT8ABP48L20W2500L40K | Linear Replacement Lamp | T8 Four-Foot | Dual Mode Internal Driver (UL Type A and Type B) |  | standard | FALSE | [10 empty] | March, 19 2018 00:00:00 | Not Dimmable | Not Dimmable | NotYetVerified |  | AABAHO | [25 empty] | 5 | 2697 | 134.35 | 20.08 | 20 | 0.9 | 4000 | 83 |  |  |  | FALSE | FALSE | FALSE | [8 empty] | March, 30 2020 00:00:00 | FALSE | FALSE | FALSE | [6 empty] | AC | [7 empty] | FALSE
PLQFKLGT2O3C | Savegreen Lighting | Savegreen Lighting | LT8ABP48L20W2500L50K | Linear Replacement Lamp | T8 Four-Foot | Dual Mode Internal Driver (UL Type A and Type B) |  | standard | FALSE | [10 empty] | March, 19 2018 00:00:00 | Not Dimmable | Not Dimmable | NotYetVerified |  | AABAHO | [25 empty] | 5 | 2697 | 134.35 | 20.08 | 20 | 0.9 | 5000 | 83 |  |  |  | FALSE | FALSE | FALSE | [8 empty] | March, 30 2020 00:00:00 | FALSE | FALSE | FALSE | [6 empty] | AC | [7 empty] | FALSE
PL21J3GHV56U | Savegreen Lighting | Savegreen Lighting | LT8ABP48L12W1500L50K | Linear Replacement Lamp | T8 Four-Foot | Dual Mode Internal Driver (UL Type A and Type B) |  | standard | FALSE | [10 empty] | March, 19 2018 00:00:00 | Not Dimmable | Not Dimmable | FALSE |  | AABAHK | [25 empty] | 5 | 1800 | 150 | 12 | 20 | 0.9 | 5000 | 85 |  |  |  | FALSE | FALSE | FALSE | [8 empty] | March, 30 2020 00:00:00 | FALSE | FALSE | FALSE | [6 empty] | AC | [7 empty] | FALSE
PL5VQIA7FBTJ | Savegreen Lighting | Savegreen Lighting | LT8ABP48L18W2250L30K | Linear Replacement Lamp | T8 Four-Foot | Dual Mode Internal Driver (UL Type A and Type B) |  | standard | TRUE |  | 2502 | 132.1 | 18.94 | 11.86 | 0.937 | 3029 | 82.6 | 5 | 50000 | March, 19 2018 00:00:00 | Not Dimmable | Not Dimmable | NotYetVerified |  | AABAHN | [15 empty] | 88.8 |  | 1.34 | 1.19 | [6 empty] | 5 | 2439.98 | 130.62 | 18.68 | 20 | 0.9 | 3000 | 82.3 |  |  |  | FALSE | FALSE | FALSE | [8 empty] | March, 30 2020 00:00:00 | FALSE | FALSE | FALSE | [6 empty] | AC | [7 empty] | FALSE
PG4PQSR8 | CH Lighting Technology Co.,Ltd. | CH | CH1117-48-15W 850-7 | Linear Replacement Lamp | T8 Four-Foot | Replacement Lamps (plug and play) (UL Type A) |  | standard | FALSE | [10 empty] | March, 14 2018 00:00:00 | Not Dimmable | Not Dimmable | No |  | FFFIXG | [25 empty] | 5 | 2200 | 123 | 18 | 20 | 0.9 | 5000 | 83 |  |  |  | FALSE | FALSE | FALSE | [8 empty] | March, 30 2020 00:00:00 | FALSE | FALSE | FALSE | [6 empty] | AC | [7 empty] | FALSE
PRZ5Z1SO | CH Lighting Technology Co.,Ltd. | CH | CH1117-48-15W 830-7 | Linear Replacement Lamp | T8 Four-Foot | Replacement Lamps (plug and play) (UL Type A) |  | standard | TRUE |  | 2128.5 | 119.5 | 17.82 | 8.6 | 0.9711 | 3064 | 85.1 | 5 | 50000 | March, 14 2018 00:00:00 | Not Dimmable | Not Dimmable | No |  | FFFIXG | [15 empty] | 81.8 |  | 1.24 | 1.3 | [6 empty] | 4.4 | 2000 | 112 | 18 | 20 | 0.9 | 3000 | 83 |  |  |  | FALSE | FALSE | FALSE | [8 empty] | November, 02 2018 00:00:00 | FALSE | FALSE | FALSE | [6 empty] | AC | [7 empty] | FALSE
P8WWB042 | CH Lighting Technology Co.,Ltd. | CH | CH1117-48-15W 835-7 | Linear Replacement Lamp | T8 Four-Foot | Replacement Lamps (plug and play) (UL Type A) |  | standard | FALSE | [10 empty] | March, 14 2018 00:00:00 | Not Dimmable | Not Dimmable | No |  | FFFIXG | [25 empty] | 4.4 | 2000 | 112 | 18 | 20 | 0.9 | 3500 | 83 |  |  |  | FALSE | FALSE | FALSE | [8 empty] | November, 02 2018 00:00:00 | FALSE | FALSE | FALSE | [6 empty] | AC | [7 empty] | FALSE
PYLUVHXZ | CH Lighting Technology Co.,Ltd. | CH | CH1117-48-15W 840-7 | Linear Replacement Lamp | T8 Four-Foot | Replacement Lamps (plug and play) (UL Type A) |  | standard | FALSE | [10 empty] | March, 14 2018 00:00:00 | Not Dimmable | Not Dimmable | No |  | FFFIXG | [25 empty] | 5 | 2200 | 123 | 18 | 20 | 0.9 | 4000 | 83 |  |  |  | FALSE | FALSE | FALSE | [8 empty] | March, 30 2020 00:00:00 | FALSE | FALSE | FALSE | [6 empty] | AC | [7 empty] | FALSE
PENG2DNV | Shenzhen MTC Lux Co., Ltd | BMTC | T8-010T096US-24A | Linear Replacement Lamp | T8 Four-Foot | Replacement Lamps (plug and play) (UL Type A) |  | standard | FALSE | [10 empty] | March, 12 2018 00:00:00 | Not Dimmable | Not Dimmable | NO | Updated on 3/19/2018 | EAEFMT | [25 empty] | 5 | 1600 | 123 | 13 | 16 | 0.9 | 3500 | 80 |  |  |  | FALSE | FALSE | FALSE | [8 empty] | March, 30 2020 00:00:00 | FALSE | FALSE | FALSE | [6 empty] | AC | [7 empty] | FALSE
PS1S7V98 | Shenzhen MTC Lux Co., Ltd | BMTC | T8-010T096UB-24A | Linear Replacement Lamp | T8 Four-Foot | Replacement Lamps (plug and play) (UL Type A) |  | standard | TRUE |  | 1644 | 130.42 | 12.61 | 15.79 | 0.9655 | 3033 | 84.4 | 5 | 50000 | March, 12 2018 00:00:00 | Not Dimmable | Not Dimmable | NO | Updated on 3/19/2018 | EAEFMT | [15 empty] | 82.4 |  | 1.32 | 1.28 | [6 empty] | 5 | 1600 | 123 | 13 | 16 | 0.9 | 3000 | 80 |  |  |  | FALSE | FALSE | FALSE | [8 empty] | March, 30 2020 00:00:00 | FALSE | FALSE | FALSE | [6 empty] | AC | [7 empty] | FALSE
PMYE289J | Shenzhen Bonld Electronics Co.,LTD | BONLD | BDT84BVA-18WB-SHRA | Linear Replacement Lamp | T8 Four-Foot | Replacement Lamps (plug and play) (UL Type A) |  | standard | FALSE | [10 empty] | March, 12 2018 00:00:00 | Not Dimmable | Not Dimmable | No |  | UUUBIL | [25 empty] | 5 | 2321.98 | 132.475 | 17.525 | 22.13 | 0.9113 | 4500 | 81.925 |  |  |  | FALSE | FALSE | FALSE | [8 empty] | March, 30 2020 00:00:00 | FALSE | FALSE | FALSE | [6 empty] | AC | [7 empty] | FALSE
PXZTGPX9 | Shenzhen MTC Lux Co., Ltd | BMTC | T8-012T096US-24A | Linear Replacement Lamp | T8 Four-Foot | Replacement Lamps (plug and play) (UL Type A) |  | standard | FALSE | [10 empty] | March, 12 2018 00:00:00 | Not Dimmable | Not Dimmable | NO | Updated on 3/19/2018 | EAEFMU | [25 empty] | 5 | 1800 | 120 | 15 | 14 | 0.9 | 3500 | 80 |  |  |  | FALSE | FALSE | FALSE | [8 empty] | March, 30 2020 00:00:00 | FALSE | FALSE | FALSE | [6 empty] | AC | [7 empty] | FALSE
PCBVFV6T | Shenzhen MTC Lux Co., Ltd | BMTC | T8-012T096UN-24A | Linear Replacement Lamp | T8 Four-Foot | Replacement Lamps (plug and play) (UL Type A) |  | standard | FALSE | [10 empty] | March, 12 2018 00:00:00 | Not Dimmable | Not Dimmable | NO | Updated on 3/19/2018 | EAEFMU | [25 empty] | 5 | 1800 | 120 | 15 | 14 | 0.9 | 4000 | 80 |  |  |  | FALSE | FALSE | FALSE | [8 empty] | March, 30 2020 00:00:00 | FALSE | FALSE | FALSE | [6 empty] | AC | [7 empty] | FALSE
PS3P8W5O | Shenzhen MTC Lux Co., Ltd | BMTC | T8-010T096UN-24A | Linear Replacement Lamp | T8 Four-Foot | Replacement Lamps (plug and play) (UL Type A) |  | standard | FALSE | [10 empty] | March, 12 2018 00:00:00 | Not Dimmable | Not Dimmable | NO | Updated on 3/19/2018 | EAEFMT | [25 empty] | 5 | 1600 | 123 | 13 | 16 | 0.9 | 4000 | 80 |  |  |  | FALSE | FALSE | FALSE | [8 empty] | March, 30 2020 00:00:00 | FALSE | FALSE | FALSE | [6 empty] | AC | [7 empty] | FALSE
PI6CHNZW | Shenzhen MTC Lux Co., Ltd | BMTC | T8-010T096UD-24A | Linear Replacement Lamp | T8 Four-Foot | Replacement Lamps (plug and play) (UL Type A) |  | standard | FALSE | [10 empty] | March, 12 2018 00:00:00 | Not Dimmable | Not Dimmable | NO | Updated on 3/19/2018 | EAEFMT | [25 empty] | 5 | 1600 | 123 | 13 | 16 | 0.9 | 5000 | 80 |  |  |  | FALSE | FALSE | FALSE | [8 empty] | March, 30 2020 00:00:00 | FALSE | FALSE | FALSE | [6 empty] | AC | [7 empty] | FALSE
PCVFZL7J | Lunera Lighting | Lunera | HN-T8-DP2-48-11.5W-850 | Linear Replacement Lamp | T8 Four-Foot | Replacement Lamps (plug and play) (UL Type A) |  | standard | FALSE | [10 empty] | March, 12 2018 00:00:00 | Not Dimmable | Not Dimmable | No |  | IIILRA | [25 empty] | 5 | 1800 | 128.6 | 14 | 20 | 0.9 | 5000 | 80 |  |  |  | FALSE | FALSE | FALSE | [8 empty] | March, 30 2020 00:00:00 | FALSE | FALSE | FALSE | [6 empty] | AC | [7 empty] | FALSE
PEUACEAU | Lunera Lighting | Lunera | HN-T8-DP2-48-10.5W-830 | Linear Replacement Lamp | T8 Four-Foot | Replacement Lamps (plug and play) (UL Type A) |  | standard | TRUE |  | 1696 | 130.1 | 13.04 | 15.41 | 0.9494 | 3033 | 82.9 | 5 | 50000 | March, 12 2018 00:00:00 | Not Dimmable | Not Dimmable | No |  | IIILRB | [15 empty] | 81.5 |  | 1.26 | 1.3 | [6 empty] | 5 | 1650 | 126.9 | 13 | 20 | 0.9 | 3000 | 80 |  |  |  | FALSE | FALSE | FALSE | [8 empty] | March, 30 2020 00:00:00 | FALSE | FALSE | FALSE | [6 empty] | AC | [7 empty] | FALSE
PQFOJBI4 | Shenzhen Bonld Electronics Co.,LTD | BONLD | BDT84BVA-18WB-SWRA | Linear Replacement Lamp | T8 Four-Foot | Replacement Lamps (plug and play) (UL Type A) |  | standard | TRUE |  | 2239.07 | 129.4 | 17.3 | 22.13 | 0.9113 | 2976 | 82 | 5 | 50000 | March, 12 2018 00:00:00 | Not Dimmable | Not Dimmable | No |  | UUUBIL | [15 empty] | 83.9 |  | 1.24 | 1.26 | [6 empty] | 5 | 2239.07 | 129.4 | 17.3 | 22.13 | 0.9113 | 2976 | 82 |  |  |  | FALSE | FALSE | FALSE | [8 empty] | March, 30 2020 00:00:00 | FALSE | FALSE | FALSE | [6 empty] | AC | [7 empty] | FALSE
PLDPX2OFW26W | Aecolux Technology Ltd | Aecolux | A45707 | Linear Replacement Lamp | T8 Four-Foot | Replacement Lamps (plug and play) (UL Type A) |  | standard | FALSE | [10 empty] | March, 12 2018 00:00:00 | Dimmable | Continuous Below 10 | No |  | ZAZZYR | [25 empty] | 5 | 2200 | 122 | 18 | 11 | 0.97 | 5000 | 83 |  |  |  | FALSE | FALSE | FALSE | [8 empty] | March, 30 2020 00:00:00 | FALSE | FALSE | FALSE | [6 empty] | AC | [7 empty] | FALSE
PROHHJ3N | Lunera Lighting | Lunera | HN-T8-DP2-48-11.5W-840 | Linear Replacement Lamp | T8 Four-Foot | Replacement Lamps (plug and play) (UL Type A) |  | standard | FALSE | [10 empty] | March, 12 2018 00:00:00 | Not Dimmable | Not Dimmable | No |  | IIILRA | [25 empty] | 5 | 1800 | 128.6 | 14 | 20 | 0.9 | 4000 | 80 |  |  |  | FALSE | FALSE | FALSE | [8 empty] | March, 30 2020 00:00:00 | FALSE | FALSE | FALSE | [6 empty] | AC | [7 empty] | FALSE
PWRKU3Y9 | Lunera Lighting | Lunera | HN-T8-DP2-48-10.5W-840 | Linear Replacement Lamp | T8 Four-Foot | Replacement Lamps (plug and play) (UL Type A) |  | standard | FALSE | [10 empty] | March, 12 2018 00:00:00 | Not Dimmable | Not Dimmable | No |  | IIILRB | [25 empty] | 5 | 1650 | 126.9 | 13 | 20 | 0.9 | 4000 | 80 |  |  |  | FALSE | FALSE | FALSE | [8 empty] | March, 30 2020 00:00:00 | FALSE | FALSE | FALSE | [6 empty] | AC | [7 empty] | FALSE
PRNCX28H | Shenzhen Bonld Electronics Co.,LTD | BONLD | BDT84BVA-18WB-SDRA | Linear Replacement Lamp | T8 Four-Foot | Replacement Lamps (plug and play) (UL Type A) |  | standard | FALSE | [10 empty] | March, 12 2018 00:00:00 | Not Dimmable | Not Dimmable | No |  | UUUBIL | [25 empty] | 5 | 2349.62 | 133.5 | 17.6 | 22.13 | 0.9113 | 5080 | 81.9 |  |  |  | FALSE | FALSE | FALSE | [8 empty] | March, 30 2020 00:00:00 | FALSE | FALSE | FALSE | [6 empty] | AC | [7 empty] | FALSE
PTP3DD6G | Shenzhen Bonld Electronics Co.,LTD | BONLD | BDT84BVA-12WB-SDRA | Linear Replacement Lamp | T8 Four-Foot | Replacement Lamps (plug and play) (UL Type A) |  | standard | FALSE | [10 empty] | March, 12 2018 00:00:00 | Not Dimmable | Not Dimmable | No |  | UUUBIM | [25 empty] | 5 | 1718.21 | 142.1 | 12.1 | 19.54 | 0.9032 | 5196 | 83.3 |  |  |  | FALSE | FALSE | FALSE | [8 empty] | March, 30 2020 00:00:00 | FALSE | FALSE | FALSE | [6 empty] | AC | [7 empty] | FALSE
PU0IUIHE | Shenzhen Bonld Electronics Co.,LTD | BONLD | BDT84BVA-12WB-SWRA | Linear Replacement Lamp | T8 Four-Foot | Replacement Lamps (plug and play) (UL Type A) |  | standard | TRUE |  | 1645.99 | 138.6 | 11.9 | 19.54 | 0.9032 | 2963 | 82.1 | 5 | 50000 | March, 12 2018 00:00:00 | Not Dimmable | Not Dimmable | No |  | UUUBIM | [15 empty] | 83.9 |  | 1.22 | 1.26 | [6 empty] | 5 | 1645.99 | 138.6 | 11.9 | 19.54 | 0.9032 | 2963 | 82.1 |  |  |  | FALSE | FALSE | FALSE | [8 empty] | March, 30 2020 00:00:00 | FALSE | FALSE | FALSE | [6 empty] | AC | [7 empty] | FALSE
PDQV42IS | Shenzhen MTC Lux Co., Ltd | BMTC | T8-012T096UD-24A | Linear Replacement Lamp | T8 Four-Foot | Replacement Lamps (plug and play) (UL Type A) |  | standard | FALSE | [10 empty] | March, 12 2018 00:00:00 | Not Dimmable | Not Dimmable | NO | Updated on 3/19/2018 | EAEFMU | [25 empty] | 5 | 1800 | 120 | 15 | 14 | 0.9 | 5000 | 80 |  |  |  | FALSE | FALSE | FALSE | [8 empty] | March, 30 2020 00:00:00 | FALSE | FALSE | FALSE | [6 empty] | AC | [7 empty] | FALSE
PLRR7E12G9NG | Aecolux Technology Ltd | Aecolux | A45708 | Linear Replacement Lamp | T8 Four-Foot | Replacement Lamps (plug and play) (UL Type A) |  | standard | FALSE | [10 empty] | March, 12 2018 00:00:00 | Dimmable | Continuous Below 10 | FALSE |  | ZAZZYR | [25 empty] | 4.4 | 2000 | 112 | 18 | 11.09 | 0.97 | 3500 | 83 |  |  |  | FALSE | FALSE | FALSE | [8 empty] | November, 02 2018 00:00:00 | FALSE | FALSE | FALSE | [6 empty] | AC | [7 empty] | FALSE
PHJD0SJP | Lunera Lighting | Lunera | HN-T8-DP2-48-11.5W-835 | Linear Replacement Lamp | T8 Four-Foot | Replacement Lamps (plug and play) (UL Type A) |  | standard | FALSE | [10 empty] | March, 12 2018 00:00:00 | Not Dimmable | Not Dimmable | No |  | IIILRA | [25 empty] | 5 | 1800 | 128.6 | 14 | 20 | 0.9 | 3500 | 80 |  |  |  | FALSE | FALSE | FALSE | [8 empty] | March, 30 2020 00:00:00 | FALSE | FALSE | FALSE | [6 empty] | AC | [7 empty] | FALSE
P8JOFWXS | Lunera Lighting | Lunera | HN-T8-DP2-48-11.5W-830 | Linear Replacement Lamp | T8 Four-Foot | Replacement Lamps (plug and play) (UL Type A) |  | standard | TRUE |  | 1868 | 131 | 14.26 | 13.7 | 0.9563 | 3043 | 82.9 | 5 | 50000 | March, 12 2018 00:00:00 | Not Dimmable | Not Dimmable | No |  | IIILRA | [15 empty] | 81.4 |  | 1.26 | 1.3 | [6 empty] | 5 | 1800 | 128.6 | 14 | 20 | 0.9 | 3000 | 80 |  |  |  | FALSE | FALSE | FALSE | [8 empty] | March, 30 2020 00:00:00 | FALSE | FALSE | FALSE | [6 empty] | AC | [7 empty] | FALSE
P9A1LPIQ | Lunera Lighting | Lunera | HN-T8-DP2-48-10.5W-835 | Linear Replacement Lamp | T8 Four-Foot | Replacement Lamps (plug and play) (UL Type A) |  | standard | FALSE | [10 empty] | March, 12 2018 00:00:00 | Not Dimmable | Not Dimmable | No |  | IIILRB | [25 empty] | 5 | 1650 | 126.9 | 13 | 20 | 0.9 | 3500 | 80 |  |  |  | FALSE | FALSE | FALSE | [8 empty] | March, 30 2020 00:00:00 | FALSE | FALSE | FALSE | [6 empty] | AC | [7 empty] | FALSE
PPQOKLKL | Lunera Lighting | Lunera | HN-T8-DP2-48-10.5W-850 | Linear Replacement Lamp | T8 Four-Foot | Replacement Lamps (plug and play) (UL Type A) |  | standard | FALSE | [10 empty] | March, 12 2018 00:00:00 | Not Dimmable | Not Dimmable | No |  | IIILRB | [25 empty] | 5 | 1650 | 126.9 | 13 | 20 | 0.9 | 5000 | 80 |  |  |  | FALSE | FALSE | FALSE | [8 empty] | March, 30 2020 00:00:00 | FALSE | FALSE | FALSE | [6 empty] | AC | [7 empty] | FALSE
PZCB6JX9 | Shenzhen Bonld Electronics Co.,LTD | BONLD | BDT84BVA-18WB-SNRA | Linear Replacement Lamp | T8 Four-Foot | Replacement Lamps (plug and play) (UL Type A) |  | standard | FALSE | [10 empty] | March, 12 2018 00:00:00 | Not Dimmable | Not Dimmable | No |  | UUUBIL | [25 empty] | 5 | 2294.34 | 131.45 | 17.45 | 22.13 | 0.9113 | 4000 | 81.95 |  |  |  | FALSE | FALSE | FALSE | [8 empty] | March, 30 2020 00:00:00 | FALSE | FALSE | FALSE | [6 empty] | AC | [7 empty] | FALSE
PBCI3HPF | Shenzhen Bonld Electronics Co.,LTD | BONLD | BDT84BVA-18WB-SBRA | Linear Replacement Lamp | T8 Four-Foot | Replacement Lamps (plug and play) (UL Type A) |  | standard | FALSE | [10 empty] | March, 12 2018 00:00:00 | Not Dimmable | Not Dimmable | No |  | UUUBIL | [25 empty] | 5 | 2266.71 | 130.425 | 17.375 | 22.13 | 0.9113 | 3500 | 81.975 |  |  |  | FALSE | FALSE | FALSE | [8 empty] | March, 30 2020 00:00:00 | FALSE | FALSE | FALSE | [6 empty] | AC | [7 empty] | FALSE
P41ZNABQ | Shenzhen Bonld Electronics Co.,LTD | BONLD | BDT84BVA-12WB-SBRA | Linear Replacement Lamp | T8 Four-Foot | Replacement Lamps (plug and play) (UL Type A) |  | standard | FALSE | [10 empty] | March, 12 2018 00:00:00 | Not Dimmable | Not Dimmable | No |  | UUUBIM | [25 empty] | 5 | 1664.05 | 139.475 | 11.95 | 19.54 | 0.9032 | 3500 | 82.4 |  |  |  | FALSE | FALSE | FALSE | [8 empty] | March, 30 2020 00:00:00 | FALSE | FALSE | FALSE | [6 empty] | AC | [7 empty] | FALSE
PLFMVM7JE7F0 | Aecolux Technology Ltd | Aecolux | A45705 | Linear Replacement Lamp | T8 Four-Foot | Replacement Lamps (plug and play) (UL Type A) |  | standard | TRUE |  | 2100 | 127.4 | 16.48 | 16.57 | 0.966 | 3099 | 83 | 5 | 50000 | March, 12 2018 00:00:00 | Dimmable | Continuous Below 10 | FALSE |  | ZAZZYR | [15 empty] | 82.1 |  | 1.24 | 1.2 | [6 empty] | 4.4 | 2000 | 112 | 18 | 11.09 | 0.97 | 3000 | 83 |  |  |  | FALSE | FALSE | FALSE | [8 empty] | November, 02 2018 00:00:00 | FALSE | FALSE | FALSE | [6 empty] | AC | [7 empty] | FALSE
PLARHN3XMJO4 | Aecolux Technology Ltd | Aecolux | A45706 | Linear Replacement Lamp | T8 Four-Foot | Replacement Lamps (plug and play) (UL Type A) |  | standard | FALSE | [10 empty] | March, 12 2018 00:00:00 | Dimmable | Continuous Below 10 | No |  | ZAZZYR | [25 empty] | 5 | 2100 | 117 | 18 | 11.09 | 0.97 | 4000 | 83 |  |  |  | FALSE | FALSE | FALSE | [8 empty] | March, 30 2020 00:00:00 | FALSE | FALSE | FALSE | [6 empty] | AC | [7 empty] | FALSE
PCTQGKYO | Shenzhen Bonld Electronics Co.,LTD | BONLD | BDT84BVA-12WB-SNRA | Linear Replacement Lamp | T8 Four-Foot | Replacement Lamps (plug and play) (UL Type A) |  | standard | FALSE | [10 empty] | March, 12 2018 00:00:00 | Not Dimmable | Not Dimmable | No |  | UUUBIM | [25 empty] | 5 | 1682.1 | 140.35 | 12 | 19.54 | 0.9032 | 4000 | 82.7 |  |  |  | FALSE | FALSE | FALSE | [8 empty] | March, 30 2020 00:00:00 | FALSE | FALSE | FALSE | [6 empty] | AC | [7 empty] | FALSE
PB07LBTR | Shenzhen Bonld Electronics Co.,LTD | BONLD | BDT84BVA-12WB-SHRA | Linear Replacement Lamp | T8 Four-Foot | Replacement Lamps (plug and play) (UL Type A) |  | standard | FALSE | [10 empty] | March, 12 2018 00:00:00 | Not Dimmable | Not Dimmable | No |  | UUUBIM | [25 empty] | 5 | 1700.16 | 141.225 | 12.05 | 19.54 | 0.9032 | 4500 | 83 |  |  |  | FALSE | FALSE | FALSE | [8 empty] | March, 30 2020 00:00:00 | FALSE | FALSE | FALSE | [6 empty] | AC | [7 empty] | FALSE
PFLOEOJC | Shenzhen MTC Lux Co., Ltd | BMTC | T8-012T096UB-24A | Linear Replacement Lamp | T8 Four-Foot | Replacement Lamps (plug and play) (UL Type A) |  | standard | TRUE |  | 1861.4 | 127.08 | 14.65 | 14.25 | 0.9702 | 3017 | 83.9 | 5 | 50000 | March, 12 2018 00:00:00 | Not Dimmable | Not Dimmable | NO | Updated on 3/19/2018 | EAEFMU | [15 empty] | 82.3 |  | 1.34 | 1.28 | [6 empty] | 5 | 1800 | 120 | 15 | 14 | 0.9 | 3000 | 80 |  |  |  | FALSE | FALSE | FALSE | [8 empty] | March, 30 2020 00:00:00 | FALSE | FALSE | FALSE | [6 empty] | AC | [7 empty] | FALSE
PL5XER3W9J4J | Aquila Environmental | Aquila | AQ-LED-T8-12W-48IN-3000K | Linear Replacement Lamp | T8 Four-Foot | Dual Mode Internal Driver (UL Type A and Type B) |  | standard | TRUE |  | 1705 | 141.11 | 12.21 | 14.28 | 0.9019 | 3002 | 83.1 | 5 | 50000 | March, 09 2018 00:00:00 | Not Dimmable | Not Dimmable | No |  | XXXBYV | [15 empty] | 88.5 |  | 1.37 | 1.16 | [6 empty] | 5 | 1700 | 142 | 12 | 20 | 0.9 | 3000 | 85 |  |  |  | FALSE | FALSE | FALSE | [8 empty] | March, 30 2020 00:00:00 | FALSE | FALSE | FALSE | [6 empty] | AC | [7 empty] | FALSE
PLW54WFCBC4K | ETECH LED |  | FF-T84-A2-18-40-B | Linear Replacement Lamp | T8 Four-Foot | Dual Mode Internal Driver (UL Type A and Type B) |  | Standard | FALSE | [10 empty] | March, 09 2018 00:00:00 | Not Dimmable | Not Dimmable | NotYetVerified |  | IIILQX | [25 empty] | 5 | 2521.55 | 136.3 | 18.5 | 20 | 0.9 | 4000 | 82.3 |  |  |  | FALSE | FALSE | FALSE | [8 empty] | April, 21 2020 00:00:00 | FALSE | FALSE | FALSE | [6 empty] | AC | [7 empty] | FALSE
PLZYWCA7EXWX | Aquila Environmental | Aquila | AQ-LED-T8-18W-48IN (4000K) | Linear Replacement Lamp | T8 Four-Foot | Dual Mode Internal Driver (UL Type A and Type B) |  | standard | FALSE | [10 empty] | March, 09 2018 00:00:00 | Not Dimmable | Not Dimmable | NotYetVerified |  | XXXBYW | [25 empty] | 5 | 2521.55 | 136.3 | 18.5 | 20 | 0.9 | 4000 | 82.3 |  |  |  | FALSE | FALSE | FALSE | [8 empty] | March, 30 2020 00:00:00 | FALSE | FALSE | FALSE | [6 empty] | AC | [7 empty] | FALSE
PLX0OTQB5DQF | ETECH LED | NA | FF-T84-A2-18-45-B | Linear Replacement Lamp | T8 Four-Foot | Dual Mode Internal Driver (UL Type A and Type B) |  | Standard | FALSE | [10 empty] | March, 09 2018 00:00:00 | Not Dimmable | Not Dimmable | NotYetVerified |  | IIILQX | [25 empty] | 5 | 2521.55 | 136.3 | 18.5 | 20 | 0.9 | 4500 | 82.3 |  |  |  | FALSE | FALSE | FALSE | [8 empty] | April, 21 2020 00:00:00 | FALSE | FALSE | FALSE | [6 empty] | AC | [7 empty] | FALSE
PLGD5ISVAX6K | Aquila Environmental | Aquila | AQ-LED-T8-12W-48IN-4000K | Linear Replacement Lamp | T8 Four-Foot | Dual Mode Internal Driver (UL Type A and Type B) |  | standard | FALSE | [10 empty] | March, 09 2018 00:00:00 | Not Dimmable | Not Dimmable | No |  | XXXBYV | [25 empty] | 5 | 1800 | 150 | 12 | 20 | 0.9 | 4000 | 85 |  |  |  | FALSE | FALSE | FALSE | [8 empty] | March, 30 2020 00:00:00 | FALSE | FALSE | FALSE | [6 empty] | AC | [7 empty] | FALSE
PL5IB9DALFLG | Aquila Environmental | Aquila | AQ-LED-T8-18W-48IN (3000K) | Linear Replacement Lamp | T8 Four-Foot | Dual Mode Internal Driver (UL Type A and Type B) |  | standard | TRUE |  | 2502 | 132.1 | 18.94 | 11.86 | 0.937 | 3029 | 82.6 | 5 | 50000 | March, 09 2018 00:00:00 | Not Dimmable | Not Dimmable | NotYetVerified |  | XXXBYW | [15 empty] | 88.8 |  | 1.34 | 1.19 | [6 empty] | 5 | 2439.98 | 130.62 | 18.68 | 20 | 0.9 | 3000 | 82.3 |  |  |  | FALSE | FALSE | FALSE | [8 empty] | March, 30 2020 00:00:00 | FALSE | FALSE | FALSE | [6 empty] | AC | [7 empty] | FALSE
PLXL3INA2ZMK | ETECH LED | NA | FF-T84-A2-18-30-B | Linear Replacement Lamp | T8 Four-Foot | Dual Mode Internal Driver (UL Type A and Type B) |  | Standard | TRUE |  | 2502 | 132.1 | 18.94 | 11.86 | 0.937 | 3029 | 82.6 | 5 | 50000 | March, 09 2018 00:00:00 | Not Dimmable | Not Dimmable | NotYetVerified |  | IIILQX | [15 empty] | 88.8 |  | 1.34 | 1.19 | [6 empty] | 5 | 2439.98 | 130.62 | 18.68 | 20 | 0.9 | 3000 | 82.3 |  |  |  | FALSE | FALSE | FALSE | [8 empty] | April, 21 2020 00:00:00 | FALSE | FALSE | FALSE | [6 empty] | AC | [7 empty] | FALSE
PL87A60WX275 | ETECH LED | NA | FF-T84-A2-18-50-B | Linear Replacement Lamp | T8 Four-Foot | Dual Mode Internal Driver (UL Type A and Type B) |  | Standard | FALSE | [10 empty] | March, 09 2018 00:00:00 | Not Dimmable | Not Dimmable | NotYetVerified |  | IIILQX | [25 empty] | 5 | 2567.73 | 138.05 | 18.6 | 20 | 0.9 | 5000 | 82.3 |  |  |  | FALSE | FALSE | FALSE | [8 empty] | April, 21 2020 00:00:00 | FALSE | FALSE | FALSE | [6 empty] | AC | [7 empty] | FALSE
PLR0MTZJC4VJ | ETECH LED | NA | FF-T84-A2-18-35-B | Linear Replacement Lamp | T8 Four-Foot | Dual Mode Internal Driver (UL Type A and Type B) |  | Standard | FALSE | [10 empty] | March, 09 2018 00:00:00 | Not Dimmable | Not Dimmable | NotYetVerified |  | IIILQX | [25 empty] | 5 | 2439.98 | 130.62 | 18.68 | 20 | 0.9 | 3500 | 82.3 |  |  |  | FALSE | FALSE | FALSE | [8 empty] | April, 21 2020 00:00:00 | FALSE | FALSE | FALSE | [6 empty] | AC | [7 empty] | FALSE
PL3T3Z2LN1VL | Aquila Environmental | Aquila | AQ-LED-T8-18W-48IN (5000K) | Linear Replacement Lamp | T8 Four-Foot | Dual Mode Internal Driver (UL Type A and Type B) |  | standard | FALSE | [10 empty] | March, 09 2018 00:00:00 | Not Dimmable | Not Dimmable | NotYetVerified |  | XXXBYW | [25 empty] | 5 | 2567.73 | 138.05 | 18.6 | 20 | 0.9 | 5000 | 82.3 |  |  |  | FALSE | FALSE | FALSE | [8 empty] | March, 30 2020 00:00:00 | FALSE | FALSE | FALSE | [6 empty] | AC | [7 empty] | FALSE
PL018GEI9HZN | Aquila Environmental | Aquila | AQ-LED-T8-12W-48IN-5000K | Linear Replacement Lamp | T8 Four-Foot | Dual Mode Internal Driver (UL Type A and Type B) |  | standard | FALSE | [10 empty] | March, 09 2018 00:00:00 | Not Dimmable | Not Dimmable | No |  | XXXBYV | [25 empty] | 5 | 1800 | 150 | 12 | 20 | 0.9 | 5000 | 85 |  |  |  | FALSE | FALSE | FALSE | [8 empty] | March, 30 2020 00:00:00 | FALSE | FALSE | FALSE | [6 empty] | AC | [7 empty] | FALSE
PL77PRBYGTIC | GlobaLux Lighting | GlobaLux | LHT8-12-840-FC | Linear Replacement Lamp | T8 Four-Foot | Dual Mode Internal Driver (UL Type A and Type B) |  | standard | FALSE | [10 empty] | March, 08 2018 00:00:00 | Not Dimmable | Not Dimmable | No |  | JJJNJK | [25 empty] | 5 | 1900 | 146.154 | 13 | 8.29 | 0.9045 | 4000 | 82.7 |  |  |  | FALSE | FALSE | FALSE | [8 empty] | March, 30 2020 00:00:00 | FALSE | FALSE | FALSE | [6 empty] | AC | [7 empty] | FALSE
PLYMCVYZ3VI4 | GlobaLux Lighting | GlobaLux | LHT8-15-840-FC | Linear Replacement Lamp | T8 Four-Foot | Dual Mode Internal Driver (UL Type A and Type B) |  | standard | FALSE | [10 empty] | March, 08 2018 00:00:00 | Not Dimmable | Not Dimmable | No |  | JJJNJL | [25 empty] | 5 | 2149 | 123.26 | 17.44 | 7.21 | 0.9 | 4000 | 83 |  |  |  | FALSE | FALSE | FALSE | [8 empty] | March, 30 2020 00:00:00 | FALSE | FALSE | FALSE | [6 empty] | AC | [7 empty] | FALSE
PLOZBQGLAU2A | GlobaLux Lighting | GlobaLux | LHT8-15-850-FC | Linear Replacement Lamp | T8 Four-Foot | Dual Mode Internal Driver (UL Type A and Type B) |  | standard | FALSE | [10 empty] | March, 08 2018 00:00:00 | Not Dimmable | Not Dimmable | No |  | JJJNJL | [25 empty] | 5 | 2186 | 124.35 | 17.58 | 7.58 | 0.9 | 5000 | 84 |  |  |  | FALSE | FALSE | FALSE | [8 empty] | March, 30 2020 00:00:00 | FALSE | FALSE | FALSE | [6 empty] | AC | [7 empty] | FALSE
PLKB7DX7LC67 | GlobaLux Lighting | GlobaLux | LHT8-12-830-FC | Linear Replacement Lamp | T8 Four-Foot | Dual Mode Internal Driver (UL Type A and Type B) |  | standard | TRUE |  | 1882 | 119.77 | 15.72 | 8.29 | 0.9045 | 2912 | 82.7 | 5 | 50000 | March, 08 2018 00:00:00 | Not Dimmable | Not Dimmable | No |  | JJJNJK | [15 empty] | 84.4 |  | 1.24 | 1.3 | [6 empty] | 5 | 1900 | 146.154 | 13 | 8.29 | 0.9045 | 3000 | 82.7 |  |  |  | FALSE | FALSE | FALSE | [8 empty] | March, 30 2020 00:00:00 | FALSE | FALSE | FALSE | [6 empty] | AC | [7 empty] | FALSE
PLTCIPAD8A8J | GlobaLux Lighting | GlobaLux | LHT8-18-840-FC | Linear Replacement Lamp | T8 Four-Foot | Dual Mode Internal Driver (UL Type A and Type B) |  | standard | FALSE | [10 empty] | March, 08 2018 00:00:00 | Not Dimmable | Not Dimmable | No |  | JJJNJM | [25 empty] | 5 | 2383 | 117.07 | 20.36 | 6.79 | 0.92 | 4000 | 82.9 |  |  |  | FALSE | FALSE | FALSE | [8 empty] | March, 30 2020 00:00:00 | FALSE | FALSE | FALSE | [6 empty] | AC | [7 empty] | FALSE
PLHX4WMM53KI | GlobaLux Lighting | GlobaLux | LHT8-15-830-FC | Linear Replacement Lamp | T8 Four-Foot | Dual Mode Internal Driver (UL Type A and Type B) |  | standard | TRUE |  | 2112 | 122.15 | 17.29 | 7.21 | 0.8964 | 2914 | 83 | 5 | 50000 | March, 08 2018 00:00:00 | Not Dimmable | Not Dimmable | No |  | JJJNJL | [15 empty] | 84.4 |  | 1.24 | 1.3 | [6 empty] | 5 | 2112 | 122.15 | 17.29 | 7.21 | 0.9 | 3000 | 83 |  |  |  | FALSE | FALSE | FALSE | [8 empty] | March, 30 2020 00:00:00 | FALSE | FALSE | FALSE | [6 empty] | AC | [7 empty] | FALSE
PLKHHILJD2ZD | GlobaLux Lighting | GlobaLux | LHT8-18-830-FC | Linear Replacement Lamp | T8 Four-Foot | Dual Mode Internal Driver (UL Type A and Type B) |  | standard | TRUE |  | 2360 | 116.27 | 20.3 | 6.79 | 0.9171 | 2922 | 82.9 | 5 | 50000 | March, 08 2018 00:00:00 | Not Dimmable | Not Dimmable | No |  | JJJNJM | [15 empty] | 84.3 |  | 1.24 | 1.28 | [6 empty] | 5 | 2360 | 116.27 | 20.3 | 6.79 | 0.92 | 3000 | 82.9 |  |  |  | FALSE | FALSE | FALSE | [8 empty] | March, 30 2020 00:00:00 | FALSE | FALSE | FALSE | [6 empty] | AC | [7 empty] | FALSE
PLDGOYJ3R73B | GlobaLux Lighting | GlobaLux | LHT8-18-835-FC | Linear Replacement Lamp | T8 Four-Foot | Dual Mode Internal Driver (UL Type A and Type B) |  | standard | FALSE | [10 empty] | March, 08 2018 00:00:00 | Not Dimmable | Not Dimmable | No |  | JJJNJM | [25 empty] | 5 | 2372 | 116.49 | 20.36 | 6.79 | 0.92 | 3500 | 82.9 |  |  |  | FALSE | FALSE | FALSE | [8 empty] | March, 30 2020 00:00:00 | FALSE | FALSE | FALSE | [6 empty] | AC | [7 empty] | FALSE
PLF5E42FC7I2 | GlobaLux Lighting | GlobaLux | LHT8-15-845-FC | Linear Replacement Lamp | T8 Four-Foot | Dual Mode Internal Driver (UL Type A and Type B) |  | standard | FALSE | [10 empty] | March, 08 2018 00:00:00 | Not Dimmable | Not Dimmable | No |  | JJJNJL | [25 empty] | 5 | 2168 | 124.32 | 17.44 | 7.21 | 0.9 | 4500 | 83 |  |  |  | FALSE | FALSE | FALSE | [8 empty] | March, 30 2020 00:00:00 | FALSE | FALSE | FALSE | [6 empty] | AC | [7 empty] | FALSE
PL564MHBK61O | GlobaLux Lighting | GlobaLux | LHT8-12-850-FC | Linear Replacement Lamp | T8 Four-Foot | Dual Mode Internal Driver (UL Type A and Type B) |  | standard | FALSE | [10 empty] | March, 08 2018 00:00:00 | Not Dimmable | Not Dimmable | No |  | JJJNJK | [25 empty] | 5 | 1950 | 150 | 13 | 8.98 | 0.9047 | 5000 | 81.8 |  |  |  | FALSE | FALSE | FALSE | [8 empty] | March, 30 2020 00:00:00 | FALSE | FALSE | FALSE | [6 empty] | AC | [7 empty] | FALSE
PLX12W4M5AU5 | GlobaLux Lighting | GlobaLux | LHT8-12-835-FC | Linear Replacement Lamp | T8 Four-Foot | Dual Mode Internal Driver (UL Type A and Type B) |  | standard | FALSE | [10 empty] | March, 08 2018 00:00:00 | Not Dimmable | Not Dimmable | No |  | JJJNJK | [25 empty] | 5 | 1900 | 146.154 | 13 | 8.29 | 0.9045 | 3500 | 82.7 |  |  |  | FALSE | FALSE | FALSE | [8 empty] | March, 30 2020 00:00:00 | FALSE | FALSE | FALSE | [6 empty] | AC | [7 empty] | FALSE
PLD5RGXA95VH | GlobaLux Lighting | GlobaLux | LHT8-12-845-FC | Linear Replacement Lamp | T8 Four-Foot | Dual Mode Internal Driver (UL Type A and Type B) |  | standard | FALSE | [10 empty] | March, 08 2018 00:00:00 | Not Dimmable | Not Dimmable | No |  | JJJNJK | [25 empty] | 5 | 1900 | 146.154 | 13 | 8.29 | 0.9045 | 4500 | 82.7 |  |  |  | FALSE | FALSE | FALSE | [8 empty] | March, 30 2020 00:00:00 | FALSE | FALSE | FALSE | [6 empty] | AC | [7 empty] | FALSE
PLKLS6OHXIF9 | GlobaLux Lighting | GlobaLux | LHT8-18-845-FC | Linear Replacement Lamp | T8 Four-Foot | Dual Mode Internal Driver (UL Type A and Type B) |  | standard | FALSE | [10 empty] | March, 08 2018 00:00:00 | Not Dimmable | Not Dimmable | No |  | JJJNJM | [25 empty] | 5 | 2395 | 117.66 | 20.36 | 6.79 | 0.92 | 4500 | 82.9 |  |  |  | FALSE | FALSE | FALSE | [8 empty] | March, 30 2020 00:00:00 | FALSE | FALSE | FALSE | [6 empty] | AC | [7 empty] | FALSE
PLX1GX9K9XJ1 | GlobaLux Lighting | GlobaLux | LHT8-15-835-FC | Linear Replacement Lamp | T8 Four-Foot | Dual Mode Internal Driver (UL Type A and Type B) |  | standard | FALSE | [10 empty] | March, 08 2018 00:00:00 | Not Dimmable | Not Dimmable | No |  | JJJNJL | [25 empty] | 5 | 2131 | 122.2 | 17.44 | 7.21 | 0.9 | 3500 | 83 |  |  |  | FALSE | FALSE | FALSE | [8 empty] | March, 30 2020 00:00:00 | FALSE | FALSE | FALSE | [6 empty] | AC | [7 empty] | FALSE
PL1DLYWOJ0GZ | GlobaLux Lighting | GlobaLux | LHT8-18-850-FC | Linear Replacement Lamp | T8 Four-Foot | Dual Mode Internal Driver (UL Type A and Type B) |  | standard | FALSE | [10 empty] | March, 08 2018 00:00:00 | Not Dimmable | Not Dimmable | No |  | JJJNJM | [25 empty] | 5 | 2407 | 117.87 | 20.42 | 6.94 | 0.92 | 5000 | 84.1 |  |  |  | FALSE | FALSE | FALSE | [8 empty] | March, 30 2020 00:00:00 | FALSE | FALSE | FALSE | [6 empty] | AC | [7 empty] | FALSE
PUQFQW61 | YANKON LIGHTING, INC. | Yankon | YGA05A32-T8-15W-835 | Linear Replacement Lamp | T8 Four-Foot | Replacement Lamps (plug and play) (UL Type A) |  | standard | TRUE |  | 1997 | 117.19 | 17.04 | 10.22 | 0.9014 | 3522 | 84.9 | 5 | 50000 | March, 05 2018 00:00:00 | Not Dimmable | Not Dimmable | No |  | NNNMTM | [15 empty] | 84.5 |  | 1.22 | 1.3 | [6 empty] | 5 | 1998 | 117.67 | 16.98 | 15 | 0.9 | 3500 | 80 |  |  |  | FALSE | FALSE | FALSE | [8 empty] | March, 30 2020 00:00:00 | FALSE | FALSE | FALSE | [6 empty] | AC | [7 empty] | FALSE
P2IUWQXA | YANKON LIGHTING, INC. | Yankon | YGA05A32-T8-15W-840 | Linear Replacement Lamp | T8 Four-Foot | Replacement Lamps (plug and play) (UL Type A) |  | standard | FALSE | [10 empty] | March, 05 2018 00:00:00 | Not Dimmable | Not Dimmable | No |  | NNNMTM | [25 empty] | 5 | 2016 | 119.71 | 16.84 | 15 | 0.9 | 4000 | 80 |  |  |  | FALSE | FALSE | FALSE | [8 empty] | March, 30 2020 00:00:00 | FALSE | FALSE | FALSE | [6 empty] | AC | [7 empty] | FALSE
PLPD6A04TE4C | Commercial Lighting Services | CLS | CLS-T8AB1218T-50K-B | Linear Replacement Lamp | T8 Four-Foot | Dual Mode Internal Driver (UL Type A and Type B) |  | standard | FALSE | [10 empty] | March, 05 2018 00:00:00 | Not Dimmable | Not Dimmable | No |  | IIILQK | [25 empty] | 5 | 2565 | 120.54 | 21.28 | 20 | 0.9 | 5000 | 80 |  |  |  | FALSE | FALSE | FALSE | [8 empty] | March, 30 2020 00:00:00 | FALSE | FALSE | FALSE | [6 empty] | AC | [7 empty] | FALSE
PLOL9NOGXHMI | V-TAC USA CORP. | V-TAC | VT-T8DM15/850/4-S | Linear Replacement Lamp | T8 Four-Foot | Dual Mode Internal Driver (UL Type A and Type B) |  | standard | FALSE | [10 empty] | March, 05 2018 00:00:00 | Dimmable | Continuous Below 10 | No |  | ZAZZYZ | [25 empty] | 5 | 2200 | 126 | 17.5 | 12.51 | 0.96 | 5000 | 83 |  |  |  | FALSE | FALSE | FALSE | [8 empty] | March, 30 2020 00:00:00 | FALSE | FALSE | FALSE | [6 empty] | AC | [7 empty] | FALSE
PLSTJFDBXMB3 | V-TAC USA CORP. | V-TAC | VT-T8DM15/830/4-S | Linear Replacement Lamp | T8 Four-Foot | Dual Mode Internal Driver (UL Type A and Type B) |  | standard | TRUE |  | 2067 | 132.8 | 15.57 | 12.61 | 0.9617 | 2942 | 81.1 | 5 | 50000 | March, 05 2018 00:00:00 | Dimmable | Continuous Below 10 | No |  | ZAZZYZ | [15 empty] | 82.2 |  | 1.22 | 1.22 | [6 empty] | 5 | 2000 | 114 | 17.5 | 12.61 | 0.96 | 3000 | 83 |  |  |  | FALSE | FALSE | FALSE | [8 empty] | March, 30 2020 00:00:00 | FALSE | FALSE | FALSE | [6 empty] | AC | [7 empty] | FALSE
PLF3DUSATZJH | Commercial Lighting Services | CLS | CLS-T8AB1218T-30K-B | Linear Replacement Lamp | T8 Four-Foot | Dual Mode Internal Driver (UL Type A and Type B) |  | standard | TRUE |  | 2471 | 132.56 | 18.64 | 17.68 | 0.953 | 2941 | 81.6 | 5 | 50000 | March, 05 2018 00:00:00 | Not Dimmable | Not Dimmable | No |  | IIILQK | [15 empty] | 85.4 |  | 1.24 | 1.22 | [6 empty] | 5 | 2512 | 118.1 | 21.27 | 20 | 0.9 | 3000 | 80 |  |  |  | FALSE | FALSE | FALSE | [8 empty] | March, 30 2020 00:00:00 | FALSE | FALSE | FALSE | [6 empty] | AC | [7 empty] | FALSE
PL5XDJWB8TIM | V-TAC USA CORP. | V-TAC | VT-T8DM15/835/4-S | Linear Replacement Lamp | T8 Four-Foot | Dual Mode Internal Driver (UL Type A and Type B) |  | standard | FALSE | [10 empty] | March, 05 2018 00:00:00 | Dimmable | Continuous Below 10 | FALSE |  | ZAZZYZ | [25 empty] | 4.4 | 2000 | 114 | 17.5 | 12.61 | 0.96 | 3500 | 83 |  |  |  | FALSE | FALSE | FALSE | [8 empty] | November, 02 2018 00:00:00 | FALSE | FALSE | FALSE | [6 empty] | AC | [7 empty] | FALSE
PL02J09K67BQ | Commercial Lighting Services | CLS | CLS-T8AB1218T-40K-B | Linear Replacement Lamp | T8 Four-Foot | Dual Mode Internal Driver (UL Type A and Type B) |  | standard | FALSE | [10 empty] | March, 05 2018 00:00:00 | Not Dimmable | Not Dimmable | No |  | IIILQK | [25 empty] | 5 | 2538 | 119.27 | 21.28 | 20 | 0.9 | 4000 | 80 |  |  |  | FALSE | FALSE | FALSE | [8 empty] | March, 30 2020 00:00:00 | FALSE | FALSE | FALSE | [6 empty] | AC | [7 empty] | FALSE
PLIX41AIRA8K | Commercial Lighting Services | CLS | CLS-T8AB1218M-50K-B | Linear Replacement Lamp | T8 Four-Foot | Dual Mode Internal Driver (UL Type A and Type B) |  | standard | FALSE | [10 empty] | March, 05 2018 00:00:00 | Not Dimmable | Not Dimmable | No |  | IIILQJ | [25 empty] | 5 | 2407 | 117.87 | 20.42 | 6.94 | 0.92 | 5000 | 84.1 |  |  |  | FALSE | FALSE | FALSE | [8 empty] | March, 30 2020 00:00:00 | FALSE | FALSE | FALSE | [6 empty] | AC | [7 empty] | FALSE
PTETN0W4 | YANKON LIGHTING, INC. | Yankon | YGA05A32-T8-15W-850 | Linear Replacement Lamp | T8 Four-Foot | Replacement Lamps (plug and play) (UL Type A) |  | standard | FALSE | [10 empty] | March, 05 2018 00:00:00 | Not Dimmable | Not Dimmable | No |  | NNNMTM | [25 empty] | 5 | 2031 | 120.82 | 16.86 | 15 | 0.9 | 5000 | 80 |  |  |  | FALSE | FALSE | FALSE | [8 empty] | March, 30 2020 00:00:00 | FALSE | FALSE | FALSE | [6 empty] | AC | [7 empty] | FALSE
PLJC0Z21MUT5 | Commercial Lighting Services | CLS | CLS-T8AB1218M-40K-B | Linear Replacement Lamp | T8 Four-Foot | Dual Mode Internal Driver (UL Type A and Type B) |  | standard | FALSE | [10 empty] | March, 05 2018 00:00:00 | Not Dimmable | Not Dimmable | No |  | IIILQJ | [25 empty] | 5 | 2383 | 117.07 | 20.36 | 6.79 | 0.92 | 4000 | 82.9 |  |  |  | FALSE | FALSE | FALSE | [8 empty] | March, 30 2020 00:00:00 | FALSE | FALSE | FALSE | [6 empty] | AC | [7 empty] | FALSE
PLOB5TT9M8F4 | Commercial Lighting Services | CLS | CLS-T8AB1218M-30K-B | Linear Replacement Lamp | T8 Four-Foot | Dual Mode Internal Driver (UL Type A and Type B) |  | standard | TRUE |  | 2360 | 116.27 | 20.3 | 6.79 | 0.9171 | 2922 | 82.9 | 5 | 50000 | March, 05 2018 00:00:00 | Not Dimmable | Not Dimmable | No |  | IIILQJ | [15 empty] | 84.3 |  | 1.24 | 1.28 | [6 empty] | 5 | 2360 | 116.27 | 20.3 | 6.79 | 0.92 | 3000 | 82.9 |  |  |  | FALSE | FALSE | FALSE | [8 empty] | March, 30 2020 00:00:00 | FALSE | FALSE | FALSE | [6 empty] | AC | [7 empty] | FALSE
PLNW1MXFZJ28 | V-TAC USA CORP. | V-TAC | VT-T8DM15/840/4-S | Linear Replacement Lamp | T8 Four-Foot | Dual Mode Internal Driver (UL Type A and Type B) |  | standard | FALSE | [10 empty] | March, 05 2018 00:00:00 | Dimmable | Continuous Below 10 | No |  | ZAZZYZ | [25 empty] | 5 | 2100 | 120 | 17.5 | 12.61 | 0.96 | 4000 | 83 |  |  |  | FALSE | FALSE | FALSE | [8 empty] | March, 30 2020 00:00:00 | FALSE | FALSE | FALSE | [6 empty] | AC | [7 empty] | FALSE
PKO4WU91 | GE Current, a Daintree company | GE Lighting | LED14ET8/G/4/835 | Linear Replacement Lamp | T8 Four-Foot | Replacement Lamps (plug and play) (UL Type A) |  | standard | FALSE | [10 empty] | March, 02 2018 00:00:00 | Dimmable | Continuous Below 10 | No |  | PPPSEL | [25 empty] | 5 | 2000 | 121.2 | 16.5 | 20 | 0.9 | 3500 | 80 |  |  |  | FALSE | FALSE | FALSE | [8 empty] | March, 30 2020 00:00:00 | FALSE | FALSE | FALSE | [6 empty] | AC | [7 empty] | FALSE
PLVH468G | GE Current, a Daintree company | GE Lighting | LED14ET8/G/4/840 | Linear Replacement Lamp | T8 Four-Foot | Replacement Lamps (plug and play) (UL Type A) |  | standard | FALSE | [10 empty] | March, 02 2018 00:00:00 | Dimmable | Continuous Below 10 | No |  | PPPSEL | [25 empty] | 5 | 2000 | 121.2 | 16.5 | 20 | 0.9 | 4000 | 80 |  |  |  | FALSE | FALSE | FALSE | [8 empty] | March, 30 2020 00:00:00 | FALSE | FALSE | FALSE | [6 empty] | AC | [7 empty] | FALSE
P1XYY7L6 | GE Current, a Daintree company | GE Lighting | LED14ET8/G/4/850 | Linear Replacement Lamp | T8 Four-Foot | Replacement Lamps (plug and play) (UL Type A) |  | standard | FALSE | [10 empty] | March, 02 2018 00:00:00 | Dimmable | Continuous Below 10 | No |  | PPPSEL | [25 empty] | 5 | 2050 | 124.2 | 16.5 | 20 | 0.9 | 5000 | 80 |  |  |  | FALSE | FALSE | FALSE | [8 empty] | March, 30 2020 00:00:00 | FALSE | FALSE | FALSE | [6 empty] | AC | [7 empty] | FALSE
P8P45K7K | GE Current, a Daintree company | GE Lighting | LED14ET8/G/4/830 | Linear Replacement Lamp | T8 Four-Foot | Replacement Lamps (plug and play) (UL Type A) |  | standard | TRUE |  | 2131 | 126.84 | 16.8 | 8.84 | 0.966 | 3040 | 84 | 5 | 50000 | March, 02 2018 00:00:00 | Dimmable | Continuous Below 10 | No |  | PPPSEL | [15 empty] | 81.9 |  | 1.32 | 1.34 | [6 empty] | 5 | 1950 | 118.2 | 16.5 | 20 | 0.9 | 3000 | 80 |  |  |  | FALSE | FALSE | FALSE | [8 empty] | March, 30 2020 00:00:00 | FALSE | FALSE | FALSE | [6 empty] | AC | [7 empty] | FALSE
PL5MPOESA0GH | SHANGHAI LITE-WAY | LITE-WAY | L02791-35H | Linear Replacement Lamp | T8 Four-Foot | Dual Mode Internal Driver (UL Type A and Type B) |  | standard | FALSE | [10 empty] | February, 27 2018 00:00:00 | Not Dimmable | Not Dimmable | No |  | ZZZBOP | [25 empty] | 5 | 2100 | 140 | 15 | 15 | 0.9 | 3500 | 80 |  |  |  | FALSE | FALSE | FALSE | [8 empty] | March, 30 2020 00:00:00 | FALSE | FALSE | FALSE | [6 empty] | AC | [7 empty] | FALSE
PL3RJQEJWDQA | SHANGHAI LITE-WAY | LITE-WAY | L02791-40H | Linear Replacement Lamp | T8 Four-Foot | Dual Mode Internal Driver (UL Type A and Type B) |  | standard | FALSE | [10 empty] | February, 27 2018 00:00:00 | Not Dimmable | Not Dimmable | No |  | ZZZBOP | [25 empty] | 5 | 2100 | 140 | 15 | 15 | 0.9 | 4000 | 80 |  |  |  | FALSE | FALSE | FALSE | [8 empty] | March, 30 2020 00:00:00 | FALSE | FALSE | FALSE | [6 empty] | AC | [7 empty] | FALSE
PLAT5TPGQLOG | SHANGHAI LITE-WAY | LITE-WAY | L02791-50H | Linear Replacement Lamp | T8 Four-Foot | Dual Mode Internal Driver (UL Type A and Type B) |  | standard | FALSE | [10 empty] | February, 27 2018 00:00:00 | Not Dimmable | Not Dimmable | No |  | ZZZBOP | [25 empty] | 5 | 2100 | 140 | 15 | 15 | 0.9 | 5000 | 80 |  |  |  | FALSE | FALSE | FALSE | [8 empty] | March, 30 2020 00:00:00 | FALSE | FALSE | FALSE | [6 empty] | AC | [7 empty] | FALSE
PL9BA6EG6SW4 | SHANGHAI LITE-WAY | LITE-WAY | L02791-45H | Linear Replacement Lamp | T8 Four-Foot | Dual Mode Internal Driver (UL Type A and Type B) |  | standard | FALSE | [10 empty] | February, 27 2018 00:00:00 | Not Dimmable | Not Dimmable | No |  | ZZZBOP | [25 empty] | 5 | 2100 | 140 | 15 | 15 | 0.9 | 4500 | 80 |  |  |  | FALSE | FALSE | FALSE | [8 empty] | March, 30 2020 00:00:00 | FALSE | FALSE | FALSE | [6 empty] | AC | [7 empty] | FALSE
PLGHI5A8PXU8 | SHANGHAI LITE-WAY | LITE-WAY | L02791-30H | Linear Replacement Lamp | T8 Four-Foot | Dual Mode Internal Driver (UL Type A and Type B) |  | standard | TRUE |  | 2209 | 121.53 | 18.18 | 8.87 | 0.9107 | 2957 | 81.6 | 5 | 50000 | February, 27 2018 00:00:00 | Not Dimmable | Not Dimmable | No |  | ZZZBOP | [15 empty] | 84.9 |  | 1.26 | 1.26 | [6 empty] | 5 | 2100 | 140 | 15 | 15 | 0.9 | 3000 | 80 |  |  |  | FALSE | FALSE | FALSE | [8 empty] | March, 30 2020 00:00:00 | FALSE | FALSE | FALSE | [6 empty] | AC | [7 empty] | FALSE
PLGGZIYPEAM0 | P.Q.L. Inc. | Superior Life | 91030 | Linear Replacement Lamp | T8 Four-Foot | Replacement Lamps (plug and play) (UL Type A) |  | standard | FALSE | [10 empty] | February, 22 2018 00:00:00 | Dimmable | Continuous Above 10 | No |  | ZAZZYK | [25 empty] | 5 | 1708 | 122 | 14 | 10 | 0.9 | 3500 | 83 |  |  |  | FALSE | FALSE | FALSE | [8 empty] | March, 30 2020 00:00:00 | FALSE | FALSE | FALSE | [6 empty] | AC | [7 empty] | FALSE
PLX91IYY8WM6 | P.Q.L. Inc. | Superior Life | 91031 | Linear Replacement Lamp | T8 Four-Foot | Replacement Lamps (plug and play) (UL Type A) |  | standard | FALSE | [10 empty] | February, 22 2018 00:00:00 | Dimmable | Continuous Above 10 | No |  | ZAZZYK | [25 empty] | 5 | 1750 | 125 | 14 | 10 | 0.9 | 4000 | 83 |  |  |  | FALSE | FALSE | FALSE | [8 empty] | March, 30 2020 00:00:00 | FALSE | FALSE | FALSE | [6 empty] | AC | [7 empty] | FALSE
PLZM0INPR21P | Brilliant LED Corp. | Contractor Source LED, CSLED | CSL-T8003-18MN-40KA-B1 | Linear Replacement Lamp | T8 Four-Foot | Replacement Lamps (plug and play) (UL Type A) |  | standard | FALSE | [10 empty] | February, 22 2018 00:00:00 | Not Dimmable | Not Dimmable | No |  | NANOJL | [25 empty] | 5 | 2353.75 | 134.5 | 17.5 | 20.25 | 0.967 | 4000 | 82.9 |  |  |  | FALSE | FALSE | FALSE | [8 empty] | March, 30 2020 00:00:00 | FALSE | FALSE | FALSE | [6 empty] | AC | [7 empty] | FALSE
PLOITHLTCJQM | Brilliant LED Corp. | Contractor Source LED, CSLED | CSL-T8003-18MN-50KA-B1 | Linear Replacement Lamp | T8 Four-Foot | Replacement Lamps (plug and play) (UL Type A) |  | standard | FALSE | [10 empty] | February, 22 2018 00:00:00 | Not Dimmable | Not Dimmable | No |  | NANOJL | [25 empty] | 5 | 2404.16 | 136.6 | 17.6 | 20.25 | 0.967 | 5000 | 83.6 |  |  |  | FALSE | FALSE | FALSE | [8 empty] | March, 30 2020 00:00:00 | FALSE | FALSE | FALSE | [6 empty] | AC | [7 empty] | FALSE
PLS74O0RYGEP | Brilliant LED Corp. | Contractor Source LED, CSLED | CSL-T8003-18MN-30KA-B1 | Linear Replacement Lamp | T8 Four-Foot | Replacement Lamps (plug and play) (UL Type A) |  | standard | TRUE |  | 2309.4 | 132.3 | 17.45 | 19.83 | 0.8896 | 3003 | 82.2 | 5 | 50000 | February, 22 2018 00:00:00 | Not Dimmable | Not Dimmable | No |  | NANOJL | [15 empty] | 83.8 |  | 1.22 | 1.3 | [6 empty] | 5 | 2317.01 | 132.4 | 17.5 | 20.25 | 0.967 | 3000 | 82.2 |  |  |  | FALSE | FALSE | FALSE | [8 empty] | March, 30 2020 00:00:00 | FALSE | FALSE | FALSE | [6 empty] | AC | [7 empty] | FALSE
PLT006SUW610 | P.Q.L. Inc. | Superior Life | 91032 | Linear Replacement Lamp | T8 Four-Foot | Replacement Lamps (plug and play) (UL Type A) |  | standard | FALSE | [10 empty] | February, 22 2018 00:00:00 | Dimmable | Continuous Above 10 | No |  | ZAZZYK | [25 empty] | 5 | 1806 | 129 | 14 | 10 | 0.9 | 5000 | 83 |  |  |  | FALSE | FALSE | FALSE | [8 empty] | March, 30 2020 00:00:00 | FALSE | FALSE | FALSE | [6 empty] | AC | [7 empty] | FALSE
PLEMXEJAYZHN | P.Q.L. Inc. | Superior Life | 91033 | Linear Replacement Lamp | T8 Four-Foot | Replacement Lamps (plug and play) (UL Type A) |  | standard | TRUE |  | 1650 | 125.9 | 13.11 | 10.36 | 0.957 | 3107 | 82.7 | 5 | 50000 | February, 22 2018 00:00:00 | Dimmable | Continuous Above 10 | No |  | ZAZZYK | [15 empty] | 84.2 |  | 1.28 | 1.24 | [6 empty] | 5 | 1652 | 118 | 14 | 10 | 0.9 | 3000 | 83 |  |  |  | FALSE | FALSE | FALSE | [8 empty] | March, 30 2020 00:00:00 | FALSE | FALSE | FALSE | [6 empty] | AC | [7 empty] | FALSE
PLNQORY9M04L | Brilliant LED Corp. | Contractor Source LED, CSLED | CSL-T8003-18MN-35KA-B1 | Linear Replacement Lamp | T8 Four-Foot | Replacement Lamps (plug and play) (UL Type A) |  | standard | FALSE | [10 empty] | February, 22 2018 00:00:00 | Not Dimmable | Not Dimmable | No |  | NANOJL | [25 empty] | 5 | 2334.5 | 133.4 | 17.5 | 20.25 | 0.967 | 3500 | 82.5 |  |  |  | FALSE | FALSE | FALSE | [8 empty] | March, 30 2020 00:00:00 | FALSE | FALSE | FALSE | [6 empty] | AC | [7 empty] | FALSE
PL8VXUPIK91V | Brilliant LED Corp. | Contractor Source LED, CSLED | CSL-T8003-18MN-45KA-B1 | Linear Replacement Lamp | T8 Four-Foot | Replacement Lamps (plug and play) (UL Type A) |  | standard | FALSE | [10 empty] | February, 22 2018 00:00:00 | Not Dimmable | Not Dimmable | No |  | NANOJL | [25 empty] | 5 | 2371.25 | 135.5 | 17.5 | 20.25 | 0.967 | 4500 | 83.2 |  |  |  | FALSE | FALSE | FALSE | [8 empty] | March, 30 2020 00:00:00 | FALSE | FALSE | FALSE | [6 empty] | AC | [7 empty] | FALSE
PLBAXWLLYXPI | EcoLight LED Solutions | Ecolight LED Solutions | ELT-T84EDR-12W (CLEAR LENS)(5000K) | Linear Replacement Lamp | T8 Four-Foot | Replacement Lamps (plug and play) (UL Type A) |  | standard | FALSE | [10 empty] | February, 20 2018 00:00:00 | Not Dimmable | Not Dimmable | NotYetVerified |  | IIILPL | [25 empty] | 5 | 2001 | 136.87 | 14.62 | 20 | 0.9 | 5000 | 82.3 |  |  |  | FALSE | FALSE | FALSE | [8 empty] | March, 30 2020 00:00:00 | FALSE | FALSE | FALSE | [6 empty] | AC | [7 empty] | FALSE
PLQJHCLQKEDV | EcoLight LED Solutions | Ecolight LED Solutions | ELT-T84EDR-12W (FROSTED LENS)(4000K) | Linear Replacement Lamp | T8 Four-Foot | Replacement Lamps (plug and play) (UL Type A) |  | standard | FALSE | [10 empty] | February, 20 2018 00:00:00 | Not Dimmable | Not Dimmable | NotYetVerified |  | IIILPM | [25 empty] | 5 | 1718 | 132.46 | 12.97 | 20 | 0.9 | 4000 | 82 |  |  |  | FALSE | FALSE | FALSE | [8 empty] | March, 30 2020 00:00:00 | FALSE | FALSE | FALSE | [6 empty] | AC | [7 empty] | FALSE
PLA1F6SIWNJ4 | EcoLight LED Solutions | Ecolight LED Solutions | ELT-T84EDR-12W (FROSTED LENS)(5000K) | Linear Replacement Lamp | T8 Four-Foot | Replacement Lamps (plug and play) (UL Type A) |  | standard | FALSE | [10 empty] | February, 20 2018 00:00:00 | Not Dimmable | Not Dimmable | NotYetVerified |  | IIILPM | [25 empty] | 5 | 1718 | 132.46 | 12.97 | 20 | 0.9 | 5000 | 82 |  |  |  | FALSE | FALSE | FALSE | [8 empty] | March, 30 2020 00:00:00 | FALSE | FALSE | FALSE | [6 empty] | AC | [7 empty] | FALSE
PL6WFELXQ7H1 | EcoLight LED Solutions | Ecolight LED Solutions | ELT-T84EDR-12W (FROSTED LENS)(3000K) | Linear Replacement Lamp | T8 Four-Foot | Replacement Lamps (plug and play) (UL Type A) |  | standard | TRUE |  | 1718 | 132.46 | 12.97 | 7.38 | 0.9481 | 2954 | 81.6 | 5 | 50000 | February, 20 2018 00:00:00 | Not Dimmable | Not Dimmable | NotYetVerified |  | IIILPM | [15 empty] | 85.5 |  | 1.12 | 1.16 | [6 empty] | 5 | 1718 | 132.46 | 12.97 | 20 | 0.9 | 3000 | 82 |  |  |  | FALSE | FALSE | FALSE | [8 empty] | March, 30 2020 00:00:00 | FALSE | FALSE | FALSE | [6 empty] | AC | [7 empty] | FALSE
PLC6OOMYUW25 | EcoLight LED Solutions | Ecolight LED Solutions | ELT-T84EDR-12W (FROSTED LENS)(3500K) | Linear Replacement Lamp | T8 Four-Foot | Replacement Lamps (plug and play) (UL Type A) |  | standard | FALSE | [10 empty] | February, 20 2018 00:00:00 | Not Dimmable | Not Dimmable | NotYetVerified |  | IIILPM | [25 empty] | 5 | 1718 | 132.46 | 12.97 | 20 | 0.9 | 3500 | 82 |  |  |  | FALSE | FALSE | FALSE | [8 empty] | March, 30 2020 00:00:00 | FALSE | FALSE | FALSE | [6 empty] | AC | [7 empty] | FALSE
PLBSXMZAV5DN | EcoLight LED Solutions | Ecolight LED Solutions | ELT-T84EDR-12W (CLEAR LENS)(4000K) | Linear Replacement Lamp | T8 Four-Foot | Replacement Lamps (plug and play) (UL Type A) |  | standard | TRUE |  | 1930 | 135.06 | 14.29 | 14.92 | 0.9034 | 3996 | 82.7 | 5 | 50000 | February, 20 2018 00:00:00 | Not Dimmable | Not Dimmable | NotYetVerified |  | IIILPL | [15 empty] | 89.7 |  | 1.44 | 1.16 | [6 empty] | 5 | 1930 | 135.06 | 14.29 | 20 | 0.9 | 4000 | 82.7 |  |  |  | FALSE | FALSE | FALSE | [8 empty] | March, 30 2020 00:00:00 | FALSE | FALSE | FALSE | [6 empty] | AC | [7 empty] | FALSE
PLXUQI5N1PO1 | MS Electrical Distribution Inc | DIVA LIGHT | T8R-22L-40K-DM | Linear Replacement Lamp | T8 Four-Foot | Replacement Lamps (plug and play) (UL Type A) |  | standard | TRUE |  | 2376 | 117.05 | 20.3 | 11.38 | 0.9765 | 4065 | 82.7 | 5 | 50000 | February, 15 2018 00:00:00 | Not Dimmable | Not Dimmable | No |  | XXXBXW | [15 empty] | 84.9 |  | 1.22 | 1.28 | [6 empty] | 5 | 2100 | 116.67 | 18 | 11.38 | 0.98 | 4000 | 82.7 |  |  |  | FALSE | FALSE | FALSE | [8 empty] | March, 30 2020 00:00:00 | FALSE | FALSE | FALSE | [6 empty] | AC | [7 empty] | FALSE
PP7D1K0O | Shenzhen MTC Lux Co., Ltd | BMTC | T8-010T096US-25A | Linear Replacement Lamp | T8 Four-Foot | Replacement Lamps (plug and play) (UL Type A) |  | standard | FALSE | [10 empty] | February, 15 2018 00:00:00 | Not Dimmable | Not Dimmable | NO | Updated on 3/19/2018 | TTTUXJ | [25 empty] | 5 | 1600 | 123 | 13 | 16 | 0.9 | 3500 | 80 |  |  |  | FALSE | FALSE | FALSE | [8 empty] | March, 30 2020 00:00:00 | FALSE | FALSE | FALSE | [6 empty] | AC | [7 empty] | FALSE
PLSRHFHZC4E9 | Emium Lighting LLC | Emium | EL-ZY-T8-18W1200 BIXX(3500k,frosted) | Linear Replacement Lamp | T8 Four-Foot | Dual Mode Internal Driver (UL Type A and Type B) |  | standard | FALSE | [10 empty] | February, 15 2018 00:00:00 | Not Dimmable | Not Dimmable | NotYetVerified |  | MMMQLW | [25 empty] | 5 | 2439.98 | 130.62 | 18.68 | 20 | 0.9 | 3500 | 82.3 |  |  |  | FALSE | FALSE | FALSE | [8 empty] | March, 30 2020 00:00:00 | FALSE | FALSE | FALSE | [6 empty] | AC | [7 empty] | FALSE
PLELIE1DR5WB | MS Electrical Distribution Inc | DIVA LIGHT | T8R-22L-50K-DM | Linear Replacement Lamp | T8 Four-Foot | Replacement Lamps (plug and play) (UL Type A) |  | standard | FALSE | [10 empty] | February, 15 2018 00:00:00 | Not Dimmable | Not Dimmable | No |  | XXXBXW | [25 empty] | 5 | 2200 | 122.22 | 18 | 11.89 | 0.97 | 5000 | 83.9 |  |  |  | FALSE | FALSE | FALSE | [8 empty] | March, 30 2020 00:00:00 | FALSE | FALSE | FALSE | [6 empty] | AC | [7 empty] | FALSE
PLY9WC998UZ5 | EnerGreen Technologies | EnerGreen | EGT-ECDRLEDT8-15w-3500K-GL | Linear Replacement Lamp | T8 Four-Foot | Replacement Lamps (plug and play) (UL Type A) |  | standard | FALSE | [10 empty] | February, 15 2018 00:00:00 | Not Dimmable | Not Dimmable | No |  | ZAZZXX | [25 empty] | 5 | 2100 | 116.67 | 18 | 20 | 0.9 | 3500 | 80 |  |  |  | FALSE | FALSE | FALSE | [8 empty] | March, 30 2020 00:00:00 | FALSE | FALSE | FALSE | [6 empty] | AC | [7 empty] | FALSE
PL9N1HBXSQ2G | EnerGreen Technologies | EnerGreen | EGT-ECDRLEDT8-15w-4000K-GL | Linear Replacement Lamp | T8 Four-Foot | Replacement Lamps (plug and play) (UL Type A) |  | standard | FALSE | [10 empty] | February, 15 2018 00:00:00 | Not Dimmable | Not Dimmable | No |  | ZAZZXX | [25 empty] | 5 | 2200 | 122.22 | 18 | 20 | 0.9 | 4000 | 80 |  |  |  | FALSE | FALSE | FALSE | [8 empty] | March, 30 2020 00:00:00 | FALSE | FALSE | FALSE | [6 empty] | AC | [7 empty] | FALSE
PLUCFMFHAMIF | EnerGreen Technologies | EnerGreen | EGT-ECDRLEDT8-15w-5000K-GL | Linear Replacement Lamp | T8 Four-Foot | Replacement Lamps (plug and play) (UL Type A) |  | standard | FALSE | [10 empty] | February, 15 2018 00:00:00 | Not Dimmable | Not Dimmable | No |  | ZAZZXX | [25 empty] | 5 | 2200 | 122.22 | 18 | 20 | 0.9 | 5000 | 80 |  |  |  | FALSE | FALSE | FALSE | [8 empty] | March, 30 2020 00:00:00 | FALSE | FALSE | FALSE | [6 empty] | AC | [7 empty] | FALSE
P83T40SL | Shenzhen MTC Lux Co., Ltd | BMTC | T8-010T096UD-25A | Linear Replacement Lamp | T8 Four-Foot | Replacement Lamps (plug and play) (UL Type A) |  | standard | FALSE | [10 empty] | February, 15 2018 00:00:00 | Not Dimmable | Not Dimmable | NO | Updated on 3/19/2018 | TTTUXJ | [25 empty] | 5 | 1600 | 123 | 13 | 16 | 0.9 | 5000 | 80 |  |  |  | FALSE | FALSE | FALSE | [8 empty] | March, 30 2020 00:00:00 | FALSE | FALSE | FALSE | [6 empty] | AC | [7 empty] | FALSE
PLRGO73ZYQ6O | Emium Lighting LLC | Emium | EL-ZY-T8-18W1200 BIXX(4000k,frosted) | Linear Replacement Lamp | T8 Four-Foot | Dual Mode Internal Driver (UL Type A and Type B) |  | standard | FALSE | [10 empty] | February, 15 2018 00:00:00 | Not Dimmable | Not Dimmable | NotYetVerified |  | MMMQLW | [25 empty] | 5 | 2521.55 | 136.3 | 18.5 | 20 | 0.9 | 4000 | 82.3 |  |  |  | FALSE | FALSE | FALSE | [8 empty] | March, 30 2020 00:00:00 | FALSE | FALSE | FALSE | [6 empty] | AC | [7 empty] | FALSE
PL8GG2OIQ6O6 | Emium Lighting LLC | Emium | EL-ZY-T8-18W1200 BIXX(5000k,frosted) | Linear Replacement Lamp | T8 Four-Foot | Dual Mode Internal Driver (UL Type A and Type B) |  | standard | FALSE | [10 empty] | February, 15 2018 00:00:00 | Not Dimmable | Not Dimmable | NotYetVerified |  | MMMQLW | [25 empty] | 5 | 2567.73 | 138.05 | 18.6 | 20 | 0.9 | 5000 | 82.3 |  |  |  | FALSE | FALSE | FALSE | [8 empty] | March, 30 2020 00:00:00 | FALSE | FALSE | FALSE | [6 empty] | AC | [7 empty] | FALSE
PLJ0FKPG0G42 | MS Electrical Distribution Inc | DIVA LIGHT | T8R-22L-45K-DM | Linear Replacement Lamp | T8 Four-Foot | Replacement Lamps (plug and play) (UL Type A) |  | standard | FALSE | [10 empty] | February, 15 2018 00:00:00 | Not Dimmable | Not Dimmable | No |  | XXXBXW | [25 empty] | 5 | 2100 | 116.67 | 18 | 11.38 | 0.98 | 4500 | 82.7 |  |  |  | FALSE | FALSE | FALSE | [8 empty] | March, 30 2020 00:00:00 | FALSE | FALSE | FALSE | [6 empty] | AC | [7 empty] | FALSE
PL3FGE5EUD7P | EnerGreen Technologies | EnerGreen | EGT-ECDRLEDT8-15w-3000K-GL | Linear Replacement Lamp | T8 Four-Foot | Replacement Lamps (plug and play) (UL Type A) |  | standard | TRUE |  | 2192.3 | 121.5 | 18.05 | 10.09 | 0.9703 | 3089 | 82.5 | 5 | 50000 | February, 15 2018 00:00:00 | Not Dimmable | Not Dimmable | No |  | ZAZZXX | [15 empty] | 81.3 |  | 1.26 | 1.3 | [6 empty] | 5 | 2100 | 116.67 | 18 | 20 | 0.9 | 3000 | 80 |  |  |  | FALSE | FALSE | FALSE | [8 empty] | March, 30 2020 00:00:00 | FALSE | FALSE | FALSE | [6 empty] | AC | [7 empty] | FALSE
PFHIL0BP | Shenzhen MTC Lux Co., Ltd | BMTC | T8-010T096UN-25A | Linear Replacement Lamp | T8 Four-Foot | Replacement Lamps (plug and play) (UL Type A) |  | standard | FALSE | [10 empty] | February, 15 2018 00:00:00 | Not Dimmable | Not Dimmable | NO | Updated on 3/19/2018 | TTTUXJ | [25 empty] | 5 | 1600 | 123 | 13 | 16 | 0.9 | 4000 | 80 |  |  |  | FALSE | FALSE | FALSE | [8 empty] | March, 30 2020 00:00:00 | FALSE | FALSE | FALSE | [6 empty] | AC | [7 empty] | FALSE
PNQWC5IB | Shenzhen MTC Lux Co., Ltd | BMTC | T8-010T096UB-25A | Linear Replacement Lamp | T8 Four-Foot | Replacement Lamps (plug and play) (UL Type A) |  | standard | TRUE |  | 1645.6 | 130.32 | 12.63 | 15.86 | 0.9389 | 3000 | 84.7 | 5 | 50000 | February, 15 2018 00:00:00 | Not Dimmable | Not Dimmable | NO | Updated on 3/19/2018 | TTTUXJ | [15 empty] | 82.7 |  | 1.3 | 1.28 | [6 empty] | 5 | 1600 | 123 | 13 | 16 | 0.9 | 3000 | 80 |  |  |  | FALSE | FALSE | FALSE | [8 empty] | March, 30 2020 00:00:00 | FALSE | FALSE | FALSE | [6 empty] | AC | [7 empty] | FALSE
PL0XC1999326 | Emium Lighting LLC | Emium | EL-ZY-T8-18W1200 BIXX(3000k,frosted) | Linear Replacement Lamp | T8 Four-Foot | Dual Mode Internal Driver (UL Type A and Type B) |  | standard | TRUE |  | 2502 | 132.1 | 18.94 | 11.86 | 0.937 | 3029 | 82.6 | 5 | 50000 | February, 15 2018 00:00:00 | Not Dimmable | Not Dimmable | NotYetVerified |  | MMMQLW | [15 empty] | 88.8 |  | 1.34 | 1.19 | [6 empty] | 5 | 2439.98 | 130.62 | 18.68 | 20 | 0.9 | 3000 | 82.3 |  |  |  | FALSE | FALSE | FALSE | [8 empty] | March, 30 2020 00:00:00 | FALSE | FALSE | FALSE | [6 empty] | AC | [7 empty] | FALSE
PNI5BF8C | Shenzhen MTC Lux Co., Ltd | BMTC | T8-015T096UD-25A(2200LM) | Linear Replacement Lamp | T8 Four-Foot | Replacement Lamps (plug and play) (UL Type A) |  | standard | FALSE | [10 empty] | February, 14 2018 00:00:00 | Not Dimmable | Not Dimmable | NO | Updated on 3/19/2018 | QQQUAO | [25 empty] | 5 | 2200 | 122 | 18 | 14 | 0.9 | 5000 | 80 |  |  |  | FALSE | FALSE | FALSE | [8 empty] | March, 30 2020 00:00:00 | FALSE | FALSE | FALSE | [6 empty] | AC | [7 empty] | FALSE
PNLMOCCM | Shenzhen MTC Lux Co., Ltd | BMTC | T8-012T096US-25A | Linear Replacement Lamp | T8 Four-Foot | Replacement Lamps (plug and play) (UL Type A) |  | standard | FALSE | [10 empty] | February, 14 2018 00:00:00 | Not Dimmable | Not Dimmable | NO | Updated on 3/19/2018 | QQQUAQ | [25 empty] | 5 | 1800 | 120 | 15 | 15 | 0.9 | 3500 | 80 |  |  |  | FALSE | FALSE | FALSE | [8 empty] | March, 30 2020 00:00:00 | FALSE | FALSE | FALSE | [6 empty] | AC | [7 empty] | FALSE
PQX5BXIP | Shenzhen MTC Lux Co., Ltd | BMTC | T8-015T096US-25A(2000LM) | Linear Replacement Lamp | T8 Four-Foot | Replacement Lamps (plug and play) (UL Type A) |  | Standard | FALSE | [10 empty] | February, 14 2018 00:00:00 | Not Dimmable | Not Dimmable | NO | Updated on 3/19/2018 | QQQUAP | [25 empty] | 4.4 | 2000 | 111 | 18 | 14 | 0.9 | 3500 | 80 |  |  |  | FALSE | FALSE | FALSE | [8 empty] | November, 02 2018 00:00:00 | FALSE | FALSE | FALSE | [6 empty] | AC | [7 empty] | FALSE
PIZDBSA0 | Shenzhen MTC Lux Co., Ltd | BMTC | T8-015T096UN-25A(2000LM) | Linear Replacement Lamp | T8 Four-Foot | Replacement Lamps (plug and play) (UL Type A) |  | Standard | FALSE | [10 empty] | February, 14 2018 00:00:00 | Not Dimmable | Not Dimmable | NO | Updated on 3/19/2018 | QQQUAP | [25 empty] | 4.4 | 2000 | 111 | 18 | 14 | 0.9 | 4000 | 80 |  |  |  | FALSE | FALSE | FALSE | [8 empty] | November, 02 2018 00:00:00 | FALSE | FALSE | FALSE | [6 empty] | AC | [7 empty] | FALSE
P3NQCJ62 | Shenzhen MTC Lux Co., Ltd | BMTC | T8-015T096UB-25A(2200LM) | Linear Replacement Lamp | T8 Four-Foot | Replacement Lamps (plug and play) (UL Type A) |  | standard | TRUE |  | 2236.3 | 127.46 | 17.55 | 14.07 | 0.9456 | 3026 | 84.7 | 5 | 50000 | February, 14 2018 00:00:00 | Not Dimmable | Not Dimmable | NO | Updated on 3/19/2018 | QQQUAO | [15 empty] | 82.8 |  | 1.26 | 1.32 | [6 empty] | 5 | 2200 | 122 | 18 | 14 | 0.9 | 3000 | 80 |  |  |  | FALSE | FALSE | FALSE | [8 empty] | March, 30 2020 00:00:00 | FALSE | FALSE | FALSE | [6 empty] | AC | [7 empty] | FALSE
PABM12L1 | Shenzhen MTC Lux Co., Ltd | BMTC | T8-015T096UD-25A(2000LM) | Linear Replacement Lamp | T8 Four-Foot | Replacement Lamps (plug and play) (UL Type A) |  | Standard | FALSE | [10 empty] | February, 14 2018 00:00:00 | Not Dimmable | Not Dimmable | NO | Updated on 3/19/2018 | QQQUAP | [25 empty] | 4.4 | 2000 | 111 | 18 | 14 | 0.9 | 5000 | 80 |  |  |  | FALSE | FALSE | FALSE | [8 empty] | November, 02 2018 00:00:00 | FALSE | FALSE | FALSE | [6 empty] | AC | [7 empty] | FALSE
PJB53IIN | Shenzhen MTC Lux Co., Ltd | BMTC | T8-012T096UB-25A | Linear Replacement Lamp | T8 Four-Foot | Replacement Lamps (plug and play) (UL Type A) |  | standard | TRUE |  | 1868 | 127.66 | 14.63 | 14.65 | 0.9554 | 3026 | 84 | 5 | 50000 | February, 14 2018 00:00:00 | Not Dimmable | Not Dimmable | NO | Updated on 3/19/2018 | QQQUAQ | [15 empty] | 82.8 |  | 1.32 | 1.28 | [6 empty] | 5 | 1800 | 120 | 15 | 15 | 0.9 | 3000 | 80 |  |  |  | FALSE | FALSE | FALSE | [8 empty] | March, 30 2020 00:00:00 | FALSE | FALSE | FALSE | [6 empty] | AC | [7 empty] | FALSE
PRDFOYC6 | Shenzhen MTC Lux Co., Ltd | BMTC | T8-015T096US-25A(2200LM) | Linear Replacement Lamp | T8 Four-Foot | Replacement Lamps (plug and play) (UL Type A) |  | standard | FALSE | [10 empty] | February, 14 2018 00:00:00 | Not Dimmable | Not Dimmable | NO | Updated on 3/19/2018 | QQQUAO | [25 empty] | 5 | 2200 | 122 | 18 | 14 | 0.9 | 3500 | 80 |  |  |  | FALSE | FALSE | FALSE | [8 empty] | March, 30 2020 00:00:00 | FALSE | FALSE | FALSE | [6 empty] | AC | [7 empty] | FALSE
PBBDRHNY | Shenzhen MTC Lux Co., Ltd | BMTC | T8-015T096UN-25A(2200LM) | Linear Replacement Lamp | T8 Four-Foot | Replacement Lamps (plug and play) (UL Type A) |  | standard | FALSE | [10 empty] | February, 14 2018 00:00:00 | Not Dimmable | Not Dimmable | NO | Updated on 3/19/2018 | QQQUAO | [25 empty] | 5 | 2200 | 122 | 18 | 14 | 0.9 | 4000 | 80 |  |  |  | FALSE | FALSE | FALSE | [8 empty] | March, 30 2020 00:00:00 | FALSE | FALSE | FALSE | [6 empty] | AC | [7 empty] | FALSE
PYJ9UOB9 | Shenzhen MTC Lux Co., Ltd | BMTC | T8-015T096UB-25A(2000LM) | Linear Replacement Lamp | T8 Four-Foot | Replacement Lamps (plug and play) (UL Type A) |  | Standard | TRUE |  | 2117.1 | 121.31 | 17.45 | 14.42 | 0.9886 | 2938 | 82.2 | 5 | 50000 | February, 14 2018 00:00:00 | Not Dimmable | Not Dimmable | NO | Updated on 3/19/2018 | QQQUAP | [15 empty] | 82.7 |  | 1.26 | 1.3 | [6 empty] | 4.4 | 2000 | 111 | 18 | 14 | 0.9 | 3000 | 80 |  |  |  | FALSE | FALSE | FALSE | [8 empty] | November, 02 2018 00:00:00 | FALSE | FALSE | FALSE | [6 empty] | AC | [7 empty] | FALSE
PQSYHS62 | Shenzhen MTC Lux Co., Ltd | BMTC | T8-012T096UN-25A | Linear Replacement Lamp | T8 Four-Foot | Replacement Lamps (plug and play) (UL Type A) |  | standard | FALSE | [10 empty] | February, 14 2018 00:00:00 | Not Dimmable | Not Dimmable | NO | Updated on 3/19/2018 | QQQUAQ | [25 empty] | 5 | 1800 | 120 | 15 | 15 | 0.9 | 4000 | 80 |  |  |  | FALSE | FALSE | FALSE | [8 empty] | March, 30 2020 00:00:00 | FALSE | FALSE | FALSE | [6 empty] | AC | [7 empty] | FALSE
PH6PL182 | Shenzhen MTC Lux Co., Ltd | BMTC | T8-012T096UD-25A | Linear Replacement Lamp | T8 Four-Foot | Replacement Lamps (plug and play) (UL Type A) |  | standard | FALSE | [10 empty] | February, 14 2018 00:00:00 | Not Dimmable | Not Dimmable | NO | Updated on 3/19/2018 | QQQUAQ | [25 empty] | 5 | 1800 | 120 | 15 | 15 | 0.9 | 5000 | 80 |  |  |  | FALSE | FALSE | FALSE | [8 empty] | March, 30 2020 00:00:00 | FALSE | FALSE | FALSE | [6 empty] | AC | [7 empty] | FALSE
PBC11GJI | Signify North America Corporation | Philips | 9290013431A | Linear Replacement Lamp | T8 Four-Foot | Replacement Lamps (plug and play) (UL Type A) |  | standard | FALSE | [10 empty] | February, 12 2018 00:00:00 | Not Dimmable | Not Dimmable | No |  | KKLAHQ | [25 empty] | 5 | 2000 | 117.65 | 17 | 15 | 0.9 | 3500 | 82 |  |  |  | FALSE | FALSE | FALSE | [8 empty] | March, 30 2020 00:00:00 | FALSE | FALSE | FALSE | [6 empty] | AC | [7 empty] | FALSE
PRRGSCTH | Signify North America Corporation | Philips | 9290018660 | Linear Replacement Lamp | T8 Four-Foot | Replacement Lamps (plug and play) (UL Type A) |  | standard | TRUE |  | 1791 | 126 | 14.22 | 7.8 | 0.9623 | 3077 | 83.1 | 5 | 50000 | February, 12 2018 00:00:00 | Not Dimmable | Not Dimmable | No |  | KKLAHR | [15 empty] | 81.23 |  | 1.24 | 1.31 | [6 empty] | 5 | 1700 | 113.33 | 15 | 15 | 0.9 | 3000 | 82 |  |  |  | FALSE | FALSE | FALSE | [8 empty] | March, 30 2020 00:00:00 | FALSE | FALSE | FALSE | [6 empty] | AC | [7 empty] | FALSE
PQJR24AE | Signify North America Corporation | Philips | 9290013432A | Linear Replacement Lamp | T8 Four-Foot | Replacement Lamps (plug and play) (UL Type A) |  | standard | FALSE | [10 empty] | February, 12 2018 00:00:00 | Not Dimmable | Not Dimmable | No |  | KKLAHQ | [25 empty] | 5 | 2100 | 123.53 | 17 | 15 | 0.9 | 4000 | 82 |  |  |  | FALSE | FALSE | FALSE | [8 empty] | March, 30 2020 00:00:00 | FALSE | FALSE | FALSE | [6 empty] | AC | [7 empty] | FALSE
PZUGHQL9 | ARKSMART INC | ARKSMART | ARK/UA/9T (4000K) | Linear Replacement Lamp | T8 Four-Foot | Replacement Lamps (plug and play) (UL Type A) |  | standard | FALSE | [10 empty] | February, 12 2018 00:00:00 | Not Dimmable | Not Dimmable | No |  | MMMQLV | [25 empty] | 5 | 1758.6 | 167.81 | 10.48 | 7.78 | 0.922 | 4000 | 79.3 |  |  |  | FALSE | FALSE | FALSE | [8 empty] | March, 30 2020 00:00:00 | FALSE | FALSE | FALSE | [6 empty] | AC | [7 empty] | FALSE
PSDP6ZG1 | Signify North America Corporation | Philips | 9290018663 | Linear Replacement Lamp | T8 Four-Foot | Replacement Lamps (plug and play) (UL Type A) |  | standard | FALSE | [10 empty] | February, 12 2018 00:00:00 | Not Dimmable | Not Dimmable | No |  | KKLAHR | [25 empty] | 5 | 1800 | 120 | 15 | 15 | 0.9 | 5000 | 82 |  |  |  | FALSE | FALSE | FALSE | [8 empty] | March, 30 2020 00:00:00 | FALSE | FALSE | FALSE | [6 empty] | AC | [7 empty] | FALSE
P72NDZIH | Signify North America Corporation | Philips | 9290013430A | Linear Replacement Lamp | T8 Four-Foot | Replacement Lamps (plug and play) (UL Type A) |  | standard | TRUE |  | 2067 | 128.9 | 16.03 | 6.8 | 0.9697 | 2991 | 82.8 | 5 | 50000 | February, 12 2018 00:00:00 | Not Dimmable | Not Dimmable | No |  | KKLAHQ | [15 empty] | 81.06 |  | 1.24 | 1.28 | [6 empty] | 5 | 2000 | 117.65 | 17 | 15 | 0.9 | 3000 | 82 |  |  |  | FALSE | FALSE | FALSE | [8 empty] | March, 30 2020 00:00:00 | FALSE | FALSE | FALSE | [6 empty] | AC | [7 empty] | FALSE
PWT1VSOY | ARKSMART INC | ARKSMART | ARK/UA/9T (4500K) | Linear Replacement Lamp | T8 Four-Foot | Replacement Lamps (plug and play) (UL Type A) |  | standard | FALSE | [10 empty] | February, 12 2018 00:00:00 | Not Dimmable | Not Dimmable | No |  | MMMQLV | [25 empty] | 5 | 1758.6 | 167.81 | 10.48 | 7.78 | 0.922 | 4500 | 79.3 |  |  |  | FALSE | FALSE | FALSE | [8 empty] | March, 30 2020 00:00:00 | FALSE | FALSE | FALSE | [6 empty] | AC | [7 empty] | FALSE
PPVNAXJM | ARKSMART INC | ARKSMART | ARK/UA/9T (5000K) | Linear Replacement Lamp | T8 Four-Foot | Replacement Lamps (plug and play) (UL Type A) |  | standard | FALSE | [10 empty] | February, 12 2018 00:00:00 | Not Dimmable | Not Dimmable | No |  | MMMQLV | [25 empty] | 5 | 1931.8 | 183.46 | 10.53 | 7.78 | 0.922 | 5000 | 78.4 |  |  |  | FALSE | FALSE | FALSE | [8 empty] | March, 30 2020 00:00:00 | FALSE | FALSE | FALSE | [6 empty] | AC | [7 empty] | FALSE
P9ZCH9LL | Signify North America Corporation | PHILIPS | 9290018661 | Linear Replacement Lamp | T8 Four-Foot | Replacement Lamps (plug and play) (UL Type A) |  | standard | FALSE | [10 empty] | February, 12 2018 00:00:00 | Not Dimmable | Not Dimmable | No |  | KKLAHR | [25 empty] | 4.4 | 1700 | 113.33 | 15 | 15 | 0.9 | 3500 | 82 |  |  |  | FALSE | FALSE | FALSE | [8 empty] | November, 02 2018 00:00:00 | FALSE | FALSE | FALSE | [6 empty] | AC | [7 empty] | FALSE
PIAVUPWL | Signify North America Corporation | Philips | 9290018662 | Linear Replacement Lamp | T8 Four-Foot | Replacement Lamps (plug and play) (UL Type A) |  | standard | FALSE | [10 empty] | February, 12 2018 00:00:00 | Not Dimmable | Not Dimmable | No |  | KKLAHR | [25 empty] | 5 | 1800 | 120 | 15 | 15 | 0.9 | 4000 | 82 |  |  |  | FALSE | FALSE | FALSE | [8 empty] | March, 30 2020 00:00:00 | FALSE | FALSE | FALSE | [6 empty] | AC | [7 empty] | FALSE
P8JMV6DL | Signify North America Corporation | Philips | 9290013433A | Linear Replacement Lamp | T8 Four-Foot | Replacement Lamps (plug and play) (UL Type A) |  | standard | FALSE | [10 empty] | February, 12 2018 00:00:00 | Not Dimmable | Not Dimmable | No |  | KKLAHQ | [25 empty] | 5 | 2100 | 123.53 | 17 | 15 | 0.9 | 5000 | 82 |  |  |  | FALSE | FALSE | FALSE | [8 empty] | March, 30 2020 00:00:00 | FALSE | FALSE | FALSE | [6 empty] | AC | [7 empty] | FALSE
P1C20G1M | ARKSMART INC | ARKSMART | ARK/UA/9T (3500K) | Linear Replacement Lamp | T8 Four-Foot | Replacement Lamps (plug and play) (UL Type A) |  | standard | FALSE | [10 empty] | February, 12 2018 00:00:00 | Not Dimmable | Not Dimmable | No |  | MMMQLV | [25 empty] | 5 | 1758.6 | 167.81 | 10.48 | 7.78 | 0.922 | 3500 | 79.3 |  |  |  | FALSE | FALSE | FALSE | [8 empty] | March, 30 2020 00:00:00 | FALSE | FALSE | FALSE | [6 empty] | AC | [7 empty] | FALSE
PY4TA0VN | ARKSMART INC | ARKSMART | ARK/UA/9T (3000K) | Linear Replacement Lamp | T8 Four-Foot | Replacement Lamps (plug and play) (UL Type A) |  | standard | TRUE |  | 1758.6 | 167.81 | 10.48 | 7.78 | 0.9215 | 3008 | 79.3 | 5 | 50000 | February, 12 2018 00:00:00 | Not Dimmable | Not Dimmable | No |  | MMMQLV | [15 empty] | 80.3 |  | 1.2 | 1.16 | [6 empty] | 5 | 1758.6 | 167.81 | 10.48 | 7.78 | 0.922 | 3000 | 79.3 |  |  |  | FALSE | FALSE | FALSE | [8 empty] | March, 30 2020 00:00:00 | FALSE | FALSE | FALSE | [6 empty] | AC | [7 empty] | FALSE
PR6WM3CE | LED One Corporation | LED One Distribution | LOD-12WT84FT-40KA | Linear Replacement Lamp | T8 Four-Foot | Replacement Lamps (plug and play) (UL Type A) |  | standard | FALSE | [10 empty] | February, 08 2018 00:00:00 | Not Dimmable | Not Dimmable | FALSE |  | MMMQLM | [25 empty] | 4.4 | 1522.1 | 110.7 | 13.7 | 12.9 | 0.936 | 4000 | 81.7 |  |  |  | FALSE | FALSE | FALSE | [8 empty] | November, 02 2018 00:00:00 | FALSE | FALSE | FALSE | [6 empty] | AC | [7 empty] | FALSE
PSOR196I | LED One Corporation | LED One Distribution | LOD-15WT84FT-40KA | Linear Replacement Lamp | T8 Four-Foot | Replacement Lamps (plug and play) (UL Type A) |  | standard | FALSE | [10 empty] | February, 08 2018 00:00:00 | Not Dimmable | Not Dimmable | FALSE |  | MMMQLN | [25 empty] | 4.4 | 1697.46 | 110.8 | 15.32 | 13.9 | 0.937 | 4000 | 82.6 |  |  |  | FALSE | FALSE | FALSE | [8 empty] | November, 02 2018 00:00:00 | FALSE | FALSE | FALSE | [6 empty] | AC | [7 empty] | FALSE
PSPHQ69Q | LED One Corporation | LED One Distribution | LOD-12WT84FT-30KA | Linear Replacement Lamp | T8 Four-Foot | Replacement Lamps (plug and play) (UL Type A) |  | standard | TRUE |  | 1522.13 | 110.7 | 13.75 | 12.9 | 0.936 | 2911 | 81.7 | 5 | 50000 | February, 08 2018 00:00:00 | Not Dimmable | Not Dimmable | FALSE |  | MMMQLM | [15 empty] | 77.9 |  | 1.24 | 1.18 | [6 empty] | 4.4 | 1522.1 | 110.7 | 13.7 | 12.9 | 0.936 | 2911 | 81.7 |  |  |  | FALSE | FALSE | FALSE | [8 empty] | November, 02 2018 00:00:00 | FALSE | FALSE | FALSE | [6 empty] | AC | [7 empty] | FALSE
PCF6DYYV | Shenzhen Bonld Electronics Co.,LTD | BONLD | BDT84NVA-12WB-SHFA | Linear Replacement Lamp | T8 Four-Foot | Replacement Lamps (plug and play) (UL Type A) |  | standard | FALSE | [10 empty] | February, 08 2018 00:00:00 | Not Dimmable | Not Dimmable | No |  | PPPSDL | [25 empty] | 5 | 1639.2 | 136.6 | 12 | 19.23 | 0.963 | 4500 | 83.3 |  |  |  | FALSE | FALSE | FALSE | [8 empty] | March, 30 2020 00:00:00 | FALSE | FALSE | FALSE | [6 empty] | AC | [7 empty] | FALSE
PNKMVF3S | LED One Corporation | LED One Distribution | LOD-12WT84FT-40KAB | Linear Replacement Lamp | T8 Four-Foot | Dual Mode Internal Driver (UL Type A and Type B) |  | standard | FALSE | [10 empty] | February, 08 2018 00:00:00 | Not Dimmable | Not Dimmable | No |  | MMMQLI | [25 empty] | 5 | 1559.8 | 117.9 | 13.2 | 12.1 | 0.917 | 4000 | 81.7 |  |  |  | FALSE | FALSE | FALSE | [8 empty] | March, 30 2020 00:00:00 | FALSE | FALSE | FALSE | [6 empty] | AC | [7 empty] | FALSE
PPHVUV5R | LED One Corporation | LED One Distribution | LOD-12WT84FT-50KAB | Linear Replacement Lamp | T8 Four-Foot | Dual Mode Internal Driver (UL Type A and Type B) |  | standard | FALSE | [10 empty] | February, 08 2018 00:00:00 | Not Dimmable | Not Dimmable | No |  | MMMQLI | [25 empty] | 5 | 1637.2 | 122 | 13.4 | 12.1 | 0.917 | 4968 | 83.4 |  |  |  | FALSE | FALSE | FALSE | [8 empty] | March, 30 2020 00:00:00 | FALSE | FALSE | FALSE | [6 empty] | AC | [7 empty] | FALSE
P8RJ13AZ | Shenzhen Bonld Electronics Co.,LTD | BONLD | BDT84NVA-12WB-SNFA | Linear Replacement Lamp | T8 Four-Foot | Replacement Lamps (plug and play) (UL Type A) |  | standard | FALSE | [10 empty] | February, 08 2018 00:00:00 | Not Dimmable | Not Dimmable | No |  | PPPSDL | [25 empty] | 5 | 1628.4 | 135.7 | 12 | 19.23 | 0.963 | 4000 | 83.1 |  |  |  | FALSE | FALSE | FALSE | [8 empty] | March, 30 2020 00:00:00 | FALSE | FALSE | FALSE | [6 empty] | AC | [7 empty] | FALSE
PCU7U6OT | Shenzhen Bonld Electronics Co.,LTD | BONLD | BDT84NVA-12WB-SDFA | Linear Replacement Lamp | T8 Four-Foot | Replacement Lamps (plug and play) (UL Type A) |  | standard | FALSE | [10 empty] | February, 08 2018 00:00:00 | Not Dimmable | Not Dimmable | No |  | PPPSDL | [25 empty] | 5 | 1661.1 | 137.5 | 12.1 | 19.23 | 0.963 | 5000 | 83.6 |  |  |  | FALSE | FALSE | FALSE | [8 empty] | March, 30 2020 00:00:00 | FALSE | FALSE | FALSE | [6 empty] | AC | [7 empty] | FALSE
P68L5WPE | Shenzhen Bonld Electronics Co.,LTD | BONLD | BDT84NVA-12WB-SWFA | Linear Replacement Lamp | T8 Four-Foot | Replacement Lamps (plug and play) (UL Type A) |  | standard | TRUE |  | 1574.84 | 133.1 | 11.83 | 19.27 | 0.9231 | 2962 | 81.8 | 5 | 50000 | February, 08 2018 00:00:00 | Not Dimmable | Not Dimmable | No |  | PPPSDL | [15 empty] | 83.9 |  | 1.22 | 1.26 | [6 empty] | 5 | 1580.02 | 133.9 | 11.8 | 19.23 | 0.963 | 3000 | 82.5 |  |  |  | FALSE | FALSE | FALSE | [8 empty] | March, 30 2020 00:00:00 | FALSE | FALSE | FALSE | [6 empty] | AC | [7 empty] | FALSE
P2Q2NLYJ | LED One Corporation | LED One Distribution | LOD-18WT84FT-30KAB | Linear Replacement Lamp | T8 Four-Foot | Dual Mode Internal Driver (UL Type A and Type B) |  | standard | TRUE |  | 2213.37 | 115.4 | 19.18 | 13.2 | 0.925 | 2909 | 81.4 | 5 | 50000 | February, 08 2018 00:00:00 | Not Dimmable | Not Dimmable | No |  | MMMQLK | [15 empty] | 78.1 |  | 1.18 | 1.24 | [6 empty] | 5 | 2213.3 | 115.4 | 19.1 | 13.3 | 0.925 | 2909 | 81.4 |  |  |  | FALSE | FALSE | FALSE | [8 empty] | March, 30 2020 00:00:00 | FALSE | FALSE | FALSE | [6 empty] | AC | [7 empty] | FALSE
PW3XVWW2 | LED One Corporation | LED One Distribution | LOD-18WT84FT-35KAB | Linear Replacement Lamp | T8 Four-Foot | Dual Mode Internal Driver (UL Type A and Type B) |  | standard | FALSE | [10 empty] | February, 08 2018 00:00:00 | Not Dimmable | Not Dimmable | FALSE |  | MMMQLK | [25 empty] | 4.4 | 2213.3 | 115.4 | 19.1 | 13.3 | 0.925 | 3500 | 81.4 |  |  |  | FALSE | FALSE | FALSE | [8 empty] | November, 02 2018 00:00:00 | FALSE | FALSE | FALSE | [6 empty] | AC | [7 empty] | FALSE
PNKYV5MJ | LED One Corporation | LED One Distribution | LOD-15WT84FT-35KA | Linear Replacement Lamp | T8 Four-Foot | Replacement Lamps (plug and play) (UL Type A) |  | standard | FALSE | [10 empty] | February, 08 2018 00:00:00 | Not Dimmable | Not Dimmable | FALSE |  | MMMQLN | [25 empty] | 4.4 | 1697.46 | 110.8 | 15.32 | 13.9 | 0.937 | 3500 | 82.6 |  |  |  | FALSE | FALSE | FALSE | [8 empty] | November, 02 2018 00:00:00 | FALSE | FALSE | FALSE | [6 empty] | AC | [7 empty] | FALSE
P43QLSKH | LED One Corporation | LED One Distribution | LOD-15WT84FT-30KAB | Linear Replacement Lamp | T8 Four-Foot | Dual Mode Internal Driver (UL Type A and Type B) |  | standard | TRUE |  | 1800.83 | 111.3 | 16.18 | 12.8 | 0.922 | 2904 | 81.5 | 5 | 50000 | February, 08 2018 00:00:00 | Not Dimmable | Not Dimmable | FALSE |  | MMMQLJ | [15 empty] | 78.1 |  | 1.2 | 1.24 | [6 empty] | 4.4 | 1800.8 | 111.3 | 16.1 | 12.8 | 0.922 | 2904 | 81.5 |  |  |  | FALSE | FALSE | FALSE | [8 empty] | November, 02 2018 00:00:00 | FALSE | FALSE | FALSE | [6 empty] | AC | [7 empty] | FALSE
P4L6DP0A | Shenzhen Bonld Electronics Co.,LTD | BONLD | BDT84NVA-12WB-SBFA | Linear Replacement Lamp | T8 Four-Foot | Replacement Lamps (plug and play) (UL Type A) |  | standard | FALSE | [10 empty] | February, 08 2018 00:00:00 | Not Dimmable | Not Dimmable | No |  | PPPSDL | [25 empty] | 5 | 1617.6 | 134.8 | 12 | 19.23 | 0.963 | 3500 | 82.8 |  |  |  | FALSE | FALSE | FALSE | [8 empty] | March, 30 2020 00:00:00 | FALSE | FALSE | FALSE | [6 empty] | AC | [7 empty] | FALSE
PJU1VFAO | LED One Corporation | LED One Distribution | LOD-15WT84FT-50KAB | Linear Replacement Lamp | T8 Four-Foot | Dual Mode Internal Driver (UL Type A and Type B) |  | standard | FALSE | [10 empty] | February, 08 2018 00:00:00 | Not Dimmable | Not Dimmable | No |  | MMMQLJ | [25 empty] | 5 | 1934.1 | 119.1 | 16.2 | 12.8 | 0.922 | 4995 | 83.4 |  |  |  | FALSE | FALSE | FALSE | [8 empty] | March, 30 2020 00:00:00 | FALSE | FALSE | FALSE | [6 empty] | AC | [7 empty] | FALSE
PWA9H15D | LED One Corporation | LED One Distribution | LOD-18WT84FT-40KAB | Linear Replacement Lamp | T8 Four-Foot | Dual Mode Internal Driver (UL Type A and Type B) |  | standard | FALSE | [10 empty] | February, 08 2018 00:00:00 | Not Dimmable | Not Dimmable | FALSE |  | MMMQLK | [25 empty] | 4.4 | 2213.3 | 115.4 | 19.1 | 13.3 | 0.925 | 4000 | 81.4 |  |  |  | FALSE | FALSE | FALSE | [8 empty] | November, 02 2018 00:00:00 | FALSE | FALSE | FALSE | [6 empty] | AC | [7 empty] | FALSE
PFZSRVCW | LED One Corporation | LED One Distribution | LOD-12WT84FT-35KA | Linear Replacement Lamp | T8 Four-Foot | Replacement Lamps (plug and play) (UL Type A) |  | standard | FALSE | [10 empty] | February, 08 2018 00:00:00 | Not Dimmable | Not Dimmable | FALSE |  | MMMQLM | [25 empty] | 4.4 | 1522.1 | 110.7 | 13.7 | 12.9 | 0.936 | 3500 | 81.7 |  |  |  | FALSE | FALSE | FALSE | [8 empty] | November, 02 2018 00:00:00 | FALSE | FALSE | FALSE | [6 empty] | AC | [7 empty] | FALSE
PPCATG2J | LED One Corporation | LED One Distribution | LOD-18WT84FT-30KA | Linear Replacement Lamp | T8 Four-Foot | Replacement Lamps (plug and play) (UL Type A) |  | standard | TRUE |  | 2039.73 | 111.4 | 18.31 | 12.6 | 0.948 | 2879 | 82.6 | 5 | 50000 | February, 08 2018 00:00:00 | Not Dimmable | Not Dimmable | FALSE |  | MMMQLO | [15 empty] | 78.4 |  | 1.16 | 1.24 | [6 empty] | 4.4 | 2039.73 | 111.4 | 18.31 | 12.6 | 0.948 | 2879 | 82.6 |  |  |  | FALSE | FALSE | FALSE | [8 empty] | November, 02 2018 00:00:00 | FALSE | FALSE | FALSE | [6 empty] | AC | [7 empty] | FALSE
PUXFOAWC | LED One Corporation | LED One Distribution | LOD-15WT84FT-50KA | Linear Replacement Lamp | T8 Four-Foot | Replacement Lamps (plug and play) (UL Type A) |  | standard | FALSE | [10 empty] | February, 08 2018 00:00:00 | Not Dimmable | Not Dimmable | No |  | MMMQLN | [25 empty] | 5 | 1868.99 | 121.6 | 15.37 | 13.9 | 0.937 | 4965 | 83.2 |  |  |  | FALSE | FALSE | FALSE | [8 empty] | March, 30 2020 00:00:00 | FALSE | FALSE | FALSE | [6 empty] | AC | [7 empty] | FALSE
PU8QXSDW | LED One Corporation | LED One Distribution | LOD-18WT84FT-50KAB | Linear Replacement Lamp | T8 Four-Foot | Dual Mode Internal Driver (UL Type A and Type B) |  | standard | FALSE | [10 empty] | February, 08 2018 00:00:00 | Not Dimmable | Not Dimmable | No |  | MMMQLK | [25 empty] | 5 | 2298.7 | 120.1 | 19.1 | 13.3 | 0.925 | 4970 | 83.3 |  |  |  | FALSE | FALSE | FALSE | [8 empty] | March, 30 2020 00:00:00 | FALSE | FALSE | FALSE | [6 empty] | AC | [7 empty] | FALSE
PIPQFBRD | LED One Corporation | LED One Distribution | LOD-12WT84FT-50KA | Linear Replacement Lamp | T8 Four-Foot | Replacement Lamps (plug and play) (UL Type A) |  | standard | FALSE | [10 empty] | February, 08 2018 00:00:00 | Not Dimmable | Not Dimmable | No |  | MMMQLM | [25 empty] | 5 | 1652.9 | 120.3 | 13.7 | 12.9 | 0.936 | 4994 | 83.4 |  |  |  | FALSE | FALSE | FALSE | [8 empty] | March, 30 2020 00:00:00 | FALSE | FALSE | FALSE | [6 empty] | AC | [7 empty] | FALSE
P4IHDDM6 | LED One Corporation | LED One Distribution | LOD-12WT84FT-30KAB | Linear Replacement Lamp | T8 Four-Foot | Dual Mode Internal Driver (UL Type A and Type B) |  | standard | TRUE |  | 1559.82 | 117.9 | 13.23 | 12.1 | 0.917 | 2900 | 81.7 | 5 | 50000 | February, 08 2018 00:00:00 | Not Dimmable | Not Dimmable | No |  | MMMQLI | [15 empty] | 78.1 |  | 1.2 | 1.24 | 1.2 | 1.24 | 1.24 | 1.24 |  |  | 5 | 1559.8 | 117.9 | 13.2 | 12.1 | 0.917 | 2900 | 81.7 |  |  |  | FALSE | FALSE | FALSE | [8 empty] | March, 30 2020 00:00:00 | FALSE | FALSE | FALSE | [6 empty] | AC | [7 empty] | FALSE
PNRJVOX6 | LED One Corporation | LED One Distribution | LOD-15WT84FT-35KAB | Linear Replacement Lamp | T8 Four-Foot | Dual Mode Internal Driver (UL Type A and Type B) |  | standard | FALSE | [10 empty] | February, 08 2018 00:00:00 | Not Dimmable | Not Dimmable | FALSE |  | MMMQLJ | [25 empty] | 4.4 | 1800.8 | 111.3 | 16.1 | 12.8 | 0.922 | 3500 | 81.5 |  |  |  | FALSE | FALSE | FALSE | [8 empty] | November, 02 2018 00:00:00 | FALSE | FALSE | FALSE | [6 empty] | AC | [7 empty] | FALSE
PT2QLG8Z | LED One Corporation | LED One Distribution | LOD-15WT84FT-40KAB | Linear Replacement Lamp | T8 Four-Foot | Dual Mode Internal Driver (UL Type A and Type B) |  | standard | FALSE | [10 empty] | February, 08 2018 00:00:00 | Not Dimmable | Not Dimmable | FALSE |  | MMMQLJ | [25 empty] | 4.4 | 1800.8 | 111.3 | 16.1 | 12.8 | 0.922 | 4000 | 81.5 |  |  |  | FALSE | FALSE | FALSE | [8 empty] | November, 02 2018 00:00:00 | FALSE | FALSE | FALSE | [6 empty] | AC | [7 empty] | FALSE
PQ1BX84Q | LED One Corporation | LED One Distribution | LOD-18WT84FT-35KA | Linear Replacement Lamp | T8 Four-Foot | Replacement Lamps (plug and play) (UL Type A) |  | standard | FALSE | [10 empty] | February, 08 2018 00:00:00 | Not Dimmable | Not Dimmable | FALSE |  | MMMQLO | [25 empty] | 4.4 | 2039.73 | 111.4 | 18.31 | 12.6 | 0.948 | 3500 | 82.6 |  |  |  | FALSE | FALSE | FALSE | [8 empty] | November, 02 2018 00:00:00 | FALSE | FALSE | FALSE | [6 empty] | AC | [7 empty] | FALSE
PAR5FXUB | LED One Corporation | LED One Distribution | LOD-18WT84FT-40KA | Linear Replacement Lamp | T8 Four-Foot | Replacement Lamps (plug and play) (UL Type A) |  | standard | FALSE | [10 empty] | February, 08 2018 00:00:00 | Not Dimmable | Not Dimmable | FALSE |  | MMMQLO | [25 empty] | 4.4 | 2039.73 | 111.4 | 18.31 | 12.6 | 0.948 | 4000 | 82.6 |  |  |  | FALSE | FALSE | FALSE | [8 empty] | November, 02 2018 00:00:00 | FALSE | FALSE | FALSE | [6 empty] | AC | [7 empty] | FALSE
PZWQHIOS | LED One Corporation | LED One Distribution | LOD-15WT84FT-30KA | Linear Replacement Lamp | T8 Four-Foot | Replacement Lamps (plug and play) (UL Type A) |  | standard | TRUE |  | 1697.46 | 110.8 | 15.32 | 13.9 | 0.937 | 2873 | 82.6 | 5 | 50000 | February, 08 2018 00:00:00 | Not Dimmable | Not Dimmable | FALSE |  | MMMQLN | [15 empty] | 78.4 |  | 1.16 | 1.24 | [6 empty] | 4.4 | 1697.46 | 110.8 | 15.32 | 13.9 | 0.937 | 2873 | 82.6 |  |  |  | FALSE | FALSE | FALSE | [8 empty] | November, 02 2018 00:00:00 | FALSE | FALSE | FALSE | [6 empty] | AC | [7 empty] | FALSE
PPV9CH34 | LED One Corporation | LED One Distribution | LOD-12WT84FT-35KAB | Linear Replacement Lamp | T8 Four-Foot | Dual Mode Internal Driver (UL Type A and Type B) |  | standard | FALSE | [10 empty] | February, 08 2018 00:00:00 | Not Dimmable | Not Dimmable | No |  | MMMQLI | [25 empty] | 5 | 1559.8 | 117.9 | 13.2 | 12.1 | 0.917 | 3500 | 81.7 |  |  |  | FALSE | FALSE | FALSE | [8 empty] | March, 30 2020 00:00:00 | FALSE | FALSE | FALSE | [6 empty] | AC | [7 empty] | FALSE
PH3DIF37 | LED One Corporation | LED One Distribution | LOD-18WT84FT-50KA | Linear Replacement Lamp | T8 Four-Foot | Replacement Lamps (plug and play) (UL Type A) |  | standard | FALSE | [10 empty] | February, 08 2018 00:00:00 | Not Dimmable | Not Dimmable | No |  | MMMQLO | [25 empty] | 5 | 2265.62 | 123.4 | 18.36 | 12.6 | 0.948 | 4999 | 83.5 |  |  |  | FALSE | FALSE | FALSE | [8 empty] | March, 30 2020 00:00:00 | FALSE | FALSE | FALSE | [6 empty] | AC | [7 empty] | FALSE
PFZV6NDY | Shenzhen Bonld Electronics Co.,LTD | BONLD | BDT84NVA-18WB-SHFA | Linear Replacement Lamp | T8 Four-Foot | Replacement Lamps (plug and play) (UL Type A) |  | standard | FALSE | [10 empty] | February, 06 2018 00:00:00 | Not Dimmable | Not Dimmable | No |  | PPPSDA | [25 empty] | 5 | 2371.25 | 135.5 | 17.5 | 20.25 | 0.967 | 4500 | 83.2 |  |  |  | FALSE | FALSE | FALSE | [8 empty] | March, 30 2020 00:00:00 | FALSE | FALSE | FALSE | [6 empty] | AC | [7 empty] | FALSE
PSHSPAAY | Shenzhen Bonld Electronics Co.,LTD | BONLD | BDT84NVA-18WB-SNFA | Linear Replacement Lamp | T8 Four-Foot | Replacement Lamps (plug and play) (UL Type A) |  | standard | FALSE | [10 empty] | February, 06 2018 00:00:00 | Not Dimmable | Not Dimmable | No |  | PPPSDA | [25 empty] | 5 | 2353.75 | 134.5 | 17.5 | 20.25 | 0.967 | 4000 | 82.9 |  |  |  | FALSE | FALSE | FALSE | [8 empty] | March, 30 2020 00:00:00 | FALSE | FALSE | FALSE | [6 empty] | AC | [7 empty] | FALSE
P95RDJOD | Shenzhen Bonld Electronics Co.,LTD | BONLD | BDT84NVA-18WB-SDFA | Linear Replacement Lamp | T8 Four-Foot | Replacement Lamps (plug and play) (UL Type A) |  | standard | FALSE | [10 empty] | February, 06 2018 00:00:00 | Not Dimmable | Not Dimmable | No |  | PPPSDA | [25 empty] | 5 | 2404.16 | 136.6 | 17.6 | 20.25 | 0.967 | 5000 | 83.6 |  |  |  | FALSE | FALSE | FALSE | [8 empty] | March, 30 2020 00:00:00 | FALSE | FALSE | FALSE | [6 empty] | AC | [7 empty] | FALSE
PTI1LI3W | Shenzhen Bonld Electronics Co.,LTD | BONLD | BDT84NVA-18WB-SBFA | Linear Replacement Lamp | T8 Four-Foot | Replacement Lamps (plug and play) (UL Type A) |  | standard | FALSE | [10 empty] | February, 06 2018 00:00:00 | Not Dimmable | Not Dimmable | No |  | PPPSDA | [25 empty] | 5 | 2334.5 | 133.4 | 17.5 | 20.25 | 0.967 | 3500 | 82.5 |  |  |  | FALSE | FALSE | FALSE | [8 empty] | March, 30 2020 00:00:00 | FALSE | FALSE | FALSE | [6 empty] | AC | [7 empty] | FALSE
PSKGTVF0 | Shenzhen Bonld Electronics Co.,LTD | BONLD | BDT84NVA-18WB-SWFA | Linear Replacement Lamp | T8 Four-Foot | Replacement Lamps (plug and play) (UL Type A) |  | standard | TRUE |  | 2309.4 | 132.3 | 17.45 | 19.83 | 0.8896 | 3003 | 82.2 | 5 | 50000 | February, 06 2018 00:00:00 | Not Dimmable | Not Dimmable | No |  | PPPSDA | [15 empty] | 83.8 |  | 1.22 | 1.3 | [6 empty] | 5 | 2317.01 | 132.4 | 17.5 | 20.25 | 0.967 | 3000 | 82.2 |  |  |  | FALSE | FALSE | FALSE | [8 empty] | March, 30 2020 00:00:00 | FALSE | FALSE | FALSE | [6 empty] | AC | [7 empty] | FALSE
PLB4DLR6EX86 | InLine Electrical Resources | IER | IER-T8-12W HYBRID30 | Linear Replacement Lamp | T8 Four-Foot | Dual Mode Internal Driver (UL Type A and Type B) |  | standard | TRUE |  | 1954.93 | 141.293 | 13.836 | 15.9 | 0.908 | 2984 | 81.3 | 5 | 50000 | February, 05 2018 00:00:00 | Not Dimmable | Not Dimmable | No |  | SSSCYN | [15 empty] | 80 |  | 1.14 | 1.22 | [6 empty] | 5 | 1954.93 | 141.29 | 13.84 | 15.9 | 0.91 | 2984 | 81.3 |  |  |  | FALSE | FALSE | FALSE | [8 empty] | March, 30 2020 00:00:00 | FALSE | FALSE | FALSE | [6 empty] | AC | [7 empty] | FALSE
PL8ZDRUTO3H9 | InLine Electrical Resources | IER | IER-T8-12W HYBRID40 | Linear Replacement Lamp | T8 Four-Foot | Dual Mode Internal Driver (UL Type A and Type B) |  | standard | FALSE | [10 empty] | February, 05 2018 00:00:00 | Not Dimmable | Not Dimmable | No |  | SSSCYN | [25 empty] | 5 | 1954.93 | 141.29 | 13.84 | 15.9 | 0.91 | 4000 | 81.3 |  |  |  | FALSE | FALSE | FALSE | [8 empty] | March, 30 2020 00:00:00 | FALSE | FALSE | FALSE | [6 empty] | AC | [7 empty] | FALSE
PL3K3XU1NM1W | InLine Electrical Resources | IER | IER-T8-12W HYBRID35 | Linear Replacement Lamp | T8 Four-Foot | Dual Mode Internal Driver (UL Type A and Type B) |  | standard | FALSE | [10 empty] | February, 05 2018 00:00:00 | Not Dimmable | Not Dimmable | No |  | SSSCYN | [25 empty] | 5 | 1954.93 | 141.29 | 13.84 | 15.9 | 0.91 | 3500 | 81.3 |  |  |  | FALSE | FALSE | FALSE | [8 empty] | March, 30 2020 00:00:00 | FALSE | FALSE | FALSE | [6 empty] | AC | [7 empty] | FALSE
PL8SMWN42RYQ | InLine Electrical Resources | IER | IER-T8-12W HYBRID45 | Linear Replacement Lamp | T8 Four-Foot | Dual Mode Internal Driver (UL Type A and Type B) |  | standard | FALSE | [10 empty] | February, 05 2018 00:00:00 | Not Dimmable | Not Dimmable | No |  | SSSCYN | [25 empty] | 5 | 1954.93 | 141.29 | 13.84 | 15.9 | 0.91 | 4500 | 81.3 |  |  |  | FALSE | FALSE | FALSE | [8 empty] | March, 30 2020 00:00:00 | FALSE | FALSE | FALSE | [6 empty] | AC | [7 empty] | FALSE
PL244WO7W9JG | InLine Electrical Resources | IER | IER-T8-12W HYBRID50 | Linear Replacement Lamp | T8 Four-Foot | Dual Mode Internal Driver (UL Type A and Type B) |  | standard | FALSE | [10 empty] | February, 05 2018 00:00:00 | Not Dimmable | Not Dimmable | No |  | SSSCYN | [25 empty] | 5 | 2115.32 | 151.84 | 13.93 | 16.6 | 0.92 | 5012 | 83.8 |  |  |  | FALSE | FALSE | FALSE | [8 empty] | March, 30 2020 00:00:00 | FALSE | FALSE | FALSE | [6 empty] | AC | [7 empty] | FALSE
PUS2QQL5 | Xiamen Bymea Lighting Co., Ltd | BYMEA | T08G01-40Y | Linear Replacement Lamp | T8 Four-Foot | Dual Mode Internal Driver (UL Type A and Type B) |  | standard | FALSE | [10 empty] | February, 02 2018 00:00:00 | Not Dimmable | Not Dimmable | No |  | FFFIVQ | [25 empty] | 5 | 2100 | 140 | 15 | 15 | 0.9 | 4000 | 80 |  |  |  | FALSE | FALSE | FALSE | [8 empty] | March, 30 2020 00:00:00 | FALSE | FALSE | FALSE | [6 empty] | AC | [7 empty] | FALSE
PRIB5WCB | Xiamen Bymea Lighting Co., Ltd | BYMEA | T08G01-45Y | Linear Replacement Lamp | T8 Four-Foot | Dual Mode Internal Driver (UL Type A and Type B) |  | standard | FALSE | [10 empty] | February, 02 2018 00:00:00 | Not Dimmable | Not Dimmable | No |  | FFFIVQ | [25 empty] | 5 | 2100 | 140 | 15 | 15 | 0.9 | 4500 | 80 |  |  |  | FALSE | FALSE | FALSE | [8 empty] | March, 30 2020 00:00:00 | FALSE | FALSE | FALSE | [6 empty] | AC | [7 empty] | FALSE
PN4432MY | Xiamen Bymea Lighting Co., Ltd | BYMEA | T08G01-30Y | Linear Replacement Lamp | T8 Four-Foot | Dual Mode Internal Driver (UL Type A and Type B) |  | standard | TRUE |  | 2209 | 121.53 | 18.18 | 8.87 | 0.9107 | 2957 | 81.6 | 5 | 50000 | February, 02 2018 00:00:00 | Not Dimmable | Not Dimmable | No |  | FFFIVQ | [15 empty] | 84.9 |  | 1.26 | 1.26 | [6 empty] | 5 | 2100 | 140 | 15 | 15 | 0.9 | 3000 | 80 |  |  |  | FALSE | FALSE | FALSE | [8 empty] | March, 30 2020 00:00:00 | FALSE | FALSE | FALSE | [6 empty] | AC | [7 empty] | FALSE
P5LX3GAQ | Xiamen Bymea Lighting Co., Ltd | BYMEA | T08G01-35Y | Linear Replacement Lamp | T8 Four-Foot | Dual Mode Internal Driver (UL Type A and Type B) |  | standard | FALSE | [10 empty] | February, 02 2018 00:00:00 | Not Dimmable | Not Dimmable | No |  | FFFIVQ | [25 empty] | 5 | 2100 | 140 | 15 | 15 | 0.9 | 3500 | 80 |  |  |  | FALSE | FALSE | FALSE | [8 empty] | March, 30 2020 00:00:00 | FALSE | FALSE | FALSE | [6 empty] | AC | [7 empty] | FALSE
PX4L2EY5 | Xiamen Bymea Lighting Co., Ltd | BYMEA | T08G01-50Y | Linear Replacement Lamp | T8 Four-Foot | Dual Mode Internal Driver (UL Type A and Type B) |  | standard | FALSE | [10 empty] | February, 02 2018 00:00:00 | Not Dimmable | Not Dimmable | No |  | FFFIVQ | [25 empty] | 5 | 2100 | 140 | 15 | 15 | 0.9 | 5000 | 80 |  |  |  | FALSE | FALSE | FALSE | [8 empty] | March, 30 2020 00:00:00 | FALSE | FALSE | FALSE | [6 empty] | AC | [7 empty] | FALSE
PLZF8DLGQXSV | Builders Pack | Builders Pack | 44-T8-120-15W-35K-F-GL-A-1 | Linear Replacement Lamp | T8 Four-Foot | Replacement Lamps (plug and play) (UL Type A) |  | standard | FALSE | [10 empty] | January, 31 2018 00:00:00 | Not Dimmable | Not Dimmable | NO | Updated on 07/26/2018 | XXXBWQ | [25 empty] | 5 | 2080 | 122 | 17 | 20 | 0.9 | 3500 | 80 |  |  |  | FALSE | FALSE | FALSE | [8 empty] | March, 30 2020 00:00:00 | FALSE | FALSE | FALSE | [6 empty] | AC | [7 empty] | FALSE
PLRTAQ1Z3V48 | Builders Pack | Builders Pack | 44-T8-120-15W-40K-F-GL-A-1 | Linear Replacement Lamp | T8 Four-Foot | Replacement Lamps (plug and play) (UL Type A) |  | standard | FALSE | [10 empty] | January, 31 2018 00:00:00 | Not Dimmable | Not Dimmable | NO | Updated on 07/26/2018 | XXXBWQ | [25 empty] | 5 | 2150 | 126 | 17 | 20 | 0.9 | 4000 | 80 |  |  |  | FALSE | FALSE | FALSE | [8 empty] | March, 30 2020 00:00:00 | FALSE | FALSE | FALSE | [6 empty] | AC | [7 empty] | FALSE
PL44UONK1Z9V | Builders Pack | Builders Pack | 44-T8-120-15W-45K-F-GL-A-1 | Linear Replacement Lamp | T8 Four-Foot | Replacement Lamps (plug and play) (UL Type A) |  | standard | FALSE | [10 empty] | January, 31 2018 00:00:00 | Not Dimmable | Not Dimmable | NO | Updated on 07/26/2018 | XXXBWQ | [25 empty] | 5 | 2150 | 126 | 17 | 20 | 0.9 | 4500 | 80 |  |  |  | FALSE | FALSE | FALSE | [8 empty] | March, 30 2020 00:00:00 | FALSE | FALSE | FALSE | [6 empty] | AC | [7 empty] | FALSE
PLV3IOLZPGR6 | Builders Pack | Builders Pack | 44-T8-120-15W-50K-F-GL-A-1 | Linear Replacement Lamp | T8 Four-Foot | Replacement Lamps (plug and play) (UL Type A) |  | standard | FALSE | [10 empty] | January, 31 2018 00:00:00 | Not Dimmable | Not Dimmable | NO | Updated on 07/26/2018 | XXXBWQ | [25 empty] | 5 | 2150 | 126 | 17 | 20 | 0.9 | 5000 | 80 |  |  |  | FALSE | FALSE | FALSE | [8 empty] | March, 30 2020 00:00:00 | FALSE | FALSE | FALSE | [6 empty] | AC | [7 empty] | FALSE
PLT8ZKRA4ACY | Builders Pack | Builders Pack | 44-T8-120-12W-35K-F-GL-A-1 | Linear Replacement Lamp | T8 Four-Foot | Replacement Lamps (plug and play) (UL Type A) |  | standard | FALSE | [10 empty] | January, 31 2018 00:00:00 | Not Dimmable | Not Dimmable | NO | Updated on 07/26/2018 | XXXBWP | [25 empty] | 5 | 1776 | 148 | 12 | 20 | 0.9 | 3500 | 80 |  |  |  | FALSE | FALSE | FALSE | [8 empty] | March, 30 2020 00:00:00 | FALSE | FALSE | FALSE | [6 empty] | AC | [7 empty] | FALSE
PLR7TVJJP385 | Builders Pack | Builders Pack | 44-T8-120-12W-40K-F-GL-A-1 | Linear Replacement Lamp | T8 Four-Foot | Replacement Lamps (plug and play) (UL Type A) |  | standard | FALSE | [10 empty] | January, 31 2018 00:00:00 | Not Dimmable | Not Dimmable | NO | Updated on 07/26/2018 | XXXBWP | [25 empty] | 5 | 1800 | 150 | 12 | 20 | 0.9 | 4000 | 80 |  |  |  | FALSE | FALSE | FALSE | [8 empty] | March, 30 2020 00:00:00 | FALSE | FALSE | FALSE | [6 empty] | AC | [7 empty] | FALSE
PLVOOAR1J80W | Huntington Lighting LLC | Huntington | HLT8A414W35KN | Linear Replacement Lamp | T8 Four-Foot | Replacement Lamps (plug and play) (UL Type A) |  | standard | FALSE | [10 empty] | January, 31 2018 00:00:00 | Not Dimmable | Not Dimmable | No |  | MMMQHB | [25 empty] | 5 | 2150 | 155 | 14 | 20 | 0.9 | 3500 | 80 |  |  |  | FALSE | FALSE | FALSE | [8 empty] | March, 30 2020 00:00:00 | FALSE | FALSE | FALSE | [6 empty] | AC | [7 empty] | FALSE
PL5LU4WX6H2N | Huntington Lighting LLC | Huntington | HLT8A414W40KN | Linear Replacement Lamp | T8 Four-Foot | Replacement Lamps (plug and play) (UL Type A) |  | standard | FALSE | [10 empty] | January, 31 2018 00:00:00 | Not Dimmable | Not Dimmable | No |  | MMMQHB | [25 empty] | 5 | 2150 | 155 | 14 | 20 | 0.9 | 4000 | 80 |  |  |  | FALSE | FALSE | FALSE | [8 empty] | March, 30 2020 00:00:00 | FALSE | FALSE | FALSE | [6 empty] | AC | [7 empty] | FALSE
PLLN355NIQDZ | Builders Pack | Builders Pack | 44-T8-120-18W-40K-F-GL-A-1 | Linear Replacement Lamp | T8 Four-Foot | Replacement Lamps (plug and play) (UL Type A) |  | standard | FALSE | [10 empty] | January, 31 2018 00:00:00 | Not Dimmable | Not Dimmable | NO | Updated on 07/26/2018 | XXXBWR | [25 empty] | 5 | 2500 | 131.58 | 19 | 20 | 0.9 | 4000 | 80 |  |  |  | FALSE | FALSE | FALSE | [8 empty] | March, 30 2020 00:00:00 | FALSE | FALSE | FALSE | [6 empty] | AC | [7 empty] | FALSE
PLGSK2MDVINM | Builders Pack | Builders Pack | 44-T8-120-18W-45K-F-GL-A-1 | Linear Replacement Lamp | T8 Four-Foot | Replacement Lamps (plug and play) (UL Type A) |  | standard | FALSE | [10 empty] | January, 31 2018 00:00:00 | Not Dimmable | Not Dimmable | NO | Updated on 07/26/2018 | XXXBWR | [25 empty] | 5 | 2500 | 131.58 | 19 | 20 | 0.9 | 4500 | 80 |  |  |  | FALSE | FALSE | FALSE | [8 empty] | March, 30 2020 00:00:00 | FALSE | FALSE | FALSE | [6 empty] | AC | [7 empty] | FALSE
PLCM098L3MFI | Builders Pack | Builders Pack | 44-T8-120-12W-50K-F-GL-A-1 | Linear Replacement Lamp | T8 Four-Foot | Replacement Lamps (plug and play) (UL Type A) |  | standard | FALSE | [10 empty] | January, 31 2018 00:00:00 | Not Dimmable | Not Dimmable | NO | Updated on 07/26/2018 | XXXBWP | [25 empty] | 5 | 1800 | 150 | 12 | 20 | 0.9 | 5000 | 80 |  |  |  | FALSE | FALSE | FALSE | [8 empty] | March, 30 2020 00:00:00 | FALSE | FALSE | FALSE | [6 empty] | AC | [7 empty] | FALSE
PL387LTJC1BH | Huntington Lighting LLC | Huntington | HLT8A414W50KN | Linear Replacement Lamp | T8 Four-Foot | Replacement Lamps (plug and play) (UL Type A) |  | standard | FALSE | [10 empty] | January, 31 2018 00:00:00 | Not Dimmable | Not Dimmable | No |  | MMMQHB | [25 empty] | 5 | 2150 | 155 | 14 | 20 | 0.9 | 5000 | 80 |  |  |  | FALSE | FALSE | FALSE | [8 empty] | March, 30 2020 00:00:00 | FALSE | FALSE | FALSE | [6 empty] | AC | [7 empty] | FALSE
PLQ3CGQVQX17 | Builders Pack | Builders Pack | 44-T8-120-18W-35K-F-GL-A-1 | Linear Replacement Lamp | T8 Four-Foot | Replacement Lamps (plug and play) (UL Type A) |  | standard | FALSE | [10 empty] | January, 31 2018 00:00:00 | Not Dimmable | Not Dimmable | NO | Updated on 07/26/2018 | XXXBWR | [25 empty] | 5 | 2400 | 126 | 19 | 20 | 0.9 | 3500 | 80 |  |  |  | FALSE | FALSE | FALSE | [8 empty] | March, 30 2020 00:00:00 | FALSE | FALSE | FALSE | [6 empty] | AC | [7 empty] | FALSE
PLKLS16V0HKC | Builders Pack | Builders Pack | 44-T8-120-18W-50K-F-GL-A-1 | Linear Replacement Lamp | T8 Four-Foot | Replacement Lamps (plug and play) (UL Type A) |  | standard | FALSE | [10 empty] | January, 31 2018 00:00:00 | Not Dimmable | Not Dimmable | NO | Updated on 07/26/2018 | XXXBWR | [25 empty] | 5 | 2500 | 131.58 | 19 | 20 | 0.9 | 5000 | 80 |  |  |  | FALSE | FALSE | FALSE | [8 empty] | March, 30 2020 00:00:00 | FALSE | FALSE | FALSE | [6 empty] | AC | [7 empty] | FALSE
PLZCLBET5HQ5 | Builders Pack | Builders Pack | 44-T8-120-12W-45K-F-GL-A-1 | Linear Replacement Lamp | T8 Four-Foot | Replacement Lamps (plug and play) (UL Type A) |  | standard | FALSE | [10 empty] | January, 31 2018 00:00:00 | Not Dimmable | Not Dimmable | NO | Updated on 07/26/2018 | XXXBWP | [25 empty] | 5 | 1800 | 150 | 12 | 20 | 0.9 | 4500 | 80 |  |  |  | FALSE | FALSE | FALSE | [8 empty] | March, 30 2020 00:00:00 | FALSE | FALSE | FALSE | [6 empty] | AC | [7 empty] | FALSE
PLXYZ7POZDIZ | Builders Pack | Builders Pack | 44-T8-120-12W-30K-F-GL-A-1 | Linear Replacement Lamp | T8 Four-Foot | Replacement Lamps (plug and play) (UL Type A) |  | standard | TRUE |  | 1780.6 | 128.74 | 13.83 | 12.51 | 0.953 | 2953 | 82.9 | 5 | 50000 | January, 31 2018 00:00:00 | Not Dimmable | Not Dimmable | NO | Updated on 07/26/2018 | XXXBWP | [15 empty] | 83.6 |  | 1.26 | 1.34 | [6 empty] | 5 | 1776 | 148 | 12 | 20 | 0.9 | 3000 | 80 |  |  |  | FALSE | FALSE | FALSE | [8 empty] | March, 30 2020 00:00:00 | FALSE | FALSE | FALSE | [6 empty] | AC | [7 empty] | FALSE
PL2N6SL500B2 | Builders Pack | Builders Pack | 44-T8-120-15W-30K-F-GL-A-1 | Linear Replacement Lamp | T8 Four-Foot | Replacement Lamps (plug and play) (UL Type A) |  | standard | TRUE |  | 2087.6 | 122.47 | 17.05 | 9.02 | 0.966 | 2961 | 82.6 | 5 | 50000 | January, 31 2018 00:00:00 | Not Dimmable | Not Dimmable | NO | Updated on 07/26/2018 | XXXBWQ | [15 empty] | 83.9 |  | 1.26 | 1.36 | [6 empty] | 5 | 2080 | 122 | 17 | 20 | 0.9 | 3000 | 80 |  |  |  | FALSE | FALSE | FALSE | [8 empty] | March, 30 2020 00:00:00 | FALSE | FALSE | FALSE | [6 empty] | AC | [7 empty] | FALSE
PLVXH4QE37U0 | Huntington Lighting LLC | Huntington | HLT8A414W30KN | Linear Replacement Lamp | T8 Four-Foot | Replacement Lamps (plug and play) (UL Type A) |  | standard | TRUE |  | 2071.9 | 131.88 | 15.71 | 6.59 | 0.9781 | 3062 | 82.8 | 5 | 50000 | January, 31 2018 00:00:00 | Not Dimmable | Not Dimmable | No |  | MMMQHB | [15 empty] | 85.1 |  | 1.28 | 1.18 | [6 empty] | 5 | 2150 | 155 | 14 | 20 | 0.9 | 3000 | 80 |  |  |  | FALSE | FALSE | FALSE | [8 empty] | March, 30 2020 00:00:00 | FALSE | FALSE | FALSE | [6 empty] | AC | [7 empty] | FALSE
PLQ0FBL5ZSC4 | Builders Pack | Builders Pack | 44-T8-120-18W-30K-F-GL-A-1 | Linear Replacement Lamp | T8 Four-Foot | Replacement Lamps (plug and play) (UL Type A) |  | standard | TRUE |  | 2405.6 | 125.87 | 19.11 | 7.34 | 0.972 | 2939 | 82 | 5 | 50000 | January, 31 2018 00:00:00 | Not Dimmable | Not Dimmable | NO | Updated on 07/26/2018 | XXXBWR | [15 empty] | 83.4 |  | 1.28 | 1.36 | [6 empty] | 5 | 2400 | 126 | 19 | 20 | 0.9 | 3000 | 80 |  |  |  | FALSE | FALSE | FALSE | [8 empty] | March, 30 2020 00:00:00 | FALSE | FALSE | FALSE | [6 empty] | AC | [7 empty] | FALSE
PLL00BKLH9TZ | Kian Tech LLC | Kian | 15TPAB850LT50EN | Linear Replacement Lamp | T8 Four-Foot | Dual Mode Internal Driver (UL Type A and Type B) |  | standard | FALSE | [10 empty] | January, 29 2018 00:00:00 | Not Dimmable | Not Dimmable | No |  | MMMQJQ | [25 empty] | 5 | 2100 | 140 | 15 | 10.35 | 0.96 | 5000 | 83.5 |  |  |  | FALSE | FALSE | FALSE | [8 empty] | March, 30 2020 00:00:00 | FALSE | FALSE | FALSE | [6 empty] | AC | [7 empty] | FALSE
PL6FYSRJILFR | Kian Tech LLC | Kian | 15TPAB841LT50EN | Linear Replacement Lamp | T8 Four-Foot | Dual Mode Internal Driver (UL Type A and Type B) |  | standard | TRUE |  | 2054 | 119.62 | 17.17 | 10.15 | 0.9667 | 4014 | 82.7 | 5 | 50000 | January, 29 2018 00:00:00 | Not Dimmable | Not Dimmable | No |  | MMMQJQ | [15 empty] | 84.8 |  | 1.22 | 1.32 | [6 empty] | 5 | 2100 | 140 | 15 | 10.15 | 0.97 | 4000 | 82.7 |  |  |  | FALSE | FALSE | FALSE | [8 empty] | March, 30 2020 00:00:00 | FALSE | FALSE | FALSE | [6 empty] | AC | [7 empty] | FALSE
PLW6UPQ8XA34 | Kian Tech LLC | Kian | 18TTA850BA180EN | Linear Replacement Lamp | T8 Four-Foot | Replacement Lamps (plug and play) (UL Type A) |  | standard | FALSE | [10 empty] | January, 29 2018 00:00:00 | Not Dimmable | Not Dimmable | No |  | MMMQJO | [25 empty] | 5 | 2300 | 128 | 18 | 7 | 0.9 | 5000 | 80 |  |  |  | FALSE | FALSE | FALSE | [8 empty] | March, 30 2020 00:00:00 | FALSE | FALSE | FALSE | [6 empty] | AC | [7 empty] | FALSE
PMDTEIYW | Kian Tech LLC | Kian | 18TTA830BA180EN | Linear Replacement Lamp | T8 Four-Foot | Replacement Lamps (plug and play) (UL Type A) |  | standard | TRUE |  | 2267.8 | 118.93 | 19.07 | 6.71 | 0.9773 | 2931 | 82.3 | 5 | 50000 | January, 29 2018 00:00:00 | Not Dimmable | Not Dimmable | No |  | MMMQJO | [15 empty] | 89.9 |  | 1.3 | 1.4 | [6 empty] | 5 | 2200 | 122 | 18 | 7 | 0.9 | 3000 | 80 |  |  |  | FALSE | FALSE | FALSE | [8 empty] | March, 30 2020 00:00:00 | FALSE | FALSE | FALSE | [6 empty] | AC | [7 empty] | FALSE
PLTBA1YX98CO | Kian Tech LLC | Kian | 15TPA841BA180EN | Linear Replacement Lamp | T8 Four-Foot | Replacement Lamps (plug and play) (UL Type A) |  | standard | TRUE |  | 2275 | 123.52 | 18.42 | 11.27 | 0.9684 | 4105 | 82.7 | 5 | 50000 | January, 29 2018 00:00:00 | Not Dimmable | Not Dimmable | No |  | MMMQJP | [15 empty] | 84.9 |  | 1.22 | 1.3 | [6 empty] | 5 | 1900 | 126.7 | 15 | 11.27 | 0.97 | 4000 | 82.7 |  |  |  | FALSE | FALSE | FALSE | [8 empty] | March, 30 2020 00:00:00 | FALSE | FALSE | FALSE | [6 empty] | AC | [7 empty] | FALSE
PL84FL0AXPTY | Kian Tech LLC | Kian | 18TTA841BA180EN | Linear Replacement Lamp | T8 Four-Foot | Replacement Lamps (plug and play) (UL Type A) |  | standard | FALSE | [10 empty] | January, 29 2018 00:00:00 | Not Dimmable | Not Dimmable | No |  | MMMQJO | [25 empty] | 5 | 2200 | 122 | 18 | 7 | 0.9 | 4000 | 80 |  |  |  | FALSE | FALSE | FALSE | [8 empty] | March, 30 2020 00:00:00 | FALSE | FALSE | FALSE | [6 empty] | AC | [7 empty] | FALSE
PLPGVKL7VZNA | Kian Tech LLC | Kian | 15TPA850BA180EN | Linear Replacement Lamp | T8 Four-Foot | Replacement Lamps (plug and play) (UL Type A) |  | standard | FALSE | [10 empty] | January, 29 2018 00:00:00 | Not Dimmable | Not Dimmable | No |  | MMMQJP | [25 empty] | 5 | 1900 | 126.7 | 15 | 11.49 | 0.97 | 5000 | 82.6 |  |  |  | FALSE | FALSE | FALSE | [8 empty] | March, 30 2020 00:00:00 | FALSE | FALSE | FALSE | [6 empty] | AC | [7 empty] | FALSE
PG7IVLQ1 | CH Lighting Technology Co.,Ltd. | CH | CH1128-48-15W 840-8 | Linear Replacement Lamp | T8 Four-Foot | Replacement Lamps (plug and play) (UL Type A) |  | standard | FALSE | [10 empty] | January, 26 2018 00:00:00 | Dimmable | Continuous Below 10 | No |  | FFFIVH | [25 empty] | 5 | 2100 | 117 | 18 | 11.09 | 0.97 | 4000 | 83 |  |  |  | FALSE | FALSE | FALSE | [8 empty] | March, 30 2020 00:00:00 | FALSE | FALSE | FALSE | [6 empty] | AC | [7 empty] | FALSE
P0S7OE9T | CH Lighting Technology Co.,Ltd. | CH | CH1128-48-15W 850-8 | Linear Replacement Lamp | T8 Four-Foot | Replacement Lamps (plug and play) (UL Type A) |  | standard | FALSE | [10 empty] | January, 26 2018 00:00:00 | Dimmable | Continuous Below 10 | No |  | FFFIVH | [25 empty] | 5 | 2200 | 122 | 18 | 11 | 0.97 | 5000 | 83 |  |  |  | FALSE | FALSE | FALSE | [8 empty] | March, 30 2020 00:00:00 | FALSE | FALSE | FALSE | [6 empty] | AC | [7 empty] | FALSE
PLFFDFEG | CH Lighting Technology Co.,Ltd. | CH | CH1128-48-15W 830-8 | Linear Replacement Lamp | T8 Four-Foot | Replacement Lamps (plug and play) (UL Type A) |  | standard | TRUE |  | 2100 | 127.4 | 16.48 | 16.57 | 0.966 | 3099 | 83 | 5 | 50000 | January, 26 2018 00:00:00 | Dimmable | Continuous Below 10 | No |  | FFFIVH | [15 empty] | 82.1 |  | 1.24 | 1.2 | [6 empty] | 4.4 | 2000 | 112 | 18 | 11.09 | 0.97 | 3000 | 83 |  |  |  | FALSE | FALSE | FALSE | [8 empty] | November, 02 2018 00:00:00 | FALSE | FALSE | FALSE | [6 empty] | AC | [7 empty] | FALSE
PX3BYXTV | CH Lighting Technology Co.,Ltd. | CH | CH1128-48-15W 835-8 | Linear Replacement Lamp | T8 Four-Foot | Replacement Lamps (plug and play) (UL Type A) |  | standard | FALSE | [10 empty] | January, 26 2018 00:00:00 | Dimmable | Continuous Below 10 | No |  | FFFIVH | [25 empty] | 4.4 | 2000 | 112 | 18 | 11.09 | 0.97 | 3500 | 83 |  |  |  | FALSE | FALSE | FALSE | [8 empty] | November, 02 2018 00:00:00 | FALSE | FALSE | FALSE | [6 empty] | AC | [7 empty] | FALSE
P0WXS5IB | ETI Solid State Lighting (Zhuhai) Limited | ETI | 542172XX(XX=61-70) | Linear Replacement Lamp | T8 Four-Foot | Replacement Lamps (plug and play) (UL Type A) |  | standard | FALSE | [10 empty] | January, 25 2018 00:00:00 | Not Dimmable | Not Dimmable | NO |  | QQQTZW | [25 empty] | 5 | 2100 | 140 | 15 | 15 | 0.9 | 5000 | 80 |  |  |  | FALSE | FALSE | FALSE | [8 empty] | March, 30 2020 00:00:00 | FALSE | FALSE | FALSE | [6 empty] | AC | [7 empty] | FALSE
PFOYUX1F | WING (SHANGHAI) INTERNATIONAL TRADE CO LTD | TOPSTAR | L48T8-840-14P-G6-EB | Linear Replacement Lamp | T8 Four-Foot | Replacement Lamps (plug and play) (UL Type A) |  | standard | TRUE |  | 2286 | 130 | 17.58 | 12.89 | 0.939 | 4030 | 80.9 | 5 | 50000 | January, 25 2018 00:00:00 | Not Dimmable | Not Dimmable | No |  | FFFIVG | [15 empty] | 83.9 |  | 1.32 | 1.32 | [6 empty] | 5 | 2200 | 133 | 16.5 | 14 | 0.9 | 4000 | 80 |  |  |  | FALSE | FALSE | FALSE | [8 empty] | March, 30 2020 00:00:00 | FALSE | FALSE | FALSE | [6 empty] | AC | [7 empty] | FALSE
P08DS2WG | WING (SHANGHAI) INTERNATIONAL TRADE CO LTD | TOPSTAR | L48T8-850-14P-G6-EB | Linear Replacement Lamp | T8 Four-Foot | Replacement Lamps (plug and play) (UL Type A) |  | standard | FALSE | [10 empty] | January, 25 2018 00:00:00 | Not Dimmable | Not Dimmable | No |  | FFFIVG | [25 empty] | 5 | 2200 | 133 | 16.5 | 14 | 0.9 | 5000 | 80 |  |  |  | FALSE | FALSE | FALSE | [8 empty] | March, 30 2020 00:00:00 | FALSE | FALSE | FALSE | [6 empty] | AC | [7 empty] | FALSE
PH8B422U | ETI Solid State Lighting (Zhuhai) Limited | ETI | 542172XX(XX=41-50) | Linear Replacement Lamp | T8 Four-Foot | Replacement Lamps (plug and play) (UL Type A) |  | standard | TRUE |  | 2153.9 | 147.63 | 14.59 | 7.66 | 0.973 | 3969 | 81.5 | 5 | 50000 | January, 25 2018 00:00:00 | Not Dimmable | Not Dimmable | NO |  | QQQTZW | [15 empty] | 84.1 | [9 empty] | 5 | 2100 | 140 | 15 | 15 | 0.9 | 4000 | 80 |  |  |  | FALSE | FALSE | FALSE | [8 empty] | March, 30 2020 00:00:00 | FALSE | FALSE | FALSE | [6 empty] | AC | [7 empty] | FALSE
PL2BL4GGWIL6 | EarthTronics Inc. | EARTHTRONICS | LT817835TA | Linear Replacement Lamp | T8 Four-Foot | Replacement Lamps (plug and play) (UL Type A) |  | standard | TRUE |  | 2171 | 130.1 | 16.69 | 11.37 | 0.9661 | 3465 | 83.4 | 5 | 50000 | January, 24 2018 00:00:00 | Not Dimmable | Not Dimmable | No |  | NANOIK | [15 empty] | 81.3 |  | 1.28 | 1.28 | [6 empty] | 5 | 2200 | 129 | 17 | 20 | 0.9 | 3500 | 80 |  |  |  | FALSE | FALSE | FALSE | [8 empty] | March, 30 2020 00:00:00 | FALSE | FALSE | FALSE | [6 empty] | AC | [7 empty] | FALSE
PL57W9SU0TLQ | Turolight Inc. | TUROLIGHT | VIV-T8HYSP/15W/30/F/SD | Linear Replacement Lamp | T8 Four-Foot | Dual Mode Internal Driver (UL Type A and Type B) |  | standard | TRUE |  | 2067 | 132.8 | 15.57 | 12.61 | 0.9617 | 2942 | 81.1 | 5 | 50000 | January, 24 2018 00:00:00 | Dimmable | Continuous Below 10 | No |  | CCCFGI | [15 empty] | 82.2 |  | 1.22 | 1.22 | [6 empty] | 5 | 2000 | 114 | 17.5 | 12.61 | 0.96 | 3000 | 83 |  |  |  | FALSE | FALSE | FALSE | [8 empty] | March, 30 2020 00:00:00 | FALSE | FALSE | FALSE | [6 empty] | AC | [7 empty] | FALSE
PLR0F2KYLDXD | Turolight Inc. | TUROLIGHT | VIV-T8HYSP/15W/40/F/SD | Linear Replacement Lamp | T8 Four-Foot | Dual Mode Internal Driver (UL Type A and Type B) |  | standard | FALSE | [10 empty] | January, 24 2018 00:00:00 | Dimmable | Continuous Below 10 | No |  | CCCFGI | [25 empty] | 5 | 2100 | 120 | 17.5 | 12.61 | 0.96 | 4000 | 83 |  |  |  | FALSE | FALSE | FALSE | [8 empty] | March, 30 2020 00:00:00 | FALSE | FALSE | FALSE | [6 empty] | AC | [7 empty] | FALSE
PLJ4NU91FR6X | EarthTronics Inc. | EARTHTRONICS | LT817850TA | Linear Replacement Lamp | T8 Four-Foot | Replacement Lamps (plug and play) (UL Type A) |  | standard | FALSE | [10 empty] | January, 24 2018 00:00:00 | Not Dimmable | Not Dimmable | No |  | NANOIK | [25 empty] | 5 | 2200 | 129 | 17 | 20 | 0.9 | 5000 | 80 |  |  |  | FALSE | FALSE | FALSE | [8 empty] | March, 30 2020 00:00:00 | FALSE | FALSE | FALSE | [6 empty] | AC | [7 empty] | FALSE
PLENX12BXWGG | Turolight Inc. | TUROLIGHT | VIV-T8HYSP/15W/50/F/SD | Linear Replacement Lamp | T8 Four-Foot | Dual Mode Internal Driver (UL Type A and Type B) |  | standard | FALSE | [10 empty] | January, 24 2018 00:00:00 | Dimmable | Continuous Below 10 | No |  | CCCFGI | [25 empty] | 5 | 2200 | 126 | 17.5 | 12.51 | 0.96 | 5000 | 83 |  |  |  | FALSE | FALSE | FALSE | [8 empty] | March, 30 2020 00:00:00 | FALSE | FALSE | FALSE | [6 empty] | AC | [7 empty] | FALSE
PL0ZGIHGI9A2 | Turolight Inc. | TUROLIGHT | VIV-T8HYSP/15W/35/F/SD | Linear Replacement Lamp | T8 Four-Foot | Dual Mode Internal Driver (UL Type A and Type B) |  | Standard | FALSE | [10 empty] | January, 24 2018 00:00:00 | Dimmable | Continuous Below 10 | No |  | CCCFGI | [25 empty] | 4.4 | 2000 | 114 | 17.5 | 12.61 | 0.96 | 3500 | 83 |  |  |  | FALSE | FALSE | FALSE | [8 empty] | November, 02 2018 00:00:00 | FALSE | FALSE | FALSE | [6 empty] | AC | [7 empty] | FALSE
PLCQTB0KM3MG | EarthTronics Inc. | EARTHTRONICS | LT817840TA | Linear Replacement Lamp | T8 Four-Foot | Replacement Lamps (plug and play) (UL Type A) |  | standard | FALSE | [10 empty] | January, 24 2018 00:00:00 | Not Dimmable | Not Dimmable | No |  | NANOIK | [25 empty] | 5 | 2200 | 129 | 17 | 20 | 0.9 | 4000 | 80 |  |  |  | FALSE | FALSE | FALSE | [8 empty] | March, 30 2020 00:00:00 | FALSE | FALSE | FALSE | [6 empty] | AC | [7 empty] | FALSE
PL4UEFAW4AZO | V-TAC USA CORP. | V-TAC | VT-T8DM15/830/4 | Linear Replacement Lamp | T8 Four-Foot | Dual Mode Internal Driver (UL Type A and Type B) |  | standard | TRUE |  | 1971 | 125.1 | 15.76 | 10.82 | 0.9646 | 2949 | 82.3 | 5 | 50000 | January, 23 2018 00:00:00 | Dimmable | Continuous Below 10 | FALSE |  | ZAZZVR | [15 empty] | 83.6 |  | 1.26 | 1.24 | [6 empty] | 4.4 | 2000 | 112 | 18 | 10.82 | 0.96 | 3000 | 83 |  |  |  | FALSE | FALSE | FALSE | [8 empty] | November, 02 2018 00:00:00 | FALSE | FALSE | FALSE | [6 empty] | AC | [7 empty] | FALSE
PLMBBPDLCF9J | Online Stores LLC. | Lumegen | LG-4T8-14W-U-50K | Linear Replacement Lamp | T8 Four-Foot | Dual Mode Internal Driver (UL Type A and Type B) |  | standard | FALSE | [10 empty] | January, 23 2018 00:00:00 | Dimmable | Continuous Below 10 | NO | De-listed on 9/6/2018, re-listed on 10/1/2018 | ZAZZVM | [25 empty] | 5 | 2200 | 126 | 17.5 | 12.51 | 0.96 | 5000 | 83 |  |  |  | FALSE | FALSE | FALSE | [8 empty] | March, 30 2020 00:00:00 | FALSE | FALSE | FALSE | [6 empty] | AC | [7 empty] | FALSE
PLUZYIC5KUFY | V-TAC USA CORP. | V-TAC | VT-T8DM13/830/4 | Linear Replacement Lamp | T8 Four-Foot | Dual Mode Internal Driver (UL Type A and Type B) |  | standard | TRUE |  | 1782 | 123.4 | 14.44 | 12.47 | 0.9589 | 2942 | 82.2 | 5 | 50000 | January, 23 2018 00:00:00 | Dimmable | Continuous Below 10 | FALSE |  | ZAZZVQ | [15 empty] | 83.8 |  | 1.26 | 1.26 | [6 empty] | 4.4 | 1800 | 112 | 16 | 12.47 | 0.96 | 3000 | 83 |  |  |  | FALSE | FALSE | FALSE | [8 empty] | November, 02 2018 00:00:00 | FALSE | FALSE | FALSE | [6 empty] | AC | [7 empty] | FALSE
PLV299KC2EZD | V-TAC USA CORP. | V-TAC | VT-T8DM15/835/4 | Linear Replacement Lamp | T8 Four-Foot | Dual Mode Internal Driver (UL Type A and Type B) |  | standard | FALSE | [10 empty] | January, 23 2018 00:00:00 | Dimmable | Continuous Below 10 | FALSE |  | ZAZZVR | [25 empty] | 4.4 | 2000 | 112 | 18 | 10.82 | 0.96 | 3500 | 83 |  |  |  | FALSE | FALSE | FALSE | [8 empty] | November, 02 2018 00:00:00 | FALSE | FALSE | FALSE | [6 empty] | AC | [7 empty] | FALSE
PLXCF2EHOVFF | V-TAC USA CORP. | V-TAC | VT-T8DM15/840/4 | Linear Replacement Lamp | T8 Four-Foot | Dual Mode Internal Driver (UL Type A and Type B) |  | standard | FALSE | [10 empty] | January, 23 2018 00:00:00 | Dimmable | Continuous Below 10 | No |  | ZAZZVR | [25 empty] | 5 | 2100 | 118 | 18 | 10.82 | 0.96 | 4000 | 83 |  |  |  | FALSE | FALSE | FALSE | [8 empty] | March, 30 2020 00:00:00 | FALSE | FALSE | FALSE | [6 empty] | AC | [7 empty] | FALSE
PL0L8XQVLC28 | V-TAC USA CORP. | V-TAC | VT-T8DM13/850/4 | Linear Replacement Lamp | T8 Four-Foot | Dual Mode Internal Driver (UL Type A and Type B) |  | standard | FALSE | [10 empty] | January, 23 2018 00:00:00 | Dimmable | Continuous Below 10 | No |  | ZAZZVQ | [25 empty] | 5 | 2000 | 122 | 16 | 8.07 | 0.98 | 5000 | 83 |  |  |  | FALSE | FALSE | FALSE | [8 empty] | March, 30 2020 00:00:00 | FALSE | FALSE | FALSE | [6 empty] | AC | [7 empty] | FALSE
PL2RR3GI4W40 | V-TAC USA CORP. | V-TAC | VT-T8DM15/850/4 | Linear Replacement Lamp | T8 Four-Foot | Dual Mode Internal Driver (UL Type A and Type B) |  | standard | FALSE | [10 empty] | January, 23 2018 00:00:00 | Dimmable | Continuous Below 10 | No |  | ZAZZVR | [25 empty] | 5 | 2200 | 122 | 18 | 7.39 | 0.98 | 5000 | 83 |  |  |  | FALSE | FALSE | FALSE | [8 empty] | March, 30 2020 00:00:00 | FALSE | FALSE | FALSE | [6 empty] | AC | [7 empty] | FALSE
PLY5CIOVC4EN | Online Stores LLC. | Lumegen | LG-4T8-14W-U-40K | Linear Replacement Lamp | T8 Four-Foot | Dual Mode Internal Driver (UL Type A and Type B) |  | standard | FALSE | [10 empty] | January, 23 2018 00:00:00 | Dimmable | Continuous Below 10 | NO | De-listed on 9/6/2018, re-listed on 10/1/2018 | ZAZZVM | [25 empty] | 5 | 2100 | 120 | 17.5 | 12.61 | 0.96 | 4000 | 83 |  |  |  | FALSE | FALSE | FALSE | [8 empty] | March, 30 2020 00:00:00 | FALSE | FALSE | FALSE | [6 empty] | AC | [7 empty] | FALSE
PLSC7IEYYYPF | V-TAC USA CORP. | V-TAC | VT-T8DM13/835/4 | Linear Replacement Lamp | T8 Four-Foot | Dual Mode Internal Driver (UL Type A and Type B) |  | standard | FALSE | [10 empty] | January, 23 2018 00:00:00 | Dimmable | Continuous Below 10 | FALSE |  | ZAZZVQ | [25 empty] | 4.4 | 1800 | 112 | 16 | 12.47 | 0.96 | 3500 | 83 |  |  |  | FALSE | FALSE | FALSE | [8 empty] | November, 02 2018 00:00:00 | FALSE | FALSE | FALSE | [6 empty] | AC | [7 empty] | FALSE
PLL2X1CQ3UMS | V-TAC USA CORP. | V-TAC | VT-T8DM13/840/4 | Linear Replacement Lamp | T8 Four-Foot | Dual Mode Internal Driver (UL Type A and Type B) |  | standard | FALSE | [10 empty] | January, 23 2018 00:00:00 | Dimmable | Continuous Below 10 | No |  | ZAZZVQ | [25 empty] | 5 | 1900 | 118 | 16 | 12.47 | 0.96 | 4000 | 83 |  |  |  | FALSE | FALSE | FALSE | [8 empty] | March, 30 2020 00:00:00 | FALSE | FALSE | FALSE | [6 empty] | AC | [7 empty] | FALSE
PLQZQX90E3NU | Online Stores LLC. | Lumegen | LG-4T8-14W-U-35K | Linear Replacement Lamp | T8 Four-Foot | Dual Mode Internal Driver (UL Type A and Type B) |  | standard | FALSE | [10 empty] | January, 23 2018 00:00:00 | Dimmable | Continuous Below 10 | NO | De-listed on 9/6/2018, re-listed on 10/1/2018 | ZAZZVM | [25 empty] | 4.4 | 2000 | 114 | 17.5 | 12.61 | 0.96 | 3500 | 83 |  |  |  | FALSE | FALSE | FALSE | [8 empty] | November, 02 2018 00:00:00 | FALSE | FALSE | FALSE | [6 empty] | AC | [7 empty] | FALSE
PL4JJZUSKH82 | Online Stores LLC. | Lumegen | LG-4T8-14W-U-30K | Linear Replacement Lamp | T8 Four-Foot | Dual Mode Internal Driver (UL Type A and Type B) |  | standard | TRUE |  | 2067 | 132.8 | 15.57 | 12.61 | 0.9617 | 2942 | 81.1 | 5 | 50000 | January, 23 2018 00:00:00 | Dimmable | Continuous Below 10 | NO | De-listed on 9/6/2018, re-listed on 10/1/2018 | ZAZZVM | [15 empty] | 82.2 |  | 1.22 | 1.22 | [6 empty] | 5 | 2000 | 114 | 17.5 | 12.61 | 0.96 | 3000 | 83 |  |  |  | FALSE | FALSE | FALSE | [8 empty] | March, 30 2020 00:00:00 | FALSE | FALSE | FALSE | [6 empty] | AC | [7 empty] | FALSE
PLA2QAJJ4FNC | ePower Manufacturing, LLC | ePower | EPM-T8LED-4-18-30-F-BC | Linear Replacement Lamp | T8 Four-Foot | Replacement Lamps (plug and play) (UL Type A) |  | standard | TRUE |  | 2555 | 123.7 | 20.65 | 7.48 | 0.9861 | 3092 | 84.6 | 5 | 50000 | January, 22 2018 00:00:00 | Not Dimmable | Not Dimmable | No |  | ZZZBLP | [15 empty] | 82.9 |  | 1.28 | 1.38 | [6 empty] | 5 | 2450 | 120 | 21 | 20 | 0.9 | 3000 | 82 |  |  |  | FALSE | FALSE | FALSE | [8 empty] | March, 30 2020 00:00:00 | FALSE | FALSE | FALSE | [6 empty] | AC | [7 empty] | FALSE
PLDRS338HCR4 | IKIO LED LIGHTING | IKIO | IK-T804-UE-0012 -TA&BF-40-A | Linear Replacement Lamp | T8 Four-Foot | Dual Mode Internal Driver (UL Type A and Type B) |  | standard | FALSE | [10 empty] | January, 22 2018 00:00:00 | Not Dimmable | Not Dimmable | No |  | IIILNX | [25 empty] | 5 | 1879 | 139.81 | 13.44 | 9.78 | 0.94 | 4000 | 83.2 |  |  |  | FALSE | FALSE | FALSE | [8 empty] | March, 30 2020 00:00:00 | FALSE | FALSE | FALSE | [6 empty] | AC | [7 empty] | FALSE
PLKHDRHDATS9 | IKIO LED LIGHTING | IKIO | IK-T804-UE-0012 -TA&BF-30-A | Linear Replacement Lamp | T8 Four-Foot | Dual Mode Internal Driver (UL Type A and Type B) |  | standard | TRUE |  | 1881 | 138.09 | 13.62 | 9.78 | 0.942 | 2945 | 83.2 | 5 | 50000 | January, 22 2018 00:00:00 | Not Dimmable | Not Dimmable | No |  | IIILNX | [15 empty] | 84.7 |  | 1.24 | 1.38 | [6 empty] | 5 | 1889 | 138.57 | 13.63 | 9.78 | 0.94 | 3000 | 83.2 |  |  |  | FALSE | FALSE | FALSE | [8 empty] | March, 30 2020 00:00:00 | FALSE | FALSE | FALSE | [6 empty] | AC | [7 empty] | FALSE
PLRQY4764DNM | Keystone Technologies | KEYSTONE | KT-LED14T8-48G-840-X2 | Linear Replacement Lamp | T8 Four-Foot | Dual Mode Internal Driver (UL Type A and Type B) |  | standard | FALSE | [10 empty] | January, 22 2018 00:00:00 | Not Dimmable | Not Dimmable | No |  | EAEFLG | [25 empty] | 5 | 1897 | 117.83 | 16.1 | 20 | 0.9 | 4000 | 80 |  |  |  | FALSE | FALSE | FALSE | [8 empty] | March, 30 2020 00:00:00 | FALSE | FALSE | FALSE | [6 empty] | AC | [7 empty] | FALSE
PLP0FFX1RLG3 | Keystone Technologies | KEYSTONE | KT-LED14T8-48G-850-X2 | Linear Replacement Lamp | T8 Four-Foot | Dual Mode Internal Driver (UL Type A and Type B) |  | standard | FALSE | [10 empty] | January, 22 2018 00:00:00 | Not Dimmable | Not Dimmable | No |  | EAEFLG | [25 empty] | 5 | 1932 | 121.74 | 15.87 | 20 | 0.9 | 5000 | 80 |  |  |  | FALSE | FALSE | FALSE | [8 empty] | March, 30 2020 00:00:00 | FALSE | FALSE | FALSE | [6 empty] | AC | [7 empty] | FALSE
P83YRCBG | Signify North America Corporation | Philips | 9290013978A | Linear Replacement Lamp | T8 Four-Foot | Replacement Lamps (plug and play) (UL Type A) |  | standard | TRUE |  | 2146 | 133 | 16.14 | 10.42 | 0.9778 | 3965 | 83.5 | 5 | 50000 | January, 22 2018 00:00:00 | Not Dimmable | Not Dimmable | No |  | KKLAHH | [15 empty] | 81.1 |  | 1.23 | 1.25 | [6 empty] | 5 | 2200 | 133.333 | 16.5 | 15 | 0.9 | 4000 | 82 |  |  |  | FALSE | FALSE | FALSE | [8 empty] | March, 30 2020 00:00:00 | FALSE | FALSE | FALSE | [6 empty] | AC | [7 empty] | FALSE
PL3NO651HB1U | IKIO LED LIGHTING | IKIO | IK-T804-UE-0012 -TA&BF-50-A | Linear Replacement Lamp | T8 Four-Foot | Dual Mode Internal Driver (UL Type A and Type B) |  | standard | FALSE | [10 empty] | January, 22 2018 00:00:00 | Not Dimmable | Not Dimmable | No |  | IIILNX | [25 empty] | 5 | 1868 | 140.98 | 13.25 | 10.59 | 0.94 | 5000 | 81.3 |  |  |  | FALSE | FALSE | FALSE | [8 empty] | March, 30 2020 00:00:00 | FALSE | FALSE | FALSE | [6 empty] | AC | [7 empty] | FALSE
PL6VV6ZUFAUQ | ePower Manufacturing, LLC | ePower | EPM-T8LED-4-18-35-F-BC | Linear Replacement Lamp | T8 Four-Foot | Replacement Lamps (plug and play) (UL Type A) |  | standard | FALSE | [10 empty] | January, 22 2018 00:00:00 | Not Dimmable | Not Dimmable | No |  | ZZZBLP | [25 empty] | 5 | 2450 | 120 | 21 | 20 | 0.9 | 3500 | 82 |  |  |  | FALSE | FALSE | FALSE | [8 empty] | March, 30 2020 00:00:00 | FALSE | FALSE | FALSE | [6 empty] | AC | [7 empty] | FALSE
PLNY7SU43QN5 | Keystone Technologies | KEYSTONE | KT-LED14T8-48G-835-X2 | Linear Replacement Lamp | T8 Four-Foot | Dual Mode Internal Driver (UL Type A and Type B) |  | standard | TRUE |  | 1701 | 118.95 | 14.3 | 22.12 | 0.915 | 3384 | 82.6 | 5 | 50000 | January, 22 2018 00:00:00 | Not Dimmable | Not Dimmable | No |  | EAEFLG | [15 empty] | 84.3 |  | 1.22 | 1.32 | [6 empty] | 4.4 | 1879 | 115.13 | 16.32 | 20 | 0.9 | 3500 | 80 |  |  |  | FALSE | FALSE | FALSE | [8 empty] | November, 02 2018 00:00:00 | FALSE | FALSE | FALSE | [6 empty] | AC | [7 empty] | FALSE
PL5EGWAWA4OY | ePower Manufacturing, LLC | ePower | EPM-T8LED-4-18-40-F-BC | Linear Replacement Lamp | T8 Four-Foot | Replacement Lamps (plug and play) (UL Type A) |  | standard | FALSE | [10 empty] | January, 22 2018 00:00:00 | Not Dimmable | Not Dimmable | No |  | ZZZBLP | [25 empty] | 5 | 2600 | 125 | 21 | 20 | 0.9 | 4000 | 82 |  |  |  | FALSE | FALSE | FALSE | [8 empty] | March, 30 2020 00:00:00 | FALSE | FALSE | FALSE | [6 empty] | AC | [7 empty] | FALSE
PLSXUXQXU7M6 | ePower Manufacturing, LLC | ePower | EPM-T8LED-4-18-50-F-BC | Linear Replacement Lamp | T8 Four-Foot | Replacement Lamps (plug and play) (UL Type A) |  | standard | FALSE | [10 empty] | January, 22 2018 00:00:00 | Not Dimmable | Not Dimmable | No |  | ZZZBLP | [25 empty] | 5 | 2600 | 125 | 21 | 20 | 0.9 | 5000 | 82 |  |  |  | FALSE | FALSE | FALSE | [8 empty] | March, 30 2020 00:00:00 | FALSE | FALSE | FALSE | [6 empty] | AC | [7 empty] | FALSE
PLNH11BH5DZ2 | IKIO LED LIGHTING | IKIO | IK-T804-UE-0012 -TA&BF-45-A | Linear Replacement Lamp | T8 Four-Foot | Dual Mode Internal Driver (UL Type A and Type B) |  | standard | FALSE | [10 empty] | January, 22 2018 00:00:00 | Not Dimmable | Not Dimmable | No |  | IIILNX | [25 empty] | 5 | 1873 | 139.36 | 13.44 | 9.78 | 0.94 | 4500 | 83.2 |  |  |  | FALSE | FALSE | FALSE | [8 empty] | March, 30 2020 00:00:00 | FALSE | FALSE | FALSE | [6 empty] | AC | [7 empty] | FALSE
PLDZSC7253XC | IKIO LED LIGHTING | IKIO | IK-T804-UE-0012 -TA&BF-35-A | Linear Replacement Lamp | T8 Four-Foot | Dual Mode Internal Driver (UL Type A and Type B) |  | standard | FALSE | [10 empty] | January, 22 2018 00:00:00 | Not Dimmable | Not Dimmable | No |  | IIILNX | [25 empty] | 5 | 1884 | 140.18 | 13.44 | 9.78 | 0.94 | 3500 | 83.2 |  |  |  | FALSE | FALSE | FALSE | [8 empty] | March, 30 2020 00:00:00 | FALSE | FALSE | FALSE | [6 empty] | AC | [7 empty] | FALSE
PIVJUV2G | CH Lighting Technology Co.,Ltd. | CH | CH1118-48-12W 840-9 | Linear Replacement Lamp | T8 Four-Foot | Replacement Lamps (plug and play) (UL Type A) |  | standard | FALSE | [10 empty] | January, 19 2018 00:00:00 | Dimmable | Continuous Below 10 | No |  | BBBDZQ | [25 empty] | 5 | 1850 | 119 | 15.5 | 13.34 | 0.959 | 4000 | 83 |  |  |  | FALSE | FALSE | FALSE | [8 empty] | March, 30 2020 00:00:00 | FALSE | FALSE | FALSE | [6 empty] | AC | [7 empty] | FALSE
PW81XBOW | CH Lighting Technology Co.,Ltd. | CH | CH1118-48-12W 830-9 | Linear Replacement Lamp | T8 Four-Foot | Replacement Lamps (plug and play) (UL Type A) |  | standard | TRUE |  | 1879 | 127.6 | 14.73 | 13.334 | 0.9586 | 3031 | 83.5 | 5 | 50000 | January, 19 2018 00:00:00 | Dimmable | Continuous Below 10 | No |  | BBBDZQ | [15 empty] | 81.9 |  | 1.22 | 1.22 | [6 empty] | 5 | 1800 | 116 | 15.5 | 13.34 | 0.959 | 3000 | 83 |  |  |  | FALSE | FALSE | FALSE | [8 empty] | March, 30 2020 00:00:00 | FALSE | FALSE | FALSE | [6 empty] | AC | [7 empty] | FALSE
PSYWNCHQ | CH Lighting Technology Co.,Ltd. | CH | CH1118-48-12W 835-9 | Linear Replacement Lamp | T8 Four-Foot | Replacement Lamps (plug and play) (UL Type A) |  | standard | FALSE | [10 empty] | January, 19 2018 00:00:00 | Dimmable | Continuous Below 10 | No |  | BBBDZQ | [25 empty] | 4.4 | 1800 | 116 | 15.5 | 13.34 | 0.959 | 3500 | 83 |  |  |  | FALSE | FALSE | FALSE | [8 empty] | November, 02 2018 00:00:00 | FALSE | FALSE | FALSE | [6 empty] | AC | [7 empty] | FALSE
PIUB5C4V | CH Lighting Technology Co.,Ltd. | CH | CH1118-48-12W 850-9 | Linear Replacement Lamp | T8 Four-Foot | Replacement Lamps (plug and play) (UL Type A) |  | standard | FALSE | [10 empty] | January, 19 2018 00:00:00 | Dimmable | Continuous Below 10 | No |  | BBBDZQ | [25 empty] | 5 | 1850 | 119 | 15.5 | 13.25 | 0.959 | 5000 | 83 |  |  |  | FALSE | FALSE | FALSE | [8 empty] | March, 30 2020 00:00:00 | FALSE | FALSE | FALSE | [6 empty] | AC | [7 empty] | FALSE
PLDWRLFKIDBW | OTA World LLC | LUCUS LED | LUCUS-T8GABUD1218M-35-A | Linear Replacement Lamp | T8 Four-Foot | Dual Mode Internal Driver (UL Type A and Type B) |  | standard | FALSE | [10 empty] | January, 18 2018 00:00:00 | Dimmable | Continuous Below 10 | No |  | IIILNV | [25 empty] | 5 | 2400 | 126 | 19 | 20 | 0.9 | 3500 | 80 |  |  |  | FALSE | FALSE | FALSE | [8 empty] | March, 30 2020 00:00:00 | FALSE | FALSE | FALSE | [6 empty] | AC | [7 empty] | FALSE
PL0CNHPNE86S | OTA World LLC | LUCUS LED | LUCUS-T8GA1218M-45-A | Linear Replacement Lamp | T8 Four-Foot | Replacement Lamps (plug and play) (UL Type A) |  | standard | FALSE | [10 empty] | January, 18 2018 00:00:00 | Not Dimmable | Not Dimmable | No |  | IIILNU | [25 empty] | 5 | 2354 | 126.8 | 18.57 | 10 | 0.9 | 4500 | 80 |  |  |  | FALSE | FALSE | FALSE | [8 empty] | March, 30 2020 00:00:00 | FALSE | FALSE | FALSE | [6 empty] | AC | [7 empty] | FALSE
PLDMKB79WAKS | OTA World LLC | LUCUS LED | LUCUS-T8GABUD1218M-40-A | Linear Replacement Lamp | T8 Four-Foot | Dual Mode Internal Driver (UL Type A and Type B) |  | standard | FALSE | [10 empty] | January, 18 2018 00:00:00 | Dimmable | Continuous Below 10 | No |  | IIILNV | [25 empty] | 5 | 2500 | 131.58 | 19 | 20 | 0.9 | 4000 | 80 |  |  |  | FALSE | FALSE | FALSE | [8 empty] | March, 30 2020 00:00:00 | FALSE | FALSE | FALSE | [6 empty] | AC | [7 empty] | FALSE
PL82G69D69DX | OTA World LLC | LUCUS LED | LUCUS-T8GABUD1218M-45-A | Linear Replacement Lamp | T8 Four-Foot | Dual Mode Internal Driver (UL Type A and Type B) |  | standard | FALSE | [10 empty] | January, 18 2018 00:00:00 | Dimmable | Continuous Below 10 | No |  | IIILNV | [25 empty] | 5 | 2500 | 131.58 | 19 | 20 | 0.9 | 4500 | 80 |  |  |  | FALSE | FALSE | FALSE | [8 empty] | March, 30 2020 00:00:00 | FALSE | FALSE | FALSE | [6 empty] | AC | [7 empty] | FALSE
PLNCDGQ92R8G | OTA World LLC | LUCUS LED | LUCUS-T8GA1218M-30-A | Linear Replacement Lamp | T8 Four-Foot | Replacement Lamps (plug and play) (UL Type A) |  | standard | TRUE |  | 2189 | 120.71 | 18.14 | 7.96 | 0.9064 | 2934 | 81.8 | 5 | 50000 | January, 18 2018 00:00:00 | Not Dimmable | Not Dimmable | No |  | IIILNU | [15 empty] | 84.3 |  | 1.24 | 1.2 | [6 empty] | 5 | 2189 | 120.67 | 18.14 | 10 | 0.9 | 3000 | 80 |  |  |  | FALSE | FALSE | FALSE | [8 empty] | March, 30 2020 00:00:00 | FALSE | FALSE | FALSE | [6 empty] | AC | [7 empty] | FALSE
PMX3VWIV | Revolution Lighting Technologies, Inc. | Revolution Lighting Technologies | 204622-115 | Linear Replacement Lamp | T8 Four-Foot | Replacement Lamps (plug and play) (UL Type A) |  | standard | FALSE | [10 empty] | January, 18 2018 00:00:00 | Not Dimmable | Not Dimmable | No |  | HAHIGT | [25 empty] | 5 | 2325 | 142.65 | 16.3 | 8.4 | 0.964 | 5000 | 83.3 |  |  |  | FALSE | FALSE | FALSE | [8 empty] | March, 30 2020 00:00:00 | FALSE | FALSE | FALSE | [6 empty] | AC | [7 empty] | FALSE
PNWCHMPO | Revolution Lighting Technologies, Inc. | Revolution Lighting Technologies | 204622-112-XXX | Linear Replacement Lamp | T8 Four-Foot | Replacement Lamps (plug and play) (UL Type A) |  | standard | FALSE | [10 empty] | January, 18 2018 00:00:00 | Not Dimmable | Not Dimmable | No |  | HAHIGW | [25 empty] | 5 | 2265 | 142.9 | 15.85 | 8.47 | 0.965 | 3500 | 82.2 |  |  |  | FALSE | FALSE | FALSE | [8 empty] | March, 30 2020 00:00:00 | FALSE | FALSE | FALSE | [6 empty] | AC | [7 empty] | FALSE
P2HNSFVK | Revolution Lighting Technologies, Inc. | Revolution Lighting Technologies | 204622-113-XXX | Linear Replacement Lamp | T8 Four-Foot | Replacement Lamps (plug and play) (UL Type A) |  | standard | FALSE | [10 empty] | January, 18 2018 00:00:00 | Not Dimmable | Not Dimmable | No |  | HAHIGW | [25 empty] | 5 | 2288 | 144.35 | 15.85 | 8.47 | 0.965 | 4000 | 82.2 |  |  |  | FALSE | FALSE | FALSE | [8 empty] | March, 30 2020 00:00:00 | FALSE | FALSE | FALSE | [6 empty] | AC | [7 empty] | FALSE
PNUWZLUU | Revolution Lighting Technologies, Inc. | Revolution Lighting Technologies | 204620-115-XXX | Linear Replacement Lamp | T8 Four-Foot | Replacement Lamps (plug and play) (UL Type A) |  | standard | FALSE | [10 empty] | January, 18 2018 00:00:00 | Not Dimmable | Not Dimmable | No |  | HAHIGU | [25 empty] | 5 | 1772 | 144.89 | 12.23 | 12.28 | 0.931 | 5000 | 82.7 |  |  |  | FALSE | FALSE | FALSE | [8 empty] | March, 30 2020 00:00:00 | FALSE | FALSE | FALSE | [6 empty] | AC | [7 empty] | FALSE
P173FVR8 | Revolution Lighting Technologies, Inc. | Revolution Lighting Technologies | 204621-115-XXX | Linear Replacement Lamp | T8 Four-Foot | Replacement Lamps (plug and play) (UL Type A) |  | standard | FALSE | [10 empty] | January, 18 2018 00:00:00 | Not Dimmable | Not Dimmable | No |  | HAHIGV | [25 empty] | 5 | 1758 | 129.87 | 13.54 | 13.29 | 0.952 | 5000 | 82.1 |  |  |  | FALSE | FALSE | FALSE | [8 empty] | March, 30 2020 00:00:00 | FALSE | FALSE | FALSE | [6 empty] | AC | [7 empty] | FALSE
P20V93VA | Revolution Lighting Technologies, Inc. | Revolution Lighting Technologies | 204621-115 | Linear Replacement Lamp | T8 Four-Foot | Replacement Lamps (plug and play) (UL Type A) |  | standard | FALSE | [10 empty] | January, 18 2018 00:00:00 | Not Dimmable | Not Dimmable | No |  | HAHIGR | [25 empty] | 5 | 1782 | 124.78 | 14.36 | 9.52 | 0.954 | 5000 | 82.5 |  |  |  | FALSE | FALSE | FALSE | [8 empty] | March, 30 2020 00:00:00 | FALSE | FALSE | FALSE | [6 empty] | AC | [7 empty] | FALSE
PLHEKC9OS4OJ | OTA World LLC | LUCUS LED | LUCUS-T8GABUD1218M-30-A | Linear Replacement Lamp | T8 Four-Foot | Dual Mode Internal Driver (UL Type A and Type B) |  | standard | TRUE |  | 2405.6 | 125.87 | 19.11 | 17.3 | 0.945 | 2939 | 82 | 5 | 50000 | January, 18 2018 00:00:00 | Dimmable | Continuous Below 10 | No |  | IIILNV | [15 empty] | 83.4 |  | 1.28 | 1.36 | [6 empty] | 5 | 2400 | 126 | 19 | 20 | 0.9 | 3000 | 80 |  |  |  | FALSE | FALSE | FALSE | [8 empty] | March, 30 2020 00:00:00 | FALSE | FALSE | FALSE | [6 empty] | AC | [7 empty] | FALSE
PMKJTDSQ | Revolution Lighting Technologies, Inc. | Revolution Lighting Technologies | 204620-113 | Linear Replacement Lamp | T8 Four-Foot | Replacement Lamps (plug and play) (UL Type A) |  | standard | FALSE | [10 empty] | January, 18 2018 00:00:00 | Not Dimmable | Not Dimmable | No |  | HAHIGS | [25 empty] | 5 | 1703 | 138.12 | 12.33 | 11.29 | 0.926 | 4000 | 82.5 |  |  |  | FALSE | FALSE | FALSE | [8 empty] | March, 30 2020 00:00:00 | FALSE | FALSE | FALSE | [6 empty] | AC | [7 empty] | FALSE
PG0OGDB5 | Revolution Lighting Technologies, Inc. | Revolution Lighting Technologies | 204620-115 | Linear Replacement Lamp | T8 Four-Foot | Replacement Lamps (plug and play) (UL Type A) |  | standard | FALSE | [10 empty] | January, 18 2018 00:00:00 | Not Dimmable | Not Dimmable | No |  | HAHIGS | [25 empty] | 5 | 1719 | 139.76 | 12.3 | 11.9 | 0.92 | 5000 | 82.6 |  |  |  | FALSE | FALSE | FALSE | [8 empty] | March, 30 2020 00:00:00 | FALSE | FALSE | FALSE | [6 empty] | AC | [7 empty] | FALSE
PANUAMSB | Revolution Lighting Technologies, Inc. | Revolution Lighting Technologies | 204620-111 | Linear Replacement Lamp | T8 Four-Foot | Replacement Lamps (plug and play) (UL Type A) |  | standard | TRUE |  | 1686 | 136.54 | 12.35 | 11.51 | 0.9232 | 2980 | 82.6 | 5 | 50000 | January, 18 2018 00:00:00 | Not Dimmable | Not Dimmable | No |  | HAHIGS | [15 empty] | 84.5 |  | 1.27 | 1.18 | [6 empty] | 5 | 1686 | 136.54 | 12.35 | 11.29 | 0.926 | 3000 | 82.5 |  |  |  | FALSE | FALSE | FALSE | [8 empty] | March, 30 2020 00:00:00 | FALSE | FALSE | FALSE | [6 empty] | AC | [7 empty] | FALSE
P1R2D7ZJ | Revolution Lighting Technologies, Inc. | Revolution Lighting Technologies | 204621-112 | Linear Replacement Lamp | T8 Four-Foot | Replacement Lamps (plug and play) (UL Type A) |  | standard | FALSE | [10 empty] | January, 18 2018 00:00:00 | Not Dimmable | Not Dimmable | No |  | HAHIGR | [25 empty] | 5 | 1741 | 121.58 | 14.32 | 9.29 | 0.956 | 3500 | 82.7 |  |  |  | FALSE | FALSE | FALSE | [8 empty] | March, 30 2020 00:00:00 | FALSE | FALSE | FALSE | [6 empty] | AC | [7 empty] | FALSE
PJL4K7WO | Revolution Lighting Technologies, Inc. | Revolution Lighting Technologies | 204622-112 | Linear Replacement Lamp | T8 Four-Foot | Replacement Lamps (plug and play) (UL Type A) |  | standard | FALSE | [10 empty] | January, 18 2018 00:00:00 | Not Dimmable | Not Dimmable | No |  | HAHIGT | [25 empty] | 5 | 2264 | 139.49 | 16.23 | 8.26 | 0.965 | 3500 | 81.8 |  |  |  | FALSE | FALSE | FALSE | [8 empty] | March, 30 2020 00:00:00 | FALSE | FALSE | FALSE | [6 empty] | AC | [7 empty] | FALSE
PXFX0IVV | Revolution Lighting Technologies, Inc. | Revolution Lighting Technologies | 204622-115-XXX | Linear Replacement Lamp | T8 Four-Foot | Replacement Lamps (plug and play) (UL Type A) |  | standard | FALSE | [10 empty] | January, 18 2018 00:00:00 | Not Dimmable | Not Dimmable | No |  | HAHIGW | [25 empty] | 5 | 2333 | 146.19 | 15.96 | 8.65 | 0.963 | 5000 | 85.1 |  |  |  | FALSE | FALSE | FALSE | [8 empty] | March, 30 2020 00:00:00 | FALSE | FALSE | FALSE | [6 empty] | AC | [7 empty] | FALSE
P75SYN3M | Revolution Lighting Technologies, Inc. | Revolution Lighting Technologies | 204621-112-XXX | Linear Replacement Lamp | T8 Four-Foot | Replacement Lamps (plug and play) (UL Type A) |  | standard | FALSE | [10 empty] | January, 18 2018 00:00:00 | Not Dimmable | Not Dimmable | No |  | HAHIGV | [25 empty] | 5 | 1695 | 126.4 | 13.41 | 13.02 | 0.955 | 3500 | 82.4 |  |  |  | FALSE | FALSE | FALSE | [8 empty] | March, 30 2020 00:00:00 | FALSE | FALSE | FALSE | [6 empty] | AC | [7 empty] | FALSE
PLD9ILY86XTJ | OTA World LLC | LUCUS LED | LUCUS-T8GABUD1218M-50-A | Linear Replacement Lamp | T8 Four-Foot | Dual Mode Internal Driver (UL Type A and Type B) |  | standard | FALSE | [10 empty] | January, 18 2018 00:00:00 | Dimmable | Continuous Below 10 | No |  | IIILNV | [25 empty] | 5 | 2500 | 131.58 | 19 | 20 | 0.9 | 5000 | 80 |  |  |  | FALSE | FALSE | FALSE | [8 empty] | March, 30 2020 00:00:00 | FALSE | FALSE | FALSE | [6 empty] | AC | [7 empty] | FALSE
P4WSKF81 | Revolution Lighting Technologies, Inc. | Revolution Lighting Technologies | 204622-111 | Linear Replacement Lamp | T8 Four-Foot | Replacement Lamps (plug and play) (UL Type A) |  | standard | TRUE |  | 2244 | 138.86 | 16.16 | 8.26 | 0.9654 | 2961 | 81.8 | 5 | 50000 | January, 18 2018 00:00:00 | Not Dimmable | Not Dimmable | No |  | HAHIGT | [15 empty] | 84.3 |  | 1.26 | 1.17 | [6 empty] | 5 | 2244 | 138.86 | 16.16 | 8.26 | 0.965 | 3000 | 81.8 |  |  |  | FALSE | FALSE | FALSE | [8 empty] | March, 30 2020 00:00:00 | FALSE | FALSE | FALSE | [6 empty] | AC | [7 empty] | FALSE
PA9XYGTF | Revolution Lighting Technologies, Inc. | Revolution Lighting Technologies | 204620-112-XXX | Linear Replacement Lamp | T8 Four-Foot | Replacement Lamps (plug and play) (UL Type A) |  | standard | FALSE | [10 empty] | January, 18 2018 00:00:00 | Not Dimmable | Not Dimmable | No |  | HAHIGU | [25 empty] | 5 | 1721 | 141.76 | 12.14 | 12.05 | 0.933 | 3500 | 82.8 |  |  |  | FALSE | FALSE | FALSE | [8 empty] | March, 30 2020 00:00:00 | FALSE | FALSE | FALSE | [6 empty] | AC | [7 empty] | FALSE
PMON6QW9 | Revolution Lighting Technologies, Inc. | Revolution Lighting Technologies | 204620-111-XXX | Linear Replacement Lamp | T8 Four-Foot | Replacement Lamps (plug and play) (UL Type A) |  | standard | TRUE |  | 1704 | 141.52 | 12.04 | 12.05 | 0.9325 | 2941 | 82.8 | 5 | 50000 | January, 18 2018 00:00:00 | Not Dimmable | Not Dimmable | No |  | HAHIGU | [15 empty] | 84.8 |  | 1.24 | 1.17 | [6 empty] | 5 | 1704 | 141.52 | 12.04 | 12.05 | 0.933 | 3000 | 82.8 |  |  |  | FALSE | FALSE | FALSE | [8 empty] | March, 30 2020 00:00:00 | FALSE | FALSE | FALSE | [6 empty] | AC | [7 empty] | FALSE
PGLK2WB2 | Revolution Lighting Technologies, Inc. | Revolution Lighting Technologies | 204621-113-XXX | Linear Replacement Lamp | T8 Four-Foot | Replacement Lamps (plug and play) (UL Type A) |  | standard | FALSE | [10 empty] | January, 18 2018 00:00:00 | Not Dimmable | Not Dimmable | No |  | HAHIGV | [25 empty] | 5 | 1716 | 127.96 | 13.41 | 13.02 | 0.955 | 4000 | 82.4 |  |  |  | FALSE | FALSE | FALSE | [8 empty] | March, 30 2020 00:00:00 | FALSE | FALSE | FALSE | [6 empty] | AC | [7 empty] | FALSE
PADBX5LR | Revolution Lighting Technologies, Inc. | Revolution Lighting Technologies | 204622-113 | Linear Replacement Lamp | T8 Four-Foot | Replacement Lamps (plug and play) (UL Type A) |  | standard | FALSE | [10 empty] | January, 18 2018 00:00:00 | Not Dimmable | Not Dimmable | No |  | HAHIGT | [25 empty] | 5 | 2285 | 140.79 | 16.23 | 8.26 | 0.965 | 4000 | 81.8 |  |  |  | FALSE | FALSE | FALSE | [8 empty] | March, 30 2020 00:00:00 | FALSE | FALSE | FALSE | [6 empty] | AC | [7 empty] | FALSE
PRWVDGXV | Revolution Lighting Technologies, Inc. | Revolution Lighting Technologies | 204620-113-XXX | Linear Replacement Lamp | T8 Four-Foot | Replacement Lamps (plug and play) (UL Type A) |  | standard | FALSE | [10 empty] | January, 18 2018 00:00:00 | Not Dimmable | Not Dimmable | No |  | HAHIGU | [25 empty] | 5 | 1738 | 143.16 | 12.14 | 12.05 | 0.933 | 4000 | 82.8 |  |  |  | FALSE | FALSE | FALSE | [8 empty] | March, 30 2020 00:00:00 | FALSE | FALSE | FALSE | [6 empty] | AC | [7 empty] | FALSE
PL8N0N378QWU | OTA World LLC | LUCUS LED | LUCUS-T8GA1218M-35-A | Linear Replacement Lamp | T8 Four-Foot | Replacement Lamps (plug and play) (UL Type A) |  | standard | FALSE | [10 empty] | January, 18 2018 00:00:00 | Not Dimmable | Not Dimmable | No |  | IIILNU | [25 empty] | 5 | 2244 | 120.87 | 18.57 | 10 | 0.9 | 3500 | 80 |  |  |  | FALSE | FALSE | FALSE | [8 empty] | March, 30 2020 00:00:00 | FALSE | FALSE | FALSE | [6 empty] | AC | [7 empty] | FALSE
PL10LTF9EDUI | OTA World LLC | LUCUS LED | LUCUS-T8GA1218M-40-A | Linear Replacement Lamp | T8 Four-Foot | Replacement Lamps (plug and play) (UL Type A) |  | standard | FALSE | [10 empty] | January, 18 2018 00:00:00 | Not Dimmable | Not Dimmable | No |  | IIILNU | [25 empty] | 5 | 2299 | 123.84 | 18.57 | 10 | 0.9 | 4000 | 80 |  |  |  | FALSE | FALSE | FALSE | [8 empty] | March, 30 2020 00:00:00 | FALSE | FALSE | FALSE | [6 empty] | AC | [7 empty] | FALSE
PGSYVK1N | Revolution Lighting Technologies, Inc. | Revolution Lighting Technologies | 204621-113 | Linear Replacement Lamp | T8 Four-Foot | Replacement Lamps (plug and play) (UL Type A) |  | standard | FALSE | [10 empty] | January, 18 2018 00:00:00 | Not Dimmable | Not Dimmable | No |  | HAHIGR | [25 empty] | 5 | 1755 | 122.56 | 14.32 | 9.29 | 0.956 | 4000 | 82.7 |  |  |  | FALSE | FALSE | FALSE | [8 empty] | March, 30 2020 00:00:00 | FALSE | FALSE | FALSE | [6 empty] | AC | [7 empty] | FALSE
PJN91RSB | Revolution Lighting Technologies, Inc. | Revolution Lighting Technologies | 204621-111 | Linear Replacement Lamp | T8 Four-Foot | Replacement Lamps (plug and play) (UL Type A) |  | standard | TRUE |  | 1727 | 120.97 | 14.28 | 9.29 | 0.9558 | 2916 | 82.7 | 5 | 50000 | January, 18 2018 00:00:00 | Not Dimmable | Not Dimmable | No |  | HAHIGR | [15 empty] | 84.3 |  | 1.24 | 1.17 | [6 empty] | 5 | 1727 | 120.97 | 14.28 | 9.29 | 0.956 | 3000 | 82.7 |  |  |  | FALSE | FALSE | FALSE | [8 empty] | March, 30 2020 00:00:00 | FALSE | FALSE | FALSE | [6 empty] | AC | [7 empty] | FALSE
PA2E7MG5 | Revolution Lighting Technologies, Inc. | Revolution Lighting Technologies | 204622-111-XXX | Linear Replacement Lamp | T8 Four-Foot | Replacement Lamps (plug and play) (UL Type A) |  | standard | TRUE |  | 2242 | 142.42 | 15.74 | 8.47 | 0.9646 | 2997 | 82.2 | 5 | 50000 | January, 18 2018 00:00:00 | Not Dimmable | Not Dimmable | No |  | HAHIGW | [15 empty] | 84.5 |  | 1.24 | 1.15 | [6 empty] | 5 | 2242 | 142.42 | 15.74 | 8.47 | 0.965 | 3000 | 82.2 |  |  |  | FALSE | FALSE | FALSE | [8 empty] | March, 30 2020 00:00:00 | FALSE | FALSE | FALSE | [6 empty] | AC | [7 empty] | FALSE
P6OI0TP0 | Revolution Lighting Technologies, Inc. | Revolution Lighting Technologies | 204621-111-XXX | Linear Replacement Lamp | T8 Four-Foot | Replacement Lamps (plug and play) (UL Type A) |  | standard | TRUE |  | 1674 | 126.18 | 13.27 | 13.02 | 0.9546 | 2986 | 82.4 | 5 | 50000 | January, 18 2018 00:00:00 | Not Dimmable | Not Dimmable | No |  | HAHIGV | [15 empty] | 84.3 |  | 1.2 | 1.28 | [6 empty] | 5 | 1674 | 126.18 | 13.27 | 13.02 | 0.955 | 3000 | 82.4 |  |  |  | FALSE | FALSE | FALSE | [8 empty] | March, 30 2020 00:00:00 | FALSE | FALSE | FALSE | [6 empty] | AC | [7 empty] | FALSE
PLDKY2IPK5Y6 | OTA World LLC | LUCUS LED | LUCUS-T8GA1218M-50-A | Linear Replacement Lamp | T8 Four-Foot | Replacement Lamps (plug and play) (UL Type A) |  | standard | FALSE | [10 empty] | January, 18 2018 00:00:00 | Not Dimmable | Not Dimmable | No |  | IIILNU | [25 empty] | 5 | 2409 | 126.86 | 18.99 | 10 | 0.9 | 5000 | 80 |  |  |  | FALSE | FALSE | FALSE | [8 empty] | March, 30 2020 00:00:00 | FALSE | FALSE | FALSE | [6 empty] | AC | [7 empty] | FALSE
PLZGG2JC | Revolution Lighting Technologies, Inc. | Revolution Lighting Technologies | 204620-112 | Linear Replacement Lamp | T8 Four-Foot | Replacement Lamps (plug and play) (UL Type A) |  | standard | FALSE | [10 empty] | January, 18 2018 00:00:00 | Not Dimmable | Not Dimmable | No |  | HAHIGS | [25 empty] | 5 | 1694 | 137.39 | 12.33 | 11.29 | 0.926 | 3500 | 82.5 |  |  |  | FALSE | FALSE | FALSE | [8 empty] | March, 30 2020 00:00:00 | FALSE | FALSE | FALSE | [6 empty] | AC | [7 empty] | FALSE
PL6RXTQBSK2J | ENVISION LED LIGHTING, INC. | Envision LED | LED-T8DF-4FT-15W-30K2 | Linear Replacement Lamp | T8 Four-Foot | Dual Mode Internal Driver (UL Type A and Type B) |  | standard | TRUE |  | 2184 | 124.66 | 17.52 | 7.41 | 0.8875 | 3019 | 83.8 | 5 | 50000 | January, 17 2018 00:00:00 | Not Dimmable | Not Dimmable | No |  | NANOHL | [15 empty] | 87.6 |  | 1.2 | 1.44 | [6 empty] | 5 | 2025 | 135 | 15 | 15 | 0.8875 | 3000 | 80 |  |  |  | FALSE | FALSE | FALSE | [8 empty] | March, 30 2020 00:00:00 | FALSE | FALSE | FALSE | [6 empty] | AC | [7 empty] | FALSE
PLHFGKITFNZ3 | ENVISION LED LIGHTING, INC. | Envision LED | LED-T8DF-4FT-15W-45K2 | Linear Replacement Lamp | T8 Four-Foot | Dual Mode Internal Driver (UL Type A and Type B) |  | standard | FALSE | [10 empty] | January, 17 2018 00:00:00 | Not Dimmable | Not Dimmable | No |  | NANOHL | [25 empty] | 5 | 2025 | 135 | 15 | 15 | 0.8875 | 4500 | 80 |  |  |  | FALSE | FALSE | FALSE | [8 empty] | March, 30 2020 00:00:00 | FALSE | FALSE | FALSE | [6 empty] | AC | [7 empty] | FALSE
PCDH3RAS | Shenzhen North Pole Technology Co., LTD | NPL | T8-F12S-18W-P2-50-1 | Linear Replacement Lamp | T8 Four-Foot | Replacement Lamps (plug and play) (UL Type A) |  | standard | FALSE | [10 empty] | January, 17 2018 00:00:00 | Not Dimmable | Not Dimmable | No |  | NNNMRG | [25 empty] | 5 | 2800 | 133 | 21 | 13.7 | 0.9 | 5000 | 83 |  |  |  | FALSE | FALSE | FALSE | [8 empty] | March, 30 2020 00:00:00 | FALSE | FALSE | FALSE | [6 empty] | AC | [7 empty] | FALSE
P3ZCIW1F | Shenzhen North Pole Technology Co., LTD | NPL | T8-F12S-18W-P2-40-1 | Linear Replacement Lamp | T8 Four-Foot | Replacement Lamps (plug and play) (UL Type A) |  | standard | TRUE |  | 2810.12 | 130.4 | 21.55 | 13.7 | 0.915 | 4029 | 84.8 | 5 | 50000 | January, 17 2018 00:00:00 | Not Dimmable | Not Dimmable | No |  | NNNMRG | [15 empty] | 79.4 |  | 1.14 | 1.24 | [6 empty] | 5 | 2700 | 128 | 21 | 13.7 | 0.9 | 4000 | 85 |  |  |  | FALSE | FALSE | FALSE | [8 empty] | March, 30 2020 00:00:00 | FALSE | FALSE | FALSE | [6 empty] | AC | [7 empty] | FALSE
PPI7EXUH | CH Lighting Technology Co.,Ltd. | CH | CH1118-48-10W 840-9 | Linear Replacement Lamp | T8 Four-Foot | Replacement Lamps (plug and play) (UL Type A) |  | standard | FALSE | [10 empty] | January, 17 2018 00:00:00 | Dimmable | Continuous Below 10 | No | Updated on 12/30/2019; Updated on 1/13/2020 | SSSCXV | [25 empty] | 5 | 1800 | 138.462 | 13 | 20 | 0.9 | 4000 | 83 |  |  |  | FALSE | FALSE | FALSE | [8 empty] | March, 30 2020 00:00:00 | FALSE | FALSE | FALSE | [6 empty] | AC |  |  |  |  | 1800 | 13 |  | FALSE
PUCTJ9DJ | CH Lighting Technology Co.,Ltd. | CH | CH1118-48-10W 850-9 | Linear Replacement Lamp | T8 Four-Foot | Replacement Lamps (plug and play) (UL Type A) |  | standard | FALSE | [10 empty] | January, 17 2018 00:00:00 | Dimmable | Continuous Below 10 | No | Updated on 12/30/2019; Updated on 1/13/2020 | SSSCXV | [25 empty] | 5 | 1800 | 138.462 | 13 | 20 | 0.9 | 5000 | 83 |  |  |  | FALSE | FALSE | FALSE | [8 empty] | March, 30 2020 00:00:00 | FALSE | FALSE | FALSE | [6 empty] | AC |  |  |  |  | 1800 | 13 |  | FALSE
PL07NZB21XVO | ENVISION LED LIGHTING, INC. | Envision LED | LED-T8DF-4FT-15W-35K2 | Linear Replacement Lamp | T8 Four-Foot | Dual Mode Internal Driver (UL Type A and Type B) |  | standard | FALSE | [10 empty] | January, 17 2018 00:00:00 | Not Dimmable | Not Dimmable | No |  | NANOHL | [25 empty] | 5 | 2025 | 135 | 15 | 15 | 0.8875 | 3500 | 80 |  |  |  | FALSE | FALSE | FALSE | [8 empty] | March, 30 2020 00:00:00 | FALSE | FALSE | FALSE | [6 empty] | AC | [7 empty] | FALSE
PL43HD1L366M | ENVISION LED LIGHTING, INC. | Envision LED | LED-T8DF-4FT-15W-40K2 | Linear Replacement Lamp | T8 Four-Foot | Dual Mode Internal Driver (UL Type A and Type B) |  | standard | FALSE | [10 empty] | January, 17 2018 00:00:00 | Not Dimmable | Not Dimmable | No |  | NANOHL | [25 empty] | 5 | 2025 | 135 | 15 | 15 | 0.8875 | 4000 | 80 |  |  |  | FALSE | FALSE | FALSE | [8 empty] | March, 30 2020 00:00:00 | FALSE | FALSE | FALSE | [6 empty] | AC | [7 empty] | FALSE
PL5L6G060W2R | ENVISION LED LIGHTING, INC. | Envision LED | LED-T8DF-4FT-15W-50K2 | Linear Replacement Lamp | T8 Four-Foot | Dual Mode Internal Driver (UL Type A and Type B) |  | standard | FALSE | [10 empty] | January, 17 2018 00:00:00 | Not Dimmable | Not Dimmable | No |  | NANOHL | [25 empty] | 5 | 2025 | 135 | 15 | 15 | 0.8934 | 5000 | 80 |  |  |  | FALSE | FALSE | FALSE | [8 empty] | March, 30 2020 00:00:00 | FALSE | FALSE | FALSE | [6 empty] | AC | [7 empty] | FALSE
P868PMVK | Shenzhen North Pole Technology Co., LTD | NPL | T8-F12S-12W-P1-50-1 | Linear Replacement Lamp | T8 Four-Foot | Replacement Lamps (plug and play) (UL Type A) |  | standard | FALSE | [10 empty] | January, 17 2018 00:00:00 | Not Dimmable | Not Dimmable | No |  | NNNMRN | [25 empty] | 5 | 2100 | 140 | 15 | 14.3 | 0.9 | 5000 | 82 |  |  |  | FALSE | FALSE | FALSE | [8 empty] | March, 30 2020 00:00:00 | FALSE | FALSE | FALSE | [6 empty] | AC | [7 empty] | FALSE
P43MM5YY | Shenzhen North Pole Technology Co., LTD | NPL | T8-F12S-12W-P2-50-1 | Linear Replacement Lamp | T8 Four-Foot | Replacement Lamps (plug and play) (UL Type A) |  | standard | FALSE | [10 empty] | January, 17 2018 00:00:00 | Not Dimmable | Not Dimmable | No |  | NNNMRE | [25 empty] | 5 | 1900 | 126 | 15 | 14.6 | 0.9 | 5000 | 83 |  |  |  | FALSE | FALSE | FALSE | [8 empty] | March, 30 2020 00:00:00 | FALSE | FALSE | FALSE | [6 empty] | AC | [7 empty] | FALSE
PG057XJX | Shenzhen North Pole Technology Co., LTD | NPL | T8-F12S-12W-P1-40-1 | Linear Replacement Lamp | T8 Four-Foot | Replacement Lamps (plug and play) (UL Type A) |  | standard | TRUE |  | 2185.96 | 148.1 | 14.76 | 14.3 | 0.911 | 4041 | 84.5 | 5 | 50000 | January, 17 2018 00:00:00 | Not Dimmable | Not Dimmable | No |  | NNNMRN | [15 empty] | 82 |  | 1.14 | 1.24 | [6 empty] | 5 | 2000 | 133 | 15 | 14.3 | 0.9 | 4000 | 84 |  |  |  | FALSE | FALSE | FALSE | [8 empty] | March, 30 2020 00:00:00 | FALSE | FALSE | FALSE | [6 empty] | AC | [7 empty] | FALSE
PZBZ40JR | Shenzhen North Pole Technology Co., LTD | NPL | T8-F12S-12W-P2-40-1 | Linear Replacement Lamp | T8 Four-Foot | Replacement Lamps (plug and play) (UL Type A) |  | standard | TRUE |  | 1984.96 | 135.4 | 14.66 | 14.6 | 0.915 | 4025 | 84.9 | 5 | 50000 | January, 17 2018 00:00:00 | Not Dimmable | Not Dimmable | No |  | NNNMRE | [15 empty] | 79.4 |  | 1.12 | 1.26 | [6 empty] | 5 | 1800 | 120 | 15 | 14.6 | 0.9 | 4000 | 85 |  |  |  | FALSE | FALSE | FALSE | [8 empty] | March, 30 2020 00:00:00 | FALSE | FALSE | FALSE | [6 empty] | AC | [7 empty] | FALSE
PCM0NO6I | CH Lighting Technology Co.,Ltd. | CH | CH1118-48-10W 835-9 | Linear Replacement Lamp | T8 Four-Foot | Replacement Lamps (plug and play) (UL Type A) |  | standard | FALSE | [10 empty] | January, 17 2018 00:00:00 | Dimmable | Continuous Below 10 | No | Updated on 12/30/2019; Updated on 1/13/2020 | SSSCXV | [25 empty] | 5 | 1750 | 134.615 | 13 | 20 | 0.9 | 3500 | 83 |  |  |  | FALSE | FALSE | FALSE | [8 empty] | March, 30 2020 00:00:00 | FALSE | FALSE | FALSE | [6 empty] | AC |  |  |  |  | 1750 | 13 |  | FALSE
PZ9ZW996 | CH Lighting Technology Co.,Ltd. | CH | CH1118-48-10W 830-9 | Linear Replacement Lamp | T8 Four-Foot | Replacement Lamps (plug and play) (UL Type A) |  | standard | TRUE |  | 1810 | 136.2 | 13.29 | 14.96 | 0.9518 | 3040 | 83.5 | 5 | 50000 | January, 17 2018 00:00:00 | Dimmable | Continuous Below 10 | No | Updated on 12/30/2019; Updated on 1/13/2020 | SSSCXV | [15 empty] | 81.9 |  | 1.24 | 1.26 | [6 empty] | 5 | 1700 | 130.769 | 13 | 20 | 0.9 | 3000 | 83 |  |  |  | FALSE | FALSE | FALSE | [8 empty] | March, 30 2020 00:00:00 | FALSE | FALSE | FALSE | [6 empty] | AC |  |  | 120 |  | 1700 | 13 |  | FALSE
PYUHL6WY | Shenzhen North Pole Technology Co., LTD | NPL | T8-F12S-18W-P1-40-1 | Linear Replacement Lamp | T8 Four-Foot | Replacement Lamps (plug and play) (UL Type A) |  | standard | TRUE |  | 2947.58 | 141.1 | 20.89 | 14.3 | 0.912 | 4039 | 84.3 | 5 | 50000 | January, 16 2018 00:00:00 | Not Dimmable | Not Dimmable | No |  | NNNMRF | [15 empty] | 81.6 |  | 1.08 | 1.24 | [6 empty] | 5 | 2800 | 133 | 21 | 14.3 | 0.9 | 4000 | 84 |  |  |  | FALSE | FALSE | FALSE | [8 empty] | March, 30 2020 00:00:00 | FALSE | FALSE | FALSE | [6 empty] | AC | [7 empty] | FALSE
PLAX58CFOP0T | Ascent Battery Supply,LLC | WERKER | LED12478A | Linear Replacement Lamp | T8 Four-Foot | Replacement Lamps (plug and play) (UL Type A) |  | standard | TRUE |  | 1830 | 130.2 | 14.06 | 14.39 | 0.9546 | 3465 | 83.5 | 5 | 50000 | January, 16 2018 00:00:00 | Not Dimmable | Not Dimmable | No |  | MMMQGZ | [15 empty] | 81.3 |  | 1.24 | 1.24 | [6 empty] | 5 | 1800 | 128 | 14 | 20 | 0.9 | 3500 | 80 |  |  |  | FALSE | FALSE | FALSE | [8 empty] | March, 30 2020 00:00:00 | FALSE | FALSE | FALSE | [6 empty] | AC | [7 empty] | FALSE
PLNWP9SL6975 | Wide Loyal Development Ltd | LEVANIER | LF-814B1-50 | Linear Replacement Lamp | T8 Four-Foot | Replacement Lamps (plug and play) (UL Type A) |  | standard | FALSE | [10 empty] | January, 16 2018 00:00:00 | Not Dimmable | Not Dimmable | No |  | IIILNK | [25 empty] | 5 | 2200 | 122.22 | 18 | 11.89 | 0.97 | 5000 | 83.9 |  |  |  | FALSE | FALSE | FALSE | [8 empty] | March, 30 2020 00:00:00 | FALSE | FALSE | FALSE | [6 empty] | AC | [7 empty] | FALSE
PLAMGQ7ZWTPW | Ascent Battery Supply,LLC | WERKER | LED11662B | Linear Replacement Lamp | T8 Four-Foot | Replacement Lamps (plug and play) (UL Type A) |  | standard | FALSE | [10 empty] | January, 16 2018 00:00:00 | Not Dimmable | Not Dimmable | No |  | MMMQGZ | [25 empty] | 5 | 1800 | 128 | 14 | 20 | 0.9 | 4000 | 80 |  |  |  | FALSE | FALSE | FALSE | [8 empty] | March, 30 2020 00:00:00 | FALSE | FALSE | FALSE | [6 empty] | AC | [7 empty] | FALSE
P3AX1RIP | Green Creative LTD | GREEN CREATIVE | 10.5T8/4F/850/DIR/R | Linear Replacement Lamp | T8 Four-Foot | Replacement Lamps (plug and play) (UL Type A) |  | standard | FALSE | [10 empty] | January, 16 2018 00:00:00 | Dimmable | Continuous Below 10 | No |  | YYYCNH | [25 empty] | 5 | 1700 | 131 | 13 | 20 | 0.9 | 5000 | 82 |  |  |  | FALSE | FALSE | FALSE | [8 empty] | March, 30 2020 00:00:00 | FALSE | FALSE | FALSE | [6 empty] | AC | [7 empty] | FALSE
PGQX0QD3 | Green Creative LTD | GREEN CREATIVE | 10.5T8/4F/840/DIR/R | Linear Replacement Lamp | T8 Four-Foot | Replacement Lamps (plug and play) (UL Type A) |  | standard | TRUE |  | 1701 | 128.6 | 13.25 | 14.44 | 0.941 | 3958 | 81 | 5 | 50000 | January, 16 2018 00:00:00 | Dimmable | Continuous Below 10 | No |  | YYYCNH | [15 empty] | 84.2 |  | 1.3 | 1.26 | [6 empty] | 5 | 1700 | 131 | 13 | 20 | 0.9 | 4000 | 82 |  |  |  | FALSE | FALSE | FALSE | [8 empty] | March, 30 2020 00:00:00 | FALSE | FALSE | FALSE | [6 empty] | AC | [7 empty] | FALSE
PPBCQJD0 | Shenzhen North Pole Technology Co., LTD | NPL | T8-F12S-18W-P1-50-1 | Linear Replacement Lamp | T8 Four-Foot | Replacement Lamps (plug and play) (UL Type A) |  | standard | FALSE | [10 empty] | January, 16 2018 00:00:00 | Not Dimmable | Not Dimmable | No |  | NNNMRF | [25 empty] | 5 | 2900 | 138 | 21 | 14.3 | 0.9 | 5000 | 82 |  |  |  | FALSE | FALSE | FALSE | [8 empty] | March, 30 2020 00:00:00 | FALSE | FALSE | FALSE | [6 empty] | AC | [7 empty] | FALSE
PL9VD64ATURL | Wide Loyal Development Ltd | LEVANIER | LF-814B1-40 | Linear Replacement Lamp | T8 Four-Foot | Replacement Lamps (plug and play) (UL Type A) |  | standard | TRUE |  | 2376 | 117.05 | 20.3 | 11.38 | 0.9765 | 4065 | 82.7 | 5 | 50000 | January, 16 2018 00:00:00 | Not Dimmable | Not Dimmable | No |  | IIILNK | [15 empty] | 84.9 |  | 1.22 | 1.28 | [6 empty] | 5 | 2100 | 116.67 | 18 | 11.38 | 0.98 | 4000 | 82.7 |  |  |  | FALSE | FALSE | FALSE | [8 empty] | March, 30 2020 00:00:00 | FALSE | FALSE | FALSE | [6 empty] | AC | [7 empty] | FALSE
PL8OGRLYXG2Q | Wide Loyal Development Ltd | LEVANIER | LF-814B1-45 | Linear Replacement Lamp | T8 Four-Foot | Replacement Lamps (plug and play) (UL Type A) |  | standard | FALSE | [10 empty] | January, 16 2018 00:00:00 | Not Dimmable | Not Dimmable | No |  | IIILNK | [25 empty] | 5 | 2100 | 116.67 | 18 | 11.38 | 0.98 | 4500 | 82.7 |  |  |  | FALSE | FALSE | FALSE | [8 empty] | March, 30 2020 00:00:00 | FALSE | FALSE | FALSE | [6 empty] | AC | [7 empty] | FALSE
PLG0PLVYL9B4 | Ascent Battery Supply,LLC | WERKER | LED11663B | Linear Replacement Lamp | T8 Four-Foot | Replacement Lamps (plug and play) (UL Type A) |  | standard | FALSE | [10 empty] | January, 16 2018 00:00:00 | Not Dimmable | Not Dimmable | No |  | MMMQGZ | [25 empty] | 5 | 1800 | 128 | 14 | 20 | 0.9 | 5000 | 80 |  |  |  | FALSE | FALSE | FALSE | [8 empty] | March, 30 2020 00:00:00 | FALSE | FALSE | FALSE | [6 empty] | AC | [7 empty] | FALSE
PLOYFWMWVY7L | Turolight Inc. | TUROLIGHT | VIV-T8DF2/13W/30/F [120-277 only] | Linear Replacement Lamp | T8 Four-Foot | Replacement Lamps (plug and play) (UL Type A) |  | Standard | TRUE |  | 1867 | 124.8 | 14.96 | 15.02 | 0.953 | 5104 | 83.6 | 5 | 50000 | January, 12 2018 00:00:00 | Not Dimmable | Not Dimmable | NO |  | ZZZBKM | [15 empty] | 84.3 |  | 1.32 | 1.24 | [6 empty] | 4.4 | 1800 | 112 | 16 | 15 | 0.9 | 3000 | 83 |  |  |  | FALSE | FALSE | FALSE | [8 empty] | November, 02 2018 00:00:00 | FALSE | FALSE | FALSE | [6 empty] | AC | [7 empty] | FALSE
PL4OORDPL5K4 | ENVISION LED LIGHTING, INC. | Envision LED | LED-T8DF-GLF4-4FT-18W-40K | Linear Replacement Lamp | T8 Four-Foot | Dual Mode Internal Driver (UL Type A and Type B) |  | standard | FALSE | [10 empty] | January, 12 2018 00:00:00 | Not Dimmable | Not Dimmable | No |  | NANOGZ | [25 empty] | 5 | 2383 | 117.07 | 20.36 | 6.79 | 0.92 | 4000 | 82.9 |  |  |  | FALSE | FALSE | FALSE | [8 empty] | March, 30 2020 00:00:00 | FALSE | FALSE | FALSE | [6 empty] | AC | [7 empty] | FALSE
PL5YIBWAYU93 | ENVISION LED LIGHTING, INC. | Envision LED | LED-T8DF-GLF4-4FT-18W-30K | Linear Replacement Lamp | T8 Four-Foot | Dual Mode Internal Driver (UL Type A and Type B) |  | standard | TRUE |  | 2360 | 116.27 | 20.3 | 6.79 | 0.9171 | 2922 | 82.9 | 5 | 50000 | January, 12 2018 00:00:00 | Not Dimmable | Not Dimmable | No |  | NANOGZ | [15 empty] | 84.3 |  | 1.24 | 1.28 | [6 empty] | 5 | 2360 | 116.27 | 20.3 | 6.79 | 0.92 | 3000 | 82.9 |  |  |  | FALSE | FALSE | FALSE | [8 empty] | March, 30 2020 00:00:00 | FALSE | FALSE | FALSE | [6 empty] | AC | [7 empty] | FALSE
PL4YB8IBBADF | Archipelago Lighting, Inc. | Archipelago | LT8F41041K4 | Linear Replacement Lamp | T8 Four-Foot | Replacement Lamps (plug and play) (UL Type A) |  | standard | FALSE | [10 empty] | January, 12 2018 00:00:00 | Dimmable | Continuous Above 10 | No |  | XXXBVP | [25 empty] | 5 | 1750 | 125 | 14 | 10 | 0.9 | 4000 | 83 |  |  |  | FALSE | FALSE | FALSE | [8 empty] | March, 30 2020 00:00:00 | FALSE | FALSE | FALSE | [6 empty] | AC | [7 empty] | FALSE
PL0JT91ZF067 | Archipelago Lighting, Inc. | Archipelago | LT8F41050K4 | Linear Replacement Lamp | T8 Four-Foot | Replacement Lamps (plug and play) (UL Type A) |  | standard | FALSE | [10 empty] | January, 12 2018 00:00:00 | Dimmable | Continuous Above 10 | No |  | XXXBVP | [25 empty] | 5 | 1806 | 129 | 14 | 10 | 0.9 | 5000 | 83 |  |  |  | FALSE | FALSE | FALSE | [8 empty] | March, 30 2020 00:00:00 | FALSE | FALSE | FALSE | [6 empty] | AC | [7 empty] | FALSE
PLRJ4AJVX69T | Turolight Inc. | TUROLIGHT | VIV-T8DF2/13W/50/F [120-277 only] | Linear Replacement Lamp | T8 Four-Foot | Replacement Lamps (plug and play) (UL Type A) |  | standard | FALSE | [10 empty] | January, 12 2018 00:00:00 | Not Dimmable | Not Dimmable | NO |  | ZZZBKM | [25 empty] | 5 | 1900 | 118 | 16 | 15 | 0.9 | 5000 | 83 |  |  |  | FALSE | FALSE | FALSE | [8 empty] | March, 30 2020 00:00:00 | FALSE | FALSE | FALSE | [6 empty] | AC | [7 empty] | FALSE
PLU3G5L0KD4L | Archipelago Lighting, Inc. | Archipelago | LT8F41030K4 | Linear Replacement Lamp | T8 Four-Foot | Replacement Lamps (plug and play) (UL Type A) |  | standard | TRUE |  | 1650 | 125.9 | 13.11 | 10.36 | 0.957 | 3107 | 82.7 | 5 | 50000 | January, 12 2018 00:00:00 | Dimmable | Continuous Above 10 | No |  | XXXBVP | [15 empty] | 84.2 |  | 1.28 | 1.24 | [6 empty] | 5 | 1652 | 118 | 14 | 10 | 0.9 | 3000 | 83 |  |  |  | FALSE | FALSE | FALSE | [8 empty] | March, 30 2020 00:00:00 | FALSE | FALSE | FALSE | [6 empty] | AC | [7 empty] | FALSE
PLASU3N3PGCY | Turolight Inc. | TUROLIGHT | VIV-T8DF2/13W/40/F [120-277 only] | Linear Replacement Lamp | T8 Four-Foot | Replacement Lamps (plug and play) (UL Type A) |  | Standard | FALSE | [10 empty] | January, 12 2018 00:00:00 | Not Dimmable | Not Dimmable | NO |  | ZZZBKM | [25 empty] | 4.4 | 1850 | 115 | 16 | 15 | 0.9 | 4000 | 83 |  |  |  | FALSE | FALSE | FALSE | [8 empty] | November, 02 2018 00:00:00 | FALSE | FALSE | FALSE | [6 empty] | AC | [7 empty] | FALSE
PLERC9P85LTB | ENVISION LED LIGHTING, INC. | Envision LED | LED-T8DF-GLF4-4FT-18W-50K | Linear Replacement Lamp | T8 Four-Foot | Dual Mode Internal Driver (UL Type A and Type B) |  | standard | FALSE | [10 empty] | January, 12 2018 00:00:00 | Not Dimmable | Not Dimmable | No |  | NANOGZ | [25 empty] | 5 | 2407 | 117.87 | 20.42 | 6.94 | 0.92 | 5000 | 84.1 |  |  |  | FALSE | FALSE | FALSE | [8 empty] | March, 30 2020 00:00:00 | FALSE | FALSE | FALSE | [6 empty] | AC | [7 empty] | FALSE
PLQMOQ49FDI8 | ENVISION LED LIGHTING, INC. | Envision LED | LED-T8DF-GLF4-4FT-18W-35K | Linear Replacement Lamp | T8 Four-Foot | Dual Mode Internal Driver (UL Type A and Type B) |  | standard | FALSE | [10 empty] | January, 12 2018 00:00:00 | Not Dimmable | Not Dimmable | No |  | NANOGZ | [25 empty] | 5 | 2372 | 116.49 | 20.36 | 6.79 | 0.92 | 3500 | 82.9 |  |  |  | FALSE | FALSE | FALSE | [8 empty] | March, 30 2020 00:00:00 | FALSE | FALSE | FALSE | [6 empty] | AC | [7 empty] | FALSE
PLYNGQS0PKO9 | Archipelago Lighting, Inc. | Archipelago | LT8F41035K4 | Linear Replacement Lamp | T8 Four-Foot | Replacement Lamps (plug and play) (UL Type A) |  | standard | FALSE | [10 empty] | January, 12 2018 00:00:00 | Dimmable | Continuous Above 10 | No |  | XXXBVP | [25 empty] | 5 | 1708 | 122 | 14 | 10 | 0.9 | 3500 | 83 |  |  |  | FALSE | FALSE | FALSE | [8 empty] | March, 30 2020 00:00:00 | FALSE | FALSE | FALSE | [6 empty] | AC | [7 empty] | FALSE
PL5IDGCSWV9X | Turolight Inc. | TUROLIGHT | VIV-T8DF2/13W/35/F [120-277 only] | Linear Replacement Lamp | T8 Four-Foot | Replacement Lamps (plug and play) (UL Type A) |  | Standard | FALSE | [10 empty] | January, 12 2018 00:00:00 | Not Dimmable | Not Dimmable | NO |  | ZZZBKM | [25 empty] | 4.4 | 1800 | 112 | 16 | 15 | 0.9 | 3500 | 83 |  |  |  | FALSE | FALSE | FALSE | [8 empty] | November, 02 2018 00:00:00 | FALSE | FALSE | FALSE | [6 empty] | AC | [7 empty] | FALSE
PLLZGLTOB8Q5 | SATCO Products Inc | Satco | 12T8/LED/48-840/DR(S39936) | Linear Replacement Lamp | T8 Four-Foot | Replacement Lamps (plug and play) (UL Type A) |  | standard | FALSE | [10 empty] | January, 11 2018 00:00:00 | Dimmable | Continuous Below 10 | FALSE | Updated on 10/08/2019 | YYYCMU | [25 empty] | 5 | 1800 | 120 | 15 | 20 | 0.9 | 4000 | 82 |  |  |  | FALSE | FALSE | FALSE | [8 empty] | March, 30 2020 00:00:00 | FALSE | FALSE | FALSE | [6 empty] | AC | [7 empty] | FALSE
PLFYSP9JHDRB | Halco Lighting Technologies | ProLED | T8FR15/850/DIR/ECO/LED2 | Linear Replacement Lamp | T8 Four-Foot | Replacement Lamps (plug and play) (UL Type A) |  | standard | FALSE | [10 empty] | January, 11 2018 00:00:00 | Not Dimmable | Not Dimmable | No |  | ZAZZUY | [25 empty] | 5 | 2000 | 118 | 17 | 14 | 0.99 | 5000 | 80 |  |  |  | FALSE | FALSE | FALSE | [8 empty] | March, 30 2020 00:00:00 | FALSE | FALSE | FALSE | [6 empty] | AC | [7 empty] | FALSE
PLW8X8003BHI | SATCO Products Inc | Satco | 12T8/LED/48-850/DR(S39937) | Linear Replacement Lamp | T8 Four-Foot | Replacement Lamps (plug and play) (UL Type A) |  | standard | FALSE | [10 empty] | January, 11 2018 00:00:00 | Dimmable | Continuous Below 10 | FALSE | Updated on 10/08/2019 | YYYCMU | [25 empty] | 5 | 1800 | 120 | 15 | 20 | 0.9 | 5000 | 82 |  |  |  | FALSE | FALSE | FALSE | [8 empty] | March, 30 2020 00:00:00 | FALSE | FALSE | FALSE | [6 empty] | AC | [7 empty] | FALSE
PLCMOECKX4PQ | SATCO Products Inc | SATCO | 12T8/LED/48-835/DR(S39935) | Linear Replacement Lamp | T8 Four-Foot | Replacement Lamps (plug and play) (UL Type A) |  | Standard | FALSE | [10 empty] | January, 11 2018 00:00:00 | Dimmable | Continuous Below 10 | FALSE | Updated on 10/08/2019 | YYYCMU | [25 empty] | 4.4 | 1700 | 113.3 | 15 | 20 | 0.9 | 3500 | 82 |  |  |  | FALSE | FALSE | FALSE | [8 empty] | October, 08 2019 00:00:00 | FALSE | FALSE | FALSE | [6 empty] | AC | [7 empty] | FALSE
PL72VYUZPP9Y | Halco Lighting Technologies | ProLED | T8FR15/840/DIR/ECO/LED2 | Linear Replacement Lamp | T8 Four-Foot | Replacement Lamps (plug and play) (UL Type A) |  | standard | FALSE | [10 empty] | January, 11 2018 00:00:00 | Not Dimmable | Not Dimmable | No |  | ZAZZUY | [25 empty] | 5 | 2000 | 118 | 17 | 14 | 0.99 | 4000 | 80 |  |  |  | FALSE | FALSE | FALSE | [8 empty] | March, 30 2020 00:00:00 | FALSE | FALSE | FALSE | [6 empty] | AC | [7 empty] | FALSE
PLY9DVXNIG3M | Halco Lighting Technologies | ProLED | T8FR15/830/DIR/ECO/LED2 | Linear Replacement Lamp | T8 Four-Foot | Replacement Lamps (plug and play) (UL Type A) |  | standard | TRUE |  | 2038.6 | 118.31 | 17.23 | 13.62 | 0.9822 | 2919 | 83 | 5 | 50000 | January, 11 2018 00:00:00 | Not Dimmable | Not Dimmable | No |  | ZAZZUY | [15 empty] | 82 |  | 1.26 | 1.34 | [6 empty] | 5 | 2000 | 118 | 17 | 14 | 0.99 | 3000 | 80 |  |  |  | FALSE | FALSE | FALSE | [8 empty] | March, 30 2020 00:00:00 | FALSE | FALSE | FALSE | [6 empty] | AC | [7 empty] | FALSE
PL0QYV2TL9FF | SATCO Products Inc | Satco | 12T8/LED/48-830/DR(S39934) | Linear Replacement Lamp | T8 Four-Foot | Replacement Lamps (plug and play) (UL Type A) |  | standard | TRUE |  | 1719 | 116.1 | 14.81 | 13.16 | 0.9592 | 3085 | 82.4 | 5 | 50000 | January, 11 2018 00:00:00 | Dimmable | Continuous Below 10 | FALSE | Updated on 10/08/2019 | YYYCMU | [15 empty] | 81 |  | 1.26 | 1.3 | [6 empty] | 5 | 1700 | 113.3 | 15 | 20 | 0.9 | 3000 | 82 |  |  |  | FALSE | FALSE | FALSE | [8 empty] | March, 30 2020 00:00:00 | FALSE | FALSE | FALSE | [6 empty] | AC | [7 empty] | FALSE
PLTG43VO3GEZ | Sunshine Lighting | SUNLITE | T8/LED/4'/12W/IS+PPS/40K | Linear Replacement Lamp | T8 Four-Foot | Replacement Lamps (plug and play) (UL Type A) |  | standard | FALSE | [10 empty] | January, 10 2018 00:00:00 | Not Dimmable | Not Dimmable | No |  | NANOGN | [25 empty] | 5 | 1800 | 120 | 15 | 20 | 0.9 | 4000 | 80 |  |  |  | FALSE | FALSE | FALSE | [8 empty] | March, 30 2020 00:00:00 | FALSE | FALSE | FALSE | [6 empty] | AC | [7 empty] | FALSE
PL1IITHEE2PD | Sunshine Lighting | SUNLITE | T8/LED/4'/12W/IS+PPS/50K | Linear Replacement Lamp | T8 Four-Foot | Replacement Lamps (plug and play) (UL Type A) |  | standard | FALSE | [10 empty] | January, 10 2018 00:00:00 | Not Dimmable | Not Dimmable | No |  | NANOGN | [25 empty] | 5 | 1800 | 120 | 15 | 20 | 0.9 | 5000 | 80 |  |  |  | FALSE | FALSE | FALSE | [8 empty] | March, 30 2020 00:00:00 | FALSE | FALSE | FALSE | [6 empty] | AC | [7 empty] | FALSE
P20HOVRI | CH Lighting Technology Co.,Ltd. | CH | CH1128-48-9.5W 830-9 | Linear Replacement Lamp | T8 Four-Foot | Replacement Lamps (plug and play) (UL Type A) |  | standard | TRUE |  | 1779 | 131.5 | 13.53 | 15.09 | 0.9519 | 3026 | 83.1 | 5 | 50000 | January, 10 2018 00:00:00 | Dimmable | Continuous Below 10 | No |  | RRRUOA | [15 empty] | 82.2 |  | 1.24 | 1.28 | [6 empty] | 5 | 1700 | 131 | 13 | 15.09 | 0.952 | 3000 | 83 |  |  |  | FALSE | FALSE | FALSE | [8 empty] | March, 30 2020 00:00:00 | FALSE | FALSE | FALSE | [6 empty] | AC | [7 empty] | FALSE
PLJNNCJS2OOC | Sunshine Lighting | SUNLITE | T8/LED/4'/15W/IS+PPS/35K | Linear Replacement Lamp | T8 Four-Foot | Replacement Lamps (plug and play) (UL Type A) |  | standard | FALSE | [10 empty] | January, 10 2018 00:00:00 | Not Dimmable | Not Dimmable | No |  | NANOGO | [25 empty] | 5 | 2100 | 116.67 | 18 | 20 | 0.9 | 3500 | 80 |  |  |  | FALSE | FALSE | FALSE | [8 empty] | March, 30 2020 00:00:00 | FALSE | FALSE | FALSE | [6 empty] | AC | [7 empty] | FALSE
PLB5IPJ1VWIA | Sunshine Lighting | SUNLITE | T8/LED/4'/15W/IS+PPS/40K | Linear Replacement Lamp | T8 Four-Foot | Replacement Lamps (plug and play) (UL Type A) |  | standard | FALSE | [10 empty] | January, 10 2018 00:00:00 | Not Dimmable | Not Dimmable | No |  | NANOGO | [25 empty] | 5 | 2200 | 122.22 | 18 | 20 | 0.9 | 4000 | 80 |  |  |  | FALSE | FALSE | FALSE | [8 empty] | March, 30 2020 00:00:00 | FALSE | FALSE | FALSE | [6 empty] | AC | [7 empty] | FALSE
PL9MIOCM2GVK | Sunshine Lighting | SUNLITE | T8/LED/4'/15W/IS+PPS/30K | Linear Replacement Lamp | T8 Four-Foot | Replacement Lamps (plug and play) (UL Type A) |  | standard | TRUE |  | 2192.3 | 121.5 | 18.05 | 10.09 | 0.9703 | 3089 | 82.5 | 5 | 50000 | January, 10 2018 00:00:00 | Not Dimmable | Not Dimmable | No |  | NANOGO | [15 empty] | 81.3 |  | 1.26 | 1.3 | [6 empty] | 5 | 2100 | 116.67 | 18 | 20 | 0.9 | 3000 | 80 |  |  |  | FALSE | FALSE | FALSE | [8 empty] | March, 30 2020 00:00:00 | FALSE | FALSE | FALSE | [6 empty] | AC | [7 empty] | FALSE
PIJVC1K1 | CH Lighting Technology Co.,Ltd. | CH | CH1128-48-9.5W 835-9 | Linear Replacement Lamp | T8 Four-Foot | Replacement Lamps (plug and play) (UL Type A) |  | standard | FALSE | [10 empty] | January, 10 2018 00:00:00 | Dimmable | Continuous Below 10 | No |  | RRRUOA | [25 empty] | 5 | 1700 | 131 | 13 | 15.09 | 0.952 | 3500 | 83 |  |  |  | FALSE | FALSE | FALSE | [8 empty] | March, 30 2020 00:00:00 | FALSE | FALSE | FALSE | [6 empty] | AC | [7 empty] | FALSE
PLXYAME3 | CH Lighting Technology Co.,Ltd. | CH | CH1128-48-9.5W 840-9 | Linear Replacement Lamp | T8 Four-Foot | Replacement Lamps (plug and play) (UL Type A) |  | standard | FALSE | [10 empty] | January, 10 2018 00:00:00 | Dimmable | Continuous Below 10 | No |  | RRRUOA | [25 empty] | 5 | 1800 | 138 | 13 | 15.09 | 0.952 | 4000 | 83 |  |  |  | FALSE | FALSE | FALSE | [8 empty] | March, 30 2020 00:00:00 | FALSE | FALSE | FALSE | [6 empty] | AC | [7 empty] | FALSE
P3JW4YCM | CH Lighting Technology Co.,Ltd. | CH | CH1128-48-9.5W 850-9 | Linear Replacement Lamp | T8 Four-Foot | Replacement Lamps (plug and play) (UL Type A) |  | standard | FALSE | [10 empty] | January, 10 2018 00:00:00 | Dimmable | Continuous Below 10 | No |  | RRRUOA | [25 empty] | 5 | 1800 | 138 | 13 | 15.18 | 0.952 | 5000 | 83 |  |  |  | FALSE | FALSE | FALSE | [8 empty] | March, 30 2020 00:00:00 | FALSE | FALSE | FALSE | [6 empty] | AC | [7 empty] | FALSE
PLHKVJMQJ0GD | Sunshine Lighting | SUNLITE | T8/LED/4'/12W/IS+PPS/35K | Linear Replacement Lamp | T8 Four-Foot | Replacement Lamps (plug and play) (UL Type A) |  | standard | FALSE | [10 empty] | January, 10 2018 00:00:00 | Not Dimmable | Not Dimmable | FALSE |  | NANOGN | [25 empty] | 4.4 | 1700 | 113.33 | 15 | 20 | 0.9 | 3500 | 80 |  |  |  | FALSE | FALSE | FALSE | [8 empty] | November, 02 2018 00:00:00 | FALSE | FALSE | FALSE | [6 empty] | AC | [7 empty] | FALSE
PLMIVM9SVI8H | Sunshine Lighting | SUNLITE | T8/LED/4'/15W/IS+PPS/50K | Linear Replacement Lamp | T8 Four-Foot | Replacement Lamps (plug and play) (UL Type A) |  | standard | FALSE | [10 empty] | January, 10 2018 00:00:00 | Not Dimmable | Not Dimmable | No |  | NANOGO | [25 empty] | 5 | 2200 | 122.22 | 18 | 20 | 0.9 | 5000 | 80 |  |  |  | FALSE | FALSE | FALSE | [8 empty] | March, 30 2020 00:00:00 | FALSE | FALSE | FALSE | [6 empty] | AC | [7 empty] | FALSE
PLGCE5ZKNGPE | Sunshine Lighting | SUNLITE | T8/LED/4'/12W/IS+PPS/30K | Linear Replacement Lamp | T8 Four-Foot | Replacement Lamps (plug and play) (UL Type A) |  | standard | TRUE |  | 1811 | 120.9 | 14.98 | 13.54 | 0.9588 | 3073 | 82.6 | 5 | 50000 | January, 10 2018 00:00:00 | Not Dimmable | Not Dimmable | No |  | NANOGN | [15 empty] | 81.3 |  | 1.26 | 1.32 | [6 empty] | 5 | 1700 | 113.33 | 15 | 20 | 0.9 | 3000 | 80 |  |  |  | FALSE | FALSE | FALSE | [8 empty] | March, 30 2020 00:00:00 | FALSE | FALSE | FALSE | [6 empty] | AC | [7 empty] | FALSE
PV73WZSV | CH Lighting Technology Co.,Ltd. | CH | CH1128-48-10W 835-9 | Linear Replacement Lamp | T8 Four-Foot | Replacement Lamps (plug and play) (UL Type A) |  | standard | FALSE | [10 empty] | January, 09 2018 00:00:00 | Dimmable | Continuous Below 10 | No |  | RRRUNZ | [25 empty] | 5 | 1700 | 126 | 13.5 | 15.14 | 0.952 | 3500 | 83 |  |  |  | FALSE | FALSE | FALSE | [8 empty] | March, 30 2020 00:00:00 | FALSE | FALSE | FALSE | [6 empty] | AC | [7 empty] | FALSE
PCDJ9BAM | CH Lighting Technology Co.,Ltd. | CH | CH1128-48-10W 850-9 | Linear Replacement Lamp | T8 Four-Foot | Replacement Lamps (plug and play) (UL Type A) |  | standard | FALSE | [10 empty] | January, 09 2018 00:00:00 | Dimmable | Continuous Below 10 | No |  | RRRUNZ | [25 empty] | 5 | 1800 | 133 | 13.5 | 15.21 | 0.952 | 5000 | 83 |  |  |  | FALSE | FALSE | FALSE | [8 empty] | March, 30 2020 00:00:00 | FALSE | FALSE | FALSE | [6 empty] | AC | [7 empty] | FALSE
PW1F9LU3 | CH Lighting Technology Co.,Ltd. | CH | CH1128-48-10W 830-9 | Linear Replacement Lamp | T8 Four-Foot | Replacement Lamps (plug and play) (UL Type A) |  | standard | TRUE |  | 1784 | 132.1 | 13.51 | 15.14 | 0.9518 | 3026 | 83.2 | 5 | 50000 | January, 09 2018 00:00:00 | Dimmable | Continuous Below 10 | No |  | RRRUNZ | [15 empty] | 82.3 |  | 1.22 | 1.26 | [6 empty] | 5 | 1700 | 126 | 13.5 | 15.14 | 0.952 | 3000 | 83 |  |  |  | FALSE | FALSE | FALSE | [8 empty] | March, 30 2020 00:00:00 | FALSE | FALSE | FALSE | [6 empty] | AC | [7 empty] | FALSE
P7SRIU21 | CH Lighting Technology Co.,Ltd. | CH | CH1128-48-10W 840-9 | Linear Replacement Lamp | T8 Four-Foot | Replacement Lamps (plug and play) (UL Type A) |  | standard | FALSE | [10 empty] | January, 09 2018 00:00:00 | Dimmable | Continuous Below 10 | No |  | RRRUNZ | [25 empty] | 5 | 1800 | 133 | 13.5 | 15.14 | 0.952 | 4000 | 83 |  |  |  | FALSE | FALSE | FALSE | [8 empty] | March, 30 2020 00:00:00 | FALSE | FALSE | FALSE | [6 empty] | AC | [7 empty] | FALSE
PLU99WSU63NX | Builders Pack | Builders Pack | 44-T8-120-18W-40K-AL-F-AB-1 | Linear Replacement Lamp | T8 Four-Foot | Dual Mode Internal Driver (UL Type A and Type B) |  | standard | FALSE | [10 empty] | January, 04 2018 00:00:00 | Not Dimmable | Not Dimmable | NO | Updated on 07/26/2018 | TTTUVW | [25 empty] | 5 | 2450 | 122 | 20 | 20 | 0.9 | 4000 | 80 |  |  |  | FALSE | FALSE | FALSE | [8 empty] | March, 30 2020 00:00:00 | FALSE | FALSE | FALSE | [6 empty] | AC | [7 empty] | FALSE
PLX47H928JJB | Builders Pack | Builders Pack | 44-T8-120-18W-45K-AL-F-AB-1 | Linear Replacement Lamp | T8 Four-Foot | Dual Mode Internal Driver (UL Type A and Type B) |  | standard | FALSE | [10 empty] | January, 04 2018 00:00:00 | Not Dimmable | Not Dimmable | NO | Updated on 07/26/2018 | TTTUVW | [25 empty] | 5 | 2450 | 122 | 20 | 20 | 0.9 | 4500 | 80 |  |  |  | FALSE | FALSE | FALSE | [8 empty] | March, 30 2020 00:00:00 | FALSE | FALSE | FALSE | [6 empty] | AC | [7 empty] | FALSE
PLA7R1ZPGRMZ | Builders Pack | Builders Pack | 44-T8-120-15W-45K-AL-F-A-1 | Linear Replacement Lamp | T8 Four-Foot | Replacement Lamps (plug and play) (UL Type A) |  | standard | FALSE | [10 empty] | January, 04 2018 00:00:00 | Not Dimmable | Not Dimmable | NO | Updated on 07/26/2018 | TTTUVR | [25 empty] | 5 | 2145 | 122 | 17.5 | 20 | 0.9 | 4500 | 80 |  |  |  | FALSE | FALSE | FALSE | [8 empty] | March, 30 2020 00:00:00 | FALSE | FALSE | FALSE | [6 empty] | AC | [7 empty] | FALSE
PLTEKABZ1F5P | Builders Pack | Builders Pack | 44-T8-120-18W-40K-AL-F-A-1 | Linear Replacement Lamp | T8 Four-Foot | Replacement Lamps (plug and play) (UL Type A) |  | standard | FALSE | [10 empty] | January, 04 2018 00:00:00 | Not Dimmable | Not Dimmable | NO | Updated on 07/26/2018 | TTTUVS | [25 empty] | 5 | 2450 | 122 | 20 | 20 | 0.9 | 4000 | 80 |  |  |  | FALSE | FALSE | FALSE | [8 empty] | March, 30 2020 00:00:00 | FALSE | FALSE | FALSE | [6 empty] | AC | [7 empty] | FALSE
PLCJZ3693CKH | Builders Pack | Builders Pack | 44-T8-120-18W-45K-AL-F-A-1 | Linear Replacement Lamp | T8 Four-Foot | Replacement Lamps (plug and play) (UL Type A) |  | standard | FALSE | [10 empty] | January, 04 2018 00:00:00 | Not Dimmable | Not Dimmable | NO | Updated on 07/26/2018 | TTTUVS | [25 empty] | 5 | 2450 | 122 | 20 | 20 | 0.9 | 4500 | 80 |  |  |  | FALSE | FALSE | FALSE | [8 empty] | March, 30 2020 00:00:00 | FALSE | FALSE | FALSE | [6 empty] | AC | [7 empty] | FALSE
PLZCZJ6M795X | Builders Pack | Builders Pack | 44-T8-120-15W-30K-AL-F-A-1 | Linear Replacement Lamp | T8 Four-Foot | Replacement Lamps (plug and play) (UL Type A) |  | standard | TRUE |  | 2108.1 | 122.04 | 17.27 | 9.01 | 0.966 | 2941 | 83.2 | 5 | 50000 | January, 04 2018 00:00:00 | Not Dimmable | Not Dimmable | NO | Updated on 07/26/2018 | TTTUVR | [15 empty] | 84.1 |  | 1.24 | 1.28 | [6 empty] | 5 | 2100 | 120 | 17.5 | 20 | 0.9 | 3000 | 80 |  |  |  | FALSE | FALSE | FALSE | [8 empty] | March, 30 2020 00:00:00 | FALSE | FALSE | FALSE | [6 empty] | AC | [7 empty] | FALSE
PLMW8IKBVFV2 | Builders Pack | Builders Pack | 44-T8-120-18W-30K-AL-F-AB-1 | Linear Replacement Lamp | T8 Four-Foot | Dual Mode Internal Driver (UL Type A and Type B) |  | standard | TRUE |  | 2430.4 | 121.96 | 19.93 | 19.29 | 0.882 | 2930 | 83.1 | 5 | 50000 | January, 04 2018 00:00:00 | Not Dimmable | Not Dimmable | NO | Updated on 07/26/2018 | TTTUVW | [15 empty] | 83.9 |  | 1.24 | 1.24 | [6 empty] | 5 | 2400 | 120 | 20 | 20 | 0.9 | 3000 | 80 |  |  |  | FALSE | FALSE | FALSE | [8 empty] | March, 30 2020 00:00:00 | FALSE | FALSE | FALSE | [6 empty] | AC | [7 empty] | FALSE
PLTSDNNCGPT4 | Builders Pack | Builders Pack | 44-T8-120-15W-40K-AL-F-A-1 | Linear Replacement Lamp | T8 Four-Foot | Replacement Lamps (plug and play) (UL Type A) |  | standard | FALSE | [10 empty] | January, 04 2018 00:00:00 | Not Dimmable | Not Dimmable | NO | Updated on 07/26/2018 | TTTUVR | [25 empty] | 5 | 2145 | 122 | 17.5 | 20 | 0.9 | 4000 | 80 |  |  |  | FALSE | FALSE | FALSE | [8 empty] | March, 30 2020 00:00:00 | FALSE | FALSE | FALSE | [6 empty] | AC | [7 empty] | FALSE
PL1LT8X6QH2X | Builders Pack | Builders Pack | 44-T8-120-15W-50K-AL-F-A-1 | Linear Replacement Lamp | T8 Four-Foot | Replacement Lamps (plug and play) (UL Type A) |  | standard | FALSE | [10 empty] | January, 04 2018 00:00:00 | Not Dimmable | Not Dimmable | NO | Updated on 07/26/2018 | TTTUVR | [25 empty] | 5 | 2145 | 122 | 17.5 | 20 | 0.9 | 5000 | 80 |  |  |  | FALSE | FALSE | FALSE | [8 empty] | March, 30 2020 00:00:00 | FALSE | FALSE | FALSE | [6 empty] | AC | [7 empty] | FALSE
PL8OZRSJQTFG | Builders Pack | Builders Pack | 44-T8-120-12W-30K-AL-F-A-1 | Linear Replacement Lamp | T8 Four-Foot | Replacement Lamps (plug and play) (UL Type A) |  | standard | TRUE |  | 1760 | 123.02 | 14.31 | 12.71 | 0.946 | 2935 | 83.2 | 5 | 50000 | January, 04 2018 00:00:00 | Not Dimmable | Not Dimmable | NO | Updated on 07/26/2018 | TTTUVQ | [15 empty] | 84.2 |  | 1.24 | 1.28 | [6 empty] | 5 | 1752 | 146 | 12 | 20 | 0.9 | 3000 | 80 |  |  |  | FALSE | FALSE | FALSE | [8 empty] | March, 30 2020 00:00:00 | FALSE | FALSE | FALSE | [6 empty] | AC | [7 empty] | FALSE
PLF2T2656ESM | Builders Pack | Builders Pack | 44-T8-120-18W-50K-AL-F-AB-1 | Linear Replacement Lamp | T8 Four-Foot | Dual Mode Internal Driver (UL Type A and Type B) |  | standard | FALSE | [10 empty] | January, 04 2018 00:00:00 | Not Dimmable | Not Dimmable | NO | Updated on 07/26/2018 | TTTUVW | [25 empty] | 5 | 2450 | 122 | 20 | 20 | 0.9 | 5000 | 80 |  |  |  | FALSE | FALSE | FALSE | [8 empty] | March, 30 2020 00:00:00 | FALSE | FALSE | FALSE | [6 empty] | AC | [7 empty] | FALSE
PLCMB2PBC8IK | Builders Pack | Builders Pack | 44-T8-120-12W-35K-AL-F-AB-1 | Linear Replacement Lamp | T8 Four-Foot | Dual Mode Internal Driver (UL Type A and Type B) |  | standard | FALSE | [10 empty] | January, 04 2018 00:00:00 | Not Dimmable | Not Dimmable | NO | Updated on 07/26/2018 | TTTUVU | [25 empty] | 5 | 1752 | 146 | 12 | 20 | 0.9 | 3500 | 80 |  |  |  | FALSE | FALSE | FALSE | [8 empty] | March, 30 2020 00:00:00 | FALSE | FALSE | FALSE | [6 empty] | AC | [7 empty] | FALSE
PLP2Y5YT0B2I | Builders Pack | Builders Pack | 44-T8-120-12W-40K-AL-F-AB-1 | Linear Replacement Lamp | T8 Four-Foot | Dual Mode Internal Driver (UL Type A and Type B) |  | standard | FALSE | [10 empty] | January, 04 2018 00:00:00 | Not Dimmable | Not Dimmable | NO | Updated on 07/26/2018 | TTTUVU | [25 empty] | 5 | 1800 | 150 | 12 | 20 | 0.9 | 4000 | 80 |  |  |  | FALSE | FALSE | FALSE | [8 empty] | March, 30 2020 00:00:00 | FALSE | FALSE | FALSE | [6 empty] | AC | [7 empty] | FALSE
PLP2R5MDPESE | Builders Pack | Builders Pack | 44-T8-120-12W-30K-AL-F-AB-1 | Linear Replacement Lamp | T8 Four-Foot | Dual Mode Internal Driver (UL Type A and Type B) |  | standard | TRUE |  | 1760 | 123.02 | 14.31 | 19.95 | 0.909 | 2935 | 83.2 | 5 | 50000 | January, 04 2018 00:00:00 | Not Dimmable | Not Dimmable | NO | Updated on 07/26/2018 | TTTUVU | [15 empty] | 84.2 |  | 1.24 | 1.28 | [6 empty] | 5 | 1752 | 146 | 12 | 20 | 0.9 | 3000 | 80 |  |  |  | FALSE | FALSE | FALSE | [8 empty] | March, 30 2020 00:00:00 | FALSE | FALSE | FALSE | [6 empty] | AC | [7 empty] | FALSE
PLBOQFLXNAX4 | Builders Pack | Builders Pack | 44-T8-120-12W-35K-AL-F-A-1 | Linear Replacement Lamp | T8 Four-Foot | Replacement Lamps (plug and play) (UL Type A) |  | standard | FALSE | [10 empty] | January, 04 2018 00:00:00 | Not Dimmable | Not Dimmable | NO | Updated on 07/26/2018 | TTTUVQ | [25 empty] | 5 | 1752 | 146 | 12 | 20 | 0.9 | 3500 | 80 |  |  |  | FALSE | FALSE | FALSE | [8 empty] | March, 30 2020 00:00:00 | FALSE | FALSE | FALSE | [6 empty] | AC | [7 empty] | FALSE
PLRH66AR1LG2 | Builders Pack | Builders Pack | 44-T8-120-12W-45K-AL-F-A-1 | Linear Replacement Lamp | T8 Four-Foot | Replacement Lamps (plug and play) (UL Type A) |  | standard | FALSE | [10 empty] | January, 04 2018 00:00:00 | Not Dimmable | Not Dimmable | NO | Updated on 07/26/2018 | TTTUVQ | [25 empty] | 5 | 1800 | 150 | 12 | 20 | 0.9 | 4500 | 80 |  |  |  | FALSE | FALSE | FALSE | [8 empty] | March, 30 2020 00:00:00 | FALSE | FALSE | FALSE | [6 empty] | AC | [7 empty] | FALSE
PLZ2GS5Y6MCY | Builders Pack | Builders Pack | 44-T8-120-12W-50K-AL-F-A-1 | Linear Replacement Lamp | T8 Four-Foot | Replacement Lamps (plug and play) (UL Type A) |  | standard | FALSE | [10 empty] | January, 04 2018 00:00:00 | Not Dimmable | Not Dimmable | NO | Updated on 07/26/2018 | TTTUVQ | [25 empty] | 5 | 1800 | 150 | 12 | 20 | 0.9 | 5000 | 80 |  |  |  | FALSE | FALSE | FALSE | [8 empty] | March, 30 2020 00:00:00 | FALSE | FALSE | FALSE | [6 empty] | AC | [7 empty] | FALSE
PLO3NTT4VHQ6 | Builders Pack | Builders Pack | 44-T8-120-18W-35K-AL-F-AB-1 | Linear Replacement Lamp | T8 Four-Foot | Dual Mode Internal Driver (UL Type A and Type B) |  | standard | FALSE | [10 empty] | January, 04 2018 00:00:00 | Not Dimmable | Not Dimmable | NO | Updated on 07/26/2018 | TTTUVW | [25 empty] | 5 | 2400 | 120 | 20 | 20 | 0.9 | 3500 | 80 |  |  |  | FALSE | FALSE | FALSE | [8 empty] | March, 30 2020 00:00:00 | FALSE | FALSE | FALSE | [6 empty] | AC | [7 empty] | FALSE
PL4GRYN76H2C | Builders Pack | Builders Pack | 44-T8-120-12W-45K-AL-F-AB-1 | Linear Replacement Lamp | T8 Four-Foot | Dual Mode Internal Driver (UL Type A and Type B) |  | standard | FALSE | [10 empty] | January, 04 2018 00:00:00 | Not Dimmable | Not Dimmable | NO | Updated on 07/26/2018 | TTTUVU | [25 empty] | 5 | 1800 | 150 | 12 | 20 | 0.9 | 4500 | 80 |  |  |  | FALSE | FALSE | FALSE | [8 empty] | March, 30 2020 00:00:00 | FALSE | FALSE | FALSE | [6 empty] | AC | [7 empty] | FALSE
PL6L010I773M | Builders Pack | Builders Pack | 44-T8-120-12W-50K-AL-F-AB-1 | Linear Replacement Lamp | T8 Four-Foot | Dual Mode Internal Driver (UL Type A and Type B) |  | standard | FALSE | [10 empty] | January, 04 2018 00:00:00 | Not Dimmable | Not Dimmable | NO | Updated on 07/26/2018 | TTTUVU | [25 empty] | 5 | 1800 | 150 | 12 | 20 | 0.9 | 5000 | 80 |  |  |  | FALSE | FALSE | FALSE | [8 empty] | March, 30 2020 00:00:00 | FALSE | FALSE | FALSE | [6 empty] | AC | [7 empty] | FALSE
PLWNCYSPA81W | Builders Pack | Builders Pack | 44-T8-120-15W-35K-AL-F-A-1 | Linear Replacement Lamp | T8 Four-Foot | Replacement Lamps (plug and play) (UL Type A) |  | standard | FALSE | [10 empty] | January, 04 2018 00:00:00 | Not Dimmable | Not Dimmable | NO | Updated on 07/26/2018 | TTTUVR | [25 empty] | 5 | 2100 | 120 | 17.5 | 20 | 0.9 | 3500 | 80 |  |  |  | FALSE | FALSE | FALSE | [8 empty] | March, 30 2020 00:00:00 | FALSE | FALSE | FALSE | [6 empty] | AC | [7 empty] | FALSE
PLAIWYZDW63Q | Builders Pack | Builders Pack | 44-T8-120-18W-35K-AL-F-A-1 | Linear Replacement Lamp | T8 Four-Foot | Replacement Lamps (plug and play) (UL Type A) |  | standard | FALSE | [10 empty] | January, 04 2018 00:00:00 | Not Dimmable | Not Dimmable | NO | Updated on 07/26/2018 | TTTUVS | [25 empty] | 5 | 2400 | 120 | 20 | 20 | 0.9 | 3500 | 80 |  |  |  | FALSE | FALSE | FALSE | [8 empty] | March, 30 2020 00:00:00 | FALSE | FALSE | FALSE | [6 empty] | AC | [7 empty] | FALSE
PLAXU7W6FM2Q | Builders Pack | Builders Pack | 44-T8-120-12W-40K-AL-F-A-1 | Linear Replacement Lamp | T8 Four-Foot | Replacement Lamps (plug and play) (UL Type A) |  | standard | FALSE | [10 empty] | January, 04 2018 00:00:00 | Not Dimmable | Not Dimmable | NO | Updated on 07/26/2018 | TTTUVQ | [25 empty] | 5 | 1800 | 150 | 12 | 20 | 0.9 | 4000 | 80 |  |  |  | FALSE | FALSE | FALSE | [8 empty] | March, 30 2020 00:00:00 | FALSE | FALSE | FALSE | [6 empty] | AC | [7 empty] | FALSE
PLLPNVANN2VC | Builders Pack | Builders Pack | 44-T8-120-18W-30K-AL-F-A-1 | Linear Replacement Lamp | T8 Four-Foot | Replacement Lamps (plug and play) (UL Type A) |  | standard | TRUE |  | 2430.4 | 121.96 | 19.93 | 7.13 | 0.972 | 2930 | 83.1 | 5 | 50000 | January, 04 2018 00:00:00 | Not Dimmable | Not Dimmable | NO | Updated on 07/26/2018 | TTTUVS | [15 empty] | 83.9 |  | 1.24 | 1.24 | [6 empty] | 5 | 2400 | 120 | 20 | 20 | 0.9 | 3000 | 80 |  |  |  | FALSE | FALSE | FALSE | [8 empty] | March, 30 2020 00:00:00 | FALSE | FALSE | FALSE | [6 empty] | AC | [7 empty] | FALSE
PLOWBFQLN4FZ | Builders Pack | Builders Pack | 44-T8-120-18W-50K-AL-F-A-1 | Linear Replacement Lamp | T8 Four-Foot | Replacement Lamps (plug and play) (UL Type A) |  | standard | FALSE | [10 empty] | January, 04 2018 00:00:00 | Not Dimmable | Not Dimmable | NO | Updated on 07/26/2018 | TTTUVS | [25 empty] | 5 | 2450 | 122 | 20 | 20 | 0.9 | 5000 | 80 |  |  |  | FALSE | FALSE | FALSE | [8 empty] | March, 30 2020 00:00:00 | FALSE | FALSE | FALSE | [6 empty] | AC | [7 empty] | FALSE
PLNU827Y95TU | Wen Lighting | WEN | WEN-T8GABUL1218T-50-A | Linear Replacement Lamp | T8 Four-Foot | Dual Mode Internal Driver (UL Type A and Type B) |  | standard | FALSE | [10 empty] | January, 03 2018 00:00:00 | Not Dimmable | Not Dimmable | NO |  | HHHCQZ | [25 empty] | 5 | 2565 | 120.54 | 21.28 | 20 | 0.9 | 5000 | 80 |  |  |  | FALSE | FALSE | FALSE | [8 empty] | March, 30 2020 00:00:00 | FALSE | FALSE | FALSE | [6 empty] | AC | [7 empty] | FALSE
PL56L7MF2SIG | Wen Lighting | WEN | WEN-T8GABUL1218M-40-A | Linear Replacement Lamp | T8 Four-Foot | Dual Mode Internal Driver (UL Type A and Type B) |  | standard | FALSE | [10 empty] | January, 03 2018 00:00:00 | Not Dimmable | Not Dimmable | No |  | HHHCQY | [25 empty] | 5 | 2383 | 117.07 | 20.36 | 6.79 | 0.92 | 4000 | 82.9 |  |  |  | FALSE | FALSE | FALSE | [8 empty] | March, 30 2020 00:00:00 | FALSE | FALSE | FALSE | [6 empty] | AC | [7 empty] | FALSE
PLN0OY75G39I | Wen Lighting | WEN | WEN-T8GABUL1218T-30-A | Linear Replacement Lamp | T8 Four-Foot | Dual Mode Internal Driver (UL Type A and Type B) |  | standard | TRUE |  | 2471 | 132.56 | 18.64 | 17.68 | 0.953 | 2941 | 81.6 | 5 | 50000 | January, 03 2018 00:00:00 | Not Dimmable | Not Dimmable | No |  | HHHCQZ | [15 empty] | 85.4 |  | 1.24 | 1.22 | [6 empty] | 5 | 2512 | 118.1 | 21.27 | 20 | 0.9 | 3000 | 80 |  |  |  | FALSE | FALSE | FALSE | [8 empty] | March, 30 2020 00:00:00 | FALSE | FALSE | FALSE | [6 empty] | AC | [7 empty] | FALSE
PLHFJAJLNO99 | Wen Lighting | WEN | WEN-T8GABUL1218M-30-A | Linear Replacement Lamp | T8 Four-Foot | Dual Mode Internal Driver (UL Type A and Type B) |  | standard | TRUE |  | 2360 | 116.27 | 20.3 | 6.79 | 0.9171 | 2922 | 82.9 | 5 | 50000 | January, 03 2018 00:00:00 | Not Dimmable | Not Dimmable | No |  | HHHCQY | [15 empty] | 84.3 |  | 1.24 | 1.28 | [6 empty] | 5 | 2360 | 116.27 | 20.3 | 6.79 | 0.92 | 3000 | 82.9 |  |  |  | FALSE | FALSE | FALSE | [8 empty] | March, 30 2020 00:00:00 | FALSE | FALSE | FALSE | [6 empty] | AC | [7 empty] | FALSE
PLTTZVQEJP47 | Wen Lighting | WEN | WEN-T8GABUL1218M-50-A | Linear Replacement Lamp | T8 Four-Foot | Dual Mode Internal Driver (UL Type A and Type B) |  | standard | FALSE | [10 empty] | January, 03 2018 00:00:00 | Not Dimmable | Not Dimmable | No |  | HHHCQY | [25 empty] | 5 | 2407 | 117.87 | 20.42 | 6.94 | 0.92 | 5000 | 84.1 |  |  |  | FALSE | FALSE | FALSE | [8 empty] | March, 30 2020 00:00:00 | FALSE | FALSE | FALSE | [6 empty] | AC | [7 empty] | FALSE
PL4YA326NZPN | Wen Lighting | WEN | WEN-T8GABUL1218T-40-A | Linear Replacement Lamp | T8 Four-Foot | Dual Mode Internal Driver (UL Type A and Type B) |  | standard | FALSE | [10 empty] | January, 03 2018 00:00:00 | Not Dimmable | Not Dimmable | No |  | HHHCQZ | [25 empty] | 5 | 2538 | 119.27 | 21.28 | 20 | 0.9 | 4000 | 80 |  |  |  | FALSE | FALSE | FALSE | [8 empty] | March, 30 2020 00:00:00 | FALSE | FALSE | FALSE | [6 empty] | AC | [7 empty] | FALSE
PL6SET79ER3N | Topaz Lighting Corp. | Topaz | L4T8E/850/12/F-88 | Linear Replacement Lamp | T8 Four-Foot | Replacement Lamps (plug and play) (UL Type A) |  | standard | FALSE | [10 empty] | January, 02 2018 00:00:00 | Not Dimmable | Not Dimmable | No |  | ZAZZRY | [25 empty] | 5 | 1810 | 150.8 | 12 | 15 | 0.9 | 5000 | 80 |  |  | 4 | FALSE | FALSE | FALSE | [8 empty] | March, 30 2020 00:00:00 | FALSE | FALSE | FALSE | [6 empty] | AC | [7 empty] | FALSE
PLNHA25J4BZQ | SATCO Products Inc | Satco | S8893 | Linear Replacement Lamp | T8 Four-Foot | Dual Mode Internal Driver (UL Type A and Type B) |  | standard | FALSE | [10 empty] | January, 02 2018 00:00:00 | Dimmable | Continuous Below 10 | No |  | NANOFG | [25 empty] | 5 | 1900 | 123 | 15.5 | 14.2 | 0.96 | 5000 | 83 |  |  |  | FALSE | FALSE | FALSE | [8 empty] | March, 30 2020 00:00:00 | FALSE | FALSE | FALSE | [6 empty] | AC | [7 empty] | FALSE
PLIR7BJW4P8T | SATCO Products Inc | Satco | S8892 | Linear Replacement Lamp | T8 Four-Foot | Dual Mode Internal Driver (UL Type A and Type B) |  | standard | FALSE | [10 empty] | January, 02 2018 00:00:00 | Dimmable | Continuous Below 10 | No |  | NANOFG | [25 empty] | 5 | 1900 | 123 | 15.5 | 14.39 | 0.96 | 4000 | 83 |  |  |  | FALSE | FALSE | FALSE | [8 empty] | March, 30 2020 00:00:00 | FALSE | FALSE | FALSE | [6 empty] | AC | [7 empty] | FALSE
PLREUZIMC5UQ | Topaz Lighting Corp. | Topaz | L4T8E/840/12/F-88 | Linear Replacement Lamp | T8 Four-Foot | Replacement Lamps (plug and play) (UL Type A) |  | standard | FALSE | [10 empty] | January, 02 2018 00:00:00 | Not Dimmable | Not Dimmable | No |  | ZAZZRY | [25 empty] | 5 | 1800 | 150 | 12 | 15 | 0.9 | 4000 | 80 |  |  | 4 | FALSE | FALSE | FALSE | [8 empty] | March, 30 2020 00:00:00 | FALSE | FALSE | FALSE | [6 empty] | AC | [7 empty] | FALSE
PLBDYCEE7SF2 | Topaz Lighting Corp. | Topaz | L4T8E/830/12/F-88 | Linear Replacement Lamp | T8 Four-Foot | Replacement Lamps (plug and play) (UL Type A) |  | standard | TRUE |  | 1650 | 122.28 | 13.5 | 9.46 | 0.9115 | 2921 | 82.9 | 5 | 50000 | January, 02 2018 00:00:00 | Not Dimmable | Not Dimmable | No |  | ZAZZRY | [15 empty] | 84.5 |  | 1.22 | 1.26 | [6 empty] | 5 | 1730 | 144.2 | 12 | 15 | 0.9 | 3000 | 80 |  |  | 4 | FALSE | FALSE | FALSE | [8 empty] | March, 30 2020 00:00:00 | FALSE | FALSE | FALSE | [6 empty] | AC | [7 empty] | FALSE
PL0FAVC7K6VT | Topaz Lighting Corp. | Topaz | L4T8E/835/12/F-88 | Linear Replacement Lamp | T8 Four-Foot | Replacement Lamps (plug and play) (UL Type A) |  | standard | FALSE | [10 empty] | January, 02 2018 00:00:00 | Not Dimmable | Not Dimmable | No |  | ZAZZRY | [25 empty] | 5 | 1740 | 145 | 12 | 15 | 0.9 | 3500 | 80 |  |  | 4 | FALSE | FALSE | FALSE | [8 empty] | March, 30 2020 00:00:00 | FALSE | FALSE | FALSE | [6 empty] | AC | [7 empty] | FALSE
PL20BPLJYLDH | SATCO Products Inc | Satco | S8890 | Linear Replacement Lamp | T8 Four-Foot | Dual Mode Internal Driver (UL Type A and Type B) |  | standard | TRUE |  | 1862 | 131.1 | 14.2 | 14.39 | 0.9553 | 2947 | 81 | 5 | 50000 | January, 02 2018 00:00:00 | Dimmable | Continuous Below 10 | No |  | NANOFG | [15 empty] | 82.3 |  | 1.22 | 1.26 | [6 empty] | 5 | 1800 | 116 | 15.5 | 14.39 | 0.96 | 3000 | 83 |  |  |  | FALSE | FALSE | FALSE | [8 empty] | March, 30 2020 00:00:00 | FALSE | FALSE | FALSE | [6 empty] | AC | [7 empty] | FALSE
PLGF1IVR6PF5 | SATCO Products Inc | SATCO | S8891 | Linear Replacement Lamp | T8 Four-Foot | Dual Mode Internal Driver (UL Type A and Type B) |  | standard | FALSE | [10 empty] | January, 02 2018 00:00:00 | Dimmable | Continuous Below 10 | FALSE |  | NANOFG | [25 empty] | 4.4 | 1800 | 116 | 15.5 | 14.39 | 0.96 | 3500 | 83 |  |  |  | FALSE | FALSE | FALSE | [8 empty] | November, 02 2018 00:00:00 | FALSE | FALSE | FALSE | [6 empty] | AC | [7 empty] | FALSE
PL1OIT7OWC5G | Topaz Lighting Corp. | Topaz | L4T8E/845/12/F-88 | Linear Replacement Lamp | T8 Four-Foot | Replacement Lamps (plug and play) (UL Type A) |  | standard | FALSE | [10 empty] | January, 02 2018 00:00:00 | Not Dimmable | Not Dimmable | No |  | ZAZZRY | [25 empty] | 5 | 1805 | 150.4 | 12 | 15 | 0.9 | 4500 | 80 |  |  | 4 | FALSE | FALSE | FALSE | [8 empty] | March, 30 2020 00:00:00 | FALSE | FALSE | FALSE | [6 empty] | AC | [7 empty] | FALSE
PLTRVVIQKGDH | Builders Pack | Builders Pack | 44-T8-120-12W-45K-GL-D-AB-1 | Linear Replacement Lamp | T8 Four-Foot | Dual Mode Internal Driver (UL Type A and Type B) |  | standard | FALSE | [10 empty] | December, 22 2017 00:00:00 | Dimmable | Continuous Below 10 | NO | Updated on 07/26/2018 | XXXBVC | [25 empty] | 5 | 1800 | 150 | 12 | 20 | 0.9 | 4500 | 80 |  |  |  | FALSE | FALSE | FALSE | [8 empty] | March, 30 2020 00:00:00 | FALSE | FALSE | FALSE | [6 empty] | AC | [7 empty] | FALSE
PL7P8IMQOC8V | Builders Pack | Builders Pack | 44-T8-120-15W-30K-GL-D-AB-1 | Linear Replacement Lamp | T8 Four-Foot | Dual Mode Internal Driver (UL Type A and Type B) |  | standard | TRUE |  | 2087.6 | 122.47 | 17.05 | 18.93 | 0.93 | 2961 | 82.6 | 5 | 50000 | December, 22 2017 00:00:00 | Dimmable | Continuous Below 10 | NO | Updated on 07/26/2018 | XXXBVD | [15 empty] | 83.9 |  | 1.26 | 1.36 | [6 empty] | 5 | 2080 | 122 | 17 | 20 | 0.9 | 3000 | 80 |  |  |  | FALSE | FALSE | FALSE | [8 empty] | March, 30 2020 00:00:00 | FALSE | FALSE | FALSE | [6 empty] | AC | [7 empty] | FALSE
PLGF1NW543XU | Builders Pack | Builders Pack | 44-T8-120-12W-30K-GL-D-AB-1 | Linear Replacement Lamp | T8 Four-Foot | Dual Mode Internal Driver (UL Type A and Type B) |  | standard | TRUE |  | 1780.6 | 128.74 | 13.83 | 17.53 | 0.94 | 2953 | 82.9 | 5 | 50000 | December, 22 2017 00:00:00 | Dimmable | Continuous Below 10 | NO | Updated on 07/26/2018 | XXXBVC | [15 empty] | 83.6 |  | 1.26 | 1.34 | [6 empty] | 5 | 1776 | 148 | 12 | 20 | 0.9 | 3000 | 80 |  |  |  | FALSE | FALSE | FALSE | [8 empty] | March, 30 2020 00:00:00 | FALSE | FALSE | FALSE | [6 empty] | AC | [7 empty] | FALSE
PLO5N4JWC88N | Builders Pack | Builders Pack | 44-T8-120-18W-50K-GL-D-AB-1 | Linear Replacement Lamp | T8 Four-Foot | Dual Mode Internal Driver (UL Type A and Type B) |  | standard | FALSE | [10 empty] | December, 22 2017 00:00:00 | Dimmable | Continuous Below 10 | NO | Updated on 07/26/2018 | XXXBVE | [25 empty] | 5 | 2500 | 131.58 | 19 | 20 | 0.9 | 5000 | 80 |  |  |  | FALSE | FALSE | FALSE | [8 empty] | March, 30 2020 00:00:00 | FALSE | FALSE | FALSE | [6 empty] | AC | [7 empty] | FALSE
PLBPZ1CSIIPM | Builders Pack | Builders Pack | 44-T8-120-12W-40K-GL-D-AB-1 | Linear Replacement Lamp | T8 Four-Foot | Dual Mode Internal Driver (UL Type A and Type B) |  | standard | FALSE | [10 empty] | December, 22 2017 00:00:00 | Dimmable | Continuous Below 10 | NO | Updated on 07/26/2018 | XXXBVC | [25 empty] | 5 | 1800 | 150 | 12 | 20 | 0.9 | 4000 | 80 |  |  |  | FALSE | FALSE | FALSE | [8 empty] | March, 30 2020 00:00:00 | FALSE | FALSE | FALSE | [6 empty] | AC | [7 empty] | FALSE
PL357KN2HOCK | Builders Pack | Builders Pack | 44-T8-120-12W-50K-GL-D-AB-1 | Linear Replacement Lamp | T8 Four-Foot | Dual Mode Internal Driver (UL Type A and Type B) |  | standard | FALSE | [10 empty] | December, 22 2017 00:00:00 | Dimmable | Continuous Below 10 | NO | Updated on 07/26/2018 | XXXBVC | [25 empty] | 5 | 1800 | 150 | 12 | 20 | 0.9 | 5000 | 80 |  |  |  | FALSE | FALSE | FALSE | [8 empty] | March, 30 2020 00:00:00 | FALSE | FALSE | FALSE | [6 empty] | AC | [7 empty] | FALSE
PLWKHGUY08S6 | Builders Pack | Builders Pack | 44-T8-120-18W-30K-GL-D-AB-1 | Linear Replacement Lamp | T8 Four-Foot | Dual Mode Internal Driver (UL Type A and Type B) |  | standard | TRUE |  | 2405.6 | 125.87 | 19.11 | 17.3 | 0.945 | 2939 | 82 | 5 | 50000 | December, 22 2017 00:00:00 | Dimmable | Continuous Below 10 | NO | Updated on 07/26/2018 | XXXBVE | [15 empty] | 83.4 |  | 1.28 | 1.36 | [6 empty] | 5 | 2400 | 126 | 19 | 20 | 0.9 | 3000 | 80 |  |  |  | FALSE | FALSE | FALSE | [8 empty] | March, 30 2020 00:00:00 | FALSE | FALSE | FALSE | [6 empty] | AC | [7 empty] | FALSE
PLFUD0G0UULG | Builders Pack | Builders Pack | 44-T8-120-15W-50K-GL-D-AB-1 | Linear Replacement Lamp | T8 Four-Foot | Dual Mode Internal Driver (UL Type A and Type B) |  | standard | FALSE | [10 empty] | December, 22 2017 00:00:00 | Dimmable | Continuous Below 10 | NO | Updated on 07/26/2018 | XXXBVD | [25 empty] | 5 | 2150 | 126 | 17 | 20 | 0.9 | 5000 | 80 |  |  |  | FALSE | FALSE | FALSE | [8 empty] | March, 30 2020 00:00:00 | FALSE | FALSE | FALSE | [6 empty] | AC | [7 empty] | FALSE
PLMSA4AL1GM4 | Builders Pack | Builders Pack | 44-T8-120-15W-35K-GL-D-AB-1 | Linear Replacement Lamp | T8 Four-Foot | Dual Mode Internal Driver (UL Type A and Type B) |  | standard | FALSE | [10 empty] | December, 22 2017 00:00:00 | Dimmable | Continuous Below 10 | NO | Updated on 07/26/2018 | XXXBVD | [25 empty] | 5 | 2080 | 122 | 17 | 20 | 0.9 | 3500 | 80 |  |  |  | FALSE | FALSE | FALSE | [8 empty] | March, 30 2020 00:00:00 | FALSE | FALSE | FALSE | [6 empty] | AC | [7 empty] | FALSE
PLT8X5Z9J346 | Builders Pack | Builders Pack | 44-T8-120-15W-45K-GL-D-AB-1 | Linear Replacement Lamp | T8 Four-Foot | Dual Mode Internal Driver (UL Type A and Type B) |  | standard | FALSE | [10 empty] | December, 22 2017 00:00:00 | Dimmable | Continuous Below 10 | NO | Updated on 07/26/2018 | XXXBVD | [25 empty] | 5 | 2150 | 126 | 17 | 20 | 0.9 | 4500 | 80 |  |  |  | FALSE | FALSE | FALSE | [8 empty] | March, 30 2020 00:00:00 | FALSE | FALSE | FALSE | [6 empty] | AC | [7 empty] | FALSE
PLLA7VKIMGKP | Builders Pack | Builders Pack | 44-T8-120-15W-40K-GL-D-AB-1 | Linear Replacement Lamp | T8 Four-Foot | Dual Mode Internal Driver (UL Type A and Type B) |  | standard | FALSE | [10 empty] | December, 22 2017 00:00:00 | Dimmable | Continuous Below 10 | NO | Updated on 07/26/2018 | XXXBVD | [25 empty] | 5 | 2150 | 126 | 17 | 20 | 0.9 | 4000 | 80 |  |  |  | FALSE | FALSE | FALSE | [8 empty] | March, 30 2020 00:00:00 | FALSE | FALSE | FALSE | [6 empty] | AC | [7 empty] | FALSE
PLVOGAGILR29 | Builders Pack | Builders Pack | 44-T8-120-18W-35K-GL-D-AB-1 | Linear Replacement Lamp | T8 Four-Foot | Dual Mode Internal Driver (UL Type A and Type B) |  | standard | FALSE | [10 empty] | December, 22 2017 00:00:00 | Dimmable | Continuous Below 10 | NO | Updated on 07/26/2018 | XXXBVE | [25 empty] | 5 | 2400 | 126 | 19 | 20 | 0.9 | 3500 | 80 |  |  |  | FALSE | FALSE | FALSE | [8 empty] | March, 30 2020 00:00:00 | FALSE | FALSE | FALSE | [6 empty] | AC | [7 empty] | FALSE
PLLIY5WCBHHA | Builders Pack | Builders Pack | 44-T8-120-18W-40K-GL-D-AB-1 | Linear Replacement Lamp | T8 Four-Foot | Dual Mode Internal Driver (UL Type A and Type B) |  | standard | FALSE | [10 empty] | December, 22 2017 00:00:00 | Dimmable | Continuous Below 10 | NO | Updated on 07/26/2018 | XXXBVE | [25 empty] | 5 | 2500 | 131.58 | 19 | 20 | 0.9 | 4000 | 80 |  |  |  | FALSE | FALSE | FALSE | [8 empty] | March, 30 2020 00:00:00 | FALSE | FALSE | FALSE | [6 empty] | AC | [7 empty] | FALSE
PLPS9RSM1MOQ | Builders Pack | Builders Pack | 44-T8-120-18W-45K-GL-D-AB-1 | Linear Replacement Lamp | T8 Four-Foot | Dual Mode Internal Driver (UL Type A and Type B) |  | standard | FALSE | [10 empty] | December, 22 2017 00:00:00 | Dimmable | Continuous Below 10 | NO | Updated on 07/26/2018 | XXXBVE | [25 empty] | 5 | 2500 | 131.58 | 19 | 20 | 0.9 | 4500 | 80 |  |  |  | FALSE | FALSE | FALSE | [8 empty] | March, 30 2020 00:00:00 | FALSE | FALSE | FALSE | [6 empty] | AC | [7 empty] | FALSE
PLX8X2FRXE5L | Builders Pack | Builders Pack | 44-T8-120-12W-35K-GL-D-AB-1 | Linear Replacement Lamp | T8 Four-Foot | Dual Mode Internal Driver (UL Type A and Type B) |  | standard | FALSE | [10 empty] | December, 22 2017 00:00:00 | Dimmable | Continuous Below 10 | NO | Updated on 07/26/2018 | XXXBVC | [25 empty] | 5 | 1776 | 148 | 12 | 20 | 0.9 | 3500 | 80 |  |  |  | FALSE | FALSE | FALSE | [8 empty] | March, 30 2020 00:00:00 | FALSE | FALSE | FALSE | [6 empty] | AC | [7 empty] | FALSE
PLKKEUENHSZM | CSC LED Corp | CSC LED | CSC-T8-18W-P&P-40K [Frosted Lens] | Linear Replacement Lamp | T8 Four-Foot | Replacement Lamps (plug and play) (UL Type A) |  | standard | TRUE |  | 2303 | 123.42 | 18.66 | 5.94 | 0.9714 | 4119 | 82.2 | 5 | 50000 | December, 21 2017 00:00:00 | Not Dimmable | Not Dimmable | No |  | NANOEW | [15 empty] | 84.7 |  | 1.18 | 1.28 | [6 empty] | 5 | 2303 | 123.42 | 18.66 | 6.13 | 0.95 | 4000 | 82.2 |  |  |  | FALSE | FALSE | FALSE | [8 empty] | March, 30 2020 00:00:00 | FALSE | FALSE | FALSE | [6 empty] | AC | [7 empty] | FALSE
PLDDLJJU96L2 | CSC LED Corp | CSC LED | CSC-T8-18W-P&P-50K [Frosted Lens] | Linear Replacement Lamp | T8 Four-Foot | Replacement Lamps (plug and play) (UL Type A) |  | standard | FALSE | [10 empty] | December, 21 2017 00:00:00 | Not Dimmable | Not Dimmable | No |  | NANOEW | [25 empty] | 5 | 2351 | 124.99 | 18.81 | 6.71 | 0.95 | 5000 | 83 |  |  |  | FALSE | FALSE | FALSE | [8 empty] | March, 30 2020 00:00:00 | FALSE | FALSE | FALSE | [6 empty] | AC | [7 empty] | FALSE
PXK8SOEY | Shenzhen MTC Lux Co., Ltd | BMTC | T8-015T096US-18 | Linear Replacement Lamp | T8 Four-Foot | Replacement Lamps (plug and play) (UL Type A) |  | standard | FALSE | [10 empty] | December, 21 2017 00:00:00 | Not Dimmable | Not Dimmable | NO | Updated on 3/19/2018 | BBBDMT | [25 empty] | 5 | 2000 | 133 | 15 | 14 | 0.99 | 3500 | 80 |  |  |  | FALSE | FALSE | FALSE | [8 empty] | March, 30 2020 00:00:00 | FALSE | FALSE | FALSE | [6 empty] | AC | [7 empty] | FALSE
PLHQ19IX7U3K | OREL Corporation(Pvt) Ltd | ORANGE ELECTRIC | 782-1254 | Linear Replacement Lamp | T8 Four-Foot | Dual Mode Internal Driver (UL Type A and Type B) |  | standard | TRUE |  | 2124 | 160.79 | 13.21 | 19.05 | 0.9004 | 4058 | 80.8 | 5 | 50000 | December, 20 2017 00:00:00 | Not Dimmable | Not Dimmable | No |  | EAEFKB | [15 empty] | 85.7 |  | 1.22 | 1.22 | [6 empty] | 5 | 2124 | 160.91 | 13.2 | 17.78 | 0.9 | 4000 | 80.8 |  |  |  | FALSE | FALSE | FALSE | [8 empty] | March, 30 2020 00:00:00 | FALSE | FALSE | FALSE | [6 empty] | AC | [7 empty] | FALSE
PC39YCBJ | HUIZHOU FORYOU OPTOELECTRONICS TECHNOLOGY CO., LTD | ADAYO | T812A-W018NO-145 | Linear Replacement Lamp | T8 Four-Foot | Replacement Lamps (plug and play) (UL Type A) |  | standard | FALSE | [10 empty] | December, 20 2017 00:00:00 | Not Dimmable | Not Dimmable | No |  | ZZZBHL | [25 empty] | 5 | 2100 | 116.67 | 18 | 15 | 0.9 | 4500 | 80 |  |  | 4 | FALSE | FALSE | FALSE | [8 empty] | March, 30 2020 00:00:00 | FALSE | FALSE | FALSE | [6 empty] | AC | [7 empty] | FALSE
PN7WQLU6 | HUIZHOU FORYOU OPTOELECTRONICS TECHNOLOGY CO., LTD | ADAYO | T812A-W018NO-140 | Linear Replacement Lamp | T8 Four-Foot | Replacement Lamps (plug and play) (UL Type A) |  | standard | TRUE |  | 2324 | 116.73 | 19.91 | 11.29 | 0.9769 | 4082 | 82.8 | 5 | 50000 | December, 20 2017 00:00:00 | Not Dimmable | Not Dimmable | No |  | ZZZBHL | [15 empty] | 85 |  | 1.22 | 1.3 | [6 empty] | 5 | 2100 | 116.67 | 18 | 15 | 0.9 | 4000 | 80 |  |  | 4 | FALSE | FALSE | FALSE | [8 empty] | March, 30 2020 00:00:00 | FALSE | FALSE | FALSE | [6 empty] | AC | [7 empty] | FALSE
P5NA28T0 | HUIZHOU FORYOU OPTOELECTRONICS TECHNOLOGY CO., LTD | ADAYO | T812A-W018NO-150 | Linear Replacement Lamp | T8 Four-Foot | Replacement Lamps (plug and play) (UL Type A) |  | standard | FALSE | [10 empty] | December, 20 2017 00:00:00 | Not Dimmable | Not Dimmable | No |  | ZZZBHL | [25 empty] | 5 | 2100 | 116.67 | 18 | 15 | 0.9 | 5000 | 80 |  |  | 4 | FALSE | FALSE | FALSE | [8 empty] | March, 30 2020 00:00:00 | FALSE | FALSE | FALSE | [6 empty] | AC | [7 empty] | FALSE
PO6UOFXL | HUIZHOU FORYOU OPTOELECTRONICS TECHNOLOGY CO., LTD | ADAYO | T812A-W015NO-145 | Linear Replacement Lamp | T8 Four-Foot | Replacement Lamps (plug and play) (UL Type A) |  | standard | FALSE | [10 empty] | December, 19 2017 00:00:00 | Not Dimmable | Not Dimmable | No |  | ZAZZRB | [25 empty] | 5 | 1900 | 126.67 | 15 | 15 | 0.9 | 4500 | 80 |  |  |  | FALSE | FALSE | FALSE | [8 empty] | March, 30 2020 00:00:00 | FALSE | FALSE | FALSE | [6 empty] | AC | [7 empty] | FALSE
P3QHEGBK | HUIZHOU FORYOU OPTOELECTRONICS TECHNOLOGY CO., LTD | ADAYO | T812A-W015NO-140 | Linear Replacement Lamp | T8 Four-Foot | Replacement Lamps (plug and play) (UL Type A) |  | standard | TRUE |  | 2297 | 125.11 | 18.36 | 11.32 | 0.9715 | 4014 | 82.5 | 5 | 50000 | December, 19 2017 00:00:00 | Not Dimmable | Not Dimmable | No |  | ZAZZRB | [15 empty] | 84.9 |  | 1.2 | 1.3 | [6 empty] | 5 | 1900 | 126.67 | 15 | 15 | 0.9 | 4000 | 80 |  |  |  | FALSE | FALSE | FALSE | [8 empty] | March, 30 2020 00:00:00 | FALSE | FALSE | FALSE | [6 empty] | AC | [7 empty] | FALSE
PTFDEA9A | HK Syhdee LIGHTING Co., LIMITED. | SYHDEE | SYHU-T8GABUF1215M-35-A | Linear Replacement Lamp | T8 Four-Foot | Dual Mode Internal Driver (UL Type A and Type B) |  | standard | FALSE | [10 empty] | December, 19 2017 00:00:00 | Not Dimmable | Not Dimmable | No |  | BBBDYQ | [25 empty] | 5 | 2128 | 120.91 | 17.6 | 24.41 | 0.883 | 3500 | 80 |  |  |  | FALSE | FALSE | FALSE | [8 empty] | March, 30 2020 00:00:00 | FALSE | FALSE | FALSE | [6 empty] | AC | [7 empty] | FALSE
PL7T2611O5S5 | LED One Corporation | LEDone | LOD-SPGT84F-12W35KF | Linear Replacement Lamp | T8 Four-Foot | Replacement Lamps (plug and play) (UL Type A) |  | standard | FALSE | [10 empty] | December, 19 2017 00:00:00 | Not Dimmable | Not Dimmable | No |  | EAEFKA | [25 empty] | 5 | 1776 | 148 | 12 | 20 | 0.9 | 3500 | 80 |  |  |  | FALSE | FALSE | FALSE | [8 empty] | March, 30 2020 00:00:00 | FALSE | FALSE | FALSE | [6 empty] | AC | [7 empty] | FALSE
PL45HRY5A6SE | LED One Corporation | LEDone | LOD-SPGT84F-12W40KF | Linear Replacement Lamp | T8 Four-Foot | Replacement Lamps (plug and play) (UL Type A) |  | standard | FALSE | [10 empty] | December, 19 2017 00:00:00 | Not Dimmable | Not Dimmable | No |  | EAEFKA | [25 empty] | 5 | 1800 | 150 | 12 | 20 | 0.9 | 4000 | 80 |  |  |  | FALSE | FALSE | FALSE | [8 empty] | March, 30 2020 00:00:00 | FALSE | FALSE | FALSE | [6 empty] | AC | [7 empty] | FALSE
PVK2INWL | HK Syhdee LIGHTING Co., LIMITED. | SYHDEE | SYHU-T8GABUF1215M-45-A | Linear Replacement Lamp | T8 Four-Foot | Dual Mode Internal Driver (UL Type A and Type B) |  | standard | FALSE | [10 empty] | December, 19 2017 00:00:00 | Not Dimmable | Not Dimmable | No |  | BBBDYQ | [25 empty] | 5 | 2160 | 122.73 | 17.6 | 24.41 | 0.883 | 4500 | 80 |  |  |  | FALSE | FALSE | FALSE | [8 empty] | March, 30 2020 00:00:00 | FALSE | FALSE | FALSE | [6 empty] | AC | [7 empty] | FALSE
P3311E48 | HK Syhdee LIGHTING Co., LIMITED. | SYHDEE | SYHU-T8GABUF1215M-30-A | Linear Replacement Lamp | T8 Four-Foot | Dual Mode Internal Driver (UL Type A and Type B) |  | standard | TRUE |  | 2112 | 120.48 | 17.53 | 7.14 | 0.8869 | 2910 | 83.2 | 5 | 50000 | December, 19 2017 00:00:00 | Not Dimmable | Not Dimmable | No |  | BBBDYQ | [15 empty] | 84.3 |  | 1.18 | 1.18 | [6 empty] | 5 | 2024 | 115.46 | 17.53 | 24.41 | 0.883 | 3000 | 80 |  |  |  | FALSE | FALSE | FALSE | [8 empty] | March, 30 2020 00:00:00 | FALSE | FALSE | FALSE | [6 empty] | AC | [7 empty] | FALSE
P8HOFHFN | HK Syhdee LIGHTING Co., LIMITED. | SYHDEE | SYHU-T8GABUF1218M-35-A | Linear Replacement Lamp | T8 Four-Foot | Dual Mode Internal Driver (UL Type A and Type B) |  | standard | FALSE | [10 empty] | December, 19 2017 00:00:00 | Not Dimmable | Not Dimmable | No |  | BBBDYP | [25 empty] | 5 | 2545 | 124.03 | 20.52 | 22.73 | 0.9 | 3500 | 80 |  |  |  | FALSE | FALSE | FALSE | [8 empty] | March, 30 2020 00:00:00 | FALSE | FALSE | FALSE | [6 empty] | AC | [7 empty] | FALSE
PVTRLYF8 | HK Syhdee LIGHTING Co., LIMITED. | SYHDEE | SYHU-T8GABUF1218M-50-A | Linear Replacement Lamp | T8 Four-Foot | Dual Mode Internal Driver (UL Type A and Type B) |  | standard | FALSE | [10 empty] | December, 19 2017 00:00:00 | Not Dimmable | Not Dimmable | No |  | BBBDYP | [25 empty] | 5 | 2600 | 125.97 | 20.64 | 22.73 | 0.9 | 5000 | 80 |  |  |  | FALSE | FALSE | FALSE | [8 empty] | March, 30 2020 00:00:00 | FALSE | FALSE | FALSE | [6 empty] | AC | [7 empty] | FALSE
PUGLWYTE | HK Syhdee LIGHTING Co., LIMITED. | SYHDEE | SYHU-T8GABUF1218M-30-A | Linear Replacement Lamp | T8 Four-Foot | Dual Mode Internal Driver (UL Type A and Type B) |  | standard | TRUE |  | 2527 | 123.87 | 20.4 | 6.07 | 0.9136 | 2909 | 83.3 | 5 | 50000 | December, 19 2017 00:00:00 | Not Dimmable | Not Dimmable | No |  | BBBDYP | [15 empty] | 84.1 |  | 1.22 | 1.26 | [6 empty] | 5 | 2527 | 123.87 | 20.4 | 22.73 | 0.9 | 3000 | 80 |  |  |  | FALSE | FALSE | FALSE | [8 empty] | March, 30 2020 00:00:00 | FALSE | FALSE | FALSE | [6 empty] | AC | [7 empty] | FALSE
P7NBDU14 | HUIZHOU FORYOU OPTOELECTRONICS TECHNOLOGY CO., LTD | ADAYO | T812A-W015NO-150 | Linear Replacement Lamp | T8 Four-Foot | Replacement Lamps (plug and play) (UL Type A) |  | standard | FALSE | [10 empty] | December, 19 2017 00:00:00 | Not Dimmable | Not Dimmable | No |  | ZAZZRB | [25 empty] | 5 | 1900 | 126.67 | 15 | 15 | 0.9 | 5000 | 80 |  |  |  | FALSE | FALSE | FALSE | [8 empty] | March, 30 2020 00:00:00 | FALSE | FALSE | FALSE | [6 empty] | AC | [7 empty] | FALSE
P6I5M864 | HK Syhdee LIGHTING Co., LIMITED. | SYHDEE | SYHU-T8GABUF1215M-40-A | Linear Replacement Lamp | T8 Four-Foot | Dual Mode Internal Driver (UL Type A and Type B) |  | standard | FALSE | [10 empty] | December, 19 2017 00:00:00 | Not Dimmable | Not Dimmable | No |  | BBBDYQ | [25 empty] | 5 | 2144 | 121.82 | 17.6 | 24.41 | 0.883 | 4000 | 80 |  |  |  | FALSE | FALSE | FALSE | [8 empty] | March, 30 2020 00:00:00 | FALSE | FALSE | FALSE | [6 empty] | AC | [7 empty] | FALSE
PPPDZWAA | HK Syhdee LIGHTING Co., LIMITED. | SYHDEE | SYHU-T8GABUF1215M-50-A | Linear Replacement Lamp | T8 Four-Foot | Dual Mode Internal Driver (UL Type A and Type B) |  | standard | FALSE | [10 empty] | December, 19 2017 00:00:00 | Not Dimmable | Not Dimmable | No |  | BBBDYQ | [25 empty] | 5 | 2174 | 123.03 | 17.67 | 24.41 | 0.883 | 5000 | 80 |  |  |  | FALSE | FALSE | FALSE | [8 empty] | March, 30 2020 00:00:00 | FALSE | FALSE | FALSE | [6 empty] | AC | [7 empty] | FALSE
PT16TPHZ | LED One Corporation | LEDone | LOD-SPGT84F-12W50KF | Linear Replacement Lamp | T8 Four-Foot | Replacement Lamps (plug and play) (UL Type A) |  | standard | FALSE | [10 empty] | December, 19 2017 00:00:00 | Not Dimmable | Not Dimmable | No |  | EAEFKA | [25 empty] | 5 | 1800 | 150 | 12 | 20 | 0.9 | 5000 | 80 |  |  |  | FALSE | FALSE | FALSE | [8 empty] | March, 30 2020 00:00:00 | FALSE | FALSE | FALSE | [6 empty] | AC | [7 empty] | FALSE
P9YGU2O5 | WING (SHANGHAI) INTERNATIONAL TRADE CO LTD | TOPSTAR | L48T8-840-11P-G6-EB | Linear Replacement Lamp | T8 Four-Foot | Replacement Lamps (plug and play) (UL Type A) |  | standard | TRUE |  | 1812 | 130.9 | 13.84 | 13.54 | 0.943 | 4054 | 81.4 | 5 | 50000 | December, 19 2017 00:00:00 | Not Dimmable | Not Dimmable | No |  | NANOET | [15 empty] | 84 |  | 1.32 | 1.3 | [6 empty] | 5 | 1800 | 133 | 13.5 | 14 | 0.9 | 4000 | 82 |  |  |  | FALSE | FALSE | FALSE | [8 empty] | March, 30 2020 00:00:00 | FALSE | FALSE | FALSE | [6 empty] | AC | [7 empty] | FALSE
PPO84LP0 | HK Syhdee LIGHTING Co., LIMITED. | SYHDEE | SYHU-T8GABUF1218M-45-A | Linear Replacement Lamp | T8 Four-Foot | Dual Mode Internal Driver (UL Type A and Type B) |  | standard | FALSE | [10 empty] | December, 19 2017 00:00:00 | Not Dimmable | Not Dimmable | No |  | BBBDYP | [25 empty] | 5 | 2581 | 125.78 | 20.52 | 22.73 | 0.9 | 4500 | 80 |  |  |  | FALSE | FALSE | FALSE | [8 empty] | March, 30 2020 00:00:00 | FALSE | FALSE | FALSE | [6 empty] | AC | [7 empty] | FALSE
P7EV7316 | WING (SHANGHAI) INTERNATIONAL TRADE CO LTD | TOPSTAR | L48T8-850-11P-G6-EB | Linear Replacement Lamp | T8 Four-Foot | Replacement Lamps (plug and play) (UL Type A) |  | standard | FALSE | [10 empty] | December, 19 2017 00:00:00 | Not Dimmable | Not Dimmable | No |  | NANOET | [25 empty] | 5 | 1800 | 133 | 13.5 | 14 | 0.9 | 5000 | 82 |  |  |  | FALSE | FALSE | FALSE | [8 empty] | March, 30 2020 00:00:00 | FALSE | FALSE | FALSE | [6 empty] | AC | [7 empty] | FALSE
POOS7LXY | HK Syhdee LIGHTING Co., LIMITED. | SYHDEE | SYHU-T8GABUF1218M-40-A | Linear Replacement Lamp | T8 Four-Foot | Dual Mode Internal Driver (UL Type A and Type B) |  | standard | FALSE | [10 empty] | December, 19 2017 00:00:00 | Not Dimmable | Not Dimmable | No |  | BBBDYP | [25 empty] | 5 | 2563 | 124.9 | 20.52 | 22.73 | 0.9 | 4000 | 80 |  |  |  | FALSE | FALSE | FALSE | [8 empty] | March, 30 2020 00:00:00 | FALSE | FALSE | FALSE | [6 empty] | AC | [7 empty] | FALSE
PLA1DLYCW7GJ | LED One Corporation | LEDone | LOD-SPGT84F-12W30KF | Linear Replacement Lamp | T8 Four-Foot | Replacement Lamps (plug and play) (UL Type A) |  | standard | TRUE |  | 1780.6 | 128.74 | 13.83 | 12.51 | 0.953 | 2953 | 82.9 | 5 | 50000 | December, 19 2017 00:00:00 | Not Dimmable | Not Dimmable | No |  | EAEFKA | [15 empty] | 83.6 |  | 1.26 | 1.34 | [6 empty] | 5 | 1776 | 148 | 12 | 20 | 0.9 | 3000 | 80 |  |  |  | FALSE | FALSE | FALSE | [8 empty] | March, 30 2020 00:00:00 | FALSE | FALSE | FALSE | [6 empty] | AC | [7 empty] | FALSE
PLO67S2TLCYV | Archipelago Lighting, Inc. | Archipelago | LT8F41441U4 | Linear Replacement Lamp | T8 Four-Foot | Dual Mode Internal Driver (UL Type A and Type B) |  | standard | FALSE | [10 empty] | December, 18 2017 00:00:00 | Dimmable | Continuous Below 10 | No |  | IIILLO | [25 empty] | 5 | 2100 | 120 | 17.5 | 12.61 | 0.96 | 4000 | 83 |  |  |  | FALSE | FALSE | FALSE | [8 empty] | March, 30 2020 00:00:00 | FALSE | FALSE | FALSE | [6 empty] | AC | [7 empty] | FALSE
PLNCTGQGZ49U | Emium Lighting LLC | Emium | EL-ZY-T8P-12W1200-WW35-FR-AB | Linear Replacement Lamp | T8 Four-Foot | Dual Mode Internal Driver (UL Type A and Type B) |  | standard | FALSE | [10 empty] | December, 18 2017 00:00:00 | Not Dimmable | Not Dimmable | NotYetVerified |  | ZAZZRO | [25 empty] | 5 | 1664 | 132.1 | 12.6 | 20 | 0.9 | 3500 | 82 |  |  |  | FALSE | FALSE | FALSE | [8 empty] | March, 30 2020 00:00:00 | FALSE | FALSE | FALSE | [6 empty] | AC | [7 empty] | FALSE
PLK5W9BM3WYA | Emium Lighting LLC | Emium | EL-ZY-T8P-15W1200-WW35-FR-AB | Linear Replacement Lamp | T8 Four-Foot | Dual Mode Internal Driver (UL Type A and Type B) |  | standard | FALSE | [10 empty] | December, 18 2017 00:00:00 | Not Dimmable | Not Dimmable | NotYetVerified |  | VAVWFD | [25 empty] | 5 | 2160 | 135 | 16 | 20 | 0.9 | 3500 | 83 |  |  |  | FALSE | FALSE | FALSE | [8 empty] | March, 30 2020 00:00:00 | FALSE | FALSE | FALSE | [6 empty] | AC | [7 empty] | FALSE
PL83735T7LEW | Archipelago Lighting, Inc. | Archipelago | LT8F41430U4 | Linear Replacement Lamp | T8 Four-Foot | Dual Mode Internal Driver (UL Type A and Type B) |  | standard | TRUE |  | 2067 | 132.8 | 15.57 | 12.61 | 0.9617 | 2942 | 81.1 | 5 | 50000 | December, 18 2017 00:00:00 | Dimmable | Continuous Below 10 | No |  | IIILLO | [15 empty] | 82.2 |  | 1.22 | 1.22 | [6 empty] | 5 | 2000 | 114 | 17.5 | 12.61 | 0.96 | 3000 | 83 |  |  |  | FALSE | FALSE | FALSE | [8 empty] | March, 30 2020 00:00:00 | FALSE | FALSE | FALSE | [6 empty] | AC | [7 empty] | FALSE
PL4E96SYI6JB | Emium Lighting LLC | Emium | EL-ZY-T8P-12W1200-NW45-FR-AB | Linear Replacement Lamp | T8 Four-Foot | Dual Mode Internal Driver (UL Type A and Type B) |  | standard | FALSE | [10 empty] | December, 18 2017 00:00:00 | Not Dimmable | Not Dimmable | NotYetVerified |  | ZAZZRO | [25 empty] | 5 | 1664 | 132.1 | 12.6 | 20 | 0.9 | 4500 | 82 |  |  |  | FALSE | FALSE | FALSE | [8 empty] | March, 30 2020 00:00:00 | FALSE | FALSE | FALSE | [6 empty] | AC | [7 empty] | FALSE
PLWLUTA69QI4 | ARVA LLC DBA HYLITE LED LLC. | HyLite | HL-GT8-4AB-12W-45K | Linear Replacement Lamp | T8 Four-Foot | Dual Mode Internal Driver (UL Type A and Type B) |  | standard | FALSE | [10 empty] | December, 18 2017 00:00:00 | Not Dimmable | Not Dimmable | No |  | UUUBGT | [25 empty] | 5 | 1559.8 | 117.9 | 13.2 | 12.1 | 0.917 | 4500 | 81.7 |  |  |  | FALSE | FALSE | FALSE | [8 empty] | March, 30 2020 00:00:00 | FALSE | FALSE | FALSE | [6 empty] | AC | [7 empty] | FALSE
PLRB34WC7GPV | Archipelago Lighting, Inc. | Archipelago | LT8F41241U4 | Linear Replacement Lamp | T8 Four-Foot | Dual Mode Internal Driver (UL Type A and Type B) |  | standard | FALSE | [10 empty] | December, 18 2017 00:00:00 | Dimmable | Continuous Below 10 | No |  | IIILLN | [25 empty] | 5 | 1900 | 123 | 15.5 | 14.39 | 0.96 | 4000 | 83 |  |  |  | FALSE | FALSE | FALSE | [8 empty] | March, 30 2020 00:00:00 | FALSE | FALSE | FALSE | [6 empty] | AC | [7 empty] | FALSE
PLLR7IXE89ET | Emium Lighting LLC | Emium | EL-ZY-T8P-12W1200-DW50-FR-AB | Linear Replacement Lamp | T8 Four-Foot | Dual Mode Internal Driver (UL Type A and Type B) |  | standard | FALSE | [10 empty] | December, 18 2017 00:00:00 | Not Dimmable | Not Dimmable | NotYetVerified |  | ZAZZRO | [25 empty] | 5 | 1664 | 132.1 | 12.6 | 20 | 0.9 | 5000 | 82 |  |  |  | FALSE | FALSE | FALSE | [8 empty] | March, 30 2020 00:00:00 | FALSE | FALSE | FALSE | [6 empty] | AC | [7 empty] | FALSE
PLW95WAVL9SR | Emium Lighting LLC | Emium | EL-ZY-T8P-15W1200-WW30-FR-AB | Linear Replacement Lamp | T8 Four-Foot | Dual Mode Internal Driver (UL Type A and Type B) |  | standard | FALSE | [10 empty] | December, 18 2017 00:00:00 | Not Dimmable | Not Dimmable | NotYetVerified |  | VAVWFD | [25 empty] | 5 | 2160 | 135 | 16 | 20 | 0.9 | 3000 | 83 |  |  |  | FALSE | FALSE | FALSE | [8 empty] | March, 30 2020 00:00:00 | FALSE | FALSE | FALSE | [6 empty] | AC | [7 empty] | FALSE
PLNM3W68XCXF | ARVA LLC DBA HYLITE LED LLC. | HyLite | HL-GT8-4AB-12W-30K | Linear Replacement Lamp | T8 Four-Foot | Dual Mode Internal Driver (UL Type A and Type B) |  | standard | TRUE |  | 1559.82 | 117.9 | 13.23 | 12.1 | 0.917 | 2900 | 81.7 | 5 | 50000 | December, 18 2017 00:00:00 | Not Dimmable | Not Dimmable | No |  | UUUBGT | [15 empty] | 78.1 |  | 1.2 | 1.24 | 1.2 | 1.24 | 1.24 | 1.24 |  |  | 5 | 1559.8 | 117.9 | 13.2 | 12.1 | 0.917 | 2900 | 81.7 |  |  |  | FALSE | FALSE | FALSE | [8 empty] | March, 30 2020 00:00:00 | FALSE | FALSE | FALSE | [6 empty] | AC | [7 empty] | FALSE
PLOC3FNLZ6AN | Archipelago Lighting, Inc. | ARCHIPELAGO | LT8F41235U4 | Linear Replacement Lamp | T8 Four-Foot | Dual Mode Internal Driver (UL Type A and Type B) |  | standard | FALSE | [10 empty] | December, 18 2017 00:00:00 | Dimmable | Continuous Below 10 | FALSE |  | IIILLN | [25 empty] | 4.4 | 1800 | 116 | 15.5 | 14.39 | 0.96 | 3500 | 83 |  |  |  | FALSE | FALSE | FALSE | [8 empty] | November, 02 2018 00:00:00 | FALSE | FALSE | FALSE | [6 empty] | AC | [7 empty] | FALSE
PL0IVUQO94EZ | ARVA LLC DBA HYLITE LED LLC. | HyLite | HL-GT8-4AB-12W-35K | Linear Replacement Lamp | T8 Four-Foot | Dual Mode Internal Driver (UL Type A and Type B) |  | standard | FALSE | [10 empty] | December, 18 2017 00:00:00 | Not Dimmable | Not Dimmable | No |  | UUUBGT | [25 empty] | 5 | 1559.8 | 117.9 | 13.2 | 12.1 | 0.917 | 3500 | 81.7 |  |  |  | FALSE | FALSE | FALSE | [8 empty] | March, 30 2020 00:00:00 | FALSE | FALSE | FALSE | [6 empty] | AC | [7 empty] | FALSE
PLCQGTCAHSPG | ARVA LLC DBA HYLITE LED LLC. | HyLite | HL-GT8-4AB-12W-50K | Linear Replacement Lamp | T8 Four-Foot | Dual Mode Internal Driver (UL Type A and Type B) |  | standard | FALSE | [10 empty] | December, 18 2017 00:00:00 | Not Dimmable | Not Dimmable | No |  | UUUBGT | [25 empty] | 5 | 1637.2 | 122 | 13.4 | 12.1 | 0.917 | 4968 | 83.4 |  |  |  | FALSE | FALSE | FALSE | [8 empty] | March, 30 2020 00:00:00 | FALSE | FALSE | FALSE | [6 empty] | AC | [7 empty] | FALSE
PLROZPOALV6A | Archipelago Lighting, Inc. | Archipelago | LT8F41250U4 | Linear Replacement Lamp | T8 Four-Foot | Dual Mode Internal Driver (UL Type A and Type B) |  | standard | FALSE | [10 empty] | December, 18 2017 00:00:00 | Dimmable | Continuous Below 10 | No |  | IIILLN | [25 empty] | 5 | 1900 | 123 | 15.5 | 14.2 | 0.96 | 5000 | 83 |  |  |  | FALSE | FALSE | FALSE | [8 empty] | March, 30 2020 00:00:00 | FALSE | FALSE | FALSE | [6 empty] | AC | [7 empty] | FALSE
PL6VXZR1948S | Archipelago Lighting, Inc. | Archipelago | LT8F41230U4 | Linear Replacement Lamp | T8 Four-Foot | Dual Mode Internal Driver (UL Type A and Type B) |  | standard | TRUE |  | 1862 | 131.1 | 14.2 | 14.39 | 0.9553 | 2947 | 81 | 5 | 50000 | December, 18 2017 00:00:00 | Dimmable | Continuous Below 10 | No |  | IIILLN | [15 empty] | 82.3 |  | 1.22 | 1.26 | [6 empty] | 5 | 1800 | 116 | 15.5 | 14.39 | 0.96 | 3000 | 83 |  |  |  | FALSE | FALSE | FALSE | [8 empty] | March, 30 2020 00:00:00 | FALSE | FALSE | FALSE | [6 empty] | AC | [7 empty] | FALSE
PLYM449TD322 | Emium Lighting LLC | Emium | EL-ZY-T8P-12W1200-NW40-FR-AB | Linear Replacement Lamp | T8 Four-Foot | Dual Mode Internal Driver (UL Type A and Type B) |  | standard | FALSE | [10 empty] | December, 18 2017 00:00:00 | Not Dimmable | Not Dimmable | NotYetVerified |  | ZAZZRO | [25 empty] | 5 | 1664 | 132.1 | 12.6 | 20 | 0.9 | 4000 | 82 |  |  |  | FALSE | FALSE | FALSE | [8 empty] | March, 30 2020 00:00:00 | FALSE | FALSE | FALSE | [6 empty] | AC | [7 empty] | FALSE
PLTAVH69XG7U | Emium Lighting LLC | Emium | EL-ZY-T8P-15W1200-NW40-FR-AB | Linear Replacement Lamp | T8 Four-Foot | Dual Mode Internal Driver (UL Type A and Type B) |  | standard | FALSE | [10 empty] | December, 18 2017 00:00:00 | Not Dimmable | Not Dimmable | NotYetVerified |  | VAVWFD | [25 empty] | 5 | 2160 | 135 | 16 | 20 | 0.9 | 4000 | 83 |  |  |  | FALSE | FALSE | FALSE | [8 empty] | March, 30 2020 00:00:00 | FALSE | FALSE | FALSE | [6 empty] | AC | [7 empty] | FALSE
PLOUAJIL0QI5 | Emium Lighting LLC | Emium | EL-ZY-T8P-15W1200-NW45-FR-AB | Linear Replacement Lamp | T8 Four-Foot | Dual Mode Internal Driver (UL Type A and Type B) |  | standard | FALSE | [10 empty] | December, 18 2017 00:00:00 | Not Dimmable | Not Dimmable | NotYetVerified |  | VAVWFD | [25 empty] | 5 | 2160 | 135 | 16 | 20 | 0.9 | 4500 | 83 |  |  |  | FALSE | FALSE | FALSE | [8 empty] | March, 30 2020 00:00:00 | FALSE | FALSE | FALSE | [6 empty] | AC | [7 empty] | FALSE
PLSIPHCQX64O | Emium Lighting LLC | Emium | EL-ZY-T8P-15W1200-DW50-FR-AB | Linear Replacement Lamp | T8 Four-Foot | Dual Mode Internal Driver (UL Type A and Type B) |  | standard | FALSE | [10 empty] | December, 18 2017 00:00:00 | Not Dimmable | Not Dimmable | NotYetVerified |  | VAVWFD | [25 empty] | 5 | 2160 | 135 | 16 | 20 | 0.9 | 5000 | 83 |  |  |  | FALSE | FALSE | FALSE | [8 empty] | March, 30 2020 00:00:00 | FALSE | FALSE | FALSE | [6 empty] | AC | [7 empty] | FALSE
PLBW1LERCM9Q | Emium Lighting LLC | Emium | EL-ZY-T8P-12W1200-WW30-FR-AB | Linear Replacement Lamp | T8 Four-Foot | Dual Mode Internal Driver (UL Type A and Type B) |  | standard | TRUE |  | 1664 | 132.1 | 12.6 | 9.04 | 0.9017 | 3001 | 82.2 | 5 | 50000 | December, 18 2017 00:00:00 | Not Dimmable | Not Dimmable | NotYetVerified |  | ZAZZRO | [15 empty] | 90 |  | 1.42 | 1.15 | [6 empty] | 5 | 1664 | 132.1 | 12.6 | 20 | 0.9 | 3000 | 82 |  |  |  | FALSE | FALSE | FALSE | [8 empty] | March, 30 2020 00:00:00 | FALSE | FALSE | FALSE | [6 empty] | AC | [7 empty] | FALSE
PLB00K618Q0J | Archipelago Lighting, Inc. | ARCHIPELAGO | LT8F41435U4 | Linear Replacement Lamp | T8 Four-Foot | Dual Mode Internal Driver (UL Type A and Type B) |  | standard | FALSE | [10 empty] | December, 18 2017 00:00:00 | Dimmable | Continuous Below 10 | FALSE |  | IIILLO | [25 empty] | 4.4 | 2000 | 114 | 17.5 | 12.61 | 0.96 | 3500 | 83 |  |  |  | FALSE | FALSE | FALSE | [8 empty] | November, 02 2018 00:00:00 | FALSE | FALSE | FALSE | [6 empty] | AC | [7 empty] | FALSE
PLLFII3TMIAB | ARVA LLC DBA HYLITE LED LLC. | HyLite | HL-GT8-4AB-12W-40K | Linear Replacement Lamp | T8 Four-Foot | Dual Mode Internal Driver (UL Type A and Type B) |  | standard | FALSE | [10 empty] | December, 18 2017 00:00:00 | Not Dimmable | Not Dimmable | No |  | UUUBGT | [25 empty] | 5 | 1559.8 | 117.9 | 13.2 | 12.1 | 0.917 | 4000 | 81.7 |  |  |  | FALSE | FALSE | FALSE | [8 empty] | March, 30 2020 00:00:00 | FALSE | FALSE | FALSE | [6 empty] | AC | [7 empty] | FALSE
PLSO62BTBRPS | Archipelago Lighting, Inc. | Archipelago | LT8F41450U4 | Linear Replacement Lamp | T8 Four-Foot | Dual Mode Internal Driver (UL Type A and Type B) |  | standard | FALSE | [10 empty] | December, 18 2017 00:00:00 | Dimmable | Continuous Below 10 | No |  | IIILLO | [25 empty] | 5 | 2200 | 126 | 17.5 | 12.51 | 0.96 | 5000 | 83 |  |  |  | FALSE | FALSE | FALSE | [8 empty] | March, 30 2020 00:00:00 | FALSE | FALSE | FALSE | [6 empty] | AC | [7 empty] | FALSE
PL0CQNXS8YF9 | US Green Lighting, Inc. | US Green Lighting | L/T84F/12/XU/850/SSFA2 | Linear Replacement Lamp | T8 Four-Foot | Replacement Lamps (plug and play) (UL Type A) |  | standard | FALSE | [10 empty] | December, 15 2017 00:00:00 | Not Dimmable | Not Dimmable | No |  | MMMQEE | [25 empty] | 5 | 1810 | 150.8 | 12 | 15 | 0.9 | 5000 | 80 |  |  | 4 | FALSE | FALSE | FALSE | [8 empty] | March, 30 2020 00:00:00 | FALSE | FALSE | FALSE | [6 empty] | AC | [7 empty] | FALSE
PLBTEI1EHZ5D | LEDVANCE, LLC (formerly OSRAM SYLVANIA, INC) | Sylvania | LED10T8/L48/FG/835/SUB/G7 | Linear Replacement Lamp | T8 Four-Foot | Replacement Lamps (plug and play) (UL Type A) |  | standard | FALSE | [10 empty] | December, 15 2017 00:00:00 | Not Dimmable | Not Dimmable | No | Updated on 05/16/2018 | MMMQEI | [25 empty] | 5 | 1665 | 130.38 | 12.77 | 15 | 0.9 | 3500 | 80 |  |  |  | FALSE | FALSE | FALSE | [8 empty] | March, 30 2020 00:00:00 | FALSE | FALSE | FALSE | [6 empty] | AC | [7 empty] | FALSE
PL6N2FUFGIRN | US Green Lighting, Inc. | US Green Lighting | L/T84F/15/XU/845/SSFA1 | Linear Replacement Lamp | T8 Four-Foot | Replacement Lamps (plug and play) (UL Type A) |  | standard | FALSE | [10 empty] | December, 15 2017 00:00:00 | Not Dimmable | Not Dimmable | No |  | MMMQEF | [25 empty] | 5 | 1810 | 118.99 | 15.21 | 10 | 0.9 | 4500 | 80 |  |  | 4 | FALSE | FALSE | FALSE | [8 empty] | March, 30 2020 00:00:00 | FALSE | FALSE | FALSE | [6 empty] | AC | [7 empty] | FALSE
PL9H9WCL94HE | US Green Lighting, Inc. | US Green Lighting | L/T84F/15/XU/850/SSFA1 | Linear Replacement Lamp | T8 Four-Foot | Replacement Lamps (plug and play) (UL Type A) |  | standard | FALSE | [10 empty] | December, 15 2017 00:00:00 | Not Dimmable | Not Dimmable | No |  | MMMQEF | [25 empty] | 5 | 1840 | 120.3 | 15.3 | 10 | 0.9 | 5000 | 80 |  |  | 4 | FALSE | FALSE | FALSE | [8 empty] | March, 30 2020 00:00:00 | FALSE | FALSE | FALSE | [6 empty] | AC | [7 empty] | FALSE
PLNYLYHISE8A | US Green Lighting, Inc. | US Green Lighting | L/T84F/18/XU/845/SSFA1 | Linear Replacement Lamp | T8 Four-Foot | Replacement Lamps (plug and play) (UL Type A) |  | standard | FALSE | [10 empty] | December, 15 2017 00:00:00 | Not Dimmable | Not Dimmable | No |  | MMMQEG | [25 empty] | 5 | 2354 | 126.8 | 18.57 | 10 | 0.9 | 4500 | 80 |  |  | 4 | FALSE | FALSE | FALSE | [8 empty] | March, 30 2020 00:00:00 | FALSE | FALSE | FALSE | [6 empty] | AC | [7 empty] | FALSE
PLKCFTP4YGUM | US Green Lighting, Inc. | US Green Lighting | L/T84F/12/XU/835/SSFA2 | Linear Replacement Lamp | T8 Four-Foot | Replacement Lamps (plug and play) (UL Type A) |  | standard | FALSE | [10 empty] | December, 15 2017 00:00:00 | Not Dimmable | Not Dimmable | No |  | MMMQEE | [25 empty] | 5 | 1740 | 145 | 12 | 15 | 0.9 | 3500 | 80 |  |  | 4 | FALSE | FALSE | FALSE | [8 empty] | March, 30 2020 00:00:00 | FALSE | FALSE | FALSE | [6 empty] | AC | [7 empty] | FALSE
PLXX28LKW2ZB | US Green Lighting, Inc. | US Green Lighting | L/T84F/12/XU/840/SSFA2 | Linear Replacement Lamp | T8 Four-Foot | Replacement Lamps (plug and play) (UL Type A) |  | standard | FALSE | [10 empty] | December, 15 2017 00:00:00 | Not Dimmable | Not Dimmable | No |  | MMMQEE | [25 empty] | 5 | 1800 | 150 | 12 | 15 | 0.9 | 4000 | 80 |  |  | 4 | FALSE | FALSE | FALSE | [8 empty] | March, 30 2020 00:00:00 | FALSE | FALSE | FALSE | [6 empty] | AC | [7 empty] | FALSE
PLZ3XLB26L4J | US Green Lighting, Inc. | US Green Lighting | L/T84F/15/XU/835/SSFA1 | Linear Replacement Lamp | T8 Four-Foot | Replacement Lamps (plug and play) (UL Type A) |  | standard | FALSE | [10 empty] | December, 15 2017 00:00:00 | Not Dimmable | Not Dimmable | FALSE |  | MMMQEF | [25 empty] | 4.4 | 1749 | 115.01 | 15.21 | 10 | 0.9 | 3500 | 80 |  |  | 4 | FALSE | FALSE | FALSE | [8 empty] | November, 02 2018 00:00:00 | FALSE | FALSE | FALSE | [6 empty] | AC | [7 empty] | FALSE
PL3B1ICICZ57 | LEDVANCE, LLC (formerly OSRAM SYLVANIA, INC) | Sylvania | LED10T8/L48/FG/850/SUB/G7 | Linear Replacement Lamp | T8 Four-Foot | Replacement Lamps (plug and play) (UL Type A) |  | standard | FALSE | [10 empty] | December, 15 2017 00:00:00 | Not Dimmable | Not Dimmable | No | Updated on 05/16/2018 | MMMQEI | [25 empty] | 5 | 1716 | 133.15 | 12.89 | 15 | 0.9 | 5000 | 80 |  |  |  | FALSE | FALSE | FALSE | [8 empty] | March, 30 2020 00:00:00 | FALSE | FALSE | FALSE | [6 empty] | AC | [7 empty] | FALSE
PLMF7RH0PWOI | US Green Lighting, Inc. | US Green Lighting | L/T84F/18/XU/850/SSFA1 | Linear Replacement Lamp | T8 Four-Foot | Replacement Lamps (plug and play) (UL Type A) |  | standard | FALSE | [10 empty] | December, 15 2017 00:00:00 | Not Dimmable | Not Dimmable | No |  | MMMQEG | [25 empty] | 5 | 2409 | 126.86 | 18.99 | 10 | 0.9 | 5000 | 80 |  |  | 4 | FALSE | FALSE | FALSE | [8 empty] | March, 30 2020 00:00:00 | FALSE | FALSE | FALSE | [6 empty] | AC | [7 empty] | FALSE
PLI1J8GGY221 | US Green Lighting, Inc. | US Green Lighting | L/T84F/12/XU/830/SSFA2 | Linear Replacement Lamp | T8 Four-Foot | Replacement Lamps (plug and play) (UL Type A) |  | standard | TRUE |  | 1650 | 122.28 | 13.5 | 9.46 | 0.9115 | 2921 | 82.9 | 5 | 50000 | December, 15 2017 00:00:00 | Not Dimmable | Not Dimmable | No |  | MMMQEE | [15 empty] | 84.5 |  | 1.22 | 1.26 | [6 empty] | 5 | 1730 | 144.2 | 12 | 15 | 0.9 | 3000 | 80 |  |  | 4 | FALSE | FALSE | FALSE | [8 empty] | March, 30 2020 00:00:00 | FALSE | FALSE | FALSE | [6 empty] | AC | [7 empty] | FALSE
PLU2XOQMQYDO | LEDVANCE, LLC (formerly OSRAM SYLVANIA, INC) | Sylvania | LED10T8/L48/FG/841/SUB/G7 | Linear Replacement Lamp | T8 Four-Foot | Replacement Lamps (plug and play) (UL Type A) |  | standard | FALSE | [10 empty] | December, 15 2017 00:00:00 | Not Dimmable | Not Dimmable | No | Updated on 05/16/2018 | MMMQEI | [25 empty] | 5 | 1682 | 131.71 | 12.77 | 15 | 0.9 | 4000 | 80 |  |  |  | FALSE | FALSE | FALSE | [8 empty] | March, 30 2020 00:00:00 | FALSE | FALSE | FALSE | [6 empty] | AC | [7 empty] | FALSE
PLYZC93XLJRS | US Green Lighting, Inc. | US Green Lighting | L/T84F/18/XU/840/SSFA1 | Linear Replacement Lamp | T8 Four-Foot | Replacement Lamps (plug and play) (UL Type A) |  | standard | FALSE | [10 empty] | December, 15 2017 00:00:00 | Not Dimmable | Not Dimmable | No |  | MMMQEG | [25 empty] | 5 | 2299 | 123.84 | 18.57 | 10 | 0.9 | 4000 | 80 |  |  | 4 | FALSE | FALSE | FALSE | [8 empty] | March, 30 2020 00:00:00 | FALSE | FALSE | FALSE | [6 empty] | AC | [7 empty] | FALSE
PL7VE11KABET | US Green Lighting, Inc. | US Green Lighting | L/T84F/15/XU/840/SSFA1 | Linear Replacement Lamp | T8 Four-Foot | Replacement Lamps (plug and play) (UL Type A) |  | standard | FALSE | [10 empty] | December, 15 2017 00:00:00 | Not Dimmable | Not Dimmable | No |  | MMMQEF | [25 empty] | 5 | 1779 | 117 | 15.21 | 10 | 0.9 | 4000 | 80 |  |  | 4 | FALSE | FALSE | FALSE | [8 empty] | March, 30 2020 00:00:00 | FALSE | FALSE | FALSE | [6 empty] | AC | [7 empty] | FALSE
PLTA9BVJC4R0 | US Green Lighting, Inc. | US Green Lighting | L/T84F/18/XU/835/SSFA1 | Linear Replacement Lamp | T8 Four-Foot | Replacement Lamps (plug and play) (UL Type A) |  | standard | FALSE | [10 empty] | December, 15 2017 00:00:00 | Not Dimmable | Not Dimmable | No |  | MMMQEG | [25 empty] | 5 | 2244 | 120.87 | 18.57 | 10 | 0.9 | 3500 | 80 |  |  | 4 | FALSE | FALSE | FALSE | [8 empty] | March, 30 2020 00:00:00 | FALSE | FALSE | FALSE | [6 empty] | AC | [7 empty] | FALSE
PLRUX4AZANA9 | US Green Lighting, Inc. | US Green Lighting | L/T84F/12/XU/845/SSFA2 | Linear Replacement Lamp | T8 Four-Foot | Replacement Lamps (plug and play) (UL Type A) |  | standard | FALSE | [10 empty] | December, 15 2017 00:00:00 | Not Dimmable | Not Dimmable | No |  | MMMQEE | [25 empty] | 5 | 1805 | 150.4 | 12 | 15 | 0.9 | 4500 | 80 |  |  | 4 | FALSE | FALSE | FALSE | [8 empty] | March, 30 2020 00:00:00 | FALSE | FALSE | FALSE | [6 empty] | AC | [7 empty] | FALSE
PL08AITJNLIX | US Green Lighting, Inc. | US Green Lighting | L/T84F/18/XU/830/SSFA1 | Linear Replacement Lamp | T8 Four-Foot | Replacement Lamps (plug and play) (UL Type A) |  | standard | TRUE |  | 2189 | 120.71 | 18.14 | 7.96 | 0.9064 | 2934 | 81.8 | 5 | 50000 | December, 15 2017 00:00:00 | Not Dimmable | Not Dimmable | No |  | MMMQEG | [15 empty] | 84.3 |  | 1.24 | 1.2 | [6 empty] | 5 | 2189 | 120.67 | 18.14 | 10 | 0.9 | 3000 | 80 |  |  | 4 | FALSE | FALSE | FALSE | [8 empty] | March, 30 2020 00:00:00 | FALSE | FALSE | FALSE | [6 empty] | AC | [7 empty] | FALSE
PLG4HMQQU6ZH | US Green Lighting, Inc. | US Green Lighting | L/T84F/15/XU/830/SSFA1 | Linear Replacement Lamp | T8 Four-Foot | Replacement Lamps (plug and play) (UL Type A) |  | standard | TRUE |  | 1719 | 113.67 | 15.12 | 8.17 | 0.9133 | 2923 | 81.9 | 5 | 50000 | December, 15 2017 00:00:00 | Not Dimmable | Not Dimmable | No |  | MMMQEF | [15 empty] | 84.5 |  | 1.24 | 1.36 | [6 empty] | 5 | 1719 | 113.67 | 15.12 | 10 | 0.9 | 3000 | 80 |  |  | 4 | FALSE | FALSE | FALSE | [8 empty] | March, 30 2020 00:00:00 | FALSE | FALSE | FALSE | [6 empty] | AC | [7 empty] | FALSE
PL2MQXSFUD5J | LEDVANCE, LLC (formerly OSRAM SYLVANIA, INC) | Sylvania | LED10T8/L48/FG/830/SUB/G7 | Linear Replacement Lamp | T8 Four-Foot | Replacement Lamps (plug and play) (UL Type A) |  | standard | TRUE |  | 1648 | 129.76 | 12.7 | 10.75 | 0.9431 | 2883 | 82 | 5 | 50000 | December, 15 2017 00:00:00 | Not Dimmable | Not Dimmable | No | Updated on 05/16/2018 | MMMQEI | [15 empty] | 84.4 |  | 1.22 | 1.22 | 1.22 | 1.22 | 1.22 | 1.22 |  |  | 5 | 1648 | 130.3 | 12.65 | 15 | 0.9 | 3000 | 80 |  |  |  | FALSE | FALSE | FALSE | [8 empty] | March, 30 2020 00:00:00 | FALSE | FALSE | FALSE | [6 empty] | AC | [7 empty] | FALSE
PVJ5P6PV | Parth I Inc, dba midwest circuits | Midwest circuits | MC-T8-4-12W-40M | Linear Replacement Lamp | T8 Four-Foot | Replacement Lamps (plug and play) (UL Type A) |  | standard | FALSE | [10 empty] | December, 14 2017 00:00:00 | Not Dimmable | Not Dimmable | No |  | MMMQDM | [25 empty] | 5 | 1836 | 123.64 | 14.85 | 9.35 | 0.9073 | 4000 | 85.2 |  |  |  | FALSE | FALSE | FALSE | [8 empty] | March, 30 2020 00:00:00 | FALSE | FALSE | FALSE | [6 empty] | AC | [7 empty] | FALSE
PTUYQZSA | Parth I Inc, dba midwest circuits | Midwest circuits | MC-T8-4-12W-30C | Linear Replacement Lamp | T8 Four-Foot | Replacement Lamps (plug and play) (UL Type A) |  | standard | TRUE |  | 1968 | 132.53 | 14.82 | 9.11 | 0.9072 | 2871 | 82.6 | 5 | 50000 | December, 14 2017 00:00:00 | Not Dimmable | Not Dimmable | No |  | MMMQDN | [15 empty] | 92 |  | 1.2 | 1.44 | [6 empty] | 5 | 1972 | 133.06 | 14.82 | 9.11 | 0.9072 | 3000 | 82.6 |  |  |  | FALSE | FALSE | FALSE | [8 empty] | March, 30 2020 00:00:00 | FALSE | FALSE | FALSE | [6 empty] | AC | [7 empty] | FALSE
P6GA08NB | Parth I Inc, dba midwest circuits | Midwest circuits | MC-T8-4-12W-35M | Linear Replacement Lamp | T8 Four-Foot | Replacement Lamps (plug and play) (UL Type A) |  | standard | FALSE | [10 empty] | December, 14 2017 00:00:00 | Not Dimmable | Not Dimmable | No |  | MMMQDM | [25 empty] | 5 | 1807 | 122.01 | 14.81 | 9.08 | 0.9047 | 3500 | 82.6 |  |  |  | FALSE | FALSE | FALSE | [8 empty] | March, 30 2020 00:00:00 | FALSE | FALSE | FALSE | [6 empty] | AC | [7 empty] | FALSE
PFK9OPD8 | Parth I Inc, dba midwest circuits | Midwest circuits | MC-T8-4-12W-50C | Linear Replacement Lamp | T8 Four-Foot | Replacement Lamps (plug and play) (UL Type A) |  | standard | FALSE | [10 empty] | December, 14 2017 00:00:00 | Not Dimmable | Not Dimmable | No |  | MMMQDN | [25 empty] | 5 | 2077 | 138.74 | 14.97 | 9.48 | 0.9051 | 5000 | 83.6 |  |  |  | FALSE | FALSE | FALSE | [8 empty] | March, 30 2020 00:00:00 | FALSE | FALSE | FALSE | [6 empty] | AC | [7 empty] | FALSE
PWKXZYBL | Parth I Inc, dba midwest circuits | Midwest circuits | MC-T8-4-12W-50M | Linear Replacement Lamp | T8 Four-Foot | Replacement Lamps (plug and play) (UL Type A) |  | standard | FALSE | [10 empty] | December, 14 2017 00:00:00 | Not Dimmable | Not Dimmable | No |  | MMMQDM | [25 empty] | 5 | 1987 | 133.62 | 14.87 | 9.31 | 0.9055 | 5000 | 83.8 |  |  |  | FALSE | FALSE | FALSE | [8 empty] | March, 30 2020 00:00:00 | FALSE | FALSE | FALSE | [6 empty] | AC | [7 empty] | FALSE
PZHLK0LG | Parth I Inc, dba midwest circuits | Midwest circuits | MC-T8-4-15W-50C | Linear Replacement Lamp | T8 Four-Foot | Replacement Lamps (plug and play) (UL Type A) |  | standard | FALSE | [10 empty] | December, 14 2017 00:00:00 | Not Dimmable | Not Dimmable | No |  | MMMQDP | [25 empty] | 5 | 2481 | 133.89 | 18.53 | 10.89 | 0.9729 | 5000 | 84 |  |  |  | FALSE | FALSE | FALSE | [8 empty] | March, 30 2020 00:00:00 | FALSE | FALSE | FALSE | [6 empty] | AC | [7 empty] | FALSE
PDL67TDK | Parth I Inc, dba midwest circuits | Midwest circuits | MC-T8-4-15W-40C | Linear Replacement Lamp | T8 Four-Foot | Replacement Lamps (plug and play) (UL Type A) |  | standard | FALSE | [10 empty] | December, 14 2017 00:00:00 | Not Dimmable | Not Dimmable | No |  | MMMQDP | [25 empty] | 5 | 2421 | 130.37 | 18.57 | 11.06 | 0.9715 | 4000 | 85.1 |  |  |  | FALSE | FALSE | FALSE | [8 empty] | March, 30 2020 00:00:00 | FALSE | FALSE | FALSE | [6 empty] | AC | [7 empty] | FALSE
PLJGKWILN0BT | Eiko Global, LLC | EiKO | LED12WT8/48/850-G8DR | Linear Replacement Lamp | T8 Four-Foot | Replacement Lamps (plug and play) (UL Type A) |  | standard | FALSE | [10 empty] | December, 14 2017 00:00:00 | Not Dimmable | Not Dimmable | No |  | TTTUVG | [25 empty] | 5 | 1800 | 120 | 15 | 20 | 0.9 | 5000 | 80 |  |  |  | FALSE | FALSE | FALSE | [8 empty] | March, 30 2020 00:00:00 | FALSE | FALSE | FALSE | [6 empty] | AC | [7 empty] | FALSE
PPZ6SWA3 | Parth I Inc, dba midwest circuits | Midwest circuits | MC-T8-4-12W-45M | Linear Replacement Lamp | T8 Four-Foot | Replacement Lamps (plug and play) (UL Type A) |  | standard | FALSE | [10 empty] | December, 14 2017 00:00:00 | Not Dimmable | Not Dimmable | No |  | MMMQDM | [25 empty] | 5 | 1912 | 123.66 | 14.86 | 9.35 | 0.9073 | 4500 | 85.2 |  |  |  | FALSE | FALSE | FALSE | [8 empty] | March, 30 2020 00:00:00 | FALSE | FALSE | FALSE | [6 empty] | AC | [7 empty] | FALSE
PLGV7405U60N | Standard Products Inc. | Standard | T8HO/S4/15W/830/48/STD | Linear Replacement Lamp | T8 Four-Foot | Replacement Lamps (plug and play) (UL Type A) |  | standard | TRUE |  | 2117.7 | 130.2 | 16.27 | 10.68 | 0.9657 | 3009 | 82.8 | 5 | 50000 | December, 14 2017 00:00:00 | Dimmable | Continuous Below 10 | No |  | IIILLE | [15 empty] | 81.1 |  | 1.28 | 1.32 | [6 empty] | 5 | 2100 | 114 | 18.5 | 10.68 | 0.97 | 3000 | 83 |  |  |  | FALSE | FALSE | FALSE | [8 empty] | March, 30 2020 00:00:00 | FALSE | FALSE | FALSE | [6 empty] | AC | [7 empty] | FALSE
PIILL2ZX | Parth I Inc, dba midwest circuits | Midwest circuits | MC-T8-4-15W-45M | Linear Replacement Lamp | T8 Four-Foot | Replacement Lamps (plug and play) (UL Type A) |  | standard | FALSE | [10 empty] | December, 14 2017 00:00:00 | Not Dimmable | Not Dimmable | No |  | MMMQDO | [25 empty] | 5 | 2251 | 117.73 | 19.12 | 10.62 | 0.9745 | 4500 | 85.2 |  |  |  | FALSE | FALSE | FALSE | [8 empty] | March, 30 2020 00:00:00 | FALSE | FALSE | FALSE | [6 empty] | AC | [7 empty] | FALSE
PL55Q9RWK7B8 | Eiko Global, LLC | EiKO | LED12WT8/48/835-G8DR | Linear Replacement Lamp | T8 Four-Foot | Replacement Lamps (plug and play) (UL Type A) |  | standard | FALSE | [10 empty] | December, 14 2017 00:00:00 | Not Dimmable | Not Dimmable | No |  | TTTUVG | [25 empty] | 4.4 | 1700 | 113.33 | 15 | 20 | 0.9 | 3500 | 80 |  |  |  | FALSE | FALSE | FALSE | [8 empty] | November, 02 2018 00:00:00 | FALSE | FALSE | FALSE | [6 empty] | AC | [7 empty] | FALSE
PL6ODI1I83BR | Eiko Global, LLC | EiKO | LED15WT8/48/830-G8DR | Linear Replacement Lamp | T8 Four-Foot | Replacement Lamps (plug and play) (UL Type A) |  | standard | TRUE |  | 2192.3 | 121.5 | 18.05 | 10.09 | 0.9703 | 3089 | 82.5 | 5 | 50000 | December, 14 2017 00:00:00 | Not Dimmable | Not Dimmable | No |  | TTTUVH | [15 empty] | 81.3 |  | 1.26 | 1.3 | [6 empty] | 5 | 2100 | 116.67 | 18 | 20 | 0.9 | 3000 | 80 |  |  |  | FALSE | FALSE | FALSE | [8 empty] | March, 30 2020 00:00:00 | FALSE | FALSE | FALSE | [6 empty] | AC | [7 empty] | FALSE
PLS7X8TZKOY3 | Standard Products Inc. | Standard | T8HO/S4/15W/835/48/STD | Linear Replacement Lamp | T8 Four-Foot | Replacement Lamps (plug and play) (UL Type A) |  | Standard | FALSE | [10 empty] | December, 14 2017 00:00:00 | Dimmable | Continuous Below 10 | No |  | IIILLE | [25 empty] | 4.4 | 2100 | 114 | 18.5 | 10.68 | 0.97 | 3500 | 83 |  |  |  | FALSE | FALSE | FALSE | [8 empty] | November, 02 2018 00:00:00 | FALSE | FALSE | FALSE | [6 empty] | AC | [7 empty] | FALSE
PI92IRV4 | Parth I Inc, dba midwest circuits | Midwest circuits | MC-T8-4-15W-30C | Linear Replacement Lamp | T8 Four-Foot | Replacement Lamps (plug and play) (UL Type A) |  | standard | TRUE |  | 2368 | 127.24 | 18.61 | 10.69 | 0.9739 | 2886 | 82.6 | 5 | 50000 | December, 14 2017 00:00:00 | Not Dimmable | Not Dimmable | No |  | MMMQDP | [15 empty] | 91.7 |  | 1.22 | 1.4 | [6 empty] | 5 | 2368 | 127.24 | 18.61 | 10.69 | 0.9739 | 3000 | 82.6 |  |  |  | FALSE | FALSE | FALSE | [8 empty] | March, 30 2020 00:00:00 | FALSE | FALSE | FALSE | [6 empty] | AC | [7 empty] | FALSE
PVQ1YIPV | Parth I Inc, dba midwest circuits | Midwest circuits | MC-T8-4-12W-45C | Linear Replacement Lamp | T8 Four-Foot | Replacement Lamps (plug and play) (UL Type A) |  | standard | FALSE | [10 empty] | December, 14 2017 00:00:00 | Not Dimmable | Not Dimmable | No |  | MMMQDN | [25 empty] | 5 | 2053 | 137.42 | 14.94 | 9.08 | 0.9068 | 4500 | 85.1 |  |  |  | FALSE | FALSE | FALSE | [8 empty] | March, 30 2020 00:00:00 | FALSE | FALSE | FALSE | [6 empty] | AC | [7 empty] | FALSE
PLGAC79ZE1ID | Eiko Global, LLC | EiKO | LED15WT8/48/840-G8DR | Linear Replacement Lamp | T8 Four-Foot | Replacement Lamps (plug and play) (UL Type A) |  | standard | FALSE | [10 empty] | December, 14 2017 00:00:00 | Not Dimmable | Not Dimmable | No |  | TTTUVH | [25 empty] | 5 | 2200 | 122.22 | 18 | 20 | 0.9 | 4000 | 80 |  |  |  | FALSE | FALSE | FALSE | [8 empty] | March, 30 2020 00:00:00 | FALSE | FALSE | FALSE | [6 empty] | AC | [7 empty] | FALSE
PLWNEGF86YO8 | Eiko Global, LLC | EiKO | LED15WT8/48/850-G8DR | Linear Replacement Lamp | T8 Four-Foot | Replacement Lamps (plug and play) (UL Type A) |  | standard | FALSE | [10 empty] | December, 14 2017 00:00:00 | Not Dimmable | Not Dimmable | No |  | TTTUVH | [25 empty] | 5 | 2200 | 122.22 | 18 | 20 | 0.9 | 5000 | 80 |  |  |  | FALSE | FALSE | FALSE | [8 empty] | March, 30 2020 00:00:00 | FALSE | FALSE | FALSE | [6 empty] | AC | [7 empty] | FALSE
PPK5T58U | Parth I Inc, dba midwest circuits | Midwest circuits | MC-T8-4-15W-35M | Linear Replacement Lamp | T8 Four-Foot | Replacement Lamps (plug and play) (UL Type A) |  | standard | FALSE | [10 empty] | December, 14 2017 00:00:00 | Not Dimmable | Not Dimmable | FALSE |  | MMMQDO | [25 empty] | 4.4 | 2221 | 115.62 | 19.21 | 10.58 | 0.9751 | 3500 | 82.7 |  |  |  | FALSE | FALSE | FALSE | [8 empty] | November, 02 2018 00:00:00 | FALSE | FALSE | FALSE | [6 empty] | AC | [7 empty] | FALSE
PFNKUUSW | Parth I Inc, dba midwest circuits | Midwest circuits | MC-T8-4-12W-30M | Linear Replacement Lamp | T8 Four-Foot | Replacement Lamps (plug and play) (UL Type A) |  | standard | TRUE |  | 1771 | 119.74 | 14.76 | 9.08 | 0.9047 | 2885 | 82.6 | 5 | 50000 | December, 14 2017 00:00:00 | Not Dimmable | Not Dimmable | No |  | MMMQDM | [15 empty] | 89.9 |  | 1.16 | 1.36 | [6 empty] | 5 | 1778 | 120.46 | 14.76 | 9.08 | 0.9047 | 3000 | 82.6 |  |  |  | FALSE | FALSE | FALSE | [8 empty] | March, 30 2020 00:00:00 | FALSE | FALSE | FALSE | [6 empty] | AC | [7 empty] | FALSE
PL3PFN3T7SZT | Standard Products Inc. | Standard | T8HO/S4/15W/840/48/STD | Linear Replacement Lamp | T8 Four-Foot | Replacement Lamps (plug and play) (UL Type A) |  | standard | FALSE | [10 empty] | December, 14 2017 00:00:00 | Dimmable | Continuous Below 10 | No |  | IIILLE | [25 empty] | 5 | 2200 | 119 | 18.5 | 10.68 | 0.97 | 4000 | 83 |  |  |  | FALSE | FALSE | FALSE | [8 empty] | March, 30 2020 00:00:00 | FALSE | FALSE | FALSE | [6 empty] | AC | [7 empty] | FALSE
P3XQKRXX | Parth I Inc, dba midwest circuits | Midwest circuits | MC-T8-4-12W-35C | Linear Replacement Lamp | T8 Four-Foot | Replacement Lamps (plug and play) (UL Type A) |  | standard | FALSE | [10 empty] | December, 14 2017 00:00:00 | Not Dimmable | Not Dimmable | No |  | MMMQDN | [25 empty] | 5 | 2000 | 134.59 | 14.86 | 9.11 | 0.9072 | 3500 | 82.6 |  |  |  | FALSE | FALSE | FALSE | [8 empty] | March, 30 2020 00:00:00 | FALSE | FALSE | FALSE | [6 empty] | AC | [7 empty] | FALSE
PIW8NS8A | Parth I Inc, dba midwest circuits | Midwest circuits | MC-T8-4-15W-40M | Linear Replacement Lamp | T8 Four-Foot | Replacement Lamps (plug and play) (UL Type A) |  | standard | FALSE | [10 empty] | December, 14 2017 00:00:00 | Not Dimmable | Not Dimmable | No |  | MMMQDO | [25 empty] | 5 | 2234 | 116.66 | 19.15 | 10.62 | 0.9745 | 4000 | 85.2 |  |  |  | FALSE | FALSE | FALSE | [8 empty] | March, 30 2020 00:00:00 | FALSE | FALSE | FALSE | [6 empty] | AC | [7 empty] | FALSE
PL84WIGOWFVK | Eiko Global, LLC | EiKO | LED15WT8/48/835-G8DR | Linear Replacement Lamp | T8 Four-Foot | Replacement Lamps (plug and play) (UL Type A) |  | standard | FALSE | [10 empty] | December, 14 2017 00:00:00 | Not Dimmable | Not Dimmable | No |  | TTTUVH | [25 empty] | 5 | 2100 | 116.67 | 18 | 20 | 0.9 | 3500 | 80 |  |  |  | FALSE | FALSE | FALSE | [8 empty] | March, 30 2020 00:00:00 | FALSE | FALSE | FALSE | [6 empty] | AC | [7 empty] | FALSE
PL07LBLXHV9H | Eiko Global, LLC | EiKO | LED12WT8/48/840-G8DR | Linear Replacement Lamp | T8 Four-Foot | Replacement Lamps (plug and play) (UL Type A) |  | standard | FALSE | [10 empty] | December, 14 2017 00:00:00 | Not Dimmable | Not Dimmable | No |  | TTTUVG | [25 empty] | 5 | 1800 | 120 | 15 | 20 | 0.9 | 4000 | 80 |  |  |  | FALSE | FALSE | FALSE | [8 empty] | March, 30 2020 00:00:00 | FALSE | FALSE | FALSE | [6 empty] | AC | [7 empty] | FALSE
P8GCC4KB | Parth I Inc, dba midwest circuits | Midwest circuits | MC-T8-4-15W-30M | Linear Replacement Lamp | T8 Four-Foot | Replacement Lamps (plug and play) (UL Type A) |  | standard | TRUE |  | 2209 | 114.69 | 19.26 | 10.58 | 0.9751 | 2897 | 82.7 | 5 | 50000 | December, 14 2017 00:00:00 | Not Dimmable | Not Dimmable | No |  | MMMQDO | [15 empty] | 90 |  | 1.16 | 1.4 | [6 empty] | 5 | 2209 | 114.69 | 19.26 | 10.58 | 0.9751 | 3000 | 82.7 |  |  |  | FALSE | FALSE | FALSE | [8 empty] | March, 30 2020 00:00:00 | FALSE | FALSE | FALSE | [6 empty] | AC | [7 empty] | FALSE
PLRD70RNNS59 | Standard Products Inc. | Standard | T8HO/S4/15W/850/48/STD | Linear Replacement Lamp | T8 Four-Foot | Replacement Lamps (plug and play) (UL Type A) |  | standard | FALSE | [10 empty] | December, 14 2017 00:00:00 | Dimmable | Continuous Below 10 | No |  | IIILLE | [25 empty] | 5 | 2200 | 119 | 18.5 | 10.49 | 0.97 | 5000 | 83 |  |  |  | FALSE | FALSE | FALSE | [8 empty] | March, 30 2020 00:00:00 | FALSE | FALSE | FALSE | [6 empty] | AC | [7 empty] | FALSE
P7E01GGK | Parth I Inc, dba midwest circuits | Midwest circuits | MC-T8-4-15W-35C | Linear Replacement Lamp | T8 Four-Foot | Replacement Lamps (plug and play) (UL Type A) |  | standard | FALSE | [10 empty] | December, 14 2017 00:00:00 | Not Dimmable | Not Dimmable | No |  | MMMQDP | [25 empty] | 5 | 2395 | 128.83 | 18.59 | 10.69 | 0.9739 | 3500 | 82.6 |  |  |  | FALSE | FALSE | FALSE | [8 empty] | March, 30 2020 00:00:00 | FALSE | FALSE | FALSE | [6 empty] | AC | [7 empty] | FALSE
PYKSU2T8 | Parth I Inc, dba midwest circuits | Midwest circuits | MC-T8-4-15W-50M | Linear Replacement Lamp | T8 Four-Foot | Replacement Lamps (plug and play) (UL Type A) |  | standard | FALSE | [10 empty] | December, 14 2017 00:00:00 | Not Dimmable | Not Dimmable | No |  | MMMQDO | [25 empty] | 5 | 2268 | 118.87 | 19.08 | 10.95 | 0.9744 | 5000 | 84.2 |  |  |  | FALSE | FALSE | FALSE | [8 empty] | March, 30 2020 00:00:00 | FALSE | FALSE | FALSE | [6 empty] | AC | [7 empty] | FALSE
PN379KIJ | Parth I Inc, dba midwest circuits | Midwest circuits | MC-T8-4-15W-45C | Linear Replacement Lamp | T8 Four-Foot | Replacement Lamps (plug and play) (UL Type A) |  | standard | FALSE | [10 empty] | December, 14 2017 00:00:00 | Not Dimmable | Not Dimmable | No |  | MMMQDP | [25 empty] | 5 | 2451 | 132.13 | 18.55 | 11.06 | 0.9715 | 4500 | 85.1 |  |  |  | FALSE | FALSE | FALSE | [8 empty] | March, 30 2020 00:00:00 | FALSE | FALSE | FALSE | [6 empty] | AC | [7 empty] | FALSE
PREBI95P | Parth I Inc, dba midwest circuits | Midwest circuits | MC-T8-4-12W-40C | Linear Replacement Lamp | T8 Four-Foot | Replacement Lamps (plug and play) (UL Type A) |  | standard | FALSE | [10 empty] | December, 14 2017 00:00:00 | Not Dimmable | Not Dimmable | No |  | MMMQDN | [25 empty] | 5 | 2028 | 136.02 | 14.91 | 9.08 | 0.9068 | 4000 | 85.1 |  |  |  | FALSE | FALSE | FALSE | [8 empty] | March, 30 2020 00:00:00 | FALSE | FALSE | FALSE | [6 empty] | AC | [7 empty] | FALSE
PL0FAO6REO9E | Eiko Global, LLC | EiKO | LED12WT8/48/830-G8DR | Linear Replacement Lamp | T8 Four-Foot | Replacement Lamps (plug and play) (UL Type A) |  | standard | TRUE |  | 1811 | 120.9 | 14.98 | 13.54 | 0.9588 | 3073 | 82.6 | 5 | 50000 | December, 14 2017 00:00:00 | Not Dimmable | Not Dimmable | No |  | TTTUVG | [15 empty] | 81.3 |  | 1.26 | 1.32 | [6 empty] | 5 | 1700 | 113.33 | 15 | 20 | 0.9 | 3000 | 80 |  |  |  | FALSE | FALSE | FALSE | [8 empty] | March, 30 2020 00:00:00 | FALSE | FALSE | FALSE | [6 empty] | AC | [7 empty] | FALSE
PLODF3BBDU6Z | Lunera Lighting | Lunera | HN-T8-D-48-15W-850-IS | Linear Replacement Lamp | T8 Four-Foot | Replacement Lamps (plug and play) (UL Type A) |  | standard | FALSE | [10 empty] | December, 13 2017 00:00:00 | Not Dimmable | Not Dimmable | No |  | UUUBGM | [25 empty] | 5 | 2200 | 122.22 | 18 | 20 | 0.9 | 5000 | 80 |  |  |  | FALSE | FALSE | FALSE | [8 empty] | March, 30 2020 00:00:00 | FALSE | FALSE | FALSE | [6 empty] | AC | [7 empty] | FALSE
PL2O67EIX4TK | Lunera Lighting | Lunera | HN-T8-D-48-15W-830-IS | Linear Replacement Lamp | T8 Four-Foot | Replacement Lamps (plug and play) (UL Type A) |  | standard | TRUE |  | 2192.3 | 121.5 | 18.05 | 10.09 | 0.9703 | 3089 | 82.5 | 5 | 50000 | December, 13 2017 00:00:00 | Not Dimmable | Not Dimmable | No |  | UUUBGM | [15 empty] | 81.3 |  | 1.26 | 1.3 | [6 empty] | 5 | 2100 | 116.67 | 18 | 20 | 0.9 | 3000 | 80 |  |  |  | FALSE | FALSE | FALSE | [8 empty] | March, 30 2020 00:00:00 | FALSE | FALSE | FALSE | [6 empty] | AC | [7 empty] | FALSE
PLFIRBMCO0MB | Lunera Lighting | Lunera | HN-T8-D-48-11W-835-IS | Linear Replacement Lamp | T8 Four-Foot | Replacement Lamps (plug and play) (UL Type A) |  | standard | FALSE | [10 empty] | December, 13 2017 00:00:00 | Not Dimmable | Not Dimmable | FALSE |  | UUUBGL | [25 empty] | 4.4 | 1700 | 113.33 | 15 | 20 | 0.9 | 3500 | 80 |  |  |  | FALSE | FALSE | FALSE | [8 empty] | November, 02 2018 00:00:00 | FALSE | FALSE | FALSE | [6 empty] | AC | [7 empty] | FALSE
PLNOVNXWKLFG | Lunera Lighting | Lunera | HN-T8-D-48-15W-835-IS | Linear Replacement Lamp | T8 Four-Foot | Replacement Lamps (plug and play) (UL Type A) |  | standard | FALSE | [10 empty] | December, 13 2017 00:00:00 | Not Dimmable | Not Dimmable | No |  | UUUBGM | [25 empty] | 5 | 2100 | 116.67 | 18 | 20 | 0.9 | 3500 | 80 |  |  |  | FALSE | FALSE | FALSE | [8 empty] | March, 30 2020 00:00:00 | FALSE | FALSE | FALSE | [6 empty] | AC | [7 empty] | FALSE
PLOQGMNEEXA5 | Lunera Lighting | Lunera | HN-T8-D-48-11W-830-IS | Linear Replacement Lamp | T8 Four-Foot | Replacement Lamps (plug and play) (UL Type A) |  | standard | TRUE |  | 1811 | 120.9 | 14.98 | 13.54 | 0.9588 | 3073 | 82.6 | 5 | 50000 | December, 13 2017 00:00:00 | Not Dimmable | Not Dimmable | No |  | UUUBGL | [15 empty] | 81.3 |  | 1.26 | 1.32 | [6 empty] | 5 | 1700 | 113.33 | 15 | 20 | 0.9 | 3000 | 80 |  |  |  | FALSE | FALSE | FALSE | [8 empty] | March, 30 2020 00:00:00 | FALSE | FALSE | FALSE | [6 empty] | AC | [7 empty] | FALSE
PLEVPSC6WI6Q | Lunera Lighting | Lunera | HN-T8-D-48-11W-840-IS | Linear Replacement Lamp | T8 Four-Foot | Replacement Lamps (plug and play) (UL Type A) |  | standard | FALSE | [10 empty] | December, 13 2017 00:00:00 | Not Dimmable | Not Dimmable | No |  | UUUBGL | [25 empty] | 5 | 1800 | 120 | 15 | 20 | 0.9 | 4000 | 80 |  |  |  | FALSE | FALSE | FALSE | [8 empty] | March, 30 2020 00:00:00 | FALSE | FALSE | FALSE | [6 empty] | AC | [7 empty] | FALSE
PL2IASO8JOYI | Lunera Lighting | Lunera | HN-T8-D-48-11W-850-IS | Linear Replacement Lamp | T8 Four-Foot | Replacement Lamps (plug and play) (UL Type A) |  | standard | FALSE | [10 empty] | December, 13 2017 00:00:00 | Not Dimmable | Not Dimmable | No |  | UUUBGL | [25 empty] | 5 | 1800 | 120 | 15 | 20 | 0.9 | 5000 | 80 |  |  |  | FALSE | FALSE | FALSE | [8 empty] | March, 30 2020 00:00:00 | FALSE | FALSE | FALSE | [6 empty] | AC | [7 empty] | FALSE
PLV6YG04W6N3 | Lunera Lighting | Lunera | HN-T8-D-48-15W-840-IS | Linear Replacement Lamp | T8 Four-Foot | Replacement Lamps (plug and play) (UL Type A) |  | standard | FALSE | [10 empty] | December, 13 2017 00:00:00 | Not Dimmable | Not Dimmable | No |  | UUUBGM | [25 empty] | 5 | 2200 | 122.22 | 18 | 20 | 0.9 | 4000 | 80 |  |  |  | FALSE | FALSE | FALSE | [8 empty] | March, 30 2020 00:00:00 | FALSE | FALSE | FALSE | [6 empty] | AC | [7 empty] | FALSE
PLSOZBPKGQ7V | wei's international trading corp | weis-led | WT4F18W45KF | Linear Replacement Lamp | T8 Four-Foot | Dual Mode Internal Driver (UL Type A and Type B) |  | standard | FALSE | [10 empty] | December, 12 2017 00:00:00 | Not Dimmable | Not Dimmable | No |  | JJJLNV | [25 empty] | 5 | 2561 | 139.03 | 18.42 | 20.48 | 0.9045 | 4500 | 81.8 |  |  |  | FALSE | FALSE | FALSE | [8 empty] | March, 30 2020 00:00:00 | FALSE | FALSE | FALSE | [6 empty] | AC | [7 empty] | FALSE
PRKWWK6A | HK Syhdee LIGHTING Co., LIMITED. | SYHDEE | SYHU-T8LABUL1212M-50-B | Linear Replacement Lamp | T8 Four-Foot | Dual Mode Internal Driver (UL Type A and Type B) |  | standard | FALSE | [10 empty] | December, 12 2017 00:00:00 | Not Dimmable | Not Dimmable | No |  | BBBDYH | [25 empty] | 5 | 1680 | 129.2 | 13 | 15 | 0.9 | 4835 | 80 |  |  |  | FALSE | FALSE | FALSE | [8 empty] | March, 30 2020 00:00:00 | FALSE | FALSE | FALSE | [6 empty] | AC | [7 empty] | FALSE
PLNLUW1T | HK Syhdee LIGHTING Co., LIMITED. | SYHDEE | SYHU-T8GA1212M-50-C | Linear Replacement Lamp | T8 Four-Foot | Replacement Lamps (plug and play) (UL Type A) |  | standard | FALSE | [10 empty] | December, 12 2017 00:00:00 | Not Dimmable | Not Dimmable | No |  | BBBDYK | [25 empty] | 5 | 1680 | 129.2 | 13 | 15 | 0.9 | 4807 | 80 |  |  |  | FALSE | FALSE | FALSE | [8 empty] | March, 30 2020 00:00:00 | FALSE | FALSE | FALSE | [6 empty] | AC | [7 empty] | FALSE
P605X495 | HK Syhdee LIGHTING Co., LIMITED. | SYHDEE | SYHU-T8LABUL1212M-45-B | Linear Replacement Lamp | T8 Four-Foot | Dual Mode Internal Driver (UL Type A and Type B) |  | standard | FALSE | [10 empty] | December, 12 2017 00:00:00 | Not Dimmable | Not Dimmable | No |  | BBBDYH | [25 empty] | 5 | 1650 | 126.9 | 13 | 15 | 0.9 | 4500 | 80 |  |  |  | FALSE | FALSE | FALSE | [8 empty] | March, 30 2020 00:00:00 | FALSE | FALSE | FALSE | [6 empty] | AC | [7 empty] | FALSE
PZKOIOOY | HK Syhdee LIGHTING Co., LIMITED. | SYHDEE | SYHU-T8LABUL1212M-30-B | Linear Replacement Lamp | T8 Four-Foot | Dual Mode Internal Driver (UL Type A and Type B) |  | standard | TRUE |  | 1649.38 | 115.1 | 14.33 | 14.5 | 0.939 | 2906 | 83.4 | 5 | 50000 | December, 12 2017 00:00:00 | Not Dimmable | Not Dimmable | No |  | BBBDYH | [15 empty] | 78.7 |  | 1.12 | 1.24 | [6 empty] | 5 | 1650 | 126.9 | 13 | 15 | 0.9 | 2906 | 80 |  |  |  | FALSE | FALSE | FALSE | [8 empty] | March, 30 2020 00:00:00 | FALSE | FALSE | FALSE | [6 empty] | AC | [7 empty] | FALSE
PG9UHCGG | HK Syhdee LIGHTING Co., LIMITED. | SYHDEE | SYHU-T8GA1212M-35-C | Linear Replacement Lamp | T8 Four-Foot | Replacement Lamps (plug and play) (UL Type A) |  | standard | FALSE | [10 empty] | December, 12 2017 00:00:00 | Not Dimmable | Not Dimmable | No |  | BBBDYK | [25 empty] | 5 | 1650 | 126.9 | 13 | 15 | 0.9 | 3500 | 80 |  |  |  | FALSE | FALSE | FALSE | [8 empty] | March, 30 2020 00:00:00 | FALSE | FALSE | FALSE | [6 empty] | AC | [7 empty] | FALSE
PSYDB0WK | HK Syhdee LIGHTING Co., LIMITED. | SYHDEE | SYHU-T8LABUL1212M-35-B | Linear Replacement Lamp | T8 Four-Foot | Dual Mode Internal Driver (UL Type A and Type B) |  | standard | FALSE | [10 empty] | December, 12 2017 00:00:00 | Not Dimmable | Not Dimmable | No |  | BBBDYH | [25 empty] | 5 | 1650 | 126.9 | 13 | 15 | 0.9 | 3500 | 80 |  |  |  | FALSE | FALSE | FALSE | [8 empty] | March, 30 2020 00:00:00 | FALSE | FALSE | FALSE | [6 empty] | AC | [7 empty] | FALSE
PZU4PY7L | HK Syhdee LIGHTING Co., LIMITED. | SYHDEE | SYHU-T8GABUL1212M-35-C | Linear Replacement Lamp | T8 Four-Foot | Dual Mode Internal Driver (UL Type A and Type B) |  | standard | FALSE | [10 empty] | December, 12 2017 00:00:00 | Not Dimmable | Not Dimmable | No |  | BBBDYJ | [25 empty] | 5 | 1650 | 126.9 | 13 | 15 | 0.9 | 3500 | 80 |  |  |  | FALSE | FALSE | FALSE | [8 empty] | March, 30 2020 00:00:00 | FALSE | FALSE | FALSE | [6 empty] | AC | [7 empty] | FALSE
PONBJY6C | HK Syhdee LIGHTING Co., LIMITED. | SYHDEE | SYHU-T8GABUL1212M-40-C | Linear Replacement Lamp | T8 Four-Foot | Dual Mode Internal Driver (UL Type A and Type B) |  | standard | FALSE | [10 empty] | December, 12 2017 00:00:00 | Not Dimmable | Not Dimmable | No |  | BBBDYJ | [25 empty] | 5 | 1650 | 126.9 | 13 | 15 | 0.9 | 4000 | 80 |  |  |  | FALSE | FALSE | FALSE | [8 empty] | March, 30 2020 00:00:00 | FALSE | FALSE | FALSE | [6 empty] | AC | [7 empty] | FALSE
PXRJ03CQ | HK Syhdee LIGHTING Co., LIMITED. | SYHDEE | SYHU-T8GA1212M-30-C | Linear Replacement Lamp | T8 Four-Foot | Replacement Lamps (plug and play) (UL Type A) |  | standard | TRUE |  | 1641.65 | 116.1 | 14.14 | 13.6 | 0.924 | 2935 | 82 | 5 | 50000 | December, 12 2017 00:00:00 | Not Dimmable | Not Dimmable | No |  | BBBDYK | [15 empty] | 77.7 |  | 1.2 | 1.26 | [6 empty] | 5 | 1650 | 126.9 | 13 | 15 | 0.9 | 2935 | 80 |  |  |  | FALSE | FALSE | FALSE | [8 empty] | March, 30 2020 00:00:00 | FALSE | FALSE | FALSE | [6 empty] | AC | [7 empty] | FALSE
PUJ44UV1 | HK Syhdee LIGHTING Co., LIMITED. | SYHDEE | SYHU-T8LABUL1212M-40-B | Linear Replacement Lamp | T8 Four-Foot | Dual Mode Internal Driver (UL Type A and Type B) |  | standard | FALSE | [10 empty] | December, 12 2017 00:00:00 | Not Dimmable | Not Dimmable | No |  | BBBDYH | [25 empty] | 5 | 1650 | 126.9 | 13 | 15 | 0.9 | 4000 | 80 |  |  |  | FALSE | FALSE | FALSE | [8 empty] | March, 30 2020 00:00:00 | FALSE | FALSE | FALSE | [6 empty] | AC | [7 empty] | FALSE
PP9FRQLG | HK Syhdee LIGHTING Co., LIMITED. | SYHDEE | SYHU-T8GABUL1212M-45-C | Linear Replacement Lamp | T8 Four-Foot | Dual Mode Internal Driver (UL Type A and Type B) |  | standard | FALSE | [10 empty] | December, 12 2017 00:00:00 | Not Dimmable | Not Dimmable | No |  | BBBDYJ | [25 empty] | 5 | 1650 | 126.9 | 13 | 15 | 0.9 | 4500 | 80 |  |  |  | FALSE | FALSE | FALSE | [8 empty] | March, 30 2020 00:00:00 | FALSE | FALSE | FALSE | [6 empty] | AC | [7 empty] | FALSE
PZZ2OGN9 | HK Syhdee LIGHTING Co., LIMITED. | SYHDEE | SYHU-T8GABUL1212M-50-C | Linear Replacement Lamp | T8 Four-Foot | Dual Mode Internal Driver (UL Type A and Type B) |  | standard | FALSE | [10 empty] | December, 12 2017 00:00:00 | Not Dimmable | Not Dimmable | No |  | BBBDYJ | [25 empty] | 5 | 1680 | 129.2 | 13 | 15 | 0.9 | 4877 | 80 |  |  |  | FALSE | FALSE | FALSE | [8 empty] | March, 30 2020 00:00:00 | FALSE | FALSE | FALSE | [6 empty] | AC | [7 empty] | FALSE
PDR81EUU | HK Syhdee LIGHTING Co., LIMITED. | SYHDEE | SYHU-T8GA1212M-40-C | Linear Replacement Lamp | T8 Four-Foot | Replacement Lamps (plug and play) (UL Type A) |  | standard | FALSE | [10 empty] | December, 12 2017 00:00:00 | Not Dimmable | Not Dimmable | No |  | BBBDYK | [25 empty] | 5 | 1650 | 126.9 | 13 | 15 | 0.9 | 4000 | 80 |  |  |  | FALSE | FALSE | FALSE | [8 empty] | March, 30 2020 00:00:00 | FALSE | FALSE | FALSE | [6 empty] | AC | [7 empty] | FALSE
P2AKKCDF | HK Syhdee LIGHTING Co., LIMITED. | SYHDEE | SYHU-T8GA1212M-45-C | Linear Replacement Lamp | T8 Four-Foot | Replacement Lamps (plug and play) (UL Type A) |  | standard | FALSE | [10 empty] | December, 12 2017 00:00:00 | Not Dimmable | Not Dimmable | No |  | BBBDYK | [25 empty] | 5 | 1650 | 126.9 | 13 | 15 | 0.9 | 4500 | 80 |  |  |  | FALSE | FALSE | FALSE | [8 empty] | March, 30 2020 00:00:00 | FALSE | FALSE | FALSE | [6 empty] | AC | [7 empty] | FALSE
PLR0SQFMYK7R | wei's international trading corp | weis-led | WT4F18W35KF | Linear Replacement Lamp | T8 Four-Foot | Dual Mode Internal Driver (UL Type A and Type B) |  | standard | FALSE | [10 empty] | December, 12 2017 00:00:00 | Not Dimmable | Not Dimmable | No |  | JJJLNV | [25 empty] | 5 | 2522 | 136.92 | 18.42 | 20.48 | 0.9045 | 3500 | 81.8 |  |  |  | FALSE | FALSE | FALSE | [8 empty] | March, 30 2020 00:00:00 | FALSE | FALSE | FALSE | [6 empty] | AC | [7 empty] | FALSE
PXTTWMAJ | HK Syhdee LIGHTING Co., LIMITED. | SYHDEE | SYHU-T8GABUL1212M-30-C | Linear Replacement Lamp | T8 Four-Foot | Dual Mode Internal Driver (UL Type A and Type B) |  | standard | TRUE |  | 1635.85 | 116.1 | 14.09 | 13.9 | 0.932 | 2891 | 82.6 | 5 | 50000 | December, 12 2017 00:00:00 | Not Dimmable | Not Dimmable | No |  | BBBDYJ | [15 empty] | 77.7 |  | 1.22 | 1.26 | [6 empty] | 5 | 1650 | 126.9 | 13 | 15 | 0.9 | 2891 | 80 |  |  |  | FALSE | FALSE | FALSE | [8 empty] | March, 30 2020 00:00:00 | FALSE | FALSE | FALSE | [6 empty] | AC | [7 empty] | FALSE
PDYXH0NZ | IKIO LED LIGHTING | IKIO | IK-T804-EX0022-DN-40C-J | Linear Replacement Lamp | T8 Four-Foot | Replacement Lamps (plug and play) (UL Type A) |  | standard | FALSE | [10 empty] | December, 11 2017 00:00:00 | Not Dimmable | Not Dimmable | No |  | KKLAGQ | [25 empty] | 5 | 1520 | 123.68 | 12.29 | 20 | 0.9 | 4000 | 82 |  |  |  | FALSE | FALSE | FALSE | [8 empty] | March, 30 2020 00:00:00 | FALSE | FALSE | FALSE | [6 empty] | AC | [7 empty] | FALSE
PLVUMMS3E4LU | P.Q.L. Inc. | Superior Life | 90418 | Linear Replacement Lamp | T8 Four-Foot | Dual Mode Internal Driver (UL Type A and Type B) |  | standard | FALSE | [10 empty] | December, 11 2017 00:00:00 | Dimmable | Continuous Below 10 | NO |  | CCCFDA | [25 empty] | 5 | 2100 | 120 | 17.5 | 12.61 | 0.96 | 4000 | 83 |  |  |  | FALSE | FALSE | FALSE | [8 empty] | March, 30 2020 00:00:00 | FALSE | FALSE | FALSE | [6 empty] | AC | [7 empty] | FALSE
P9X43CKD | IKIO LED LIGHTING | IKIO | IK-T804-EX0022-DN-30C-J | Linear Replacement Lamp | T8 Four-Foot | Replacement Lamps (plug and play) (UL Type A) |  | standard | TRUE |  | 1520 | 123.68 | 12.29 | 21.22 | 0.8985 | 2987 | 81.2 | 5 | 50000 | December, 11 2017 00:00:00 | Not Dimmable | Not Dimmable | No |  | KKLAGQ | [15 empty] | 90.6 |  | 1.35 | 1.17 | [6 empty] | 5 | 1520 | 123.68 | 12.29 | 20 | 0.9 | 3000 | 82 |  |  |  | FALSE | FALSE | FALSE | [8 empty] | March, 30 2020 00:00:00 | FALSE | FALSE | FALSE | [6 empty] | AC | [7 empty] | FALSE
P2RJXEZ7 | JIAXING SUPER LIGHTING ELECTRIC APPLIANCE CO.,LTD | Super | T8L-IDDM13-1800-4ft-EBA-B1 | Linear Replacement Lamp | T8 Four-Foot | Replacement Lamps (plug and play) (UL Type A) |  | standard | FALSE | [10 empty] | December, 11 2017 00:00:00 | Dimmable | Continuous Below 10 | NO |  | XXXBUK | [25 empty] | 5 | 1800 | 120 | 15 | 20 | 0.9 | 5000 | 82 |  |  |  | FALSE | FALSE | FALSE | [8 empty] | March, 30 2020 00:00:00 | FALSE | FALSE | FALSE | [6 empty] | AC | [7 empty] | FALSE
PL8IAUY1 | JIAXING SUPER LIGHTING ELECTRIC APPLIANCE CO.,LTD | Super | T8L-IDDM13-2200-4ft-DBA-B1 | Linear Replacement Lamp | T8 Four-Foot | Replacement Lamps (plug and play) (UL Type A) |  | standard | FALSE | [10 empty] | December, 11 2017 00:00:00 | Dimmable | Continuous Below 10 | No |  | XXXBUL | [25 empty] | 5 | 2200 | 122.2 | 18 | 20 | 0.9 | 4500 | 82 |  |  |  | FALSE | FALSE | FALSE | [8 empty] | March, 30 2020 00:00:00 | FALSE | FALSE | FALSE | [6 empty] | AC | [7 empty] | FALSE
PMSUEG0N | JIAXING SUPER LIGHTING ELECTRIC APPLIANCE CO.,LTD | Super | T8L-IDDM13-2200-4ft-EBA-B1 | Linear Replacement Lamp | T8 Four-Foot | Replacement Lamps (plug and play) (UL Type A) |  | standard | FALSE | [10 empty] | December, 11 2017 00:00:00 | Dimmable | Continuous Below 10 | No |  | XXXBUL | [25 empty] | 5 | 2200 | 122.2 | 18 | 20 | 0.9 | 5000 | 82 |  |  |  | FALSE | FALSE | FALSE | [8 empty] | March, 30 2020 00:00:00 | FALSE | FALSE | FALSE | [6 empty] | AC | [7 empty] | FALSE
PX9DORQI | JIAXING SUPER LIGHTING ELECTRIC APPLIANCE CO.,LTD | Super | T8L-IDDM13-1800-4ft-BBA-B1 | Linear Replacement Lamp | T8 Four-Foot | Replacement Lamps (plug and play) (UL Type A) |  | standard | FALSE | [10 empty] | December, 11 2017 00:00:00 | Dimmable | Continuous Below 10 | No |  | XXXBUK | [25 empty] | 4.4 | 1700 | 113.3 | 15 | 20 | 0.9 | 3500 | 82 |  |  |  | FALSE | FALSE | FALSE | [8 empty] | November, 02 2018 00:00:00 | FALSE | FALSE | FALSE | [6 empty] | AC | [7 empty] | FALSE
P4P339JG | JIAXING SUPER LIGHTING ELECTRIC APPLIANCE CO.,LTD | Super | T8L-IDDM13-1800-4ft-ABA-B1 | Linear Replacement Lamp | T8 Four-Foot | Replacement Lamps (plug and play) (UL Type A) |  | standard | TRUE |  | 1719 | 116.1 | 14.81 | 13.16 | 0.9592 | 3085 | 82.4 | 5 | 50000 | December, 11 2017 00:00:00 | Dimmable | Continuous Below 10 | No |  | XXXBUK | [15 empty] | 81 |  | 1.26 | 1.3 | [6 empty] | 5 | 1700 | 113.3 | 15 | 20 | 0.9 | 3000 | 82 |  |  |  | FALSE | FALSE | FALSE | [8 empty] | March, 30 2020 00:00:00 | FALSE | FALSE | FALSE | [6 empty] | AC | [7 empty] | FALSE
PLX5P3ZB3B6T | P.Q.L. Inc. | Superior Life | 90417 | Linear Replacement Lamp | T8 Four-Foot | Dual Mode Internal Driver (UL Type A and Type B) |  | standard | FALSE | [10 empty] | December, 11 2017 00:00:00 | Dimmable | Continuous Below 10 | FALSE |  | CCCFDA | [25 empty] | 4.4 | 2000 | 114 | 17.5 | 12.61 | 0.96 | 3500 | 83 |  |  |  | FALSE | FALSE | FALSE | [8 empty] | November, 02 2018 00:00:00 | FALSE | FALSE | FALSE | [6 empty] | AC | [7 empty] | FALSE
PLQLQESK1TDK | P.Q.L. Inc. | Superior Life | 90416 | Linear Replacement Lamp | T8 Four-Foot | Dual Mode Internal Driver (UL Type A and Type B) |  | standard | TRUE |  | 2067 | 132.8 | 15.57 | 12.61 | 0.9617 | 2942 | 81.1 | 5 | 50000 | December, 11 2017 00:00:00 | Dimmable | Continuous Below 10 | NO |  | CCCFDA | [15 empty] | 82.2 |  | 1.22 | 1.22 | [6 empty] | 5 | 2000 | 114 | 17.5 | 12.61 | 0.96 | 3000 | 83 |  |  |  | FALSE | FALSE | FALSE | [8 empty] | March, 30 2020 00:00:00 | FALSE | FALSE | FALSE | [6 empty] | AC | [7 empty] | FALSE
PJJ5BZQA | IKIO LED LIGHTING | IKIO | IK-T804-NANO-0012-DN-30A-J | Linear Replacement Lamp | T8 Four-Foot | Replacement Lamps (plug and play) (UL Type A) |  | standard | TRUE |  | 1888 | 117.2 | 16.11 | 7 | 0.9638 | 2993 | 81.7 | 5 | 50000 | December, 11 2017 00:00:00 | Not Dimmable | Not Dimmable | No |  | KKLAGS | [15 empty] | 90.2 |  | 1.32 | 1.17 | [6 empty] | 5 | 1888 | 117.2 | 16.11 | 20 | 0.9 | 3000 | 82 |  |  |  | FALSE | FALSE | FALSE | [8 empty] | March, 30 2020 00:00:00 | FALSE | FALSE | FALSE | [6 empty] | AC | [7 empty] | FALSE
PYRWUL5U | IKIO LED LIGHTING | IKIO | IK-T804-NANO-0012-DN-50A-J | Linear Replacement Lamp | T8 Four-Foot | Replacement Lamps (plug and play) (UL Type A) |  | standard | FALSE | [10 empty] | December, 11 2017 00:00:00 | Not Dimmable | Not Dimmable | No |  | KKLAGS | [25 empty] | 5 | 1888 | 117.2 | 16.11 | 20 | 0.9 | 5000 | 82 |  |  |  | FALSE | FALSE | FALSE | [8 empty] | March, 30 2020 00:00:00 | FALSE | FALSE | FALSE | [6 empty] | AC | [7 empty] | FALSE
PSDBMUBK | IKIO LED LIGHTING | IKIO | IK-T804-EX0022-DN-35C-J | Linear Replacement Lamp | T8 Four-Foot | Replacement Lamps (plug and play) (UL Type A) |  | standard | FALSE | [10 empty] | December, 11 2017 00:00:00 | Not Dimmable | Not Dimmable | No |  | KKLAGQ | [25 empty] | 5 | 1520 | 123.68 | 12.29 | 20 | 0.9 | 3500 | 82 |  |  |  | FALSE | FALSE | FALSE | [8 empty] | March, 30 2020 00:00:00 | FALSE | FALSE | FALSE | [6 empty] | AC | [7 empty] | FALSE
P8V4B0NS | JIAXING SUPER LIGHTING ELECTRIC APPLIANCE CO.,LTD | Super | T8L-IDDM13-2200-4ft-BBA-B1 | Linear Replacement Lamp | T8 Four-Foot | Replacement Lamps (plug and play) (UL Type A) |  | standard | FALSE | [10 empty] | December, 11 2017 00:00:00 | Dimmable | Continuous Below 10 | No |  | XXXBUL | [25 empty] | 5 | 2100 | 116.7 | 18 | 20 | 0.9 | 3500 | 82 |  |  |  | FALSE | FALSE | FALSE | [8 empty] | March, 30 2020 00:00:00 | FALSE | FALSE | FALSE | [6 empty] | AC | [7 empty] | FALSE
P1TDRKZ8 | IKIO LED LIGHTING | IKIO | IK-T804-NANO-0012-DN-35A-J | Linear Replacement Lamp | T8 Four-Foot | Replacement Lamps (plug and play) (UL Type A) |  | standard | FALSE | [10 empty] | December, 11 2017 00:00:00 | Not Dimmable | Not Dimmable | No |  | KKLAGS | [25 empty] | 5 | 1888 | 117.2 | 16.11 | 20 | 0.9 | 3500 | 82 |  |  |  | FALSE | FALSE | FALSE | [8 empty] | March, 30 2020 00:00:00 | FALSE | FALSE | FALSE | [6 empty] | AC | [7 empty] | FALSE
PORYNOWD | IKIO LED LIGHTING | IKIO | IK-T804-NANO-0012-DN-40A-J | Linear Replacement Lamp | T8 Four-Foot | Replacement Lamps (plug and play) (UL Type A) |  | standard | FALSE | [10 empty] | December, 11 2017 00:00:00 | Not Dimmable | Not Dimmable | No |  | KKLAGS | [25 empty] | 5 | 1888 | 117.2 | 16.11 | 20 | 0.9 | 4000 | 82 |  |  |  | FALSE | FALSE | FALSE | [8 empty] | March, 30 2020 00:00:00 | FALSE | FALSE | FALSE | [6 empty] | AC | [7 empty] | FALSE
PLOX909KQZTV | P.Q.L. Inc. | Superior Life | 90419 | Linear Replacement Lamp | T8 Four-Foot | Dual Mode Internal Driver (UL Type A and Type B) |  | standard | FALSE | [10 empty] | December, 11 2017 00:00:00 | Dimmable | Continuous Below 10 | NO |  | CCCFDA | [25 empty] | 5 | 2200 | 126 | 17.5 | 12.51 | 0.96 | 5000 | 83 |  |  |  | FALSE | FALSE | FALSE | [8 empty] | March, 30 2020 00:00:00 | FALSE | FALSE | FALSE | [6 empty] | AC | [7 empty] | FALSE
PZA87AZ9 | JIAXING SUPER LIGHTING ELECTRIC APPLIANCE CO.,LTD | Super | T8L-IDDM13-1800-4ft-CBA-B1 | Linear Replacement Lamp | T8 Four-Foot | Replacement Lamps (plug and play) (UL Type A) |  | standard | FALSE | [10 empty] | December, 11 2017 00:00:00 | Dimmable | Continuous Below 10 | No |  | XXXBUK | [25 empty] | 5 | 1800 | 120 | 15 | 20 | 0.9 | 4000 | 82 |  |  |  | FALSE | FALSE | FALSE | [8 empty] | March, 30 2020 00:00:00 | FALSE | FALSE | FALSE | [6 empty] | AC | [7 empty] | FALSE
PCMOAJO0 | IKIO LED LIGHTING | IKIO | IK-T804-EX0022-DN-50C-J | Linear Replacement Lamp | T8 Four-Foot | Replacement Lamps (plug and play) (UL Type A) |  | standard | FALSE | [10 empty] | December, 11 2017 00:00:00 | Not Dimmable | Not Dimmable | No |  | KKLAGQ | [25 empty] | 5 | 1520 | 123.68 | 12.29 | 20 | 0.9 | 5000 | 82 |  |  |  | FALSE | FALSE | FALSE | [8 empty] | March, 30 2020 00:00:00 | FALSE | FALSE | FALSE | [6 empty] | AC | [7 empty] | FALSE
PJRWAU05 | JIAXING SUPER LIGHTING ELECTRIC APPLIANCE CO.,LTD | Super | T8L-IDDM13-2200-4ft-CBA-B1 | Linear Replacement Lamp | T8 Four-Foot | Replacement Lamps (plug and play) (UL Type A) |  | standard | FALSE | [10 empty] | December, 11 2017 00:00:00 | Dimmable | Continuous Below 10 | No |  | XXXBUL | [25 empty] | 5 | 2200 | 122.2 | 18 | 20 | 0.9 | 4000 | 82 |  |  |  | FALSE | FALSE | FALSE | [8 empty] | March, 30 2020 00:00:00 | FALSE | FALSE | FALSE | [6 empty] | AC | [7 empty] | FALSE
PZCSTEF9 | JIAXING SUPER LIGHTING ELECTRIC APPLIANCE CO.,LTD | Super | T8L-IDDM13-2200-4ft-ABA-B1 | Linear Replacement Lamp | T8 Four-Foot | Replacement Lamps (plug and play) (UL Type A) |  | standard | TRUE |  | 2066 | 119.7 | 17.26 | 10.42 | 0.9684 | 3081 | 82.4 | 5 | 50000 | December, 11 2017 00:00:00 | Dimmable | Continuous Below 10 | No |  | XXXBUL | [15 empty] | 81.1 |  | 1.26 | 1.34 | [6 empty] | 5 | 2100 | 116.7 | 18 | 20 | 0.9 | 3000 | 82 |  |  |  | FALSE | FALSE | FALSE | [8 empty] | March, 30 2020 00:00:00 | FALSE | FALSE | FALSE | [6 empty] | AC | [7 empty] | FALSE
P7QGP6V5 | JIAXING SUPER LIGHTING ELECTRIC APPLIANCE CO.,LTD | Super | T8L-IDDM13-1800-4ft-DBA-B1 | Linear Replacement Lamp | T8 Four-Foot | Replacement Lamps (plug and play) (UL Type A) |  | standard | FALSE | [10 empty] | December, 11 2017 00:00:00 | Dimmable | Continuous Below 10 | No |  | XXXBUK | [25 empty] | 5 | 1800 | 120 | 15 | 20 | 0.9 | 4500 | 82 |  |  |  | FALSE | FALSE | FALSE | [8 empty] | March, 30 2020 00:00:00 | FALSE | FALSE | FALSE | [6 empty] | AC | [7 empty] | FALSE
PLZAHF4ZSNRJ | 7LEDS | 7LEDS | 7L-4FT18W-4000K | Linear Replacement Lamp | T8 Four-Foot | Replacement Lamps (plug and play) (UL Type A) |  | standard | TRUE |  | 2344.3 | 125.03 | 18.75 | 7 | 0.983 | 4107 | 84.9 | 5 | 50000 | December, 08 2017 00:00:00 | Not Dimmable | Not Dimmable | No |  | IIILKQ | [15 empty] | 84.4 |  | 1.32 | 1.24 | [6 empty] | 5 | 2200 | 122.22 | 18 | 7 | 0.98 | 4000 | 80 |  |  |  | FALSE | FALSE | FALSE | [8 empty] | March, 30 2020 00:00:00 | FALSE | FALSE | FALSE | [6 empty] | AC | [7 empty] | FALSE
PT0HLP74 | ePower Manufacturing, LLC | ePower | EPM-T8LED-4-12-35-F-BC | Linear Replacement Lamp | T8 Four-Foot | Replacement Lamps (plug and play) (UL Type A) |  | standard | FALSE | [10 empty] | December, 08 2017 00:00:00 | Not Dimmable | Not Dimmable | No |  | HAHIED | [25 empty] | 5 | 1700 | 117 | 14.5 | 20 | 0.9 | 3500 | 80 |  |  |  | FALSE | FALSE | FALSE | [8 empty] | March, 30 2020 00:00:00 | FALSE | FALSE | FALSE | [6 empty] | AC | [7 empty] | FALSE
PG38NIM1 | ePower Manufacturing, LLC | ePower | EPM-T8LED-4-15-40-F-BC | Linear Replacement Lamp | T8 Four-Foot | Replacement Lamps (plug and play) (UL Type A) |  | standard | FALSE | [10 empty] | December, 08 2017 00:00:00 | Not Dimmable | Not Dimmable | No |  | HAHIEE | [25 empty] | 5 | 2200 | 122 | 18 | 20 | 0.9 | 4000 | 80 |  |  |  | FALSE | FALSE | FALSE | [8 empty] | March, 30 2020 00:00:00 | FALSE | FALSE | FALSE | [6 empty] | AC | [7 empty] | FALSE
P4Y3Z0H3 | ePower Manufacturing, LLC | ePower | EPM-T8LED-4-15-50-F-BC | Linear Replacement Lamp | T8 Four-Foot | Replacement Lamps (plug and play) (UL Type A) |  | standard | FALSE | [10 empty] | December, 08 2017 00:00:00 | Not Dimmable | Not Dimmable | No |  | HAHIEE | [25 empty] | 5 | 2200 | 122 | 18 | 20 | 0.9 | 5000 | 80 |  |  |  | FALSE | FALSE | FALSE | [8 empty] | March, 30 2020 00:00:00 | FALSE | FALSE | FALSE | [6 empty] | AC | [7 empty] | FALSE
P8XMADD2 | ePower Manufacturing, LLC | ePower | EPM-T8LED-4-12-40-F-BC | Linear Replacement Lamp | T8 Four-Foot | Replacement Lamps (plug and play) (UL Type A) |  | standard | FALSE | [10 empty] | December, 08 2017 00:00:00 | Not Dimmable | Not Dimmable | No |  | HAHIED | [25 empty] | 5 | 1800 | 124 | 14.5 | 20 | 0.9 | 4000 | 80 |  |  |  | FALSE | FALSE | FALSE | [8 empty] | March, 30 2020 00:00:00 | FALSE | FALSE | FALSE | [6 empty] | AC | [7 empty] | FALSE
PJFY91R0 | ePower Manufacturing, LLC | ePower | EPM-T8LED-4-15-30-F-BC | Linear Replacement Lamp | T8 Four-Foot | Replacement Lamps (plug and play) (UL Type A) |  | standard | TRUE |  | 2180 | 123.2 | 17.7 | 12.32 | 0.9653 | 3036 | 83.1 | 5 | 50000 | December, 08 2017 00:00:00 | Not Dimmable | Not Dimmable | No |  | HAHIEE | [15 empty] | 81.8 |  | 1.26 | 1.3 | [6 empty] | 5 | 2100 | 117 | 18 | 20 | 0.9 | 3000 | 80 |  |  |  | FALSE | FALSE | FALSE | [8 empty] | March, 30 2020 00:00:00 | FALSE | FALSE | FALSE | [6 empty] | AC | [7 empty] | FALSE
PL7P6N2HSPIK | IRTRONIX INC DBA EURI LIGHTING | Euri Lighting | ET8-1131 | Linear Replacement Lamp | T8 Four-Foot | Replacement Lamps (plug and play) (UL Type A) |  | standard | TRUE |  | 2261 | 131.14 | 17.25 | 8.13 | 0.971 | 3305 | 82.3 | 5 | 50000 | December, 08 2017 00:00:00 | Not Dimmable | Not Dimmable | No |  | ZAZZOX | [15 empty] | 85.1 |  | 1.36 | 1.2 | [6 empty] | 5 | 2262 | 131.14 | 17.25 | 8.13 | 0.97 | 3500 | 82 |  |  |  | FALSE | FALSE | FALSE | [8 empty] | March, 30 2020 00:00:00 | FALSE | FALSE | FALSE | [6 empty] | AC | [7 empty] | FALSE
PHI08UQP | ePower Manufacturing, LLC | ePower | EPM-T8LED-4-12-30-F-BC | Linear Replacement Lamp | T8 Four-Foot | Replacement Lamps (plug and play) (UL Type A) |  | standard | TRUE |  | 1760 | 124.7 | 14.11 | 14.62 | 0.9544 | 3085 | 83.2 | 5 | 50000 | December, 08 2017 00:00:00 | Not Dimmable | Not Dimmable | No |  | HAHIED | [15 empty] | 81.8 |  | 1.26 | 1.3 | [6 empty] | 5 | 1700 | 117 | 14.5 | 20 | 0.9 | 3000 | 80 |  |  |  | FALSE | FALSE | FALSE | [8 empty] | March, 30 2020 00:00:00 | FALSE | FALSE | FALSE | [6 empty] | AC | [7 empty] | FALSE
PL486K9ZJILX | IRTRONIX INC DBA EURI LIGHTING | Euri Lighting | ET8-1151 | Linear Replacement Lamp | T8 Four-Foot | Replacement Lamps (plug and play) (UL Type A) |  | standard | FALSE | [10 empty] | December, 08 2017 00:00:00 | Not Dimmable | Not Dimmable | No |  | ZAZZOX | [25 empty] | 5 | 2362.5 | 138.44 | 17.06 | 8.13 | 0.97 | 5000 | 82 |  |  |  | FALSE | FALSE | FALSE | [8 empty] | March, 30 2020 00:00:00 | FALSE | FALSE | FALSE | [6 empty] | AC | [7 empty] | FALSE
PLEFTOKBX4XS | IRTRONIX INC DBA EURI LIGHTING | Euri Lighting | ET8-1141 | Linear Replacement Lamp | T8 Four-Foot | Replacement Lamps (plug and play) (UL Type A) |  | standard | FALSE | [10 empty] | December, 08 2017 00:00:00 | Not Dimmable | Not Dimmable | No |  | ZAZZOX | [25 empty] | 5 | 2312 | 135 | 17.25 | 8.13 | 0.97 | 4000 | 82 |  |  |  | FALSE | FALSE | FALSE | [8 empty] | March, 30 2020 00:00:00 | FALSE | FALSE | FALSE | [6 empty] | AC | [7 empty] | FALSE
P0G9YF54 | ePower Manufacturing, LLC | ePower | EPM-T8LED-4-15-35-F-BC | Linear Replacement Lamp | T8 Four-Foot | Replacement Lamps (plug and play) (UL Type A) |  | standard | FALSE | [10 empty] | December, 08 2017 00:00:00 | Not Dimmable | Not Dimmable | No |  | HAHIEE | [25 empty] | 5 | 2100 | 117 | 18 | 20 | 0.9 | 3500 | 80 |  |  |  | FALSE | FALSE | FALSE | [8 empty] | March, 30 2020 00:00:00 | FALSE | FALSE | FALSE | [6 empty] | AC | [7 empty] | FALSE
P5MMGC8I | ePower Manufacturing, LLC | ePower | EPM-T8LED-4-12-50-F-BC | Linear Replacement Lamp | T8 Four-Foot | Replacement Lamps (plug and play) (UL Type A) |  | standard | FALSE | [10 empty] | December, 08 2017 00:00:00 | Not Dimmable | Not Dimmable | No |  | HAHIED | [25 empty] | 5 | 1800 | 124 | 14.5 | 20 | 0.9 | 5000 | 80 |  |  |  | FALSE | FALSE | FALSE | [8 empty] | March, 30 2020 00:00:00 | FALSE | FALSE | FALSE | [6 empty] | AC | [7 empty] | FALSE
PLLX9W2HOR96 | 7LEDS | 7LEDS | 7L-4FT18W-5000K | Linear Replacement Lamp | T8 Four-Foot | Replacement Lamps (plug and play) (UL Type A) |  | standard | FALSE | [10 empty] | December, 08 2017 00:00:00 | Not Dimmable | Not Dimmable | No |  | IIILKQ | [25 empty] | 5 | 2200 | 122.22 | 18 | 7 | 0.98 | 5000 | 80 |  |  |  | FALSE | FALSE | FALSE | [8 empty] | March, 30 2020 00:00:00 | FALSE | FALSE | FALSE | [6 empty] | AC | [7 empty] | FALSE
PDQ5XT2H | SmartRay Inc. | SmartRay | SR5T8A17W50K | Linear Replacement Lamp | T8 Four-Foot | Replacement Lamps (plug and play) (UL Type A) |  | standard | FALSE | [10 empty] | December, 07 2017 00:00:00 | Not Dimmable | Not Dimmable | No |  | SSSCWN | [25 empty] | 5 | 2590 | 152 | 17 | 20 | 0.9 | 5000 | 80 |  |  |  | FALSE | FALSE | FALSE | [8 empty] | March, 30 2020 00:00:00 | FALSE | FALSE | FALSE | [6 empty] | AC | [7 empty] | FALSE
PSUN2MXO | SmartRay Inc. | SmartRay | SR5T8A17W40K | Linear Replacement Lamp | T8 Four-Foot | Replacement Lamps (plug and play) (UL Type A) |  | standard | FALSE | [10 empty] | December, 07 2017 00:00:00 | Not Dimmable | Not Dimmable | No |  | SSSCWN | [25 empty] | 5 | 2590 | 152 | 17 | 20 | 0.9 | 4000 | 80 |  |  |  | FALSE | FALSE | FALSE | [8 empty] | March, 30 2020 00:00:00 | FALSE | FALSE | FALSE | [6 empty] | AC | [7 empty] | FALSE
PBPN07WV | SmartRay Inc. | SmartRay | SR5T8A17W30K | Linear Replacement Lamp | T8 Four-Foot | Replacement Lamps (plug and play) (UL Type A) |  | standard | TRUE |  | 2419 | 134.02 | 18.05 | 8.939 | 0.972 | 3060 | 82.8 | 5 | 50000 | December, 07 2017 00:00:00 | Not Dimmable | Not Dimmable | No |  | SSSCWN | [15 empty] | 84.8 |  | 1.24 | 1.18 | [6 empty] | 5 | 2590 | 152 | 17 | 20 | 0.9 | 3000 | 80 |  |  |  | FALSE | FALSE | FALSE | [8 empty] | March, 30 2020 00:00:00 | FALSE | FALSE | FALSE | [6 empty] | AC | [7 empty] | FALSE
PXW3OO4H | SmartRay Inc. | SmartRay | SR5T8A14W40K | Linear Replacement Lamp | T8 Four-Foot | Replacement Lamps (plug and play) (UL Type A) |  | standard | FALSE | [10 empty] | December, 07 2017 00:00:00 | Not Dimmable | Not Dimmable | No |  | SSSCWM | [25 empty] | 5 | 2150 | 155 | 14 | 20 | 0.9 | 4000 | 80 |  |  |  | FALSE | FALSE | FALSE | [8 empty] | March, 30 2020 00:00:00 | FALSE | FALSE | FALSE | [6 empty] | AC | [7 empty] | FALSE
PAODO1GD | SmartRay Inc. | SmartRay | SR5T8A14W50K | Linear Replacement Lamp | T8 Four-Foot | Replacement Lamps (plug and play) (UL Type A) |  | standard | FALSE | [10 empty] | December, 07 2017 00:00:00 | Not Dimmable | Not Dimmable | No |  | SSSCWM | [25 empty] | 5 | 2150 | 155 | 14 | 20 | 0.9 | 5000 | 80 |  |  |  | FALSE | FALSE | FALSE | [8 empty] | March, 30 2020 00:00:00 | FALSE | FALSE | FALSE | [6 empty] | AC | [7 empty] | FALSE
PVR3OM9C | SmartRay Inc. | SmartRay | SR5T8A14W30K | Linear Replacement Lamp | T8 Four-Foot | Replacement Lamps (plug and play) (UL Type A) |  | standard | TRUE |  | 2071.9 | 131.88 | 15.71 | 6.59 | 0.9781 | 3062 | 82.8 | 5 | 50000 | December, 07 2017 00:00:00 | Not Dimmable | Not Dimmable | No |  | SSSCWM | [15 empty] | 85.1 |  | 1.28 | 1.18 | [6 empty] | 5 | 2150 | 155 | 14 | 20 | 0.9 | 3000 | 80 |  |  |  | FALSE | FALSE | FALSE | [8 empty] | March, 30 2020 00:00:00 | FALSE | FALSE | FALSE | [6 empty] | AC | [7 empty] | FALSE
PLDWDP6UKFQB | Online Stores LLC. | Lumegen | LG-4T8E-18WBC-SM40K | Linear Replacement Lamp | T8 Four-Foot | Replacement Lamps (plug and play) (UL Type A) |  | standard | FALSE | [10 empty] | December, 06 2017 00:00:00 | Not Dimmable | Not Dimmable | NO | De-listed on 9/6/2018, re-listed on 10/1/2018 | ZAZZPG | [25 empty] | 5 | 2299 | 123.84 | 18.57 | 10 | 0.9 | 4000 | 80 |  |  |  | FALSE | FALSE | FALSE | [8 empty] | March, 30 2020 00:00:00 | FALSE | FALSE | FALSE | [6 empty] | AC | [7 empty] | FALSE
PL0POVIBZJHM | Online Stores LLC. | Lumegen | LG-4T8E-18WU-SM35K | Linear Replacement Lamp | T8 Four-Foot | Dual Mode Internal Driver (UL Type A and Type B) |  | standard | FALSE | [10 empty] | December, 06 2017 00:00:00 | Dimmable | Continuous Below 10 | NO | De-listed on 9/6/2018, re-listed on 10/1/2018 | ZAZZPH | [25 empty] | 5 | 2400 | 126 | 19 | 20 | 0.9 | 3500 | 80 |  |  |  | FALSE | FALSE | FALSE | [8 empty] | March, 30 2020 00:00:00 | FALSE | FALSE | FALSE | [6 empty] | AC | [7 empty] | FALSE
PLWN88L1JHWK | Online Stores LLC. | Lumegen | LG-4T8E-12WU-SM40K | Linear Replacement Lamp | T8 Four-Foot | Dual Mode Internal Driver (UL Type A and Type B) |  | standard | FALSE | [10 empty] | December, 06 2017 00:00:00 | Dimmable | Continuous Below 10 | NO | De-listed on 9/6/2018, re-listed on 10/1/2018 | ZAZZPB | [25 empty] | 5 | 1800 | 150 | 12 | 20 | 0.9 | 4000 | 80 |  |  |  | FALSE | FALSE | FALSE | [8 empty] | March, 30 2020 00:00:00 | FALSE | FALSE | FALSE | [6 empty] | AC | [7 empty] | FALSE
PL01LWI7GYXT | Online Stores LLC. | Lumegen | LG-4T8E-18WBC-SM30K | Linear Replacement Lamp | T8 Four-Foot | Replacement Lamps (plug and play) (UL Type A) |  | standard | TRUE |  | 2189 | 120.71 | 18.14 | 7.96 | 0.9064 | 2934 | 81.8 | 5 | 50000 | December, 06 2017 00:00:00 | Not Dimmable | Not Dimmable | NO | De-listed on 9/6/2018, re-listed on 10/1/2018 | ZAZZPG | [15 empty] | 84.3 |  | 1.24 | 1.2 | [6 empty] | 5 | 2189 | 120.67 | 18.14 | 10 | 0.9 | 3000 | 80 |  |  |  | FALSE | FALSE | FALSE | [8 empty] | March, 30 2020 00:00:00 | FALSE | FALSE | FALSE | [6 empty] | AC | [7 empty] | FALSE
PLBZVWE9EPWP | Online Stores LLC. | Lumegen | LG-4T8E-18WU-SM30K | Linear Replacement Lamp | T8 Four-Foot | Dual Mode Internal Driver (UL Type A and Type B) |  | standard | TRUE |  | 2405.6 | 125.87 | 19.11 | 17.3 | 0.945 | 2939 | 82 | 5 | 50000 | December, 06 2017 00:00:00 | Dimmable | Continuous Below 10 | NO | De-listed on 9/6/2018, re-listed on 10/1/2018 | ZAZZPH | [15 empty] | 83.4 |  | 1.28 | 1.36 | [6 empty] | 5 | 2400 | 126 | 19 | 20 | 0.9 | 3000 | 80 |  |  |  | FALSE | FALSE | FALSE | [8 empty] | March, 30 2020 00:00:00 | FALSE | FALSE | FALSE | [6 empty] | AC | [7 empty] | FALSE
PL6F06F2LBU6 | Online Stores LLC. | Lumegen | LG-4T8E-15WBC-SM40K | Linear Replacement Lamp | T8 Four-Foot | Replacement Lamps (plug and play) (UL Type A) |  | standard | FALSE | [10 empty] | December, 06 2017 00:00:00 | Not Dimmable | Not Dimmable | NO | De-listed on 9/6/2018, re-listed on 10/1/2018 | ZAZZPD | [25 empty] | 5 | 1779 | 117 | 15.21 | 10 | 0.9 | 4000 | 80 |  |  |  | FALSE | FALSE | FALSE | [8 empty] | March, 30 2020 00:00:00 | FALSE | FALSE | FALSE | [6 empty] | AC | [7 empty] | FALSE
PLQST6YXTE8J | Online Stores LLC. | Lumegen | LG-4T8E-15WBC-SM45K | Linear Replacement Lamp | T8 Four-Foot | Replacement Lamps (plug and play) (UL Type A) |  | standard | FALSE | [10 empty] | December, 06 2017 00:00:00 | Not Dimmable | Not Dimmable | NO | De-listed on 9/6/2018, re-listed on 10/1/2018 | ZAZZPD | [25 empty] | 5 | 1810 | 118.99 | 15.21 | 10 | 0.9 | 4500 | 80 |  |  |  | FALSE | FALSE | FALSE | [8 empty] | March, 30 2020 00:00:00 | FALSE | FALSE | FALSE | [6 empty] | AC | [7 empty] | FALSE
PLSPPNOOZQHC | Online Stores LLC. | Lumegen | LG-4T8E-15WU-SM35K | Linear Replacement Lamp | T8 Four-Foot | Dual Mode Internal Driver (UL Type A and Type B) |  | standard | FALSE | [10 empty] | December, 06 2017 00:00:00 | Dimmable | Continuous Below 10 | NO | De-listed on 9/6/2018, re-listed on 10/1/2018 | ZAZZPE | [25 empty] | 5 | 2080 | 122 | 17 | 20 | 0.9 | 3500 | 80 |  |  |  | FALSE | FALSE | FALSE | [8 empty] | March, 30 2020 00:00:00 | FALSE | FALSE | FALSE | [6 empty] | AC | [7 empty] | FALSE
P8CUL1TO | Midgard Enterprises LLC | MIDGARD | MDG-T8GABUD1215M-35-A | Linear Replacement Lamp | T8 Four-Foot | Dual Mode Internal Driver (UL Type A and Type B) |  | standard | FALSE | [10 empty] | December, 06 2017 00:00:00 | Dimmable | Continuous Below 10 | No |  | MMMQCH | [25 empty] | 5 | 2080 | 122 | 17 | 20 | 0.9 | 3500 | 80 |  |  |  | FALSE | FALSE | FALSE | [8 empty] | March, 30 2020 00:00:00 | FALSE | FALSE | FALSE | [6 empty] | AC | [7 empty] | FALSE
PLJMAG7363K0 | Midgard Enterprises LLC | MIDGARD | MDG-T8GABUD1215M-50-A | Linear Replacement Lamp | T8 Four-Foot | Dual Mode Internal Driver (UL Type A and Type B) |  | standard | FALSE | [10 empty] | December, 06 2017 00:00:00 | Dimmable | Continuous Below 10 | No |  | MMMQCH | [25 empty] | 5 | 2150 | 126 | 17 | 20 | 0.9 | 5000 | 80 |  |  |  | FALSE | FALSE | FALSE | [8 empty] | March, 30 2020 00:00:00 | FALSE | FALSE | FALSE | [6 empty] | AC | [7 empty] | FALSE
PLLKZ8REVZTE | Midgard Enterprises LLC | MIDGARD | MDG-T8GABUD1218M-50-A | Linear Replacement Lamp | T8 Four-Foot | Dual Mode Internal Driver (UL Type A and Type B) |  | standard | FALSE | [10 empty] | December, 06 2017 00:00:00 | Dimmable | Continuous Below 10 | No |  | MMMQCI | [25 empty] | 5 | 2500 | 131.58 | 19 | 20 | 0.9 | 5000 | 80 |  |  |  | FALSE | FALSE | FALSE | [8 empty] | March, 30 2020 00:00:00 | FALSE | FALSE | FALSE | [6 empty] | AC | [7 empty] | FALSE
PLOUB33OQ83Y | Midgard Enterprises LLC | MIDGARD | MDG-T8GABUD1212M-40-A | Linear Replacement Lamp | T8 Four-Foot | Dual Mode Internal Driver (UL Type A and Type B) |  | standard | FALSE | [10 empty] | December, 06 2017 00:00:00 | Dimmable | Continuous Below 10 | No |  | MMMQCG | [25 empty] | 5 | 1800 | 150 | 12 | 20 | 0.9 | 4000 | 80 |  |  |  | FALSE | FALSE | FALSE | [8 empty] | March, 30 2020 00:00:00 | FALSE | FALSE | FALSE | [6 empty] | AC | [7 empty] | FALSE
PLP5N7OB1CAG | Midgard Enterprises LLC | MIDGARD | MDG-T8GABUD1215M-30-A | Linear Replacement Lamp | T8 Four-Foot | Dual Mode Internal Driver (UL Type A and Type B) |  | standard | TRUE |  | 2087.6 | 122.47 | 17.05 | 18.93 | 0.93 | 2961 | 82.6 | 5 | 50000 | December, 06 2017 00:00:00 | Dimmable | Continuous Below 10 | No |  | MMMQCH | [15 empty] | 83.9 |  | 1.26 | 1.36 | [6 empty] | 5 | 2080 | 122 | 17 | 20 | 0.9 | 3000 | 80 |  |  |  | FALSE | FALSE | FALSE | [8 empty] | March, 30 2020 00:00:00 | FALSE | FALSE | FALSE | [6 empty] | AC | [7 empty] | FALSE
PLLHQZWEUECF | Midgard Enterprises LLC | MIDGARD | MDG-T8GABUD1215M-40-A | Linear Replacement Lamp | T8 Four-Foot | Dual Mode Internal Driver (UL Type A and Type B) |  | standard | FALSE | [10 empty] | December, 06 2017 00:00:00 | Dimmable | Continuous Below 10 | No |  | MMMQCH | [25 empty] | 5 | 2150 | 126 | 17 | 20 | 0.9 | 4000 | 80 |  |  |  | FALSE | FALSE | FALSE | [8 empty] | March, 30 2020 00:00:00 | FALSE | FALSE | FALSE | [6 empty] | AC | [7 empty] | FALSE
PLFMTG1AAN9M | Midgard Enterprises LLC | MIDGARD | MDG-T8GABUD1215M-45-A | Linear Replacement Lamp | T8 Four-Foot | Dual Mode Internal Driver (UL Type A and Type B) |  | standard | FALSE | [10 empty] | December, 06 2017 00:00:00 | Dimmable | Continuous Below 10 | No |  | MMMQCH | [25 empty] | 5 | 2150 | 126 | 17 | 20 | 0.9 | 4500 | 80 |  |  |  | FALSE | FALSE | FALSE | [8 empty] | March, 30 2020 00:00:00 | FALSE | FALSE | FALSE | [6 empty] | AC | [7 empty] | FALSE
PLHKCHMSJ2DC | Midgard Enterprises LLC | MIDGARD | MDG-T8GABUD1218M-40-A | Linear Replacement Lamp | T8 Four-Foot | Dual Mode Internal Driver (UL Type A and Type B) |  | standard | FALSE | [10 empty] | December, 06 2017 00:00:00 | Dimmable | Continuous Below 10 | No |  | MMMQCI | [25 empty] | 5 | 2500 | 131.58 | 19 | 20 | 0.9 | 4000 | 80 |  |  |  | FALSE | FALSE | FALSE | [8 empty] | March, 30 2020 00:00:00 | FALSE | FALSE | FALSE | [6 empty] | AC | [7 empty] | FALSE
PLNMWLCYKR9R | Online Stores LLC. | Lumegen | LG-4T8E-15WU-SM40K | Linear Replacement Lamp | T8 Four-Foot | Dual Mode Internal Driver (UL Type A and Type B) |  | standard | FALSE | [10 empty] | December, 06 2017 00:00:00 | Dimmable | Continuous Below 10 | NO | De-listed on 9/6/2018, re-listed on 10/1/2018 | ZAZZPE | [25 empty] | 5 | 2150 | 126 | 17 | 20 | 0.9 | 4000 | 80 |  |  |  | FALSE | FALSE | FALSE | [8 empty] | March, 30 2020 00:00:00 | FALSE | FALSE | FALSE | [6 empty] | AC | [7 empty] | FALSE
PLI66J545NRK | Online Stores LLC. | Lumegen | LG-4T8E-15WU-SM50K | Linear Replacement Lamp | T8 Four-Foot | Dual Mode Internal Driver (UL Type A and Type B) |  | standard | FALSE | [10 empty] | December, 06 2017 00:00:00 | Dimmable | Continuous Below 10 | NO | De-listed on 9/6/2018, re-listed on 10/1/2018 | ZAZZPE | [25 empty] | 5 | 2150 | 126 | 17 | 20 | 0.9 | 5000 | 80 |  |  |  | FALSE | FALSE | FALSE | [8 empty] | March, 30 2020 00:00:00 | FALSE | FALSE | FALSE | [6 empty] | AC | [7 empty] | FALSE
PLK5Q408V30M | Online Stores LLC. | Lumegen | LG-4T8E-18WU-SM45K | Linear Replacement Lamp | T8 Four-Foot | Dual Mode Internal Driver (UL Type A and Type B) |  | standard | FALSE | [10 empty] | December, 06 2017 00:00:00 | Dimmable | Continuous Below 10 | NO | De-listed on 9/6/2018, re-listed on 10/1/2018 | ZAZZPH | [25 empty] | 5 | 2500 | 131.58 | 19 | 20 | 0.9 | 4500 | 80 |  |  |  | FALSE | FALSE | FALSE | [8 empty] | March, 30 2020 00:00:00 | FALSE | FALSE | FALSE | [6 empty] | AC | [7 empty] | FALSE
PLA8P28K9878 | Online Stores LLC. | Lumegen | LG-4T8E-12WBC-SM35K | Linear Replacement Lamp | T8 Four-Foot | Replacement Lamps (plug and play) (UL Type A) |  | standard | FALSE | [10 empty] | December, 06 2017 00:00:00 | Not Dimmable | Not Dimmable | NO | De-listed on 9/6/2018, re-listed on 10/1/2018 | ZAZZPA | [25 empty] | 5 | 1740 | 145 | 12 | 15 | 0.9 | 3500 | 80 |  |  | 4 | FALSE | FALSE | FALSE | [8 empty] | March, 30 2020 00:00:00 | FALSE | FALSE | FALSE | [6 empty] | AC | [7 empty] | FALSE
PL739Y9ACDEF | Online Stores LLC. | Lumegen | LG-4T8E-12WBC-SM50K | Linear Replacement Lamp | T8 Four-Foot | Replacement Lamps (plug and play) (UL Type A) |  | standard | FALSE | [10 empty] | December, 06 2017 00:00:00 | Not Dimmable | Not Dimmable | NO | De-listed on 9/6/2018, re-listed on 10/1/2018 | ZAZZPA | [25 empty] | 5 | 1810 | 150.8 | 12 | 15 | 0.9 | 5000 | 80 |  |  | 4 | FALSE | FALSE | FALSE | [8 empty] | March, 30 2020 00:00:00 | FALSE | FALSE | FALSE | [6 empty] | AC | [7 empty] | FALSE
PLAGCP99UZUJ | Online Stores LLC. | Lumegen | LG-4T8E-15WBC-SM30K | Linear Replacement Lamp | T8 Four-Foot | Replacement Lamps (plug and play) (UL Type A) |  | standard | TRUE |  | 1719 | 113.67 | 15.12 | 8.17 | 0.9133 | 2923 | 81.9 | 5 | 50000 | December, 06 2017 00:00:00 | Not Dimmable | Not Dimmable | NO | De-listed on 9/6/2018, re-listed on 10/1/2018 | ZAZZPD | [15 empty] | 84.5 |  | 1.24 | 1.36 | [6 empty] | 5 | 1719 | 113.67 | 15.12 | 10 | 0.9 | 3000 | 80 |  |  |  | FALSE | FALSE | FALSE | [8 empty] | March, 30 2020 00:00:00 | FALSE | FALSE | FALSE | [6 empty] | AC | [7 empty] | FALSE
PLS4BOOQO427 | Online Stores LLC. | Lumegen | LG-4T8E-15WU-SM30K | Linear Replacement Lamp | T8 Four-Foot | Dual Mode Internal Driver (UL Type A and Type B) |  | standard | TRUE |  | 2087.6 | 122.47 | 17.05 | 18.93 | 0.93 | 2961 | 82.6 | 5 | 50000 | December, 06 2017 00:00:00 | Dimmable | Continuous Below 10 | NO | De-listed on 9/6/2018, re-listed on 10/1/2018 | ZAZZPE | [15 empty] | 83.9 |  | 1.26 | 1.36 | [6 empty] | 5 | 2080 | 122 | 17 | 20 | 0.9 | 3000 | 80 |  |  |  | FALSE | FALSE | FALSE | [8 empty] | March, 30 2020 00:00:00 | FALSE | FALSE | FALSE | [6 empty] | AC | [7 empty] | FALSE
PLNB1T9Q0EPJ | Online Stores LLC. | Lumegen | LG-4T8E-15WBC-SM35K | Linear Replacement Lamp | T8 Four-Foot | Replacement Lamps (plug and play) (UL Type A) |  | standard | FALSE | [10 empty] | December, 06 2017 00:00:00 | Not Dimmable | Not Dimmable | NO | De-listed on 9/6/2018, re-listed on 10/1/2018 | ZAZZPD | [25 empty] | 4.4 | 1749 | 115.01 | 15.21 | 10 | 0.9 | 3500 | 80 |  |  |  | FALSE | FALSE | FALSE | [8 empty] | November, 02 2018 00:00:00 | FALSE | FALSE | FALSE | [6 empty] | AC | [7 empty] | FALSE
PLORCWOZQ3JI | Online Stores LLC. | Lumegen | LG-4T8E-18WBC-SM35K | Linear Replacement Lamp | T8 Four-Foot | Replacement Lamps (plug and play) (UL Type A) |  | standard | FALSE | [10 empty] | December, 06 2017 00:00:00 | Not Dimmable | Not Dimmable | NO | De-listed on 9/6/2018, re-listed on 10/1/2018 | ZAZZPG | [25 empty] | 5 | 2244 | 120.87 | 18.57 | 10 | 0.9 | 3500 | 80 |  |  |  | FALSE | FALSE | FALSE | [8 empty] | March, 30 2020 00:00:00 | FALSE | FALSE | FALSE | [6 empty] | AC | [7 empty] | FALSE
PLMJ8CIZ2YN2 | Midgard Enterprises LLC | MIDGARD | MDG-T8GABUD1218M-35-A | Linear Replacement Lamp | T8 Four-Foot | Dual Mode Internal Driver (UL Type A and Type B) |  | standard | FALSE | [10 empty] | December, 06 2017 00:00:00 | Dimmable | Continuous Below 10 | No |  | MMMQCI | [25 empty] | 5 | 2400 | 126 | 19 | 20 | 0.9 | 3500 | 80 |  |  |  | FALSE | FALSE | FALSE | [8 empty] | March, 30 2020 00:00:00 | FALSE | FALSE | FALSE | [6 empty] | AC | [7 empty] | FALSE
PLCLMYHQ1H4H | Midgard Enterprises LLC | MIDGARD | MDG-T8GABUD1212M-35-A | Linear Replacement Lamp | T8 Four-Foot | Dual Mode Internal Driver (UL Type A and Type B) |  | standard | FALSE | [10 empty] | December, 06 2017 00:00:00 | Dimmable | Continuous Below 10 | No |  | MMMQCG | [25 empty] | 5 | 1776 | 148 | 12 | 20 | 0.9 | 3500 | 80 |  |  |  | FALSE | FALSE | FALSE | [8 empty] | March, 30 2020 00:00:00 | FALSE | FALSE | FALSE | [6 empty] | AC | [7 empty] | FALSE
PLHGJB9FC3KP | Midgard Enterprises LLC | MIDGARD | MDG-T8GABUD1212M-50-A | Linear Replacement Lamp | T8 Four-Foot | Dual Mode Internal Driver (UL Type A and Type B) |  | standard | FALSE | [10 empty] | December, 06 2017 00:00:00 | Dimmable | Continuous Below 10 | No |  | MMMQCG | [25 empty] | 5 | 1800 | 150 | 12 | 20 | 0.9 | 5000 | 80 |  |  |  | FALSE | FALSE | FALSE | [8 empty] | March, 30 2020 00:00:00 | FALSE | FALSE | FALSE | [6 empty] | AC | [7 empty] | FALSE
PL3LECX02753 | Midgard Enterprises LLC | MIDGARD | MDG-T8GABUD1218M-30-A | Linear Replacement Lamp | T8 Four-Foot | Dual Mode Internal Driver (UL Type A and Type B) |  | standard | TRUE |  | 2405.6 | 125.87 | 19.11 | 17.3 | 0.945 | 2939 | 82 | 5 | 50000 | December, 06 2017 00:00:00 | Dimmable | Continuous Below 10 | No |  | MMMQCI | [15 empty] | 83.4 |  | 1.28 | 1.36 | [6 empty] | 5 | 2400 | 126 | 19 | 20 | 0.9 | 3000 | 80 |  |  |  | FALSE | FALSE | FALSE | [8 empty] | March, 30 2020 00:00:00 | FALSE | FALSE | FALSE | [6 empty] | AC | [7 empty] | FALSE
PLBHKLQ7G2K0 | Online Stores LLC. | Lumegen | LG-4T8E-15WBC-SM50K | Linear Replacement Lamp | T8 Four-Foot | Replacement Lamps (plug and play) (UL Type A) |  | standard | FALSE | [10 empty] | December, 06 2017 00:00:00 | Not Dimmable | Not Dimmable | NO | De-listed on 9/6/2018, re-listed on 10/1/2018 | ZAZZPD | [25 empty] | 5 | 1840 | 120.3 | 15.3 | 10 | 0.9 | 5000 | 80 |  |  |  | FALSE | FALSE | FALSE | [8 empty] | March, 30 2020 00:00:00 | FALSE | FALSE | FALSE | [6 empty] | AC | [7 empty] | FALSE
PLQ76GDA8ERP | Online Stores LLC. | Lumegen | LG-4T8E-18WU-SM50K | Linear Replacement Lamp | T8 Four-Foot | Dual Mode Internal Driver (UL Type A and Type B) |  | standard | FALSE | [10 empty] | December, 06 2017 00:00:00 | Dimmable | Continuous Below 10 | NO | De-listed on 9/6/2018, re-listed on 10/1/2018 | ZAZZPH | [25 empty] | 5 | 2500 | 131.58 | 19 | 20 | 0.9 | 5000 | 80 |  |  |  | FALSE | FALSE | FALSE | [8 empty] | March, 30 2020 00:00:00 | FALSE | FALSE | FALSE | [6 empty] | AC | [7 empty] | FALSE
PLSJ5SUY2NPS | Online Stores LLC. | Lumegen | LG-4T8E-12WU-SM35K | Linear Replacement Lamp | T8 Four-Foot | Dual Mode Internal Driver (UL Type A and Type B) |  | standard | FALSE | [10 empty] | December, 06 2017 00:00:00 | Dimmable | Continuous Below 10 | NO | De-listed on 9/6/2018, re-listed on 10/1/2018 | ZAZZPB | [25 empty] | 5 | 1776 | 148 | 12 | 20 | 0.9 | 3500 | 80 |  |  |  | FALSE | FALSE | FALSE | [8 empty] | March, 30 2020 00:00:00 | FALSE | FALSE | FALSE | [6 empty] | AC | [7 empty] | FALSE
PLF97RL6FTLX | Online Stores LLC. | Lumegen | LG-4T8E-12WU-SM30K | Linear Replacement Lamp | T8 Four-Foot | Dual Mode Internal Driver (UL Type A and Type B) |  | standard | TRUE |  | 1780.6 | 128.74 | 13.83 | 17.53 | 0.94 | 2953 | 82.9 | 5 | 50000 | December, 06 2017 00:00:00 | Dimmable | Continuous Below 10 | NO | De-listed on 9/6/2018, re-listed on 10/1/2018 | ZAZZPB | [15 empty] | 83.6 |  | 1.26 | 1.34 | [6 empty] | 5 | 1776 | 148 | 12 | 20 | 0.9 | 3000 | 80 |  |  |  | FALSE | FALSE | FALSE | [8 empty] | March, 30 2020 00:00:00 | FALSE | FALSE | FALSE | [6 empty] | AC | [7 empty] | FALSE
PLGWG1IIJ0OV | Online Stores LLC. | Lumegen | LG-4T8E-15WU-SM45K | Linear Replacement Lamp | T8 Four-Foot | Dual Mode Internal Driver (UL Type A and Type B) |  | standard | FALSE | [10 empty] | December, 06 2017 00:00:00 | Dimmable | Continuous Below 10 | NO | De-listed on 9/6/2018, re-listed on 10/1/2018 | ZAZZPE | [25 empty] | 5 | 2150 | 126 | 17 | 20 | 0.9 | 4500 | 80 |  |  |  | FALSE | FALSE | FALSE | [8 empty] | March, 30 2020 00:00:00 | FALSE | FALSE | FALSE | [6 empty] | AC | [7 empty] | FALSE
PLJSFPI7FMKK | Online Stores LLC. | Lumegen | LG-4T8E-18WBC-SM50K | Linear Replacement Lamp | T8 Four-Foot | Replacement Lamps (plug and play) (UL Type A) |  | standard | FALSE | [10 empty] | December, 06 2017 00:00:00 | Not Dimmable | Not Dimmable | NO | De-listed on 9/6/2018, re-listed on 10/1/2018 | ZAZZPG | [25 empty] | 5 | 2409 | 126.86 | 18.99 | 10 | 0.9 | 5000 | 80 |  |  |  | FALSE | FALSE | FALSE | [8 empty] | March, 30 2020 00:00:00 | FALSE | FALSE | FALSE | [6 empty] | AC | [7 empty] | FALSE
PLSLS0QCV5HG | Online Stores LLC. | Lumegen | LG-4T8E-18WU-SM40K | Linear Replacement Lamp | T8 Four-Foot | Dual Mode Internal Driver (UL Type A and Type B) |  | standard | FALSE | [10 empty] | December, 06 2017 00:00:00 | Dimmable | Continuous Below 10 | NO | De-listed on 9/6/2018, re-listed on 10/1/2018 | ZAZZPH | [25 empty] | 5 | 2500 | 131.58 | 19 | 20 | 0.9 | 4000 | 80 |  |  |  | FALSE | FALSE | FALSE | [8 empty] | March, 30 2020 00:00:00 | FALSE | FALSE | FALSE | [6 empty] | AC | [7 empty] | FALSE
PLF2KISVHMFR | Online Stores LLC. | Lumegen | LG-4T8E-12WBC-SM30K | Linear Replacement Lamp | T8 Four-Foot | Replacement Lamps (plug and play) (UL Type A) |  | standard | TRUE |  | 1650 | 122.28 | 13.5 | 9.46 | 0.9115 | 2921 | 82.9 | 5 | 50000 | December, 06 2017 00:00:00 | Not Dimmable | Not Dimmable | NO | De-listed on 9/6/2018, re-listed on 10/1/2018 | ZAZZPA | [15 empty] | 84.5 |  | 1.22 | 1.26 | [6 empty] | 5 | 1730 | 144.2 | 12 | 15 | 0.9 | 3000 | 80 |  |  | 4 | FALSE | FALSE | FALSE | [8 empty] | March, 30 2020 00:00:00 | FALSE | FALSE | FALSE | [6 empty] | AC | [7 empty] | FALSE
PLAL0ZQIYZAS | Midgard Enterprises LLC | MIDGARD | MDG-T8GABUD1212M-45-A | Linear Replacement Lamp | T8 Four-Foot | Dual Mode Internal Driver (UL Type A and Type B) |  | standard | FALSE | [10 empty] | December, 06 2017 00:00:00 | Dimmable | Continuous Below 10 | No |  | MMMQCG | [25 empty] | 5 | 1800 | 150 | 12 | 20 | 0.9 | 4500 | 80 |  |  |  | FALSE | FALSE | FALSE | [8 empty] | March, 30 2020 00:00:00 | FALSE | FALSE | FALSE | [6 empty] | AC | [7 empty] | FALSE
PLKVGJOXERF2 | Midgard Enterprises LLC | MIDGARD | MDG-T8GABUD1218M-45-A | Linear Replacement Lamp | T8 Four-Foot | Dual Mode Internal Driver (UL Type A and Type B) |  | standard | FALSE | [10 empty] | December, 06 2017 00:00:00 | Dimmable | Continuous Below 10 | No |  | MMMQCI | [25 empty] | 5 | 2500 | 131.58 | 19 | 20 | 0.9 | 4500 | 80 |  |  |  | FALSE | FALSE | FALSE | [8 empty] | March, 30 2020 00:00:00 | FALSE | FALSE | FALSE | [6 empty] | AC | [7 empty] | FALSE
PLILH8ETFNNS | Midgard Enterprises LLC | MIDGARD | MDG-T8GABUD1212M-30-A | Linear Replacement Lamp | T8 Four-Foot | Dual Mode Internal Driver (UL Type A and Type B) |  | standard | TRUE |  | 1780.6 | 128.74 | 13.83 | 17.53 | 0.94 | 2953 | 82.9 | 5 | 50000 | December, 06 2017 00:00:00 | Dimmable | Continuous Below 10 | No |  | MMMQCG | [15 empty] | 83.6 |  | 1.26 | 1.34 | [6 empty] | 5 | 1776 | 148 | 12 | 20 | 0.9 | 3000 | 80 |  |  |  | FALSE | FALSE | FALSE | [8 empty] | March, 30 2020 00:00:00 | FALSE | FALSE | FALSE | [6 empty] | AC | [7 empty] | FALSE
PL9NOIRNH9EG | Online Stores LLC. | Lumegen | LG-4T8E-18WBC-SM45K | Linear Replacement Lamp | T8 Four-Foot | Replacement Lamps (plug and play) (UL Type A) |  | standard | FALSE | [10 empty] | December, 06 2017 00:00:00 | Not Dimmable | Not Dimmable | NO | De-listed on 9/6/2018, re-listed on 10/1/2018 | ZAZZPG | [25 empty] | 5 | 2354 | 126.8 | 18.57 | 10 | 0.9 | 4500 | 80 |  |  |  | FALSE | FALSE | FALSE | [8 empty] | March, 30 2020 00:00:00 | FALSE | FALSE | FALSE | [6 empty] | AC | [7 empty] | FALSE
PLF0P0BG8OIK | Online Stores LLC. | Lumegen | LG-4T8E-12WU-SM45K | Linear Replacement Lamp | T8 Four-Foot | Dual Mode Internal Driver (UL Type A and Type B) |  | standard | FALSE | [10 empty] | December, 06 2017 00:00:00 | Dimmable | Continuous Below 10 | NO | De-listed on 9/6/2018, re-listed on 10/1/2018 | ZAZZPB | [25 empty] | 5 | 1800 | 150 | 12 | 20 | 0.9 | 4500 | 80 |  |  |  | FALSE | FALSE | FALSE | [8 empty] | March, 30 2020 00:00:00 | FALSE | FALSE | FALSE | [6 empty] | AC | [7 empty] | FALSE
PLLM03V9A1BB | Online Stores LLC. | Lumegen | LG-4T8E-12WU-SM50K | Linear Replacement Lamp | T8 Four-Foot | Dual Mode Internal Driver (UL Type A and Type B) |  | standard | FALSE | [10 empty] | December, 06 2017 00:00:00 | Dimmable | Continuous Below 10 | NO | De-listed on 9/6/2018, re-listed on 10/1/2018 | ZAZZPB | [25 empty] | 5 | 1800 | 150 | 12 | 20 | 0.9 | 5000 | 80 |  |  |  | FALSE | FALSE | FALSE | [8 empty] | March, 30 2020 00:00:00 | FALSE | FALSE | FALSE | [6 empty] | AC | [7 empty] | FALSE
PLJGWH6GRU83 | Online Stores LLC. | Lumegen | LG-4T8E-12WBC-SM40K | Linear Replacement Lamp | T8 Four-Foot | Replacement Lamps (plug and play) (UL Type A) |  | standard | FALSE | [10 empty] | December, 06 2017 00:00:00 | Not Dimmable | Not Dimmable | NO | De-listed on 9/6/2018, re-listed on 10/1/2018 | ZAZZPA | [25 empty] | 5 | 1800 | 150 | 12 | 15 | 0.9 | 4000 | 80 |  |  | 4 | FALSE | FALSE | FALSE | [8 empty] | March, 30 2020 00:00:00 | FALSE | FALSE | FALSE | [6 empty] | AC | [7 empty] | FALSE
PLGZNGDM75SW | Online Stores LLC. | Lumegen | LG-4T8E-12WBC-SM45K | Linear Replacement Lamp | T8 Four-Foot | Replacement Lamps (plug and play) (UL Type A) |  | standard | FALSE | [10 empty] | December, 06 2017 00:00:00 | Not Dimmable | Not Dimmable | NO | De-listed on 9/6/2018, re-listed on 10/1/2018 | ZAZZPA | [25 empty] | 5 | 1805 | 150.4 | 12 | 15 | 0.9 | 4500 | 80 |  |  | 4 | FALSE | FALSE | FALSE | [8 empty] | March, 30 2020 00:00:00 | FALSE | FALSE | FALSE | [6 empty] | AC | [7 empty] | FALSE
PLUL9MWCGPSE | Parmida LLC | PARMIDA LED Parmida led technology | PLED-NT818W5K-PP-UL | Linear Replacement Lamp | T8 Four-Foot | Dual Mode Internal Driver (UL Type A and Type B) |  | standard | FALSE | [10 empty] | December, 05 2017 00:00:00 | Not Dimmable | Not Dimmable | No |  | IIILKI | [25 empty] | 5 | 2407 | 117.87 | 20.42 | 6.94 | 0.92 | 5000 | 84.1 |  |  |  | FALSE | FALSE | FALSE | [8 empty] | March, 30 2020 00:00:00 | FALSE | FALSE | FALSE | [6 empty] | AC | [7 empty] | FALSE
PLUJY6HCRKRG | Parmida LLC | PARMIDA LED Parmida led technology | PLED-NT818W4K-PP-UL | Linear Replacement Lamp | T8 Four-Foot | Dual Mode Internal Driver (UL Type A and Type B) |  | standard | FALSE | [10 empty] | December, 05 2017 00:00:00 | Not Dimmable | Not Dimmable | No |  | IIILKI | [25 empty] | 5 | 2383 | 117.07 | 20.36 | 6.79 | 0.92 | 4000 | 82.9 |  |  |  | FALSE | FALSE | FALSE | [8 empty] | March, 30 2020 00:00:00 | FALSE | FALSE | FALSE | [6 empty] | AC | [7 empty] | FALSE
PLYPLH56ZEMG | Parmida LLC | PARMIDA LED Parmida led technology | PLED-NT818W3K-PP-UL | Linear Replacement Lamp | T8 Four-Foot | Dual Mode Internal Driver (UL Type A and Type B) |  | standard | TRUE |  | 2360 | 116.27 | 20.3 | 6.79 | 0.9171 | 2922 | 82.9 | 5 | 50000 | December, 05 2017 00:00:00 | Not Dimmable | Not Dimmable | No |  | IIILKI | [15 empty] | 84.3 |  | 1.24 | 1.28 | [6 empty] | 5 | 2360 | 116.27 | 20.3 | 6.79 | 0.92 | 3000 | 82.9 |  |  |  | FALSE | FALSE | FALSE | [8 empty] | March, 30 2020 00:00:00 | FALSE | FALSE | FALSE | [6 empty] | AC | [7 empty] | FALSE
PL3FJO5WRFSL | Triglow | TRIGLOW | T96403 | Linear Replacement Lamp | T8 Four-Foot | Replacement Lamps (plug and play) (UL Type A) |  | standard | TRUE |  | 2376 | 117.05 | 20.3 | 11.38 | 0.9765 | 4065 | 82.7 | 5 | 50000 | December, 01 2017 00:00:00 | Not Dimmable | Not Dimmable | No |  | MMMQBM | [15 empty] | 84.9 |  | 1.22 | 1.28 | [6 empty] | 5 | 2100 | 116.67 | 18 | 11.38 | 0.98 | 4000 | 82.7 |  |  |  | FALSE | FALSE | FALSE | [8 empty] | March, 30 2020 00:00:00 | FALSE | FALSE | FALSE | [6 empty] | AC | [7 empty] | FALSE
PL9RIOZZI4LI | Triglow | TRIGLOW | T96405 | Linear Replacement Lamp | T8 Four-Foot | Replacement Lamps (plug and play) (UL Type A) |  | standard | FALSE | [10 empty] | December, 01 2017 00:00:00 | Not Dimmable | Not Dimmable | No |  | MMMQBM | [25 empty] | 5 | 2200 | 122.22 | 18 | 11.89 | 0.97 | 5000 | 83.9 |  |  |  | FALSE | FALSE | FALSE | [8 empty] | March, 30 2020 00:00:00 | FALSE | FALSE | FALSE | [6 empty] | AC | [7 empty] | FALSE
PQSL822N | XIAMEN PVTECH CO., LTD. | PVTECH | PV-4FT-15WA1(3000K) | Linear Replacement Lamp | T8 Four-Foot | Replacement Lamps (plug and play) (UL Type A) |  | standard | TRUE |  | 1697.46 | 110.8 | 15.32 | 13.9 | 0.937 | 2873 | 82.6 | 5 | 50000 | November, 30 2017 00:00:00 | Not Dimmable | Not Dimmable | FALSE |  | EAEFIV | [15 empty] | 78.4 |  | 1.16 | 1.24 | [6 empty] | 4.4 | 1697.46 | 110.8 | 15.32 | 13.9 | 0.937 | 2873 | 82.6 |  |  |  | FALSE | FALSE | FALSE | [8 empty] | November, 02 2018 00:00:00 | FALSE | FALSE | FALSE | [6 empty] | AC | [7 empty] | FALSE
PQLU7USO | XIAMEN PVTECH CO., LTD. | PVTECH | PV-4FT-18WA1(4000K) | Linear Replacement Lamp | T8 Four-Foot | Replacement Lamps (plug and play) (UL Type A) |  | standard | FALSE | [10 empty] | November, 30 2017 00:00:00 | Not Dimmable | Not Dimmable | FALSE |  | EAEFIW | [25 empty] | 4.4 | 2039.73 | 111.4 | 18.31 | 12.6 | 0.948 | 4000 | 82.6 |  |  |  | FALSE | FALSE | FALSE | [8 empty] | November, 02 2018 00:00:00 | FALSE | FALSE | FALSE | [6 empty] | AC | [7 empty] | FALSE
P2CFANNO | XIAMEN PVTECH CO., LTD. | PVTECH | PV-4FT-15WA1(4500K) | Linear Replacement Lamp | T8 Four-Foot | Replacement Lamps (plug and play) (UL Type A) |  | standard | FALSE | [10 empty] | November, 30 2017 00:00:00 | Not Dimmable | Not Dimmable | FALSE |  | EAEFIV | [25 empty] | 4.4 | 1697.46 | 110.8 | 15.32 | 13.9 | 0.937 | 4500 | 82.6 |  |  |  | FALSE | FALSE | FALSE | [8 empty] | November, 02 2018 00:00:00 | FALSE | FALSE | FALSE | [6 empty] | AC | [7 empty] | FALSE
PEY1DO0K | XIAMEN PVTECH CO., LTD. | PVTECH | PV-4FT-15WA1(3500K) | Linear Replacement Lamp | T8 Four-Foot | Replacement Lamps (plug and play) (UL Type A) |  | standard | FALSE | [10 empty] | November, 30 2017 00:00:00 | Not Dimmable | Not Dimmable | FALSE |  | EAEFIV | [25 empty] | 4.4 | 1697.46 | 110.8 | 15.32 | 13.9 | 0.937 | 3500 | 82.6 |  |  |  | FALSE | FALSE | FALSE | [8 empty] | November, 02 2018 00:00:00 | FALSE | FALSE | FALSE | [6 empty] | AC | [7 empty] | FALSE
PL1VJNK3X52P | Triglow | TRIGLOW | T96425 | Linear Replacement Lamp | T8 Four-Foot | Replacement Lamps (plug and play) (UL Type A) |  | standard | FALSE | [10 empty] | November, 30 2017 00:00:00 | Not Dimmable | Not Dimmable | No |  | MMMQBL | [25 empty] | 5 | 1700 | 141.67 | 12 | 11.68 | 0.95 | 5000 | 83.4 |  |  |  | FALSE | FALSE | FALSE | [8 empty] | March, 30 2020 00:00:00 | FALSE | FALSE | FALSE | [6 empty] | AC | [7 empty] | FALSE
PL95FI3YT2XQ | Triglow | TRIGLOW | T96423 | Linear Replacement Lamp | T8 Four-Foot | Replacement Lamps (plug and play) (UL Type A) |  | standard | TRUE |  | 2086 | 129.26 | 16.14 | 10.89 | 0.9569 | 4014 | 82.8 | 5 | 50000 | November, 30 2017 00:00:00 | Not Dimmable | Not Dimmable | No |  | MMMQBL | [15 empty] | 84.7 |  | 1.22 | 1.3 | [6 empty] | 5 | 1700 | 141.67 | 12 | 10.89 | 0.96 | 4000 | 82.8 |  |  |  | FALSE | FALSE | FALSE | [8 empty] | March, 30 2020 00:00:00 | FALSE | FALSE | FALSE | [6 empty] | AC | [7 empty] | FALSE
PLQRGDOEVJ4Z | Mapled Light Inc | Mapled | MLT815W4FBC-50H | Linear Replacement Lamp | T8 Four-Foot | Replacement Lamps (plug and play) (UL Type A) |  | standard | FALSE | [10 empty] | November, 30 2017 00:00:00 | Not Dimmable | Not Dimmable | NO |  | NANOBG | [25 empty] | 5 | 1900 | 126.7 | 15 | 11.49 | 0.97 | 5000 | 82.6 |  |  |  | FALSE | FALSE | FALSE | [8 empty] | March, 30 2020 00:00:00 | FALSE | FALSE | FALSE | [6 empty] | AC | [7 empty] | FALSE
PLWT46O8GA09 | Mapled Light Inc | Mapled | MLT815W4FBC-40H | Linear Replacement Lamp | T8 Four-Foot | Replacement Lamps (plug and play) (UL Type A) |  | standard | TRUE |  | 2275 | 123.52 | 18.42 | 11.27 | 0.9684 | 4105 | 82.7 | 5 | 50000 | November, 30 2017 00:00:00 | Not Dimmable | Not Dimmable | No |  | NANOBG | [15 empty] | 84.9 |  | 1.22 | 1.3 | [6 empty] | 5 | 1900 | 126.7 | 15 | 11.27 | 0.97 | 4000 | 82.7 |  |  |  | FALSE | FALSE | FALSE | [8 empty] | March, 30 2020 00:00:00 | FALSE | FALSE | FALSE | [6 empty] | AC | [7 empty] | FALSE
PLPWQNQH | XIAMEN PVTECH CO., LTD. | PVTECH | PV-4FT-15WA1(4000K) | Linear Replacement Lamp | T8 Four-Foot | Replacement Lamps (plug and play) (UL Type A) |  | standard | FALSE | [10 empty] | November, 30 2017 00:00:00 | Not Dimmable | Not Dimmable | FALSE |  | EAEFIV | [25 empty] | 4.4 | 1697.46 | 110.8 | 15.32 | 13.9 | 0.937 | 4000 | 82.6 |  |  |  | FALSE | FALSE | FALSE | [8 empty] | November, 02 2018 00:00:00 | FALSE | FALSE | FALSE | [6 empty] | AC | [7 empty] | FALSE
PBUSLEIV | XIAMEN PVTECH CO., LTD. | PVTECH | PV-4FT-18WA1(4500K) | Linear Replacement Lamp | T8 Four-Foot | Replacement Lamps (plug and play) (UL Type A) |  | standard | FALSE | [10 empty] | November, 30 2017 00:00:00 | Not Dimmable | Not Dimmable | FALSE |  | EAEFIW | [25 empty] | 4.4 | 2039.73 | 111.4 | 18.31 | 12.6 | 0.948 | 4500 | 82.6 |  |  |  | FALSE | FALSE | FALSE | [8 empty] | November, 02 2018 00:00:00 | FALSE | FALSE | FALSE | [6 empty] | AC | [7 empty] | FALSE
P5O72T1Y | MaxLite Inc. | Maxlite | L13T8DF440-CG5 | Linear Replacement Lamp | T8 Four-Foot | Replacement Lamps (plug and play) (UL Type A) |  | standard | FALSE | [10 empty] | November, 30 2017 00:00:00 | Dimmable | Continuous Below 10 | No |  | HAHIDX | [25 empty] | 4.4 | 1840 | 115 | 16 | 10 | 0.9 | 4000 | 80 |  |  |  | FALSE | FALSE | FALSE | [8 empty] | November, 02 2018 00:00:00 | FALSE | FALSE | FALSE | [6 empty] | AC | [7 empty] | FALSE
P6A4TJHF | MaxLite Inc. | MaxLite | L13T8DF430-CG5 | Linear Replacement Lamp | T8 Four-Foot | Replacement Lamps (plug and play) (UL Type A) |  | standard | TRUE |  | 1823 | 123.8 | 14.73 | 9.28 | 0.964 | 3006 | 82.2 | 5 | 50000 | November, 30 2017 00:00:00 | Dimmable | Continuous Below 10 | No |  | HAHIDX | [15 empty] | 84.1 |  | 1.3 | 1.2 | [6 empty] | 5 | 1808 | 113 | 16 | 10 | 0.9 | 3000 | 80 |  |  |  | FALSE | FALSE | FALSE | [8 empty] | March, 30 2020 00:00:00 | FALSE | FALSE | FALSE | [6 empty] | AC | [7 empty] | FALSE
PLJVEVF02M0F | Mapled Light Inc | Mapled | MLT812W4FBC-45H | Linear Replacement Lamp | T8 Four-Foot | Replacement Lamps (plug and play) (UL Type A) |  | standard | FALSE | [10 empty] | November, 30 2017 00:00:00 | Not Dimmable | Not Dimmable | No |  | NANOBE | [25 empty] | 5 | 1700 | 141.7 | 12 | 10.74 | 0.96 | 4500 | 82.7 |  |  |  | FALSE | FALSE | FALSE | [8 empty] | March, 30 2020 00:00:00 | FALSE | FALSE | FALSE | [6 empty] | AC | [7 empty] | FALSE
PL1Z8UOSYNMI | Mapled Light Inc | Mapled | MLT812W4FBC-50H | Linear Replacement Lamp | T8 Four-Foot | Replacement Lamps (plug and play) (UL Type A) |  | standard | FALSE | [10 empty] | November, 30 2017 00:00:00 | Not Dimmable | Not Dimmable | No |  | NANOBE | [25 empty] | 5 | 1700 | 141.7 | 12 | 10.95 | 0.97 | 5000 | 82.7 |  |  |  | FALSE | FALSE | FALSE | [8 empty] | March, 30 2020 00:00:00 | FALSE | FALSE | FALSE | [6 empty] | AC | [7 empty] | FALSE
PXDB255D | XIAMEN PVTECH CO., LTD. | PVTECH | PV-4FT-18WA1(3000K) | Linear Replacement Lamp | T8 Four-Foot | Replacement Lamps (plug and play) (UL Type A) |  | standard | TRUE |  | 2039.73 | 111.4 | 18.31 | 12.6 | 0.948 | 2879 | 82.6 | 5 | 50000 | November, 30 2017 00:00:00 | Not Dimmable | Not Dimmable | FALSE |  | EAEFIW | [15 empty] | 78.4 |  | 1.16 | 1.24 | [6 empty] | 4.4 | 2039.73 | 111.4 | 18.31 | 12.6 | 0.948 | 2879 | 82.6 |  |  |  | FALSE | FALSE | FALSE | [8 empty] | November, 02 2018 00:00:00 | FALSE | FALSE | FALSE | [6 empty] | AC | [7 empty] | FALSE
PMEB9Q72 | MaxLite Inc. | Maxlite | L13T8DF435-CG5 | Linear Replacement Lamp | T8 Four-Foot | Replacement Lamps (plug and play) (UL Type A) |  | standard | FALSE | [10 empty] | November, 30 2017 00:00:00 | Dimmable | Continuous Below 10 | No |  | HAHIDX | [25 empty] | 4.4 | 1808 | 113 | 16 | 10 | 0.9 | 3500 | 80 |  |  |  | FALSE | FALSE | FALSE | [8 empty] | November, 02 2018 00:00:00 | FALSE | FALSE | FALSE | [6 empty] | AC | [7 empty] | FALSE
P9W5TIRZ | XIAMEN PVTECH CO., LTD. | PVTECH | PV-4FT-18WA1(5000K) | Linear Replacement Lamp | T8 Four-Foot | Replacement Lamps (plug and play) (UL Type A) |  | standard | FALSE | [10 empty] | November, 30 2017 00:00:00 | Not Dimmable | Not Dimmable | No |  | EAEFIW | [25 empty] | 5 | 2265.62 | 123.4 | 18.36 | 12.6 | 0.948 | 4999 | 83.5 |  |  |  | FALSE | FALSE | FALSE | [8 empty] | March, 30 2020 00:00:00 | FALSE | FALSE | FALSE | [6 empty] | AC | [7 empty] | FALSE
PT491CQ7 | MaxLite Inc. | MaxLite | L13T8DF450-CG5 | Linear Replacement Lamp | T8 Four-Foot | Replacement Lamps (plug and play) (UL Type A) |  | standard | FALSE | [10 empty] | November, 30 2017 00:00:00 | Dimmable | Continuous Below 10 | No |  | HAHIDX | [25 empty] | 5 | 1888 | 118 | 16 | 10 | 0.9 | 5000 | 80 |  |  |  | FALSE | FALSE | FALSE | [8 empty] | March, 30 2020 00:00:00 | FALSE | FALSE | FALSE | [6 empty] | AC | [7 empty] | FALSE
PTF4ER04 | XIAMEN PVTECH CO., LTD. | PVTECH | PV-4FT-18WA1(3500K) | Linear Replacement Lamp | T8 Four-Foot | Replacement Lamps (plug and play) (UL Type A) |  | standard | FALSE | [10 empty] | November, 30 2017 00:00:00 | Not Dimmable | Not Dimmable | FALSE |  | EAEFIW | [25 empty] | 4.4 | 2039.73 | 111.4 | 18.31 | 12.6 | 0.948 | 3500 | 82.6 |  |  |  | FALSE | FALSE | FALSE | [8 empty] | November, 02 2018 00:00:00 | FALSE | FALSE | FALSE | [6 empty] | AC | [7 empty] | FALSE
PLAKHTQI4UR1 | Mapled Light Inc | Mapled | MLT815W4FBC-45H | Linear Replacement Lamp | T8 Four-Foot | Replacement Lamps (plug and play) (UL Type A) |  | standard | FALSE | [10 empty] | November, 30 2017 00:00:00 | Not Dimmable | Not Dimmable | No |  | NANOBG | [25 empty] | 5 | 1900 | 126.7 | 15 | 11.27 | 0.97 | 4500 | 82.7 |  |  |  | FALSE | FALSE | FALSE | [8 empty] | March, 30 2020 00:00:00 | FALSE | FALSE | FALSE | [6 empty] | AC | [7 empty] | FALSE
PKUEGR8D | XIAMEN PVTECH CO., LTD. | PVTECH | PV-4FT-15WA1(5000K) | Linear Replacement Lamp | T8 Four-Foot | Replacement Lamps (plug and play) (UL Type A) |  | standard | FALSE | [10 empty] | November, 30 2017 00:00:00 | Not Dimmable | Not Dimmable | No |  | EAEFIV | [25 empty] | 5 | 1868.99 | 121.6 | 15.37 | 13.9 | 0.937 | 4965 | 83.2 |  |  |  | FALSE | FALSE | FALSE | [8 empty] | March, 30 2020 00:00:00 | FALSE | FALSE | FALSE | [6 empty] | AC | [7 empty] | FALSE
PLN6Y700CVPR | Mapled Light Inc | Mapled | MLT812W4FBC-40H | Linear Replacement Lamp | T8 Four-Foot | Replacement Lamps (plug and play) (UL Type A) |  | standard | TRUE |  | 2106 | 128.86 | 16.34 | 10.74 | 0.9638 | 4012 | 82.7 | 5 | 50000 | November, 30 2017 00:00:00 | Not Dimmable | Not Dimmable | No |  | NANOBE | [15 empty] | 84.9 |  | 1.22 | 1.3 | [6 empty] | 5 | 1700 | 141.7 | 12 | 10.74 | 0.96 | 4000 | 82.7 |  |  |  | FALSE | FALSE | FALSE | [8 empty] | March, 30 2020 00:00:00 | FALSE | FALSE | FALSE | [6 empty] | AC | [7 empty] | FALSE
PLFXTBX9UK36 | Archipelago Lighting, Inc. | ARCHIPELAGO | LT8F240041K4 | Linear Replacement Lamp | T8 Four-Foot | Replacement Lamps (plug and play) (UL Type A) |  | standard | FALSE | [10 empty] | November, 29 2017 00:00:00 | Dimmable | Continuous Below 10 | FALSE |  | NANOBB | [25 empty] | 4.4 | 2300 | 115 | 20 | 7.59 | 0.98 | 4000 | 83 |  |  |  | FALSE | FALSE | FALSE | [8 empty] | November, 02 2018 00:00:00 | FALSE | FALSE | FALSE | [6 empty] | AC | [7 empty] | FALSE
PLIX8SVYVTBT | Cleanlife Energy LLC | BRIGHT33 | B33T820W40FR | Linear Replacement Lamp | T8 Four-Foot | Dual Mode Internal Driver (UL Type A and Type B) |  | standard | FALSE | [10 empty] | November, 29 2017 00:00:00 | Not Dimmable | Not Dimmable | No |  | NANOBD | [25 empty] | 5 | 2586 | 125.96 | 20.53 | 7.19 | 0.92 | 4000 | 81.2 |  |  |  | FALSE | FALSE | FALSE | [8 empty] | March, 30 2020 00:00:00 | FALSE | FALSE | FALSE | [6 empty] | AC | [7 empty] | FALSE
PLV5WTZREJJM | Cleanlife Energy LLC | BRIGHT33 | B33T814W40FR | Linear Replacement Lamp | T8 Four-Foot | Dual Mode Internal Driver (UL Type A and Type B) |  | standard | FALSE | [10 empty] | November, 29 2017 00:00:00 | Not Dimmable | Not Dimmable | No |  | NANOBC | [25 empty] | 5 | 1985 | 128.23 | 15.48 | 8.19 | 0.92 | 4000 | 82.9 |  |  |  | FALSE | FALSE | FALSE | [8 empty] | March, 30 2020 00:00:00 | FALSE | FALSE | FALSE | [6 empty] | AC | [7 empty] | FALSE
PLUUGNBNA9PN | Cleanlife Energy LLC | BRIGHT33 | B33T820W30FR | Linear Replacement Lamp | T8 Four-Foot | Dual Mode Internal Driver (UL Type A and Type B) |  | standard | TRUE |  | 2544 | 124.3 | 20.47 | 7.19 | 0.9192 | 3009 | 81.2 | 5 | 50000 | November, 29 2017 00:00:00 | Not Dimmable | Not Dimmable | No |  | NANOBD | [15 empty] | 84.3 |  | 1.22 | 1.32 | [6 empty] | 5 | 2544 | 124.3 | 20.47 | 7.19 | 0.92 | 3000 | 81.2 |  |  |  | FALSE | FALSE | FALSE | [8 empty] | March, 30 2020 00:00:00 | FALSE | FALSE | FALSE | [6 empty] | AC | [7 empty] | FALSE
PLKNMPO1L3J8 | SATCO Products Inc | Satco | 15T8/LED/48-830/DR (S29975) | Linear Replacement Lamp | T8 Four-Foot | Replacement Lamps (plug and play) (UL Type A) |  | standard | TRUE |  | 2192.3 | 121.5 | 18.05 | 10.09 | 0.9703 | 3089 | 82.5 | 5 | 50000 | November, 29 2017 00:00:00 | Not Dimmable | Not Dimmable | No |  | NANOBA | [15 empty] | 81.3 |  | 1.26 | 1.3 | [6 empty] | 5 | 2100 | 116.67 | 18 | 20 | 0.9 | 3000 | 80 |  |  |  | FALSE | FALSE | FALSE | [8 empty] | March, 30 2020 00:00:00 | FALSE | FALSE | FALSE | [6 empty] | AC | [7 empty] | FALSE
PNO7XZ0N | CH Lighting Technology Co.,Ltd. | CH | CH1117-48-13W 830-9 | Linear Replacement Lamp | T8 Four-Foot | Replacement Lamps (plug and play) (UL Type A) |  | standard | TRUE |  | 1951.7 | 131.4 | 14.85 | 12.31 | 0.96 | 2961 | 83.4 | 5 | 50000 | November, 29 2017 00:00:00 | Dimmable | Continuous Below 10 | No |  | FFFITF | [15 empty] | 81.1 |  | 1.28 | 1.32 | [6 empty] | 4.4 | 1800 | 112 | 16 | 12.31 | 0.96 | 3000 | 83 |  |  |  | FALSE | FALSE | FALSE | [8 empty] | November, 02 2018 00:00:00 | FALSE | FALSE | FALSE | [6 empty] | AC | [7 empty] | FALSE
PZQB8P6F | CH Lighting Technology Co.,Ltd. | CH | CH1118-48-15W 840-9 | Linear Replacement Lamp | T8 Four-Foot | Replacement Lamps (plug and play) (UL Type A) |  | standard | FALSE | [10 empty] | November, 29 2017 00:00:00 | Dimmable | Continuous Below 10 | No |  | FFFITH | [25 empty] | 5 | 2200 | 119 | 18.5 | 10.68 | 0.97 | 4000 | 83 |  |  |  | FALSE | FALSE | FALSE | [8 empty] | March, 30 2020 00:00:00 | FALSE | FALSE | FALSE | [6 empty] | AC | [7 empty] | FALSE
PL37S18SFPDE | SATCO Products Inc | Satco | 12T8/LED/48-850/DR (S29937) | Linear Replacement Lamp | T8 Four-Foot | Replacement Lamps (plug and play) (UL Type A) |  | standard | FALSE | [10 empty] | November, 29 2017 00:00:00 | Not Dimmable | Not Dimmable | No |  | NANOAZ | [25 empty] | 5 | 1800 | 120 | 15 | 20 | 0.9 | 5000 | 80 |  |  |  | FALSE | FALSE | FALSE | [8 empty] | March, 30 2020 00:00:00 | FALSE | FALSE | FALSE | [6 empty] | AC | [7 empty] | FALSE
PLPKUKJDRIYZ | Cleanlife Energy LLC | BRIGHT33 | B33T814W30FR | Linear Replacement Lamp | T8 Four-Foot | Dual Mode Internal Driver (UL Type A and Type B) |  | standard | TRUE |  | 1952 | 126.44 | 15.44 | 8.19 | 0.9194 | 3043 | 82.9 | 5 | 50000 | November, 29 2017 00:00:00 | Not Dimmable | Not Dimmable | No |  | NANOBC | [15 empty] | 84.5 |  | 1.22 | 1.28 | [6 empty] | 5 | 1952 | 126.44 | 15.44 | 8.19 | 0.92 | 3000 | 82.9 |  |  |  | FALSE | FALSE | FALSE | [8 empty] | March, 30 2020 00:00:00 | FALSE | FALSE | FALSE | [6 empty] | AC | [7 empty] | FALSE
PKWENKTO | Shenzhen Bonld Electronics Co.,LTD | BONLD | BDT84DUA-15WB-DBMF | Linear Replacement Lamp | T8 Four-Foot | Dual Mode Internal Driver (UL Type A and Type B) |  | standard | FALSE | [10 empty] | November, 29 2017 00:00:00 | Not Dimmable | Not Dimmable | No |  | FFFITI | [25 empty] | 5 | 2025 | 135 | 15 | 15 | 0.8875 | 3500 | 80 |  |  |  | FALSE | FALSE | FALSE | [8 empty] | March, 30 2020 00:00:00 | FALSE | FALSE | FALSE | [6 empty] | AC | [7 empty] | FALSE
PIYM663Y | Shenzhen Bonld Electronics Co.,LTD | BONLD | BDT84DUA-15WB-DDMF | Linear Replacement Lamp | T8 Four-Foot | Dual Mode Internal Driver (UL Type A and Type B) |  | standard | FALSE | [10 empty] | November, 29 2017 00:00:00 | Not Dimmable | Not Dimmable | No |  | FFFITI | [25 empty] | 5 | 2025 | 135 | 15 | 15 | 0.8934 | 5000 | 80 |  |  |  | FALSE | FALSE | FALSE | [8 empty] | March, 30 2020 00:00:00 | FALSE | FALSE | FALSE | [6 empty] | AC | [7 empty] | FALSE
PLEMLVCJS96I | Archipelago Lighting, Inc. | ARCHIPELAGO | LT8F240035K4 | Linear Replacement Lamp | T8 Four-Foot | Replacement Lamps (plug and play) (UL Type A) |  | standard | FALSE | [10 empty] | November, 29 2017 00:00:00 | Dimmable | Continuous Below 10 | FALSE |  | NANOBB | [25 empty] | 4.4 | 2200 | 110 | 20 | 7.59 | 0.98 | 3500 | 83 |  |  |  | FALSE | FALSE | FALSE | [8 empty] | November, 02 2018 00:00:00 | FALSE | FALSE | FALSE | [6 empty] | AC | [7 empty] | FALSE
PLP1EJYV155S | SATCO Products Inc | SATCO | 12T8/LED/48-835/DR (S29935) | Linear Replacement Lamp | T8 Four-Foot | Replacement Lamps (plug and play) (UL Type A) |  | standard | FALSE | [10 empty] | November, 29 2017 00:00:00 | Not Dimmable | Not Dimmable | FALSE |  | NANOAZ | [25 empty] | 4.4 | 1700 | 113.33 | 15 | 20 | 0.9 | 3500 | 80 |  |  |  | FALSE | FALSE | FALSE | [8 empty] | November, 02 2018 00:00:00 | FALSE | FALSE | FALSE | [6 empty] | AC | [7 empty] | FALSE
PLCLDRLFY1F7 | Archipelago Lighting, Inc. | ARCHIPELAGO | LT8F240030K4 | Linear Replacement Lamp | T8 Four-Foot | Replacement Lamps (plug and play) (UL Type A) |  | standard | TRUE |  | 2323 | 120.2 | 19.32 | 7.59 | 0.9751 | 3073 | 82.7 | 5 | 50000 | November, 29 2017 00:00:00 | Dimmable | Continuous Below 10 | FALSE |  | NANOBB | [15 empty] | 83.2 |  | 1.26 | 1.3 | [6 empty] | 4.4 | 2200 | 110 | 20 | 7.59 | 0.98 | 3000 | 83 |  |  |  | FALSE | FALSE | FALSE | [8 empty] | November, 02 2018 00:00:00 | FALSE | FALSE | FALSE | [6 empty] | AC | [7 empty] | FALSE
PS3PTFAL | CH Lighting Technology Co.,Ltd. | CH | CH1117-48-13W 840-9 | Linear Replacement Lamp | T8 Four-Foot | Replacement Lamps (plug and play) (UL Type A) |  | standard | FALSE | [10 empty] | November, 29 2017 00:00:00 | Dimmable | Continuous Below 10 | No |  | FFFITF | [25 empty] | 5 | 1900 | 118 | 16 | 12.31 | 0.96 | 4000 | 83 |  |  |  | FALSE | FALSE | FALSE | [8 empty] | March, 30 2020 00:00:00 | FALSE | FALSE | FALSE | [6 empty] | AC | [7 empty] | FALSE
PHMPOW84 | CH Lighting Technology Co.,Ltd. | CH | CH1118-48-15W 835-9 | Linear Replacement Lamp | T8 Four-Foot | Replacement Lamps (plug and play) (UL Type A) |  | standard | FALSE | [10 empty] | November, 29 2017 00:00:00 | Dimmable | Continuous Below 10 | No |  | FFFITH | [25 empty] | 4.4 | 2100 | 114 | 18.5 | 10.68 | 0.97 | 3500 | 83 |  |  |  | FALSE | FALSE | FALSE | [8 empty] | November, 02 2018 00:00:00 | FALSE | FALSE | FALSE | [6 empty] | AC | [7 empty] | FALSE
P5P5KNRH | CH Lighting Technology Co.,Ltd. | CH | CH1118-48-15W 850-9 | Linear Replacement Lamp | T8 Four-Foot | Replacement Lamps (plug and play) (UL Type A) |  | standard | FALSE | [10 empty] | November, 29 2017 00:00:00 | Dimmable | Continuous Below 10 | No |  | FFFITH | [25 empty] | 5 | 2200 | 119 | 18.5 | 10.49 | 0.97 | 5000 | 83 |  |  |  | FALSE | FALSE | FALSE | [8 empty] | March, 30 2020 00:00:00 | FALSE | FALSE | FALSE | [6 empty] | AC | [7 empty] | FALSE
P05IGL5F | CH Lighting Technology Co.,Ltd. | CH | CH1118-48-15W 830-9 | Linear Replacement Lamp | T8 Four-Foot | Replacement Lamps (plug and play) (UL Type A) |  | standard | TRUE |  | 2117.7 | 130.2 | 16.27 | 10.68 | 0.9657 | 3009 | 82.8 | 5 | 50000 | November, 29 2017 00:00:00 | Dimmable | Continuous Below 10 | No |  | FFFITH | [15 empty] | 81.1 |  | 1.28 | 1.32 | [6 empty] | 5 | 2100 | 114 | 18.5 | 10.68 | 0.97 | 3000 | 83 |  |  |  | FALSE | FALSE | FALSE | [8 empty] | March, 30 2020 00:00:00 | FALSE | FALSE | FALSE | [6 empty] | AC | [7 empty] | FALSE
PR3BOZCL | Espen Technology | Espen | L48T8/835/12G-EB (aluminum cap) | Linear Replacement Lamp | T8 Four-Foot | Replacement Lamps (plug and play) (UL Type A) |  | standard | FALSE | [10 empty] | November, 29 2017 00:00:00 | Dimmable | Continuous Below 10 | NO |  | XXXBTY | [25 empty] | 4.4 | 1800 | 112 | 16 | 14 | 0.9 | 3500 | 83 |  |  | 4 | FALSE | FALSE | FALSE | [8 empty] | November, 02 2018 00:00:00 | FALSE | FALSE | FALSE | [6 empty] | AC | [7 empty] | FALSE
P3U8UVZY | Shenzhen Bonld Electronics Co.,LTD | BONLD | BDT84DUA-15WB-DHMF | Linear Replacement Lamp | T8 Four-Foot | Dual Mode Internal Driver (UL Type A and Type B) |  | standard | FALSE | [10 empty] | November, 29 2017 00:00:00 | Not Dimmable | Not Dimmable | No |  | FFFITI | [25 empty] | 5 | 2025 | 135 | 15 | 15 | 0.8875 | 4500 | 80 |  |  |  | FALSE | FALSE | FALSE | [8 empty] | March, 30 2020 00:00:00 | FALSE | FALSE | FALSE | [6 empty] | AC | [7 empty] | FALSE
PL5QTGX6T5Q2 | SATCO Products Inc | Satco | 15T8/LED/48-835/DR (S29976) | Linear Replacement Lamp | T8 Four-Foot | Replacement Lamps (plug and play) (UL Type A) |  | standard | FALSE | [10 empty] | November, 29 2017 00:00:00 | Not Dimmable | Not Dimmable | No |  | NANOBA | [25 empty] | 5 | 2100 | 116.67 | 18 | 20 | 0.9 | 3500 | 80 |  |  |  | FALSE | FALSE | FALSE | [8 empty] | March, 30 2020 00:00:00 | FALSE | FALSE | FALSE | [6 empty] | AC | [7 empty] | FALSE
PLWQ4D96Y4JL | SATCO Products Inc | Satco | 15T8/LED/48-840/DR (S29977) | Linear Replacement Lamp | T8 Four-Foot | Replacement Lamps (plug and play) (UL Type A) |  | standard | FALSE | [10 empty] | November, 29 2017 00:00:00 | Not Dimmable | Not Dimmable | No |  | NANOBA | [25 empty] | 5 | 2200 | 122.22 | 18 | 20 | 0.9 | 4000 | 80 |  |  |  | FALSE | FALSE | FALSE | [8 empty] | March, 30 2020 00:00:00 | FALSE | FALSE | FALSE | [6 empty] | AC | [7 empty] | FALSE
PLGN8PIA955P | Archipelago Lighting, Inc. | Archipelago | LT8F240050K4 | Linear Replacement Lamp | T8 Four-Foot | Replacement Lamps (plug and play) (UL Type A) |  | standard | FALSE | [10 empty] | November, 29 2017 00:00:00 | Dimmable | Continuous Below 10 | No |  | NANOBB | [25 empty] | 5 | 2400 | 120 | 20 | 7.64 | 0.98 | 5000 | 83 |  |  |  | FALSE | FALSE | FALSE | [8 empty] | March, 30 2020 00:00:00 | FALSE | FALSE | FALSE | [6 empty] | AC | [7 empty] | FALSE
PIQDGO0E | Espen Technology | Espen | L48T8/830/12G-EB (aluminum cap) | Linear Replacement Lamp | T8 Four-Foot | Replacement Lamps (plug and play) (UL Type A) |  | standard | TRUE |  | 1818 | 124 | 14.66 | 14.11 | 0.961 | 2966 | 82.7 | 5 | 50000 | November, 29 2017 00:00:00 | Dimmable | Continuous Below 10 | No |  | XXXBTY | [15 empty] | 83.8 |  | 1.34 | 1.36 | [6 empty] | 4.4 | 1800 | 112 | 16 | 14 | 0.9 | 3000 | 83 |  |  | 4 | FALSE | FALSE | FALSE | [8 empty] | November, 02 2018 00:00:00 | FALSE | FALSE | FALSE | [6 empty] | AC | [7 empty] | FALSE
P73IXOK1 | Espen Technology | ESPEN | L48T8/850/12G-EB (aluminum cap) | Linear Replacement Lamp | T8 Four-Foot | Replacement Lamps (plug and play) (UL Type A) |  | standard | FALSE | [10 empty] | November, 29 2017 00:00:00 | Dimmable | Continuous Below 10 | NO |  | XXXBTY | [25 empty] | 5 | 1900 | 118 | 16 | 14 | 0.9 | 5000 | 83 |  |  | 4 | FALSE | FALSE | FALSE | [8 empty] | March, 30 2020 00:00:00 | FALSE | FALSE | FALSE | [6 empty] | AC | [7 empty] | FALSE
PLUWDAGE2QPY | SATCO Products Inc | Satco | 12T8/LED/48-840/DR (S29936) | Linear Replacement Lamp | T8 Four-Foot | Replacement Lamps (plug and play) (UL Type A) |  | standard | FALSE | [10 empty] | November, 29 2017 00:00:00 | Not Dimmable | Not Dimmable | No |  | NANOAZ | [25 empty] | 5 | 1800 | 120 | 15 | 20 | 0.9 | 4000 | 80 |  |  |  | FALSE | FALSE | FALSE | [8 empty] | March, 30 2020 00:00:00 | FALSE | FALSE | FALSE | [6 empty] | AC | [7 empty] | FALSE
PLU60AYH8Y7K | SATCO Products Inc | Satco | 15T8/LED/48-850/DR (S29978) | Linear Replacement Lamp | T8 Four-Foot | Replacement Lamps (plug and play) (UL Type A) |  | standard | FALSE | [10 empty] | November, 29 2017 00:00:00 | Not Dimmable | Not Dimmable | No |  | NANOBA | [25 empty] | 5 | 2200 | 122.22 | 18 | 20 | 0.9 | 5000 | 80 |  |  |  | FALSE | FALSE | FALSE | [8 empty] | March, 30 2020 00:00:00 | FALSE | FALSE | FALSE | [6 empty] | AC | [7 empty] | FALSE
PL6UOQKEXHCD | SATCO Products Inc | Satco | 12T8/LED/48-830/DR (S29934) | Linear Replacement Lamp | T8 Four-Foot | Replacement Lamps (plug and play) (UL Type A) |  | standard | TRUE |  | 1811 | 120.9 | 14.98 | 13.54 | 0.9588 | 3073 | 82.6 | 5 | 50000 | November, 29 2017 00:00:00 | Not Dimmable | Not Dimmable | No |  | NANOAZ | [15 empty] | 81.3 |  | 1.26 | 1.32 | [6 empty] | 5 | 1700 | 113.33 | 15 | 20 | 0.9 | 3000 | 80 |  |  |  | FALSE | FALSE | FALSE | [8 empty] | March, 30 2020 00:00:00 | FALSE | FALSE | FALSE | [6 empty] | AC | [7 empty] | FALSE
PLDXLVNSVHWU | Cleanlife Energy LLC | BRIGHT33 | B33T814W50FR | Linear Replacement Lamp | T8 Four-Foot | Dual Mode Internal Driver (UL Type A and Type B) |  | standard | FALSE | [10 empty] | November, 29 2017 00:00:00 | Not Dimmable | Not Dimmable | No |  | NANOBC | [25 empty] | 5 | 2018 | 130.11 | 15.51 | 8.74 | 0.92 | 5000 | 83.9 |  |  |  | FALSE | FALSE | FALSE | [8 empty] | March, 30 2020 00:00:00 | FALSE | FALSE | FALSE | [6 empty] | AC | [7 empty] | FALSE
PYXB4HDX | Shenzhen Bonld Electronics Co.,LTD | BONLD | BDT84DUA-15WB-DNMF | Linear Replacement Lamp | T8 Four-Foot | Dual Mode Internal Driver (UL Type A and Type B) |  | standard | FALSE | [10 empty] | November, 29 2017 00:00:00 | Not Dimmable | Not Dimmable | No |  | FFFITI | [25 empty] | 5 | 2025 | 135 | 15 | 15 | 0.8875 | 4000 | 80 |  |  |  | FALSE | FALSE | FALSE | [8 empty] | March, 30 2020 00:00:00 | FALSE | FALSE | FALSE | [6 empty] | AC | [7 empty] | FALSE
PGDVAGDN | Shenzhen Bonld Electronics Co.,LTD | BONLD | BDT84DUA-15WB-DWMF | Linear Replacement Lamp | T8 Four-Foot | Dual Mode Internal Driver (UL Type A and Type B) |  | standard | TRUE |  | 2184 | 124.66 | 17.52 | 7.41 | 0.8875 | 3019 | 83.8 | 5 | 50000 | November, 29 2017 00:00:00 | Not Dimmable | Not Dimmable | No |  | FFFITI | [15 empty] | 87.6 |  | 1.2 | 1.44 | [6 empty] | 5 | 2025 | 135 | 15 | 15 | 0.8875 | 3000 | 80 |  |  |  | FALSE | FALSE | FALSE | [8 empty] | March, 30 2020 00:00:00 | FALSE | FALSE | FALSE | [6 empty] | AC | [7 empty] | FALSE
P0XY2633 | Espen Technology | Espen | L48T8/840/12G-EB (aluminum cap) | Linear Replacement Lamp | T8 Four-Foot | Replacement Lamps (plug and play) (UL Type A) |  | standard | FALSE | [10 empty] | November, 29 2017 00:00:00 | Dimmable | Continuous Below 10 | NO |  | XXXBTY | [25 empty] | 4.4 | 1850 | 115 | 16 | 14 | 0.9 | 4000 | 83 |  |  | 4 | FALSE | FALSE | FALSE | [8 empty] | November, 02 2018 00:00:00 | FALSE | FALSE | FALSE | [6 empty] | AC | [7 empty] | FALSE
PLGXSJ4US1JT | Cleanlife Energy LLC | BRIGHT33 | B33T820W50FR | Linear Replacement Lamp | T8 Four-Foot | Dual Mode Internal Driver (UL Type A and Type B) |  | standard | FALSE | [10 empty] | November, 29 2017 00:00:00 | Not Dimmable | Not Dimmable | No |  | NANOBD | [25 empty] | 5 | 2628 | 127.96 | 20.58 | 7.5 | 0.91 | 5000 | 83.8 |  |  |  | FALSE | FALSE | FALSE | [8 empty] | March, 30 2020 00:00:00 | FALSE | FALSE | FALSE | [6 empty] | AC | [7 empty] | FALSE
PG5VS4KY | CH Lighting Technology Co.,Ltd. | CH | CH1117-48-13W 835-9 | Linear Replacement Lamp | T8 Four-Foot | Replacement Lamps (plug and play) (UL Type A) |  | standard | FALSE | [10 empty] | November, 29 2017 00:00:00 | Dimmable | Continuous Below 10 | No |  | FFFITF | [25 empty] | 4.4 | 1800 | 112 | 16 | 12.31 | 0.96 | 3500 | 83 |  |  |  | FALSE | FALSE | FALSE | [8 empty] | November, 02 2018 00:00:00 | FALSE | FALSE | FALSE | [6 empty] | AC | [7 empty] | FALSE
P89LP9C3 | CH Lighting Technology Co.,Ltd. | CH | CH1117-48-13W 850-9 | Linear Replacement Lamp | T8 Four-Foot | Replacement Lamps (plug and play) (UL Type A) |  | standard | FALSE | [10 empty] | November, 29 2017 00:00:00 | Dimmable | Continuous Below 10 | No |  | FFFITF | [25 empty] | 5 | 1900 | 118 | 16 | 12.13 | 0.96 | 5000 | 83 |  |  |  | FALSE | FALSE | FALSE | [8 empty] | March, 30 2020 00:00:00 | FALSE | FALSE | FALSE | [6 empty] | AC | [7 empty] | FALSE
PT83N0N9 | XIAMEN PVTECH CO., LTD. | PVTECH | PV-4FT-18WAB(4000K) | Linear Replacement Lamp | T8 Four-Foot | Dual Mode Internal Driver (UL Type A and Type B) |  | standard | FALSE | [10 empty] | November, 28 2017 00:00:00 | Not Dimmable | Not Dimmable | FALSE |  | YYYCLW | [25 empty] | 4.4 | 2213.3 | 115.4 | 19.1 | 13.3 | 0.925 | 4000 | 81.4 |  |  |  | FALSE | FALSE | FALSE | [8 empty] | November, 02 2018 00:00:00 | FALSE | FALSE | FALSE | [6 empty] | AC | [7 empty] | FALSE
PD2AXNTL | XIAMEN PVTECH CO., LTD. | PVTECH | PV-4FT-12WA1(4000K) | Linear Replacement Lamp | T8 Four-Foot | Replacement Lamps (plug and play) (UL Type A) |  | standard | FALSE | [10 empty] | November, 28 2017 00:00:00 | Not Dimmable | Not Dimmable | FALSE |  | JJJNEN | [25 empty] | 4.4 | 1522.1 | 110.7 | 13.7 | 12.9 | 0.936 | 4000 | 81.7 |  |  |  | FALSE | FALSE | FALSE | [8 empty] | November, 02 2018 00:00:00 | FALSE | FALSE | FALSE | [6 empty] | AC | [7 empty] | FALSE
PLFMBQFM8NBX | Archipelago Lighting, Inc. | LIFEBULB | LBT8F2335C | Linear Replacement Lamp | T8 Four-Foot | Replacement Lamps (plug and play) (UL Type A) |  | standard | FALSE | [10 empty] | November, 28 2017 00:00:00 | Dimmable | Continuous Below 10 | FALSE |  | NANOAM | [25 empty] | 4.4 | 2200 | 110 | 20 | 7.59 | 0.98 | 3500 | 83 |  |  |  | FALSE | FALSE | FALSE | [8 empty] | November, 02 2018 00:00:00 | FALSE | FALSE | FALSE | [6 empty] | AC | [7 empty] | FALSE
PL3OIO86E82B | GreenTek Energy Systems | GreenTEK | GT-T8GAB415M-40-A | Linear Replacement Lamp | T8 Four-Foot | Dual Mode Internal Driver (UL Type A and Type B) |  | standard | FALSE | [10 empty] | November, 28 2017 00:00:00 | Not Dimmable | Not Dimmable | No |  | IIILJL | [25 empty] | 5 | 2149 | 123.26 | 17.44 | 7.21 | 0.9 | 4000 | 83 |  |  |  | FALSE | FALSE | FALSE | [8 empty] | March, 30 2020 00:00:00 | FALSE | FALSE | FALSE | [6 empty] | AC | [7 empty] | FALSE
PQ6559O2 | XIAMEN PVTECH CO., LTD. | PVTECH | PV-4FT-12WA1(5000K) | Linear Replacement Lamp | T8 Four-Foot | Replacement Lamps (plug and play) (UL Type A) |  | standard | FALSE | [10 empty] | November, 28 2017 00:00:00 | Not Dimmable | Not Dimmable | No |  | JJJNEN | [25 empty] | 5 | 1652.9 | 120.3 | 13.7 | 12.9 | 0.936 | 4994 | 83.4 |  |  |  | FALSE | FALSE | FALSE | [8 empty] | March, 30 2020 00:00:00 | FALSE | FALSE | FALSE | [6 empty] | AC | [7 empty] | FALSE
PLSS4CYU1KTE | GreenTek Energy Systems | GreenTEK | GT-T8GAB415T-35-A | Linear Replacement Lamp | T8 Four-Foot | Dual Mode Internal Driver (UL Type A and Type B) |  | standard | FALSE | [10 empty] | November, 28 2017 00:00:00 | Not Dimmable | Not Dimmable | No |  | IIILJM | [25 empty] | 5 | 2122 | 116.47 | 18.22 | 20 | 0.9 | 3500 | 80 |  |  |  | FALSE | FALSE | FALSE | [8 empty] | March, 30 2020 00:00:00 | FALSE | FALSE | FALSE | [6 empty] | AC | [7 empty] | FALSE
PLW0Z6CJKW1Y | GreenTek Energy Systems | GreenTEK | GT-T8GAB415T-40-A | Linear Replacement Lamp | T8 Four-Foot | Dual Mode Internal Driver (UL Type A and Type B) |  | standard | FALSE | [10 empty] | November, 28 2017 00:00:00 | Not Dimmable | Not Dimmable | No |  | IIILJM | [25 empty] | 5 | 2130 | 116.9 | 18.22 | 20 | 0.9 | 4000 | 80 |  |  |  | FALSE | FALSE | FALSE | [8 empty] | March, 30 2020 00:00:00 | FALSE | FALSE | FALSE | [6 empty] | AC | [7 empty] | FALSE
PL737XIU0XBB | GreenTek Energy Systems | GreenTEK | GT-T8GAB412T-50-A | Linear Replacement Lamp | T8 Four-Foot | Dual Mode Internal Driver (UL Type A and Type B) |  | standard | FALSE | [10 empty] | November, 28 2017 00:00:00 | Not Dimmable | Not Dimmable | No |  | IIILJK | [25 empty] | 5 | 1787 | 119.05 | 15.01 | 20 | 0.9 | 5000 | 80 |  |  |  | FALSE | FALSE | FALSE | [8 empty] | March, 30 2020 00:00:00 | FALSE | FALSE | FALSE | [6 empty] | AC | [7 empty] | FALSE
P8091BIP | CH Lighting Technology Co.,Ltd. | CH | CH1117-48-15W 835-9 | Linear Replacement Lamp | T8 Four-Foot | Replacement Lamps (plug and play) (UL Type A) |  | standard | FALSE | [10 empty] | November, 28 2017 00:00:00 | Dimmable | Continuous Below 10 | No |  | FFFITG | [25 empty] | 4.4 | 2100 | 114 | 18.5 | 10.85 | 0.97 | 3500 | 83 |  |  |  | FALSE | FALSE | FALSE | [8 empty] | November, 02 2018 00:00:00 | FALSE | FALSE | FALSE | [6 empty] | AC | [7 empty] | FALSE
P1P14I8T | XIAMEN PVTECH CO., LTD. | PVTECH | PV-4FT-18WAB(3000K) | Linear Replacement Lamp | T8 Four-Foot | Dual Mode Internal Driver (UL Type A and Type B) |  | standard | TRUE |  | 2213.37 | 115.4 | 19.18 | 13.2 | 0.925 | 2909 | 81.4 | 5 | 50000 | November, 28 2017 00:00:00 | Not Dimmable | Not Dimmable | No |  | YYYCLW | [15 empty] | 78.1 |  | 1.18 | 1.24 | [6 empty] | 5 | 2213.3 | 115.4 | 19.1 | 13.3 | 0.925 | 2909 | 81.4 |  |  |  | FALSE | FALSE | FALSE | [8 empty] | March, 30 2020 00:00:00 | FALSE | FALSE | FALSE | [6 empty] | AC | [7 empty] | FALSE
PLT25C8C19I5 | GreenTek Energy Systems | GreenTEK | GT-T8GAB418T-45-A | Linear Replacement Lamp | T8 Four-Foot | Dual Mode Internal Driver (UL Type A and Type B) |  | standard | FALSE | [10 empty] | November, 28 2017 00:00:00 | Not Dimmable | Not Dimmable | No |  | IIILJO | [25 empty] | 5 | 2551 | 119.88 | 21.28 | 20 | 0.9 | 4500 | 80 |  |  |  | FALSE | FALSE | FALSE | [8 empty] | March, 30 2020 00:00:00 | FALSE | FALSE | FALSE | [6 empty] | AC | [7 empty] | FALSE
PLX68DASAV1Q | GreenTek Energy Systems | GreenTEK | GT-T8GAB412M-40-A | Linear Replacement Lamp | T8 Four-Foot | Dual Mode Internal Driver (UL Type A and Type B) |  | standard | FALSE | [10 empty] | November, 28 2017 00:00:00 | Not Dimmable | Not Dimmable | No |  | IIILJJ | [25 empty] | 5 | 1924 | 121.12 | 15.88 | 8.29 | 0.9 | 4000 | 82.7 |  |  |  | FALSE | FALSE | FALSE | [8 empty] | March, 30 2020 00:00:00 | FALSE | FALSE | FALSE | [6 empty] | AC | [7 empty] | FALSE
PL89OMY761LX | GreenTek Energy Systems | GreenTEK | GT-T8GAB418M-40-A | Linear Replacement Lamp | T8 Four-Foot | Dual Mode Internal Driver (UL Type A and Type B) |  | standard | FALSE | [10 empty] | November, 28 2017 00:00:00 | Not Dimmable | Not Dimmable | No |  | IIILJN | [25 empty] | 5 | 2383 | 117.07 | 20.36 | 6.79 | 0.92 | 4000 | 82.9 |  |  |  | FALSE | FALSE | FALSE | [8 empty] | March, 30 2020 00:00:00 | FALSE | FALSE | FALSE | [6 empty] | AC | [7 empty] | FALSE
PL8L847OOSN9 | GreenTek Energy Systems | GreenTEK | GT-T8GAB415M-45-A | Linear Replacement Lamp | T8 Four-Foot | Dual Mode Internal Driver (UL Type A and Type B) |  | standard | FALSE | [10 empty] | November, 28 2017 00:00:00 | Not Dimmable | Not Dimmable | No |  | IIILJL | [25 empty] | 5 | 2168 | 124.32 | 17.44 | 7.21 | 0.9 | 4500 | 83 |  |  |  | FALSE | FALSE | FALSE | [8 empty] | March, 30 2020 00:00:00 | FALSE | FALSE | FALSE | [6 empty] | AC | [7 empty] | FALSE
PLTJM0CZ2PZ9 | GreenTek Energy Systems | GreenTEK | GT-T8GAB415M-50-A | Linear Replacement Lamp | T8 Four-Foot | Dual Mode Internal Driver (UL Type A and Type B) |  | standard | FALSE | [10 empty] | November, 28 2017 00:00:00 | Not Dimmable | Not Dimmable | No |  | IIILJL | [25 empty] | 5 | 2186 | 124.35 | 17.58 | 7.58 | 0.9 | 5000 | 84 |  |  |  | FALSE | FALSE | FALSE | [8 empty] | March, 30 2020 00:00:00 | FALSE | FALSE | FALSE | [6 empty] | AC | [7 empty] | FALSE
PLPJTIN3S3AB | GreenTek Energy Systems | GreenTEK | GT-T8GAB418T-30-A | Linear Replacement Lamp | T8 Four-Foot | Dual Mode Internal Driver (UL Type A and Type B) |  | standard | TRUE |  | 2471 | 132.56 | 18.64 | 17.68 | 0.953 | 2941 | 81.6 | 5 | 50000 | November, 28 2017 00:00:00 | Not Dimmable | Not Dimmable | No |  | IIILJO | [15 empty] | 85.4 |  | 1.24 | 1.22 | [6 empty] | 5 | 2512 | 118.1 | 21.27 | 20 | 0.9 | 3000 | 80 |  |  |  | FALSE | FALSE | FALSE | [8 empty] | March, 30 2020 00:00:00 | FALSE | FALSE | FALSE | [6 empty] | AC | [7 empty] | FALSE
PZGQLMXF | XIAMEN PVTECH CO., LTD. | PVTECH | PV-4FT-12WAB(4000K) | Linear Replacement Lamp | T8 Four-Foot | Dual Mode Internal Driver (UL Type A and Type B) |  | standard | FALSE | [10 empty] | November, 28 2017 00:00:00 | Not Dimmable | Not Dimmable | No |  | YYYCLV | [25 empty] | 5 | 1559.8 | 117.9 | 13.2 | 12.1 | 0.917 | 4000 | 81.7 |  |  |  | FALSE | FALSE | FALSE | [8 empty] | March, 30 2020 00:00:00 | FALSE | FALSE | FALSE | [6 empty] | AC | [7 empty] | FALSE
PLXLVQZ9ZTHZ | GreenTek Energy Systems | GreenTEK | GT-T8GAB412T-35-A | Linear Replacement Lamp | T8 Four-Foot | Dual Mode Internal Driver (UL Type A and Type B) |  | standard | FALSE | [10 empty] | November, 28 2017 00:00:00 | Not Dimmable | Not Dimmable | No |  | IIILJK | [25 empty] | 5 | 1762 | 117.62 | 14.98 | 20 | 0.9 | 3500 | 80 |  |  |  | FALSE | FALSE | FALSE | [8 empty] | March, 30 2020 00:00:00 | FALSE | FALSE | FALSE | [6 empty] | AC | [7 empty] | FALSE
PL1UCY80DB5I | GreenTek Energy Systems | GreenTEK | GT-T8GAB412T-45-A | Linear Replacement Lamp | T8 Four-Foot | Dual Mode Internal Driver (UL Type A and Type B) |  | standard | FALSE | [10 empty] | November, 28 2017 00:00:00 | Not Dimmable | Not Dimmable | No |  | IIILJK | [25 empty] | 5 | 1780 | 118.83 | 14.98 | 20 | 0.9 | 4500 | 80 |  |  |  | FALSE | FALSE | FALSE | [8 empty] | March, 30 2020 00:00:00 | FALSE | FALSE | FALSE | [6 empty] | AC | [7 empty] | FALSE
P6OEZT67 | XIAMEN PVTECH CO., LTD. | PVTECH | PV-4FT-15WAB(4000K) | Linear Replacement Lamp | T8 Four-Foot | Dual Mode Internal Driver (UL Type A and Type B) |  | standard | FALSE | [10 empty] | November, 28 2017 00:00:00 | Not Dimmable | Not Dimmable | FALSE |  | YYYCLU | [25 empty] | 4.4 | 1800.8 | 111.3 | 16.1 | 12.8 | 0.922 | 4000 | 81.5 |  |  |  | FALSE | FALSE | FALSE | [8 empty] | November, 02 2018 00:00:00 | FALSE | FALSE | FALSE | [6 empty] | AC | [7 empty] | FALSE
PL1MFAZA2PIT | Archipelago Lighting, Inc. | LIFEBULB | LBT8F2341C | Linear Replacement Lamp | T8 Four-Foot | Replacement Lamps (plug and play) (UL Type A) |  | standard | FALSE | [10 empty] | November, 28 2017 00:00:00 | Dimmable | Continuous Below 10 | FALSE |  | NANOAM | [25 empty] | 4.4 | 2300 | 115 | 20 | 7.59 | 0.98 | 4000 | 83 |  |  |  | FALSE | FALSE | FALSE | [8 empty] | November, 02 2018 00:00:00 | FALSE | FALSE | FALSE | [6 empty] | AC | [7 empty] | FALSE
PAA6ZRRR | XIAMEN PVTECH CO., LTD. | PVTECH | PV-4FT-12WA1(3500K) | Linear Replacement Lamp | T8 Four-Foot | Replacement Lamps (plug and play) (UL Type A) |  | standard | FALSE | [10 empty] | November, 28 2017 00:00:00 | Not Dimmable | Not Dimmable | FALSE |  | JJJNEN | [25 empty] | 4.4 | 1522.1 | 110.7 | 13.7 | 12.9 | 0.936 | 3500 | 81.7 |  |  |  | FALSE | FALSE | FALSE | [8 empty] | November, 02 2018 00:00:00 | FALSE | FALSE | FALSE | [6 empty] | AC | [7 empty] | FALSE
PLLTE0WADB7F | Archipelago Lighting, Inc. | LIFEBULB | LBT8F2330C | Linear Replacement Lamp | T8 Four-Foot | Replacement Lamps (plug and play) (UL Type A) |  | standard | TRUE |  | 2323 | 120.2 | 19.32 | 7.59 | 0.9751 | 3073 | 82.7 | 5 | 50000 | November, 28 2017 00:00:00 | Dimmable | Continuous Below 10 | FALSE |  | NANOAM | [15 empty] | 83.2 |  | 1.26 | 1.3 | [6 empty] | 4.4 | 2200 | 110 | 20 | 7.59 | 0.98 | 3000 | 83 |  |  |  | FALSE | FALSE | FALSE | [8 empty] | November, 02 2018 00:00:00 | FALSE | FALSE | FALSE | [6 empty] | AC | [7 empty] | FALSE
P0CPV6K4 | XIAMEN PVTECH CO., LTD. | PVTECH | PV-4FT-15WAB(4500K) | Linear Replacement Lamp | T8 Four-Foot | Dual Mode Internal Driver (UL Type A and Type B) |  | standard | FALSE | [10 empty] | November, 28 2017 00:00:00 | Not Dimmable | Not Dimmable | FALSE |  | YYYCLU | [25 empty] | 4.4 | 1800.8 | 111.3 | 16.1 | 12.8 | 0.922 | 4500 | 81.5 |  |  |  | FALSE | FALSE | FALSE | [8 empty] | November, 02 2018 00:00:00 | FALSE | FALSE | FALSE | [6 empty] | AC | [7 empty] | FALSE
PJDFDNVR | XIAMEN PVTECH CO., LTD. | PVTECH | PV-4FT-15WAB(3500K) | Linear Replacement Lamp | T8 Four-Foot | Dual Mode Internal Driver (UL Type A and Type B) |  | standard | FALSE | [10 empty] | November, 28 2017 00:00:00 | Not Dimmable | Not Dimmable | FALSE |  | YYYCLU | [25 empty] | 4.4 | 1800.8 | 111.3 | 16.1 | 12.8 | 0.922 | 3500 | 81.5 |  |  |  | FALSE | FALSE | FALSE | [8 empty] | November, 02 2018 00:00:00 | FALSE | FALSE | FALSE | [6 empty] | AC | [7 empty] | FALSE
PAUQI7EL | XIAMEN PVTECH CO., LTD. | PVTECH | PV-4FT-15WAB(3000K) | Linear Replacement Lamp | T8 Four-Foot | Dual Mode Internal Driver (UL Type A and Type B) |  | standard | TRUE |  | 1800.83 | 111.3 | 16.18 | 12.8 | 0.922 | 2904 | 81.5 | 5 | 50000 | November, 28 2017 00:00:00 | Not Dimmable | Not Dimmable | FALSE |  | YYYCLU | [15 empty] | 78.1 |  | 1.2 | 1.24 | [6 empty] | 4.4 | 1800.8 | 111.3 | 16.1 | 12.8 | 0.922 | 2904 | 81.5 |  |  |  | FALSE | FALSE | FALSE | [8 empty] | November, 02 2018 00:00:00 | FALSE | FALSE | FALSE | [6 empty] | AC | [7 empty] | FALSE
PPUO68T1 | XIAMEN PVTECH CO., LTD. | PVTECH | PV-4FT-18WAB(3500K) | Linear Replacement Lamp | T8 Four-Foot | Dual Mode Internal Driver (UL Type A and Type B) |  | standard | FALSE | [10 empty] | November, 28 2017 00:00:00 | Not Dimmable | Not Dimmable | FALSE |  | YYYCLW | [25 empty] | 4.4 | 2213.3 | 115.4 | 19.1 | 13.3 | 0.925 | 3500 | 81.4 |  |  |  | FALSE | FALSE | FALSE | [8 empty] | November, 02 2018 00:00:00 | FALSE | FALSE | FALSE | [6 empty] | AC | [7 empty] | FALSE
PLS6MBCJ4S26 | Archipelago Lighting, Inc. | LIFEBULB | LBT8F2350C | Linear Replacement Lamp | T8 Four-Foot | Replacement Lamps (plug and play) (UL Type A) |  | standard | FALSE | [10 empty] | November, 28 2017 00:00:00 | Dimmable | Continuous Below 10 | No |  | NANOAM | [25 empty] | 5 | 2400 | 120 | 20 | 7.64 | 0.98 | 5000 | 83 |  |  |  | FALSE | FALSE | FALSE | [8 empty] | March, 30 2020 00:00:00 | FALSE | FALSE | FALSE | [6 empty] | AC | [7 empty] | FALSE
PLN7QE4ZSVER | GreenTek Energy Systems | GreenTEK | GT-T8GAB412M-50-A | Linear Replacement Lamp | T8 Four-Foot | Dual Mode Internal Driver (UL Type A and Type B) |  | standard | FALSE | [10 empty] | November, 28 2017 00:00:00 | Not Dimmable | Not Dimmable | No |  | IIILJJ | [25 empty] | 5 | 1965 | 122.45 | 16.05 | 8.98 | 0.9 | 5000 | 81.8 |  |  |  | FALSE | FALSE | FALSE | [8 empty] | March, 30 2020 00:00:00 | FALSE | FALSE | FALSE | [6 empty] | AC | [7 empty] | FALSE
PLOB7PM3O7RJ | GreenTek Energy Systems | GreenTEK | GT-T8GAB412M-35-A | Linear Replacement Lamp | T8 Four-Foot | Dual Mode Internal Driver (UL Type A and Type B) |  | standard | FALSE | [10 empty] | November, 28 2017 00:00:00 | Not Dimmable | Not Dimmable | No |  | IIILJJ | [25 empty] | 5 | 1903 | 119.81 | 15.88 | 8.29 | 0.9 | 3500 | 82.7 |  |  |  | FALSE | FALSE | FALSE | [8 empty] | March, 30 2020 00:00:00 | FALSE | FALSE | FALSE | [6 empty] | AC | [7 empty] | FALSE
PLFCSQPM3L2P | GreenTek Energy Systems | GreenTEK | GT-T8GAB418M-50-A | Linear Replacement Lamp | T8 Four-Foot | Dual Mode Internal Driver (UL Type A and Type B) |  | standard | FALSE | [10 empty] | November, 28 2017 00:00:00 | Not Dimmable | Not Dimmable | No |  | IIILJN | [25 empty] | 5 | 2407 | 117.87 | 20.42 | 6.94 | 0.92 | 5000 | 84.1 |  |  |  | FALSE | FALSE | FALSE | [8 empty] | March, 30 2020 00:00:00 | FALSE | FALSE | FALSE | [6 empty] | AC | [7 empty] | FALSE
PLS3COFVNRCM | GreenTek Energy Systems | GreenTEK | GT-T8GAB415M-30-A | Linear Replacement Lamp | T8 Four-Foot | Dual Mode Internal Driver (UL Type A and Type B) |  | standard | TRUE |  | 2112 | 122.15 | 17.29 | 7.21 | 0.8964 | 2914 | 83 | 5 | 50000 | November, 28 2017 00:00:00 | Not Dimmable | Not Dimmable | No |  | IIILJL | [15 empty] | 84.4 |  | 1.24 | 1.3 | [6 empty] | 5 | 2112 | 122.15 | 17.29 | 7.21 | 0.9 | 3000 | 83 |  |  |  | FALSE | FALSE | FALSE | [8 empty] | March, 30 2020 00:00:00 | FALSE | FALSE | FALSE | [6 empty] | AC | [7 empty] | FALSE
PEGLS4NW | XIAMEN PVTECH CO., LTD. | PVTECH | PV-4FT-15WAB(5000K) | Linear Replacement Lamp | T8 Four-Foot | Dual Mode Internal Driver (UL Type A and Type B) |  | standard | FALSE | [10 empty] | November, 28 2017 00:00:00 | Not Dimmable | Not Dimmable | No |  | YYYCLU | [25 empty] | 5 | 1934.1 | 119.1 | 16.2 | 12.8 | 0.922 | 4995 | 83.4 |  |  |  | FALSE | FALSE | FALSE | [8 empty] | March, 30 2020 00:00:00 | FALSE | FALSE | FALSE | [6 empty] | AC | [7 empty] | FALSE
PN2ZBEKB | XIAMEN PVTECH CO., LTD. | PVTECH | PV-4FT-12WAB(4500K) | Linear Replacement Lamp | T8 Four-Foot | Dual Mode Internal Driver (UL Type A and Type B) |  | standard | FALSE | [10 empty] | November, 28 2017 00:00:00 | Not Dimmable | Not Dimmable | No |  | YYYCLV | [25 empty] | 5 | 1559.8 | 117.9 | 13.2 | 12.1 | 0.917 | 4500 | 81.7 |  |  |  | FALSE | FALSE | FALSE | [8 empty] | March, 30 2020 00:00:00 | FALSE | FALSE | FALSE | [6 empty] | AC | [7 empty] | FALSE
PLOCD1NTXNKF | GreenTek Energy Systems | GreenTEK | GT-T8GAB412T-40-A | Linear Replacement Lamp | T8 Four-Foot | Dual Mode Internal Driver (UL Type A and Type B) |  | standard | FALSE | [10 empty] | November, 28 2017 00:00:00 | Not Dimmable | Not Dimmable | No |  | IIILJK | [25 empty] | 5 | 1771 | 118.22 | 14.98 | 20 | 0.9 | 4000 | 80 |  |  |  | FALSE | FALSE | FALSE | [8 empty] | March, 30 2020 00:00:00 | FALSE | FALSE | FALSE | [6 empty] | AC | [7 empty] | FALSE
PLG1XRPXWI0S | GreenTek Energy Systems | GreenTEK | GT-T8GAB418T-35-A | Linear Replacement Lamp | T8 Four-Foot | Dual Mode Internal Driver (UL Type A and Type B) |  | standard | FALSE | [10 empty] | November, 28 2017 00:00:00 | Not Dimmable | Not Dimmable | No |  | IIILJO | [25 empty] | 5 | 2525 | 118.66 | 21.28 | 20 | 0.9 | 3500 | 80 |  |  |  | FALSE | FALSE | FALSE | [8 empty] | March, 30 2020 00:00:00 | FALSE | FALSE | FALSE | [6 empty] | AC | [7 empty] | FALSE
PLNBY50II4AS | GreenTek Energy Systems | GreenTEK | GT-T8GAB418T-40-A | Linear Replacement Lamp | T8 Four-Foot | Dual Mode Internal Driver (UL Type A and Type B) |  | standard | FALSE | [10 empty] | November, 28 2017 00:00:00 | Not Dimmable | Not Dimmable | No |  | IIILJO | [25 empty] | 5 | 2538 | 119.27 | 21.28 | 20 | 0.9 | 4000 | 80 |  |  |  | FALSE | FALSE | FALSE | [8 empty] | March, 30 2020 00:00:00 | FALSE | FALSE | FALSE | [6 empty] | AC | [7 empty] | FALSE
P96WM40K | CH Lighting Technology Co.,Ltd. | CH | CH1117-48-15W 830-9 | Linear Replacement Lamp | T8 Four-Foot | Replacement Lamps (plug and play) (UL Type A) |  | standard | TRUE |  | 2166.6 | 133.7 | 16.21 | 10.85 | 0.9654 | 2962 | 83.4 | 5 | 50000 | November, 28 2017 00:00:00 | Dimmable | Continuous Below 10 | No |  | FFFITG | [15 empty] | 81.3 |  | 1.26 | 1.32 | [6 empty] | 5 | 2100 | 114 | 18.5 | 10.85 | 0.97 | 3000 | 83 |  |  |  | FALSE | FALSE | FALSE | [8 empty] | March, 30 2020 00:00:00 | FALSE | FALSE | FALSE | [6 empty] | AC | [7 empty] | FALSE
P3JMLKM5 | XIAMEN PVTECH CO., LTD. | PVTECH | PV-4FT-12WA1(4500K) | Linear Replacement Lamp | T8 Four-Foot | Replacement Lamps (plug and play) (UL Type A) |  | standard | FALSE | [10 empty] | November, 28 2017 00:00:00 | Not Dimmable | Not Dimmable | FALSE |  | JJJNEN | [25 empty] | 4.4 | 1522.1 | 110.7 | 13.7 | 12.9 | 0.936 | 4500 | 81.7 |  |  |  | FALSE | FALSE | FALSE | [8 empty] | November, 02 2018 00:00:00 | FALSE | FALSE | FALSE | [6 empty] | AC | [7 empty] | FALSE
PL32X7VAVJNU | GreenTek Energy Systems | GreenTEK | GT-T8GAB418T-50-A | Linear Replacement Lamp | T8 Four-Foot | Dual Mode Internal Driver (UL Type A and Type B) |  | standard | FALSE | [10 empty] | November, 28 2017 00:00:00 | Not Dimmable | Not Dimmable | No |  | IIILJO | [25 empty] | 5 | 2565 | 120.54 | 21.28 | 20 | 0.9 | 5000 | 80 |  |  |  | FALSE | FALSE | FALSE | [8 empty] | March, 30 2020 00:00:00 | FALSE | FALSE | FALSE | [6 empty] | AC | [7 empty] | FALSE
PL1AXOVSN9XL | GreenTek Energy Systems | GreenTEK | GT-T8GAB412M-45-A | Linear Replacement Lamp | T8 Four-Foot | Dual Mode Internal Driver (UL Type A and Type B) |  | standard | FALSE | [10 empty] | November, 28 2017 00:00:00 | Not Dimmable | Not Dimmable | No |  | IIILJJ | [25 empty] | 5 | 1944 | 122.43 | 15.88 | 8.29 | 0.9 | 4500 | 82.7 |  |  |  | FALSE | FALSE | FALSE | [8 empty] | March, 30 2020 00:00:00 | FALSE | FALSE | FALSE | [6 empty] | AC | [7 empty] | FALSE
PL9H7JQI7GOL | GreenTek Energy Systems | GreenTEK | GT-T8GAB418M-35-A | Linear Replacement Lamp | T8 Four-Foot | Dual Mode Internal Driver (UL Type A and Type B) |  | standard | FALSE | [10 empty] | November, 28 2017 00:00:00 | Not Dimmable | Not Dimmable | No |  | IIILJN | [25 empty] | 5 | 2372 | 116.49 | 20.36 | 6.79 | 0.92 | 3500 | 82.9 |  |  |  | FALSE | FALSE | FALSE | [8 empty] | March, 30 2020 00:00:00 | FALSE | FALSE | FALSE | [6 empty] | AC | [7 empty] | FALSE
PLNGAEQIAMRN | GreenTek Energy Systems | GreenTEK | GT-T8GAB418M-45-A | Linear Replacement Lamp | T8 Four-Foot | Dual Mode Internal Driver (UL Type A and Type B) |  | standard | FALSE | [10 empty] | November, 28 2017 00:00:00 | Not Dimmable | Not Dimmable | No |  | IIILJN | [25 empty] | 5 | 2395 | 117.66 | 20.36 | 6.79 | 0.92 | 4500 | 82.9 |  |  |  | FALSE | FALSE | FALSE | [8 empty] | March, 30 2020 00:00:00 | FALSE | FALSE | FALSE | [6 empty] | AC | [7 empty] | FALSE
PL5GVGWOI55V | GreenTek Energy Systems | GreenTEK | GT-T8GAB415M-35-A | Linear Replacement Lamp | T8 Four-Foot | Dual Mode Internal Driver (UL Type A and Type B) |  | standard | FALSE | [10 empty] | November, 28 2017 00:00:00 | Not Dimmable | Not Dimmable | No |  | IIILJL | [25 empty] | 5 | 2131 | 122.2 | 17.44 | 7.21 | 0.9 | 3500 | 83 |  |  |  | FALSE | FALSE | FALSE | [8 empty] | March, 30 2020 00:00:00 | FALSE | FALSE | FALSE | [6 empty] | AC | [7 empty] | FALSE
PLP5UX1AGR58 | GreenTek Energy Systems | GreenTEK | GT-T8GAB412T-30-A | Linear Replacement Lamp | T8 Four-Foot | Dual Mode Internal Driver (UL Type A and Type B) |  | standard | TRUE |  | 1737 | 117.21 | 14.82 | 5.55 | 0.9516 | 2917 | 82.2 | 5 | 50000 | November, 28 2017 00:00:00 | Not Dimmable | Not Dimmable | No |  | IIILJK | [15 empty] | 85.4 |  | 1.24 | 1.24 | [6 empty] | 5 | 1753 | 117.34 | 14.94 | 20 | 0.9 | 3000 | 80 |  |  |  | FALSE | FALSE | FALSE | [8 empty] | March, 30 2020 00:00:00 | FALSE | FALSE | FALSE | [6 empty] | AC | [7 empty] | FALSE
PLL18V2FSQIN | GreenTek Energy Systems | GreenTEK | GT-T8GAB415T-30-A | Linear Replacement Lamp | T8 Four-Foot | Dual Mode Internal Driver (UL Type A and Type B) |  | standard | TRUE |  | 2114 | 115.96 | 18.23 | 6.19 | 0.9635 | 2934 | 82.1 | 5 | 50000 | November, 28 2017 00:00:00 | Not Dimmable | Not Dimmable | No |  | IIILJM | [15 empty] | 85.4 |  | 1.26 | 1.2 | [6 empty] | 5 | 2114 | 115.96 | 18.23 | 20 | 0.9 | 3000 | 80 |  |  |  | FALSE | FALSE | FALSE | [8 empty] | March, 30 2020 00:00:00 | FALSE | FALSE | FALSE | [6 empty] | AC | [7 empty] | FALSE
P0BY1ZPK | XIAMEN PVTECH CO., LTD. | PVTECH | PV-4FT-12WAB(3500K) | Linear Replacement Lamp | T8 Four-Foot | Dual Mode Internal Driver (UL Type A and Type B) |  | standard | FALSE | [10 empty] | November, 28 2017 00:00:00 | Not Dimmable | Not Dimmable | No |  | YYYCLV | [25 empty] | 5 | 1559.8 | 117.9 | 13.2 | 12.1 | 0.917 | 3500 | 81.7 |  |  |  | FALSE | FALSE | FALSE | [8 empty] | March, 30 2020 00:00:00 | FALSE | FALSE | FALSE | [6 empty] | AC | [7 empty] | FALSE
PLTPH1K7CZFK | GreenTek Energy Systems | GreenTEK | GT-T8GAB415T-45-A | Linear Replacement Lamp | T8 Four-Foot | Dual Mode Internal Driver (UL Type A and Type B) |  | standard | FALSE | [10 empty] | November, 28 2017 00:00:00 | Not Dimmable | Not Dimmable | No |  | IIILJM | [25 empty] | 5 | 2138 | 117.34 | 18.22 | 20 | 0.9 | 4500 | 80 |  |  |  | FALSE | FALSE | FALSE | [8 empty] | March, 30 2020 00:00:00 | FALSE | FALSE | FALSE | [6 empty] | AC | [7 empty] | FALSE
PLLEU41MYTO0 | GreenTek Energy Systems | GreenTEK | GT-T8GAB415T-50-A | Linear Replacement Lamp | T8 Four-Foot | Dual Mode Internal Driver (UL Type A and Type B) |  | standard | FALSE | [10 empty] | November, 28 2017 00:00:00 | Not Dimmable | Not Dimmable | No |  | IIILJM | [25 empty] | 5 | 2144 | 117.8 | 18.2 | 20 | 0.9 | 5000 | 80 |  |  |  | FALSE | FALSE | FALSE | [8 empty] | March, 30 2020 00:00:00 | FALSE | FALSE | FALSE | [6 empty] | AC | [7 empty] | FALSE
POZJ32LX | XIAMEN PVTECH CO., LTD. | PVTECH | PV-4FT-18WAB(5000K) | Linear Replacement Lamp | T8 Four-Foot | Dual Mode Internal Driver (UL Type A and Type B) |  | standard | FALSE | [10 empty] | November, 28 2017 00:00:00 | Not Dimmable | Not Dimmable | No |  | YYYCLW | [25 empty] | 5 | 2298.7 | 120.1 | 19.1 | 13.3 | 0.925 | 4970 | 83.3 |  |  |  | FALSE | FALSE | FALSE | [8 empty] | March, 30 2020 00:00:00 | FALSE | FALSE | FALSE | [6 empty] | AC | [7 empty] | FALSE
PFQDW6OA | CH Lighting Technology Co.,Ltd. | CH | CH1117-48-15W 850-9 | Linear Replacement Lamp | T8 Four-Foot | Replacement Lamps (plug and play) (UL Type A) |  | standard | FALSE | [10 empty] | November, 28 2017 00:00:00 | Dimmable | Continuous Below 10 | No |  | FFFITG | [25 empty] | 5 | 2200 | 119 | 18.5 | 10.54 | 0.97 | 5000 | 83 |  |  |  | FALSE | FALSE | FALSE | [8 empty] | March, 30 2020 00:00:00 | FALSE | FALSE | FALSE | [6 empty] | AC | [7 empty] | FALSE
PY3MOBLQ | CH Lighting Technology Co.,Ltd. | CH | CH1117-48-15W 840-9 | Linear Replacement Lamp | T8 Four-Foot | Replacement Lamps (plug and play) (UL Type A) |  | standard | FALSE | [10 empty] | November, 28 2017 00:00:00 | Dimmable | Continuous Below 10 | No |  | FFFITG | [25 empty] | 5 | 2200 | 119 | 18.5 | 10.85 | 0.97 | 4000 | 83 |  |  |  | FALSE | FALSE | FALSE | [8 empty] | March, 30 2020 00:00:00 | FALSE | FALSE | FALSE | [6 empty] | AC | [7 empty] | FALSE
P1449K5H | XIAMEN PVTECH CO., LTD. | PVTECH | PV-4FT-18WAB(4500K) | Linear Replacement Lamp | T8 Four-Foot | Dual Mode Internal Driver (UL Type A and Type B) |  | standard | FALSE | [10 empty] | November, 28 2017 00:00:00 | Not Dimmable | Not Dimmable | FALSE |  | YYYCLW | [25 empty] | 4.4 | 2213.3 | 115.4 | 19.1 | 13.3 | 0.925 | 4500 | 81.4 |  |  |  | FALSE | FALSE | FALSE | [8 empty] | November, 02 2018 00:00:00 | FALSE | FALSE | FALSE | [6 empty] | AC | [7 empty] | FALSE
P1N8ZIGK | XIAMEN PVTECH CO., LTD. | PVTECH | PV-4FT-12WA1(3000K) | Linear Replacement Lamp | T8 Four-Foot | Replacement Lamps (plug and play) (UL Type A) |  | standard | TRUE |  | 1522.13 | 110.7 | 13.75 | 12.9 | 0.936 | 2911 | 81.7 | 5 | 50000 | November, 28 2017 00:00:00 | Not Dimmable | Not Dimmable | FALSE |  | JJJNEN | [15 empty] | 77.9 |  | 1.24 | 1.18 | [6 empty] | 4.4 | 1522.1 | 110.7 | 13.7 | 12.9 | 0.936 | 2911 | 81.7 |  |  |  | FALSE | FALSE | FALSE | [8 empty] | November, 02 2018 00:00:00 | FALSE | FALSE | FALSE | [6 empty] | AC | [7 empty] | FALSE
PR6HTYEW | XIAMEN PVTECH CO., LTD. | PVTECH | PV-4FT-12WAB(5000K) | Linear Replacement Lamp | T8 Four-Foot | Dual Mode Internal Driver (UL Type A and Type B) |  | standard | FALSE | [10 empty] | November, 28 2017 00:00:00 | Not Dimmable | Not Dimmable | No |  | YYYCLV | [25 empty] | 5 | 1637.2 | 122 | 13.4 | 12.1 | 0.917 | 4968 | 83.4 |  |  |  | FALSE | FALSE | FALSE | [8 empty] | March, 30 2020 00:00:00 | FALSE | FALSE | FALSE | [6 empty] | AC | [7 empty] | FALSE
PT9YKRU4 | XIAMEN PVTECH CO., LTD. | PVTECH | PV-4FT-12WAB(3000K) | Linear Replacement Lamp | T8 Four-Foot | Dual Mode Internal Driver (UL Type A and Type B) |  | standard | TRUE |  | 1559.82 | 117.9 | 13.23 | 12.1 | 0.917 | 2900 | 81.7 | 5 | 50000 | November, 28 2017 00:00:00 | Not Dimmable | Not Dimmable | No |  | YYYCLV | [15 empty] | 78.1 |  | 1.2 | 1.24 | 1.2 | 1.24 | 1.24 | 1.24 |  |  | 5 | 1559.8 | 117.9 | 13.2 | 12.1 | 0.917 | 2900 | 81.7 |  |  |  | FALSE | FALSE | FALSE | [8 empty] | March, 30 2020 00:00:00 | FALSE | FALSE | FALSE | [6 empty] | AC | [7 empty] | FALSE
PLXGHCYMOHR1 | GreenTek Energy Systems | GreenTEK | GT-T8GAB412M-30-A | Linear Replacement Lamp | T8 Four-Foot | Dual Mode Internal Driver (UL Type A and Type B) |  | standard | TRUE |  | 1882 | 119.77 | 15.72 | 8.29 | 0.9045 | 2912 | 82.7 | 5 | 50000 | November, 28 2017 00:00:00 | Not Dimmable | Not Dimmable | No |  | IIILJJ | [15 empty] | 84.4 |  | 1.24 | 1.3 | [6 empty] | 5 | 1882 | 119.77 | 15.72 | 8.29 | 0.9 | 3000 | 82.7 |  |  |  | FALSE | FALSE | FALSE | [8 empty] | March, 30 2020 00:00:00 | FALSE | FALSE | FALSE | [6 empty] | AC | [7 empty] | FALSE
PLKDPMA74F6A | GreenTek Energy Systems | GreenTEK | GT-T8GAB418M-30-A | Linear Replacement Lamp | T8 Four-Foot | Dual Mode Internal Driver (UL Type A and Type B) |  | standard | TRUE |  | 2360 | 116.27 | 20.3 | 6.79 | 0.9171 | 2922 | 82.9 | 5 | 50000 | November, 28 2017 00:00:00 | Not Dimmable | Not Dimmable | No |  | IIILJN | [15 empty] | 84.3 |  | 1.24 | 1.28 | [6 empty] | 5 | 2360 | 116.27 | 20.3 | 6.79 | 0.92 | 3000 | 82.9 |  |  |  | FALSE | FALSE | FALSE | [8 empty] | March, 30 2020 00:00:00 | FALSE | FALSE | FALSE | [6 empty] | AC | [7 empty] | FALSE
PK9Q6FL3 | CH Lighting Technology Co.,Ltd. | CH | CH1157SD-48-12W 830-1 | Linear Replacement Lamp | T8 Four-Foot | Dual Mode Internal Driver (UL Type A and Type B) |  | standard | TRUE |  | 1862 | 131.1 | 14.2 | 14.39 | 0.9553 | 2947 | 81 | 5 | 50000 | November, 27 2017 00:00:00 | Dimmable | Continuous Below 10 | No |  | FFFITD | [15 empty] | 82.3 |  | 1.22 | 1.26 | [6 empty] | 5 | 1800 | 116 | 15.5 | 14.39 | 0.96 | 3000 | 83 |  |  |  | FALSE | FALSE | FALSE | [8 empty] | March, 30 2020 00:00:00 | FALSE | FALSE | FALSE | [6 empty] | AC | [7 empty] | FALSE
P82WATH1 | CH Lighting Technology Co.,Ltd. | CH | CH1157SD-48-14W 850-1 | Linear Replacement Lamp | T8 Four-Foot | Dual Mode Internal Driver (UL Type A and Type B) |  | standard | FALSE | [10 empty] | November, 27 2017 00:00:00 | Dimmable | Continuous Below 10 | No |  | FFFITC | [25 empty] | 5 | 2200 | 126 | 17.5 | 12.51 | 0.96 | 5000 | 83 |  |  |  | FALSE | FALSE | FALSE | [8 empty] | March, 30 2020 00:00:00 | FALSE | FALSE | FALSE | [6 empty] | AC | [7 empty] | FALSE
PLOB5W2S | CH Lighting Technology Co.,Ltd. | CH | CH1157SD-48-14W 830-1 | Linear Replacement Lamp | T8 Four-Foot | Dual Mode Internal Driver (UL Type A and Type B) |  | standard | TRUE |  | 2067 | 132.8 | 15.57 | 12.61 | 0.9617 | 2942 | 81.1 | 5 | 50000 | November, 27 2017 00:00:00 | Dimmable | Continuous Below 10 | No |  | FFFITC | [15 empty] | 82.2 |  | 1.22 | 1.22 | [6 empty] | 5 | 2000 | 114 | 17.5 | 12.61 | 0.96 | 3000 | 83 |  |  |  | FALSE | FALSE | FALSE | [8 empty] | March, 30 2020 00:00:00 | FALSE | FALSE | FALSE | [6 empty] | AC | [7 empty] | FALSE
PFAR1I21 | CH Lighting Technology Co.,Ltd. | CH | CH1157SD-48-14W 840-1 | Linear Replacement Lamp | T8 Four-Foot | Dual Mode Internal Driver (UL Type A and Type B) |  | standard | FALSE | [10 empty] | November, 27 2017 00:00:00 | Dimmable | Continuous Below 10 | No |  | FFFITC | [25 empty] | 5 | 2100 | 120 | 17.5 | 12.61 | 0.96 | 4000 | 83 |  |  |  | FALSE | FALSE | FALSE | [8 empty] | March, 30 2020 00:00:00 | FALSE | FALSE | FALSE | [6 empty] | AC | [7 empty] | FALSE
PBT84SBQ | CH Lighting Technology Co.,Ltd. | CH | CH1157SD-48-12W 840-1 | Linear Replacement Lamp | T8 Four-Foot | Dual Mode Internal Driver (UL Type A and Type B) |  | standard | FALSE | [10 empty] | November, 27 2017 00:00:00 | Dimmable | Continuous Below 10 | No |  | FFFITD | [25 empty] | 5 | 1900 | 123 | 15.5 | 14.39 | 0.96 | 4000 | 83 |  |  |  | FALSE | FALSE | FALSE | [8 empty] | March, 30 2020 00:00:00 | FALSE | FALSE | FALSE | [6 empty] | AC | [7 empty] | FALSE
P2YP2JYH | CH Lighting Technology Co.,Ltd. | CH | CH1157SD-48-14W 835-1 | Linear Replacement Lamp | T8 Four-Foot | Dual Mode Internal Driver (UL Type A and Type B) |  | standard | FALSE | [10 empty] | November, 27 2017 00:00:00 | Dimmable | Continuous Below 10 | No |  | FFFITC | [25 empty] | 4.4 | 2000 | 114 | 17.5 | 12.61 | 0.96 | 3500 | 83 |  |  |  | FALSE | FALSE | FALSE | [8 empty] | November, 02 2018 00:00:00 | FALSE | FALSE | FALSE | [6 empty] | AC | [7 empty] | FALSE
P6FIYHME | CH Lighting Technology Co.,Ltd. | CH | CH1157SD-48-12W 835-1 | Linear Replacement Lamp | T8 Four-Foot | Dual Mode Internal Driver (UL Type A and Type B) |  | standard | FALSE | [10 empty] | November, 27 2017 00:00:00 | Dimmable | Continuous Below 10 | No |  | FFFITD | [25 empty] | 4.4 | 1800 | 116 | 15.5 | 14.39 | 0.96 | 3500 | 83 |  |  |  | FALSE | FALSE | FALSE | [8 empty] | November, 02 2018 00:00:00 | FALSE | FALSE | FALSE | [6 empty] | AC | [7 empty] | FALSE
PMCXWMPK | CH Lighting Technology Co.,Ltd. | CH | CH1157SD-48-12W 850-1 | Linear Replacement Lamp | T8 Four-Foot | Dual Mode Internal Driver (UL Type A and Type B) |  | standard | FALSE | [10 empty] | November, 27 2017 00:00:00 | Dimmable | Continuous Below 10 | No |  | FFFITD | [25 empty] | 5 | 1900 | 123 | 15.5 | 14.2 | 0.96 | 5000 | 83 |  |  |  | FALSE | FALSE | FALSE | [8 empty] | March, 30 2020 00:00:00 | FALSE | FALSE | FALSE | [6 empty] | AC | [7 empty] | FALSE
PL1ZQWZAFKV9 | Motor Dynamics, LTD | IMC LEDS | IMCT84DUA-12WB-DWMF | Linear Replacement Lamp | T8 Four-Foot | Dual Mode Internal Driver (UL Type A and Type B) |  | standard | TRUE |  | 1572.9 | 112.36 | 14 | 14.16 | 0.9756 | 2900 | 83.8 | 5 | 50000 | November, 21 2017 00:00:00 | Not Dimmable | Not Dimmable | NotYetVerified |  | VAVWYY | [15 empty] | 84.5 |  | 1.24 | 1.42 | [6 empty] | 4.4 | 1620 | 135 | 12 | 14.16 | 0.9 | 3000 | 80 |  |  |  | FALSE | FALSE | FALSE | [8 empty] | November, 02 2018 00:00:00 | FALSE | FALSE | FALSE | [6 empty] | AC | [7 empty] | FALSE
P2LLR3OF | IKIO LED LIGHTING | IKIO | IK-T804-L120-0012-DN-35(MC-TA) | Linear Replacement Lamp | T8 Four-Foot | Replacement Lamps (plug and play) (UL Type A) |  | standard | FALSE | [10 empty] | November, 21 2017 00:00:00 | Not Dimmable | Not Dimmable | No |  | HAHIDA | [25 empty] | 5 | 1807 | 122.01 | 14.81 | 9.08 | 0.9047 | 3500 | 82.6 |  |  |  | FALSE | FALSE | FALSE | [8 empty] | March, 30 2020 00:00:00 | FALSE | FALSE | FALSE | [6 empty] | AC | [7 empty] | FALSE
PVSJX6QZ | IKIO LED LIGHTING | IKIO | IK-T804-L120-0020-DN-40(MC-TA) | Linear Replacement Lamp | T8 Four-Foot | Replacement Lamps (plug and play) (UL Type A) |  | standard | FALSE | [10 empty] | November, 21 2017 00:00:00 | Not Dimmable | Not Dimmable | No |  | HAHIDE | [25 empty] | 5 | 2579 | 118.74 | 21.72 | 5.87 | 0.911 | 4000 | 84.4 |  |  |  | FALSE | FALSE | FALSE | [8 empty] | March, 30 2020 00:00:00 | FALSE | FALSE | FALSE | [6 empty] | AC | [7 empty] | FALSE
PNWI2GCG | IKIO LED LIGHTING | IKIO | IK-T804-L120-0020-DN-45(CC-TA) | Linear Replacement Lamp | T8 Four-Foot | Replacement Lamps (plug and play) (UL Type A) |  | standard | FALSE | [10 empty] | November, 21 2017 00:00:00 | Not Dimmable | Not Dimmable | No |  | HAHIDF | [25 empty] | 5 | 2911 | 134.96 | 21.57 | 5.97 | 0.9133 | 4500 | 84.5 |  |  |  | FALSE | FALSE | FALSE | [8 empty] | March, 30 2020 00:00:00 | FALSE | FALSE | FALSE | [6 empty] | AC | [7 empty] | FALSE
PD0T4MYH | IKIO LED LIGHTING | IKIO | IK-T804-L120-0012-DN-45(CC-TA) | Linear Replacement Lamp | T8 Four-Foot | Replacement Lamps (plug and play) (UL Type A) |  | standard | FALSE | [10 empty] | November, 21 2017 00:00:00 | Not Dimmable | Not Dimmable | No |  | HAHIDB | [25 empty] | 5 | 2053 | 137.42 | 14.94 | 9.08 | 0.9068 | 4500 | 85.1 |  |  |  | FALSE | FALSE | FALSE | [8 empty] | March, 30 2020 00:00:00 | FALSE | FALSE | FALSE | [6 empty] | AC | [7 empty] | FALSE
P2KN34WG | IKIO LED LIGHTING | IKIO | IK-T804-L120-0020-DN-30(MC-TA) | Linear Replacement Lamp | T8 Four-Foot | Replacement Lamps (plug and play) (UL Type A) |  | standard | TRUE |  | 2511 | 115.93 | 21.66 | 6.15 | 0.9149 | 2908 | 82.3 | 5 | 50000 | November, 21 2017 00:00:00 | Not Dimmable | Not Dimmable | No |  | HAHIDE | [15 empty] | 90 |  | 1.16 | 1.42 | [6 empty] | 5 | 2511 | 115.93 | 21.66 | 6.15 | 0.9149 | 3000 | 82.3 |  |  |  | FALSE | FALSE | FALSE | [8 empty] | March, 30 2020 00:00:00 | FALSE | FALSE | FALSE | [6 empty] | AC | [7 empty] | FALSE
PXOH94O0 | IKIO LED LIGHTING | IKIO | IK-T804-L120-0016-DN-30(MC-TA) | Linear Replacement Lamp | T8 Four-Foot | Replacement Lamps (plug and play) (UL Type A) |  | standard | TRUE |  | 2209 | 114.69 | 19.26 | 10.58 | 0.9751 | 2897 | 82.7 | 5 | 50000 | November, 21 2017 00:00:00 | Not Dimmable | Not Dimmable | No |  | HAHIDD | [15 empty] | 90 |  | 1.16 | 1.4 | [6 empty] | 5 | 2209 | 114.69 | 19.26 | 10.58 | 0.9751 | 3000 | 82.7 |  |  |  | FALSE | FALSE | FALSE | [8 empty] | March, 30 2020 00:00:00 | FALSE | FALSE | FALSE | [6 empty] | AC | [7 empty] | FALSE
PLLGW8BCQBOV | Motor Dynamics, LTD | IMC LEDS | IMCT84DUA-12WB-DBCF | Linear Replacement Lamp | T8 Four-Foot | Dual Mode Internal Driver (UL Type A and Type B) |  | standard | FALSE | [10 empty] | November, 21 2017 00:00:00 | Not Dimmable | Not Dimmable | NotYetVerified |  | VAVWYZ | [25 empty] | 5 | 1680 | 140 | 12 | 11.66 | 0.9 | 3500 | 80 |  |  |  | FALSE | FALSE | FALSE | [8 empty] | March, 30 2020 00:00:00 | FALSE | FALSE | FALSE | [6 empty] | AC | [7 empty] | FALSE
PLPQ4YQY1QDZ | Motor Dynamics, LTD | IMC LEDS | IMCT84DUA-12WB-DHMF | Linear Replacement Lamp | T8 Four-Foot | Dual Mode Internal Driver (UL Type A and Type B) |  | standard | FALSE | [10 empty] | November, 21 2017 00:00:00 | Not Dimmable | Not Dimmable | NotYetVerified |  | VAVWYY | [25 empty] | 5 | 1680 | 140 | 12 | 14.16 | 0.9 | 4500 | 80 |  |  |  | FALSE | FALSE | FALSE | [8 empty] | March, 30 2020 00:00:00 | FALSE | FALSE | FALSE | [6 empty] | AC | [7 empty] | FALSE
PLKMH4MU33GN | Motor Dynamics, LTD | IMC LEDS | IMCT84DUA-12WB-DNCF | Linear Replacement Lamp | T8 Four-Foot | Dual Mode Internal Driver (UL Type A and Type B) |  | standard | FALSE | [10 empty] | November, 21 2017 00:00:00 | Not Dimmable | Not Dimmable | NotYetVerified |  | VAVWYZ | [25 empty] | 5 | 1800 | 150 | 12 | 11.66 | 0.9 | 4000 | 80 |  |  |  | FALSE | FALSE | FALSE | [8 empty] | March, 30 2020 00:00:00 | FALSE | FALSE | FALSE | [6 empty] | AC | [7 empty] | FALSE
PLVGH1UGJ54B | iGlo, LLC | IGLO | GL18WBCT8BR3000KUDX1.2MC | Linear Replacement Lamp | T8 Four-Foot | Dual Mode Internal Driver (UL Type A and Type B) |  | standard | TRUE |  | 2281.82 | 129.649 | 17.6 | 17.2 | 0.926 | 3073 | 83.2 | 5 | 50000 | November, 21 2017 00:00:00 | Not Dimmable | Not Dimmable | No |  | SSSCVK | [15 empty] | 81.5 |  | 1.06 | 1.24 | [6 empty] | 5 | 2281.8 | 129.6 | 17.6 | 17.2 | 0.93 | 3073 | 83.2 |  |  |  | FALSE | FALSE | FALSE | [8 empty] | March, 30 2020 00:00:00 | FALSE | FALSE | FALSE | [6 empty] | AC | [7 empty] | FALSE
PBYOJS9N | IKIO LED LIGHTING | IKIO | IK-T804-L120-0020-DN-35(MC-TA) | Linear Replacement Lamp | T8 Four-Foot | Replacement Lamps (plug and play) (UL Type A) |  | standard | FALSE | [10 empty] | November, 21 2017 00:00:00 | Not Dimmable | Not Dimmable | No |  | HAHIDE | [25 empty] | 5 | 2545 | 117.34 | 21.69 | 6.15 | 0.9149 | 3500 | 82.3 |  |  |  | FALSE | FALSE | FALSE | [8 empty] | March, 30 2020 00:00:00 | FALSE | FALSE | FALSE | [6 empty] | AC | [7 empty] | FALSE
PPEMG0ZT | IKIO LED LIGHTING | IKIO | IK-T804-L120-0020-DN-50(CC-TA) | Linear Replacement Lamp | T8 Four-Foot | Replacement Lamps (plug and play) (UL Type A) |  | standard | FALSE | [10 empty] | November, 21 2017 00:00:00 | Not Dimmable | Not Dimmable | No |  | HAHIDF | [25 empty] | 5 | 2937 | 135.85 | 21.62 | 6.12 | 0.9117 | 5000 | 84 |  |  |  | FALSE | FALSE | FALSE | [8 empty] | March, 30 2020 00:00:00 | FALSE | FALSE | FALSE | [6 empty] | AC | [7 empty] | FALSE
PC0JAUY9 | IKIO LED LIGHTING | IKIO | IK-T804-L120-0016-DN-30(CC-TA) | Linear Replacement Lamp | T8 Four-Foot | Replacement Lamps (plug and play) (UL Type A) |  | standard | TRUE |  | 2368 | 127.24 | 18.61 | 10.69 | 0.9739 | 2886 | 82.6 | 5 | 50000 | November, 21 2017 00:00:00 | Not Dimmable | Not Dimmable | No |  | HAHIDC | [15 empty] | 91.7 |  | 1.22 | 1.4 | [6 empty] | 5 | 2368 | 127.24 | 18.61 | 10.69 | 0.9739 | 3000 | 82.6 |  |  |  | FALSE | FALSE | FALSE | [8 empty] | March, 30 2020 00:00:00 | FALSE | FALSE | FALSE | [6 empty] | AC | [7 empty] | FALSE
P8TKIT5M | IKIO LED LIGHTING | ikio | IK-T804-L120-0016-DN-35(MC-TA) | Linear Replacement Lamp | T8 Four-Foot | Replacement Lamps (plug and play) (UL Type A) |  | standard | FALSE | [10 empty] | November, 21 2017 00:00:00 | Not Dimmable | Not Dimmable | FALSE |  | HAHIDD | [25 empty] | 4.4 | 2221 | 115.62 | 19.21 | 10.58 | 0.9751 | 3500 | 82.7 |  |  |  | FALSE | FALSE | FALSE | [8 empty] | November, 02 2018 00:00:00 | FALSE | FALSE | FALSE | [6 empty] | AC | [7 empty] | FALSE
PIL8NCBH | IKIO LED LIGHTING | IKIO | IK-T804-L120-0020-DN-35(CC-TA) | Linear Replacement Lamp | T8 Four-Foot | Replacement Lamps (plug and play) (UL Type A) |  | standard | FALSE | [10 empty] | November, 21 2017 00:00:00 | Not Dimmable | Not Dimmable | No |  | HAHIDF | [25 empty] | 5 | 2860 | 132.71 | 21.55 | 6.08 | 0.9126 | 3500 | 82.4 |  |  |  | FALSE | FALSE | FALSE | [8 empty] | March, 30 2020 00:00:00 | FALSE | FALSE | FALSE | [6 empty] | AC | [7 empty] | FALSE
PXYJHB8S | IKIO LED LIGHTING | IKIO | IK-T804-L120-0016-DN-35(CC-TA) | Linear Replacement Lamp | T8 Four-Foot | Replacement Lamps (plug and play) (UL Type A) |  | standard | FALSE | [10 empty] | November, 21 2017 00:00:00 | Not Dimmable | Not Dimmable | No |  | HAHIDC | [25 empty] | 5 | 2395 | 128.83 | 18.59 | 10.69 | 0.9739 | 3500 | 82.6 |  |  |  | FALSE | FALSE | FALSE | [8 empty] | March, 30 2020 00:00:00 | FALSE | FALSE | FALSE | [6 empty] | AC | [7 empty] | FALSE
PQGJDVS8 | IKIO LED LIGHTING | IKIO | IK-T804-L120-0012-DN-50(MC-TA) | Linear Replacement Lamp | T8 Four-Foot | Replacement Lamps (plug and play) (UL Type A) |  | standard | FALSE | [10 empty] | November, 21 2017 00:00:00 | Not Dimmable | Not Dimmable | No |  | HAHIDA | [25 empty] | 5 | 1987 | 133.62 | 14.87 | 9.31 | 0.9055 | 5000 | 83.8 |  |  |  | FALSE | FALSE | FALSE | [8 empty] | March, 30 2020 00:00:00 | FALSE | FALSE | FALSE | [6 empty] | AC | [7 empty] | FALSE
PTXD45DO | IKIO LED LIGHTING | IKIO | IK-T804-L120-0016-DN-50(CC-TA) | Linear Replacement Lamp | T8 Four-Foot | Replacement Lamps (plug and play) (UL Type A) |  | standard | FALSE | [10 empty] | November, 21 2017 00:00:00 | Not Dimmable | Not Dimmable | No |  | HAHIDC | [25 empty] | 5 | 2481 | 133.89 | 18.53 | 10.89 | 0.9729 | 5000 | 84 |  |  |  | FALSE | FALSE | FALSE | [8 empty] | March, 30 2020 00:00:00 | FALSE | FALSE | FALSE | [6 empty] | AC | [7 empty] | FALSE
PX3QZ9PL | IKIO LED LIGHTING | IKIO | IK-T804-L120-0016-DN-50(MC-TA) | Linear Replacement Lamp | T8 Four-Foot | Replacement Lamps (plug and play) (UL Type A) |  | standard | FALSE | [10 empty] | November, 21 2017 00:00:00 | Not Dimmable | Not Dimmable | No |  | HAHIDD | [25 empty] | 5 | 2268 | 118.87 | 19.08 | 10.95 | 0.9744 | 5000 | 84.2 |  |  |  | FALSE | FALSE | FALSE | [8 empty] | March, 30 2020 00:00:00 | FALSE | FALSE | FALSE | [6 empty] | AC | [7 empty] | FALSE
PWZMJMOC | IKIO LED LIGHTING | IKIO | IK-T804-L120-0020-DN-45(MC-TA) | Linear Replacement Lamp | T8 Four-Foot | Replacement Lamps (plug and play) (UL Type A) |  | standard | FALSE | [10 empty] | November, 21 2017 00:00:00 | Not Dimmable | Not Dimmable | No |  | HAHIDE | [25 empty] | 5 | 2605 | 119.66 | 21.77 | 5.87 | 0.911 | 4500 | 84.4 |  |  |  | FALSE | FALSE | FALSE | [8 empty] | March, 30 2020 00:00:00 | FALSE | FALSE | FALSE | [6 empty] | AC | [7 empty] | FALSE
P7R89VZR | IKIO LED LIGHTING | IKIO | IK-T804-L120-0020-DN-40(CC-TA) | Linear Replacement Lamp | T8 Four-Foot | Replacement Lamps (plug and play) (UL Type A) |  | standard | FALSE | [10 empty] | November, 21 2017 00:00:00 | Not Dimmable | Not Dimmable | No |  | HAHIDF | [25 empty] | 5 | 2885 | 134.12 | 21.51 | 5.97 | 0.9133 | 4000 | 84.5 |  |  |  | FALSE | FALSE | FALSE | [8 empty] | March, 30 2020 00:00:00 | FALSE | FALSE | FALSE | [6 empty] | AC | [7 empty] | FALSE
PPLJC4N6 | IKIO LED LIGHTING | IKIO | IK-T804-L120-0016-DN-45(CC-TA) | Linear Replacement Lamp | T8 Four-Foot | Replacement Lamps (plug and play) (UL Type A) |  | standard | FALSE | [10 empty] | November, 21 2017 00:00:00 | Not Dimmable | Not Dimmable | No |  | HAHIDC | [25 empty] | 5 | 2451 | 132.13 | 18.55 | 11.06 | 0.9715 | 4500 | 85.1 |  |  |  | FALSE | FALSE | FALSE | [8 empty] | March, 30 2020 00:00:00 | FALSE | FALSE | FALSE | [6 empty] | AC | [7 empty] | FALSE
PTDAEIBU | IKIO LED LIGHTING | IKIO | IK-T804-L120-0012-DN-40(CC-TA) | Linear Replacement Lamp | T8 Four-Foot | Replacement Lamps (plug and play) (UL Type A) |  | standard | FALSE | [10 empty] | November, 21 2017 00:00:00 | Not Dimmable | Not Dimmable | No |  | HAHIDB | [25 empty] | 5 | 2028 | 136.02 | 14.91 | 9.08 | 0.9068 | 4000 | 85.1 |  |  |  | FALSE | FALSE | FALSE | [8 empty] | March, 30 2020 00:00:00 | FALSE | FALSE | FALSE | [6 empty] | AC | [7 empty] | FALSE
PPY2LO0S | IKIO LED LIGHTING | IKIO | IK-T804-L120-0016-DN-40(MC-TA) | Linear Replacement Lamp | T8 Four-Foot | Replacement Lamps (plug and play) (UL Type A) |  | standard | FALSE | [10 empty] | November, 21 2017 00:00:00 | Not Dimmable | Not Dimmable | No |  | HAHIDD | [25 empty] | 5 | 2234 | 116.66 | 19.15 | 10.62 | 0.9745 | 4000 | 85.2 |  |  |  | FALSE | FALSE | FALSE | [8 empty] | March, 30 2020 00:00:00 | FALSE | FALSE | FALSE | [6 empty] | AC | [7 empty] | FALSE
PL89J7Z40TML | Motor Dynamics, LTD | IMC LEDS | IMCT84DUA-12WB-DNMF | Linear Replacement Lamp | T8 Four-Foot | Dual Mode Internal Driver (UL Type A and Type B) |  | standard | FALSE | [10 empty] | November, 21 2017 00:00:00 | Not Dimmable | Not Dimmable | NotYetVerified |  | VAVWYY | [25 empty] | 5 | 1680 | 140 | 12 | 14.16 | 0.9 | 4000 | 80 |  |  |  | FALSE | FALSE | FALSE | [8 empty] | March, 30 2020 00:00:00 | FALSE | FALSE | FALSE | [6 empty] | AC | [7 empty] | FALSE
PLB2JPOQMP77 | Motor Dynamics, LTD | IMC LEDS | IMCT84DUA-12WB-DDCF | Linear Replacement Lamp | T8 Four-Foot | Dual Mode Internal Driver (UL Type A and Type B) |  | standard | FALSE | [10 empty] | November, 21 2017 00:00:00 | Not Dimmable | Not Dimmable | NotYetVerified |  | VAVWYZ | [25 empty] | 5 | 1800 | 150 | 12 | 11.66 | 0.9 | 5000 | 80 |  |  |  | FALSE | FALSE | FALSE | [8 empty] | March, 30 2020 00:00:00 | FALSE | FALSE | FALSE | [6 empty] | AC | [7 empty] | FALSE
PL5A1YYDG61N | Motor Dynamics, LTD | IMC LEDS | IMCT84DUA-12WB-DWCF | Linear Replacement Lamp | T8 Four-Foot | Dual Mode Internal Driver (UL Type A and Type B) |  | standard | TRUE |  | 1700.7 | 123.07 | 13.82 | 11.66 | 0.9585 | 2877 | 82 | 5 | 50000 | November, 21 2017 00:00:00 | Not Dimmable | Not Dimmable | NotYetVerified |  | VAVWYZ | [15 empty] | 88.6 |  | 1.26 | 1.44 | [6 empty] | 5 | 1680 | 140 | 12 | 11.66 | 0.9 | 3000 | 80 |  |  |  | FALSE | FALSE | FALSE | [8 empty] | March, 30 2020 00:00:00 | FALSE | FALSE | FALSE | [6 empty] | AC | [7 empty] | FALSE
PL02GM4HPCUR | iGlo, LLC | IGLO | GL18WBCT8BR4000KUDX1.2MC | Linear Replacement Lamp | T8 Four-Foot | Dual Mode Internal Driver (UL Type A and Type B) |  | standard | FALSE | [10 empty] | November, 21 2017 00:00:00 | Not Dimmable | Not Dimmable | No |  | SSSCVK | [25 empty] | 5 | 2281.8 | 129.6 | 17.6 | 17.2 | 0.93 | 4000 | 83.2 |  |  |  | FALSE | FALSE | FALSE | [8 empty] | March, 30 2020 00:00:00 | FALSE | FALSE | FALSE | [6 empty] | AC | [7 empty] | FALSE
PLT150PW1KI9 | iGlo, LLC | IGLO | GL18WBCT8BR5000KUDX1.2MF | Linear Replacement Lamp | T8 Four-Foot | Dual Mode Internal Driver (UL Type A and Type B) |  | standard | FALSE | [10 empty] | November, 21 2017 00:00:00 | Not Dimmable | Not Dimmable | No |  | SSSCVL | [25 empty] | 5 | 2266.3 | 128 | 17.7 | 18.8 | 0.94 | 5128 | 87.1 |  |  |  | FALSE | FALSE | FALSE | [8 empty] | March, 30 2020 00:00:00 | FALSE | FALSE | FALSE | [6 empty] | AC | [7 empty] | FALSE
PLZ1RLU2ARKO | iGlo, LLC | IGLO | GL15WBCT8BR5000KUDX1.2M | Linear Replacement Lamp | T8 Four-Foot | Dual Mode Internal Driver (UL Type A and Type B) |  | standard | FALSE | [10 empty] | November, 21 2017 00:00:00 | Not Dimmable | Not Dimmable | No |  | SSSCVJ | [25 empty] | 5 | 2216 | 122.4 | 18.1 | 18.8 | 0.93 | 5154 | 88.1 |  |  |  | FALSE | FALSE | FALSE | [8 empty] | March, 30 2020 00:00:00 | FALSE | FALSE | FALSE | [6 empty] | AC | [7 empty] | FALSE
P9D0DMOQ | IKIO LED LIGHTING | IKIO | IK-T804-L120-0012-DN-35(CC-TA) | Linear Replacement Lamp | T8 Four-Foot | Replacement Lamps (plug and play) (UL Type A) |  | standard | FALSE | [10 empty] | November, 21 2017 00:00:00 | Not Dimmable | Not Dimmable | No |  | HAHIDB | [25 empty] | 5 | 2000 | 134.59 | 14.86 | 9.11 | 0.9072 | 3500 | 82.6 |  |  |  | FALSE | FALSE | FALSE | [8 empty] | March, 30 2020 00:00:00 | FALSE | FALSE | FALSE | [6 empty] | AC | [7 empty] | FALSE
PPMRQQBZ | IKIO LED LIGHTING | IKIO | IK-T804-L120-0012-DN-50(CC-TA) | Linear Replacement Lamp | T8 Four-Foot | Replacement Lamps (plug and play) (UL Type A) |  | standard | FALSE | [10 empty] | November, 21 2017 00:00:00 | Not Dimmable | Not Dimmable | No |  | HAHIDB | [25 empty] | 5 | 2077 | 138.74 | 14.97 | 9.48 | 0.9051 | 5000 | 83.6 |  |  |  | FALSE | FALSE | FALSE | [8 empty] | March, 30 2020 00:00:00 | FALSE | FALSE | FALSE | [6 empty] | AC | [7 empty] | FALSE
P0K1ND6Z | IKIO LED LIGHTING | IKIO | IK-T804-L120-0012-DN-40(MC-TA) | Linear Replacement Lamp | T8 Four-Foot | Replacement Lamps (plug and play) (UL Type A) |  | standard | FALSE | [10 empty] | November, 21 2017 00:00:00 | Not Dimmable | Not Dimmable | No |  | HAHIDA | [25 empty] | 5 | 1836 | 123.64 | 14.85 | 9.35 | 0.9073 | 4000 | 85.2 |  |  |  | FALSE | FALSE | FALSE | [8 empty] | March, 30 2020 00:00:00 | FALSE | FALSE | FALSE | [6 empty] | AC | [7 empty] | FALSE
PBXD4ONN | IKIO LED LIGHTING | IKIO | IK-T804-L120-0012-DN-30(CC-TA) | Linear Replacement Lamp | T8 Four-Foot | Replacement Lamps (plug and play) (UL Type A) |  | standard | TRUE |  | 1968 | 132.53 | 14.82 | 9.11 | 0.9072 | 2871 | 82.6 | 5 |  | November, 21 2017 00:00:00 | Not Dimmable | Not Dimmable | No |  | HAHIDB | [15 empty] | 92 |  | 1.2 | 1.44 | [6 empty] | 5 | 1972 | 133.06 | 14.82 | 9.11 | 0.9072 | 3000 | 82.6 |  |  |  | FALSE | FALSE | FALSE | [8 empty] | March, 30 2020 00:00:00 | FALSE | FALSE | FALSE | [6 empty] | AC | [7 empty] | FALSE
PL18OPLV4677 | Motor Dynamics, LTD | IMC LEDS | IMCT84DUA-12WB-DBMF | Linear Replacement Lamp | T8 Four-Foot | Dual Mode Internal Driver (UL Type A and Type B) |  | standard | FALSE | [10 empty] | November, 21 2017 00:00:00 | Not Dimmable | Not Dimmable | NotYetVerified |  | VAVWYY | [25 empty] | 5 | 1620 | 135 | 12 | 14.16 | 0.9 | 3500 | 80 |  |  |  | FALSE | FALSE | FALSE | [8 empty] | March, 30 2020 00:00:00 | FALSE | FALSE | FALSE | [6 empty] | AC | [7 empty] | FALSE
PLSJFZW7T2FH | Motor Dynamics, LTD | IMC LEDS | IMCT84DUA-12WB-DDMF | Linear Replacement Lamp | T8 Four-Foot | Dual Mode Internal Driver (UL Type A and Type B) |  | standard | FALSE | [10 empty] | November, 21 2017 00:00:00 | Not Dimmable | Not Dimmable | NotYetVerified |  | VAVWYY | [25 empty] | 5 | 1680 | 140 | 12 | 14.16 | 0.9 | 5000 | 80 |  |  |  | FALSE | FALSE | FALSE | [8 empty] | March, 30 2020 00:00:00 | FALSE | FALSE | FALSE | [6 empty] | AC | [7 empty] | FALSE
PLSOHQ6Z45QY | Motor Dynamics, LTD | IMC LEDS | IMCT84DUA-12WB-DHCF | Linear Replacement Lamp | T8 Four-Foot | Dual Mode Internal Driver (UL Type A and Type B) |  | standard | FALSE | [10 empty] | November, 21 2017 00:00:00 | Not Dimmable | Not Dimmable | NotYetVerified |  | VAVWYZ | [25 empty] | 5 | 1800 | 150 | 12 | 11.66 | 0.9 | 4500 | 80 |  |  |  | FALSE | FALSE | FALSE | [8 empty] | March, 30 2020 00:00:00 | FALSE | FALSE | FALSE | [6 empty] | AC | [7 empty] | FALSE
PLEJ50VS77V0 | iGlo, LLC | IGLO | GL18WBCT8BR5000KUDX1.2MC | Linear Replacement Lamp | T8 Four-Foot | Dual Mode Internal Driver (UL Type A and Type B) |  | standard | FALSE | [10 empty] | November, 21 2017 00:00:00 | Not Dimmable | Not Dimmable | No |  | SSSCVK | [25 empty] | 5 | 2339.7 | 132.1 | 17.7 | 18.1 | 0.93 | 5076 | 84.9 |  |  |  | FALSE | FALSE | FALSE | [8 empty] | March, 30 2020 00:00:00 | FALSE | FALSE | FALSE | [6 empty] | AC | [7 empty] | FALSE
PPWMSZS3 | IKIO LED LIGHTING | IKIO | IK-T804-L120-0020-DN-50(MC-TA) | Linear Replacement Lamp | T8 Four-Foot | Replacement Lamps (plug and play) (UL Type A) |  | standard | FALSE | [10 empty] | November, 21 2017 00:00:00 | Not Dimmable | Not Dimmable | No |  | HAHIDE | [25 empty] | 5 | 2631 | 120.63 | 21.81 | 6.39 | 0.9093 | 5000 | 84 |  |  |  | FALSE | FALSE | FALSE | [8 empty] | March, 30 2020 00:00:00 | FALSE | FALSE | FALSE | [6 empty] | AC | [7 empty] | FALSE
PFXK47UD | IKIO LED LIGHTING | IKIO | IK-T804-L120-0016-DN-40(CC-TA) | Linear Replacement Lamp | T8 Four-Foot | Replacement Lamps (plug and play) (UL Type A) |  | standard | FALSE | [10 empty] | November, 21 2017 00:00:00 | Not Dimmable | Not Dimmable | No |  | HAHIDC | [25 empty] | 5 | 2421 | 130.37 | 18.57 | 11.06 | 0.9715 | 4000 | 85.1 |  |  |  | FALSE | FALSE | FALSE | [8 empty] | March, 30 2020 00:00:00 | FALSE | FALSE | FALSE | [6 empty] | AC | [7 empty] | FALSE
PQ47DUMH | IKIO LED LIGHTING | IKIO | IK-T804-L120-0016-DN-45(MC-TA) | Linear Replacement Lamp | T8 Four-Foot | Replacement Lamps (plug and play) (UL Type A) |  | standard | FALSE | [10 empty] | November, 21 2017 00:00:00 | Not Dimmable | Not Dimmable | No |  | HAHIDD | [25 empty] | 5 | 2251 | 117.73 | 19.12 | 10.62 | 0.9745 | 4500 | 85.2 |  |  |  | FALSE | FALSE | FALSE | [8 empty] | March, 30 2020 00:00:00 | FALSE | FALSE | FALSE | [6 empty] | AC | [7 empty] | FALSE
P8PDGKDM | IKIO LED LIGHTING | IKIO | IK-T804-L120-0012-DN-45(MC-TA) | Linear Replacement Lamp | T8 Four-Foot | Replacement Lamps (plug and play) (UL Type A) |  | standard | FALSE | [10 empty] | November, 21 2017 00:00:00 | Not Dimmable | Not Dimmable | No |  | HAHIDA | [25 empty] | 5 | 1912 | 123.66 | 14.86 | 9.35 | 0.9073 | 4500 | 85.2 |  |  |  | FALSE | FALSE | FALSE | [8 empty] | March, 30 2020 00:00:00 | FALSE | FALSE | FALSE | [6 empty] | AC | [7 empty] | FALSE
PHA735SI | IKIO LED LIGHTING | IKIO | IK-T804-L120-0012-DN-30(MC-TA) | Linear Replacement Lamp | T8 Four-Foot | Replacement Lamps (plug and play) (UL Type A) |  | standard | TRUE |  | 1771 | 119.74 | 14.76 | 9.08 | 0.9047 | 2885 | 82.6 | 5 |  | November, 21 2017 00:00:00 | Not Dimmable | Not Dimmable | No |  | HAHIDA | [15 empty] | 89.9 |  | 1.16 | 1.36 | [6 empty] | 5 | 1778 | 120.46 | 14.76 | 9.08 | 0.9047 | 3000 | 82.6 |  |  |  | FALSE | FALSE | FALSE | [8 empty] | March, 30 2020 00:00:00 | FALSE | FALSE | FALSE | [6 empty] | AC | [7 empty] | FALSE
PO5KZ1F7 | IKIO LED LIGHTING | IKIO | IK-T804-L120-0020-DN-30(CC-TA) | Linear Replacement Lamp | T8 Four-Foot | Replacement Lamps (plug and play) (UL Type A) |  | standard | TRUE |  | 2834 | 131.33 | 21.58 | 6.08 | 0.9126 | 2893 | 82.4 | 5 | 50000 | November, 21 2017 00:00:00 | Not Dimmable | Not Dimmable | No |  | HAHIDF | [15 empty] | 91.3 |  | 1.22 | 1.4 | [6 empty] | 5 | 2834 | 131.33 | 21.58 | 6.08 | 0.9126 | 3000 | 82.4 |  |  |  | FALSE | FALSE | FALSE | [8 empty] | March, 30 2020 00:00:00 | FALSE | FALSE | FALSE | [6 empty] | AC | [7 empty] | FALSE
PL950GOCBETE | iGlo, LLC | IGLO | GL18WBCT8BR4000KUDX1.2MF | Linear Replacement Lamp | T8 Four-Foot | Dual Mode Internal Driver (UL Type A and Type B) |  | standard | FALSE | [10 empty] | November, 21 2017 00:00:00 | Not Dimmable | Not Dimmable | No |  | SSSCVL | [25 empty] | 5 | 2210.1 | 125.5 | 17.6 | 17.1 | 0.93 | 4000 | 83.9 |  |  |  | FALSE | FALSE | FALSE | [8 empty] | March, 30 2020 00:00:00 | FALSE | FALSE | FALSE | [6 empty] | AC | [7 empty] | FALSE
PLMO5598KZ73 | iGlo, LLC | IGLO | GL15WBCT8BR4000KUDX1.2M | Linear Replacement Lamp | T8 Four-Foot | Dual Mode Internal Driver (UL Type A and Type B) |  | standard | FALSE | [10 empty] | November, 21 2017 00:00:00 | Not Dimmable | Not Dimmable | No |  | SSSCVJ | [25 empty] | 5 | 2148.3 | 118.6 | 18.1 | 17.5 | 0.92 | 3007 | 84.4 |  |  |  | FALSE | FALSE | FALSE | [8 empty] | March, 30 2020 00:00:00 | FALSE | FALSE | FALSE | [6 empty] | AC | [7 empty] | FALSE
PLDGMC2XD1L6 | iGlo, LLC | IGLO | GL15WBCT8BR3000KUDX1.2M | Linear Replacement Lamp | T8 Four-Foot | Dual Mode Internal Driver (UL Type A and Type B) |  | standard | TRUE |  | 2148.34 | 118.693 | 18.1 | 17.5 | 0.919 | 3007 | 84.4 | 5 | 50000 | November, 21 2017 00:00:00 | Not Dimmable | Not Dimmable | No |  | SSSCVJ | [15 empty] | 80 |  | 1.08 | 1.26 | [6 empty] | 5 | 2148.3 | 118.6 | 18.1 | 17.5 | 0.92 | 3007 | 84.4 |  |  |  | FALSE | FALSE | FALSE | [8 empty] | March, 30 2020 00:00:00 | FALSE | FALSE | FALSE | [6 empty] | AC | [7 empty] | FALSE
PLL1PJUWRJZW | iGlo, LLC | IGLO | GL18WBCT8BR3000KUDX1.2MF | Linear Replacement Lamp | T8 Four-Foot | Dual Mode Internal Driver (UL Type A and Type B) |  | standard | TRUE |  | 2210.16 | 125.577 | 17.6 | 17.1 | 0.926 | 3018 | 83.9 | 5 | 50000 | November, 21 2017 00:00:00 | Not Dimmable | Not Dimmable | No |  | SSSCVL | [15 empty] | 80.3 |  | 1.04 | 1.24 | [6 empty] | 5 | 2210.1 | 125.5 | 17.6 | 17.1 | 0.93 | 3018 | 83.9 |  |  |  | FALSE | FALSE | FALSE | [8 empty] | March, 30 2020 00:00:00 | FALSE | FALSE | FALSE | [6 empty] | AC | [7 empty] | FALSE
P68Z61PK | GLOBAL GREEN CORPORATION | Global Green | GG-T8-A-20W-NCA | Linear Replacement Lamp | T8 Four-Foot | Replacement Lamps (plug and play) (UL Type A) |  | standard | FALSE | [10 empty] | November, 20 2017 00:00:00 | Not Dimmable | Not Dimmable | No |  | HAHIAY | [25 empty] | 5 | 2885 | 134.12 | 21.51 | 5.97 | 0.9133 | 4000 | 84.5 |  |  |  | FALSE | FALSE | FALSE | [8 empty] | March, 30 2020 00:00:00 | FALSE | FALSE | FALSE | [6 empty] | AC | [7 empty] | FALSE
PAZLG1TG | GLOBAL GREEN CORPORATION | Global Green | GG-T8-A-12W-NMA | Linear Replacement Lamp | T8 Four-Foot | Replacement Lamps (plug and play) (UL Type A) |  | standard | FALSE | [10 empty] | November, 20 2017 00:00:00 | Not Dimmable | Not Dimmable | No |  | HAHIAT | [25 empty] | 5 | 1836 | 123.64 | 14.85 | 9.35 | 0.9073 | 4000 | 85.2 |  |  |  | FALSE | FALSE | FALSE | [8 empty] | March, 30 2020 00:00:00 | FALSE | FALSE | FALSE | [6 empty] | AC | [7 empty] | FALSE
PNO502DK | GLOBAL GREEN CORPORATION | Global Green | GG-T8-AB-16W-WMA | Linear Replacement Lamp | T8 Four-Foot | Dual Mode Internal Driver (UL Type A and Type B) |  | standard | TRUE |  | 2034.7 | 114.76 | 17.73 | 7.63 | 0.9727 | 2884 | 81.9 | 5 | 50000 | November, 20 2017 00:00:00 | Not Dimmable | Not Dimmable | No |  | HAHIBB | [15 empty] | 84.2 |  | 1.24 | 1.42 | [6 empty] | 5 | 2160 | 120 | 18 | 7.63 | 0.9 | 3000 | 80 |  |  |  | FALSE | FALSE | FALSE | [8 empty] | March, 30 2020 00:00:00 | FALSE | FALSE | FALSE | [6 empty] | AC | [7 empty] | FALSE
PNXLOWZN | GLOBAL GREEN CORPORATION | Global Green | GG-T8-AB-20W-WMA | Linear Replacement Lamp | T8 Four-Foot | Dual Mode Internal Driver (UL Type A and Type B) |  | standard | TRUE |  | 2395 | 114.8 | 20.86 | 5.79 | 0.9799 | 2887 | 81.9 | 5 | 50000 | November, 20 2017 00:00:00 | Not Dimmable | Not Dimmable | No |  | HAHIBC | [15 empty] | 84.7 |  | 1.22 | 1.38 | [6 empty] | 5 | 2600 | 130 | 20 | 5.79 | 0.9 | 3000 | 80 |  |  |  | FALSE | FALSE | FALSE | [8 empty] | March, 30 2020 00:00:00 | FALSE | FALSE | FALSE | [6 empty] | AC | [7 empty] | FALSE
PLYUI1BE88K4 | EarthTronics Inc. | EARTHTRONICS | LT815840AG5C | Linear Replacement Lamp | T8 Four-Foot | Replacement Lamps (plug and play) (UL Type A) |  | standard | FALSE | [10 empty] | November, 20 2017 00:00:00 | Not Dimmable | Not Dimmable | No |  | ZAZZOL | [25 empty] | 5 | 2200 | 122.2 | 18 | 20 | 0.9 | 4000 | 80 |  |  |  | FALSE | FALSE | FALSE | [8 empty] | March, 30 2020 00:00:00 | FALSE | FALSE | FALSE | [6 empty] | AC | [7 empty] | FALSE
PGXM54ZL | GLOBAL GREEN CORPORATION | Global Green | GG-T8-AB-16W-BMA | Linear Replacement Lamp | T8 Four-Foot | Dual Mode Internal Driver (UL Type A and Type B) |  | standard | FALSE | [10 empty] | November, 20 2017 00:00:00 | Not Dimmable | Not Dimmable | No |  | HAHIBB | [25 empty] | 5 | 2160 | 120 | 18 | 7.63 | 0.9 | 3500 | 80 |  |  |  | FALSE | FALSE | FALSE | [8 empty] | March, 30 2020 00:00:00 | FALSE | FALSE | FALSE | [6 empty] | AC | [7 empty] | FALSE
P956VSE3 | GLOBAL GREEN CORPORATION | Global Green | GG-T8-AB-16W-NMA | Linear Replacement Lamp | T8 Four-Foot | Dual Mode Internal Driver (UL Type A and Type B) |  | standard | FALSE | [10 empty] | November, 20 2017 00:00:00 | Not Dimmable | Not Dimmable | No |  | HAHIBB | [25 empty] | 5 | 2160 | 120 | 18 | 7.63 | 0.9 | 4000 | 80 |  |  |  | FALSE | FALSE | FALSE | [8 empty] | March, 30 2020 00:00:00 | FALSE | FALSE | FALSE | [6 empty] | AC | [7 empty] | FALSE
PI9YN3B4 | GLOBAL GREEN CORPORATION | Global Green | GG-T8-AB-20W-NCA | Linear Replacement Lamp | T8 Four-Foot | Dual Mode Internal Driver (UL Type A and Type B) |  | standard | FALSE | [10 empty] | November, 20 2017 00:00:00 | Not Dimmable | Not Dimmable | No |  | HAHIBF | [25 empty] | 5 | 2600 | 130 | 20 | 20 | 0.9 | 4000 | 80 |  |  |  | FALSE | FALSE | FALSE | [8 empty] | March, 30 2020 00:00:00 | FALSE | FALSE | FALSE | [6 empty] | AC | [7 empty] | FALSE
P9HHXYX0 | GLOBAL GREEN CORPORATION | Global Green | GG-T8-A-12W-BCA | Linear Replacement Lamp | T8 Four-Foot | Replacement Lamps (plug and play) (UL Type A) |  | standard | FALSE | [10 empty] | November, 20 2017 00:00:00 | Not Dimmable | Not Dimmable | No |  | HAHIAW | [25 empty] | 5 | 2000 | 134.59 | 14.86 | 9.11 | 0.9072 | 3500 | 82.6 |  |  |  | FALSE | FALSE | FALSE | [8 empty] | March, 30 2020 00:00:00 | FALSE | FALSE | FALSE | [6 empty] | AC | [7 empty] | FALSE
POGMPBBL | GLOBAL GREEN CORPORATION | Global Green | GG-T8-A-20W-DMA | Linear Replacement Lamp | T8 Four-Foot | Replacement Lamps (plug and play) (UL Type A) |  | standard | FALSE | [10 empty] | November, 20 2017 00:00:00 | Not Dimmable | Not Dimmable | No |  | HAHIAV | [25 empty] | 5 | 2631 | 120.63 | 21.81 | 6.39 | 0.9093 | 5000 | 84 |  |  |  | FALSE | FALSE | FALSE | [8 empty] | March, 30 2020 00:00:00 | FALSE | FALSE | FALSE | [6 empty] | AC | [7 empty] | FALSE
P8TWCKDB | GLOBAL GREEN CORPORATION | Global Green | GG-T8-A-12W-HCA | Linear Replacement Lamp | T8 Four-Foot | Replacement Lamps (plug and play) (UL Type A) |  | standard | FALSE | [10 empty] | November, 20 2017 00:00:00 | Not Dimmable | Not Dimmable | No |  | HAHIAW | [25 empty] | 5 | 2053 | 137.42 | 14.94 | 9.08 | 0.9068 | 4500 | 85.1 |  |  |  | FALSE | FALSE | FALSE | [8 empty] | March, 30 2020 00:00:00 | FALSE | FALSE | FALSE | [6 empty] | AC | [7 empty] | FALSE
P1AWHTN6 | GLOBAL GREEN CORPORATION | Global Green | GG-T8-A-16W-WMA | Linear Replacement Lamp | T8 Four-Foot | Replacement Lamps (plug and play) (UL Type A) |  | standard | TRUE |  | 2209 | 114.69 | 19.26 | 10.58 | 0.9751 | 2897 | 82.7 | 5 | 50000 | November, 20 2017 00:00:00 | Not Dimmable | Not Dimmable | No |  | HAHIAU | [15 empty] | 90 |  | 1.16 | 1.4 | [6 empty] | 5 | 2209 | 114.69 | 19.26 | 10.58 | 0.9751 | 3000 | 82.7 |  |  |  | FALSE | FALSE | FALSE | [8 empty] | March, 30 2020 00:00:00 | FALSE | FALSE | FALSE | [6 empty] | AC | [7 empty] | FALSE
PPA2GQ09 | GLOBAL GREEN CORPORATION | Global Green | GG-T8-AB-20W-WCA | Linear Replacement Lamp | T8 Four-Foot | Dual Mode Internal Driver (UL Type A and Type B) |  | standard | TRUE |  | 2589.3 | 124.41 | 20.81 | 5.83 | 0.9791 | 2898 | 81.8 | 5 | 50000 | November, 20 2017 00:00:00 | Not Dimmable | Not Dimmable | No |  | HAHIBF | [15 empty] | 88.9 |  | 1.26 | 1.42 | [6 empty] | 5 | 2600 | 130 | 20 | 20 | 0.9 | 3000 | 80 |  |  |  | FALSE | FALSE | FALSE | [8 empty] | March, 30 2020 00:00:00 | FALSE | FALSE | FALSE | [6 empty] | AC | [7 empty] | FALSE
P2LUMO8N | GLOBAL GREEN CORPORATION | Global Green | GG-T8-AB-16W-DMA | Linear Replacement Lamp | T8 Four-Foot | Dual Mode Internal Driver (UL Type A and Type B) |  | standard | FALSE | [10 empty] | November, 20 2017 00:00:00 | Not Dimmable | Not Dimmable | No |  | HAHIBB | [25 empty] | 5 | 2160 | 120 | 18 | 7.63 | 0.9 | 5000 | 80 |  |  |  | FALSE | FALSE | FALSE | [8 empty] | March, 30 2020 00:00:00 | FALSE | FALSE | FALSE | [6 empty] | AC | [7 empty] | FALSE
PEYH2OMV | GLOBAL GREEN CORPORATION | Global Green | GG-T8-AB-20W-DMA | Linear Replacement Lamp | T8 Four-Foot | Dual Mode Internal Driver (UL Type A and Type B) |  | standard | FALSE | [10 empty] | November, 20 2017 00:00:00 | Not Dimmable | Not Dimmable | No |  | HAHIBC | [25 empty] | 5 | 2600 | 130 | 20 | 5.79 | 0.9 | 5000 | 80 |  |  |  | FALSE | FALSE | FALSE | [8 empty] | March, 30 2020 00:00:00 | FALSE | FALSE | FALSE | [6 empty] | AC | [7 empty] | FALSE
PUVGCAGY | GLOBAL GREEN CORPORATION | Global Green | GG-T8-AB-20W-BCA | Linear Replacement Lamp | T8 Four-Foot | Dual Mode Internal Driver (UL Type A and Type B) |  | standard | FALSE | [10 empty] | November, 20 2017 00:00:00 | Not Dimmable | Not Dimmable | No |  | HAHIBF | [25 empty] | 5 | 2600 | 130 | 20 | 20 | 0.9 | 3500 | 80 |  |  |  | FALSE | FALSE | FALSE | [8 empty] | March, 30 2020 00:00:00 | FALSE | FALSE | FALSE | [6 empty] | AC | [7 empty] | FALSE
PRFXDKMY | GLOBAL GREEN CORPORATION | Global Green | GG-T8-AB-20W-DCA | Linear Replacement Lamp | T8 Four-Foot | Dual Mode Internal Driver (UL Type A and Type B) |  | standard | FALSE | [10 empty] | November, 20 2017 00:00:00 | Not Dimmable | Not Dimmable | No |  | HAHIBF | [25 empty] | 5 | 2600 | 130 | 20 | 20 | 0.9 | 5000 | 80 |  |  |  | FALSE | FALSE | FALSE | [8 empty] | March, 30 2020 00:00:00 | FALSE | FALSE | FALSE | [6 empty] | AC | [7 empty] | FALSE
P969XNPE | GLOBAL GREEN CORPORATION | Global Green | GG-T8-AB-12W-BMA | Linear Replacement Lamp | T8 Four-Foot | Dual Mode Internal Driver (UL Type A and Type B) |  | standard | FALSE | [10 empty] | November, 20 2017 00:00:00 | Not Dimmable | Not Dimmable | No |  | HAHIBA | [25 empty] | 5 | 1620 | 135 | 12 | 14.16 | 0.9 | 3500 | 80 |  |  |  | FALSE | FALSE | FALSE | [8 empty] | March, 30 2020 00:00:00 | FALSE | FALSE | FALSE | [6 empty] | AC | [7 empty] | FALSE
P7ZCND6Q | GLOBAL GREEN CORPORATION | Global Green | GG-T8-AB-12W-BCA | Linear Replacement Lamp | T8 Four-Foot | Dual Mode Internal Driver (UL Type A and Type B) |  | standard | FALSE | [10 empty] | November, 20 2017 00:00:00 | Not Dimmable | Not Dimmable | No |  | HAHIBD | [25 empty] | 5 | 1680 | 140 | 12 | 11.66 | 0.9 | 3500 | 80 |  |  |  | FALSE | FALSE | FALSE | [8 empty] | March, 30 2020 00:00:00 | FALSE | FALSE | FALSE | [6 empty] | AC | [7 empty] | FALSE
P98EOXHI | GLOBAL GREEN CORPORATION | Global Green | GG-T8-AB-12W-DMA | Linear Replacement Lamp | T8 Four-Foot | Dual Mode Internal Driver (UL Type A and Type B) |  | standard | FALSE | [10 empty] | November, 20 2017 00:00:00 | Not Dimmable | Not Dimmable | No |  | HAHIBA | [25 empty] | 5 | 1680 | 140 | 12 | 14.16 | 0.9 | 5000 | 80 |  |  |  | FALSE | FALSE | FALSE | [8 empty] | March, 30 2020 00:00:00 | FALSE | FALSE | FALSE | [6 empty] | AC | [7 empty] | FALSE
P5W62WL9 | GLOBAL GREEN CORPORATION | Global Green | GG-T8-AB-12W-HCA | Linear Replacement Lamp | T8 Four-Foot | Dual Mode Internal Driver (UL Type A and Type B) |  | standard | FALSE | [10 empty] | November, 20 2017 00:00:00 | Not Dimmable | Not Dimmable | No |  | HAHIBD | [25 empty] | 5 | 1800 | 150 | 12 | 11.66 | 0.9 | 4500 | 80 |  |  |  | FALSE | FALSE | FALSE | [8 empty] | March, 30 2020 00:00:00 | FALSE | FALSE | FALSE | [6 empty] | AC | [7 empty] | FALSE
P3ARNFRJ | GLOBAL GREEN CORPORATION | Global Green | GG-T8-A-16W-BMA | Linear Replacement Lamp | T8 Four-Foot | Replacement Lamps (plug and play) (UL Type A) |  | standard | FALSE | [10 empty] | November, 20 2017 00:00:00 | Not Dimmable | Not Dimmable | No |  | HAHIAU | [25 empty] | 4.4 | 2221 | 115.62 | 19.21 | 10.58 | 0.9751 | 3500 | 82.7 |  |  |  | FALSE | FALSE | FALSE | [8 empty] | November, 02 2018 00:00:00 | FALSE | FALSE | FALSE | [6 empty] | AC | [7 empty] | FALSE
PM8SF5G0 | GLOBAL GREEN CORPORATION | Global Green | GG-T8-AB-12W-WMA | Linear Replacement Lamp | T8 Four-Foot | Dual Mode Internal Driver (UL Type A and Type B) |  | standard | TRUE |  | 1572.9 | 112.36 | 14 | 14.16 | 0.9756 | 2900 | 83.8 | 5 | 50000 | November, 20 2017 00:00:00 | Not Dimmable | Not Dimmable | No |  | HAHIBA | [15 empty] | 84.5 |  | 1.24 | 1.42 | [6 empty] | 4.4 | 1620 | 135 | 12 | 14.16 | 0.9 | 3000 | 80 |  |  |  | FALSE | FALSE | FALSE | [8 empty] | November, 02 2018 00:00:00 | FALSE | FALSE | FALSE | [6 empty] | AC | [7 empty] | FALSE
P0XRUP3E | GLOBAL GREEN CORPORATION | Global Green | GG-T8-A-16W-DMA | Linear Replacement Lamp | T8 Four-Foot | Replacement Lamps (plug and play) (UL Type A) |  | standard | FALSE | [10 empty] | November, 20 2017 00:00:00 | Not Dimmable | Not Dimmable | No |  | HAHIAU | [25 empty] | 5 | 2268 | 118.87 | 19.08 | 10.95 | 0.9744 | 5000 | 84.2 |  |  |  | FALSE | FALSE | FALSE | [8 empty] | March, 30 2020 00:00:00 | FALSE | FALSE | FALSE | [6 empty] | AC | [7 empty] | FALSE
PHBJR5JC | GLOBAL GREEN CORPORATION | Global Green | GG-T8-A-20W-HMA | Linear Replacement Lamp | T8 Four-Foot | Replacement Lamps (plug and play) (UL Type A) |  | standard | FALSE | [10 empty] | November, 20 2017 00:00:00 | Not Dimmable | Not Dimmable | No |  | HAHIAV | [25 empty] | 5 | 2605 | 119.66 | 21.77 | 5.87 | 0.911 | 4500 | 84.4 |  |  |  | FALSE | FALSE | FALSE | [8 empty] | March, 30 2020 00:00:00 | FALSE | FALSE | FALSE | [6 empty] | AC | [7 empty] | FALSE
P8CE986I | ARKSMART INC | ARKSMART | ARK-UA-16K(5000K) | Linear Replacement Lamp | T8 Four-Foot | Replacement Lamps (plug and play) (UL Type A) |  | standard | FALSE | [10 empty] | November, 20 2017 00:00:00 | Not Dimmable | Not Dimmable | No |  | ZAZZNU | [25 empty] | 5 | 2264 | 125.64 | 18.02 | 15 | 0.9 | 5000 | 82 |  |  |  | FALSE | FALSE | FALSE | [8 empty] | March, 30 2020 00:00:00 | FALSE | FALSE | FALSE | [6 empty] | AC | [7 empty] | FALSE
PLT4WYO61ICT | EarthTronics Inc. | EARTHTRONICS | LT815835AG5C | Linear Replacement Lamp | T8 Four-Foot | Replacement Lamps (plug and play) (UL Type A) |  | standard | FALSE | [10 empty] | November, 20 2017 00:00:00 | Not Dimmable | Not Dimmable | No |  | ZAZZOL | [25 empty] | 5 | 2100 | 116.7 | 18 | 20 | 0.9 | 3500 | 80 |  |  |  | FALSE | FALSE | FALSE | [8 empty] | March, 30 2020 00:00:00 | FALSE | FALSE | FALSE | [6 empty] | AC | [7 empty] | FALSE
PEO2LARW | GLOBAL GREEN CORPORATION | Global Green | GG-T8-AB-12W-HMA | Linear Replacement Lamp | T8 Four-Foot | Dual Mode Internal Driver (UL Type A and Type B) |  | standard | FALSE | [10 empty] | November, 20 2017 00:00:00 | Not Dimmable | Not Dimmable | No |  | HAHIBA | [25 empty] | 5 | 1680 | 140 | 12 | 14.16 | 0.9 | 4500 | 80 |  |  |  | FALSE | FALSE | FALSE | [8 empty] | March, 30 2020 00:00:00 | FALSE | FALSE | FALSE | [6 empty] | AC | [7 empty] | FALSE
PL8ABJDP | GLOBAL GREEN CORPORATION | Global Green | GG-T8-A-20W-BCA | Linear Replacement Lamp | T8 Four-Foot | Replacement Lamps (plug and play) (UL Type A) |  | standard | FALSE | [10 empty] | November, 20 2017 00:00:00 | Not Dimmable | Not Dimmable | No |  | HAHIAY | [25 empty] | 5 | 2860 | 132.71 | 21.55 | 6.08 | 0.9126 | 3500 | 82.4 |  |  |  | FALSE | FALSE | FALSE | [8 empty] | March, 30 2020 00:00:00 | FALSE | FALSE | FALSE | [6 empty] | AC | [7 empty] | FALSE
P0RJP45E | GLOBAL GREEN CORPORATION | Global Green | GG-T8-A-12W-BMA | Linear Replacement Lamp | T8 Four-Foot | Replacement Lamps (plug and play) (UL Type A) |  | standard | FALSE | [10 empty] | November, 20 2017 00:00:00 | Not Dimmable | Not Dimmable | No |  | HAHIAT | [25 empty] | 5 | 1807 | 122.01 | 14.81 | 9.08 | 0.9047 | 3500 | 82.6 |  |  |  | FALSE | FALSE | FALSE | [8 empty] | March, 30 2020 00:00:00 | FALSE | FALSE | FALSE | [6 empty] | AC | [7 empty] | FALSE
PXXU0GMM | GLOBAL GREEN CORPORATION | Global Green | GG-T8-A-12W-DMA | Linear Replacement Lamp | T8 Four-Foot | Replacement Lamps (plug and play) (UL Type A) |  | standard | FALSE | [10 empty] | November, 20 2017 00:00:00 | Not Dimmable | Not Dimmable | No |  | HAHIAT | [25 empty] | 5 | 1987 | 133.62 | 14.87 | 9.31 | 0.9055 | 5000 | 83.8 |  |  |  | FALSE | FALSE | FALSE | [8 empty] | March, 30 2020 00:00:00 | FALSE | FALSE | FALSE | [6 empty] | AC | [7 empty] | FALSE
PWTI83IZ | GLOBAL GREEN CORPORATION | Global Green | GG-T8-A-16W-DCA | Linear Replacement Lamp | T8 Four-Foot | Replacement Lamps (plug and play) (UL Type A) |  | standard | FALSE | [10 empty] | November, 20 2017 00:00:00 | Not Dimmable | Not Dimmable | No |  | HAHIAX | [25 empty] | 5 | 2481 | 133.89 | 18.53 | 10.89 | 0.9729 | 5000 | 84 |  |  |  | FALSE | FALSE | FALSE | [8 empty] | March, 30 2020 00:00:00 | FALSE | FALSE | FALSE | [6 empty] | AC | [7 empty] | FALSE
PJ7X392M | GLOBAL GREEN CORPORATION | Global Green | GG-T8-A-20W-NMA | Linear Replacement Lamp | T8 Four-Foot | Replacement Lamps (plug and play) (UL Type A) |  | standard | FALSE | [10 empty] | November, 20 2017 00:00:00 | Not Dimmable | Not Dimmable | No |  | HAHIAV | [25 empty] | 5 | 2579 | 118.74 | 21.72 | 5.87 | 0.911 | 4000 | 84.4 |  |  |  | FALSE | FALSE | FALSE | [8 empty] | March, 30 2020 00:00:00 | FALSE | FALSE | FALSE | [6 empty] | AC | [7 empty] | FALSE
PHJ2XJ8V | GLOBAL GREEN CORPORATION | Global Green | GG-T8-A-20W-HCA | Linear Replacement Lamp | T8 Four-Foot | Replacement Lamps (plug and play) (UL Type A) |  | standard | FALSE | [10 empty] | November, 20 2017 00:00:00 | Not Dimmable | Not Dimmable | No |  | HAHIAY | [25 empty] | 5 | 2911 | 134.96 | 21.57 | 5.97 | 0.9133 | 4500 | 84.5 |  |  |  | FALSE | FALSE | FALSE | [8 empty] | March, 30 2020 00:00:00 | FALSE | FALSE | FALSE | [6 empty] | AC | [7 empty] | FALSE
P7AZ8S2K | GLOBAL GREEN CORPORATION | Global Green | GG-T8-A-16W-NCA | Linear Replacement Lamp | T8 Four-Foot | Replacement Lamps (plug and play) (UL Type A) |  | standard | FALSE | [10 empty] | November, 20 2017 00:00:00 | Not Dimmable | Not Dimmable | No |  | HAHIAX | [25 empty] | 5 | 2421 | 130.37 | 18.57 | 11.06 | 0.9715 | 4000 | 85.1 |  |  |  | FALSE | FALSE | FALSE | [8 empty] | March, 30 2020 00:00:00 | FALSE | FALSE | FALSE | [6 empty] | AC | [7 empty] | FALSE
PM8Z4FPK | GLOBAL GREEN CORPORATION | Global Green | GG-T8-A-16W-HCA | Linear Replacement Lamp | T8 Four-Foot | Replacement Lamps (plug and play) (UL Type A) |  | standard | FALSE | [10 empty] | November, 20 2017 00:00:00 | Not Dimmable | Not Dimmable | No |  | HAHIAX | [25 empty] | 5 | 2451 | 132.13 | 18.55 | 11.06 | 0.9715 | 4500 | 85.1 |  |  |  | FALSE | FALSE | FALSE | [8 empty] | March, 30 2020 00:00:00 | FALSE | FALSE | FALSE | [6 empty] | AC | [7 empty] | FALSE
POZAFP18 | GLOBAL GREEN CORPORATION | Global Green | GG-T8-A-12W-NCA | Linear Replacement Lamp | T8 Four-Foot | Replacement Lamps (plug and play) (UL Type A) |  | standard | FALSE | [10 empty] | November, 20 2017 00:00:00 | Not Dimmable | Not Dimmable | No |  | HAHIAW | [25 empty] | 5 | 2028 | 136.02 | 14.91 | 9.08 | 0.9068 | 4000 | 85.1 |  |  |  | FALSE | FALSE | FALSE | [8 empty] | March, 30 2020 00:00:00 | FALSE | FALSE | FALSE | [6 empty] | AC | [7 empty] | FALSE
PR5FHKHL | GLOBAL GREEN CORPORATION | Global Green | GG-T8-A-16W-NMA | Linear Replacement Lamp | T8 Four-Foot | Replacement Lamps (plug and play) (UL Type A) |  | standard | FALSE | [10 empty] | November, 20 2017 00:00:00 | Not Dimmable | Not Dimmable | No |  | HAHIAU | [25 empty] | 5 | 2234 | 116.66 | 19.15 | 10.62 | 0.9745 | 4000 | 85.2 |  |  |  | FALSE | FALSE | FALSE | [8 empty] | March, 30 2020 00:00:00 | FALSE | FALSE | FALSE | [6 empty] | AC | [7 empty] | FALSE
POYOPV6X | GLOBAL GREEN CORPORATION | Global Green | GG-T8-A-16W-HMA | Linear Replacement Lamp | T8 Four-Foot | Replacement Lamps (plug and play) (UL Type A) |  | standard | FALSE | [10 empty] | November, 20 2017 00:00:00 | Not Dimmable | Not Dimmable | No |  | HAHIAU | [25 empty] | 5 | 2251 | 117.73 | 19.12 | 10.62 | 0.9745 | 4500 | 85.2 |  |  |  | FALSE | FALSE | FALSE | [8 empty] | March, 30 2020 00:00:00 | FALSE | FALSE | FALSE | [6 empty] | AC | [7 empty] | FALSE
PS431TR8 | GLOBAL GREEN CORPORATION | Global Green | GG-T8-A-12W-HMA | Linear Replacement Lamp | T8 Four-Foot | Replacement Lamps (plug and play) (UL Type A) |  | standard | FALSE | [10 empty] | November, 20 2017 00:00:00 | Not Dimmable | Not Dimmable | No |  | HAHIAT | [25 empty] | 5 | 1912 | 123.66 | 14.86 | 9.35 | 0.9073 | 4500 | 85.2 |  |  |  | FALSE | FALSE | FALSE | [8 empty] | March, 30 2020 00:00:00 | FALSE | FALSE | FALSE | [6 empty] | AC | [7 empty] | FALSE
PZOFWP84 | GLOBAL GREEN CORPORATION | Global Green | GG-T8-A-12W-WCA | Linear Replacement Lamp | T8 Four-Foot | Replacement Lamps (plug and play) (UL Type A) |  | standard | TRUE |  | 1968 | 132.53 | 14.82 | 9.11 | 0.9072 | 2871 | 82.6 | 5 | 50000 | November, 20 2017 00:00:00 | Not Dimmable | Not Dimmable | No |  | HAHIAW | [15 empty] | 92 |  | 1.2 | 1.44 | [6 empty] | 5 | 1972 | 133.06 | 14.82 | 9.11 | 0.9072 | 3000 | 82.6 |  |  |  | FALSE | FALSE | FALSE | [8 empty] | March, 30 2020 00:00:00 | FALSE | FALSE | FALSE | [6 empty] | AC | [7 empty] | FALSE
P791C9QV | GLOBAL GREEN CORPORATION | Global Green | GG-T8-A-20W-WCA | Linear Replacement Lamp | T8 Four-Foot | Replacement Lamps (plug and play) (UL Type A) |  | standard | TRUE |  | 2834 | 131.33 | 21.58 | 6.08 | 0.9126 | 2893 | 82.4 | 5 | 50000 | November, 20 2017 00:00:00 | Not Dimmable | Not Dimmable | No |  | HAHIAY | [15 empty] | 91.3 |  | 1.22 | 1.4 | [6 empty] | 5 | 2834 | 131.33 | 21.58 | 6.08 | 0.9126 | 3000 | 82.4 |  |  |  | FALSE | FALSE | FALSE | [8 empty] | March, 30 2020 00:00:00 | FALSE | FALSE | FALSE | [6 empty] | AC | [7 empty] | FALSE
PKB525BW | GLOBAL GREEN CORPORATION | Global Green | GG-T8-AB-12W-WCA | Linear Replacement Lamp | T8 Four-Foot | Dual Mode Internal Driver (UL Type A and Type B) |  | standard | TRUE |  | 1700.7 | 123.07 | 13.82 | 11.66 | 0.9585 | 2877 | 82 | 5 | 50000 | November, 20 2017 00:00:00 | Not Dimmable | Not Dimmable | No |  | HAHIBD | [15 empty] | 88.6 |  | 1.26 | 1.44 | [6 empty] | 5 | 1680 | 140 | 12 | 11.66 | 0.9 | 3000 | 80 |  |  |  | FALSE | FALSE | FALSE | [8 empty] | March, 30 2020 00:00:00 | FALSE | FALSE | FALSE | [6 empty] | AC | [7 empty] | FALSE
P19E2JYM | ARKSMART INC | ARKSMART | ARK-UA-16K(3500K) | Linear Replacement Lamp | T8 Four-Foot | Replacement Lamps (plug and play) (UL Type A) |  | standard | FALSE | [10 empty] | November, 20 2017 00:00:00 | Not Dimmable | Not Dimmable | No |  | ZAZZNU | [25 empty] | 5 | 2228 | 123.23 | 18.08 | 15 | 0.9 | 3500 | 80.6 |  |  |  | FALSE | FALSE | FALSE | [8 empty] | March, 30 2020 00:00:00 | FALSE | FALSE | FALSE | [6 empty] | AC | [7 empty] | FALSE
P1TJHWOO | ARKSMART INC | ARKSMART | ARK-UA-16K(4000K) | Linear Replacement Lamp | T8 Four-Foot | Replacement Lamps (plug and play) (UL Type A) |  | standard | FALSE | [10 empty] | November, 20 2017 00:00:00 | Not Dimmable | Not Dimmable | No |  | ZAZZNU | [25 empty] | 5 | 2240 | 123.89 | 18.08 | 15 | 0.9 | 4000 | 80.6 |  |  |  | FALSE | FALSE | FALSE | [8 empty] | March, 30 2020 00:00:00 | FALSE | FALSE | FALSE | [6 empty] | AC | [7 empty] | FALSE
PL1OKIRQ | ARKSMART INC | ARKSMART | ARK-UA-16K(4500K) | Linear Replacement Lamp | T8 Four-Foot | Replacement Lamps (plug and play) (UL Type A) |  | standard | FALSE | [10 empty] | November, 20 2017 00:00:00 | Not Dimmable | Not Dimmable | No |  | ZAZZNU | [25 empty] | 5 | 2252 | 124.56 | 18.08 | 15 | 0.9 | 4500 | 80.6 |  |  |  | FALSE | FALSE | FALSE | [8 empty] | March, 30 2020 00:00:00 | FALSE | FALSE | FALSE | [6 empty] | AC | [7 empty] | FALSE
PM31AQP9 | ARKSMART INC | ARKSMART | ARK-UA-16K(3000K) | Linear Replacement Lamp | T8 Four-Foot | Replacement Lamps (plug and play) (UL Type A) |  | standard | TRUE |  | 2216 | 122.22 | 18.13 | 8.55 | 0.9712 | 2940 | 80.6 | 5 | 50000 | November, 20 2017 00:00:00 | Not Dimmable | Not Dimmable | No |  | ZAZZNU | [15 empty] | 84.4 |  | 1.22 | 1.32 | [6 empty] | 5 | 2216 | 122.22 | 18.13 | 15 | 0.9 | 3000 | 80.6 |  |  |  | FALSE | FALSE | FALSE | [8 empty] | March, 30 2020 00:00:00 | FALSE | FALSE | FALSE | [6 empty] | AC | [7 empty] | FALSE
PL21MFY9Q6HN | EarthTronics Inc. | EARTHTRONICS | LT815850AG5C | Linear Replacement Lamp | T8 Four-Foot | Replacement Lamps (plug and play) (UL Type A) |  | standard | FALSE | [10 empty] | November, 20 2017 00:00:00 | Not Dimmable | Not Dimmable | No |  | ZAZZOL | [25 empty] | 5 | 2200 | 122.2 | 18 | 20 | 0.9 | 5000 | 80 |  |  |  | FALSE | FALSE | FALSE | [8 empty] | March, 30 2020 00:00:00 | FALSE | FALSE | FALSE | [6 empty] | AC | [7 empty] | FALSE
PL0N00CISDI3 | EarthTronics Inc. | EARTHTRONICS | LT815830AG5C | Linear Replacement Lamp | T8 Four-Foot | Replacement Lamps (plug and play) (UL Type A) |  | standard | TRUE |  | 2168 | 126.2 | 17.18 | 10.93 | 0.9677 | 3073 | 81.8 | 5 | 50000 | November, 20 2017 00:00:00 | Not Dimmable | Not Dimmable | No |  | ZAZZOL | [15 empty] | 81.1 |  | 1.32 | 1.22 | [6 empty] | 5 | 2100 | 116.7 | 18 | 20 | 0.9 | 3000 | 80 |  |  |  | FALSE | FALSE | FALSE | [8 empty] | March, 30 2020 00:00:00 | FALSE | FALSE | FALSE | [6 empty] | AC | [7 empty] | FALSE
PZKGZL0N | GLOBAL GREEN CORPORATION | Global Green | GG-T8-AB-16W-BCA | Linear Replacement Lamp | T8 Four-Foot | Dual Mode Internal Driver (UL Type A and Type B) |  | standard | FALSE | [10 empty] | November, 20 2017 00:00:00 | Not Dimmable | Not Dimmable | No |  | HAHIBE | [25 empty] | 5 | 2250 | 125 | 18 | 7.7 | 0.9 | 3500 | 80 |  |  |  | FALSE | FALSE | FALSE | [8 empty] | March, 30 2020 00:00:00 | FALSE | FALSE | FALSE | [6 empty] | AC | [7 empty] | FALSE
P4IFWKES | GLOBAL GREEN CORPORATION | Global Green | GG-T8-AB-16W-NCA | Linear Replacement Lamp | T8 Four-Foot | Dual Mode Internal Driver (UL Type A and Type B) |  | standard | FALSE | [10 empty] | November, 20 2017 00:00:00 | Not Dimmable | Not Dimmable | No |  | HAHIBE | [25 empty] | 5 | 2340 | 130 | 18 | 7.7 | 0.9 | 4000 | 80 |  |  |  | FALSE | FALSE | FALSE | [8 empty] | March, 30 2020 00:00:00 | FALSE | FALSE | FALSE | [6 empty] | AC | [7 empty] | FALSE
PFTBR5WH | GLOBAL GREEN CORPORATION | Global Green | GG-T8-AB-16W-HCA | Linear Replacement Lamp | T8 Four-Foot | Dual Mode Internal Driver (UL Type A and Type B) |  | standard | FALSE | [10 empty] | November, 20 2017 00:00:00 | Not Dimmable | Not Dimmable | No |  | HAHIBE | [25 empty] | 5 | 2340 | 130 | 18 | 7.7 | 0.9 | 4500 | 80 |  |  |  | FALSE | FALSE | FALSE | [8 empty] | March, 30 2020 00:00:00 | FALSE | FALSE | FALSE | [6 empty] | AC | [7 empty] | FALSE
PTEC7A16 | GLOBAL GREEN CORPORATION | Global Green | GG-T8-AB-20W-BMA | Linear Replacement Lamp | T8 Four-Foot | Dual Mode Internal Driver (UL Type A and Type B) |  | standard | FALSE | [10 empty] | November, 20 2017 00:00:00 | Not Dimmable | Not Dimmable | No |  | HAHIBC | [25 empty] | 5 | 2600 | 130 | 20 | 5.79 | 0.9 | 3500 | 80 |  |  |  | FALSE | FALSE | FALSE | [8 empty] | March, 30 2020 00:00:00 | FALSE | FALSE | FALSE | [6 empty] | AC | [7 empty] | FALSE
PZ9F7708 | GLOBAL GREEN CORPORATION | Global Green | GG-T8-AB-20W-NMA | Linear Replacement Lamp | T8 Four-Foot | Dual Mode Internal Driver (UL Type A and Type B) |  | standard | FALSE | [10 empty] | November, 20 2017 00:00:00 | Not Dimmable | Not Dimmable | No |  | HAHIBC | [25 empty] | 5 | 2600 | 130 | 20 | 5.79 | 0.9 | 4000 | 80 |  |  |  | FALSE | FALSE | FALSE | [8 empty] | March, 30 2020 00:00:00 | FALSE | FALSE | FALSE | [6 empty] | AC | [7 empty] | FALSE
POR95L0L | GLOBAL GREEN CORPORATION | Global Green | GG-T8-AB-20W-HMA | Linear Replacement Lamp | T8 Four-Foot | Dual Mode Internal Driver (UL Type A and Type B) |  | standard | FALSE | [10 empty] | November, 20 2017 00:00:00 | Not Dimmable | Not Dimmable | No |  | HAHIBC | [25 empty] | 5 | 2600 | 130 | 20 | 5.79 | 0.9 | 4500 | 80 |  |  |  | FALSE | FALSE | FALSE | [8 empty] | March, 30 2020 00:00:00 | FALSE | FALSE | FALSE | [6 empty] | AC | [7 empty] | FALSE
PXREZSC8 | GLOBAL GREEN CORPORATION | Global Green | GG-T8-AB-12W-NMA | Linear Replacement Lamp | T8 Four-Foot | Dual Mode Internal Driver (UL Type A and Type B) |  | standard | FALSE | [10 empty] | November, 20 2017 00:00:00 | Not Dimmable | Not Dimmable | No |  | HAHIBA | [25 empty] | 5 | 1680 | 140 | 12 | 14.16 | 0.9 | 4000 | 80 |  |  |  | FALSE | FALSE | FALSE | [8 empty] | March, 30 2020 00:00:00 | FALSE | FALSE | FALSE | [6 empty] | AC | [7 empty] | FALSE
P4Z86ICP | GLOBAL GREEN CORPORATION | Global Green | GG-T8-AB-16W-HMA | Linear Replacement Lamp | T8 Four-Foot | Dual Mode Internal Driver (UL Type A and Type B) |  | standard | FALSE | [10 empty] | November, 20 2017 00:00:00 | Not Dimmable | Not Dimmable | No |  | HAHIBB | [25 empty] | 5 | 2160 | 120 | 18 | 7.63 | 0.9 | 4500 | 80 |  |  |  | FALSE | FALSE | FALSE | [8 empty] | March, 30 2020 00:00:00 | FALSE | FALSE | FALSE | [6 empty] | AC | [7 empty] | FALSE
PXQ36B0C | GLOBAL GREEN CORPORATION | Global Green | GG-T8-AB-16W-DCA | Linear Replacement Lamp | T8 Four-Foot | Dual Mode Internal Driver (UL Type A and Type B) |  | standard | FALSE | [10 empty] | November, 20 2017 00:00:00 | Not Dimmable | Not Dimmable | No |  | HAHIBE | [25 empty] | 5 | 2340 | 130 | 18 | 7.7 | 0.9 | 5000 | 80 |  |  |  | FALSE | FALSE | FALSE | [8 empty] | March, 30 2020 00:00:00 | FALSE | FALSE | FALSE | [6 empty] | AC | [7 empty] | FALSE
P7CX5F3W | GLOBAL GREEN CORPORATION | Global Green | GG-T8-AB-20W-HCA | Linear Replacement Lamp | T8 Four-Foot | Dual Mode Internal Driver (UL Type A and Type B) |  | standard | FALSE | [10 empty] | November, 20 2017 00:00:00 | Not Dimmable | Not Dimmable | No |  | HAHIBF | [25 empty] | 5 | 2600 | 130 | 20 | 20 | 0.9 | 4500 | 80 |  |  |  | FALSE | FALSE | FALSE | [8 empty] | March, 30 2020 00:00:00 | FALSE | FALSE | FALSE | [6 empty] | AC | [7 empty] | FALSE
P9A4V4D1 | GLOBAL GREEN CORPORATION | Global Green | GG-T8-AB-12W-NCA | Linear Replacement Lamp | T8 Four-Foot | Dual Mode Internal Driver (UL Type A and Type B) |  | standard | FALSE | [10 empty] | November, 20 2017 00:00:00 | Not Dimmable | Not Dimmable | No |  | HAHIBD | [25 empty] | 5 | 1800 | 150 | 12 | 11.66 | 0.9 | 4000 | 80 |  |  |  | FALSE | FALSE | FALSE | [8 empty] | March, 30 2020 00:00:00 | FALSE | FALSE | FALSE | [6 empty] | AC | [7 empty] | FALSE
P8U6Y9OL | GLOBAL GREEN CORPORATION | Global Green | GG-T8-AB-12W-DCA | Linear Replacement Lamp | T8 Four-Foot | Dual Mode Internal Driver (UL Type A and Type B) |  | standard | FALSE | [10 empty] | November, 20 2017 00:00:00 | Not Dimmable | Not Dimmable | No |  | HAHIBD | [25 empty] | 5 | 1800 | 150 | 12 | 11.66 | 0.9 | 5000 | 80 |  |  |  | FALSE | FALSE | FALSE | [8 empty] | March, 30 2020 00:00:00 | FALSE | FALSE | FALSE | [6 empty] | AC | [7 empty] | FALSE
PCU375V6 | GLOBAL GREEN CORPORATION | Global Green | GG-T8-A-20W-BMA | Linear Replacement Lamp | T8 Four-Foot | Replacement Lamps (plug and play) (UL Type A) |  | standard | FALSE | [10 empty] | November, 20 2017 00:00:00 | Not Dimmable | Not Dimmable | No |  | HAHIAV | [25 empty] | 5 | 2545 | 117.34 | 21.69 | 6.15 | 0.9149 | 3500 | 82.3 |  |  |  | FALSE | FALSE | FALSE | [8 empty] | March, 30 2020 00:00:00 | FALSE | FALSE | FALSE | [6 empty] | AC | [7 empty] | FALSE
PPYPYJE5 | GLOBAL GREEN CORPORATION | Global Green | GG-T8-A-16W-BCA | Linear Replacement Lamp | T8 Four-Foot | Replacement Lamps (plug and play) (UL Type A) |  | standard | FALSE | [10 empty] | November, 20 2017 00:00:00 | Not Dimmable | Not Dimmable | No |  | HAHIAX | [25 empty] | 5 | 2395 | 128.83 | 18.59 | 10.69 | 0.9739 | 3500 | 82.6 |  |  |  | FALSE | FALSE | FALSE | [8 empty] | March, 30 2020 00:00:00 | FALSE | FALSE | FALSE | [6 empty] | AC | [7 empty] | FALSE
P57Y5ECB | GLOBAL GREEN CORPORATION | Global Green | GG-T8-A-12W-DCA | Linear Replacement Lamp | T8 Four-Foot | Replacement Lamps (plug and play) (UL Type A) |  | standard | FALSE | [10 empty] | November, 20 2017 00:00:00 | Not Dimmable | Not Dimmable | No |  | HAHIAW | [25 empty] | 5 | 2077 | 138.74 | 14.97 | 9.48 | 0.9051 | 5000 | 83.6 |  |  |  | FALSE | FALSE | FALSE | [8 empty] | March, 30 2020 00:00:00 | FALSE | FALSE | FALSE | [6 empty] | AC | [7 empty] | FALSE
PA8G0LKC | GLOBAL GREEN CORPORATION | Global Green | GG-T8-A-20W-DCA | Linear Replacement Lamp | T8 Four-Foot | Replacement Lamps (plug and play) (UL Type A) |  | standard | FALSE | [10 empty] | November, 20 2017 00:00:00 | Not Dimmable | Not Dimmable | No |  | HAHIAY | [25 empty] | 5 | 2937 | 135.85 | 21.62 | 6.12 | 0.9117 | 5000 | 84 |  |  |  | FALSE | FALSE | FALSE | [8 empty] | March, 30 2020 00:00:00 | FALSE | FALSE | FALSE | [6 empty] | AC | [7 empty] | FALSE
PWFAJ5SS | GLOBAL GREEN CORPORATION | Global Green | GG-T8-A-12W-WMA | Linear Replacement Lamp | T8 Four-Foot | Replacement Lamps (plug and play) (UL Type A) |  | standard | TRUE |  | 1771 | 119.74 | 14.76 | 9.08 | 0.9047 | 2885 | 82.6 | 5 | 50000 | November, 20 2017 00:00:00 | Not Dimmable | Not Dimmable | No |  | HAHIAT | [15 empty] | 89.9 |  | 1.16 | 1.36 | [6 empty] | 5 | 1778 | 120.46 | 14.76 | 9.08 | 0.9047 | 3000 | 82.6 |  |  |  | FALSE | FALSE | FALSE | [8 empty] | March, 30 2020 00:00:00 | FALSE | FALSE | FALSE | [6 empty] | AC | [7 empty] | FALSE
PUS3KKKU | GLOBAL GREEN CORPORATION | Global Green | GG-T8-A-20W-WMA | Linear Replacement Lamp | T8 Four-Foot | Replacement Lamps (plug and play) (UL Type A) |  | standard | TRUE |  | 2511 | 115.93 | 21.66 | 6.15 | 0.9149 | 2908 | 82.3 | 5 | 50000 | November, 20 2017 00:00:00 | Not Dimmable | Not Dimmable | No |  | HAHIAV | [15 empty] | 90 |  | 1.16 | 1.42 | [6 empty] | 5 | 2511 | 115.93 | 21.66 | 6.15 | 0.9149 | 3000 | 82.3 |  |  |  | FALSE | FALSE | FALSE | [8 empty] | March, 30 2020 00:00:00 | FALSE | FALSE | FALSE | [6 empty] | AC | [7 empty] | FALSE
PFN3ZWHK | GLOBAL GREEN CORPORATION | Global Green | GG-T8-AB-16W-WCA | Linear Replacement Lamp | T8 Four-Foot | Dual Mode Internal Driver (UL Type A and Type B) |  | standard | TRUE |  | 2195.5 | 123.34 | 17.8 | 7.7 | 0.9727 | 2896 | 81.9 | 5 | 50000 | November, 20 2017 00:00:00 | Not Dimmable | Not Dimmable | No |  | HAHIBE | [15 empty] | 89.3 |  | 1.28 | 1.44 | [6 empty] | 5 | 2250 | 125 | 18 | 7.7 | 0.9 | 3000 | 80 |  |  |  | FALSE | FALSE | FALSE | [8 empty] | March, 30 2020 00:00:00 | FALSE | FALSE | FALSE | [6 empty] | AC | [7 empty] | FALSE
P6LNUD39 | GLOBAL GREEN CORPORATION | Global Green | GG-T8-A-16W-WCA | Linear Replacement Lamp | T8 Four-Foot | Replacement Lamps (plug and play) (UL Type A) |  | standard | TRUE |  | 2368 | 127.24 | 18.61 | 10.69 | 0.9739 | 2886 | 82.6 | 5 | 50000 | November, 20 2017 00:00:00 | Not Dimmable | Not Dimmable | No |  | HAHIAX | [15 empty] | 91.7 |  | 1.22 | 1.4 | [6 empty] | 5 | 2368 | 127.24 | 18.61 | 10.69 | 0.9739 | 3000 | 82.6 |  |  |  | FALSE | FALSE | FALSE | [8 empty] | March, 30 2020 00:00:00 | FALSE | FALSE | FALSE | [6 empty] | AC | [7 empty] | FALSE
PIOTD1B6 | Ampco Lighting Ltd | Ampco | T8GCBE-48-UV-17-4-FDD | Linear Replacement Lamp | T8 Four-Foot | Dual Mode Internal Driver (UL Type A and Type B) |  | standard | FALSE | [10 empty] | November, 15 2017 00:00:00 | Not Dimmable | Not Dimmable | No |  | VVVWXO | [25 empty] | 5 | 2292 | 118.45 | 19.35 | 20 | 0.9 | 4000 | 80 |  |  |  | FALSE | FALSE | FALSE | [8 empty] | March, 30 2020 00:00:00 | FALSE | FALSE | FALSE | [6 empty] | AC | [7 empty] | FALSE
PMCUKI91 | Ampco Lighting Ltd | Ampco | T8GCBE-48-UV-17-35-FDD | Linear Replacement Lamp | T8 Four-Foot | Dual Mode Internal Driver (UL Type A and Type B) |  | standard | TRUE |  | 2115 | 119.42 | 17.71 | 20.99 | 0.9428 | 3318 | 82.1 | 5 | 50000 | November, 15 2017 00:00:00 | Not Dimmable | Not Dimmable | No |  | VVVWXO | [15 empty] | 84.3 |  | 1.24 | 1.32 | [6 empty] | 5 | 2257 | 117.55 | 19.2 | 20 | 0.9 | 3500 | 80 |  |  |  | FALSE | FALSE | FALSE | [8 empty] | March, 30 2020 00:00:00 | FALSE | FALSE | FALSE | [6 empty] | AC | [7 empty] | FALSE
P4ZS7FRY | Ampco Lighting Ltd | Ampco | T8GCBE-48-UV-14-4-FDD | Linear Replacement Lamp | T8 Four-Foot | Dual Mode Internal Driver (UL Type A and Type B) |  | standard | FALSE | [10 empty] | November, 15 2017 00:00:00 | Not Dimmable | Not Dimmable | No |  | VVVWXN | [25 empty] | 5 | 1897 | 117.83 | 16.1 | 20 | 0.9 | 4000 | 80 |  |  |  | FALSE | FALSE | FALSE | [8 empty] | March, 30 2020 00:00:00 | FALSE | FALSE | FALSE | [6 empty] | AC | [7 empty] | FALSE
P0LX4D59 | Ampco Lighting Ltd | Ampco | T8GCBE-48-UV-14-5-FDD | Linear Replacement Lamp | T8 Four-Foot | Dual Mode Internal Driver (UL Type A and Type B) |  | standard | FALSE | [10 empty] | November, 15 2017 00:00:00 | Not Dimmable | Not Dimmable | No |  | VVVWXN | [25 empty] | 5 | 1932 | 121.74 | 15.87 | 20 | 0.9 | 5000 | 80 |  |  |  | FALSE | FALSE | FALSE | [8 empty] | March, 30 2020 00:00:00 | FALSE | FALSE | FALSE | [6 empty] | AC | [7 empty] | FALSE
PTT10U3X | Ampco Lighting Ltd | Ampco | T8GCBE-48-UV-17-5-FDD | Linear Replacement Lamp | T8 Four-Foot | Dual Mode Internal Driver (UL Type A and Type B) |  | standard | FALSE | [10 empty] | November, 15 2017 00:00:00 | Not Dimmable | Not Dimmable | No |  | VVVWXO | [25 empty] | 5 | 2363 | 121.23 | 19.49 | 20 | 0.9 | 5000 | 80 |  |  |  | FALSE | FALSE | FALSE | [8 empty] | March, 30 2020 00:00:00 | FALSE | FALSE | FALSE | [6 empty] | AC | [7 empty] | FALSE
P0DNDA1P | Ampco Lighting Ltd | Ampco | T8GCBE-48-UV-14-45-FDD | Linear Replacement Lamp | T8 Four-Foot | Dual Mode Internal Driver (UL Type A and Type B) |  | standard | FALSE | [10 empty] | November, 15 2017 00:00:00 | Not Dimmable | Not Dimmable | No |  | VVVWXN | [25 empty] | 5 | 1915 | 118.94 | 16.1 | 20 | 0.9 | 4500 | 80 |  |  |  | FALSE | FALSE | FALSE | [8 empty] | March, 30 2020 00:00:00 | FALSE | FALSE | FALSE | [6 empty] | AC | [7 empty] | FALSE
PFA4DHOU | Ampco Lighting Ltd | Ampco | T8GCBE-48-UV-17-45-FDD | Linear Replacement Lamp | T8 Four-Foot | Dual Mode Internal Driver (UL Type A and Type B) |  | standard | FALSE | [10 empty] | November, 15 2017 00:00:00 | Not Dimmable | Not Dimmable | No |  | VVVWXO | [25 empty] | 5 | 2327 | 120.26 | 19.35 | 20 | 0.9 | 4500 | 80 |  |  |  | FALSE | FALSE | FALSE | [8 empty] | March, 30 2020 00:00:00 | FALSE | FALSE | FALSE | [6 empty] | AC | [7 empty] | FALSE
PY7DNJ56 | Ampco Lighting Ltd | Ampco | T8GCBE-48-UV-14-35-FDD | Linear Replacement Lamp | T8 Four-Foot | Dual Mode Internal Driver (UL Type A and Type B) |  | standard | TRUE |  | 1701 | 118.95 | 14.3 | 22.12 | 0.915 | 3384 | 82.6 | 5 | 50000 | November, 15 2017 00:00:00 | Not Dimmable | Not Dimmable | FALSE |  | VVVWXN | [15 empty] | 84.3 |  | 1.22 | 1.32 | [6 empty] | 4.4 | 1879 | 115.13 | 16.32 | 20 | 0.9 | 3500 | 80 |  |  |  | FALSE | FALSE | FALSE | [8 empty] | November, 02 2018 00:00:00 | FALSE | FALSE | FALSE | [6 empty] | AC | [7 empty] | FALSE
PL5GYLAEKOT8 | Online Stores LLC. | Online Stores | LG-4T8-13W-BC-35K | Linear Replacement Lamp | T8 Four-Foot | Replacement Lamps (plug and play) (UL Type A) |  | standard | FALSE | [10 empty] | November, 14 2017 00:00:00 | Not Dimmable | Not Dimmable | NO | De-listed on 9/6/2018, re-listed on 10/1/2018 | NANNYQ | [25 empty] | 4.4 | 1800 | 110 | 16 | 12.41 | 0.97 | 3500 | 83 |  |  |  | FALSE | FALSE | FALSE | [8 empty] | November, 02 2018 00:00:00 | FALSE | FALSE | FALSE | [6 empty] | AC | [7 empty] | FALSE
PL1UWR0HOL5N | CNA International Enterprises Inc. | CNA | LED15WT8 830 COMP | Linear Replacement Lamp | T8 Four-Foot | Replacement Lamps (plug and play) (UL Type A) |  | standard | TRUE |  | 2180 | 123.2 | 17.7 | 12.32 | 0.9653 | 3036 | 83.1 | 5 | 50000 | November, 14 2017 00:00:00 | Not Dimmable | Not Dimmable | No |  | ZAZZNW | [15 empty] | 81.8 |  | 1.26 | 1.3 | [6 empty] | 5 | 2100 | 117 | 18 | 20 | 0.9 | 3000 | 80 |  |  |  | FALSE | FALSE | FALSE | [8 empty] | March, 30 2020 00:00:00 | FALSE | FALSE | FALSE | [6 empty] | AC | [7 empty] | FALSE
PLHV4Z107ONG | Online Stores LLC. | Online Stores | LG-4T8-13W-BC-30K | Linear Replacement Lamp | T8 Four-Foot | Replacement Lamps (plug and play) (UL Type A) |  | standard | TRUE |  | 1955 | 119 | 16.43 | 12.41 | 0.9634 | 3056 | 81.3 | 5 | 50000 | November, 14 2017 00:00:00 | Not Dimmable | Not Dimmable | NO | De-listed on 9/6/2018, re-listed on 10/1/2018 | NANNYQ | [15 empty] | 84 |  | 1.24 | 1.22 | [6 empty] | 4.4 | 1800 | 110 | 16 | 12.41 | 0.97 | 3000 | 83 |  |  |  | FALSE | FALSE | FALSE | [8 empty] | November, 02 2018 00:00:00 | FALSE | FALSE | FALSE | [6 empty] | AC | [7 empty] | FALSE
PLA9PE6YDG0J | CNA International Enterprises Inc. | CNA | LED15WT8 835 COMP | Linear Replacement Lamp | T8 Four-Foot | Replacement Lamps (plug and play) (UL Type A) |  | standard | FALSE | [10 empty] | November, 14 2017 00:00:00 | Not Dimmable | Not Dimmable | No |  | ZAZZNW | [25 empty] | 5 | 2100 | 117 | 18 | 20 | 0.9 | 3500 | 80 |  |  |  | FALSE | FALSE | FALSE | [8 empty] | March, 30 2020 00:00:00 | FALSE | FALSE | FALSE | [6 empty] | AC | [7 empty] | FALSE
PL11HGXWMYXE | CNA International Enterprises Inc. | CNA | LED15WT8 840 COMP | Linear Replacement Lamp | T8 Four-Foot | Replacement Lamps (plug and play) (UL Type A) |  | standard | FALSE | [10 empty] | November, 14 2017 00:00:00 | Not Dimmable | Not Dimmable | No |  | ZAZZNW | [25 empty] | 5 | 2200 | 122 | 18 | 20 | 0.9 | 4000 | 80 |  |  |  | FALSE | FALSE | FALSE | [8 empty] | March, 30 2020 00:00:00 | FALSE | FALSE | FALSE | [6 empty] | AC | [7 empty] | FALSE
PL2E5T9IZ6HZ | CNA International Enterprises Inc. | CNA | LED15WT8 850 COMP | Linear Replacement Lamp | T8 Four-Foot | Replacement Lamps (plug and play) (UL Type A) |  | standard | FALSE | [10 empty] | November, 14 2017 00:00:00 | Not Dimmable | Not Dimmable | No |  | ZAZZNW | [25 empty] | 5 | 2200 | 122 | 18 | 20 | 0.9 | 5000 | 80 |  |  |  | FALSE | FALSE | FALSE | [8 empty] | March, 30 2020 00:00:00 | FALSE | FALSE | FALSE | [6 empty] | AC | [7 empty] | FALSE
PL2NSIRU8PN2 | Online Stores LLC. | Online Stores | LG-4T8-13W-BC-40K | Linear Replacement Lamp | T8 Four-Foot | Replacement Lamps (plug and play) (UL Type A) |  | standard | FALSE | [10 empty] | November, 14 2017 00:00:00 | Not Dimmable | Not Dimmable | NO | De-listed on 9/6/2018, re-listed on 10/1/2018 | NANNYQ | [25 empty] | 4.4 | 1900 | 112 | 16 | 12.41 | 0.97 | 4000 | 83 |  |  |  | FALSE | FALSE | FALSE | [8 empty] | November, 02 2018 00:00:00 | FALSE | FALSE | FALSE | [6 empty] | AC | [7 empty] | FALSE
PLH4TUW0PN6K | Online Stores LLC. | Online Stores | LG-4T8-13W-BC-50K | Linear Replacement Lamp | T8 Four-Foot | Replacement Lamps (plug and play) (UL Type A) |  | standard | FALSE | [10 empty] | November, 14 2017 00:00:00 | Not Dimmable | Not Dimmable | NO | De-listed on 9/6/2018, re-listed on 10/1/2018 | NANNYQ | [25 empty] | 4.4 | 2000 | 115 | 16 | 12.41 | 0.97 | 5000 | 83 |  |  |  | FALSE | FALSE | FALSE | [8 empty] | November, 02 2018 00:00:00 | FALSE | FALSE | FALSE | [6 empty] | AC | [7 empty] | FALSE
P8SRX5J7 | Fusion Lamps | FUSION LAMPS | FLED15T8/840DIRECTG4 | Linear Replacement Lamp | T8 Four-Foot | Replacement Lamps (plug and play) (UL Type A) |  | standard | TRUE |  | 2371.1 | 115.44 | 20.536 | 10.357 | 0.9784 | 4074 | 83.1 | 5 | 50000 | November, 09 2017 00:00:00 | Dimmable | Continuous Below 10 | NotYetVerified |  | SSSCVA | [15 empty] | 84.8 |  | 1.32 | 1.3 | [6 empty] | 4.4 | 2371.1 | 115.44 | 20.54 | 10.36 | 0.98 | 4074 | 83.1 |  |  |  | FALSE | FALSE | FALSE | [8 empty] | November, 02 2018 00:00:00 | FALSE | FALSE | FALSE | [6 empty] | AC | [7 empty] | FALSE
P43GX42U | Signify North America Corporation | Philips | 9290013978 | Linear Replacement Lamp | T8 Four-Foot | Replacement Lamps (plug and play) (UL Type A) |  | standard | FALSE | [10 empty] | November, 09 2017 00:00:00 | Not Dimmable | Not Dimmable | No |  | KKLAFL | [25 empty] | 5 | 2100 | 131.25 | 16 | 15 | 0.9 | 4000 | 82 |  |  |  | FALSE | FALSE | FALSE | [8 empty] | March, 30 2020 00:00:00 | FALSE | FALSE | FALSE | [6 empty] | AC | [7 empty] | FALSE
PFY60XS0 | Signify North America Corporation | Philips | 9290013977 | Linear Replacement Lamp | T8 Four-Foot | Replacement Lamps (plug and play) (UL Type A) |  | standard | FALSE | [10 empty] | November, 09 2017 00:00:00 | Not Dimmable | Not Dimmable | No |  | KKLAFL | [25 empty] | 5 | 2000 | 125 | 16 | 15 | 0.9 | 3500 | 82 |  |  |  | FALSE | FALSE | FALSE | [8 empty] | March, 30 2020 00:00:00 | FALSE | FALSE | FALSE | [6 empty] | AC | [7 empty] | FALSE
PICF8UPP | Signify North America Corporation | Philips | 9290013979 | Linear Replacement Lamp | T8 Four-Foot | Replacement Lamps (plug and play) (UL Type A) |  | standard | FALSE | [10 empty] | November, 09 2017 00:00:00 | Not Dimmable | Not Dimmable | No |  | KKLAFL | [25 empty] | 5 | 2100 | 131.25 | 16 | 15 | 0.9 | 5000 | 82 |  |  |  | FALSE | FALSE | FALSE | [8 empty] | March, 30 2020 00:00:00 | FALSE | FALSE | FALSE | [6 empty] | AC | [7 empty] | FALSE
PLSV8P2I | Signify North America Corporation | Philips | 9290013976 | Linear Replacement Lamp | T8 Four-Foot | Replacement Lamps (plug and play) (UL Type A) |  | standard | TRUE |  | 2014 | 126.5 | 15.93 | 7.1 | 0.9694 | 2989 | 82.3 | 5 | 50000 | November, 09 2017 00:00:00 | Not Dimmable | Not Dimmable | No |  | KKLAFL | [15 empty] | 81.43 |  | 1.26 | 1.24 | [6 empty] | 5 | 2000 | 125 | 16 | 15 | 0.9 | 3000 | 82 |  |  |  | FALSE | FALSE | FALSE | [8 empty] | March, 30 2020 00:00:00 | FALSE | FALSE | FALSE | [6 empty] | AC | [7 empty] | FALSE
PLG40SR9PZYD | MetroTech Media & Lighting, Inc | MetroTech | MTT8A-1201-DW04-MBP-05 | Linear Replacement Lamp | T8 Four-Foot | Replacement Lamps (plug and play) (UL Type A) |  | standard | FALSE | [10 empty] | November, 08 2017 00:00:00 | Not Dimmable | Not Dimmable | No |  | NANNYB | [25 empty] | 5 | 1987 | 133.62 | 14.87 | 9.31 | 0.9055 | 5000 | 83.8 |  |  |  | FALSE | FALSE | FALSE | [8 empty] | March, 30 2020 00:00:00 | FALSE | FALSE | FALSE | [6 empty] | AC | [7 empty] | FALSE
PLB9CYRV0TI4 | MetroTech Media & Lighting, Inc | MetroTech | MTT8A-1601-NW04-MBP-05 | Linear Replacement Lamp | T8 Four-Foot | Replacement Lamps (plug and play) (UL Type A) |  | standard | FALSE | [10 empty] | November, 08 2017 00:00:00 | Not Dimmable | Not Dimmable | No |  | NANNYC | [25 empty] | 5 | 2234 | 116.66 | 19.15 | 10.62 | 0.9745 | 4000 | 85.2 |  |  |  | FALSE | FALSE | FALSE | [8 empty] | March, 30 2020 00:00:00 | FALSE | FALSE | FALSE | [6 empty] | AC | [7 empty] | FALSE
PLP10PX6IOMO | MetroTech Media & Lighting, Inc | MetroTech | MTT8AB-2001-WW04-MBP-05 | Linear Replacement Lamp | T8 Four-Foot | Dual Mode Internal Driver (UL Type A and Type B) |  | standard | TRUE |  | 2395 | 114.8 | 20.86 | 5.79 | 0.9799 | 2887 | 81.9 | 5 | 50000 | November, 08 2017 00:00:00 | Not Dimmable | Not Dimmable | NotYetVerified | Product updated 9/21/2016 | NANNYH | [15 empty] | 84.7 |  | 1.22 | 1.38 | [6 empty] | 5 | 2600 | 130 | 20 | 5.79 | 0.9 | 3000 | 80 |  |  |  | FALSE | FALSE | FALSE | [8 empty] | March, 30 2020 00:00:00 | FALSE | FALSE | FALSE | [6 empty] | AC | [7 empty] | FALSE
PZ0BAUCZ | HK Syhdee LIGHTING Co., LIMITED. | SYHDEE | SYHU-T8GAUL1218M-40-A | Linear Replacement Lamp | T8 Four-Foot | Replacement Lamps (plug and play) (UL Type A) |  | standard | FALSE | [10 empty] | November, 08 2017 00:00:00 | Not Dimmable | Not Dimmable | No |  | BBBDWK | [25 empty] | 5 | 2500 | 131.58 | 19 | 20 | 0.9 | 4000 | 80 |  |  |  | FALSE | FALSE | FALSE | [8 empty] | March, 30 2020 00:00:00 | FALSE | FALSE | FALSE | [6 empty] | AC | [7 empty] | FALSE
PPL4YEXQ | HK Syhdee LIGHTING Co., LIMITED. | SYHDEE | SYHU-T8GAUL1218M-45-A | Linear Replacement Lamp | T8 Four-Foot | Replacement Lamps (plug and play) (UL Type A) |  | standard | FALSE | [10 empty] | November, 08 2017 00:00:00 | Not Dimmable | Not Dimmable | No |  | BBBDWK | [25 empty] | 5 | 2500 | 131.58 | 19 | 20 | 0.9 | 4500 | 80 |  |  |  | FALSE | FALSE | FALSE | [8 empty] | March, 30 2020 00:00:00 | FALSE | FALSE | FALSE | [6 empty] | AC | [7 empty] | FALSE
PI7136J9 | HK Syhdee LIGHTING Co., LIMITED. | SYHDEE | SYHU-T8LAUL1218M-50-A | Linear Replacement Lamp | T8 Four-Foot | Replacement Lamps (plug and play) (UL Type A) |  | standard | FALSE | [10 empty] | November, 08 2017 00:00:00 | Not Dimmable | Not Dimmable | No |  | BBBDWN | [25 empty] | 5 | 2450 | 122 | 20 | 20 | 0.9 | 5000 | 80 |  |  |  | FALSE | FALSE | FALSE | [8 empty] | March, 30 2020 00:00:00 | FALSE | FALSE | FALSE | [6 empty] | AC | [7 empty] | FALSE
P9D6CBBE | HK Syhdee LIGHTING Co., LIMITED. | SYHDEE | SYHU-T8LAUL1218M-30-A | Linear Replacement Lamp | T8 Four-Foot | Replacement Lamps (plug and play) (UL Type A) |  | standard | TRUE |  | 2430.4 | 121.96 | 19.93 | 7.13 | 0.972 | 2930 | 83.1 | 5 | 50000 | November, 08 2017 00:00:00 | Not Dimmable | Not Dimmable | No |  | BBBDWN | [15 empty] | 83.9 |  | 1.24 | 1.24 | [6 empty] | 5 | 2400 | 120 | 20 | 20 | 0.9 | 3000 | 80 |  |  |  | FALSE | FALSE | FALSE | [8 empty] | March, 30 2020 00:00:00 | FALSE | FALSE | FALSE | [6 empty] | AC | [7 empty] | FALSE
PLDWC3RR | HK Syhdee LIGHTING Co., LIMITED. | SYHDEE | SYHU-T8GABUD1218M-35-A | Linear Replacement Lamp | T8 Four-Foot | Dual Mode Internal Driver (UL Type A and Type B) |  | standard | FALSE | [10 empty] | November, 08 2017 00:00:00 | Dimmable | Stepped | No | Updated on 10/16/2018 | BBBDWR | [25 empty] | 5 | 2400 | 126 | 19 | 20 | 0.9 | 3500 | 80 |  |  |  | FALSE | FALSE | FALSE | [8 empty] | March, 30 2020 00:00:00 | FALSE | FALSE | FALSE | [6 empty] | AC | [7 empty] | FALSE
PXUBZF0S | HK Syhdee LIGHTING Co., LIMITED. | SYHDEE | SYHU-T8GABUD1215M-45-A | Linear Replacement Lamp | T8 Four-Foot | Dual Mode Internal Driver (UL Type A and Type B) |  | standard | FALSE | [10 empty] | November, 08 2017 00:00:00 | Dimmable | Stepped | No | Updated on 10/16/2018 | BBBDWS | [25 empty] | 5 | 2150 | 126 | 17 | 20 | 0.9 | 4500 | 80 |  |  |  | FALSE | FALSE | FALSE | [8 empty] | March, 30 2020 00:00:00 | FALSE | FALSE | FALSE | [6 empty] | AC | [7 empty] | FALSE
P9G9LXA3 | HK Syhdee LIGHTING Co., LIMITED. | SYHDEE | SYHU-T8GABUD1212M-45-A | Linear Replacement Lamp | T8 Four-Foot | Dual Mode Internal Driver (UL Type A and Type B) |  | standard | FALSE | [10 empty] | November, 08 2017 00:00:00 | Dimmable | Stepped | No | Updated on 10/16/2018 | BBBDWT | [25 empty] | 5 | 1800 | 150 | 12 | 20 | 0.9 | 4500 | 80 |  |  |  | FALSE | FALSE | FALSE | [8 empty] | March, 30 2020 00:00:00 | FALSE | FALSE | FALSE | [6 empty] | AC | [7 empty] | FALSE
P1GPBWKQ | HK Syhdee LIGHTING Co., LIMITED. | SYHDEE | SYHU-T8GABUD1212M-50-A | Linear Replacement Lamp | T8 Four-Foot | Dual Mode Internal Driver (UL Type A and Type B) |  | standard | FALSE | [10 empty] | November, 08 2017 00:00:00 | Dimmable | Stepped | No | Updated on 10/16/2018 | BBBDWT | [25 empty] | 5 | 1800 | 150 | 12 | 20 | 0.9 | 5000 | 80 |  |  |  | FALSE | FALSE | FALSE | [8 empty] | March, 30 2020 00:00:00 | FALSE | FALSE | FALSE | [6 empty] | AC | [7 empty] | FALSE
P3Y58ZOW | HK Syhdee LIGHTING Co., LIMITED. | SYHDEE | SYHU-T8LABUL1218M-45-A | Linear Replacement Lamp | T8 Four-Foot | Dual Mode Internal Driver (UL Type A and Type B) |  | standard | FALSE | [10 empty] | November, 08 2017 00:00:00 | Not Dimmable | Not Dimmable | No |  | BBBDWU | [25 empty] | 5 | 2450 | 122 | 20 | 20 | 0.9 | 4500 | 80 |  |  |  | FALSE | FALSE | FALSE | [8 empty] | March, 30 2020 00:00:00 | FALSE | FALSE | FALSE | [6 empty] | AC | [7 empty] | FALSE
PLCHCK2QVWLA | MetroTech Media & Lighting, Inc | MetroTech | MTT8AB-2001-NW04-MBP-05 | Linear Replacement Lamp | T8 Four-Foot | Dual Mode Internal Driver (UL Type A and Type B) |  | standard | FALSE | [10 empty] | November, 08 2017 00:00:00 | Not Dimmable | Not Dimmable | NotYetVerified | Product updated 9/21/2016 | NANNYH | [25 empty] | 5 | 2600 | 130 | 20 | 5.79 | 0.9 | 4000 | 80 |  |  |  | FALSE | FALSE | FALSE | [8 empty] | March, 30 2020 00:00:00 | FALSE | FALSE | FALSE | [6 empty] | AC | [7 empty] | FALSE
PNTRIVCK | JIAXING SUPER LIGHTING ELECTRIC APPLIANCE CO.,LTD | Super | T8L-IDDM13-1800-4ft-CBA-A1 | Linear Replacement Lamp | T8 Four-Foot | Replacement Lamps (plug and play) (UL Type A) |  | standard | FALSE | [10 empty] | November, 08 2017 00:00:00 | Not Dimmable | Not Dimmable | No | Updated on 05/22/2018 | RRRUMI | [25 empty] | 5 | 1800 | 120 | 15 | 20 | 0.9 | 4000 | 82 |  |  |  | FALSE | FALSE | FALSE | [8 empty] | March, 30 2020 00:00:00 | FALSE | FALSE | FALSE | [6 empty] | AC | [7 empty] | FALSE
PXKZXAZQ | JIAXING SUPER LIGHTING ELECTRIC APPLIANCE CO.,LTD | Super | T8L-IDDM13-1800-4ft-DBA-A1 | Linear Replacement Lamp | T8 Four-Foot | Replacement Lamps (plug and play) (UL Type A) |  | standard | FALSE | [10 empty] | November, 08 2017 00:00:00 | Not Dimmable | Not Dimmable | No | Updated on 05/22/2018 | RRRUMI | [25 empty] | 5 | 1800 | 120 | 15 | 20 | 0.9 | 4500 | 82 |  |  |  | FALSE | FALSE | FALSE | [8 empty] | March, 30 2020 00:00:00 | FALSE | FALSE | FALSE | [6 empty] | AC | [7 empty] | FALSE
PLH50T7IV849 | MetroTech Media & Lighting, Inc | MetroTech | MTT8A-1201-NW04-MBP-05 | Linear Replacement Lamp | T8 Four-Foot | Replacement Lamps (plug and play) (UL Type A) |  | standard | FALSE | [10 empty] | November, 08 2017 00:00:00 | Not Dimmable | Not Dimmable | No |  | NANNYB | [25 empty] | 5 | 1836 | 123.64 | 14.85 | 9.35 | 0.9073 | 4000 | 85.2 |  |  |  | FALSE | FALSE | FALSE | [8 empty] | March, 30 2020 00:00:00 | FALSE | FALSE | FALSE | [6 empty] | AC | [7 empty] | FALSE
PLHAH4PTCV0K | MetroTech Media & Lighting, Inc | MetroTech | MTT8AB-1601-WW04-MBP-05 | Linear Replacement Lamp | T8 Four-Foot | Dual Mode Internal Driver (UL Type A and Type B) |  | standard | TRUE |  | 2034.7 | 114.76 | 17.73 | 7.63 | 0.9727 | 2884 | 81.9 | 5 | 50000 | November, 08 2017 00:00:00 | Not Dimmable | Not Dimmable | NotYetVerified |  | NANNYG | [15 empty] | 84.2 |  | 1.24 | 1.42 | [6 empty] | 5 | 2160 | 120 | 18 | 7.63 | 0.9 | 3000 | 80 |  |  |  | FALSE | FALSE | FALSE | [8 empty] | March, 30 2020 00:00:00 | FALSE | FALSE | FALSE | [6 empty] | AC | [7 empty] | FALSE
PLVARONWDKO5 | MetroTech Media & Lighting, Inc | MetroTech | MTT8A-1601-WW04-MBP-05 | Linear Replacement Lamp | T8 Four-Foot | Replacement Lamps (plug and play) (UL Type A) |  | standard | TRUE |  | 2209 | 114.69 | 19.26 | 10.58 | 0.9751 | 2897 | 82.7 | 5 | 50000 | November, 08 2017 00:00:00 | Not Dimmable | Not Dimmable | No |  | NANNYC | [15 empty] | 90 |  | 1.16 | 1.4 | [6 empty] | 5 | 2209 | 114.69 | 19.26 | 10.58 | 0.9751 | 3000 | 82.7 |  |  |  | FALSE | FALSE | FALSE | [8 empty] | March, 30 2020 00:00:00 | FALSE | FALSE | FALSE | [6 empty] | AC | [7 empty] | FALSE
PYF8A8NX | HK Syhdee LIGHTING Co., LIMITED. | SYHDEE | SYHU-T8GAUL1218M-30-A | Linear Replacement Lamp | T8 Four-Foot | Replacement Lamps (plug and play) (UL Type A) |  | standard | TRUE |  | 2405.6 | 125.87 | 19.11 | 7.34 | 0.972 | 2939 | 82 | 5 | 50000 | November, 08 2017 00:00:00 | Not Dimmable | Not Dimmable | No |  | BBBDWK | [15 empty] | 83.4 |  | 1.28 | 1.36 | [6 empty] | 5 | 2400 | 126 | 19 | 20 | 0.9 | 3000 | 80 |  |  |  | FALSE | FALSE | FALSE | [8 empty] | March, 30 2020 00:00:00 | FALSE | FALSE | FALSE | [6 empty] | AC | [7 empty] | FALSE
PD4X0M11 | HK Syhdee LIGHTING Co., LIMITED. | SYHDEE | SYHU-T8LAUL1215M-45-A | Linear Replacement Lamp | T8 Four-Foot | Replacement Lamps (plug and play) (UL Type A) |  | standard | FALSE | [10 empty] | November, 08 2017 00:00:00 | Not Dimmable | Not Dimmable | No |  | BBBDWP | [25 empty] | 5 | 2145 | 122 | 17.5 | 20 | 0.9 | 4500 | 80 |  |  |  | FALSE | FALSE | FALSE | [8 empty] | March, 30 2020 00:00:00 | FALSE | FALSE | FALSE | [6 empty] | AC | [7 empty] | FALSE
PDXHUWGJ | HK Syhdee LIGHTING Co., LIMITED. | SYHDEE | SYHU-T8LAUL1218M-45-A | Linear Replacement Lamp | T8 Four-Foot | Replacement Lamps (plug and play) (UL Type A) |  | standard | FALSE | [10 empty] | November, 08 2017 00:00:00 | Not Dimmable | Not Dimmable | No |  | BBBDWN | [25 empty] | 5 | 2450 | 122 | 20 | 20 | 0.9 | 4500 | 80 |  |  |  | FALSE | FALSE | FALSE | [8 empty] | March, 30 2020 00:00:00 | FALSE | FALSE | FALSE | [6 empty] | AC | [7 empty] | FALSE
PA60G8G5 | HK Syhdee LIGHTING Co., LIMITED. | SYHDEE | SYHU-T8GAUL1212M-50-A | Linear Replacement Lamp | T8 Four-Foot | Replacement Lamps (plug and play) (UL Type A) |  | standard | FALSE | [10 empty] | November, 08 2017 00:00:00 | Not Dimmable | Not Dimmable | No |  | BBBDWM | [25 empty] | 5 | 1800 | 150 | 12 | 20 | 0.9 | 5000 | 80 |  |  |  | FALSE | FALSE | FALSE | [8 empty] | March, 30 2020 00:00:00 | FALSE | FALSE | FALSE | [6 empty] | AC | [7 empty] | FALSE
PM6PNJSO | HK Syhdee LIGHTING Co., LIMITED. | SYHDEE | SYHU-T8GAUL1212M-30-A | Linear Replacement Lamp | T8 Four-Foot | Replacement Lamps (plug and play) (UL Type A) |  | standard | TRUE |  | 1780.6 | 128.74 | 13.83 | 12.51 | 0.953 | 2953 | 82.9 | 5 | 50000 | November, 08 2017 00:00:00 | Not Dimmable | Not Dimmable | No |  | BBBDWM | [15 empty] | 83.6 |  | 1.26 | 1.34 | [6 empty] | 5 | 1776 | 148 | 12 | 20 | 0.9 | 3000 | 80 |  |  |  | FALSE | FALSE | FALSE | [8 empty] | March, 30 2020 00:00:00 | FALSE | FALSE | FALSE | [6 empty] | AC | [7 empty] | FALSE
P65TN164 | HK Syhdee LIGHTING Co., LIMITED. | SYHDEE | SYHU-T8GAUL1215M-35-A | Linear Replacement Lamp | T8 Four-Foot | Replacement Lamps (plug and play) (UL Type A) |  | standard | FALSE | [10 empty] | November, 08 2017 00:00:00 | Not Dimmable | Not Dimmable | No |  | BBBDWL | [25 empty] | 5 | 2080 | 122 | 17 | 20 | 0.9 | 3500 | 80 |  |  |  | FALSE | FALSE | FALSE | [8 empty] | March, 30 2020 00:00:00 | FALSE | FALSE | FALSE | [6 empty] | AC | [7 empty] | FALSE
PUFTFD9W | HK Syhdee LIGHTING Co., LIMITED. | SYHDEE | SYHU-T8GABUD1218M-40-A | Linear Replacement Lamp | T8 Four-Foot | Dual Mode Internal Driver (UL Type A and Type B) |  | standard | FALSE | [10 empty] | November, 08 2017 00:00:00 | Dimmable | Stepped | No | Updated on 10/16/2018 | BBBDWR | [25 empty] | 5 | 2500 | 131.58 | 19 | 20 | 0.9 | 4000 | 80 |  |  |  | FALSE | FALSE | FALSE | [8 empty] | March, 30 2020 00:00:00 | FALSE | FALSE | FALSE | [6 empty] | AC | [7 empty] | FALSE
P4KGVMSB | HK Syhdee LIGHTING Co., LIMITED. | SYHDEE | SYHU-T8GABUD1218M-30-A | Linear Replacement Lamp | T8 Four-Foot | Dual Mode Internal Driver (UL Type A and Type B) |  | standard | TRUE |  | 2405.6 | 125.87 | 19.11 | 17.3 | 0.945 | 2939 | 82 | 5 | 50000 | November, 08 2017 00:00:00 | Dimmable | Stepped | No | Updated on 10/16/2018 | BBBDWR | [15 empty] | 83.4 |  | 1.28 | 1.36 | [6 empty] | 5 | 2400 | 126 | 19 | 20 | 0.9 | 3000 | 80 |  |  |  | FALSE | FALSE | FALSE | [8 empty] | March, 30 2020 00:00:00 | FALSE | FALSE | FALSE | [6 empty] | AC | [7 empty] | FALSE
P35G92YU | HK Syhdee LIGHTING Co., LIMITED. | SYHDEE | SYHU-T8GABUD1215M-50-A | Linear Replacement Lamp | T8 Four-Foot | Dual Mode Internal Driver (UL Type A and Type B) |  | standard | FALSE | [10 empty] | November, 08 2017 00:00:00 | Dimmable | Stepped | No | Updated on 10/16/2018 | BBBDWS | [25 empty] | 5 | 2150 | 126 | 17 | 20 | 0.9 | 5000 | 80 |  |  |  | FALSE | FALSE | FALSE | [8 empty] | March, 30 2020 00:00:00 | FALSE | FALSE | FALSE | [6 empty] | AC | [7 empty] | FALSE
P7B95Z70 | HK Syhdee LIGHTING Co., LIMITED. | SYHDEE | SYHU-T8GABUD1215M-30-A | Linear Replacement Lamp | T8 Four-Foot | Dual Mode Internal Driver (UL Type A and Type B) |  | standard | TRUE |  | 2087.6 | 122.47 | 17.05 | 18.93 | 0.93 | 2961 | 82.6 | 5 | 50000 | November, 08 2017 00:00:00 | Dimmable | Stepped | No | Updated on 10/16/2018 | BBBDWS | [15 empty] | 83.9 |  | 1.26 | 1.36 | [6 empty] | 5 | 2080 | 122 | 17 | 20 | 0.9 | 3000 | 80 |  |  |  | FALSE | FALSE | FALSE | [8 empty] | March, 30 2020 00:00:00 | FALSE | FALSE | FALSE | [6 empty] | AC | [7 empty] | FALSE
PV26B2W6 | HK Syhdee LIGHTING Co., LIMITED. | SYHDEE | SYHU-T8GABUD1212M-35-A | Linear Replacement Lamp | T8 Four-Foot | Dual Mode Internal Driver (UL Type A and Type B) |  | standard | FALSE | [10 empty] | November, 08 2017 00:00:00 | Dimmable | Stepped | No | Updated on 10/16/2018 | BBBDWT | [25 empty] | 5 | 1776 | 148 | 12 | 20 | 0.9 | 3500 | 80 |  |  |  | FALSE | FALSE | FALSE | [8 empty] | March, 30 2020 00:00:00 | FALSE | FALSE | FALSE | [6 empty] | AC | [7 empty] | FALSE
PWCPIJXK | HK Syhdee LIGHTING Co., LIMITED. | SYHDEE | SYHU-T8GABUD1212M-40-A | Linear Replacement Lamp | T8 Four-Foot | Dual Mode Internal Driver (UL Type A and Type B) |  | standard | FALSE | [10 empty] | November, 08 2017 00:00:00 | Dimmable | Stepped | No | Updated on 10/16/2018 | BBBDWT | [25 empty] | 5 | 1800 | 150 | 12 | 20 | 0.9 | 4000 | 80 |  |  |  | FALSE | FALSE | FALSE | [8 empty] | March, 30 2020 00:00:00 | FALSE | FALSE | FALSE | [6 empty] | AC | [7 empty] | FALSE
PMXQUZIG | HK Syhdee LIGHTING Co., LIMITED. | SYHDEE | SYHU-T8LABUL1212M-40-A | Linear Replacement Lamp | T8 Four-Foot | Dual Mode Internal Driver (UL Type A and Type B) |  | standard | FALSE | [10 empty] | November, 08 2017 00:00:00 | Not Dimmable | Not Dimmable | No |  | BBBDWX | [25 empty] | 5 | 1800 | 150 | 12 | 20 | 0.9 | 4000 | 80 |  |  |  | FALSE | FALSE | FALSE | [8 empty] | March, 30 2020 00:00:00 | FALSE | FALSE | FALSE | [6 empty] | AC | [7 empty] | FALSE
P2OTYPWP | HK Syhdee LIGHTING Co., LIMITED. | SYHDEE | SYHU-T8LABUL1212M-30-A | Linear Replacement Lamp | T8 Four-Foot | Dual Mode Internal Driver (UL Type A and Type B) |  | standard | TRUE |  | 1760 | 123.02 | 14.31 | 19.95 | 0.909 | 2935 | 83.2 | 5 | 50000 | November, 08 2017 00:00:00 | Not Dimmable | Not Dimmable | No |  | BBBDWX | [15 empty] | 84.2 |  | 1.24 | 1.28 | [6 empty] | 5 | 1752 | 146 | 12 | 20 | 0.9 | 3000 | 80 |  |  |  | FALSE | FALSE | FALSE | [8 empty] | March, 30 2020 00:00:00 | FALSE | FALSE | FALSE | [6 empty] | AC | [7 empty] | FALSE
PL3MY8K8NLT3 | MetroTech Media & Lighting, Inc | MetroTech | MTT8AB-1601-DW04-MBP-05 | Linear Replacement Lamp | T8 Four-Foot | Dual Mode Internal Driver (UL Type A and Type B) |  | standard | FALSE | [10 empty] | November, 08 2017 00:00:00 | Not Dimmable | Not Dimmable | NotYetVerified |  | NANNYG | [25 empty] | 5 | 2160 | 120 | 18 | 7.63 | 0.9 | 5000 | 80 |  |  |  | FALSE | FALSE | FALSE | [8 empty] | March, 30 2020 00:00:00 | FALSE | FALSE | FALSE | [6 empty] | AC | [7 empty] | FALSE
PLEZWAMIBCUY | MetroTech Media & Lighting, Inc | MetroTech | MTT8AB-1201-WW04-MBP-05 | Linear Replacement Lamp | T8 Four-Foot | Dual Mode Internal Driver (UL Type A and Type B) |  | standard | TRUE |  | 1572.9 | 112.36 | 14 | 14.16 | 0.9756 | 2900 | 83.8 | 5 | 50000 | November, 08 2017 00:00:00 | Not Dimmable | Not Dimmable | NotYetVerified |  | NANNYF | [15 empty] | 84.5 |  | 1.24 | 1.42 | [6 empty] | 4.4 | 1620 | 135 | 12 | 14.16 | 0.9 | 3000 | 80 |  |  |  | FALSE | FALSE | FALSE | [8 empty] | November, 02 2018 00:00:00 | FALSE | FALSE | FALSE | [6 empty] | AC | [7 empty] | FALSE
P9XQXE39 | HK Syhdee LIGHTING Co., LIMITED. | SYHDEE | SYHU-T8LAUL1212M-50-A | Linear Replacement Lamp | T8 Four-Foot | Replacement Lamps (plug and play) (UL Type A) |  | standard | FALSE | [10 empty] | November, 08 2017 00:00:00 | Not Dimmable | Not Dimmable | No |  | BBBDWQ | [25 empty] | 5 | 1800 | 150 | 12 | 20 | 0.9 | 5000 | 80 |  |  |  | FALSE | FALSE | FALSE | [8 empty] | March, 30 2020 00:00:00 | FALSE | FALSE | FALSE | [6 empty] | AC | [7 empty] | FALSE
PKLXL3XN | HK Syhdee LIGHTING Co., LIMITED. | SYHDEE | SYHU-T8LAUL1215M-40-A | Linear Replacement Lamp | T8 Four-Foot | Replacement Lamps (plug and play) (UL Type A) |  | standard | FALSE | [10 empty] | November, 08 2017 00:00:00 | Not Dimmable | Not Dimmable | No |  | BBBDWP | [25 empty] | 5 | 2145 | 122 | 17.5 | 20 | 0.9 | 4000 | 80 |  |  |  | FALSE | FALSE | FALSE | [8 empty] | March, 30 2020 00:00:00 | FALSE | FALSE | FALSE | [6 empty] | AC | [7 empty] | FALSE
PF3BEUY6 | HK Syhdee LIGHTING Co., LIMITED. | SYHDEE | SYHU-T8LAUL1215M-50-A | Linear Replacement Lamp | T8 Four-Foot | Replacement Lamps (plug and play) (UL Type A) |  | standard | FALSE | [10 empty] | November, 08 2017 00:00:00 | Not Dimmable | Not Dimmable | No |  | BBBDWP | [25 empty] | 5 | 2145 | 122 | 17.5 | 20 | 0.9 | 5000 | 80 |  |  |  | FALSE | FALSE | FALSE | [8 empty] | March, 30 2020 00:00:00 | FALSE | FALSE | FALSE | [6 empty] | AC | [7 empty] | FALSE
PQUKMBUJ | HK Syhdee LIGHTING Co., LIMITED. | SYHDEE | SYHU-T8LAUL1215M-30-A | Linear Replacement Lamp | T8 Four-Foot | Replacement Lamps (plug and play) (UL Type A) |  | standard | TRUE |  | 2108.1 | 122.04 | 17.27 | 9.01 | 0.966 | 2941 | 83.2 | 5 | 50000 | November, 08 2017 00:00:00 | Not Dimmable | Not Dimmable | No |  | BBBDWP | [15 empty] | 84.1 |  | 1.24 | 1.28 | [6 empty] | 5 | 2100 | 120 | 17.5 | 20 | 0.9 | 3000 | 80 |  |  |  | FALSE | FALSE | FALSE | [8 empty] | March, 30 2020 00:00:00 | FALSE | FALSE | FALSE | [6 empty] | AC | [7 empty] | FALSE
PGBWYWUI | HK Syhdee LIGHTING Co., LIMITED. | SYHDEE | SYHU-T8GAUL1212M-35-A | Linear Replacement Lamp | T8 Four-Foot | Replacement Lamps (plug and play) (UL Type A) |  | standard | FALSE | [10 empty] | November, 08 2017 00:00:00 | Not Dimmable | Not Dimmable | No |  | BBBDWM | [25 empty] | 5 | 1776 | 148 | 12 | 20 | 0.9 | 3500 | 80 |  |  |  | FALSE | FALSE | FALSE | [8 empty] | March, 30 2020 00:00:00 | FALSE | FALSE | FALSE | [6 empty] | AC | [7 empty] | FALSE
PP3T1S27 | HK Syhdee LIGHTING Co., LIMITED. | SYHDEE | SYHU-T8GAUL1212M-45-A | Linear Replacement Lamp | T8 Four-Foot | Replacement Lamps (plug and play) (UL Type A) |  | standard | FALSE | [10 empty] | November, 08 2017 00:00:00 | Not Dimmable | Not Dimmable | No |  | BBBDWM | [25 empty] | 5 | 1800 | 150 | 12 | 20 | 0.9 | 4500 | 80 |  |  |  | FALSE | FALSE | FALSE | [8 empty] | March, 30 2020 00:00:00 | FALSE | FALSE | FALSE | [6 empty] | AC | [7 empty] | FALSE
PBIHS0X0 | HK Syhdee LIGHTING Co., LIMITED. | SYHDEE | SYHU-T8GAUL1215M-45-A | Linear Replacement Lamp | T8 Four-Foot | Replacement Lamps (plug and play) (UL Type A) |  | standard | FALSE | [10 empty] | November, 08 2017 00:00:00 | Not Dimmable | Not Dimmable | No |  | BBBDWL | [25 empty] | 5 | 2150 | 126 | 17 | 20 | 0.9 | 4500 | 80 |  |  |  | FALSE | FALSE | FALSE | [8 empty] | March, 30 2020 00:00:00 | FALSE | FALSE | FALSE | [6 empty] | AC | [7 empty] | FALSE
PZ4G78TW | HK Syhdee LIGHTING Co., LIMITED. | SYHDEE | SYHU-T8GABUD1215M-35-A | Linear Replacement Lamp | T8 Four-Foot | Dual Mode Internal Driver (UL Type A and Type B) |  | standard | FALSE | [10 empty] | November, 08 2017 00:00:00 | Dimmable | Stepped | No | Updated on 10/16/2018 | BBBDWS | [25 empty] | 5 | 2080 | 122 | 17 | 20 | 0.9 | 3500 | 80 |  |  |  | FALSE | FALSE | FALSE | [8 empty] | March, 30 2020 00:00:00 | FALSE | FALSE | FALSE | [6 empty] | AC | [7 empty] | FALSE
PSW1CVH6 | HK Syhdee LIGHTING Co., LIMITED. | SYHDEE | SYHU-T8LABUL1218M-40-A | Linear Replacement Lamp | T8 Four-Foot | Dual Mode Internal Driver (UL Type A and Type B) |  | standard | FALSE | [10 empty] | November, 08 2017 00:00:00 | Not Dimmable | Not Dimmable | No |  | BBBDWU | [25 empty] | 5 | 2450 | 122 | 20 | 20 | 0.9 | 4000 | 80 |  |  |  | FALSE | FALSE | FALSE | [8 empty] | March, 30 2020 00:00:00 | FALSE | FALSE | FALSE | [6 empty] | AC | [7 empty] | FALSE
PL8YKX5MYXOX | MetroTech Media & Lighting, Inc | MetroTech | MTT8A-1201-WW04-MBP-05 | Linear Replacement Lamp | T8 Four-Foot | Replacement Lamps (plug and play) (UL Type A) |  | standard | TRUE |  | 1771 | 119.74 | 14.76 | 9.08 | 0.9047 | 2885 | 82.6 | 5 |  | November, 08 2017 00:00:00 | Not Dimmable | Not Dimmable | No |  | NANNYB | [15 empty] | 89.9 |  | 1.16 | 1.36 | [6 empty] | 5 | 1778 | 120.46 | 14.76 | 9.08 | 0.9047 | 3000 | 82.6 |  |  |  | FALSE | FALSE | FALSE | [8 empty] | March, 30 2020 00:00:00 | FALSE | FALSE | FALSE | [6 empty] | AC | [7 empty] | FALSE
PLBHKK8VGO2L | MetroTech Media & Lighting, Inc | MetroTech | MTT8A-2001-WW04-MBP-05 | Linear Replacement Lamp | T8 Four-Foot | Replacement Lamps (plug and play) (UL Type A) |  | standard | TRUE |  | 2511 | 115.93 | 21.66 | 6.15 | 0.9149 | 2908 | 82.3 | 5 | 50000 | November, 08 2017 00:00:00 | Not Dimmable | Not Dimmable | No |  | NANNYD | [15 empty] | 90 |  | 1.16 | 1.42 | [6 empty] | 5 | 2511 | 115.93 | 21.66 | 6.15 | 0.9149 | 3000 | 82.3 |  |  |  | FALSE | FALSE | FALSE | [8 empty] | March, 30 2020 00:00:00 | FALSE | FALSE | FALSE | [6 empty] | AC | [7 empty] | FALSE
PLIO1NU7WRWZ | MetroTech Media & Lighting, Inc | MetroTech | MTT8AB-1201-NW04-MBP-05 | Linear Replacement Lamp | T8 Four-Foot | Dual Mode Internal Driver (UL Type A and Type B) |  | standard | FALSE | [10 empty] | November, 08 2017 00:00:00 | Not Dimmable | Not Dimmable | NotYetVerified |  | NANNYF | [25 empty] | 5 | 1680 | 140 | 12 | 14.16 | 0.9 | 4000 | 80 |  |  |  | FALSE | FALSE | FALSE | [8 empty] | March, 30 2020 00:00:00 | FALSE | FALSE | FALSE | [6 empty] | AC | [7 empty] | FALSE
PFR7DN0E | JIAXING SUPER LIGHTING ELECTRIC APPLIANCE CO.,LTD | Super | T8L-IDDM13-1800-4ft-EBA-A1 | Linear Replacement Lamp | T8 Four-Foot | Replacement Lamps (plug and play) (UL Type A) |  | standard | FALSE | [10 empty] | November, 08 2017 00:00:00 | Not Dimmable | Not Dimmable | No | Updated on 05/22/2018 | RRRUMI | [25 empty] | 5 | 1800 | 120 | 15 | 20 | 0.9 | 5000 | 82 |  |  |  | FALSE | FALSE | FALSE | [8 empty] | March, 30 2020 00:00:00 | FALSE | FALSE | FALSE | [6 empty] | AC | [7 empty] | FALSE
PMN8JYAH | JIAXING SUPER LIGHTING ELECTRIC APPLIANCE CO.,LTD | Super | T8L-IDDM13-1800-4ft-ABA-A1 | Linear Replacement Lamp | T8 Four-Foot | Replacement Lamps (plug and play) (UL Type A) |  | standard | TRUE |  | 1767 | 121.2 | 14.59 | 13.4 | 0.9578 | 3063 | 82.2 | 5 | 50000 | November, 08 2017 00:00:00 | Not Dimmable | Not Dimmable | No | Updated on 05/22/2018 | RRRUMI | [15 empty] | 81.5 |  | 1.26 | 1.28 | [6 empty] | 5 | 1700 | 113.3 | 15 | 20 | 0.9 | 3000 | 82 |  |  |  | FALSE | FALSE | FALSE | [8 empty] | March, 30 2020 00:00:00 | FALSE | FALSE | FALSE | [6 empty] | AC | [7 empty] | FALSE
PLLK4C36EU98 | MetroTech Media & Lighting, Inc | MetroTech | MTT8A-1601-DW04-MBP-05 | Linear Replacement Lamp | T8 Four-Foot | Replacement Lamps (plug and play) (UL Type A) |  | standard | FALSE | [10 empty] | November, 08 2017 00:00:00 | Not Dimmable | Not Dimmable | No |  | NANNYC | [25 empty] | 5 | 2268 | 118.87 | 19.08 | 10.95 | 0.9744 | 5000 | 84.2 |  |  |  | FALSE | FALSE | FALSE | [8 empty] | March, 30 2020 00:00:00 | FALSE | FALSE | FALSE | [6 empty] | AC | [7 empty] | FALSE
PLS37QJ08DDG | MetroTech Media & Lighting, Inc | MetroTech | MTT8A-2001-NW04-MBP-05 | Linear Replacement Lamp | T8 Four-Foot | Replacement Lamps (plug and play) (UL Type A) |  | standard | FALSE | [10 empty] | November, 08 2017 00:00:00 | Not Dimmable | Not Dimmable | No |  | NANNYD | [25 empty] | 5 | 2579 | 118.74 | 21.72 | 5.87 | 0.911 | 4000 | 84.4 |  |  |  | FALSE | FALSE | FALSE | [8 empty] | March, 30 2020 00:00:00 | FALSE | FALSE | FALSE | [6 empty] | AC | [7 empty] | FALSE
P5SNYHBJ | HK Syhdee LIGHTING Co., LIMITED. | SYHDEE | SYHU-T8GAUL1218M-35-A | Linear Replacement Lamp | T8 Four-Foot | Replacement Lamps (plug and play) (UL Type A) |  | standard | FALSE | [10 empty] | November, 08 2017 00:00:00 | Not Dimmable | Not Dimmable | No |  | BBBDWK | [25 empty] | 5 | 2400 | 126 | 19 | 20 | 0.9 | 3500 | 80 |  |  |  | FALSE | FALSE | FALSE | [8 empty] | March, 30 2020 00:00:00 | FALSE | FALSE | FALSE | [6 empty] | AC | [7 empty] | FALSE
PLH56LRFKYQ6 | MetroTech Media & Lighting, Inc | MetroTech | MTT8AB-1601-NW04-MBP-05 | Linear Replacement Lamp | T8 Four-Foot | Dual Mode Internal Driver (UL Type A and Type B) |  | standard | FALSE | [10 empty] | November, 08 2017 00:00:00 | Not Dimmable | Not Dimmable | NotYetVerified |  | NANNYG | [25 empty] | 5 | 2160 | 120 | 18 | 7.63 | 0.9 | 4000 | 80 |  |  |  | FALSE | FALSE | FALSE | [8 empty] | March, 30 2020 00:00:00 | FALSE | FALSE | FALSE | [6 empty] | AC | [7 empty] | FALSE
PL5JX5X12MXP | MetroTech Media & Lighting, Inc | MetroTech | MTT8AB-2001-DW04-MBP-05 | Linear Replacement Lamp | T8 Four-Foot | Dual Mode Internal Driver (UL Type A and Type B) |  | standard | FALSE | [10 empty] | November, 08 2017 00:00:00 | Not Dimmable | Not Dimmable | NotYetVerified | Product updated 9/21/2016 | NANNYH | [25 empty] | 5 | 2600 | 130 | 20 | 5.79 | 0.9 | 5000 | 80 |  |  |  | FALSE | FALSE | FALSE | [8 empty] | March, 30 2020 00:00:00 | FALSE | FALSE | FALSE | [6 empty] | AC | [7 empty] | FALSE
PHQHB7ZJ | HK Syhdee LIGHTING Co., LIMITED. | SYHDEE | SYHU-T8LAUL1212M-35-A | Linear Replacement Lamp | T8 Four-Foot | Replacement Lamps (plug and play) (UL Type A) |  | standard | FALSE | [10 empty] | November, 08 2017 00:00:00 | Not Dimmable | Not Dimmable | No |  | BBBDWQ | [25 empty] | 5 | 1752 | 146 | 12 | 20 | 0.9 | 3500 | 80 |  |  |  | FALSE | FALSE | FALSE | [8 empty] | March, 30 2020 00:00:00 | FALSE | FALSE | FALSE | [6 empty] | AC | [7 empty] | FALSE
PXCPZ25Y | HK Syhdee LIGHTING Co., LIMITED. | SYHDEE | SYHU-T8LAUL1212M-40-A | Linear Replacement Lamp | T8 Four-Foot | Replacement Lamps (plug and play) (UL Type A) |  | standard | FALSE | [10 empty] | November, 08 2017 00:00:00 | Not Dimmable | Not Dimmable | No |  | BBBDWQ | [25 empty] | 5 | 1800 | 150 | 12 | 20 | 0.9 | 4000 | 80 |  |  |  | FALSE | FALSE | FALSE | [8 empty] | March, 30 2020 00:00:00 | FALSE | FALSE | FALSE | [6 empty] | AC | [7 empty] | FALSE
PSLF22IU | HK Syhdee LIGHTING Co., LIMITED. | SYHDEE | SYHU-T8LAUL1218M-40-A | Linear Replacement Lamp | T8 Four-Foot | Replacement Lamps (plug and play) (UL Type A) |  | standard | FALSE | [10 empty] | November, 08 2017 00:00:00 | Not Dimmable | Not Dimmable | No |  | BBBDWN | [25 empty] | 5 | 2450 | 122 | 20 | 20 | 0.9 | 4000 | 80 |  |  |  | FALSE | FALSE | FALSE | [8 empty] | March, 30 2020 00:00:00 | FALSE | FALSE | FALSE | [6 empty] | AC | [7 empty] | FALSE
PXGP074T | HK Syhdee LIGHTING Co., LIMITED. | SYHDEE | SYHU-T8GAUL1212M-40-A | Linear Replacement Lamp | T8 Four-Foot | Replacement Lamps (plug and play) (UL Type A) |  | standard | FALSE | [10 empty] | November, 08 2017 00:00:00 | Not Dimmable | Not Dimmable | No |  | BBBDWM | [25 empty] | 5 | 1800 | 150 | 12 | 20 | 0.9 | 4000 | 80 |  |  |  | FALSE | FALSE | FALSE | [8 empty] | March, 30 2020 00:00:00 | FALSE | FALSE | FALSE | [6 empty] | AC | [7 empty] | FALSE
PFOBVJFV | HK Syhdee LIGHTING Co., LIMITED. | SYHDEE | SYHU-T8GAUL1215M-30-A | Linear Replacement Lamp | T8 Four-Foot | Replacement Lamps (plug and play) (UL Type A) |  | standard | TRUE |  | 2087.6 | 122.47 | 17.05 | 9.02 | 0.966 | 2961 | 82.6 | 5 | 50000 | November, 08 2017 00:00:00 | Not Dimmable | Not Dimmable | No |  | BBBDWL | [15 empty] | 83.9 |  | 1.26 | 1.36 | [6 empty] | 5 | 2080 | 122 | 17 | 20 | 0.9 | 3000 | 80 |  |  |  | FALSE | FALSE | FALSE | [8 empty] | March, 30 2020 00:00:00 | FALSE | FALSE | FALSE | [6 empty] | AC | [7 empty] | FALSE
P9YW2TPS | HK Syhdee LIGHTING Co., LIMITED. | SYHDEE | SYHU-T8GABUD1218M-50-A | Linear Replacement Lamp | T8 Four-Foot | Dual Mode Internal Driver (UL Type A and Type B) |  | standard | FALSE | [10 empty] | November, 08 2017 00:00:00 | Dimmable | Stepped | No | Updated on 10/16/2018 | BBBDWR | [25 empty] | 5 | 2500 | 131.58 | 19 | 20 | 0.9 | 5000 | 80 |  |  |  | FALSE | FALSE | FALSE | [8 empty] | March, 30 2020 00:00:00 | FALSE | FALSE | FALSE | [6 empty] | AC | [7 empty] | FALSE
PE36TFD4 | HK Syhdee LIGHTING Co., LIMITED. | SYHDEE | SYHU-T8GABUD1212M-30-A | Linear Replacement Lamp | T8 Four-Foot | Dual Mode Internal Driver (UL Type A and Type B) |  | standard | TRUE |  | 1780.6 | 128.74 | 13.83 | 17.53 | 0.94 | 2953 | 82.9 | 5 | 50000 | November, 08 2017 00:00:00 | Dimmable | Stepped | No | Updated on 10/16/2018 | BBBDWT | [15 empty] | 83.6 |  | 1.26 | 1.34 | [6 empty] | 5 | 1776 | 148 | 12 | 20 | 0.9 | 3000 | 80 |  |  |  | FALSE | FALSE | FALSE | [8 empty] | March, 30 2020 00:00:00 | FALSE | FALSE | FALSE | [6 empty] | AC | [7 empty] | FALSE
P2YX8TFO | HK Syhdee LIGHTING Co., LIMITED. | SYHDEE | SYHU-T8LABUL1218M-35-A | Linear Replacement Lamp | T8 Four-Foot | Dual Mode Internal Driver (UL Type A and Type B) |  | standard | FALSE | [10 empty] | November, 08 2017 00:00:00 | Not Dimmable | Not Dimmable | No |  | BBBDWU | [25 empty] | 5 | 2400 | 120 | 20 | 20 | 0.9 | 3500 | 80 |  |  |  | FALSE | FALSE | FALSE | [8 empty] | March, 30 2020 00:00:00 | FALSE | FALSE | FALSE | [6 empty] | AC | [7 empty] | FALSE
PZH6KHL6 | HK Syhdee LIGHTING Co., LIMITED. | SYHDEE | SYHU-T8LABUL1218M-30-A | Linear Replacement Lamp | T8 Four-Foot | Dual Mode Internal Driver (UL Type A and Type B) |  | standard | TRUE |  | 2430.4 | 121.96 | 19.93 | 19.29 | 0.882 | 2930 | 83.1 | 5 | 50000 | November, 08 2017 00:00:00 | Not Dimmable | Not Dimmable | No |  | BBBDWU | [15 empty] | 83.9 |  | 1.24 | 1.24 | [6 empty] | 5 | 2400 | 120 | 20 | 20 | 0.9 | 3000 | 80 |  |  |  | FALSE | FALSE | FALSE | [8 empty] | March, 30 2020 00:00:00 | FALSE | FALSE | FALSE | [6 empty] | AC | [7 empty] | FALSE
PL5ECXCCMOY5 | MetroTech Media & Lighting, Inc | MetroTech | MTT8A-2001-DW04-MBP-05 | Linear Replacement Lamp | T8 Four-Foot | Replacement Lamps (plug and play) (UL Type A) |  | standard | FALSE | [10 empty] | November, 08 2017 00:00:00 | Not Dimmable | Not Dimmable | No |  | NANNYD | [25 empty] | 5 | 2631 | 120.63 | 21.81 | 6.39 | 0.9093 | 5000 | 84 |  |  |  | FALSE | FALSE | FALSE | [8 empty] | March, 30 2020 00:00:00 | FALSE | FALSE | FALSE | [6 empty] | AC | [7 empty] | FALSE
PL0YAN9J | HK Syhdee LIGHTING Co., LIMITED. | SYHDEE | SYHU-T8GAUL1218M-50-A | Linear Replacement Lamp | T8 Four-Foot | Replacement Lamps (plug and play) (UL Type A) |  | standard | FALSE | [10 empty] | November, 08 2017 00:00:00 | Not Dimmable | Not Dimmable | No |  | BBBDWK | [25 empty] | 5 | 2500 | 131.58 | 19 | 20 | 0.9 | 5000 | 80 |  |  |  | FALSE | FALSE | FALSE | [8 empty] | March, 30 2020 00:00:00 | FALSE | FALSE | FALSE | [6 empty] | AC | [7 empty] | FALSE
PR7B8DVZ | HK Syhdee LIGHTING Co., LIMITED. | SYHDEE | SYHU-T8LAUL1212M-45-A | Linear Replacement Lamp | T8 Four-Foot | Replacement Lamps (plug and play) (UL Type A) |  | standard | FALSE | [10 empty] | November, 08 2017 00:00:00 | Not Dimmable | Not Dimmable | No |  | BBBDWQ | [25 empty] | 5 | 1800 | 150 | 12 | 20 | 0.9 | 4500 | 80 |  |  |  | FALSE | FALSE | FALSE | [8 empty] | March, 30 2020 00:00:00 | FALSE | FALSE | FALSE | [6 empty] | AC | [7 empty] | FALSE
PCU7ZR0W | HK Syhdee LIGHTING Co., LIMITED. | SYHDEE | SYHU-T8LAUL1212M-30-A | Linear Replacement Lamp | T8 Four-Foot | Replacement Lamps (plug and play) (UL Type A) |  | standard | TRUE |  | 1760 | 123.02 | 14.31 | 12.71 | 0.946 | 2935 | 83.2 | 5 | 50000 | November, 08 2017 00:00:00 | Not Dimmable | Not Dimmable | No |  | BBBDWQ | [15 empty] | 84.2 |  | 1.24 | 1.28 | [6 empty] | 5 | 1752 | 146 | 12 | 20 | 0.9 | 3000 | 80 |  |  |  | FALSE | FALSE | FALSE | [8 empty] | March, 30 2020 00:00:00 | FALSE | FALSE | FALSE | [6 empty] | AC | [7 empty] | FALSE
PMEAGCJ0 | HK Syhdee LIGHTING Co., LIMITED. | SYHDEE | SYHU-T8LAUL1215M-35-A | Linear Replacement Lamp | T8 Four-Foot | Replacement Lamps (plug and play) (UL Type A) |  | standard | FALSE | [10 empty] | November, 08 2017 00:00:00 | Not Dimmable | Not Dimmable | No |  | BBBDWP | [25 empty] | 5 | 2100 | 120 | 17.5 | 20 | 0.9 | 3500 | 80 |  |  |  | FALSE | FALSE | FALSE | [8 empty] | March, 30 2020 00:00:00 | FALSE | FALSE | FALSE | [6 empty] | AC | [7 empty] | FALSE
PPYLRCIV | HK Syhdee LIGHTING Co., LIMITED. | SYHDEE | SYHU-T8LAUL1218M-35-A | Linear Replacement Lamp | T8 Four-Foot | Replacement Lamps (plug and play) (UL Type A) |  | standard | FALSE | [10 empty] | November, 08 2017 00:00:00 | Not Dimmable | Not Dimmable | No |  | BBBDWN | [25 empty] | 5 | 2400 | 120 | 20 | 20 | 0.9 | 3500 | 80 |  |  |  | FALSE | FALSE | FALSE | [8 empty] | March, 30 2020 00:00:00 | FALSE | FALSE | FALSE | [6 empty] | AC | [7 empty] | FALSE
PJRYY43N | HK Syhdee LIGHTING Co., LIMITED. | SYHDEE | SYHU-T8GAUL1215M-40-A | Linear Replacement Lamp | T8 Four-Foot | Replacement Lamps (plug and play) (UL Type A) |  | standard | FALSE | [10 empty] | November, 08 2017 00:00:00 | Not Dimmable | Not Dimmable | No |  | BBBDWL | [25 empty] | 5 | 2150 | 126 | 17 | 20 | 0.9 | 4000 | 80 |  |  |  | FALSE | FALSE | FALSE | [8 empty] | March, 30 2020 00:00:00 | FALSE | FALSE | FALSE | [6 empty] | AC | [7 empty] | FALSE
PG7I85J1 | HK Syhdee LIGHTING Co., LIMITED. | SYHDEE | SYHU-T8GAUL1215M-50-A | Linear Replacement Lamp | T8 Four-Foot | Replacement Lamps (plug and play) (UL Type A) |  | standard | FALSE | [10 empty] | November, 08 2017 00:00:00 | Not Dimmable | Not Dimmable | No |  | BBBDWL | [25 empty] | 5 | 2150 | 126 | 17 | 20 | 0.9 | 5000 | 80 |  |  |  | FALSE | FALSE | FALSE | [8 empty] | March, 30 2020 00:00:00 | FALSE | FALSE | FALSE | [6 empty] | AC | [7 empty] | FALSE
PKZWI756 | HK Syhdee LIGHTING Co., LIMITED. | SYHDEE | SYHU-T8GABUD1218M-45-A | Linear Replacement Lamp | T8 Four-Foot | Dual Mode Internal Driver (UL Type A and Type B) |  | standard | FALSE | [10 empty] | November, 08 2017 00:00:00 | Dimmable | Stepped | No | Updated on 10/16/2018 | BBBDWR | [25 empty] | 5 | 2500 | 131.58 | 19 | 20 | 0.9 | 4500 | 80 |  |  |  | FALSE | FALSE | FALSE | [8 empty] | March, 30 2020 00:00:00 | FALSE | FALSE | FALSE | [6 empty] | AC | [7 empty] | FALSE
PJKJC68O | HK Syhdee LIGHTING Co., LIMITED. | SYHDEE | SYHU-T8GABUD1215M-40-A | Linear Replacement Lamp | T8 Four-Foot | Dual Mode Internal Driver (UL Type A and Type B) |  | standard | FALSE | [10 empty] | November, 08 2017 00:00:00 | Dimmable | Stepped | No | Updated on 10/16/2018 | BBBDWS | [25 empty] | 5 | 2150 | 126 | 17 | 20 | 0.9 | 4000 | 80 |  |  |  | FALSE | FALSE | FALSE | [8 empty] | March, 30 2020 00:00:00 | FALSE | FALSE | FALSE | [6 empty] | AC | [7 empty] | FALSE
P6TZLW73 | HK Syhdee LIGHTING Co., LIMITED. | SYHDEE | SYHU-T8LABUL1218M-50-A | Linear Replacement Lamp | T8 Four-Foot | Dual Mode Internal Driver (UL Type A and Type B) |  | standard | FALSE | [10 empty] | November, 08 2017 00:00:00 | Not Dimmable | Not Dimmable | No |  | BBBDWU | [25 empty] | 5 | 2450 | 122 | 20 | 20 | 0.9 | 5000 | 80 |  |  |  | FALSE | FALSE | FALSE | [8 empty] | March, 30 2020 00:00:00 | FALSE | FALSE | FALSE | [6 empty] | AC | [7 empty] | FALSE
PSBG2KW3 | HK Syhdee LIGHTING Co., LIMITED. | SYHDEE | SYHU-T8LABUL1212M-35-A | Linear Replacement Lamp | T8 Four-Foot | Dual Mode Internal Driver (UL Type A and Type B) |  | standard | FALSE | [10 empty] | November, 08 2017 00:00:00 | Not Dimmable | Not Dimmable | No |  | BBBDWX | [25 empty] | 5 | 1752 | 146 | 12 | 20 | 0.9 | 3500 | 80 |  |  |  | FALSE | FALSE | FALSE | [8 empty] | March, 30 2020 00:00:00 | FALSE | FALSE | FALSE | [6 empty] | AC | [7 empty] | FALSE
PPH8TKEU | HK Syhdee LIGHTING Co., LIMITED. | SYHDEE | SYHU-T8LABUL1212M-45-A | Linear Replacement Lamp | T8 Four-Foot | Dual Mode Internal Driver (UL Type A and Type B) |  | standard | FALSE | [10 empty] | November, 08 2017 00:00:00 | Not Dimmable | Not Dimmable | No |  | BBBDWX | [25 empty] | 5 | 1800 | 150 | 12 | 20 | 0.9 | 4500 | 80 |  |  |  | FALSE | FALSE | FALSE | [8 empty] | March, 30 2020 00:00:00 | FALSE | FALSE | FALSE | [6 empty] | AC | [7 empty] | FALSE
PHOKO18G | HK Syhdee LIGHTING Co., LIMITED. | SYHDEE | SYHU-T8LABUL1212M-50-A | Linear Replacement Lamp | T8 Four-Foot | Dual Mode Internal Driver (UL Type A and Type B) |  | standard | FALSE | [10 empty] | November, 08 2017 00:00:00 | Not Dimmable | Not Dimmable | No |  | BBBDWX | [25 empty] | 5 | 1800 | 150 | 12 | 20 | 0.9 | 5000 | 80 |  |  |  | FALSE | FALSE | FALSE | [8 empty] | March, 30 2020 00:00:00 | FALSE | FALSE | FALSE | [6 empty] | AC | [7 empty] | FALSE
PUAUP0KM | JIAXING SUPER LIGHTING ELECTRIC APPLIANCE CO.,LTD | Super | T8L-IDDM13-1800-4ft-BBA-A1 | Linear Replacement Lamp | T8 Four-Foot | Replacement Lamps (plug and play) (UL Type A) |  | standard | FALSE | [10 empty] | November, 08 2017 00:00:00 | Not Dimmable | Not Dimmable | No | Updated on 05/22/2018 | RRRUMI | [25 empty] | 4.4 | 1700 | 113.3 | 15 | 20 | 0.9 | 3500 | 82 |  |  |  | FALSE | FALSE | FALSE | [8 empty] | November, 02 2018 00:00:00 | FALSE | FALSE | FALSE | [6 empty] | AC | [7 empty] | FALSE
PLIF10OQEOE1 | MetroTech Media & Lighting, Inc | MetroTech | MTT8AB-1201-DW04-MBP-05 | Linear Replacement Lamp | T8 Four-Foot | Dual Mode Internal Driver (UL Type A and Type B) |  | standard | FALSE | [10 empty] | November, 08 2017 00:00:00 | Not Dimmable | Not Dimmable | NotYetVerified |  | NANNYF | [25 empty] | 5 | 1680 | 140 | 12 | 14.16 | 0.9 | 5000 | 80 |  |  |  | FALSE | FALSE | FALSE | [8 empty] | March, 30 2020 00:00:00 | FALSE | FALSE | FALSE | [6 empty] | AC | [7 empty] | FALSE
PLOJSQTN8O9J | Revolution Lighting Technologies, Inc. | Revolution Lighting Technologies | 204711-115 | Linear Replacement Lamp | T8 Four-Foot | Dual Mode Internal Driver (UL Type A and Type B) |  | standard | TRUE |  | 2136.4 | 137.56 | 15.53 | 14.017 | 0.951 | 4898 | 80.4 | 5 | 50000 | November, 07 2017 00:00:00 | Not Dimmable | Not Dimmable | No |  | IIILHI | [15 empty] | 84.4 |  | 1.34 | 1.18 | [6 empty] | 5 | 2136.4 | 137.56 | 15.53 | 14.02 | 0.95 | 5000 | 80 |  |  |  | FALSE | FALSE | FALSE | [8 empty] | March, 30 2020 00:00:00 | FALSE | FALSE | FALSE | [6 empty] | AC | [7 empty] | FALSE
PLA6NB0AO7RY | Revolution Lighting Technologies, Inc. | Revolution Lighting Technologies | 204772-115 | Linear Replacement Lamp | T8 Four-Foot | Dual Mode Internal Driver (UL Type A and Type B) |  | standard | TRUE |  | 2330.7 | 138.81 | 16.79 | 12.62 | 0.9613 | 4959 | 79.8 | 5 | 50000 | November, 07 2017 00:00:00 | Not Dimmable | Not Dimmable | No |  | IIILHR | [15 empty] | 84.2 |  | 1.38 | 1.2 | [6 empty] | 5 | 2330.7 | 138.81 | 16.79 | 12.62 | 0.96 | 5000 | 80 |  |  |  | FALSE | FALSE | FALSE | [8 empty] | March, 30 2020 00:00:00 | FALSE | FALSE | FALSE | [6 empty] | AC | [7 empty] | FALSE
PLW7XK2V4GQL | Revolution Lighting Technologies, Inc. | Revolution Lighting Technologies | 204771-113 | Linear Replacement Lamp | T8 Four-Foot | Dual Mode Internal Driver (UL Type A and Type B) |  | standard | TRUE |  | 1846 | 123.35 | 14.97 | 14.559 | 0.963 | 3970 | 80.7 | 5 | 50000 | November, 07 2017 00:00:00 | Not Dimmable | Not Dimmable | No |  | IIILHN | [15 empty] | 85 |  | 1.28 | 1.18 | [6 empty] | 5 | 1846 | 123.35 | 14.97 | 14.56 | 0.96 | 4000 | 80 |  |  |  | FALSE | FALSE | FALSE | [8 empty] | March, 30 2020 00:00:00 | FALSE | FALSE | FALSE | [6 empty] | AC | [7 empty] | FALSE
PLI5MCFYXAN1 | Revolution Lighting Technologies, Inc. | Revolution Lighting Technologies | 204771-112 | Linear Replacement Lamp | T8 Four-Foot | Dual Mode Internal Driver (UL Type A and Type B) |  | standard | TRUE |  | 1946.2 | 120.88 | 16.1 | 13.259 | 0.97 | 3431 | 78.9 | 5 | 50000 | November, 07 2017 00:00:00 | Not Dimmable | Not Dimmable | No |  | IIILHM | [15 empty] | 84.7 |  | 1.34 | 1.18 | [6 empty] | 5 | 1946.2 | 120.88 | 16.1 | 13.26 | 0.97 | 3500 | 80 |  |  |  | FALSE | FALSE | FALSE | [8 empty] | March, 30 2020 00:00:00 | FALSE | FALSE | FALSE | [6 empty] | AC | [7 empty] | FALSE
PGTVCY1X | JIAXING SUPER LIGHTING ELECTRIC APPLIANCE CO.,LTD | Super | T8L-IDDM13-2200-4ft-CBA-A1 | Linear Replacement Lamp | T8 Four-Foot | Replacement Lamps (plug and play) (UL Type A) |  | standard | FALSE | [10 empty] | November, 07 2017 00:00:00 | Not Dimmable | Not Dimmable | No | Updated on 05/22/2018 | RRRUMH | [25 empty] | 5 | 2200 | 122.2 | 18 | 20 | 0.9 | 4000 | 82 |  |  |  | FALSE | FALSE | FALSE | [8 empty] | March, 30 2020 00:00:00 | FALSE | FALSE | FALSE | [6 empty] | AC | [7 empty] | FALSE
POXMD2RJ | JIAXING SUPER LIGHTING ELECTRIC APPLIANCE CO.,LTD | Super | T8L-IDDM13-2200-4ft-EBA-A1 | Linear Replacement Lamp | T8 Four-Foot | Replacement Lamps (plug and play) (UL Type A) |  | standard | FALSE | [10 empty] | November, 07 2017 00:00:00 | Not Dimmable | Not Dimmable | No | Updated on 05/22/2018 | RRRUMH | [25 empty] | 5 | 2200 | 122.2 | 18 | 20 | 0.9 | 5000 | 82 |  |  |  | FALSE | FALSE | FALSE | [8 empty] | March, 30 2020 00:00:00 | FALSE | FALSE | FALSE | [6 empty] | AC | [7 empty] | FALSE
PFXEMVWK | JIAXING SUPER LIGHTING ELECTRIC APPLIANCE CO.,LTD | Super | T8L-IDDM13-2200-4ft-BBA-A1 | Linear Replacement Lamp | T8 Four-Foot | Replacement Lamps (plug and play) (UL Type A) |  | standard | FALSE | [10 empty] | November, 07 2017 00:00:00 | Not Dimmable | Not Dimmable | No | Updated on 05/22/2018 | RRRUMH | [25 empty] | 5 | 2100 | 116.7 | 18 | 20 | 0.9 | 3500 | 82 |  |  |  | FALSE | FALSE | FALSE | [8 empty] | March, 30 2020 00:00:00 | FALSE | FALSE | FALSE | [6 empty] | AC | [7 empty] | FALSE
PVJGW774 | JIAXING SUPER LIGHTING ELECTRIC APPLIANCE CO.,LTD | Super | T8L-IDDM13-2200-4ft-DBA-A1 | Linear Replacement Lamp | T8 Four-Foot | Replacement Lamps (plug and play) (UL Type A) |  | standard | FALSE | [10 empty] | November, 07 2017 00:00:00 | Not Dimmable | Not Dimmable | No | Updated on 05/22/2018 | RRRUMH | [25 empty] | 5 | 2200 | 122.2 | 18 | 20 | 0.9 | 4500 | 82 |  |  |  | FALSE | FALSE | FALSE | [8 empty] | March, 30 2020 00:00:00 | FALSE | FALSE | FALSE | [6 empty] | AC | [7 empty] | FALSE
P2AU2OUG | JIAXING SUPER LIGHTING ELECTRIC APPLIANCE CO.,LTD | Super | T8L-IDDM13-2200-4ft-ABA-A1 | Linear Replacement Lamp | T8 Four-Foot | Replacement Lamps (plug and play) (UL Type A) |  | standard | TRUE |  | 2168 | 122.9 | 17.64 | 9.75 | 0.9698 | 3065 | 82.6 | 5 | 50000 | November, 07 2017 00:00:00 | Not Dimmable | Not Dimmable | No | Updated on 05/22/2018 | RRRUMH | [15 empty] | 81.5 |  | 1.26 | 1.3 | [6 empty] | 5 | 2100 | 116.7 | 18 | 20 | 0.9 | 3000 | 82 |  |  |  | FALSE | FALSE | FALSE | [8 empty] | March, 30 2020 00:00:00 | FALSE | FALSE | FALSE | [6 empty] | AC | [7 empty] | FALSE
PLSTWVUIC6A6 | Revolution Lighting Technologies, Inc. | Revolution Lighting Technologies | 204772-113 | Linear Replacement Lamp | T8 Four-Foot | Dual Mode Internal Driver (UL Type A and Type B) |  | standard | TRUE |  | 2278.6 | 130.35 | 17.48 | 11.98 | 0.966 | 3989 | 80.4 | 5 | 50000 | November, 07 2017 00:00:00 | Not Dimmable | Not Dimmable | No |  | IIILHQ | [15 empty] | 84.9 |  | 1.3 | 1.18 | [6 empty] | 5 | 2278.6 | 130.35 | 17.48 | 11.98 | 0.97 | 4000 | 80 |  |  |  | FALSE | FALSE | FALSE | [8 empty] | March, 30 2020 00:00:00 | FALSE | FALSE | FALSE | [6 empty] | AC | [7 empty] | FALSE
PLMILPAHDWEJ | Revolution Lighting Technologies, Inc. | Revolution Lighting Technologies | 204711-112 | Linear Replacement Lamp | T8 Four-Foot | Dual Mode Internal Driver (UL Type A and Type B) |  | standard | TRUE |  | 1965.4 | 122.76 | 16.01 | 13.194 | 0.955 | 3430 | 79.4 | 5 | 50000 | November, 07 2017 00:00:00 | Not Dimmable | Not Dimmable | No |  | IIILHG | [15 empty] | 84.6 |  | 1.36 | 1.18 | [6 empty] | 5 | 1965.4 | 122.76 | 16.01 | 13.19 | 0.96 | 3500 | 80 |  |  |  | FALSE | FALSE | FALSE | [8 empty] | March, 30 2020 00:00:00 | FALSE | FALSE | FALSE | [6 empty] | AC | [7 empty] | FALSE
PLTMBS4TP8B0 | Revolution Lighting Technologies, Inc. | Revolution Lighting Technologies | 204712-112 | Linear Replacement Lamp | T8 Four-Foot | Dual Mode Internal Driver (UL Type A and Type B) |  | standard | TRUE |  | 2306.6 | 135.36 | 17.04 | 12.023 | 0.965 | 3431 | 79.5 | 5 | 50000 | November, 07 2017 00:00:00 | Not Dimmable | Not Dimmable | No |  | IIILHJ | [15 empty] | 84.6 |  | 1.32 | 1.18 | [6 empty] | 5 | 2306.6 | 135.36 | 17.04 | 12.02 | 0.97 | 3500 | 80 |  |  |  | FALSE | FALSE | FALSE | [8 empty] | March, 30 2020 00:00:00 | FALSE | FALSE | FALSE | [6 empty] | AC | [7 empty] | FALSE
PL4MZG5ZT1MD | Revolution Lighting Technologies, Inc. | Revolution Lighting Technologies | 204712-113 | Linear Replacement Lamp | T8 Four-Foot | Dual Mode Internal Driver (UL Type A and Type B) |  | standard | TRUE |  | 2127.7 | 120.75 | 17.62 | 11.8 | 0.967 | 4089 | 81.7 | 5 | 50000 | November, 07 2017 00:00:00 | Not Dimmable | Not Dimmable | No |  | IIILHK | [15 empty] | 86.1 |  | 2 | 1.18 | [6 empty] | 5 | 2127.7 | 120.75 | 17.62 | 11.8 | 0.97 | 4000 | 80 |  |  |  | FALSE | FALSE | FALSE | [8 empty] | March, 30 2020 00:00:00 | FALSE | FALSE | FALSE | [6 empty] | AC | [7 empty] | FALSE
PL092CA1TQU1 | Revolution Lighting Technologies, Inc. | Revolution Lighting Technologies | 204772-112 | Linear Replacement Lamp | T8 Four-Foot | Dual Mode Internal Driver (UL Type A and Type B) |  | standard | TRUE |  | 2264.2 | 128.72 | 17.59 | 11.635 | 0.968 | 3434 | 78.9 | 5 | 50000 | November, 07 2017 00:00:00 | Not Dimmable | Not Dimmable | No |  | IIILHP | [15 empty] | 84.45 |  | 1.4 | 1.18 | [6 empty] | 5 | 2264.2 | 128.72 | 17.59 | 11.63 | 0.97 | 3500 | 80 |  |  |  | FALSE | FALSE | FALSE | [8 empty] | March, 30 2020 00:00:00 | FALSE | FALSE | FALSE | [6 empty] | AC | [7 empty] | FALSE
PWQD1EMH | TGL Inc. | TGL | TGL-SHAT360-15W-5000K | Linear Replacement Lamp | T8 Four-Foot | Replacement Lamps (plug and play) (UL Type A) |  | standard | FALSE | [10 empty] | November, 07 2017 00:00:00 | Not Dimmable | Not Dimmable | No |  | HAHHYH | [25 empty] | 5 | 1900 | 126.7 | 15 | 11.49 | 0.97 | 5000 | 82.6 |  |  |  | FALSE | FALSE | FALSE | [8 empty] | March, 30 2020 00:00:00 | FALSE | FALSE | FALSE | [6 empty] | AC | [7 empty] | FALSE
PLYSMPO10V42 | TGL Inc. | TGL | TGL-SHAT360-15W-4500K | Linear Replacement Lamp | T8 Four-Foot | Replacement Lamps (plug and play) (UL Type A) |  | standard | FALSE | [10 empty] | November, 07 2017 00:00:00 | Not Dimmable | Not Dimmable | No |  | HAHHYH | [25 empty] | 5 | 1900 | 126.7 | 15 | 11.27 | 0.97 | 4500 | 82.7 |  |  |  | FALSE | FALSE | FALSE | [8 empty] | March, 30 2020 00:00:00 | FALSE | FALSE | FALSE | [6 empty] | AC | [7 empty] | FALSE
PL5Y19Q4HSFY | TGL Inc. | TGL | TGL-SHAT360-15W-4000K | Linear Replacement Lamp | T8 Four-Foot | Replacement Lamps (plug and play) (UL Type A) |  | standard | TRUE |  | 2275 | 123.52 | 18.42 | 11.27 | 0.9684 | 4105 | 82.7 | 5 | 50000 | November, 07 2017 00:00:00 | Not Dimmable | Not Dimmable | No |  | HAHHYH | [15 empty] | 84.9 |  | 1.22 | 1.3 | [6 empty] | 5 | 1900 | 126.7 | 15 | 11.27 | 0.97 | 4000 | 82.7 |  |  |  | FALSE | FALSE | FALSE | [8 empty] | March, 30 2020 00:00:00 | FALSE | FALSE | FALSE | [6 empty] | AC | [7 empty] | FALSE
PLSXC8B05BUX | Revolution Lighting Technologies, Inc. | Revolution Lighting Technologies | 204712-115 | Linear Replacement Lamp | T8 Four-Foot | Dual Mode Internal Driver (UL Type A and Type B) |  | standard | TRUE |  | 2184.2 | 126.04 | 17.33 | 13.93 | 0.956 | 4986 | 80.2 | 5 | 50000 | November, 07 2017 00:00:00 | Not Dimmable | Not Dimmable | No |  | IIILHL | [15 empty] | 84.5 |  | 1.36 | 1.2 | [6 empty] | 5 | 2184.2 | 126.04 | 17.33 | 13.93 | 0.96 | 5000 | 80 |  |  |  | FALSE | FALSE | FALSE | [8 empty] | March, 30 2020 00:00:00 | FALSE | FALSE | FALSE | [6 empty] | AC | [7 empty] | FALSE
PLZB8J3JUSAN | Revolution Lighting Technologies, Inc. | Revolution Lighting Technologies | 204711-113 | Linear Replacement Lamp | T8 Four-Foot | Dual Mode Internal Driver (UL Type A and Type B) |  | standard | TRUE |  | 1880.6 | 122.83 | 15.31 | 14.265 | 0.957 | 4176 | 82.4 | 5 | 50000 | November, 07 2017 00:00:00 | Not Dimmable | Not Dimmable | No |  | IIILHH | [15 empty] | 84.6 |  | 1.32 | 1.18 | [6 empty] | 5 | 1880.6 | 122.83 | 15.31 | 14.27 | 0.96 | 4000 | 80 |  |  |  | FALSE | FALSE | FALSE | [8 empty] | March, 30 2020 00:00:00 | FALSE | FALSE | FALSE | [6 empty] | AC | [7 empty] | FALSE
P0V5Q0N8 | IKIO LED LIGHTING | IKIO | IK-T804-0018-50A&B-J (Frosted) | Linear Replacement Lamp | T8 Four-Foot | Dual Mode Internal Driver (UL Type A and Type B) |  | standard | FALSE | [10 empty] | November, 06 2017 00:00:00 | Not Dimmable | Not Dimmable | NotYetVerified |  | KKLAFI | [25 empty] | 5 | 2567.73 | 138.05 | 18.6 | 20 | 0.9 | 5000 | 82.3 |  |  |  | FALSE | FALSE | FALSE | [8 empty] | March, 30 2020 00:00:00 | FALSE | FALSE | FALSE | [6 empty] | AC | [7 empty] | FALSE
PVWTGPU2 | IKIO LED LIGHTING | IKIO | IK-T804-0018-50A&B-J (Clear) | Linear Replacement Lamp | T8 Four-Foot | Dual Mode Internal Driver (UL Type A and Type B) |  | standard | FALSE | [10 empty] | November, 06 2017 00:00:00 | Not Dimmable | Not Dimmable | NotYetVerified |  | KKLAFH | [25 empty] | 5 | 2705.7 | 143.92 | 18.8 | 20 | 0.9 | 5000 | 82.3 |  |  |  | FALSE | FALSE | FALSE | [8 empty] | March, 30 2020 00:00:00 | FALSE | FALSE | FALSE | [6 empty] | AC | [7 empty] | FALSE
PWTCEKXE | IKIO LED LIGHTING | IKIO | IK-T804-0015-40A&B-J (Clear) | Linear Replacement Lamp | T8 Four-Foot | Dual Mode Internal Driver (UL Type A and Type B) |  | standard | FALSE | [10 empty] | November, 06 2017 00:00:00 | Not Yet Verified | Not Yet Verified | NotYetVerified |  | KKLAFG | [25 empty] | 5 | 2172 | 133 | 16.3 | 20 | 0.9 | 4000 | 83 |  |  |  | FALSE | FALSE | FALSE | [8 empty] | March, 30 2020 00:00:00 | FALSE | FALSE | FALSE | [6 empty] | AC | [7 empty] | FALSE
PHKWBDGW | IKIO LED LIGHTING | IKIO | IK-T804-0012-35A&B-J (Frosted) | Linear Replacement Lamp | T8 Four-Foot | Dual Mode Internal Driver (UL Type A and Type B) |  | standard | FALSE | [10 empty] | November, 06 2017 00:00:00 | Not Dimmable | Not Dimmable | NO |  | KKLAFF | [25 empty] | 5 | 1700 | 142 | 12 | 20 | 0.9 | 3500 | 85 |  |  |  | FALSE | FALSE | FALSE | [8 empty] | March, 30 2020 00:00:00 | FALSE | FALSE | FALSE | [6 empty] | AC | [7 empty] | FALSE
PH39AJI2 | IKIO LED LIGHTING | IKIO | IK-T804-0018-30A&B-J (Frosted) | Linear Replacement Lamp | T8 Four-Foot | Dual Mode Internal Driver (UL Type A and Type B) |  | standard | TRUE |  | 2502 | 132.1 | 18.94 | 11.86 | 0.937 | 3029 | 82.6 | 5 | 50000 | November, 06 2017 00:00:00 | Not Dimmable | Not Dimmable | NotYetVerified |  | KKLAFI | [15 empty] | 88.8 |  | 1.34 | 1.19 | [6 empty] | 5 | 2439.98 | 130.62 | 18.68 | 20 | 0.9 | 3000 | 82.3 |  |  |  | FALSE | FALSE | FALSE | [8 empty] | March, 30 2020 00:00:00 | FALSE | FALSE | FALSE | [6 empty] | AC | [7 empty] | FALSE
P4NG7MZN | IKIO LED LIGHTING | IKIO | IK-T804-0018-40A&B-J (Frosted) | Linear Replacement Lamp | T8 Four-Foot | Dual Mode Internal Driver (UL Type A and Type B) |  | standard | FALSE | [10 empty] | November, 06 2017 00:00:00 | Not Dimmable | Not Dimmable | NotYetVerified |  | KKLAFI | [25 empty] | 5 | 2521.55 | 136.3 | 18.5 | 20 | 0.9 | 4000 | 82.3 |  |  |  | FALSE | FALSE | FALSE | [8 empty] | March, 30 2020 00:00:00 | FALSE | FALSE | FALSE | [6 empty] | AC | [7 empty] | FALSE
PZPI6ZM6 | IKIO LED LIGHTING | IKIO | IK-T804-0018-40A&B-J (Clear) | Linear Replacement Lamp | T8 Four-Foot | Dual Mode Internal Driver (UL Type A and Type B) |  | standard | FALSE | [10 empty] | November, 06 2017 00:00:00 | Not Dimmable | Not Dimmable | NotYetVerified |  | KKLAFH | [25 empty] | 5 | 2685.58 | 142.85 | 18.8 | 20 | 0.9 | 4000 | 82.3 |  |  |  | FALSE | FALSE | FALSE | [8 empty] | March, 30 2020 00:00:00 | FALSE | FALSE | FALSE | [6 empty] | AC | [7 empty] | FALSE
PX6SUUFU | IKIO LED LIGHTING | IKIO | IK-T804-0015-35A&B-J (Clear) | Linear Replacement Lamp | T8 Four-Foot | Dual Mode Internal Driver (UL Type A and Type B) |  | standard | FALSE | [10 empty] | November, 06 2017 00:00:00 | Not Yet Verified | Not Yet Verified | NotYetVerified |  | KKLAFG | [25 empty] | 5 | 2172 | 133 | 16.3 | 20 | 0.9 | 3500 | 83 |  |  |  | FALSE | FALSE | FALSE | [8 empty] | March, 30 2020 00:00:00 | FALSE | FALSE | FALSE | [6 empty] | AC | [7 empty] | FALSE
PKKB7ARM | IKIO LED LIGHTING | IKIO | IK-T804-0012-30A&B-J (Clear) | Linear Replacement Lamp | T8 Four-Foot | Dual Mode Internal Driver (UL Type A and Type B) |  | standard | TRUE |  | 1764 | 138.41 | 12.69 | 9.87 | 0.9029 | 2973 | 81.7 | 5 | 50000 | November, 06 2017 00:00:00 | Not Dimmable | Not Dimmable | NO |  | KKLAFE | [15 empty] | 92 |  | 1.2 | 1.36 | [6 empty] | 5 | 1764 | 138.41 | 12.69 | 20 | 0.9 | 3000 | 82 |  |  |  | FALSE | FALSE | FALSE | [8 empty] | March, 30 2020 00:00:00 | FALSE | FALSE | FALSE | [6 empty] | AC | [7 empty] | FALSE
PCE1ERGP | IKIO LED LIGHTING | IKIO | IK-T804-0012-40A&B-J (Clear) | Linear Replacement Lamp | T8 Four-Foot | Dual Mode Internal Driver (UL Type A and Type B) |  | standard | FALSE | [10 empty] | November, 06 2017 00:00:00 | Not Dimmable | Not Dimmable | NO |  | KKLAFE | [25 empty] | 5 | 1764 | 138.41 | 12.69 | 20 | 0.9 | 4000 | 82 |  |  |  | FALSE | FALSE | FALSE | [8 empty] | March, 30 2020 00:00:00 | FALSE | FALSE | FALSE | [6 empty] | AC | [7 empty] | FALSE
PT0RQ0K1 | IKIO LED LIGHTING | IKIO | IK-T804-0018-35A&B-J (Frosted) | Linear Replacement Lamp | T8 Four-Foot | Dual Mode Internal Driver (UL Type A and Type B) |  | standard | FALSE | [10 empty] | November, 06 2017 00:00:00 | Not Dimmable | Not Dimmable | NotYetVerified |  | KKLAFI | [25 empty] | 5 | 2439.98 | 130.62 | 18.68 | 20 | 0.9 | 3500 | 82.3 |  |  |  | FALSE | FALSE | FALSE | [8 empty] | March, 30 2020 00:00:00 | FALSE | FALSE | FALSE | [6 empty] | AC | [7 empty] | FALSE
PY6KR2JN | IKIO LED LIGHTING | IKIO | IK-T804-0018-35A&B-J (Clear) | Linear Replacement Lamp | T8 Four-Foot | Dual Mode Internal Driver (UL Type A and Type B) |  | standard | FALSE | [10 empty] | November, 06 2017 00:00:00 | Not Dimmable | Not Dimmable | NotYetVerified |  | KKLAFH | [25 empty] | 5 | 2583.78 | 138.17 | 18.7 | 20 | 0.9 | 3500 | 82.3 |  |  |  | FALSE | FALSE | FALSE | [8 empty] | March, 30 2020 00:00:00 | FALSE | FALSE | FALSE | [6 empty] | AC | [7 empty] | FALSE
P4GA4GMQ | IKIO LED LIGHTING | IKIO | IK-T804-0015-50A&B-J (Frosted) | Linear Replacement Lamp | T8 Four-Foot | Dual Mode Internal Driver (UL Type A and Type B) |  | standard | FALSE | [10 empty] | November, 06 2017 00:00:00 | Not Yet Verified | Not Yet Verified | NotYetVerified |  | KKLAFG | [25 empty] | 5 | 2172 | 133 | 16.3 | 20 | 0.9 | 5000 | 83 |  |  |  | FALSE | FALSE | FALSE | [8 empty] | March, 30 2020 00:00:00 | FALSE | FALSE | FALSE | [6 empty] | AC | [7 empty] | FALSE
PJ8SIADQ | IKIO LED LIGHTING | IKIO | IK-T804-0020-50A&B-J (Frosted) | Linear Replacement Lamp | T8 Four-Foot | Dual Mode Internal Driver (UL Type A and Type B) |  | standard | FALSE | [10 empty] | November, 06 2017 00:00:00 | Not Dimmable | Not Dimmable | NotYetVerified |  | KKLAFK | [25 empty] | 5 | 2697 | 134.35 | 20.08 | 20 | 0.9 | 5000 | 83 |  |  |  | FALSE | FALSE | FALSE | [8 empty] | March, 30 2020 00:00:00 | FALSE | FALSE | FALSE | [6 empty] | AC | [7 empty] | FALSE
P0F31N29 | IKIO LED LIGHTING | IKIO | IK-T804-0018-30A&B-J (Clear) | Linear Replacement Lamp | T8 Four-Foot | Dual Mode Internal Driver (UL Type A and Type B) |  | standard | TRUE |  | 2557 | 140.03 | 18.26 | 12.15 | 0.9408 | 3023 | 82.1 | 5 | 50000 | November, 06 2017 00:00:00 | Not Dimmable | Not Dimmable | NotYetVerified |  | KKLAFH | [15 empty] | 88.7 |  | 1.37 | 1.18 | [6 empty] | 5 | 2583.78 | 138.17 | 18.7 | 20 | 0.9 | 3000 | 82.3 |  |  |  | FALSE | FALSE | FALSE | [8 empty] | March, 30 2020 00:00:00 | FALSE | FALSE | FALSE | [6 empty] | AC | [7 empty] | FALSE
PUNOSNI7 | IKIO LED LIGHTING | IKIO | IK-T804-0020-30A&B-J (Frosted) | Linear Replacement Lamp | T8 Four-Foot | Dual Mode Internal Driver (UL Type A and Type B) |  | standard | TRUE |  | 2697 | 134.35 | 20.08 | 6.38 | 0.9693 | 3017 | 82.2 | 5 | 50000 | November, 06 2017 00:00:00 | Not Dimmable | Not Dimmable | NotYetVerified |  | KKLAFK | [15 empty] | 90.3 |  | 1.16 | 1.36 | [6 empty] | 5 | 2697 | 134.35 | 20.08 | 20 | 0.9 | 3000 | 83 |  |  |  | FALSE | FALSE | FALSE | [8 empty] | March, 30 2020 00:00:00 | FALSE | FALSE | FALSE | [6 empty] | AC | [7 empty] | FALSE
P8NCPUQS | IKIO LED LIGHTING | IKIO | IK-T804-0020-30A&B-J (Clear) | Linear Replacement Lamp | T8 Four-Foot | Dual Mode Internal Driver (UL Type A and Type B) |  | standard | TRUE |  | 2807 | 140.6 | 19.97 | 6.92 | 0.9734 | 3079 | 83.5 | 5 | 50000 | November, 06 2017 00:00:00 | Not Dimmable | Not Dimmable | NotYetVerified |  | KKLAFJ | [15 empty] | 91.7 |  | 1.2 | 1.4 | [6 empty] | 5 | 2807 | 140.6 | 19.97 | 20 | 0.9 | 3000 | 83 |  |  |  | FALSE | FALSE | FALSE | [8 empty] | March, 30 2020 00:00:00 | FALSE | FALSE | FALSE | [6 empty] | AC | [7 empty] | FALSE
PJ6CSSL2 | IKIO LED LIGHTING | IKIO | IK-T804-0015-30A&B-J (Clear) | Linear Replacement Lamp | T8 Four-Foot | Dual Mode Internal Driver (UL Type A and Type B) |  | standard | FALSE | [10 empty] | November, 06 2017 00:00:00 | Not Yet Verified | Not Yet Verified | NotYetVerified |  | KKLAFG | [25 empty] | 5 | 2172 | 133 | 16.3 | 20 | 0.9 | 3000 | 83 |  |  |  | FALSE | FALSE | FALSE | [8 empty] | March, 30 2020 00:00:00 | FALSE | FALSE | FALSE | [6 empty] | AC | [7 empty] | FALSE
PZK8UDKY | IKIO LED LIGHTING | IKIO | IK-T804-0015-40A&B-J (Frosted) | Linear Replacement Lamp | T8 Four-Foot | Dual Mode Internal Driver (UL Type A and Type B) |  | standard | FALSE | [10 empty] | November, 06 2017 00:00:00 | Not Yet Verified | Not Yet Verified | NotYetVerified |  | KKLAFG | [25 empty] | 5 | 2172 | 133 | 16.3 | 20 | 0.9 | 4000 | 83 |  |  |  | FALSE | FALSE | FALSE | [8 empty] | March, 30 2020 00:00:00 | FALSE | FALSE | FALSE | [6 empty] | AC | [7 empty] | FALSE
PKDD7Z5O | IKIO LED LIGHTING | IKIO | IK-T804-0015-50A&B-J (Clear) | Linear Replacement Lamp | T8 Four-Foot | Dual Mode Internal Driver (UL Type A and Type B) |  | standard | FALSE | [10 empty] | November, 06 2017 00:00:00 | Not Yet Verified | Not Yet Verified | NotYetVerified |  | KKLAFG | [25 empty] | 5 | 2172 | 133 | 16.3 | 20 | 0.9 | 5000 | 83 |  |  |  | FALSE | FALSE | FALSE | [8 empty] | March, 30 2020 00:00:00 | FALSE | FALSE | FALSE | [6 empty] | AC | [7 empty] | FALSE
PZIN50E8 | IKIO LED LIGHTING | IKIO | IK-T804-0020-40A&B-J (Frosted) | Linear Replacement Lamp | T8 Four-Foot | Dual Mode Internal Driver (UL Type A and Type B) |  | standard | FALSE | [10 empty] | November, 06 2017 00:00:00 | Not Dimmable | Not Dimmable | NotYetVerified |  | KKLAFK | [25 empty] | 5 | 2697 | 134.35 | 20.08 | 20 | 0.9 | 4000 | 83 |  |  |  | FALSE | FALSE | FALSE | [8 empty] | March, 30 2020 00:00:00 | FALSE | FALSE | FALSE | [6 empty] | AC | [7 empty] | FALSE
PNFDEG0E | IKIO LED LIGHTING | IKIO | IK-T804-0020-35A&B-J (Clear) | Linear Replacement Lamp | T8 Four-Foot | Dual Mode Internal Driver (UL Type A and Type B) |  | standard | FALSE | [10 empty] | November, 06 2017 00:00:00 | Not Dimmable | Not Dimmable | NotYetVerified |  | KKLAFJ | [25 empty] | 5 | 2807 | 140.6 | 19.97 | 20 | 0.9 | 3500 | 83 |  |  |  | FALSE | FALSE | FALSE | [8 empty] | March, 30 2020 00:00:00 | FALSE | FALSE | FALSE | [6 empty] | AC | [7 empty] | FALSE
PB9LRQCO | IKIO LED LIGHTING | IKIO | IK-T804-0020-40A&B-J (Clear) | Linear Replacement Lamp | T8 Four-Foot | Dual Mode Internal Driver (UL Type A and Type B) |  | standard | FALSE | [10 empty] | November, 06 2017 00:00:00 | Not Dimmable | Not Dimmable | NotYetVerified |  | KKLAFJ | [25 empty] | 5 | 2807 | 140.6 | 19.97 | 20 | 0.9 | 4000 | 83 |  |  |  | FALSE | FALSE | FALSE | [8 empty] | March, 30 2020 00:00:00 | FALSE | FALSE | FALSE | [6 empty] | AC | [7 empty] | FALSE
PE8E7ZBD | IKIO LED LIGHTING | IKIO | IK-T804-0020-50A&B-J (Clear) | Linear Replacement Lamp | T8 Four-Foot | Dual Mode Internal Driver (UL Type A and Type B) |  | standard | FALSE | [10 empty] | November, 06 2017 00:00:00 | Not Dimmable | Not Dimmable | NotYetVerified |  | KKLAFJ | [25 empty] | 5 | 2807 | 140.6 | 19.97 | 20 | 0.9 | 5000 | 83 |  |  |  | FALSE | FALSE | FALSE | [8 empty] | March, 30 2020 00:00:00 | FALSE | FALSE | FALSE | [6 empty] | AC | [7 empty] | FALSE
P3NGG05N | IKIO LED LIGHTING | IKIO | IK-T804-0012-40A&B-J (Frosted) | Linear Replacement Lamp | T8 Four-Foot | Dual Mode Internal Driver (UL Type A and Type B) |  | standard | FALSE | [10 empty] | November, 06 2017 00:00:00 | Not Dimmable | Not Dimmable | NO |  | KKLAFF | [25 empty] | 5 | 1800 | 150 | 12 | 20 | 0.9 | 4000 | 85 |  |  |  | FALSE | FALSE | FALSE | [8 empty] | March, 30 2020 00:00:00 | FALSE | FALSE | FALSE | [6 empty] | AC | [7 empty] | FALSE
PLB9V31Z | IKIO LED LIGHTING | IKIO | IK-T804-0012-30A&B-J (Frosted) | Linear Replacement Lamp | T8 Four-Foot | Dual Mode Internal Driver (UL Type A and Type B) |  | standard | TRUE |  | 1705 | 141.11 | 12.21 | 14.28 | 0.9019 | 3002 | 83.1 | 5 | 50000 | November, 06 2017 00:00:00 | Not Dimmable | Not Dimmable | NO |  | KKLAFF | [15 empty] | 88.5 |  | 1.37 | 1.16 | [6 empty] | 5 | 1700 | 142 | 12 | 20 | 0.9 | 3000 | 85 |  |  |  | FALSE | FALSE | FALSE | [8 empty] | March, 30 2020 00:00:00 | FALSE | FALSE | FALSE | [6 empty] | AC | [7 empty] | FALSE
P4JEDDMN | IKIO LED LIGHTING | IKIO | IK-T804-0015-35A&B-J (Frosted) | Linear Replacement Lamp | T8 Four-Foot | Dual Mode Internal Driver (UL Type A and Type B) |  | standard | FALSE | [10 empty] | November, 06 2017 00:00:00 | Not Yet Verified | Not Yet Verified | NotYetVerified |  | KKLAFG | [25 empty] | 5 | 2172 | 133 | 16.3 | 20 | 0.9 | 3500 | 83 |  |  |  | FALSE | FALSE | FALSE | [8 empty] | March, 30 2020 00:00:00 | FALSE | FALSE | FALSE | [6 empty] | AC | [7 empty] | FALSE
PKDIVHF6 | IKIO LED LIGHTING | IKIO | IK-T804-0020-35A&B-J (Frosted) | Linear Replacement Lamp | T8 Four-Foot | Dual Mode Internal Driver (UL Type A and Type B) |  | standard | FALSE | [10 empty] | November, 06 2017 00:00:00 | Not Dimmable | Not Dimmable | NotYetVerified |  | KKLAFK | [25 empty] | 5 | 2697 | 134.35 | 20.08 | 20 | 0.9 | 3500 | 83 |  |  |  | FALSE | FALSE | FALSE | [8 empty] | March, 30 2020 00:00:00 | FALSE | FALSE | FALSE | [6 empty] | AC | [7 empty] | FALSE
PBMMQKRD | IKIO LED LIGHTING | IKIO | IK-T804-0012-50A&B-J (Frosted) | Linear Replacement Lamp | T8 Four-Foot | Dual Mode Internal Driver (UL Type A and Type B) |  | standard | FALSE | [10 empty] | November, 06 2017 00:00:00 | Not Dimmable | Not Dimmable | NO |  | KKLAFF | [25 empty] | 5 | 1800 | 150 | 12 | 20 | 0.9 | 5000 | 85 |  |  |  | FALSE | FALSE | FALSE | [8 empty] | March, 30 2020 00:00:00 | FALSE | FALSE | FALSE | [6 empty] | AC | [7 empty] | FALSE
PL4452XZ | IKIO LED LIGHTING | IKIO | IK-T804-0015-30A&B-J (Frosted) | Linear Replacement Lamp | T8 Four-Foot | Dual Mode Internal Driver (UL Type A and Type B) |  | standard | TRUE |  | 2172 | 133.25 | 16.3 | 6.91 | 0.9572 | 3012 | 81.8 | 5 | 50000 | November, 06 2017 00:00:00 | Not Yet Verified | Not Yet Verified | NotYetVerified |  | KKLAFG | [15 empty] | 90 |  | 1.16 | 1.38 | [6 empty] | 5 | 2172 | 133 | 16.3 | 20 | 0.9 | 3000 | 83 |  |  |  | FALSE | FALSE | FALSE | [8 empty] | March, 30 2020 00:00:00 | FALSE | FALSE | FALSE | [6 empty] | AC | [7 empty] | FALSE
PSDC7ABF | IKIO LED LIGHTING | IKIO | IK-T804-0012-50A&B-J (Clear) | Linear Replacement Lamp | T8 Four-Foot | Dual Mode Internal Driver (UL Type A and Type B) |  | standard | FALSE | [10 empty] | November, 06 2017 00:00:00 | Not Dimmable | Not Dimmable | NO |  | KKLAFE | [25 empty] | 5 | 1764 | 138.41 | 12.69 | 20 | 0.9 | 5000 | 82 |  |  |  | FALSE | FALSE | FALSE | [8 empty] | March, 30 2020 00:00:00 | FALSE | FALSE | FALSE | [6 empty] | AC | [7 empty] | FALSE
PMGYF8K8 | IKIO LED LIGHTING | IKIO | IK-T804-0012-35A&B-J (Clear) | Linear Replacement Lamp | T8 Four-Foot | Dual Mode Internal Driver (UL Type A and Type B) |  | standard | FALSE | [10 empty] | November, 06 2017 00:00:00 | Not Dimmable | Not Dimmable | NO |  | KKLAFE | [25 empty] | 5 | 1764 | 138.41 | 12.69 | 20 | 0.9 | 3500 | 82 |  |  |  | FALSE | FALSE | FALSE | [8 empty] | March, 30 2020 00:00:00 | FALSE | FALSE | FALSE | [6 empty] | AC | [7 empty] | FALSE
PL6F8M4M8ABK | MS Electrical Distribution Inc | DIVA LIGHT | T8R-22L-40K-DM | Linear Replacement Lamp | T8 Four-Foot | Replacement Lamps (plug and play) (UL Type A) |  | standard | TRUE |  | 2376 | 117.05 | 20.3 | 11.38 | 0.9765 | 4065 | 82.7 | 5 | 50000 | November, 02 2017 00:00:00 | Not Dimmable | Not Dimmable | no |  | NANNXS | [15 empty] | 84.9 |  | 1.22 | 1.28 | [6 empty] | 5 | 2100 | 116.67 | 18 | 11.38 | 0.98 | 4000 | 82.7 |  |  |  | FALSE | FALSE | FALSE | [8 empty] | March, 30 2020 00:00:00 | FALSE | FALSE | FALSE | [6 empty] | AC | [7 empty] | FALSE
PL4BGRF4X2FC | VOOTU Inc. | VOOTU | VT-T812-18WFD01-45K | Linear Replacement Lamp | T8 Four-Foot | Dual Mode Internal Driver (UL Type A and Type B) |  | standard | FALSE | [10 empty] | November, 02 2017 00:00:00 | Not Dimmable | Not Dimmable | No |  | MMMPYT | [25 empty] | 5 | 2322 | 126.99 | 18.29 | 15 | 0.9 | 4500 | 80 |  |  |  | FALSE | FALSE | FALSE | [8 empty] | March, 30 2020 00:00:00 | FALSE | FALSE | FALSE | [6 empty] | AC | [7 empty] | FALSE
PLRMWWAT27UQ | VOOTU Inc. | VOOTU | VT-T812-18WFD01-50K | Linear Replacement Lamp | T8 Four-Foot | Dual Mode Internal Driver (UL Type A and Type B) |  | standard | FALSE | [10 empty] | November, 02 2017 00:00:00 | Not Dimmable | Not Dimmable | No |  | MMMPYT | [25 empty] | 5 | 2351 | 127.59 | 18.43 | 15 | 0.9 | 5000 | 80 |  |  |  | FALSE | FALSE | FALSE | [8 empty] | March, 30 2020 00:00:00 | FALSE | FALSE | FALSE | [6 empty] | AC | [7 empty] | FALSE
PL3H3G0QWGOD | MS Electrical Distribution Inc | DIVA LIGHT | T8R-22L-50K-DM | Linear Replacement Lamp | T8 Four-Foot | Replacement Lamps (plug and play) (UL Type A) |  | standard | FALSE | [10 empty] | November, 02 2017 00:00:00 | Not Dimmable | Not Dimmable | no |  | NANNXS | [25 empty] | 5 | 2200 | 122.22 | 18 | 11.89 | 0.97 | 5000 | 83.9 |  |  |  | FALSE | FALSE | FALSE | [8 empty] | March, 30 2020 00:00:00 | FALSE | FALSE | FALSE | [6 empty] | AC | [7 empty] | FALSE
PLM6AB6X3IPG | VOOTU Inc. | VOOTU | VT-T812-18WFD01-40K | Linear Replacement Lamp | T8 Four-Foot | Dual Mode Internal Driver (UL Type A and Type B) |  | standard | TRUE |  | 2292 | 124.21 | 18.45 | 12.04 | 0.9137 | 4048 | 82.8 | 5 | 50000 | November, 02 2017 00:00:00 | Not Dimmable | Not Dimmable | No |  | MMMPYT | [15 empty] | 91.9 |  | 1.24 | 1.36 | [6 empty] | 5 | 2293 | 126.38 | 18.14 | 15 | 0.9 | 4000 | 80 |  |  |  | FALSE | FALSE | FALSE | [8 empty] | March, 30 2020 00:00:00 | FALSE | FALSE | FALSE | [6 empty] | AC | [7 empty] | FALSE
PP0DCMQM | Longhorn Intelligent Tech Co., Ltd | Longhorn | LH-L8U1806Q02 | Linear Replacement Lamp | T8 Four-Foot | Replacement Lamps (plug and play) (UL Type A) |  | standard | FALSE | [10 empty] | November, 02 2017 00:00:00 | Not Dimmable | Not Dimmable | NO |  | NNNMOR | [25 empty] | 5 | 2058 | 134.86 | 15.26 | 15 | 0.9 | 3500 | 80 |  |  |  | FALSE | FALSE | FALSE | [8 empty] | March, 30 2020 00:00:00 | FALSE | FALSE | FALSE | [6 empty] | AC | [7 empty] | FALSE
PBK85ZQN | Longhorn Intelligent Tech Co., Ltd | Longhorn | LH-L8R1806Q02 | Linear Replacement Lamp | T8 Four-Foot | Replacement Lamps (plug and play) (UL Type A) |  | standard | FALSE | [10 empty] | November, 02 2017 00:00:00 | Not Dimmable | Not Dimmable | NO |  | NNNMOR | [25 empty] | 5 | 2107 | 137.38 | 15.34 | 15 | 0.9 | 5000 | 80 |  |  |  | FALSE | FALSE | FALSE | [8 empty] | March, 30 2020 00:00:00 | FALSE | FALSE | FALSE | [6 empty] | AC | [7 empty] | FALSE
PF5XQR8T | Longhorn Intelligent Tech Co., Ltd | Longhorn | LH-L8V1806Q02 | Linear Replacement Lamp | T8 Four-Foot | Replacement Lamps (plug and play) (UL Type A) |  | standard | TRUE |  | 2033 | 134.4 | 15.13 | 9.76 | 0.956 | 2892 | 82.1 | 5 | 50000 | November, 02 2017 00:00:00 | Dimmable | Continuous Below 10 | NO |  | NNNMOR | [15 empty] | 84.6 |  | 1.2 | 1.24 | [6 empty] | 5 | 2041 | 134.44 | 15.18 | 15 | 0.9 | 3000 | 80 |  |  |  | FALSE | FALSE | FALSE | [8 empty] | March, 30 2020 00:00:00 | FALSE | FALSE | FALSE | [6 empty] | AC | [7 empty] | FALSE
P6SPC3OJ | Longhorn Intelligent Tech Co., Ltd | Longhorn | LH-L8N1806Q02 | Linear Replacement Lamp | T8 Four-Foot | Replacement Lamps (plug and play) (UL Type A) |  | standard | FALSE | [10 empty] | November, 02 2017 00:00:00 | Not Dimmable | Not Dimmable | NO |  | NNNMOR | [25 empty] | 5 | 2074 | 135.91 | 15.26 | 15 | 0.9 | 4000 | 80 |  |  |  | FALSE | FALSE | FALSE | [8 empty] | March, 30 2020 00:00:00 | FALSE | FALSE | FALSE | [6 empty] | AC | [7 empty] | FALSE
PLF7WWUAQI4U | MS Electrical Distribution Inc | DIVA LIGHT | T8R-22L-45K-DM | Linear Replacement Lamp | T8 Four-Foot | Replacement Lamps (plug and play) (UL Type A) |  | standard | FALSE | [10 empty] | November, 02 2017 00:00:00 | Not Dimmable | Not Dimmable | no |  | NANNXS | [25 empty] | 5 | 2100 | 116.67 | 18 | 11.38 | 0.98 | 4500 | 82.7 |  |  |  | FALSE | FALSE | FALSE | [8 empty] | March, 30 2020 00:00:00 | FALSE | FALSE | FALSE | [6 empty] | AC | [7 empty] | FALSE
PYRFWWDN | Longhorn Intelligent Tech Co., Ltd | Longhorn | LH-L8V124Q02 | Linear Replacement Lamp | T8 Four-Foot | Replacement Lamps (plug and play) (UL Type A) |  | standard | TRUE |  | 1648 | 129.76 | 12.7 | 10.75 | 0.9431 | 2883 | 82 | 5 | 50000 | November, 01 2017 00:00:00 | Not Dimmable | Not Dimmable | No |  | IIILGR | [15 empty] | 84.4 |  | 1.22 | 1.22 | [6 empty] | 5 | 1648 | 130.3 | 12.65 | 15 | 0.9 | 3000 | 80 |  |  |  | FALSE | FALSE | FALSE | [8 empty] | March, 30 2020 00:00:00 | FALSE | FALSE | FALSE | [6 empty] | AC | [7 empty] | FALSE
PLF8P78IBKLA | Truly Green Solutions | TGS | 834112-45-AB-P | Linear Replacement Lamp | T8 Four-Foot | Dual Mode Internal Driver (UL Type A and Type B) |  | standard | FALSE | [10 empty] | November, 01 2017 00:00:00 | Not Dimmable | Not Dimmable | NotYetVerified |  | IIILGS | [25 empty] | 5 | 1664 | 132.1 | 12.6 | 20 | 0.9 | 4500 | 82 |  |  |  | FALSE | FALSE | FALSE | [8 empty] | March, 30 2020 00:00:00 | FALSE | FALSE | FALSE | [6 empty] | AC | [7 empty] | FALSE
PLMC23IM3L7Q | Truly Green Solutions | TGS | 834115-40-AB-P | Linear Replacement Lamp | T8 Four-Foot | Dual Mode Internal Driver (UL Type A and Type B) |  | standard | FALSE | [10 empty] | November, 01 2017 00:00:00 | Not Dimmable | Not Dimmable | NotYetVerified |  | LLLBDK | [25 empty] | 5 | 2160 | 135 | 16 | 20 | 0.9 | 4000 | 83 |  |  |  | FALSE | FALSE | FALSE | [8 empty] | March, 30 2020 00:00:00 | FALSE | FALSE | FALSE | [6 empty] | AC | [7 empty] | FALSE
PLIEOFJUN8NR | Truly Green Solutions | TGS | 834112-30-AB-P | Linear Replacement Lamp | T8 Four-Foot | Dual Mode Internal Driver (UL Type A and Type B) |  | standard | TRUE |  | 1664 | 132.1 | 12.6 | 9.04 | 0.9017 | 3001 | 82.2 | 5 | 50000 | November, 01 2017 00:00:00 | Not Dimmable | Not Dimmable | NotYetVerified |  | IIILGS | [15 empty] | 90 |  | 1.42 | 1.15 | [6 empty] | 5 | 1664 | 132.1 | 12.6 | 20 | 0.9 | 3000 | 82 |  |  |  | FALSE | FALSE | FALSE | [8 empty] | March, 30 2020 00:00:00 | FALSE | FALSE | FALSE | [6 empty] | AC | [7 empty] | FALSE
PL32Q5QBX4GN | Truly Green Solutions | TGS | 834115-35-AB-P | Linear Replacement Lamp | T8 Four-Foot | Dual Mode Internal Driver (UL Type A and Type B) |  | standard | FALSE | [10 empty] | November, 01 2017 00:00:00 | Not Dimmable | Not Dimmable | NotYetVerified |  | LLLBDK | [25 empty] | 5 | 2160 | 135 | 16 | 20 | 0.9 | 3500 | 83 |  |  |  | FALSE | FALSE | FALSE | [8 empty] | March, 30 2020 00:00:00 | FALSE | FALSE | FALSE | [6 empty] | AC | [7 empty] | FALSE
P8KQBRJ9 | Longhorn Intelligent Tech Co., Ltd | Longhorn | LH-L8U124Q02 | Linear Replacement Lamp | T8 Four-Foot | Replacement Lamps (plug and play) (UL Type A) |  | standard | FALSE | [10 empty] | November, 01 2017 00:00:00 | Not Dimmable | Not Dimmable | No |  | IIILGR | [25 empty] | 5 | 1665 | 130.38 | 12.77 | 15 | 0.9 | 3500 | 80 |  |  |  | FALSE | FALSE | FALSE | [8 empty] | March, 30 2020 00:00:00 | FALSE | FALSE | FALSE | [6 empty] | AC | [7 empty] | FALSE
PD0QM53O | Longhorn Intelligent Tech Co., Ltd | Longhorn | LH-L8N124Q02 | Linear Replacement Lamp | T8 Four-Foot | Replacement Lamps (plug and play) (UL Type A) |  | standard | FALSE | [10 empty] | November, 01 2017 00:00:00 | Not Dimmable | Not Dimmable | No |  | IIILGR | [25 empty] | 5 | 1682 | 131.71 | 12.77 | 15 | 0.9 | 4000 | 80 |  |  |  | FALSE | FALSE | FALSE | [8 empty] | March, 30 2020 00:00:00 | FALSE | FALSE | FALSE | [6 empty] | AC | [7 empty] | FALSE
PL0VW5MO87HL | Truly Green Solutions | TGS | 834115-30-AB-P | Linear Replacement Lamp | T8 Four-Foot | Dual Mode Internal Driver (UL Type A and Type B) |  | standard | FALSE | [10 empty] | November, 01 2017 00:00:00 | Not Dimmable | Not Dimmable | NotYetVerified |  | IIILGS | [25 empty] | 5 | 2160 | 135 | 16 | 20 | 0.9 | 3000 | 83 |  |  |  | FALSE | FALSE | FALSE | [8 empty] | March, 30 2020 00:00:00 | FALSE | FALSE | FALSE | [6 empty] | AC | [7 empty] | FALSE
PLIRVY3HUAS6 | Truly Green Solutions | TGS | 834115-45-AB-P | Linear Replacement Lamp | T8 Four-Foot | Dual Mode Internal Driver (UL Type A and Type B) |  | standard | FALSE | [10 empty] | November, 01 2017 00:00:00 | Not Dimmable | Not Dimmable | NotYetVerified |  | LLLBDK | [25 empty] | 5 | 2160 | 135 | 16 | 20 | 0.9 | 4500 | 83 |  |  |  | FALSE | FALSE | FALSE | [8 empty] | March, 30 2020 00:00:00 | FALSE | FALSE | FALSE | [6 empty] | AC | [7 empty] | FALSE
PL23J1FUFE6M | Truly Green Solutions | TGS | 834112-35-AB-P | Linear Replacement Lamp | T8 Four-Foot | Dual Mode Internal Driver (UL Type A and Type B) |  | standard | FALSE | [10 empty] | November, 01 2017 00:00:00 | Not Dimmable | Not Dimmable | NotYetVerified |  | IIILGS | [25 empty] | 5 | 1664 | 132.1 | 12.6 | 20 | 0.9 | 3500 | 82 |  |  |  | FALSE | FALSE | FALSE | [8 empty] | March, 30 2020 00:00:00 | FALSE | FALSE | FALSE | [6 empty] | AC | [7 empty] | FALSE
PLNWA3K4JLP2 | Truly Green Solutions | TGS | 834112-50-AB-P | Linear Replacement Lamp | T8 Four-Foot | Dual Mode Internal Driver (UL Type A and Type B) |  | standard | FALSE | [10 empty] | November, 01 2017 00:00:00 | Not Dimmable | Not Dimmable | NotYetVerified |  | IIILGS | [25 empty] | 5 | 1664 | 132.1 | 12.6 | 20 | 0.9 | 5000 | 82 |  |  |  | FALSE | FALSE | FALSE | [8 empty] | March, 30 2020 00:00:00 | FALSE | FALSE | FALSE | [6 empty] | AC | [7 empty] | FALSE
PLOS0RDYNVFR | Truly Green Solutions | TGS | 834115-50-AB-P | Linear Replacement Lamp | T8 Four-Foot | Dual Mode Internal Driver (UL Type A and Type B) |  | standard | FALSE | [10 empty] | November, 01 2017 00:00:00 | Not Dimmable | Not Dimmable | NotYetVerified |  | LLLBDK | [25 empty] | 5 | 2160 | 135 | 16 | 20 | 0.9 | 5000 | 83 |  |  |  | FALSE | FALSE | FALSE | [8 empty] | March, 30 2020 00:00:00 | FALSE | FALSE | FALSE | [6 empty] | AC | [7 empty] | FALSE
PLZBN0O5VZES | Truly Green Solutions | TGS | 834112-40-AB-P | Linear Replacement Lamp | T8 Four-Foot | Dual Mode Internal Driver (UL Type A and Type B) |  | standard | FALSE | [10 empty] | November, 01 2017 00:00:00 | Not Dimmable | Not Dimmable | NotYetVerified |  | IIILGS | [25 empty] | 5 | 1664 | 132.1 | 12.6 | 20 | 0.9 | 4000 | 82 |  |  |  | FALSE | FALSE | FALSE | [8 empty] | March, 30 2020 00:00:00 | FALSE | FALSE | FALSE | [6 empty] | AC | [7 empty] | FALSE
PV7K9CCQ | Longhorn Intelligent Tech Co., Ltd | Longhorn | LH-L8R124Q02 | Linear Replacement Lamp | T8 Four-Foot | Replacement Lamps (plug and play) (UL Type A) |  | standard | FALSE | [10 empty] | November, 01 2017 00:00:00 | Not Dimmable | Not Dimmable | No |  | IIILGR | [25 empty] | 5 | 1716 | 133.15 | 12.89 | 15 | 0.9 | 5000 | 80 |  |  |  | FALSE | FALSE | FALSE | [8 empty] | March, 30 2020 00:00:00 | FALSE | FALSE | FALSE | [6 empty] | AC | [7 empty] | FALSE
PLKEI1I9TQU4 | Optimal LED | Optimal LED | 8813NX1810W40AGCD-101 | Linear Replacement Lamp | T8 Four-Foot | Dual Mode Internal Driver (UL Type A and Type B) |  | standard | FALSE | [10 empty] | October, 30 2017 00:00:00 | Not Dimmable | Not Dimmable | NO |  | KKLAEB | [25 empty] | 5 | 2685.58 | 142.85 | 18.8 | 20 | 0.9 | 4000 | 82.3 |  |  |  | FALSE | FALSE | FALSE | [8 empty] | March, 30 2020 00:00:00 | FALSE | FALSE | FALSE | [6 empty] | AC | [7 empty] | FALSE
PLB88PB0NWH4 | Optimal LED | Optimal LED | 8813NX1810W35AGCD-101 | Linear Replacement Lamp | T8 Four-Foot | Dual Mode Internal Driver (UL Type A and Type B) |  | standard | FALSE | [10 empty] | October, 30 2017 00:00:00 | Not Dimmable | Not Dimmable | NO |  | KKLAEB | [25 empty] | 5 | 2583.78 | 138.17 | 18.7 | 20 | 0.9 | 3500 | 82.3 |  |  |  | FALSE | FALSE | FALSE | [8 empty] | March, 30 2020 00:00:00 | FALSE | FALSE | FALSE | [6 empty] | AC | [7 empty] | FALSE
PLK5GVSNMLH6 | Optimal LED | Optimal LED | 8813NX1810W45AGCD-101 | Linear Replacement Lamp | T8 Four-Foot | Dual Mode Internal Driver (UL Type A and Type B) |  | standard | FALSE | [10 empty] | October, 30 2017 00:00:00 | Not Dimmable | Not Dimmable | NO |  | KKLAEB | [25 empty] | 5 | 2685.58 | 142.85 | 18.8 | 20 | 0.9 | 4500 | 82.3 |  |  |  | FALSE | FALSE | FALSE | [8 empty] | March, 30 2020 00:00:00 | FALSE | FALSE | FALSE | [6 empty] | AC | [7 empty] | FALSE
PLUV3KVVWPJN | Optimal LED | Optimal LED | 8813NX1810W50AGCD-101 | Linear Replacement Lamp | T8 Four-Foot | Dual Mode Internal Driver (UL Type A and Type B) |  | standard | FALSE | [10 empty] | October, 30 2017 00:00:00 | Not Dimmable | Not Dimmable | NO |  | KKLAEB | [25 empty] | 5 | 2705.7 | 143.92 | 18.8 | 20 | 0.9 | 5000 | 82.3 |  |  |  | FALSE | FALSE | FALSE | [8 empty] | March, 30 2020 00:00:00 | FALSE | FALSE | FALSE | [6 empty] | AC | [7 empty] | FALSE
PLEVY6AVMYFO | Optimal LED | Optimal LED | 8813NX1810W30AGCD-101 | Linear Replacement Lamp | T8 Four-Foot | Dual Mode Internal Driver (UL Type A and Type B) |  | standard | TRUE |  | 2557 | 140.03 | 18.26 | 12.15 | 0.9408 | 3023 | 82.1 | 5 | 50000 | October, 30 2017 00:00:00 | Not Dimmable | Not Dimmable | NO |  | KKLAEB | [15 empty] | 88.7 |  | 1.37 | 1.18 | [6 empty] | 5 | 2583.78 | 138.17 | 18.7 | 20 | 0.9 | 3000 | 82.3 |  |  |  | FALSE | FALSE | FALSE | [8 empty] | March, 30 2020 00:00:00 | FALSE | FALSE | FALSE | [6 empty] | AC | [7 empty] | FALSE
PLP2DS2YMIUA | Optimal LED | Optimal LED | 8813NX1810W45AGFD-101 | Linear Replacement Lamp | T8 Four-Foot | Dual Mode Internal Driver (UL Type A and Type B) |  | standard | FALSE | [10 empty] | October, 30 2017 00:00:00 | Not Dimmable | Not Dimmable | NotYetVerified |  | KKLAEC | [25 empty] | 5 | 2521.55 | 136.3 | 18.5 | 20 | 0.9 | 4500 | 82.3 |  |  |  | FALSE | FALSE | FALSE | [8 empty] | March, 30 2020 00:00:00 | FALSE | FALSE | FALSE | [6 empty] | AC | [7 empty] | FALSE
PLMW3KRN5XQE | Optimal LED | Optimal LED | 8813NX1810W50AGFD-101 | Linear Replacement Lamp | T8 Four-Foot | Dual Mode Internal Driver (UL Type A and Type B) |  | standard | FALSE | [10 empty] | October, 30 2017 00:00:00 | Not Dimmable | Not Dimmable | NotYetVerified |  | KKLAEC | [25 empty] | 5 | 2567.73 | 138.05 | 18.6 | 20 | 0.9 | 5000 | 82.3 |  |  |  | FALSE | FALSE | FALSE | [8 empty] | March, 30 2020 00:00:00 | FALSE | FALSE | FALSE | [6 empty] | AC | [7 empty] | FALSE
PL0MZQDUWRHZ | Optimal LED | Optimal LED | 8813NX1810W30AGFD-101 | Linear Replacement Lamp | T8 Four-Foot | Dual Mode Internal Driver (UL Type A and Type B) |  | standard | TRUE |  | 2502 | 132.1 | 18.94 | 11.86 | 0.937 | 3029 | 82.6 | 5 | 50000 | October, 30 2017 00:00:00 | Not Dimmable | Not Dimmable | NotYetVerified |  | KKLAEC | [15 empty] | 88.8 |  | 1.34 | 1.19 | [6 empty] | 5 | 2439.98 | 130.62 | 18.68 | 20 | 0.9 | 3000 | 82.3 |  |  |  | FALSE | FALSE | FALSE | [8 empty] | March, 30 2020 00:00:00 | FALSE | FALSE | FALSE | [6 empty] | AC | [7 empty] | FALSE
PLZNZNCHZ3H4 | Optimal LED | Optimal LED | 8813NX1810W35AGFD-101 | Linear Replacement Lamp | T8 Four-Foot | Dual Mode Internal Driver (UL Type A and Type B) |  | standard | FALSE | [10 empty] | October, 30 2017 00:00:00 | Not Dimmable | Not Dimmable | NotYetVerified |  | KKLAEC | [25 empty] | 5 | 2439.98 | 130.62 | 18.68 | 20 | 0.9 | 3500 | 82.3 |  |  |  | FALSE | FALSE | FALSE | [8 empty] | March, 30 2020 00:00:00 | FALSE | FALSE | FALSE | [6 empty] | AC | [7 empty] | FALSE
PLMQ930NFWX7 | Optimal LED | Optimal LED | 8813NX1810W40AGFD-101 | Linear Replacement Lamp | T8 Four-Foot | Dual Mode Internal Driver (UL Type A and Type B) |  | standard | FALSE | [10 empty] | October, 30 2017 00:00:00 | Not Dimmable | Not Dimmable | NotYetVerified |  | KKLAEC | [25 empty] | 5 | 2521.55 | 136.3 | 18.5 | 20 | 0.9 | 4000 | 82.3 |  |  |  | FALSE | FALSE | FALSE | [8 empty] | March, 30 2020 00:00:00 | FALSE | FALSE | FALSE | [6 empty] | AC | [7 empty] | FALSE
PLWFY4S5V7FA | ETECH LED | NA | FF-T84-A3NP-14-40 | Linear Replacement Lamp | T8 Four-Foot | Replacement Lamps (plug and play) (UL Type A) |  | Standard | FALSE | [10 empty] | October, 26 2017 00:00:00 | Not Dimmable | Not Dimmable | NotYetVerified |  | SSSCUP | [25 empty] | 5 | 1680 | 120 | 14 | 20 | 0.9 | 4000 | 82 |  |  |  | FALSE | FALSE | FALSE | [8 empty] | April, 21 2020 00:00:00 | FALSE | FALSE | FALSE | [6 empty] | AC | [7 empty] | FALSE
PLTTGJSZHNQ7 | ETECH LED | NA | FF-T84-A2NP-15-45 | Linear Replacement Lamp | T8 Four-Foot | Dual Mode Internal Driver (UL Type A and Type B) |  | Standard | FALSE | [10 empty] | October, 26 2017 00:00:00 | Not Dimmable | Not Dimmable | NotYetVerified |  | SSSCUN | [25 empty] | 5 | 2160 | 135 | 16 | 20 | 0.9 | 4500 | 83 |  |  |  | FALSE | FALSE | FALSE | [8 empty] | April, 21 2020 00:00:00 | FALSE | FALSE | FALSE | [6 empty] | AC | [7 empty] | FALSE
PLJQ9IR64F66 | ETECH LED | NA | FF-T84-A2NP-15-35 | Linear Replacement Lamp | T8 Four-Foot | Dual Mode Internal Driver (UL Type A and Type B) |  | Standard | FALSE | [10 empty] | October, 26 2017 00:00:00 | Not Dimmable | Not Dimmable | NotYetVerified |  | SSSCUN | [25 empty] | 5 | 2160 | 135 | 16 | 20 | 0.9 | 3500 | 83 |  |  |  | FALSE | FALSE | FALSE | [8 empty] | April, 21 2020 00:00:00 | FALSE | FALSE | FALSE | [6 empty] | AC | [7 empty] | FALSE
PLNLNRH92AZQ | ETECH LED | NA | FF-T84-A2NP-12-50 | Linear Replacement Lamp | T8 Four-Foot | Dual Mode Internal Driver (UL Type A and Type B) |  | Standard | FALSE | [10 empty] | October, 26 2017 00:00:00 | Not Dimmable | Not Dimmable | NotYetVerified |  | SSSCUM | [25 empty] | 5 | 1664 | 132.1 | 12.6 | 20 | 0.9 | 5000 | 82 |  |  |  | FALSE | FALSE | FALSE | [8 empty] | April, 21 2020 00:00:00 | FALSE | FALSE | FALSE | [6 empty] | AC | [7 empty] | FALSE
P1420QRS | ETECH LED | NA | FF-T84-A2NP-12-35 | Linear Replacement Lamp | T8 Four-Foot | Dual Mode Internal Driver (UL Type A and Type B) |  | Standard | FALSE | [10 empty] | October, 26 2017 00:00:00 | Not Dimmable | Not Dimmable | NotYetVerified |  | SSSCUM | [25 empty] | 5 | 1664 | 132.1 | 12.6 | 20 | 0.9 | 3500 | 82 |  |  |  | FALSE | FALSE | FALSE | [8 empty] | April, 21 2020 00:00:00 | FALSE | FALSE | FALSE | [6 empty] | AC | [7 empty] | FALSE
PL0QUZGBLAOA | ETECH LED | NA | FF-T84-A2NP-15-40 | Linear Replacement Lamp | T8 Four-Foot | Dual Mode Internal Driver (UL Type A and Type B) |  | Standard | FALSE | [10 empty] | October, 26 2017 00:00:00 | Not Dimmable | Not Dimmable | NotYetVerified |  | SSSCUN | [25 empty] | 5 | 2160 | 135 | 16 | 20 | 0.9 | 4000 | 83 |  |  |  | FALSE | FALSE | FALSE | [8 empty] | April, 21 2020 00:00:00 | FALSE | FALSE | FALSE | [6 empty] | AC | [7 empty] | FALSE
PL17CSTHEUVS | ETECH LED | NA | FF-T84-A3NP-16-50 | Linear Replacement Lamp | T8 Four-Foot | Replacement Lamps (plug and play) (UL Type A) |  | Standard | FALSE | [10 empty] | October, 26 2017 00:00:00 | Not Dimmable | Not Dimmable | NotYetVerified |  | SSSCUQ | [25 empty] | 5 | 2132 | 130.4 | 16.35 | 20 | 0.9 | 5000 | 80.7 |  |  |  | FALSE | FALSE | FALSE | [8 empty] | April, 21 2020 00:00:00 | FALSE | FALSE | FALSE | [6 empty] | AC | [7 empty] | FALSE
PLSIH27ISA8F | ETECH LED |  | FF-T84-A3NP-14-35 | Linear Replacement Lamp | T8 Four-Foot | Replacement Lamps (plug and play) (UL Type A) |  | Standard | FALSE | [10 empty] | October, 26 2017 00:00:00 | Not Dimmable | Not Dimmable | NotYetVerified |  | SSSCUP | [25 empty] | 5 | 1680 | 120 | 14 | 20 | 0.9 | 3500 | 82 |  |  |  | FALSE | FALSE | FALSE | [8 empty] | April, 21 2020 00:00:00 | FALSE | FALSE | FALSE | [6 empty] | AC | [7 empty] | FALSE
PL9BSNCAUJEY | ETECH LED | NA | FF-T84-A3NP-16-45 | Linear Replacement Lamp | T8 Four-Foot | Replacement Lamps (plug and play) (UL Type A) |  | Standard | FALSE | [10 empty] | October, 26 2017 00:00:00 | Not Dimmable | Not Dimmable | NotYetVerified |  | SSSCUQ | [25 empty] | 5 | 2132 | 130.4 | 16.35 | 20 | 0.9 | 4500 | 81.8 |  |  |  | FALSE | FALSE | FALSE | [8 empty] | April, 21 2020 00:00:00 | FALSE | FALSE | FALSE | [6 empty] | AC | [7 empty] | FALSE
PL7IWAZL4L10 | ETECH LED | NA | FF-T84-A2NP-12-45 | Linear Replacement Lamp | T8 Four-Foot | Dual Mode Internal Driver (UL Type A and Type B) |  | Standard | FALSE | [10 empty] | October, 26 2017 00:00:00 | Not Dimmable | Not Dimmable | NotYetVerified |  | SSSCUM | [25 empty] | 5 | 1664 | 132.1 | 12.6 | 20 | 0.9 | 4500 | 82 |  |  |  | FALSE | FALSE | FALSE | [8 empty] | April, 21 2020 00:00:00 | FALSE | FALSE | FALSE | [6 empty] | AC | [7 empty] | FALSE
PLY27ZGMZK46 | ETECH LED | NA | FF-T84-A3NP-14-45 | Linear Replacement Lamp | T8 Four-Foot | Replacement Lamps (plug and play) (UL Type A) |  | Standard | FALSE | [10 empty] | October, 26 2017 00:00:00 | Not Dimmable | Not Dimmable | NotYetVerified |  | SSSCUP | [25 empty] | 5 | 1680 | 120 | 14 | 20 | 0.9 | 4500 | 82 |  |  |  | FALSE | FALSE | FALSE | [8 empty] | April, 21 2020 00:00:00 | FALSE | FALSE | FALSE | [6 empty] | AC | [7 empty] | FALSE
PLV7LGC250MA | ETECH LED | NA | FF-T84-A2NP-12-30 | Linear Replacement Lamp | T8 Four-Foot | Dual Mode Internal Driver (UL Type A and Type B) |  | Standard | TRUE |  | 1664 | 132.1 | 12.6 | 9.04 | 0.9017 | 3001 | 82.2 | 5 | 50000 | October, 26 2017 00:00:00 | Not Dimmable | Not Dimmable | NotYetVerified |  | SSSCUM | [15 empty] | 90 |  | 1.42 | 1.15 | [6 empty] | 5 | 1664 | 132.1 | 12.6 | 20 | 0.9 | 3000 | 82 |  |  |  | FALSE | FALSE | FALSE | [8 empty] | April, 21 2020 00:00:00 | FALSE | FALSE | FALSE | [6 empty] | AC | [7 empty] | FALSE
PLHY5R5NVOAL | ETECH LED | NA | FF-T84-A3NP-16-35 | Linear Replacement Lamp | T8 Four-Foot | Replacement Lamps (plug and play) (UL Type A) |  | Standard | FALSE | [10 empty] | October, 26 2017 00:00:00 | Not Dimmable | Not Dimmable | NotYetVerified |  | SSSCUQ | [25 empty] | 5 | 2132 | 130.4 | 16.35 | 20 | 0.9 | 3500 | 81.8 |  |  |  | FALSE | FALSE | FALSE | [8 empty] | April, 21 2020 00:00:00 | FALSE | FALSE | FALSE | [6 empty] | AC | [7 empty] | FALSE
PL7I1IUZG7SC | ETECH LED | NA | FF-T84-A3NP-16-40 | Linear Replacement Lamp | T8 Four-Foot | Replacement Lamps (plug and play) (UL Type A) |  | Standard | FALSE | [10 empty] | October, 26 2017 00:00:00 | Not Dimmable | Not Dimmable | NotYetVerified |  | SSSCUQ | [25 empty] | 5 | 2132 | 130.4 | 16.35 | 20 | 0.9 | 4000 | 81.8 |  |  |  | FALSE | FALSE | FALSE | [8 empty] | April, 21 2020 00:00:00 | FALSE | FALSE | FALSE | [6 empty] | AC | [7 empty] | FALSE
PL215J4VQKNF | ETECH LED | NA | FF-T84-A3NP-14-30 | Linear Replacement Lamp | T8 Four-Foot | Replacement Lamps (plug and play) (UL Type A) |  | Standard | TRUE |  | 1629 | 119.69 | 13.61 | 9.81 | 0.9449 | 2982 | 81.4 | 5 | 50000 | October, 26 2017 00:00:00 | Not Dimmable | Not Dimmable | NotYetVerified |  | SSSCUP | [15 empty] | 85.3 |  | 1.23 | 1.13 | [6 empty] | 5 | 1680 | 120 | 14 | 20 | 0.9 | 3000 | 82 |  |  |  | FALSE | FALSE | FALSE | [8 empty] | April, 21 2020 00:00:00 | FALSE | FALSE | FALSE | [6 empty] | AC | [7 empty] | FALSE
PLRELML24G4P | ETECH LED | NA | FF-T84-A3NP-12-50 | Linear Replacement Lamp | T8 Four-Foot | Replacement Lamps (plug and play) (UL Type A) |  | Standard | FALSE | [10 empty] | October, 26 2017 00:00:00 | Not Dimmable | Not Dimmable | NotYetVerified |  | SSSCUO | [25 empty] | 5 | 1718 | 132.46 | 12.97 | 20 | 0.9 | 5000 | 82 |  |  |  | FALSE | FALSE | FALSE | [8 empty] | April, 21 2020 00:00:00 | FALSE | FALSE | FALSE | [6 empty] | AC | [7 empty] | FALSE
PLFOWC4MM45J | ETECH LED | NA | FF-T84-A2NP-15-27 | Linear Replacement Lamp | T8 Four-Foot | Dual Mode Internal Driver (UL Type A and Type B) |  | Standard | TRUE |  | 1929 | 109 | 17.7 | 17.9 | 0.9557 | 2655 | 81.6 | 5 | 50000 | October, 26 2017 00:00:00 | Not Yet Verified | Not Yet Verified | NotYetVerified |  | SSSCUN | [15 empty] | 84.9 |  | 1.25 | 1.4 | [6 empty] | 4.4 | 2040 | 120 | 17.7 | 20 | 0.9 | 2700 | 83 |  |  |  | FALSE | FALSE | FALSE | [8 empty] | April, 21 2020 00:00:00 | FALSE | FALSE | FALSE | [6 empty] | AC | [7 empty] | FALSE
PLLB6J6IU2Z8 | ETECH LED | NA | FF-T84-A3NP-14-50 | Linear Replacement Lamp | T8 Four-Foot | Replacement Lamps (plug and play) (UL Type A) |  | Standard | FALSE | [10 empty] | October, 26 2017 00:00:00 | Not Dimmable | Not Dimmable | NotYetVerified |  | SSSCUP | [25 empty] | 5 | 1680 | 120 | 14 | 20 | 0.9 | 5000 | 82 |  |  |  | FALSE | FALSE | FALSE | [8 empty] | April, 21 2020 00:00:00 | FALSE | FALSE | FALSE | [6 empty] | AC | [7 empty] | FALSE
PL2G1ZS88T23 | ETECH LED | NA | FF-T84-A2NP-12-40 | Linear Replacement Lamp | T8 Four-Foot | Dual Mode Internal Driver (UL Type A and Type B) |  | Standard | FALSE | [10 empty] | October, 26 2017 00:00:00 | Not Dimmable | Not Dimmable | NotYetVerified |  | SSSCUM | [25 empty] | 5 | 1664 | 132.1 | 12.6 | 20 | 0.9 | 4000 | 82 |  |  |  | FALSE | FALSE | FALSE | [8 empty] | April, 21 2020 00:00:00 | FALSE | FALSE | FALSE | [6 empty] | AC | [7 empty] | FALSE
PLX5DKWQH058 | ETECH LED |  | FF-T84-A3NP-12-35 | Linear Replacement Lamp | T8 Four-Foot | Replacement Lamps (plug and play) (UL Type A) |  | Standard | FALSE | [10 empty] | October, 26 2017 00:00:00 | Not Dimmable | Not Dimmable | NotYetVerified |  | SSSCUO | [25 empty] | 5 | 1718 | 132.46 | 12.97 | 20 | 0.9 | 3500 | 82 |  |  |  | FALSE | FALSE | FALSE | [8 empty] | April, 21 2020 00:00:00 | FALSE | FALSE | FALSE | [6 empty] | AC | [7 empty] | FALSE
PLKMXP9WZ1PF | ETECH LED | NA | FF-T84-A2NP-15-50 | Linear Replacement Lamp | T8 Four-Foot | Dual Mode Internal Driver (UL Type A and Type B) |  | Standard | FALSE | [10 empty] | October, 26 2017 00:00:00 | Not Dimmable | Not Dimmable | NotYetVerified |  | SSSCUN | [25 empty] | 5 | 2160 | 135 | 16 | 20 | 0.9 | 5000 | 83 |  |  |  | FALSE | FALSE | FALSE | [8 empty] | April, 21 2020 00:00:00 | FALSE | FALSE | FALSE | [6 empty] | AC | [7 empty] | FALSE
PLP9BQM1295Y | ETECH LED | NA | FF-T84-A2NP-15-30 | Linear Replacement Lamp | T8 Four-Foot | Dual Mode Internal Driver (UL Type A and Type B) |  | Standard | FALSE | [10 empty] | October, 26 2017 00:00:00 | Not Dimmable | Not Dimmable | NotYetVerified |  | SSSCUN | [25 empty] | 5 | 2160 | 135 | 16 | 20 | 0.9 | 3000 | 83 |  |  |  | FALSE | FALSE | FALSE | [8 empty] | April, 21 2020 00:00:00 | FALSE | FALSE | FALSE | [6 empty] | AC | [7 empty] | FALSE
PLYDOX5QMZJ9 | ETECH LED | NA | FF-T84-A3NP-12-45 | Linear Replacement Lamp | T8 Four-Foot | Replacement Lamps (plug and play) (UL Type A) |  | Standard | FALSE | [10 empty] | October, 26 2017 00:00:00 | Not Dimmable | Not Dimmable | NotYetVerified |  | SSSCUO | [25 empty] | 5 | 1718 | 132.46 | 12.97 | 20 | 0.9 | 4500 | 82 |  |  |  | FALSE | FALSE | FALSE | [8 empty] | April, 21 2020 00:00:00 | FALSE | FALSE | FALSE | [6 empty] | AC | [7 empty] | FALSE
PLT7ESAHV2GD | ETECH LED |  | FF-T84-A3NP-12-40 | Linear Replacement Lamp | T8 Four-Foot | Replacement Lamps (plug and play) (UL Type A) |  | Standard | FALSE | [10 empty] | October, 26 2017 00:00:00 | Not Dimmable | Not Dimmable | NotYetVerified |  | SSSCUO | [25 empty] | 5 | 1718 | 132.46 | 12.97 | 20 | 0.9 | 4000 | 82 |  |  |  | FALSE | FALSE | FALSE | [8 empty] | April, 21 2020 00:00:00 | FALSE | FALSE | FALSE | [6 empty] | AC | [7 empty] | FALSE
PLVY845HBYT1 | ETECH LED |  | FF-T84-A3NP-16-30 | Linear Replacement Lamp | T8 Four-Foot | Replacement Lamps (plug and play) (UL Type A) |  | Standard | TRUE |  | 2132 | 130.4 | 16.35 | 9.14 | 0.902 | 3033 | 81.5 | 5 | 50000 | October, 26 2017 00:00:00 | Not Dimmable | Not Dimmable | NotYetVerified |  | SSSCUQ | [15 empty] | 84.1 |  | 1.32 | 1.24 | [6 empty] | 5 | 2132 | 130.4 | 16.35 | 20 | 0.9 | 3000 | 81.8 |  |  |  | FALSE | FALSE | FALSE | [8 empty] | April, 21 2020 00:00:00 | FALSE | FALSE | FALSE | [6 empty] | AC | [7 empty] | FALSE
PLQCOV4HO17M | ETECH LED |  | FF-T84-A3NP-12-30 | Linear Replacement Lamp | T8 Four-Foot | Replacement Lamps (plug and play) (UL Type A) |  | Standard | TRUE |  | 1718 | 132.46 | 12.97 | 7.38 | 0.9481 | 2954 | 81.6 | 5 | 50000 | October, 26 2017 00:00:00 | Not Dimmable | Not Dimmable | NotYetVerified |  | SSSCUO | [15 empty] | 85.5 |  | 1.12 | 1.16 | [6 empty] | 5 | 1718 | 132.46 | 12.97 | 20 | 0.9 | 3000 | 82 |  |  |  | FALSE | FALSE | FALSE | [8 empty] | April, 21 2020 00:00:00 | FALSE | FALSE | FALSE | [6 empty] | AC | [7 empty] | FALSE
PA0EJOIZ | TGL Inc. | TGL | TGL-SHATHO360-15W-4000K | Linear Replacement Lamp | T8 Four-Foot | Replacement Lamps (plug and play) (UL Type A) |  | standard | TRUE |  | 2341 | 136.03 | 17.21 | 10.25 | 0.9752 | 4058 | 82.6 | 5 | 50000 | October, 25 2017 00:00:00 | Not Dimmable | Not Dimmable | NO |  | CCCEXQ | [15 empty] | 84.8 |  | 1.22 | 1.3 | [6 empty] | 5 | 2200 | 146.67 | 15 | 10.25 | 0.98 | 4000 | 82.6 |  |  |  | FALSE | FALSE | FALSE | [8 empty] | March, 30 2020 00:00:00 | FALSE | FALSE | FALSE | [6 empty] | AC | [7 empty] | FALSE
PLDVQ1S9AVWQ | THINK Green Solutions | THINK | LED-THINK-TUBE-T8-150-3K4E-2350-17W | Linear Replacement Lamp | T8 Four-Foot | Replacement Lamps (plug and play) (UL Type A) |  | standard | TRUE |  | 2419 | 134.02 | 18.05 | 8.939 | 0.972 | 3060 | 82.8 | 5 | 50000 | October, 25 2017 00:00:00 | Not Dimmable | Not Dimmable | No |  | ZAZZKZ | [15 empty] | 84.8 |  | 1.24 | 1.18 | [6 empty] | 5 | 2590 | 152 | 17 | 20 | 0.9 | 3000 | 80 |  |  |  | FALSE | FALSE | FALSE | [8 empty] | March, 30 2020 00:00:00 | FALSE | FALSE | FALSE | [6 empty] | AC | [7 empty] | FALSE
PLOD0Z40ZPZD | THINK Green Solutions | THINK | LED-THINK-TUBE-T8-150-4K4E-2350-17W | Linear Replacement Lamp | T8 Four-Foot | Replacement Lamps (plug and play) (UL Type A) |  | standard | FALSE | [10 empty] | October, 25 2017 00:00:00 | Not Dimmable | Not Dimmable | No |  | ZAZZKZ | [25 empty] | 5 | 2590 | 152 | 17 | 20 | 0.9 | 4000 | 80 |  |  |  | FALSE | FALSE | FALSE | [8 empty] | March, 30 2020 00:00:00 | FALSE | FALSE | FALSE | [6 empty] | AC | [7 empty] | FALSE
PLTXBM976N07 | THINK Green Solutions | THINK | LED-THINK-TUBE-T8-150-5K4E-2350-17W | Linear Replacement Lamp | T8 Four-Foot | Replacement Lamps (plug and play) (UL Type A) |  | standard | FALSE | [10 empty] | October, 25 2017 00:00:00 | Not Dimmable | Not Dimmable | No |  | ZAZZKZ | [25 empty] | 5 | 2590 | 152 | 17 | 20 | 0.9 | 5000 | 80 |  |  |  | FALSE | FALSE | FALSE | [8 empty] | March, 30 2020 00:00:00 | FALSE | FALSE | FALSE | [6 empty] | AC | [7 empty] | FALSE
P1HQB26U | TGL Inc. | TGL | TGL-SHATHO360-15W-4500K | Linear Replacement Lamp | T8 Four-Foot | Replacement Lamps (plug and play) (UL Type A) |  | standard | FALSE | [10 empty] | October, 25 2017 00:00:00 | Not Dimmable | Not Dimmable | NO |  | CCCEXQ | [25 empty] | 5 | 2200 | 146.67 | 15 | 10.25 | 0.98 | 4500 | 82.6 |  |  |  | FALSE | FALSE | FALSE | [8 empty] | March, 30 2020 00:00:00 | FALSE | FALSE | FALSE | [6 empty] | AC | [7 empty] | FALSE
P2SIHY2M | TGL Inc. | TGL | TGL-SHATHO360-15W-5000K | Linear Replacement Lamp | T8 Four-Foot | Replacement Lamps (plug and play) (UL Type A) |  | standard | FALSE | [10 empty] | October, 25 2017 00:00:00 | Not Dimmable | Not Dimmable | NO |  | CCCEXQ | [25 empty] | 5 | 2200 | 146.67 | 15 | 10.97 | 0.98 | 5000 | 83.9 |  |  |  | FALSE | FALSE | FALSE | [8 empty] | March, 30 2020 00:00:00 | FALSE | FALSE | FALSE | [6 empty] | AC | [7 empty] | FALSE
P5PO2EVT | IKIO LED LIGHTING | IKIO | IK-T804-L120-0012-DN-30(MC-TAB) | Linear Replacement Lamp | T8 Four-Foot | Dual Mode Internal Driver (UL Type A and Type B) |  | standard | TRUE |  | 1572.9 | 112.36 | 14 | 14.16 | 0.9756 | 2900 | 83.8 | 5 | 50000 | October, 24 2017 00:00:00 | Not Dimmable | Not Dimmable | NotYetVerified |  | MMMPWS | [15 empty] | 84.5 |  | 1.24 | 1.42 | [6 empty] | 4.4 | 1620 | 135 | 12 | 14.16 | 0.9 | 3000 | 80 |  |  |  | FALSE | FALSE | FALSE | [8 empty] | November, 02 2018 00:00:00 | FALSE | FALSE | FALSE | [6 empty] | AC | [7 empty] | FALSE
P00HM298 | DONG GUAN WALSTAR OPTOELECTRONICS TECHNOLOGY CO., LTD | WALSTAR | WL-T8N-12W1200 DIAB-45 | Linear Replacement Lamp | T8 Four-Foot | Dual Mode Internal Driver (UL Type A and Type B) |  | standard | FALSE | [10 empty] | October, 24 2017 00:00:00 | Not Dimmable | Not Dimmable | No |  | HAHHVL | [25 empty] | 5 | 1911 | 134.01 | 14.26 | 15 | 0.9 | 4500 | 80 |  |  |  | FALSE | FALSE | FALSE | [8 empty] | March, 30 2020 00:00:00 | FALSE | FALSE | FALSE | [6 empty] | AC | [7 empty] | FALSE
PKUJZ8E3 | IKIO LED LIGHTING | IKIO | IK-T804-L120-0016-DN-35(MC-TAB) | Linear Replacement Lamp | T8 Four-Foot | Dual Mode Internal Driver (UL Type A and Type B) |  | standard | FALSE | [10 empty] | October, 24 2017 00:00:00 | Not Dimmable | Not Dimmable | NotYetVerified |  | MMMPWU | [25 empty] | 5 | 2160 | 120 | 18 | 7.63 | 0.9 | 3500 | 80 |  |  |  | FALSE | FALSE | FALSE | [8 empty] | March, 30 2020 00:00:00 | FALSE | FALSE | FALSE | [6 empty] | AC | [7 empty] | FALSE
PLYGVEZZ | IKIO LED LIGHTING | IKIO | IK-T804-L120-0016-DN-40(MC-TAB) | Linear Replacement Lamp | T8 Four-Foot | Dual Mode Internal Driver (UL Type A and Type B) |  | standard | FALSE | [10 empty] | October, 24 2017 00:00:00 | Not Dimmable | Not Dimmable | NotYetVerified |  | MMMPWU | [25 empty] | 5 | 2160 | 120 | 18 | 7.63 | 0.9 | 4000 | 80 |  |  |  | FALSE | FALSE | FALSE | [8 empty] | March, 30 2020 00:00:00 | FALSE | FALSE | FALSE | [6 empty] | AC | [7 empty] | FALSE
PW61KG7T | IKIO LED LIGHTING | IKIO | IK-T804-L120-0016-DN-50(CC-TAB) | Linear Replacement Lamp | T8 Four-Foot | Dual Mode Internal Driver (UL Type A and Type B) |  | standard | FALSE | [10 empty] | October, 24 2017 00:00:00 | Not Dimmable | Not Dimmable | NotYetVerified |  | MMMPWT | [25 empty] | 5 | 2340 | 130 | 18 | 7.7 | 0.9 | 5000 | 80 |  |  |  | FALSE | FALSE | FALSE | [8 empty] | March, 30 2020 00:00:00 | FALSE | FALSE | FALSE | [6 empty] | AC | [7 empty] | FALSE
P2ZRACDH | IKIO LED LIGHTING | IKIO | IK-T804-L120-0012-DN-30(CC-TAB) | Linear Replacement Lamp | T8 Four-Foot | Dual Mode Internal Driver (UL Type A and Type B) |  | standard | TRUE |  | 1700.7 | 123.07 | 13.82 | 11.66 | 0.9585 | 2877 | 82 | 5 | 50000 | October, 24 2017 00:00:00 | Not Dimmable | Not Dimmable | NotYetVerified |  | MMMPWR | [15 empty] | 88.6 |  | 1.26 | 1.44 | [6 empty] | 5 | 1680 | 140 | 12 | 11.66 | 0.9 | 3000 | 80 |  |  |  | FALSE | FALSE | FALSE | [8 empty] | March, 30 2020 00:00:00 | FALSE | FALSE | FALSE | [6 empty] | AC | [7 empty] | FALSE
PLAIX4Z4B8E8 | Luxul Technology Inc. | LUXUL | G-Lux T8 4ft SLEA11-3-CBA-91 | Linear Replacement Lamp | T8 Four-Foot | Replacement Lamps (plug and play) (UL Type A) |  | standard | FALSE | [10 empty] | October, 24 2017 00:00:00 | Not Dimmable | Not Dimmable | No |  | CCCEXN | [25 empty] | 5 | 1800 | 124 | 14.5 | 13.61 | 0.95 | 4000 | 82 |  |  |  | FALSE | FALSE | FALSE | [8 empty] | March, 30 2020 00:00:00 | FALSE | FALSE | FALSE | [6 empty] | AC | [7 empty] | FALSE
PL1UH1TKJP9P | Luxul Technology Inc. | LUXUL | G-Lux T8 4ft SLEA11-3-EBA-91 | Linear Replacement Lamp | T8 Four-Foot | Replacement Lamps (plug and play) (UL Type A) |  | standard | FALSE | [10 empty] | October, 24 2017 00:00:00 | Not Dimmable | Not Dimmable | No |  | CCCEXN | [25 empty] | 5 | 1800 | 124 | 14.5 | 14.44 | 0.96 | 5000 | 82 |  |  |  | FALSE | FALSE | FALSE | [8 empty] | March, 30 2020 00:00:00 | FALSE | FALSE | FALSE | [6 empty] | AC | [7 empty] | FALSE
P2TB0479 | IKIO LED LIGHTING | IKIO | IK-T804-L120-0012-DN-45(CC-TAB) | Linear Replacement Lamp | T8 Four-Foot | Dual Mode Internal Driver (UL Type A and Type B) |  | standard | FALSE | [10 empty] | October, 24 2017 00:00:00 | Not Dimmable | Not Dimmable | NotYetVerified |  | MMMPWR | [25 empty] | 5 | 1800 | 150 | 12 | 11.66 | 0.9 | 4500 | 80 |  |  |  | FALSE | FALSE | FALSE | [8 empty] | March, 30 2020 00:00:00 | FALSE | FALSE | FALSE | [6 empty] | AC | [7 empty] | FALSE
P81UDGJW | IKIO LED LIGHTING | IKIO | IK-T804-L120-0016-DN-30(CC-TAB) | Linear Replacement Lamp | T8 Four-Foot | Dual Mode Internal Driver (UL Type A and Type B) |  | standard | TRUE |  | 2195.5 | 123.34 | 17.8 | 7.7 | 0.9727 | 2896 | 81.9 | 5 | 50000 | October, 24 2017 00:00:00 | Not Dimmable | Not Dimmable | NotYetVerified |  | MMMPWT | [15 empty] | 89.3 |  | 1.28 | 1.44 | [6 empty] | 5 | 2250 | 125 | 18 | 7.7 | 0.9 | 3000 | 80 |  |  |  | FALSE | FALSE | FALSE | [8 empty] | March, 30 2020 00:00:00 | FALSE | FALSE | FALSE | [6 empty] | AC | [7 empty] | FALSE
PMOIZGMQ | IKIO LED LIGHTING | IKIO | IK-T804-L120-0020-DN-30(MC-TAB) | Linear Replacement Lamp | T8 Four-Foot | Dual Mode Internal Driver (UL Type A and Type B) |  | standard | TRUE |  | 2395 | 114.8 | 20.86 | 5.79 | 0.9799 | 2887 | 81.9 | 5 | 50000 | October, 24 2017 00:00:00 | Not Dimmable | Not Dimmable | NotYetVerified |  | MMMPWW | [15 empty] | 84.7 |  | 1.22 | 1.38 | [6 empty] | 5 | 2600 | 130 | 20 | 5.79 | 0.9 | 3000 | 80 |  |  |  | FALSE | FALSE | FALSE | [8 empty] | March, 30 2020 00:00:00 | FALSE | FALSE | FALSE | [6 empty] | AC | [7 empty] | FALSE
P9G8IQNC | IKIO LED LIGHTING | IKIO | IK-T804-L120-0016-DN-50(MC-TAB) | Linear Replacement Lamp | T8 Four-Foot | Dual Mode Internal Driver (UL Type A and Type B) |  | standard | FALSE | [10 empty] | October, 24 2017 00:00:00 | Not Dimmable | Not Dimmable | NotYetVerified |  | MMMPWU | [25 empty] | 5 | 2160 | 120 | 18 | 7.63 | 0.9 | 5000 | 80 |  |  |  | FALSE | FALSE | FALSE | [8 empty] | March, 30 2020 00:00:00 | FALSE | FALSE | FALSE | [6 empty] | AC | [7 empty] | FALSE
P1ZX3B60 | IKIO LED LIGHTING | IKIO | IK-T804-L120-0016-DN-45(CC-TAB) | Linear Replacement Lamp | T8 Four-Foot | Dual Mode Internal Driver (UL Type A and Type B) |  | standard | FALSE | [10 empty] | October, 24 2017 00:00:00 | Not Dimmable | Not Dimmable | NotYetVerified |  | MMMPWT | [25 empty] | 5 | 2340 | 130 | 18 | 7.7 | 0.9 | 4500 | 80 |  |  |  | FALSE | FALSE | FALSE | [8 empty] | March, 30 2020 00:00:00 | FALSE | FALSE | FALSE | [6 empty] | AC | [7 empty] | FALSE
PV5QQLFI | IKIO LED LIGHTING | IKIO | IK-T804-L120-0020-DN-40(MC-TAB) | Linear Replacement Lamp | T8 Four-Foot | Dual Mode Internal Driver (UL Type A and Type B) |  | standard | FALSE | [10 empty] | October, 24 2017 00:00:00 | Not Dimmable | Not Dimmable | NotYetVerified |  | MMMPWW | [25 empty] | 5 | 2600 | 130 | 20 | 5.79 | 0.9 | 4000 | 80 |  |  |  | FALSE | FALSE | FALSE | [8 empty] | March, 30 2020 00:00:00 | FALSE | FALSE | FALSE | [6 empty] | AC | [7 empty] | FALSE
PN1VNG06 | IKIO LED LIGHTING | IKIO | IK-T804-L120-0020-DN-45(MC-TAB) | Linear Replacement Lamp | T8 Four-Foot | Dual Mode Internal Driver (UL Type A and Type B) |  | standard | FALSE | [10 empty] | October, 24 2017 00:00:00 | Not Dimmable | Not Dimmable | NotYetVerified |  | MMMPWW | [25 empty] | 5 | 2600 | 130 | 20 | 5.79 | 0.9 | 4500 | 80 |  |  |  | FALSE | FALSE | FALSE | [8 empty] | March, 30 2020 00:00:00 | FALSE | FALSE | FALSE | [6 empty] | AC | [7 empty] | FALSE
PKAAJ2PH | IKIO LED LIGHTING | IKIO | IK-T804-L120-0020-DN-50(MC-TAB) | Linear Replacement Lamp | T8 Four-Foot | Dual Mode Internal Driver (UL Type A and Type B) |  | standard | FALSE | [10 empty] | October, 24 2017 00:00:00 | Not Dimmable | Not Dimmable | NotYetVerified |  | MMMPWW | [25 empty] | 5 | 2600 | 130 | 20 | 5.79 | 0.9 | 5000 | 80 |  |  |  | FALSE | FALSE | FALSE | [8 empty] | March, 30 2020 00:00:00 | FALSE | FALSE | FALSE | [6 empty] | AC | [7 empty] | FALSE
P2J1V1JD | IKIO LED LIGHTING | IKIO | IK-T804-L120-0012-DN-35(MC-TAB) | Linear Replacement Lamp | T8 Four-Foot | Dual Mode Internal Driver (UL Type A and Type B) |  | standard | FALSE | [10 empty] | October, 24 2017 00:00:00 | Not Dimmable | Not Dimmable | NotYetVerified |  | MMMPWS | [25 empty] | 5 | 1620 | 135 | 12 | 14.16 | 0.9 | 3500 | 80 |  |  |  | FALSE | FALSE | FALSE | [8 empty] | March, 30 2020 00:00:00 | FALSE | FALSE | FALSE | [6 empty] | AC | [7 empty] | FALSE
P9AYEFNM | IKIO LED LIGHTING | IKIO | IK-T804-L120-0012-DN-45(MC-TAB) | Linear Replacement Lamp | T8 Four-Foot | Dual Mode Internal Driver (UL Type A and Type B) |  | standard | FALSE | [10 empty] | October, 24 2017 00:00:00 | Not Dimmable | Not Dimmable | NotYetVerified |  | MMMPWS | [25 empty] | 5 | 1680 | 140 | 12 | 14.16 | 0.9 | 4500 | 80 |  |  |  | FALSE | FALSE | FALSE | [8 empty] | March, 30 2020 00:00:00 | FALSE | FALSE | FALSE | [6 empty] | AC | [7 empty] | FALSE
PBP8D9KD | IKIO LED LIGHTING | IKIO | IK-T804-L120-0020-DN-35(MC-TAB) | Linear Replacement Lamp | T8 Four-Foot | Dual Mode Internal Driver (UL Type A and Type B) |  | standard | FALSE | [10 empty] | October, 24 2017 00:00:00 | Not Dimmable | Not Dimmable | NotYetVerified |  | MMMPWW | [25 empty] | 5 | 2600 | 130 | 20 | 5.79 | 0.9 | 3500 | 80 |  |  |  | FALSE | FALSE | FALSE | [8 empty] | March, 30 2020 00:00:00 | FALSE | FALSE | FALSE | [6 empty] | AC | [7 empty] | FALSE
PLZETVLF | IKIO LED LIGHTING | IKIO | IK-T804-L120-0020-DN-40(CC-TAB) | Linear Replacement Lamp | T8 Four-Foot | Dual Mode Internal Driver (UL Type A and Type B) |  | standard | FALSE | [10 empty] | October, 24 2017 00:00:00 | Not Dimmable | Not Dimmable | NotYetVerified |  | MMMPWV | [25 empty] | 5 | 2600 | 130 | 20 | 20 | 0.9 | 4000 | 80 |  |  |  | FALSE | FALSE | FALSE | [8 empty] | March, 30 2020 00:00:00 | FALSE | FALSE | FALSE | [6 empty] | AC | [7 empty] | FALSE
PVY095UU | IKIO LED LIGHTING | IKIO | IK-T804-L120-0012-DN-35(CC-TAB) | Linear Replacement Lamp | T8 Four-Foot | Dual Mode Internal Driver (UL Type A and Type B) |  | standard | FALSE | [10 empty] | October, 24 2017 00:00:00 | Not Dimmable | Not Dimmable | NotYetVerified |  | MMMPWR | [25 empty] | 5 | 1680 | 140 | 12 | 11.66 | 0.9 | 3500 | 80 |  |  |  | FALSE | FALSE | FALSE | [8 empty] | March, 30 2020 00:00:00 | FALSE | FALSE | FALSE | [6 empty] | AC | [7 empty] | FALSE
PTJL5RXO | IKIO LED LIGHTING | IKIO | IK-T804-L120-0012-DN-40(CC-TAB) | Linear Replacement Lamp | T8 Four-Foot | Dual Mode Internal Driver (UL Type A and Type B) |  | standard | FALSE | [10 empty] | October, 24 2017 00:00:00 | Not Dimmable | Not Dimmable | NotYetVerified |  | MMMPWR | [25 empty] | 5 | 1800 | 150 | 12 | 11.66 | 0.9 | 4000 | 80 |  |  |  | FALSE | FALSE | FALSE | [8 empty] | March, 30 2020 00:00:00 | FALSE | FALSE | FALSE | [6 empty] | AC | [7 empty] | FALSE
PJABO245 | IKIO LED LIGHTING | IKIO | IK-T804-L120-0016-DN-30(MC-TAB) | Linear Replacement Lamp | T8 Four-Foot | Dual Mode Internal Driver (UL Type A and Type B) |  | standard | TRUE |  | 2034.7 | 114.76 | 17.73 | 7.63 | 0.9727 | 2884 | 81.9 | 5 | 50000 | October, 24 2017 00:00:00 | Not Dimmable | Not Dimmable | NotYetVerified |  | MMMPWU | [15 empty] | 84.2 |  | 1.24 | 1.42 | [6 empty] | 5 | 2160 | 120 | 18 | 7.63 | 0.9 | 3000 | 80 |  |  |  | FALSE | FALSE | FALSE | [8 empty] | March, 30 2020 00:00:00 | FALSE | FALSE | FALSE | [6 empty] | AC | [7 empty] | FALSE
PCVWO6HO | DONG GUAN WALSTAR OPTOELECTRONICS TECHNOLOGY CO., LTD | WALSTAR | WL-T8N-12W1200 DIAB-35 | Linear Replacement Lamp | T8 Four-Foot | Dual Mode Internal Driver (UL Type A and Type B) |  | standard | FALSE | [10 empty] | October, 24 2017 00:00:00 | Not Dimmable | Not Dimmable | No |  | HAHHVL | [25 empty] | 5 | 1878 | 131.7 | 14.26 | 15 | 0.9 | 3500 | 80 |  |  |  | FALSE | FALSE | FALSE | [8 empty] | March, 30 2020 00:00:00 | FALSE | FALSE | FALSE | [6 empty] | AC | [7 empty] | FALSE
PSGQLEZP | DONG GUAN WALSTAR OPTOELECTRONICS TECHNOLOGY CO., LTD | WALSTAR | WL-T8N-12W1200 DIAB-30 | Linear Replacement Lamp | T8 Four-Foot | Dual Mode Internal Driver (UL Type A and Type B) |  | standard | TRUE |  | 1861 | 131.24 | 14.18 | 8.92 | 0.9528 | 2953 | 81.6 | 5 | 50000 | October, 24 2017 00:00:00 | Not Dimmable | Not Dimmable | NO |  | HAHHVL | [15 empty] | 85.3 |  | 1.18 | 1.26 | [6 empty] | 5 | 1861 | 131.24 | 14.18 | 15 | 0.9 | 3000 | 80 |  |  |  | FALSE | FALSE | FALSE | [8 empty] | March, 30 2020 00:00:00 | FALSE | FALSE | FALSE | [6 empty] | AC | [7 empty] | FALSE
PLBCG47CLQN8 | Luxul Technology Inc. | LUXUL | G-Lux T8 4ft SLEA11-3-ABA-91 | Linear Replacement Lamp | T8 Four-Foot | Replacement Lamps (plug and play) (UL Type A) |  | standard | TRUE |  | 1729 | 128.6 | 13.44 | 13.61 | 0.9545 | 3051 | 83.1 | 5 | 50000 | October, 24 2017 00:00:00 | Not Dimmable | Not Dimmable | No |  | CCCEXN | [15 empty] | 83.2 |  | 1.26 | 1.3 | [6 empty] | 5 | 1700 | 117 | 14.5 | 13.61 | 0.95 | 3000 | 82 |  |  |  | FALSE | FALSE | FALSE | [8 empty] | March, 30 2020 00:00:00 | FALSE | FALSE | FALSE | [6 empty] | AC | [7 empty] | FALSE
PJ3J0WSU | IKIO LED LIGHTING | IKIO | IK-T804-L120-0020-DN-30(CC-TAB) | Linear Replacement Lamp | T8 Four-Foot | Dual Mode Internal Driver (UL Type A and Type B) |  | standard | TRUE |  | 2589.3 | 124.41 | 20.81 | 5.83 | 0.9791 | 2898 | 81.8 | 5 | 50000 | October, 24 2017 00:00:00 | Not Dimmable | Not Dimmable | NotYetVerified |  | MMMPWV | [15 empty] | 88.9 |  | 1.26 | 1.42 | [6 empty] | 5 | 2600 | 130 | 20 | 20 | 0.9 | 3000 | 80 |  |  |  | FALSE | FALSE | FALSE | [8 empty] | March, 30 2020 00:00:00 | FALSE | FALSE | FALSE | [6 empty] | AC | [7 empty] | FALSE
P8SQ0JGG | IKIO LED LIGHTING | IKIO | IK-T804-L120-0016-DN-45(MC-TAB) | Linear Replacement Lamp | T8 Four-Foot | Dual Mode Internal Driver (UL Type A and Type B) |  | standard | FALSE | [10 empty] | October, 24 2017 00:00:00 | Not Dimmable | Not Dimmable | NotYetVerified |  | MMMPWU | [25 empty] | 5 | 2160 | 120 | 18 | 7.63 | 0.9 | 4500 | 80 |  |  |  | FALSE | FALSE | FALSE | [8 empty] | March, 30 2020 00:00:00 | FALSE | FALSE | FALSE | [6 empty] | AC | [7 empty] | FALSE
PGMZQSD6 | IKIO LED LIGHTING | IKIO | IK-T804-L120-0016-DN-35(CC-TAB) | Linear Replacement Lamp | T8 Four-Foot | Dual Mode Internal Driver (UL Type A and Type B) |  | standard | FALSE | [10 empty] | October, 24 2017 00:00:00 | Not Dimmable | Not Dimmable | NotYetVerified |  | MMMPWT | [25 empty] | 5 | 2250 | 125 | 18 | 7.7 | 0.9 | 3500 | 80 |  |  |  | FALSE | FALSE | FALSE | [8 empty] | March, 30 2020 00:00:00 | FALSE | FALSE | FALSE | [6 empty] | AC | [7 empty] | FALSE
PD4O7UEO | IKIO LED LIGHTING | IKIO | IK-T804-L120-0016-DN-40(CC-TAB) | Linear Replacement Lamp | T8 Four-Foot | Dual Mode Internal Driver (UL Type A and Type B) |  | standard | FALSE | [10 empty] | October, 24 2017 00:00:00 | Not Dimmable | Not Dimmable | NotYetVerified |  | MMMPWT | [25 empty] | 5 | 2340 | 130 | 18 | 7.7 | 0.9 | 4000 | 80 |  |  |  | FALSE | FALSE | FALSE | [8 empty] | March, 30 2020 00:00:00 | FALSE | FALSE | FALSE | [6 empty] | AC | [7 empty] | FALSE
PFME5F75 | IKIO LED LIGHTING | IKIO | IK-T804-L120-0020-DN-45(CC-TAB) | Linear Replacement Lamp | T8 Four-Foot | Dual Mode Internal Driver (UL Type A and Type B) |  | standard | FALSE | [10 empty] | October, 24 2017 00:00:00 | Not Dimmable | Not Dimmable | NotYetVerified |  | MMMPWV | [25 empty] | 5 | 2600 | 130 | 20 | 20 | 0.9 | 4500 | 80 |  |  |  | FALSE | FALSE | FALSE | [8 empty] | March, 30 2020 00:00:00 | FALSE | FALSE | FALSE | [6 empty] | AC | [7 empty] | FALSE
PZ1T817W | IKIO LED LIGHTING | IKIO | IK-T804-L120-0012-DN-50(MC-TAB) | Linear Replacement Lamp | T8 Four-Foot | Dual Mode Internal Driver (UL Type A and Type B) |  | standard | FALSE | [10 empty] | October, 24 2017 00:00:00 | Not Dimmable | Not Dimmable | NotYetVerified |  | MMMPWS | [25 empty] | 5 | 1680 | 140 | 12 | 14.16 | 0.9 | 5000 | 80 |  |  |  | FALSE | FALSE | FALSE | [8 empty] | March, 30 2020 00:00:00 | FALSE | FALSE | FALSE | [6 empty] | AC | [7 empty] | FALSE
PP6ID6B7 | IKIO LED LIGHTING | IKIO | IK-T804-L120-0020-DN-35(CC-TAB) | Linear Replacement Lamp | T8 Four-Foot | Dual Mode Internal Driver (UL Type A and Type B) |  | standard | FALSE | [10 empty] | October, 24 2017 00:00:00 | Not Dimmable | Not Dimmable | NotYetVerified |  | MMMPWV | [25 empty] | 5 | 2600 | 130 | 20 | 20 | 0.9 | 3500 | 80 |  |  |  | FALSE | FALSE | FALSE | [8 empty] | March, 30 2020 00:00:00 | FALSE | FALSE | FALSE | [6 empty] | AC | [7 empty] | FALSE
PESNTKIC | IKIO LED LIGHTING | IKIO | IK-T804-L120-0020-DN-50(CC-TAB) | Linear Replacement Lamp | T8 Four-Foot | Dual Mode Internal Driver (UL Type A and Type B) |  | standard | FALSE | [10 empty] | October, 24 2017 00:00:00 | Not Dimmable | Not Dimmable | NotYetVerified |  | MMMPWV | [25 empty] | 5 | 2600 | 130 | 20 | 20 | 0.9 | 5000 | 80 |  |  |  | FALSE | FALSE | FALSE | [8 empty] | March, 30 2020 00:00:00 | FALSE | FALSE | FALSE | [6 empty] | AC | [7 empty] | FALSE
PT4LED27 | IKIO LED LIGHTING | IKIO | IK-T804-L120-0012-DN-40(MC-TAB) | Linear Replacement Lamp | T8 Four-Foot | Dual Mode Internal Driver (UL Type A and Type B) |  | standard | FALSE | [10 empty] | October, 24 2017 00:00:00 | Not Dimmable | Not Dimmable | NotYetVerified |  | MMMPWS | [25 empty] | 5 | 1680 | 140 | 12 | 14.16 | 0.9 | 4000 | 80 |  |  |  | FALSE | FALSE | FALSE | [8 empty] | March, 30 2020 00:00:00 | FALSE | FALSE | FALSE | [6 empty] | AC | [7 empty] | FALSE
P2ERI633 | DONG GUAN WALSTAR OPTOELECTRONICS TECHNOLOGY CO., LTD | WALSTAR | WL-T8N-12W1200 DIAB-40 | Linear Replacement Lamp | T8 Four-Foot | Dual Mode Internal Driver (UL Type A and Type B) |  | standard | FALSE | [10 empty] | October, 24 2017 00:00:00 | Not Dimmable | Not Dimmable | No |  | HAHHVL | [25 empty] | 5 | 1895 | 132.89 | 14.26 | 15 | 0.9 | 4000 | 80 |  |  |  | FALSE | FALSE | FALSE | [8 empty] | March, 30 2020 00:00:00 | FALSE | FALSE | FALSE | [6 empty] | AC | [7 empty] | FALSE
PZCPQT2G | DONG GUAN WALSTAR OPTOELECTRONICS TECHNOLOGY CO., LTD | WALSTAR | WL-T8N-12W1200 DIAB-50 | Linear Replacement Lamp | T8 Four-Foot | Dual Mode Internal Driver (UL Type A and Type B) |  | standard | FALSE | [10 empty] | October, 24 2017 00:00:00 | Not Dimmable | Not Dimmable | No |  | HAHHVL | [25 empty] | 5 | 1928 | 134.45 | 14.34 | 15 | 0.9 | 5000 | 80 |  |  |  | FALSE | FALSE | FALSE | [8 empty] | March, 30 2020 00:00:00 | FALSE | FALSE | FALSE | [6 empty] | AC | [7 empty] | FALSE
P466OZQX | IKIO LED LIGHTING | IKIO | IK-T804-L120-0012-DN-50(CC-TAB) | Linear Replacement Lamp | T8 Four-Foot | Dual Mode Internal Driver (UL Type A and Type B) |  | standard | FALSE | [10 empty] | October, 24 2017 00:00:00 | Not Dimmable | Not Dimmable | NotYetVerified |  | MMMPWR | [25 empty] | 5 | 1800 | 150 | 12 | 11.66 | 0.9 | 5000 | 80 |  |  |  | FALSE | FALSE | FALSE | [8 empty] | March, 30 2020 00:00:00 | FALSE | FALSE | FALSE | [6 empty] | AC | [7 empty] | FALSE
PLE78TJX2E3Z | Light Efficient Design | Remphos | RPT-B-BCTUBE-T8-G3-4FT-830-A | Linear Replacement Lamp | T8 Four-Foot | Replacement Lamps (plug and play) (UL Type A) |  | standard | TRUE |  | 1718 | 132.46 | 12.97 | 7.38 | 0.9481 | 2954 | 81.6 | 5 | 50000 | October, 23 2017 00:00:00 | Not Dimmable | Not Dimmable | NotYetVerified |  | KKLADU | [15 empty] | 85.5 |  | 1.12 | 1.16 | [6 empty] | 5 | 1718 | 132.46 | 12.97 | 20 | 0.9 | 3000 | 82 |  |  |  | FALSE | FALSE | FALSE | [8 empty] | March, 30 2020 00:00:00 | FALSE | FALSE | FALSE | [6 empty] | AC | [7 empty] | FALSE
PL1S87BVLZDG | Light Efficient Design | Remphos | RPT-B-TOTALTUBE-T8-G3-4FT-HO-830-A | Linear Replacement Lamp | T8 Four-Foot | Dual Mode Internal Driver (UL Type A and Type B) |  | standard | TRUE |  | 2172 | 133.25 | 16.3 | 6.91 | 0.9572 | 3012 | 81.8 | 5 | 50000 | October, 23 2017 00:00:00 | Not Yet Verified | Not Yet Verified | NotYetVerified |  | KKLADY | [15 empty] | 90 |  | 1.16 | 1.38 | [6 empty] | 5 | 2172 | 133 | 16.3 | 20 | 0.9 | 3000 | 83 |  |  |  | FALSE | FALSE | FALSE | [8 empty] | March, 30 2020 00:00:00 | FALSE | FALSE | FALSE | [6 empty] | AC | [7 empty] | FALSE
PLOQ8U0LNTR3 | Light Efficient Design | Remphos | RPT-B-BCTUBE-T8-G3-4FT-HO-835-A | Linear Replacement Lamp | T8 Four-Foot | Replacement Lamps (plug and play) (UL Type A) |  | standard | FALSE | [10 empty] | October, 23 2017 00:00:00 | Not Dimmable | Not Dimmable | NotYetVerified |  | KKLADV | [25 empty] | 5 | 1680 | 120 | 14 | 20 | 0.9 | 3500 | 82 |  |  |  | FALSE | FALSE | FALSE | [8 empty] | March, 30 2020 00:00:00 | FALSE | FALSE | FALSE | [6 empty] | AC | [7 empty] | FALSE
PLMF20ORM55F | Light Efficient Design | Remphos | RPT-B-TOTALTUBE-T8-G3-4FT-HO-835-A | Linear Replacement Lamp | T8 Four-Foot | Dual Mode Internal Driver (UL Type A and Type B) |  | standard | FALSE | [10 empty] | October, 23 2017 00:00:00 | Not Dimmable | Not Dimmable | NotYetVerified |  | KKLADY | [25 empty] | 5 | 2160 | 135 | 16 | 20 | 0.9 | 3500 | 83 |  |  |  | FALSE | FALSE | FALSE | [8 empty] | March, 30 2020 00:00:00 | FALSE | FALSE | FALSE | [6 empty] | AC | [7 empty] | FALSE
PLI89N8IFYN1 | Light Efficient Design | Remphos | RPT-B-BCTUBE-T8-G3-4FT-840-A | Linear Replacement Lamp | T8 Four-Foot | Replacement Lamps (plug and play) (UL Type A) |  | standard | FALSE | [10 empty] | October, 23 2017 00:00:00 | Not Dimmable | Not Dimmable | NotYetVerified |  | KKLADU | [25 empty] | 5 | 1718 | 132.46 | 12.97 | 20 | 0.9 | 4000 | 82 |  |  |  | FALSE | FALSE | FALSE | [8 empty] | March, 30 2020 00:00:00 | FALSE | FALSE | FALSE | [6 empty] | AC | [7 empty] | FALSE
PLWPD4R0FG82 | Light Efficient Design | Remphos | RPT-B-BCTUBE-T8-G3-4FT-850-A | Linear Replacement Lamp | T8 Four-Foot | Replacement Lamps (plug and play) (UL Type A) |  | standard | FALSE | [10 empty] | October, 23 2017 00:00:00 | Not Dimmable | Not Dimmable | NotYetVerified |  | KKLADU | [25 empty] | 5 | 1718 | 132.46 | 12.97 | 20 | 0.9 | 5000 | 82 |  |  |  | FALSE | FALSE | FALSE | [8 empty] | March, 30 2020 00:00:00 | FALSE | FALSE | FALSE | [6 empty] | AC | [7 empty] | FALSE
PLNLNGMKERPM | Light Efficient Design | Remphos | RPT-B-BCTUBE-T8-G3-4FT-HO-830-A | Linear Replacement Lamp | T8 Four-Foot | Replacement Lamps (plug and play) (UL Type A) |  | standard | TRUE |  | 1629 | 119.69 | 13.61 | 9.81 | 0.9449 | 2982 | 81.4 | 5 | 50000 | October, 23 2017 00:00:00 | Not Dimmable | Not Dimmable | NotYetVerified |  | KKLADV | [15 empty] | 85.3 |  | 1.23 | 1.13 | [6 empty] | 5 | 1680 | 120 | 14 | 20 | 0.9 | 3000 | 82 |  |  |  | FALSE | FALSE | FALSE | [8 empty] | March, 30 2020 00:00:00 | FALSE | FALSE | FALSE | [6 empty] | AC | [7 empty] | FALSE
PL7BY1VIW2A4 | Light Efficient Design | Remphos | RPT-B-BCTUBE-T8-G3-4FT-HO-840-A | Linear Replacement Lamp | T8 Four-Foot | Replacement Lamps (plug and play) (UL Type A) |  | standard | FALSE | [10 empty] | October, 23 2017 00:00:00 | Not Dimmable | Not Dimmable | NotYetVerified |  | KKLADV | [25 empty] | 5 | 1680 | 120 | 14 | 20 | 0.9 | 4000 | 82 |  |  |  | FALSE | FALSE | FALSE | [8 empty] | March, 30 2020 00:00:00 | FALSE | FALSE | FALSE | [6 empty] | AC | [7 empty] | FALSE
PLT6O7QX3KVM | Light Efficient Design | Remphos | RPT-B-BCTUBE-T8-G3-4FT-HO-850-A | Linear Replacement Lamp | T8 Four-Foot | Replacement Lamps (plug and play) (UL Type A) |  | standard | FALSE | [10 empty] | October, 23 2017 00:00:00 | Not Dimmable | Not Dimmable | NotYetVerified |  | KKLADV | [25 empty] | 5 | 1680 | 120 | 14 | 20 | 0.9 | 5000 | 82 |  |  |  | FALSE | FALSE | FALSE | [8 empty] | March, 30 2020 00:00:00 | FALSE | FALSE | FALSE | [6 empty] | AC | [7 empty] | FALSE
PL4C09IYD7MS | Light Efficient Design | Remphos | RPT-B-TOTALTUBE-T8-G3-4FT-850-A | Linear Replacement Lamp | T8 Four-Foot | Dual Mode Internal Driver (UL Type A and Type B) |  | standard | FALSE | [10 empty] | October, 23 2017 00:00:00 | Not Dimmable | Not Dimmable | NotYetVerified |  | KKLADX | [25 empty] | 5 | 1664 | 132.1 | 12.6 | 20 | 0.9 | 5000 | 82 |  |  |  | FALSE | FALSE | FALSE | [8 empty] | March, 30 2020 00:00:00 | FALSE | FALSE | FALSE | [6 empty] | AC | [7 empty] | FALSE
PLVUI4UZR673 | Light Efficient Design | Remphos | RPT-B-TOTALTUBE-T8-G3-4FT-835-A | Linear Replacement Lamp | T8 Four-Foot | Dual Mode Internal Driver (UL Type A and Type B) |  | standard | FALSE | [10 empty] | October, 23 2017 00:00:00 | Not Dimmable | Not Dimmable | NotYetVerified |  | KKLADX | [25 empty] | 5 | 1664 | 132.1 | 12.6 | 20 | 0.9 | 3500 | 82 |  |  |  | FALSE | FALSE | FALSE | [8 empty] | March, 30 2020 00:00:00 | FALSE | FALSE | FALSE | [6 empty] | AC | [7 empty] | FALSE
PLK392SE49X7 | Light Efficient Design | Remphos | RPT-B-TOTALTUBE-T8-G3-4FT-HO-840-A | Linear Replacement Lamp | T8 Four-Foot | Dual Mode Internal Driver (UL Type A and Type B) |  | standard | FALSE | [10 empty] | October, 23 2017 00:00:00 | Not Dimmable | Not Dimmable | NotYetVerified |  | KKLADY | [25 empty] | 5 | 2160 | 135 | 16 | 20 | 0.9 | 4000 | 83 |  |  |  | FALSE | FALSE | FALSE | [8 empty] | March, 30 2020 00:00:00 | FALSE | FALSE | FALSE | [6 empty] | AC | [7 empty] | FALSE
PLH56D7P9FSA | Light Efficient Design | Remphos | RPT-B-TOTALTUBE-T8-G3-4FT-840-A | Linear Replacement Lamp | T8 Four-Foot | Dual Mode Internal Driver (UL Type A and Type B) |  | standard | FALSE | [10 empty] | October, 23 2017 00:00:00 | Not Dimmable | Not Dimmable | NotYetVerified |  | KKLADX | [25 empty] | 5 | 1664 | 132.1 | 12.6 | 20 | 0.9 | 4000 | 82 |  |  |  | FALSE | FALSE | FALSE | [8 empty] | March, 30 2020 00:00:00 | FALSE | FALSE | FALSE | [6 empty] | AC | [7 empty] | FALSE
PLPTUDOGJ8S0 | Light Efficient Design | Remphos | RPT-B-BCTUBE-T8-G3-4FT-835-A | Linear Replacement Lamp | T8 Four-Foot | Replacement Lamps (plug and play) (UL Type A) |  | standard | FALSE | [10 empty] | October, 23 2017 00:00:00 | Not Dimmable | Not Dimmable | NotYetVerified |  | KKLADU | [25 empty] | 5 | 1718 | 132.46 | 12.97 | 20 | 0.9 | 3500 | 82 |  |  |  | FALSE | FALSE | FALSE | [8 empty] | March, 30 2020 00:00:00 | FALSE | FALSE | FALSE | [6 empty] | AC | [7 empty] | FALSE
PLZIIMNJ36R6 | Light Efficient Design | Remphos | RPT-B-TOTALTUBE-T8-G3-4FT-HO-850-A | Linear Replacement Lamp | T8 Four-Foot | Dual Mode Internal Driver (UL Type A and Type B) |  | standard | FALSE | [10 empty] | October, 23 2017 00:00:00 | Not Dimmable | Not Dimmable | NotYetVerified |  | KKLADY | [25 empty] | 5 | 2160 | 135 | 16 | 20 | 0.9 | 5000 | 83 |  |  |  | FALSE | FALSE | FALSE | [8 empty] | March, 30 2020 00:00:00 | FALSE | FALSE | FALSE | [6 empty] | AC | [7 empty] | FALSE
PL3APLQDF6FO | Light Efficient Design | Remphos | RPT-B-TOTALTUBE-T8-G3-4FT-830-A | Linear Replacement Lamp | T8 Four-Foot | Dual Mode Internal Driver (UL Type A and Type B) |  | standard | TRUE |  | 1664 | 132.1 | 12.6 | 9.04 | 0.9017 | 3001 | 82.2 | 5 | 50000 | October, 23 2017 00:00:00 | Not Dimmable | Not Dimmable | NotYetVerified |  | KKLADX | [15 empty] | 90 |  | 1.42 | 1.15 | [6 empty] | 5 | 1664 | 132.1 | 12.6 | 20 | 0.9 | 3000 | 82 |  |  |  | FALSE | FALSE | FALSE | [8 empty] | March, 30 2020 00:00:00 | FALSE | FALSE | FALSE | [6 empty] | AC | [7 empty] | FALSE
PL4CIWSK1OF8 | Ubiquilux Corp | ILLUMINEX | L2314-2131 3000K | Linear Replacement Lamp | T8 Four-Foot | Replacement Lamps (plug and play) (UL Type A) |  | standard | TRUE |  | 2058 | 117.4 | 17.54 | 11.26 | 0.9669 | 3052 | 81.2 | 5 | 50000 | October, 20 2017 00:00:00 | Not Dimmable | Not Dimmable | FALSE |  | IIILFZ | [15 empty] | 83.8 |  | 1.26 | 1.24 | [6 empty] | 4.4 | 2000 | 110 | 18 | 11.26 | 0.99 | 3000 | 83 |  |  |  | FALSE | FALSE | FALSE | [8 empty] | November, 02 2018 00:00:00 | FALSE | FALSE | FALSE | [6 empty] | AC | [7 empty] | FALSE
PLEDT52RAMAX | Ubiquilux Corp | ILLUMINEX | L2314-2531 5000K | Linear Replacement Lamp | T8 Four-Foot | Replacement Lamps (plug and play) (UL Type A) |  | standard | FALSE | [10 empty] | October, 20 2017 00:00:00 | Not Dimmable | Not Dimmable | FALSE |  | IIILFZ | [25 empty] | 4.4 | 2200 | 115 | 18 | 11.26 | 0.99 | 5000 | 83 |  |  |  | FALSE | FALSE | FALSE | [8 empty] | November, 02 2018 00:00:00 | FALSE | FALSE | FALSE | [6 empty] | AC | [7 empty] | FALSE
PLVXRRQAPFKR | Ubiquilux Corp | ILLUMINEX | L2314-2431 4000K | Linear Replacement Lamp | T8 Four-Foot | Replacement Lamps (plug and play) (UL Type A) |  | standard | FALSE | [10 empty] | October, 20 2017 00:00:00 | Not Dimmable | Not Dimmable | FALSE |  | IIILFZ | [25 empty] | 4.4 | 2100 | 112 | 18 | 11.26 | 0.99 | 4000 | 83 |  |  |  | FALSE | FALSE | FALSE | [8 empty] | November, 02 2018 00:00:00 | FALSE | FALSE | FALSE | [6 empty] | AC | [7 empty] | FALSE
PLO5VB0KK9W9 | Ubiquilux Corp | ILLUMINEX | L2314-1131 3000K | Linear Replacement Lamp | T8 Four-Foot | Replacement Lamps (plug and play) (UL Type A) |  | standard | TRUE |  | 1955 | 119 | 16.43 | 12.41 | 0.9634 | 3056 | 81.3 | 5 | 50000 | October, 20 2017 00:00:00 | Not Dimmable | Not Dimmable | FALSE |  | IIILFY | [15 empty] | 84 |  | 1.24 | 1.22 | [6 empty] | 4.4 | 1800 | 110 | 16 | 12.41 | 0.97 | 3000 | 83 |  |  |  | FALSE | FALSE | FALSE | [8 empty] | November, 02 2018 00:00:00 | FALSE | FALSE | FALSE | [6 empty] | AC | [7 empty] | FALSE
PLWQZEPLGR6H | Ubiquilux Corp | ILLUMINEX | L2314-1531 5000K | Linear Replacement Lamp | T8 Four-Foot | Replacement Lamps (plug and play) (UL Type A) |  | standard | FALSE | [10 empty] | October, 20 2017 00:00:00 | Not Dimmable | Not Dimmable | FALSE |  | IIILFY | [25 empty] | 4.4 | 2000 | 115 | 16 | 12.41 | 0.97 | 5000 | 83 |  |  |  | FALSE | FALSE | FALSE | [8 empty] | November, 02 2018 00:00:00 | FALSE | FALSE | FALSE | [6 empty] | AC | [7 empty] | FALSE
PL1PYPUH9ALG | Ubiquilux Corp | ILLUMINEX | L2314-1431 4000K | Linear Replacement Lamp | T8 Four-Foot | Replacement Lamps (plug and play) (UL Type A) |  | standard | FALSE | [10 empty] | October, 20 2017 00:00:00 | Not Dimmable | Not Dimmable | FALSE |  | IIILFY | [25 empty] | 4.4 | 1900 | 112 | 16 | 12.41 | 0.97 | 4000 | 83 |  |  |  | FALSE | FALSE | FALSE | [8 empty] | November, 02 2018 00:00:00 | FALSE | FALSE | FALSE | [6 empty] | AC | [7 empty] | FALSE
PLZOYVP03CG1 | Truly Green Solutions | TGS | 834114-50-A-P | Linear Replacement Lamp | T8 Four-Foot | Replacement Lamps (plug and play) (UL Type A) |  | standard | FALSE | [10 empty] | October, 18 2017 00:00:00 | Not Dimmable | Not Dimmable | NotYetVerified |  | IIILFH | [25 empty] | 5 | 1680 | 120 | 14 | 20 | 0.9 | 5000 | 82 |  |  |  | FALSE | FALSE | FALSE | [8 empty] | March, 30 2020 00:00:00 | FALSE | FALSE | FALSE | [6 empty] | AC | [7 empty] | FALSE
PLZS5BQCYEKM | Truly Green Solutions | TGS | 834112-50-A-P | Linear Replacement Lamp | T8 Four-Foot | Replacement Lamps (plug and play) (UL Type A) |  | standard | FALSE | [10 empty] | October, 18 2017 00:00:00 | Not Dimmable | Not Dimmable | NotYetVerified |  | IIILFG | [25 empty] | 5 | 1718 | 132.46 | 12.97 | 20 | 0.9 | 5000 | 82 |  |  |  | FALSE | FALSE | FALSE | [8 empty] | March, 30 2020 00:00:00 | FALSE | FALSE | FALSE | [6 empty] | AC | [7 empty] | FALSE
PLFXD6CSNIVR | Truly Green Solutions | TGS | 834114-40-A-P | Linear Replacement Lamp | T8 Four-Foot | Replacement Lamps (plug and play) (UL Type A) |  | standard | FALSE | [10 empty] | October, 18 2017 00:00:00 | Not Dimmable | Not Dimmable | NotYetVerified |  | IIILFH | [25 empty] | 5 | 1680 | 120 | 14 | 20 | 0.9 | 4000 | 82 |  |  |  | FALSE | FALSE | FALSE | [8 empty] | March, 30 2020 00:00:00 | FALSE | FALSE | FALSE | [6 empty] | AC | [7 empty] | FALSE
PLGNYOBBW27C | Truly Green Solutions | TGS | 834112-35-A-P | Linear Replacement Lamp | T8 Four-Foot | Replacement Lamps (plug and play) (UL Type A) |  | standard | FALSE | [10 empty] | October, 18 2017 00:00:00 | Not Dimmable | Not Dimmable | NotYetVerified |  | IIILFG | [25 empty] | 5 | 1718 | 132.46 | 12.97 | 20 | 0.9 | 3500 | 82 |  |  |  | FALSE | FALSE | FALSE | [8 empty] | March, 30 2020 00:00:00 | FALSE | FALSE | FALSE | [6 empty] | AC | [7 empty] | FALSE
PL2OWCFNUBNQ | Truly Green Solutions | TGS | 834112-45-A-P | Linear Replacement Lamp | T8 Four-Foot | Replacement Lamps (plug and play) (UL Type A) |  | standard | FALSE | [10 empty] | October, 18 2017 00:00:00 | Not Dimmable | Not Dimmable | NotYetVerified |  | IIILFG | [25 empty] | 5 | 1718 | 132.46 | 12.97 | 20 | 0.9 | 4500 | 82 |  |  |  | FALSE | FALSE | FALSE | [8 empty] | March, 30 2020 00:00:00 | FALSE | FALSE | FALSE | [6 empty] | AC | [7 empty] | FALSE
PLVMX0YHJNHK | Truly Green Solutions | TGS | 834112-30-A-P | Linear Replacement Lamp | T8 Four-Foot | Replacement Lamps (plug and play) (UL Type A) |  | standard | TRUE |  | 1718 | 132.46 | 12.97 | 7.38 | 0.9481 | 2954 | 81.6 | 5 | 50000 | October, 18 2017 00:00:00 | Not Dimmable | Not Dimmable | NotYetVerified |  | IIILFG | [15 empty] | 85.5 |  | 1.12 | 1.16 | [6 empty] | 5 | 1718 | 132.46 | 12.97 | 20 | 0.9 | 3000 | 82 |  |  |  | FALSE | FALSE | FALSE | [8 empty] | March, 30 2020 00:00:00 | FALSE | FALSE | FALSE | [6 empty] | AC | [7 empty] | FALSE
PLSU8ELS01BS | Truly Green Solutions | TGS | 834114-35-A-P | Linear Replacement Lamp | T8 Four-Foot | Replacement Lamps (plug and play) (UL Type A) |  | standard | FALSE | [10 empty] | October, 18 2017 00:00:00 | Not Dimmable | Not Dimmable | NotYetVerified |  | IIILFH | [25 empty] | 5 | 1680 | 120 | 14 | 20 | 0.9 | 3500 | 82 |  |  |  | FALSE | FALSE | FALSE | [8 empty] | March, 30 2020 00:00:00 | FALSE | FALSE | FALSE | [6 empty] | AC | [7 empty] | FALSE
PL55CPCPJMIB | Truly Green Solutions | TGS | 834112-40-A-P | Linear Replacement Lamp | T8 Four-Foot | Replacement Lamps (plug and play) (UL Type A) |  | standard | FALSE | [10 empty] | October, 18 2017 00:00:00 | Not Dimmable | Not Dimmable | NotYetVerified |  | IIILFG | [25 empty] | 5 | 1718 | 132.46 | 12.97 | 20 | 0.9 | 4000 | 82 |  |  |  | FALSE | FALSE | FALSE | [8 empty] | March, 30 2020 00:00:00 | FALSE | FALSE | FALSE | [6 empty] | AC | [7 empty] | FALSE
PLD7WPDHTI3O | Truly Green Solutions | TGS | 834114-45-A-P | Linear Replacement Lamp | T8 Four-Foot | Replacement Lamps (plug and play) (UL Type A) |  | standard | FALSE | [10 empty] | October, 18 2017 00:00:00 | Not Dimmable | Not Dimmable | NotYetVerified |  | IIILFH | [25 empty] | 5 | 1680 | 120 | 14 | 20 | 0.9 | 4500 | 82 |  |  |  | FALSE | FALSE | FALSE | [8 empty] | March, 30 2020 00:00:00 | FALSE | FALSE | FALSE | [6 empty] | AC | [7 empty] | FALSE
PLMISX8KB4RO | Truly Green Solutions | TGS | 834114-30-A-P | Linear Replacement Lamp | T8 Four-Foot | Replacement Lamps (plug and play) (UL Type A) |  | standard | TRUE |  | 1629 | 119.69 | 13.61 | 9.81 | 0.9449 | 2982 | 81.4 | 5 | 50000 | October, 18 2017 00:00:00 | Not Dimmable | Not Dimmable | NotYetVerified |  | IIILFH | [15 empty] | 85.3 |  | 1.23 | 1.13 | [6 empty] | 5 | 1680 | 120 | 14 | 20 | 0.9 | 3000 | 82 |  |  |  | FALSE | FALSE | FALSE | [8 empty] | March, 30 2020 00:00:00 | FALSE | FALSE | FALSE | [6 empty] | AC | [7 empty] | FALSE
PLVFGZP7VE7V | GreenTek Energy Systems | GreenTek Energy System | GT-T8-18W1200 BIXX-1-F-50K | Linear Replacement Lamp | T8 Four-Foot | Dual Mode Internal Driver (UL Type A and Type B) |  | standard | FALSE | [10 empty] | October, 17 2017 00:00:00 | Not Dimmable | Not Dimmable | NotYetVerified |  | KKLADF | [25 empty] | 5 | 2567.73 | 138.05 | 18.6 | 20 | 0.9 | 5000 | 82.3 |  |  |  | FALSE | FALSE | FALSE | [8 empty] | March, 30 2020 00:00:00 | FALSE | FALSE | FALSE | [6 empty] | AC | [7 empty] | FALSE
PLG50QH6ZAER | GreenTek Energy Systems | GreenTek Energy System | GT-T8-18W1200 BIXX-1-C-35K | Linear Replacement Lamp | T8 Four-Foot | Dual Mode Internal Driver (UL Type A and Type B) |  | standard | FALSE | [10 empty] | October, 17 2017 00:00:00 | Not Dimmable | Not Dimmable | NotYetVerified |  | KKLADG | [25 empty] | 5 | 2583.78 | 138.17 | 18.7 | 20 | 0.9 | 3500 | 82.3 |  |  |  | FALSE | FALSE | FALSE | [8 empty] | March, 30 2020 00:00:00 | FALSE | FALSE | FALSE | [6 empty] | AC | [7 empty] | FALSE
PL9PX3O9SRBV | GreenTek Energy Systems | GreenTek Energy System | GT-T8-18W1200 BIXX-1-C-40K | Linear Replacement Lamp | T8 Four-Foot | Dual Mode Internal Driver (UL Type A and Type B) |  | standard | FALSE | [10 empty] | October, 17 2017 00:00:00 | Not Dimmable | Not Dimmable | NotYetVerified |  | KKLADG | [25 empty] | 5 | 2685.58 | 142.85 | 18.8 | 20 | 0.9 | 4000 | 82.3 |  |  |  | FALSE | FALSE | FALSE | [8 empty] | March, 30 2020 00:00:00 | FALSE | FALSE | FALSE | [6 empty] | AC | [7 empty] | FALSE
PL0WYERZRD7U | GreenTek Energy Systems | GreenTek Energy System | GT-T8-18W1200 BIXX-1-C-30K | Linear Replacement Lamp | T8 Four-Foot | Dual Mode Internal Driver (UL Type A and Type B) |  | standard | TRUE |  | 2557 | 140.03 | 18.26 | 12.15 | 0.9408 | 3023 | 82.1 | 5 | 50000 | October, 17 2017 00:00:00 | Not Dimmable | Not Dimmable | NotYetVerified |  | KKLADG | [15 empty] | 88.7 |  | 1.37 | 1.18 | [6 empty] | 5 | 2583.78 | 138.17 | 18.7 | 20 | 0.9 | 3000 | 82.3 |  |  |  | FALSE | FALSE | FALSE | [8 empty] | March, 30 2020 00:00:00 | FALSE | FALSE | FALSE | [6 empty] | AC | [7 empty] | FALSE
PLUNFM8CKS99 | VOOTU Inc. | VOOTU | VT-T812-13WCD01-45K | Linear Replacement Lamp | T8 Four-Foot | Dual Mode Internal Driver (UL Type A and Type B) |  | standard | FALSE | [10 empty] | October, 17 2017 00:00:00 | Not Dimmable | Not Dimmable | No |  | TTTUUC | [25 empty] | 5 | 1880 | 146.42 | 12.84 | 12.89 | 0.91 | 4500 | 82.9 |  |  |  | FALSE | FALSE | FALSE | [8 empty] | March, 30 2020 00:00:00 | FALSE | FALSE | FALSE | [6 empty] | AC | [7 empty] | FALSE
PLP1N477NXJZ | GreenTek Energy Systems | GreenTek Energy System | GT-T8-18W1200 BIXX-1-F-35K | Linear Replacement Lamp | T8 Four-Foot | Dual Mode Internal Driver (UL Type A and Type B) |  | standard | FALSE | [10 empty] | October, 17 2017 00:00:00 | Not Dimmable | Not Dimmable | NotYetVerified |  | KKLADF | [25 empty] | 5 | 2439.98 | 130.62 | 18.68 | 20 | 0.9 | 3500 | 82.3 |  |  |  | FALSE | FALSE | FALSE | [8 empty] | March, 30 2020 00:00:00 | FALSE | FALSE | FALSE | [6 empty] | AC | [7 empty] | FALSE
PLOL3I505WC0 | GreenTek Energy Systems | GreenTek Energy System | GT-T8-18W1200 BIXX-1-F-45K | Linear Replacement Lamp | T8 Four-Foot | Dual Mode Internal Driver (UL Type A and Type B) |  | standard | FALSE | [10 empty] | October, 17 2017 00:00:00 | Not Dimmable | Not Dimmable | NotYetVerified |  | KKLADF | [25 empty] | 5 | 2521.55 | 136.3 | 18.5 | 20 | 0.9 | 4500 | 82.3 |  |  |  | FALSE | FALSE | FALSE | [8 empty] | March, 30 2020 00:00:00 | FALSE | FALSE | FALSE | [6 empty] | AC | [7 empty] | FALSE
PLTOQ8UPGQIN | GreenTek Energy Systems | GreenTek Energy System | GT-T8-18W1200 BIXX-1-C-45K | Linear Replacement Lamp | T8 Four-Foot | Dual Mode Internal Driver (UL Type A and Type B) |  | standard | FALSE | [10 empty] | October, 17 2017 00:00:00 | Not Dimmable | Not Dimmable | NotYetVerified |  | KKLADG | [25 empty] | 5 | 2685.58 | 142.85 | 18.8 | 20 | 0.9 | 4500 | 82.3 |  |  |  | FALSE | FALSE | FALSE | [8 empty] | March, 30 2020 00:00:00 | FALSE | FALSE | FALSE | [6 empty] | AC | [7 empty] | FALSE
PL54C6EE67K9 | GreenTek Energy Systems | GreenTek Energy System | GT-T8-18W1200 BIXX-1-F-30K | Linear Replacement Lamp | T8 Four-Foot | Dual Mode Internal Driver (UL Type A and Type B) |  | standard | TRUE |  | 2502 | 132.1 | 18.94 | 11.86 | 0.937 | 3029 | 82.6 | 5 | 50000 | October, 17 2017 00:00:00 | Not Dimmable | Not Dimmable | NotYetVerified |  | KKLADF | [15 empty] | 88.8 |  | 1.34 | 1.19 | [6 empty] | 5 | 2439.98 | 130.62 | 18.68 | 20 | 0.9 | 3000 | 82.3 |  |  |  | FALSE | FALSE | FALSE | [8 empty] | March, 30 2020 00:00:00 | FALSE | FALSE | FALSE | [6 empty] | AC | [7 empty] | FALSE
PL29I4IMH8B4 | GreenTek Energy Systems | GreenTek Energy System | GT-T8-18W1200 BIXX-1-F-40K | Linear Replacement Lamp | T8 Four-Foot | Dual Mode Internal Driver (UL Type A and Type B) |  | standard | FALSE | [10 empty] | October, 17 2017 00:00:00 | Not Dimmable | Not Dimmable | NotYetVerified |  | KKLADF | [25 empty] | 5 | 2521.55 | 136.3 | 18.5 | 20 | 0.9 | 4000 | 82.3 |  |  |  | FALSE | FALSE | FALSE | [8 empty] | March, 30 2020 00:00:00 | FALSE | FALSE | FALSE | [6 empty] | AC | [7 empty] | FALSE
PLHPVMUKPZZT | GreenTek Energy Systems | GreenTek Energy System | GT-T8-18W1200 BIXX-1-C-50K | Linear Replacement Lamp | T8 Four-Foot | Dual Mode Internal Driver (UL Type A and Type B) |  | standard | FALSE | [10 empty] | October, 17 2017 00:00:00 | Not Dimmable | Not Dimmable | NotYetVerified |  | KKLADG | [25 empty] | 5 | 2705.7 | 143.92 | 18.8 | 20 | 0.9 | 5000 | 82.3 |  |  |  | FALSE | FALSE | FALSE | [8 empty] | March, 30 2020 00:00:00 | FALSE | FALSE | FALSE | [6 empty] | AC | [7 empty] | FALSE
PLWIWJ6YQJJ5 | VOOTU Inc. | VOOTU | VT-T812-13WCD01-50K | Linear Replacement Lamp | T8 Four-Foot | Dual Mode Internal Driver (UL Type A and Type B) |  | standard | FALSE | [10 empty] | October, 17 2017 00:00:00 | Not Dimmable | Not Dimmable | No |  | TTTUUC | [25 empty] | 5 | 1905 | 147.07 | 12.95 | 13.5 | 0.9 | 5000 | 83.7 |  |  |  | FALSE | FALSE | FALSE | [8 empty] | March, 30 2020 00:00:00 | FALSE | FALSE | FALSE | [6 empty] | AC | [7 empty] | FALSE
PLHHVAWVGIHI | VOOTU Inc. | VOOTU | VT-T812-13WCD01-40K | Linear Replacement Lamp | T8 Four-Foot | Dual Mode Internal Driver (UL Type A and Type B) |  | standard | TRUE |  | 1863 | 141.99 | 13.12 | 12.89 | 0.9098 | 4073 | 82.9 | 5 | 50000 | October, 17 2017 00:00:00 | Not Dimmable | Not Dimmable | No |  | TTTUUC | [15 empty] | 91.9 |  | 1.22 | 1.34 | [6 empty] | 5 | 1854 | 145.72 | 12.72 | 12.89 | 0.91 | 4000 | 82.9 |  |  |  | FALSE | FALSE | FALSE | [8 empty] | March, 30 2020 00:00:00 | FALSE | FALSE | FALSE | [6 empty] | AC | [7 empty] | FALSE
PLG85GD5VLKR | P.Q.L. Inc. | Superior?Life? | 91097 | Linear Replacement Lamp | T8 Four-Foot | Replacement Lamps (plug and play) (UL Type A) |  | standard | FALSE | [10 empty] | October, 16 2017 00:00:00 | Not Dimmable | Not Dimmable | No |  | IIILFE | [25 empty] | 5 | 2200 | 129 | 17 | 20 | 0.9 | 4000 | 80 |  |  |  | FALSE | FALSE | FALSE | [8 empty] | March, 30 2020 00:00:00 | FALSE | FALSE | FALSE | [6 empty] | AC | [7 empty] | FALSE
PLL6K3045C7D | Sunpark | Sunpark | T8-48T-835-14W-EB4 | Linear Replacement Lamp | T8 Four-Foot | Replacement Lamps (plug and play) (UL Type A) |  | standard | FALSE | [10 empty] | October, 16 2017 00:00:00 | Not Dimmable | Not Dimmable | No |  | ZAZZKJ | [25 empty] | 5 | 2100 | 127 | 16.5 | 14 | 0.9 | 3500 | 80 |  |  |  | FALSE | FALSE | FALSE | [8 empty] | March, 30 2020 00:00:00 | FALSE | FALSE | FALSE | [6 empty] | AC | [7 empty] | FALSE
PLA8T1V2ZCAU | P.Q.L. Inc. | Superior?Life? | 91095 | Linear Replacement Lamp | T8 Four-Foot | Replacement Lamps (plug and play) (UL Type A) |  | standard | FALSE | [10 empty] | October, 16 2017 00:00:00 | Not Dimmable | Not Dimmable | No |  | IIILFD | [25 empty] | 5 | 1800 | 128 | 14 | 20 | 0.9 | 5000 | 80 |  |  |  | FALSE | FALSE | FALSE | [8 empty] | March, 30 2020 00:00:00 | FALSE | FALSE | FALSE | [6 empty] | AC | [7 empty] | FALSE
PLKB8TCNLVMD | P.Q.L. Inc. | Superior?Life? | 91098 | Linear Replacement Lamp | T8 Four-Foot | Replacement Lamps (plug and play) (UL Type A) |  | standard | FALSE | [10 empty] | October, 16 2017 00:00:00 | Not Dimmable | Not Dimmable | No |  | IIILFE | [25 empty] | 5 | 2200 | 129 | 17 | 20 | 0.9 | 5000 | 80 |  |  |  | FALSE | FALSE | FALSE | [8 empty] | March, 30 2020 00:00:00 | FALSE | FALSE | FALSE | [6 empty] | AC | [7 empty] | FALSE
PLZGFI64166U | P.Q.L. Inc. | Superior?Life? | 91093 | Linear Replacement Lamp | T8 Four-Foot | Replacement Lamps (plug and play) (UL Type A) |  | standard | TRUE |  | 1830 | 130.2 | 14.06 | 14.39 | 0.9546 | 3465 | 83.5 | 5 | 50000 | October, 16 2017 00:00:00 | Not Dimmable | Not Dimmable | No |  | IIILFD | [15 empty] | 81.3 |  | 1.24 | 1.24 | [6 empty] | 5 | 1800 | 128 | 14 | 20 | 0.9 | 3500 | 80 |  |  |  | FALSE | FALSE | FALSE | [8 empty] | March, 30 2020 00:00:00 | FALSE | FALSE | FALSE | [6 empty] | AC | [7 empty] | FALSE
PLHTRY1N3XMY | P.Q.L. Inc. | Superior?Life? | 91096 | Linear Replacement Lamp | T8 Four-Foot | Replacement Lamps (plug and play) (UL Type A) |  | standard | TRUE |  | 2171 | 130.1 | 16.69 | 11.37 | 0.9661 | 3465 | 83.4 | 5 | 50000 | October, 16 2017 00:00:00 | Not Dimmable | Not Dimmable | No |  | IIILFE | [15 empty] | 81.3 |  | 1.28 | 1.28 | [6 empty] | 5 | 2200 | 129 | 17 | 20 | 0.9 | 3500 | 80 |  |  |  | FALSE | FALSE | FALSE | [8 empty] | March, 30 2020 00:00:00 | FALSE | FALSE | FALSE | [6 empty] | AC | [7 empty] | FALSE
PL9X71G5R6CN | P.Q.L. Inc. | Superior?Life? | 91094 | Linear Replacement Lamp | T8 Four-Foot | Replacement Lamps (plug and play) (UL Type A) |  | standard | FALSE | [10 empty] | October, 16 2017 00:00:00 | Not Dimmable | Not Dimmable | No |  | IIILFD | [25 empty] | 5 | 1800 | 128 | 14 | 20 | 0.9 | 4000 | 80 |  |  |  | FALSE | FALSE | FALSE | [8 empty] | March, 30 2020 00:00:00 | FALSE | FALSE | FALSE | [6 empty] | AC | [7 empty] | FALSE
PL8TO2YQRBOG | Sunpark | Sunpark | T8-48T-830-14W-EB4 | Linear Replacement Lamp | T8 Four-Foot | Replacement Lamps (plug and play) (UL Type A) |  | standard | TRUE |  | 2040 | 120.2 | 16.97 | 11.87 | 0.957 | 2958 | 81.7 | 5 | 50000 | October, 16 2017 00:00:00 | Not Dimmable | Not Dimmable | No |  | ZAZZKJ | [15 empty] | 84.1 |  | 1.32 | 1.32 | [6 empty] | 5 | 2100 | 127 | 16.5 | 14 | 0.9 | 3000 | 80 |  |  |  | FALSE | FALSE | FALSE | [8 empty] | March, 30 2020 00:00:00 | FALSE | FALSE | FALSE | [6 empty] | AC | [7 empty] | FALSE
PI2G3G5Z | DONG GUAN WALSTAR OPTOELECTRONICS TECHNOLOGY CO., LTD | WALSTAR | WL-T8A-10W1200 DIAB-35 | Linear Replacement Lamp | T8 Four-Foot | Dual Mode Internal Driver (UL Type A and Type B) |  | standard | TRUE |  | 1728 | 132.12 | 13.08 | 10.28 | 0.9618 | 3521 | 84.2 | 5 | 50000 | October, 13 2017 00:00:00 | Not Dimmable | Not Dimmable | No |  | VVVWVP | [15 empty] | 90.3 |  | 1.18 | 1.36 | [6 empty] | 5 | 1728 | 132.12 | 13.08 | 15 | 0.9 | 3500 | 80 |  |  |  | FALSE | FALSE | FALSE | [8 empty] | March, 30 2020 00:00:00 | FALSE | FALSE | FALSE | [6 empty] | AC | [7 empty] | FALSE
PFB3JNPT | DONG GUAN WALSTAR OPTOELECTRONICS TECHNOLOGY CO., LTD | WALSTAR | WL-T8N-15W1200 DIAB-35 | Linear Replacement Lamp | T8 Four-Foot | Dual Mode Internal Driver (UL Type A and Type B) |  | standard | FALSE | [10 empty] | October, 13 2017 00:00:00 | Not Dimmable | Not Dimmable | No |  | VVVWVR | [25 empty] | 5 | 2021 | 132.18 | 15.29 | 15 | 0.9 | 3500 | 80 |  |  |  | FALSE | FALSE | FALSE | [8 empty] | March, 30 2020 00:00:00 | FALSE | FALSE | FALSE | [6 empty] | AC | [7 empty] | FALSE
P7YOWXVF | DONG GUAN WALSTAR OPTOELECTRONICS TECHNOLOGY CO., LTD | WALSTAR | WL-T8N-10W1200 DIAB-45 | Linear Replacement Lamp | T8 Four-Foot | Dual Mode Internal Driver (UL Type A and Type B) |  | standard | FALSE | [10 empty] | October, 13 2017 00:00:00 | Not Dimmable | Not Dimmable | No |  | VVVWVQ | [25 empty] | 5 | 1731 | 134.29 | 12.89 | 15 | 0.9 | 4500 | 80 |  |  |  | FALSE | FALSE | FALSE | [8 empty] | March, 30 2020 00:00:00 | FALSE | FALSE | FALSE | [6 empty] | AC | [7 empty] | FALSE
P8Y84FS1 | DONG GUAN WALSTAR OPTOELECTRONICS TECHNOLOGY CO., LTD | WALSTAR | WL-T8N-10W1200 DIAB-50 | Linear Replacement Lamp | T8 Four-Foot | Dual Mode Internal Driver (UL Type A and Type B) |  | standard | FALSE | [10 empty] | October, 13 2017 00:00:00 | Not Dimmable | Not Dimmable | No |  | VVVWVQ | [25 empty] | 5 | 1739 | 135.43 | 12.84 | 15 | 0.9 | 5000 | 80 |  |  |  | FALSE | FALSE | FALSE | [8 empty] | March, 30 2020 00:00:00 | FALSE | FALSE | FALSE | [6 empty] | AC | [7 empty] | FALSE
P2KFVURS | CH Lighting Technology Co.,Ltd. | CH | CH1118-48-13W 830-1 | Linear Replacement Lamp | T8 Four-Foot | Replacement Lamps (plug and play) (UL Type A) |  | standard | TRUE |  | 1896 | 122 | 15.54 | 7.42 | 0.9749 | 3047 | 80.2 | 5 | 50000 | October, 13 2017 00:00:00 | Not Dimmable | Not Dimmable | NotYetVerified | Updated on 9/17/2018 | HAHHTY | [15 empty] | 81.6 |  | 1.26 | 1.28 | [6 empty] | 4.4 | 1800 | 112 | 16 | 15 | 0.9 | 3000 | 83 |  |  |  | FALSE | FALSE | FALSE | [8 empty] | November, 02 2018 00:00:00 | FALSE | FALSE | FALSE | [6 empty] | AC | [7 empty] | FALSE
P4SQX76V | DONG GUAN WALSTAR OPTOELECTRONICS TECHNOLOGY CO., LTD | WALSTAR | WL-T8N-15W1200 DIAB-30 | Linear Replacement Lamp | T8 Four-Foot | Dual Mode Internal Driver (UL Type A and Type B) |  | standard | TRUE |  | 2004 | 131.77 | 15.21 | 9.21 | 0.9536 | 2926 | 81.8 | 5 | 50000 | October, 13 2017 00:00:00 | Not Dimmable | Not Dimmable | No |  | VVVWVR | [15 empty] | 85.2 |  | 1.18 | 1.22 | [6 empty] | 5 | 2004 | 131.77 | 15.21 | 15 | 0.9 | 3000 | 80 |  |  |  | FALSE | FALSE | FALSE | [8 empty] | March, 30 2020 00:00:00 | FALSE | FALSE | FALSE | [6 empty] | AC | [7 empty] | FALSE
PZTMK80F | DONG GUAN WALSTAR OPTOELECTRONICS TECHNOLOGY CO., LTD | WALSTAR | WL-T8N-10W1200 DIAB-40 | Linear Replacement Lamp | T8 Four-Foot | Dual Mode Internal Driver (UL Type A and Type B) |  | standard | FALSE | [10 empty] | October, 13 2017 00:00:00 | Not Dimmable | Not Dimmable | No |  | VVVWVQ | [25 empty] | 5 | 1723 | 133.67 | 12.89 | 15 | 0.9 | 4000 | 80 |  |  |  | FALSE | FALSE | FALSE | [8 empty] | March, 30 2020 00:00:00 | FALSE | FALSE | FALSE | [6 empty] | AC | [7 empty] | FALSE
PDO4CPJU | CH Lighting Technology Co.,Ltd. | CH | CH1118-48-13W 850-1 | Linear Replacement Lamp | T8 Four-Foot | Replacement Lamps (plug and play) (UL Type A) |  | standard | FALSE | [10 empty] | October, 13 2017 00:00:00 | Not Dimmable | Not Dimmable | NotYetVerified | Updated on 9/17/2018 | HAHHTY | [25 empty] | 5 | 1900 | 118 | 16 | 15 | 0.9 | 5000 | 83 |  |  |  | FALSE | FALSE | FALSE | [8 empty] | March, 30 2020 00:00:00 | FALSE | FALSE | FALSE | [6 empty] | AC | [7 empty] | FALSE
PRY5RKR9 | DONG GUAN WALSTAR OPTOELECTRONICS TECHNOLOGY CO., LTD | WALSTAR | WL-T8N-15W1200 DIAB-40 | Linear Replacement Lamp | T8 Four-Foot | Dual Mode Internal Driver (UL Type A and Type B) |  | standard | FALSE | [10 empty] | October, 13 2017 00:00:00 | Not Dimmable | Not Dimmable | No |  | VVVWVR | [25 empty] | 5 | 2038 | 133.29 | 15.29 | 15 | 0.9 | 4000 | 80 |  |  |  | FALSE | FALSE | FALSE | [8 empty] | March, 30 2020 00:00:00 | FALSE | FALSE | FALSE | [6 empty] | AC | [7 empty] | FALSE
PAXIVGN0 | CH Lighting Technology Co.,Ltd. | CH | CH1118-48-13W 840-1 | Linear Replacement Lamp | T8 Four-Foot | Replacement Lamps (plug and play) (UL Type A) |  | standard | FALSE | [10 empty] | October, 13 2017 00:00:00 | Not Dimmable | Not Dimmable | NotYetVerified | Updated on 9/17/2018 | HAHHTY | [25 empty] | 4.4 | 1850 | 115 | 16 | 15 | 0.9 | 4000 | 83 |  |  |  | FALSE | FALSE | FALSE | [8 empty] | November, 02 2018 00:00:00 | FALSE | FALSE | FALSE | [6 empty] | AC | [7 empty] | FALSE
P796SMC3 | DONG GUAN WALSTAR OPTOELECTRONICS TECHNOLOGY CO., LTD | WALSTAR | WL-T8A-10W1200 DIAB-40 | Linear Replacement Lamp | T8 Four-Foot | Dual Mode Internal Driver (UL Type A and Type B) |  | standard | FALSE | [10 empty] | October, 13 2017 00:00:00 | Not Dimmable | Not Dimmable | No |  | VVVWVP | [25 empty] | 5 | 1749 | 132.8 | 13.17 | 15 | 0.9 | 4000 | 80 |  |  |  | FALSE | FALSE | FALSE | [8 empty] | March, 30 2020 00:00:00 | FALSE | FALSE | FALSE | [6 empty] | AC | [7 empty] | FALSE
PTXH7J1E | DONG GUAN WALSTAR OPTOELECTRONICS TECHNOLOGY CO., LTD | WALSTAR | WL-T8A-10W1200 DIAB-45 | Linear Replacement Lamp | T8 Four-Foot | Dual Mode Internal Driver (UL Type A and Type B) |  | standard | FALSE | [10 empty] | October, 13 2017 00:00:00 | Not Dimmable | Not Dimmable | No |  | VVVWVP | [25 empty] | 5 | 1769 | 134.32 | 13.17 | 15 | 0.9 | 4500 | 80 |  |  |  | FALSE | FALSE | FALSE | [8 empty] | March, 30 2020 00:00:00 | FALSE | FALSE | FALSE | [6 empty] | AC | [7 empty] | FALSE
PR6WKE24 | DONG GUAN WALSTAR OPTOELECTRONICS TECHNOLOGY CO., LTD | WALSTAR | WL-T8A-10W1200 DIAB-50 | Linear Replacement Lamp | T8 Four-Foot | Dual Mode Internal Driver (UL Type A and Type B) |  | standard | FALSE | [10 empty] | October, 13 2017 00:00:00 | Not Dimmable | Not Dimmable | No |  | VVVWVP | [25 empty] | 5 | 1790 | 135.01 | 13.26 | 15 | 0.9 | 5000 | 80 |  |  |  | FALSE | FALSE | FALSE | [8 empty] | March, 30 2020 00:00:00 | FALSE | FALSE | FALSE | [6 empty] | AC | [7 empty] | FALSE
PLTIDA8H | DONG GUAN WALSTAR OPTOELECTRONICS TECHNOLOGY CO., LTD | WALSTAR | WL-T8N-15W1200 DIAB-45 | Linear Replacement Lamp | T8 Four-Foot | Dual Mode Internal Driver (UL Type A and Type B) |  | standard | FALSE | [10 empty] | October, 13 2017 00:00:00 | Not Dimmable | Not Dimmable | No |  | VVVWVR | [25 empty] | 5 | 2055 | 134.4 | 15.29 | 15 | 0.9 | 4500 | 80 |  |  |  | FALSE | FALSE | FALSE | [8 empty] | March, 30 2020 00:00:00 | FALSE | FALSE | FALSE | [6 empty] | AC | [7 empty] | FALSE
P8VMV2AH | DONG GUAN WALSTAR OPTOELECTRONICS TECHNOLOGY CO., LTD | WALSTAR | WL-T8N-15W1200 DIAB-50 | Linear Replacement Lamp | T8 Four-Foot | Dual Mode Internal Driver (UL Type A and Type B) |  | standard | FALSE | [10 empty] | October, 13 2017 00:00:00 | Not Dimmable | Not Dimmable | No |  | VVVWVR | [25 empty] | 5 | 2072 | 134.92 | 15.36 | 15 | 0.9 | 5000 | 80 |  |  |  | FALSE | FALSE | FALSE | [8 empty] | March, 30 2020 00:00:00 | FALSE | FALSE | FALSE | [6 empty] | AC | [7 empty] | FALSE
PYCCN6QP | DONG GUAN WALSTAR OPTOELECTRONICS TECHNOLOGY CO., LTD | WALSTAR | WL-T8N-10W1200 DIAB-35 | Linear Replacement Lamp | T8 Four-Foot | Dual Mode Internal Driver (UL Type A and Type B) |  | standard | TRUE |  | 1715 | 132.66 | 12.93 | 10.9 | 0.9609 | 3536 | 84.5 | 5 | 50000 | October, 13 2017 00:00:00 | Not Dimmable | Not Dimmable | No |  | VVVWVQ | [15 empty] | 85.3 |  | 1.16 | 1.18 | [6 empty] | 5 | 1715 | 132.66 | 12.93 | 15 | 0.9 | 3500 | 80 |  |  |  | FALSE | FALSE | FALSE | [8 empty] | March, 30 2020 00:00:00 | FALSE | FALSE | FALSE | [6 empty] | AC | [7 empty] | FALSE
PUUHY4MW | CH Lighting Technology Co.,Ltd. | CH | CH1118-48-13W 835-1 | Linear Replacement Lamp | T8 Four-Foot | Replacement Lamps (plug and play) (UL Type A) |  | standard | FALSE | [10 empty] | October, 13 2017 00:00:00 | Not Dimmable | Not Dimmable | NotYetVerified | Updated on 9/17/2018 | HAHHTY | [25 empty] | 4.4 | 1800 | 112 | 16 | 15 | 0.9 | 3500 | 83 |  |  |  | FALSE | FALSE | FALSE | [8 empty] | November, 02 2018 00:00:00 | FALSE | FALSE | FALSE | [6 empty] | AC | [7 empty] | FALSE
PO67E1Q9 | James Trading Company Limited | JAMES | ZY-T8-18W1200 BIXX-1-C-50K | Linear Replacement Lamp | T8 Four-Foot | Dual Mode Internal Driver (UL Type A and Type B) |  | standard | FALSE | [10 empty] | October, 12 2017 00:00:00 | Not Dimmable | Not Dimmable | NotYetVerified |  | KKLADD | [25 empty] | 5 | 2705.7 | 143.92 | 18.8 | 20 | 0.9 | 5000 | 82.3 |  |  |  | FALSE | FALSE | FALSE | [8 empty] | March, 30 2020 00:00:00 | FALSE | FALSE | FALSE | [6 empty] | AC | [7 empty] | FALSE
PXVB1MMD | James Trading Company Limited | JAMES | ZY-T8-18W1200 BIXX-1-F-50K | Linear Replacement Lamp | T8 Four-Foot | Dual Mode Internal Driver (UL Type A and Type B) |  | standard | FALSE | [10 empty] | October, 12 2017 00:00:00 | Not Dimmable | Not Dimmable | NotYetVerified |  | KKLADC | [25 empty] | 5 | 2567.73 | 138.05 | 18.6 | 20 | 0.9 | 5000 | 82.3 |  |  |  | FALSE | FALSE | FALSE | [8 empty] | March, 30 2020 00:00:00 | FALSE | FALSE | FALSE | [6 empty] | AC | [7 empty] | FALSE
PLIVG2HQD0ID | Reno LED Lighting Inc. | RENO | WLL-LEDT8BC10.5/830 | Linear Replacement Lamp | T8 Four-Foot | Replacement Lamps (plug and play) (UL Type A) |  | standard | TRUE |  | 1650 | 125.9 | 13.11 | 10.36 | 0.957 | 3107 | 82.7 | 5 | 50000 | October, 12 2017 00:00:00 | Dimmable | Continuous Above 10 | No |  | CCCEWL | [15 empty] | 84.2 |  | 1.28 | 1.24 | [6 empty] | 5 | 1652 | 118 | 14 | 10 | 0.9 | 3000 | 83 |  |  |  | FALSE | FALSE | FALSE | [8 empty] | March, 30 2020 00:00:00 | FALSE | FALSE | FALSE | [6 empty] | AC | [7 empty] | FALSE
PHXM3H6C | James Trading Company Limited | JAMES | ZY-T8-18W1200 BIXX-1-F-35K | Linear Replacement Lamp | T8 Four-Foot | Dual Mode Internal Driver (UL Type A and Type B) |  | standard | FALSE | [10 empty] | October, 12 2017 00:00:00 | Not Dimmable | Not Dimmable | NotYetVerified |  | KKLADC | [25 empty] | 5 | 2439.98 | 130.62 | 18.68 | 20 | 0.9 | 3500 | 82.3 |  |  |  | FALSE | FALSE | FALSE | [8 empty] | March, 30 2020 00:00:00 | FALSE | FALSE | FALSE | [6 empty] | AC | [7 empty] | FALSE
PZXJNHU8 | James Trading Company Limited | JAMES | ZY-T8-18W1200 BIXX-1-F-40K | Linear Replacement Lamp | T8 Four-Foot | Dual Mode Internal Driver (UL Type A and Type B) |  | standard | FALSE | [10 empty] | October, 12 2017 00:00:00 | Not Dimmable | Not Dimmable | NotYetVerified |  | KKLADC | [25 empty] | 5 | 2521.55 | 136.3 | 18.5 | 20 | 0.9 | 4000 | 82.3 |  |  |  | FALSE | FALSE | FALSE | [8 empty] | March, 30 2020 00:00:00 | FALSE | FALSE | FALSE | [6 empty] | AC | [7 empty] | FALSE
PLTPIMXFLHT6 | Reno LED Lighting Inc. | RENO | WLL-LEDT8BC10.5/850 | Linear Replacement Lamp | T8 Four-Foot | Replacement Lamps (plug and play) (UL Type A) |  | standard | FALSE | [10 empty] | October, 12 2017 00:00:00 | Dimmable | Continuous Above 10 | No |  | CCCEWL | [25 empty] | 5 | 1806 | 129 | 14 | 10 | 0.9 | 5000 | 83 |  |  |  | FALSE | FALSE | FALSE | [8 empty] | March, 30 2020 00:00:00 | FALSE | FALSE | FALSE | [6 empty] | AC | [7 empty] | FALSE
PZD9HS7I | James Trading Company Limited | JAMES | ZY-T8-18W1200 BIXX-1-C-40K | Linear Replacement Lamp | T8 Four-Foot | Dual Mode Internal Driver (UL Type A and Type B) |  | standard | FALSE | [10 empty] | October, 12 2017 00:00:00 | Not Dimmable | Not Dimmable | NotYetVerified |  | KKLADD | [25 empty] | 5 | 2685.58 | 142.85 | 18.8 | 20 | 0.9 | 4000 | 82.3 |  |  |  | FALSE | FALSE | FALSE | [8 empty] | March, 30 2020 00:00:00 | FALSE | FALSE | FALSE | [6 empty] | AC | [7 empty] | FALSE
P6QWZ4SY | James Trading Company Limited | JAMES | ZY-T8-18W1200 BIXX-1-C-45K | Linear Replacement Lamp | T8 Four-Foot | Dual Mode Internal Driver (UL Type A and Type B) |  | standard | FALSE | [10 empty] | October, 12 2017 00:00:00 | Not Dimmable | Not Dimmable | NotYetVerified |  | KKLADD | [25 empty] | 5 | 2685.58 | 142.85 | 18.8 | 20 | 0.9 | 4500 | 82.3 |  |  |  | FALSE | FALSE | FALSE | [8 empty] | March, 30 2020 00:00:00 | FALSE | FALSE | FALSE | [6 empty] | AC | [7 empty] | FALSE
PR9L6STL | James Trading Company Limited | JAMES | ZY-T8-18W1200 BIXX-1-F-30K | Linear Replacement Lamp | T8 Four-Foot | Dual Mode Internal Driver (UL Type A and Type B) |  | standard | TRUE |  | 2502 | 132.1 | 18.94 | 11.86 | 0.937 | 3029 | 82.6 | 5 | 50000 | October, 12 2017 00:00:00 | Not Dimmable | Not Dimmable | NotYetVerified |  | KKLADC | [15 empty] | 88.8 |  | 1.34 | 1.19 | [6 empty] | 5 | 2439.98 | 130.62 | 18.68 | 20 | 0.9 | 3000 | 82.3 |  |  |  | FALSE | FALSE | FALSE | [8 empty] | March, 30 2020 00:00:00 | FALSE | FALSE | FALSE | [6 empty] | AC | [7 empty] | FALSE
PLM4S209EGO4 | Reno LED Lighting Inc. | RENO | WLL-LEDT8BC10.5/835 | Linear Replacement Lamp | T8 Four-Foot | Replacement Lamps (plug and play) (UL Type A) |  | standard | FALSE | [10 empty] | October, 12 2017 00:00:00 | Dimmable | Continuous Above 10 | No |  | CCCEWL | [25 empty] | 5 | 1708 | 122 | 14 | 10 | 0.9 | 3500 | 83 |  |  |  | FALSE | FALSE | FALSE | [8 empty] | March, 30 2020 00:00:00 | FALSE | FALSE | FALSE | [6 empty] | AC | [7 empty] | FALSE
PL47JM5JPFMG | Reno LED Lighting Inc. | RENO | WLL-LEDT8BC10.5/840 | Linear Replacement Lamp | T8 Four-Foot | Replacement Lamps (plug and play) (UL Type A) |  | standard | FALSE | [10 empty] | October, 12 2017 00:00:00 | Dimmable | Continuous Above 10 | No |  | CCCEWL | [25 empty] | 5 | 1750 | 125 | 14 | 10 | 0.9 | 4000 | 83 |  |  |  | FALSE | FALSE | FALSE | [8 empty] | March, 30 2020 00:00:00 | FALSE | FALSE | FALSE | [6 empty] | AC | [7 empty] | FALSE
P65NCT4U | James Trading Company Limited | JAMES | ZY-T8-18W1200 BIXX-1-C-35K | Linear Replacement Lamp | T8 Four-Foot | Dual Mode Internal Driver (UL Type A and Type B) |  | standard | FALSE | [10 empty] | October, 12 2017 00:00:00 | Not Dimmable | Not Dimmable | NotYetVerified |  | KKLADD | [25 empty] | 5 | 2583.78 | 138.17 | 18.7 | 20 | 0.9 | 3500 | 82.3 |  |  |  | FALSE | FALSE | FALSE | [8 empty] | March, 30 2020 00:00:00 | FALSE | FALSE | FALSE | [6 empty] | AC | [7 empty] | FALSE
P3J2Q9CT | James Trading Company Limited | JAMES | ZY-T8-18W1200 BIXX-1-C-30K | Linear Replacement Lamp | T8 Four-Foot | Dual Mode Internal Driver (UL Type A and Type B) |  | standard | TRUE |  | 2557 | 140.03 | 18.26 | 12.15 | 0.9408 | 3023 | 82.1 | 5 | 50000 | October, 12 2017 00:00:00 | Not Dimmable | Not Dimmable | NotYetVerified |  | KKLADD | [15 empty] | 88.7 |  | 1.37 | 1.18 | [6 empty] | 5 | 2583.78 | 138.17 | 18.7 | 20 | 0.9 | 3000 | 82.3 |  |  |  | FALSE | FALSE | FALSE | [8 empty] | March, 30 2020 00:00:00 | FALSE | FALSE | FALSE | [6 empty] | AC | [7 empty] | FALSE
POR5ZGP1 | James Trading Company Limited | JAMES | ZY-T8-18W1200 BIXX-1-F-45K | Linear Replacement Lamp | T8 Four-Foot | Dual Mode Internal Driver (UL Type A and Type B) |  | standard | FALSE | [10 empty] | October, 12 2017 00:00:00 | Not Dimmable | Not Dimmable | NotYetVerified |  | KKLADC | [25 empty] | 5 | 2521.55 | 136.3 | 18.5 | 20 | 0.9 | 4500 | 82.3 |  |  |  | FALSE | FALSE | FALSE | [8 empty] | March, 30 2020 00:00:00 | FALSE | FALSE | FALSE | [6 empty] | AC | [7 empty] | FALSE
PNQDNQ8A | Signify North America Corporation | PHILIPS | 9290013973 | Linear Replacement Lamp | T8 Four-Foot | Replacement Lamps (plug and play) (UL Type A) |  | standard | TRUE |  | 1661 | 124.3 | 13.37 | 13.24 | 0.9681 | 3496 | 83.4 | 5 | 50000 | October, 10 2017 00:00:00 | Not Dimmable | Not Dimmable | No |  | KKLADB | [15 empty] | 81.43 |  | 1.26 | 1.24 | [6 empty] | 4.4 | 1500 | 115.38 | 13 | 20 | 0.9 | 3500 | 82 |  |  |  | FALSE | FALSE | FALSE | [8 empty] | November, 02 2018 00:00:00 | FALSE | FALSE | FALSE | [6 empty] | AC | [7 empty] | FALSE
PZSHH318 | Signify North America Corporation | Philips | 9290013974 | Linear Replacement Lamp | T8 Four-Foot | Replacement Lamps (plug and play) (UL Type A) |  | standard | FALSE | [10 empty] | October, 10 2017 00:00:00 | Not Dimmable | Not Dimmable | No |  | KKLADB | [25 empty] | 5 | 1600 | 123.08 | 13 | 20 | 0.9 | 4000 | 82 |  |  |  | FALSE | FALSE | FALSE | [8 empty] | March, 30 2020 00:00:00 | FALSE | FALSE | FALSE | [6 empty] | AC | [7 empty] | FALSE
P7YZ0A29 | GE Current, a Daintree company | GE Lighting | LED10ET8/G/4/840 | Linear Replacement Lamp | T8 Four-Foot | Replacement Lamps (plug and play) (UL Type A) |  | standard | FALSE | [10 empty] | October, 10 2017 00:00:00 | Dimmable | Continuous Below 10 | No |  | PPPRZK | [25 empty] | 5 | 1600 | 123.1 | 13 | 20 | 0.9 | 4000 | 80 |  |  |  | FALSE | FALSE | FALSE | [8 empty] | March, 30 2020 00:00:00 | FALSE | FALSE | FALSE | [6 empty] | AC | [7 empty] | FALSE
PXFQSR0E | CNLIGHT CO., LTD | CNLIGHT | BRB120/18.RB.G13 220B81DC | Linear Replacement Lamp | T8 Four-Foot | Dual Mode Internal Driver (UL Type A and Type B) |  | standard | FALSE | [10 empty] | October, 10 2017 00:00:00 | Not Dimmable | Not Dimmable | FALSE |  | NANNTZ | [25 empty] | 4.4 | 2200 | 110 | 20 | 5.9 | 0.9 | 3500 | 80 |  |  |  | FALSE | FALSE | FALSE | [8 empty] | November, 02 2018 00:00:00 | FALSE | FALSE | FALSE | [6 empty] | AC | [7 empty] | FALSE
PZ997FVL | CNLIGHT CO., LTD | CNLIGHT | BRB120/18.RL.G13 220B81DC | Linear Replacement Lamp | T8 Four-Foot | Dual Mode Internal Driver (UL Type A and Type B) |  | standard | FALSE | [10 empty] | October, 10 2017 00:00:00 | Not Dimmable | Not Dimmable | FALSE |  | NANNTZ | [25 empty] | 4.4 | 2200 | 110 | 20 | 5.9 | 0.9 | 4000 | 80 |  |  |  | FALSE | FALSE | FALSE | [8 empty] | November, 02 2018 00:00:00 | FALSE | FALSE | FALSE | [6 empty] | AC | [7 empty] | FALSE
PSVXE1E0 | GE Current, a Daintree company | GE Lighting | LED10ET8/G/4/850 | Linear Replacement Lamp | T8 Four-Foot | Replacement Lamps (plug and play) (UL Type A) |  | standard | FALSE | [10 empty] | October, 10 2017 00:00:00 | Dimmable | Continuous Below 10 | No |  | PPPRZK | [25 empty] | 5 | 1650 | 126.9 | 13 | 20 | 0.9 | 5000 | 80 |  |  |  | FALSE | FALSE | FALSE | [8 empty] | March, 30 2020 00:00:00 | FALSE | FALSE | FALSE | [6 empty] | AC | [7 empty] | FALSE
PRHQNZN1 | GE Current, a Daintree company | GE Lighting | LED10ET8/G/4/835 | Linear Replacement Lamp | T8 Four-Foot | Replacement Lamps (plug and play) (UL Type A) |  | standard | TRUE |  | 1672 | 129.965 | 12.865 | 10.95 | 0.95 | 3540 | 82.6 | 5 | 50000 | October, 10 2017 00:00:00 | Dimmable | Continuous Below 10 | No |  | PPPRZK | [15 empty] | 81.8 |  | 1.32 | 1.34 | [6 empty] | 5 | 1600 | 123.1 | 13 | 20 | 0.9 | 3500 | 80 |  |  |  | FALSE | FALSE | FALSE | [8 empty] | March, 30 2020 00:00:00 | FALSE | FALSE | FALSE | [6 empty] | AC | [7 empty] | FALSE
PDRMFRFA | CNLIGHT CO., LTD | CNLIGHT | BRB120/18.RN.G13 220B81DC | Linear Replacement Lamp | T8 Four-Foot | Dual Mode Internal Driver (UL Type A and Type B) |  | standard | TRUE |  | 2495.8 | 119.25 | 20.93 | 5.9 | 0.9793 | 2890 | 81.6 | 5 | 50000 | October, 10 2017 00:00:00 | Not Dimmable | Not Dimmable | FALSE |  | NANNTZ | [15 empty] | 81.4 |  | 1.3 | 1.28 | [6 empty] | 4.4 | 2200 | 110 | 20 | 5.9 | 0.9 | 3000 | 80 |  |  |  | FALSE | FALSE | FALSE | [8 empty] | November, 02 2018 00:00:00 | FALSE | FALSE | FALSE | [6 empty] | AC | [7 empty] | FALSE
PJVXT9FT | CNLIGHT CO., LTD | CNLIGHT | BRB120/18.RZ.G13 220B81DC | Linear Replacement Lamp | T8 Four-Foot | Dual Mode Internal Driver (UL Type A and Type B) |  | standard | FALSE | [10 empty] | October, 10 2017 00:00:00 | Not Dimmable | Not Dimmable | FALSE |  | NANNTZ | [25 empty] | 4.4 | 2200 | 110 | 20 | 5.9 | 0.9 | 5000 | 80 |  |  |  | FALSE | FALSE | FALSE | [8 empty] | November, 02 2018 00:00:00 | FALSE | FALSE | FALSE | [6 empty] | AC | [7 empty] | FALSE
PN4911BT | Signify North America Corporation | Philips | 9290013975 | Linear Replacement Lamp | T8 Four-Foot | Replacement Lamps (plug and play) (UL Type A) |  | standard | FALSE | [10 empty] | October, 10 2017 00:00:00 | Not Dimmable | Not Dimmable | No |  | KKLADB | [25 empty] | 5 | 1600 | 123.08 | 13 | 20 | 0.9 | 5000 | 82 |  |  |  | FALSE | FALSE | FALSE | [8 empty] | March, 30 2020 00:00:00 | FALSE | FALSE | FALSE | [6 empty] | AC | [7 empty] | FALSE
PLHB7YXHHMPO | Switch Advanced Lighting Solutions | SWITCH | SL-T8-15W-835 | Linear Replacement Lamp | T8 Four-Foot | Replacement Lamps (plug and play) (UL Type A) |  | standard | FALSE | [10 empty] | October, 09 2017 00:00:00 | Not Dimmable | Not Dimmable | No |  | ZAZZIT | [25 empty] | 4.4 | 2000 | 110 | 18 | 11.26 | 0.99 | 3500 | 83 |  |  |  | FALSE | FALSE | FALSE | [8 empty] | November, 02 2018 00:00:00 | FALSE | FALSE | FALSE | [6 empty] | AC | [7 empty] | FALSE
PL2NZ8X73HF8 | Switch Advanced Lighting Solutions | SWITCH | SL-T8-15W-850 | Linear Replacement Lamp | T8 Four-Foot | Replacement Lamps (plug and play) (UL Type A) |  | standard | FALSE | [10 empty] | October, 09 2017 00:00:00 | Not Dimmable | Not Dimmable | No |  | ZAZZIT | [25 empty] | 4.4 | 2200 | 115 | 18 | 11.26 | 0.99 | 5000 | 83 |  |  |  | FALSE | FALSE | FALSE | [8 empty] | November, 02 2018 00:00:00 | FALSE | FALSE | FALSE | [6 empty] | AC | [7 empty] | FALSE
PLV0DT5B0WI5 | Switch Advanced Lighting Solutions | SWITCH | SL-T8-15W-830 | Linear Replacement Lamp | T8 Four-Foot | Replacement Lamps (plug and play) (UL Type A) |  | standard | TRUE |  | 2058 | 117.4 | 17.54 | 11.26 | 0.9669 | 3052 | 81.2 | 5 | 50000 | October, 09 2017 00:00:00 | Not Dimmable | Not Dimmable | No |  | ZAZZIT | [15 empty] | 83.8 |  | 1.26 | 1.24 | [6 empty] | 4.4 | 2000 | 110 | 18 | 11.26 | 0.99 | 3000 | 83 |  |  |  | FALSE | FALSE | FALSE | [8 empty] | November, 02 2018 00:00:00 | FALSE | FALSE | FALSE | [6 empty] | AC | [7 empty] | FALSE
PL8MSOB7QDYG | Switch Advanced Lighting Solutions | SWITCH | SL-T8-15W-840 | Linear Replacement Lamp | T8 Four-Foot | Replacement Lamps (plug and play) (UL Type A) |  | standard | FALSE | [10 empty] | October, 09 2017 00:00:00 | Not Dimmable | Not Dimmable | No |  | ZAZZIT | [25 empty] | 4.4 | 2100 | 112 | 18 | 11.26 | 0.99 | 4000 | 83 |  |  |  | FALSE | FALSE | FALSE | [8 empty] | November, 02 2018 00:00:00 | FALSE | FALSE | FALSE | [6 empty] | AC | [7 empty] | FALSE
PAAGCSRW | Jessar Industries | Xtricity | 1-69909 | Linear Replacement Lamp | T8 Four-Foot | Replacement Lamps (plug and play) (UL Type A) |  | standard | FALSE | [10 empty] | October, 06 2017 00:00:00 | Not Dimmable | Not Dimmable | NotYetVerified |  | NANNTV | [25 empty] | 4.4 | 2200 | 115 | 19 | 7.28 | 0.9 | 5000 | 80 |  |  |  | FALSE | FALSE | FALSE | [8 empty] | November, 02 2018 00:00:00 | FALSE | FALSE | FALSE | [6 empty] | AC | [7 empty] | FALSE
PW1O0T0W | Jessar Industries | Xtricity | 1-69910 | Linear Replacement Lamp | T8 Four-Foot | Replacement Lamps (plug and play) (UL Type A) |  | standard | TRUE |  | 2450.3 | 124 | 19.76 | 5.21 | 0.9992 | 4177 | 83.2 | 5 | 50000 | October, 06 2017 00:00:00 | Not Dimmable | Not Dimmable | NotYetVerified |  | NANNTV | [15 empty] | 84.2 |  | 1.26 | 1.34 | [6 empty] | 4.4 | 2200 | 115 | 19 | 7.28 | 0.9 | 4000 | 80 |  |  |  | FALSE | FALSE | FALSE | [8 empty] | November, 02 2018 00:00:00 | FALSE | FALSE | FALSE | [6 empty] | AC | [7 empty] | FALSE
PLRTMM0KLTQC | Revolution Lighting Technologies, Inc. | Revolution Lighting Technology | 204823-213 | Linear Replacement Lamp | T8 Four-Foot | Replacement Lamps (plug and play) (UL Type A) |  | standard | FALSE | [10 empty] | October, 04 2017 00:00:00 | Not Dimmable | Not Dimmable | No |  | IIILDE | [25 empty] | 5 | 2312 | 135 | 17.25 | 8.13 | 0.97 | 4000 | 82 |  |  |  | FALSE | FALSE | FALSE | [8 empty] | March, 30 2020 00:00:00 | FALSE | FALSE | FALSE | [6 empty] | AC | [7 empty] | FALSE
PLX4PBX5NJH6 | Revolution Lighting Technologies, Inc. | Revolution Lighting Technology | 204883-215 | Linear Replacement Lamp | T8 Four-Foot | Replacement Lamps (plug and play) (UL Type A) |  | standard | FALSE | [10 empty] | October, 04 2017 00:00:00 | Not Dimmable | Not Dimmable | No |  | IIILDL | [25 empty] | 5 | 2378.1 | 139.9 | 16.99 | 8.08 | 0.97 | 5000 | 82 |  |  |  | FALSE | FALSE | FALSE | [8 empty] | March, 30 2020 00:00:00 | FALSE | FALSE | FALSE | [6 empty] | AC | [7 empty] | FALSE
PLLG3JYHAVGV | Revolution Lighting Technologies, Inc. | Revolution Lighting Technology | 204881-213 | Linear Replacement Lamp | T8 Four-Foot | Replacement Lamps (plug and play) (UL Type A) |  | standard | TRUE |  | 1671.5 | 123.54 | 13.53 | 16.691 | 0.951 | 4021 | 81.1 | 5 | 50000 | October, 04 2017 00:00:00 | Not Dimmable | Not Dimmable | No |  | IIILDG | [15 empty] | 84.6 |  | 1.54 | 1.2 | [6 empty] | 5 | 1671.5 | 123.54 | 13.53 | 16.69 | 0.95 | 4000 | 80 |  |  |  | FALSE | FALSE | FALSE | [8 empty] | March, 30 2020 00:00:00 | FALSE | FALSE | FALSE | [6 empty] | AC | [7 empty] | FALSE
PLOJ24BX2OU9 | Revolution Lighting Technologies, Inc. | Revolution Lighting Technology | 204822-212 | Linear Replacement Lamp | T8 Four-Foot | Replacement Lamps (plug and play) (UL Type A) |  | standard | TRUE |  | 2301.4 | 142.06 | 16.2 | 12.83 | 0.955 | 3429 | 79.5 | 5 | 50000 | October, 04 2017 00:00:00 | Not Dimmable | Not Dimmable | No |  | IIILDB | [15 empty] | 84.6 |  | 1.34 | 1.18 | [6 empty] | 5 | 2301.4 | 142.06 | 16.2 | 12.83 | 0.96 | 3500 | 80 |  |  |  | FALSE | FALSE | FALSE | [8 empty] | March, 30 2020 00:00:00 | FALSE | FALSE | FALSE | [6 empty] | AC | [7 empty] | FALSE
PLGWIIXXSJPX | Revolution Lighting Technologies, Inc. | Revolution Lighting Technology | 204881-212 | Linear Replacement Lamp | T8 Four-Foot | Replacement Lamps (plug and play) (UL Type A) |  | standard | TRUE |  | 2022.3 | 137.38 | 14.72 | 14.816 | 0.957 | 3443 | 79 | 5 | 50000 | October, 04 2017 00:00:00 | Not Dimmable | Not Dimmable | No |  | IIILDF | [15 empty] | 84.6 |  | 1.36 | 1.18 | [6 empty] | 5 | 2022.3 | 137.38 | 14.72 | 14.82 | 0.96 | 3500 | 80 |  |  |  | FALSE | FALSE | FALSE | [8 empty] | March, 30 2020 00:00:00 | FALSE | FALSE | FALSE | [6 empty] | AC | [7 empty] | FALSE
PL6I4AOV5QRG | Revolution Lighting Technologies, Inc. | Revolution Lighting Technology | 204882-212 | Linear Replacement Lamp | T8 Four-Foot | Replacement Lamps (plug and play) (UL Type A) |  | standard | TRUE |  | 2302 | 140.88 | 16.34 | 12.78 | 0.963 | 3453 | 79.1 | 5 | 50000 | October, 04 2017 00:00:00 | Not Dimmable | Not Dimmable | No |  | IIILDI | [15 empty] | 84.6 |  | 1.32 | 1.18 | [6 empty] | 5 | 2302 | 140.88 | 16.34 | 12.78 | 0.96 | 3500 | 80 |  |  |  | FALSE | FALSE | FALSE | [8 empty] | March, 30 2020 00:00:00 | FALSE | FALSE | FALSE | [6 empty] | AC | [7 empty] | FALSE
P1MDRCAD | ZHEJIANG HONGYAO LIGHTING ELECTRICAL CO.,LTD | HONGYAO | HY-T8-T120-15W-A40 | Linear Replacement Lamp | T8 Four-Foot | Replacement Lamps (plug and play) (UL Type A) |  | standard | FALSE | [10 empty] | October, 04 2017 00:00:00 | Not Dimmable | Not Dimmable | No |  | SSSCTM | [25 empty] | 5 | 2004 | 128 | 15.68 | 8.91 | 0.96 | 4000 | 78.3 |  |  |  | FALSE | FALSE | FALSE | [8 empty] | March, 30 2020 00:00:00 | FALSE | FALSE | FALSE | [6 empty] | AC | [7 empty] | FALSE
P81E2QXC | Energetic Lighting Inc. | Energetic | E3T8CG-15F850 | Linear Replacement Lamp | T8 Four-Foot | Replacement Lamps (plug and play) (UL Type A) |  | standard | FALSE | [10 empty] | October, 04 2017 00:00:00 | Not Dimmable | Not Dimmable | No | NOTE: only E3T8CG-15F850 qualified, no E3T8CG-15F850X [where X can be 1-6], Updated on 08/14/2018, rating power of product is 14.5W, tested power includes ballast power | VAVWXY | [25 empty] | 5 | 2433 | 131.23 | 18.54 | 15 | 0.92 | 5000 | 80 |  |  |  | FALSE | FALSE | FALSE | [8 empty] | March, 30 2020 00:00:00 | FALSE | FALSE | FALSE | [6 empty] | AC | [7 empty] | FALSE
P5ZHABJI | Energetic Lighting Inc. | Energetic | E3T8CG-12F840 | Linear Replacement Lamp | T8 Four-Foot | Replacement Lamps (plug and play) (UL Type A) |  | standard | TRUE |  | 1995 | 118.55 | 16.86 | 8.22 | 0.9095 | 3980 | 83.3 | 5 | 50000 | October, 04 2017 00:00:00 | Not Dimmable | Not Dimmable | No | NOTE: only E3T8CG-12F840 qualified, no E3T8CG-12F840X [where X can be 1-6], Updated on 08/14/2018, rating power of product is 11.5W, tested power includes ballast power | VAVWXZ | [15 empty] | 84.6 |  | 1.32 | 1.24 | [6 empty] | 5 | 1999 | 118.56 | 16.86 | 15 | 0.91 | 4000 | 80 |  |  |  | FALSE | FALSE | FALSE | [8 empty] | March, 30 2020 00:00:00 | FALSE | FALSE | FALSE | [6 empty] | AC | [7 empty] | FALSE
PBBNMFZ7 | Energetic Lighting Inc. | Energetic | E3T8CG-12F850 | Linear Replacement Lamp | T8 Four-Foot | Replacement Lamps (plug and play) (UL Type A) |  | standard | FALSE | [10 empty] | October, 04 2017 00:00:00 | Not Dimmable | Not Dimmable | No | NOTE: only E3T8CG-12F850 qualified, no E3T8CG-12F850X [where X can be 1-6], Updated on 08/14/2018, rating power of product is 11.5W, tested power includes ballast power | VAVWXZ | [25 empty] | 5 | 2022 | 119.5 | 16.92 | 15 | 0.9 | 5000 | 80 |  |  |  | FALSE | FALSE | FALSE | [8 empty] | March, 30 2020 00:00:00 | FALSE | FALSE | FALSE | [6 empty] | AC | [7 empty] | FALSE
PLTEZ6V2L3VY | Revolution Lighting Technologies, Inc. | Revolution Lighting Technology | 204821-215 | Linear Replacement Lamp | T8 Four-Foot | Replacement Lamps (plug and play) (UL Type A) |  | standard | TRUE |  | 1716.5 | 138.76 | 12.37 | 17.97 | 0.932 | 4908 | 80.4 | 5 | 50000 | October, 04 2017 00:00:00 | Not Dimmable | Not Dimmable | No |  | IIILDA | [15 empty] | 84.4 |  | 1.28 | 1.2 | [6 empty] | 5 | 1716.5 | 138.76 | 12.37 | 17.98 | 0.93 | 5000 | 80 |  |  |  | FALSE | FALSE | FALSE | [8 empty] | March, 30 2020 00:00:00 | FALSE | FALSE | FALSE | [6 empty] | AC | [7 empty] | FALSE
PL21HD7O5CYZ | Revolution Lighting Technologies, Inc. | Revolution Lighting Technology | 204883-212 | Linear Replacement Lamp | T8 Four-Foot | Replacement Lamps (plug and play) (UL Type A) |  | standard | TRUE |  | 2275.7 | 132.84 | 17.13 | 8.08 | 0.977 | 3292 | 82.2 | 5 | 50000 | October, 04 2017 00:00:00 | Not Dimmable | Not Dimmable | No |  | IIILDL | [15 empty] | 85 |  | 1.32 | 1.18 | [6 empty] | 5 | 2275.7 | 132.8 | 17.13 | 8.08 | 0.97 | 3500 | 82 |  |  |  | FALSE | FALSE | FALSE | [8 empty] | March, 30 2020 00:00:00 | FALSE | FALSE | FALSE | [6 empty] | AC | [7 empty] | FALSE
PR3NMVUB | Energetic Lighting Inc. | Energetic | E3T8CG-15F840 | Linear Replacement Lamp | T8 Four-Foot | Replacement Lamps (plug and play) (UL Type A) |  | standard | TRUE |  | 2365 | 126.55 | 18.72 | 7.36 | 0.9195 | 3962 | 83.2 | 5 | 50000 | October, 04 2017 00:00:00 | Not Dimmable | Not Dimmable | No | NOTE: only E3T8CG-15F840 qualified, no E3T8CG-15F840X [where X can be 1-6], Updated on 08/14/2018, rating power of product is 14.5W, tested power includes ballast power | VAVWXY | [15 empty] | 84.6 |  | 1.3 | 1.24 | [6 empty] | 5 | 2369 | 126.55 | 18.72 | 15 | 0.92 | 4000 | 80 |  |  |  | FALSE | FALSE | FALSE | [8 empty] | March, 30 2020 00:00:00 | FALSE | FALSE | FALSE | [6 empty] | AC | [7 empty] | FALSE
PLW0Y4BDD72Z | Revolution Lighting Technologies, Inc. | Revolution Lighting Technology | 204822-213 | Linear Replacement Lamp | T8 Four-Foot | Replacement Lamps (plug and play) (UL Type A) |  | standard | TRUE |  | 1758.1 | 118.8 | 14.8 | 14.85 | 0.9456 | 4119 | 82.5 | 5 | 50000 | October, 04 2017 00:00:00 | Not Dimmable | Not Dimmable | No |  | IIILDC | [15 empty] | 84.2 |  | 1.38 | 1.18 | [6 empty] | 5 | 1758.1 | 118.8 | 14.8 | 14.85 | 0.95 | 4000 | 80 |  |  |  | FALSE | FALSE | FALSE | [8 empty] | March, 30 2020 00:00:00 | FALSE | FALSE | FALSE | [6 empty] | AC | [7 empty] | FALSE
PL3578W9QUYX | Revolution Lighting Technologies, Inc. | Revolution Lighting Technology | 204882-215 | Linear Replacement Lamp | T8 Four-Foot | Replacement Lamps (plug and play) (UL Type A) |  | standard | TRUE |  | 2056.6 | 142.23 | 14.46 | 15.29 | 0.9514 | 4972 | 79.8 | 5 | 50000 | October, 04 2017 00:00:00 | Not Dimmable | Not Dimmable | No |  | IIILDK | [15 empty] | 84.6 |  | 1.32 | 1.2 | [6 empty] | 5 | 2056.6 | 142.23 | 14.46 | 15.29 | 0.95 | 5000 | 80 |  |  |  | FALSE | FALSE | FALSE | [8 empty] | March, 30 2020 00:00:00 | FALSE | FALSE | FALSE | [6 empty] | AC | [7 empty] | FALSE
PL3IPVEFXUUB | Revolution Lighting Technologies, Inc. | Revolution Lighting Technology | 204821-213 | Linear Replacement Lamp | T8 Four-Foot | Replacement Lamps (plug and play) (UL Type A) |  | standard | TRUE |  | 1802.7 | 130.44 | 13.82 | 16.348 | 0.954 | 4156 | 82.5 | 5 | 50000 | October, 04 2017 00:00:00 | Not Dimmable | Not Dimmable | No |  | IIILCZ | [15 empty] | 84.6 |  | 1.32 | 1.18 | [6 empty] | 5 | 1802.7 | 130.44 | 13.82 | 16.35 | 0.95 | 4000 | 80 |  |  |  | FALSE | FALSE | FALSE | [8 empty] | March, 30 2020 00:00:00 | FALSE | FALSE | FALSE | [6 empty] | AC | [7 empty] | FALSE
PLQCBTZ9AVTO | Revolution Lighting Technologies, Inc. | Revolution Lighting Technology | 204823-212 | Linear Replacement Lamp | T8 Four-Foot | Replacement Lamps (plug and play) (UL Type A) |  | standard | TRUE |  | 2261 | 131.14 | 17.25 | 8.13 | 0.971 | 3305 | 82.3 | 5 | 50000 | October, 04 2017 00:00:00 | Not Dimmable | Not Dimmable | No |  | IIILDE | [15 empty] | 85.1 |  | 1.36 | 1.2 | [6 empty] | 5 | 2262 | 131.14 | 17.25 | 8.13 | 0.97 | 3500 | 82 |  |  |  | FALSE | FALSE | FALSE | [8 empty] | March, 30 2020 00:00:00 | FALSE | FALSE | FALSE | [6 empty] | AC | [7 empty] | FALSE
PLIJSWWKZVP6 | Revolution Lighting Technologies, Inc. | Revolution Lighting Technology | 204881-215 | Linear Replacement Lamp | T8 Four-Foot | Replacement Lamps (plug and play) (UL Type A) |  | standard | TRUE |  | 1744.2 | 139.97 | 12.47 | 18.064 | 0.972 | 4983 | 79.8 | 5 | 50000 | October, 04 2017 00:00:00 | Not Dimmable | Not Dimmable | No |  | IIILDH | [15 empty] | 84.7 |  | 1.34 | 1.2 | [6 empty] | 5 | 1744.2 | 139.87 | 12.47 | 18.06 | 0.97 | 5000 | 80 |  |  |  | FALSE | FALSE | FALSE | [8 empty] | March, 30 2020 00:00:00 | FALSE | FALSE | FALSE | [6 empty] | AC | [7 empty] | FALSE
PDC437CK | ZHEJIANG HONGYAO LIGHTING ELECTRICAL CO.,LTD | HONGYAO | HY-T8-T120-15W-A50 | Linear Replacement Lamp | T8 Four-Foot | Replacement Lamps (plug and play) (UL Type A) |  | standard | FALSE | [10 empty] | October, 04 2017 00:00:00 | Not Dimmable | Not Dimmable | No |  | SSSCTM | [25 empty] | 5 | 2048.7 | 130.5 | 15.7 | 8.91 | 0.96 | 5000 | 80.6 |  |  |  | FALSE | FALSE | FALSE | [8 empty] | March, 30 2020 00:00:00 | FALSE | FALSE | FALSE | [6 empty] | AC | [7 empty] | FALSE
PNZACBZT | ZHEJIANG HONGYAO LIGHTING ELECTRICAL CO.,LTD | HONGYAO | HY-T8-T120-15W-A35 | Linear Replacement Lamp | T8 Four-Foot | Replacement Lamps (plug and play) (UL Type A) |  | standard | TRUE |  | 1961.6 | 125.1 | 15.58 | 8.91 | 0.965 | 3435 | 78.3 | 5 | 50000 | October, 04 2017 00:00:00 | Not Dimmable | Not Dimmable | No |  | SSSCTM | [15 empty] | 84.6 |  | 1.42 | 1.22 | [6 empty] | 5 | 1961.6 | 125.1 | 15.68 | 8.91 | 0.96 | 3500 | 78.3 |  |  |  | FALSE | FALSE | FALSE | [8 empty] | March, 30 2020 00:00:00 | FALSE | FALSE | FALSE | [6 empty] | AC | [7 empty] | FALSE
PL4M6CKTHTHT | Revolution Lighting Technologies, Inc. | Revolution Lighting Technology | 204883-213 | Linear Replacement Lamp | T8 Four-Foot | Replacement Lamps (plug and play) (UL Type A) |  | standard | FALSE | [10 empty] | October, 04 2017 00:00:00 | Not Dimmable | Not Dimmable | No |  | IIILDL | [25 empty] | 5 | 2326.5 | 135 | 17.13 | 8.08 | 0.97 | 4000 | 82 |  |  |  | FALSE | FALSE | FALSE | [8 empty] | March, 30 2020 00:00:00 | FALSE | FALSE | FALSE | [6 empty] | AC | [7 empty] | FALSE
PL8D09JDSY2Q | Revolution Lighting Technologies, Inc. | Revolution Lighting Technology | 204823-215 | Linear Replacement Lamp | T8 Four-Foot | Replacement Lamps (plug and play) (UL Type A) |  | standard | FALSE | [10 empty] | October, 04 2017 00:00:00 | Not Dimmable | Not Dimmable | No |  | IIILDE | [25 empty] | 5 | 2362.5 | 138.44 | 17.06 | 8.13 | 0.97 | 5000 | 82 |  |  |  | FALSE | FALSE | FALSE | [8 empty] | March, 30 2020 00:00:00 | FALSE | FALSE | FALSE | [6 empty] | AC | [7 empty] | FALSE
PLOQ6WCRSI00 | Revolution Lighting Technologies, Inc. | Revolution Lighting Technology | 204821-212 | Linear Replacement Lamp | T8 Four-Foot | Replacement Lamps (plug and play) (UL Type A) |  | standard | TRUE |  | 1941 | 135.36 | 14.34 | 15.212 | 0.951 | 3409 | 79.3 | 5 | 50000 | October, 04 2017 00:00:00 | Not Dimmable | Not Dimmable | No |  | IIILCY | [15 empty] | 84.5 |  | 1.32 | 1.18 | [6 empty] | 5 | 1941 | 135.36 | 14.34 | 15.21 | 0.95 | 3500 | 80 |  |  |  | FALSE | FALSE | FALSE | [8 empty] | March, 30 2020 00:00:00 | FALSE | FALSE | FALSE | [6 empty] | AC | [7 empty] | FALSE
PL5D1NBXTSWY | Revolution Lighting Technologies, Inc. | Revolution Lighting Technology | 204882-213 | Linear Replacement Lamp | T8 Four-Foot | Replacement Lamps (plug and play) (UL Type A) |  | standard | TRUE |  | 1793.2 | 123.58 | 14.51 | 15.261 | 0.953 | 4176 | 81.9 | 5 | 50000 | October, 04 2017 00:00:00 | Not Dimmable | Not Dimmable | No |  | IIILDJ | [15 empty] | 84.2 |  | 1.34 | 1.2 | [6 empty] | 5 | 1793.2 | 123.58 | 14.51 | 15.26 | 0.95 | 4000 | 80 |  |  |  | FALSE | FALSE | FALSE | [8 empty] | March, 30 2020 00:00:00 | FALSE | FALSE | FALSE | [6 empty] | AC | [7 empty] | FALSE
P0XSQRKL | Energetic Lighting Inc. | Energetic | E3T8C-15F850 | Linear Replacement Lamp | T8 Four-Foot | Replacement Lamps (plug and play) (UL Type A) |  | standard | FALSE | [10 empty] | October, 04 2017 00:00:00 | Not Dimmable | Not Dimmable | No | NOTE: only E3T8C-15F850 qualified, no E3T8C-15F850X [where X can be 1-6] | VAVWYA | [25 empty] | 5 | 1688 | 118.96 | 14.19 | 15 | 0.88 | 5000 | 80 |  |  |  | FALSE | FALSE | FALSE | [8 empty] | March, 30 2020 00:00:00 | FALSE | FALSE | FALSE | [6 empty] | AC | [7 empty] | FALSE
POSG36PN | Energetic Lighting Inc. | Energetic | E3T8C-15F840 | Linear Replacement Lamp | T8 Four-Foot | Replacement Lamps (plug and play) (UL Type A) |  | standard | TRUE |  | 1641 | 111.62 | 14.71 | 10.34 | 0.8813 | 3960 | 82.8 | 5 | 50000 | October, 04 2017 00:00:00 | Not Dimmable | Not Dimmable | FALSE | NOTE: only E3T8C-15F840 qualified, no E3T8C-15F840X [where X can be 1-6] | VAVWYA | [15 empty] | 84.6 |  | 1.3 | 1.22 | [6 empty] | 4.4 | 1645 | 112.21 | 14.66 | 15 | 0.88 | 4000 | 80 |  |  |  | FALSE | FALSE | FALSE | [8 empty] | November, 02 2018 00:00:00 | FALSE | FALSE | FALSE | [6 empty] | AC | [7 empty] | FALSE
PLB63IQLYUAW | Revolution Lighting Technologies, Inc. | Revolution Lighting Technology | 204822-215 | Linear Replacement Lamp | T8 Four-Foot | Replacement Lamps (plug and play) (UL Type A) |  | standard | TRUE |  | 2071.4 | 143.55 | 14.43 | 15.184 | 0.941 | 4925 | 80.4 | 5 | 50000 | October, 04 2017 00:00:00 | Not Dimmable | Not Dimmable | No |  | IIILDD | [15 empty] | 84.4 |  | 1.34 | 1.18 | [6 empty] | 5 | 2071.4 | 143.55 | 14.43 | 15.18 | 0.94 | 5000 | 80 |  |  |  | FALSE | FALSE | FALSE | [8 empty] | March, 30 2020 00:00:00 | FALSE | FALSE | FALSE | [6 empty] | AC | [7 empty] | FALSE
PLINGDNERLGO | Builders Pack | Builders Pack | 44-T8-120-18W-35K-AL-D-A+B | Linear Replacement Lamp | T8 Four-Foot | Dual Mode Internal Driver (UL Type A and Type B) |  | standard | FALSE | [10 empty] | October, 03 2017 00:00:00 | Dimmable | Stepped | NO | Updated on 07/26/2018 | NANNTC | [25 empty] | 5 | 2434 | 119.5 | 20.37 | 6.81 | 0.92 | 3500 | 83.3 |  |  |  | FALSE | FALSE | FALSE | [8 empty] | March, 30 2020 00:00:00 | FALSE | FALSE | FALSE | [6 empty] | AC | [7 empty] | FALSE
PLDN23TCON5L | Builders Pack | Builders Pack | 44-T8-120-18W-40K-AL-D-A+B | Linear Replacement Lamp | T8 Four-Foot | Dual Mode Internal Driver (UL Type A and Type B) |  | standard | FALSE | [10 empty] | October, 03 2017 00:00:00 | Dimmable | Stepped | NO | Updated on 07/26/2018 | NANNTC | [25 empty] | 5 | 2465 | 120.99 | 20.37 | 6.81 | 0.92 | 4000 | 83.3 |  |  |  | FALSE | FALSE | FALSE | [8 empty] | March, 30 2020 00:00:00 | FALSE | FALSE | FALSE | [6 empty] | AC | [7 empty] | FALSE
PLPZ05CSVYZP | Builders Pack | Builders Pack | 44-T8-120-15W-35K-AL-D-A+B | Linear Replacement Lamp | T8 Four-Foot | Dual Mode Internal Driver (UL Type A and Type B) |  | standard | FALSE | [10 empty] | October, 03 2017 00:00:00 | Dimmable | Stepped | NO | Updated on 07/26/2018 | NANNTA | [25 empty] | 5 | 2066 | 117.7 | 17.55 | 7.79 | 0.89 | 3500 | 83.9 |  |  |  | FALSE | FALSE | FALSE | [8 empty] | March, 30 2020 00:00:00 | FALSE | FALSE | FALSE | [6 empty] | AC | [7 empty] | FALSE
PLJE4T5R45V3 | Builders Pack | Builders Pack | 44-T8-120-15W-45K-AL-D-A+B | Linear Replacement Lamp | T8 Four-Foot | Dual Mode Internal Driver (UL Type A and Type B) |  | standard | FALSE | [10 empty] | October, 03 2017 00:00:00 | Dimmable | Stepped | NO | Updated on 07/26/2018 | NANNTA | [25 empty] | 5 | 2103 | 119.78 | 17.55 | 7.79 | 0.89 | 4500 | 83.9 |  |  |  | FALSE | FALSE | FALSE | [8 empty] | March, 30 2020 00:00:00 | FALSE | FALSE | FALSE | [6 empty] | AC | [7 empty] | FALSE
PLV7O3D8HJ65 | Builders Pack | Builders Pack | 44-T8-120-12W-35K-AL-D-A+B | Linear Replacement Lamp | T8 Four-Foot | Dual Mode Internal Driver (UL Type A and Type B) |  | standard | FALSE | [10 empty] | October, 03 2017 00:00:00 | Dimmable | Stepped | NO | Updated on 07/26/2018 | NANNSY | [25 empty] | 5 | 1849 | 116.66 | 15.85 | 8.64 | 0.9 | 3500 | 84 |  |  |  | FALSE | FALSE | FALSE | [8 empty] | March, 30 2020 00:00:00 | FALSE | FALSE | FALSE | [6 empty] | AC | [7 empty] | FALSE
PL4F93BQDN4A | Builders Pack | Builders Pack | 44-T8-120-15W-40K-AL-D-A+B | Linear Replacement Lamp | T8 Four-Foot | Dual Mode Internal Driver (UL Type A and Type B) |  | standard | FALSE | [10 empty] | October, 03 2017 00:00:00 | Dimmable | Stepped | NO | Updated on 07/26/2018 | NANNTA | [25 empty] | 5 | 2085 | 118.74 | 17.55 | 7.79 | 0.89 | 4000 | 83.9 |  |  |  | FALSE | FALSE | FALSE | [8 empty] | March, 30 2020 00:00:00 | FALSE | FALSE | FALSE | [6 empty] | AC | [7 empty] | FALSE
PLR0V0SA1TQ2 | Builders Pack | Builders Pack | 44-T8-120-15W-50K-AL-D-A+B | Linear Replacement Lamp | T8 Four-Foot | Dual Mode Internal Driver (UL Type A and Type B) |  | standard | FALSE | [10 empty] | October, 03 2017 00:00:00 | Dimmable | Stepped | NO | Updated on 07/26/2018 | NANNTA | [25 empty] | 5 | 2121 | 119.83 | 17.7 | 8.18 | 0.89 | 5000 | 84.2 |  |  |  | FALSE | FALSE | FALSE | [8 empty] | March, 30 2020 00:00:00 | FALSE | FALSE | FALSE | [6 empty] | AC | [7 empty] | FALSE
PL777INUGSL8 | Builders Pack | Builders Pack | 44-T8-120-18W-30K-AL-D-A+B | Linear Replacement Lamp | T8 Four-Foot | Dual Mode Internal Driver (UL Type A and Type B) |  | standard | TRUE |  | 2404 | 119.31 | 20.15 | 6.81 | 0.9151 | 2906 | 83.3 | 5 | 50000 | October, 03 2017 00:00:00 | Dimmable | Stepped | NO | Updated on 07/26/2018 | NANNTC | [15 empty] | 89.1 |  | 1.18 | 1.4 | [6 empty] | 5 | 2404 | 119.31 | 20.15 | 6.81 | 0.92 | 3000 | 83.3 |  |  |  | FALSE | FALSE | FALSE | [8 empty] | March, 30 2020 00:00:00 | FALSE | FALSE | FALSE | [6 empty] | AC | [7 empty] | FALSE
PLFZ1SJE0M2R | Reno LED Lighting Inc. | RENO | WLL-LEDT8BC18/840/G2 | Linear Replacement Lamp | T8 Four-Foot | Replacement Lamps (plug and play) (UL Type A) |  | standard | FALSE | [10 empty] | October, 03 2017 00:00:00 | Dimmable | Continuous Below 10 | No |  | CCCEWD | [25 empty] | 5 | 2550 | 120 | 21 | 6.41 | 0.98 | 4000 | 83 |  |  |  | FALSE | FALSE | FALSE | [8 empty] | March, 30 2020 00:00:00 | FALSE | FALSE | FALSE | [6 empty] | AC | [7 empty] | FALSE
PLFVMHA3VTM7 | Reno LED Lighting Inc. | RENO | WLL-LEDT8BC18/850/G2 | Linear Replacement Lamp | T8 Four-Foot | Replacement Lamps (plug and play) (UL Type A) |  | standard | FALSE | [10 empty] | October, 03 2017 00:00:00 | Dimmable | Continuous Below 10 | No |  | CCCEWD | [25 empty] | 5 | 2600 | 122 | 21 | 6.76 | 0.98 | 5000 | 83 |  |  |  | FALSE | FALSE | FALSE | [8 empty] | March, 30 2020 00:00:00 | FALSE | FALSE | FALSE | [6 empty] | AC | [7 empty] | FALSE
PLS2SO6NIKEV | Builders Pack | Builders Pack | 44-T8-120-12W-50K-AL-D-A+B | Linear Replacement Lamp | T8 Four-Foot | Dual Mode Internal Driver (UL Type A and Type B) |  | standard | FALSE | [10 empty] | October, 03 2017 00:00:00 | Dimmable | Stepped | NO | Updated on 07/26/2018 | NANNSY | [25 empty] | 5 | 1937 | 121.14 | 15.99 | 8.91 | 0.9 | 5000 | 83.4 |  |  |  | FALSE | FALSE | FALSE | [8 empty] | March, 30 2020 00:00:00 | FALSE | FALSE | FALSE | [6 empty] | AC | [7 empty] | FALSE
PLE6H5Y8F6OL | Builders Pack | Builders Pack | 44-T8-120-12W-30K-AL-D-A+B | Linear Replacement Lamp | T8 Four-Foot | Dual Mode Internal Driver (UL Type A and Type B) |  | standard | TRUE |  | 1819 | 115.86 | 15.7 | 8.64 | 0.9004 | 2913 | 84 | 5 | 50000 | October, 03 2017 00:00:00 | Dimmable | Stepped | NO | Updated on 07/26/2018 | NANNSY | [15 empty] | 89.1 |  | 1.18 | 1.38 | [6 empty] | 5 | 1819 | 115.86 | 15.7 | 8.64 | 0.9 | 3000 | 84 |  |  |  | FALSE | FALSE | FALSE | [8 empty] | March, 30 2020 00:00:00 | FALSE | FALSE | FALSE | [6 empty] | AC | [7 empty] | FALSE
PLLFCWCRESEF | Reno LED Lighting Inc. | RENO | WLL-LEDT8BC18/835/G2 | Linear Replacement Lamp | T8 Four-Foot | Replacement Lamps (plug and play) (UL Type A) |  | standard | FALSE | [10 empty] | October, 03 2017 00:00:00 | Dimmable | Continuous Below 10 | No |  | CCCEWD | [25 empty] | 5 | 2500 | 118 | 21 | 6.41 | 0.98 | 3500 | 83 |  |  |  | FALSE | FALSE | FALSE | [8 empty] | March, 30 2020 00:00:00 | FALSE | FALSE | FALSE | [6 empty] | AC | [7 empty] | FALSE
PL0LYS4SZCU6 | Builders Pack | Builders Pack | 44-T8-120-18W-45K-AL-D-A+B | Linear Replacement Lamp | T8 Four-Foot | Dual Mode Internal Driver (UL Type A and Type B) |  | standard | FALSE | [10 empty] | October, 03 2017 00:00:00 | Dimmable | Stepped | NO | Updated on 07/26/2018 | NANNTC | [25 empty] | 5 | 2495 | 122.47 | 20.37 | 6.81 | 0.92 | 4500 | 83.3 |  |  |  | FALSE | FALSE | FALSE | [8 empty] | March, 30 2020 00:00:00 | FALSE | FALSE | FALSE | [6 empty] | AC | [7 empty] | FALSE
PLCHE6WN62C8 | Builders Pack | Builders Pack | 44-T8-120-12W-40K-AL-D-A+B | Linear Replacement Lamp | T8 Four-Foot | Dual Mode Internal Driver (UL Type A and Type B) |  | standard | FALSE | [10 empty] | October, 03 2017 00:00:00 | Dimmable | Stepped | NO | Updated on 07/26/2018 | NANNSY | [25 empty] | 5 | 1878 | 118.52 | 15.85 | 8.64 | 0.9 | 4000 | 84 |  |  |  | FALSE | FALSE | FALSE | [8 empty] | March, 30 2020 00:00:00 | FALSE | FALSE | FALSE | [6 empty] | AC | [7 empty] | FALSE
PLDV65LVG9T0 | Builders Pack | Builders Pack | 44-T8-120-15W-30K-AL-D-A+B | Linear Replacement Lamp | T8 Four-Foot | Dual Mode Internal Driver (UL Type A and Type B) |  | standard | TRUE |  | 2048 | 117.63 | 17.41 | 7.79 | 0.8925 | 2917 | 83.9 | 5 | 50000 | October, 03 2017 00:00:00 | Dimmable | Stepped | NO | Updated on 07/26/2018 | NANNTA | [15 empty] | 88.8 |  | 1.18 | 1.38 | [6 empty] | 5 | 2048 | 117.63 | 17.41 | 7.79 | 0.89 | 3000 | 83.9 |  |  |  | FALSE | FALSE | FALSE | [8 empty] | March, 30 2020 00:00:00 | FALSE | FALSE | FALSE | [6 empty] | AC | [7 empty] | FALSE
PLBTWDCF4B9X | Reno LED Lighting Inc. | RENO | WLL-LEDT8BC18/845/G2 | Linear Replacement Lamp | T8 Four-Foot | Replacement Lamps (plug and play) (UL Type A) |  | standard | FALSE | [10 empty] | October, 03 2017 00:00:00 | Dimmable | Continuous Below 10 | No |  | CCCEWD | [25 empty] | 5 | 2550 | 120 | 21 | 6.41 | 0.98 | 4500 | 83 |  |  |  | FALSE | FALSE | FALSE | [8 empty] | March, 30 2020 00:00:00 | FALSE | FALSE | FALSE | [6 empty] | AC | [7 empty] | FALSE
PLPBVILSL7UI | Reno LED Lighting Inc. | RENO | WLL-LEDT8BC18/830/G2 | Linear Replacement Lamp | T8 Four-Foot | Replacement Lamps (plug and play) (UL Type A) |  | standard | TRUE |  | 2504 | 121 | 20.7 | 6.41 | 0.978 | 3078 | 82.6 | 5 | 50000 | October, 03 2017 00:00:00 | Dimmable | Continuous Below 10 | No |  | CCCEWD | [15 empty] | 83.2 |  | 1.28 | 1.28 | [6 empty] | 5 | 2500 | 118 | 21 | 6.41 | 0.98 | 3000 | 83 |  |  |  | FALSE | FALSE | FALSE | [8 empty] | March, 30 2020 00:00:00 | FALSE | FALSE | FALSE | [6 empty] | AC | [7 empty] | FALSE
PLKO5XRRT3D0 | Builders Pack | Builders Pack | 44-T8-120-12W-45K-AL-D-A+B | Linear Replacement Lamp | T8 Four-Foot | Dual Mode Internal Driver (UL Type A and Type B) |  | standard | FALSE | [10 empty] | October, 03 2017 00:00:00 | Dimmable | Stepped | NO | Updated on 07/26/2018 | NANNSY | [25 empty] | 5 | 1908 | 120.38 | 15.85 | 8.64 | 0.9 | 4500 | 84 |  |  |  | FALSE | FALSE | FALSE | [8 empty] | March, 30 2020 00:00:00 | FALSE | FALSE | FALSE | [6 empty] | AC | [7 empty] | FALSE
PLLXW6GKQK1A | Builders Pack | Builders Pack | 44-T8-120-18W-50K-AL-D-A+B | Linear Replacement Lamp | T8 Four-Foot | Dual Mode Internal Driver (UL Type A and Type B) |  | standard | FALSE | [10 empty] | October, 03 2017 00:00:00 | Dimmable | Stepped | NO | Updated on 07/26/2018 | NANNTC | [25 empty] | 5 | 2525 | 122.63 | 20.59 | 6.97 | 0.92 | 5000 | 84.2 |  |  |  | FALSE | FALSE | FALSE | [8 empty] | March, 30 2020 00:00:00 | FALSE | FALSE | FALSE | [6 empty] | AC | [7 empty] | FALSE
PLKQSYYXT56X | Builders Pack | Builders Pack | 44-T8-120-12W-40K-F-GL-AB | Linear Replacement Lamp | T8 Four-Foot | Dual Mode Internal Driver (UL Type A and Type B) |  | standard | FALSE | [10 empty] | October, 02 2017 00:00:00 | Not Dimmable | Not Dimmable | NO | Updated on 07/26/2018 | MMMPTD | [25 empty] | 5 | 1924 | 121.12 | 15.88 | 8.29 | 0.9 | 4000 | 82.7 |  |  |  | FALSE | FALSE | FALSE | [8 empty] | March, 30 2020 00:00:00 | FALSE | FALSE | FALSE | [6 empty] | AC | [7 empty] | FALSE
PLNPXJJSWI8Q | Builders Pack | Builders Pack | 44-T8-120-12W-45K-F-GL-AB | Linear Replacement Lamp | T8 Four-Foot | Dual Mode Internal Driver (UL Type A and Type B) |  | standard | FALSE | [10 empty] | October, 02 2017 00:00:00 | Not Dimmable | Not Dimmable | NO | Updated on 07/26/2018 | MMMPTD | [25 empty] | 5 | 1944 | 122.43 | 15.88 | 8.29 | 0.9 | 4500 | 82.7 |  |  |  | FALSE | FALSE | FALSE | [8 empty] | March, 30 2020 00:00:00 | FALSE | FALSE | FALSE | [6 empty] | AC | [7 empty] | FALSE
P3F6UUGB | HK Syhdee LIGHTING Co., LIMITED. | SYHDEE | SYHU-T8GA1215M-50-A | Linear Replacement Lamp | T8 Four-Foot | Replacement Lamps (plug and play) (UL Type A) |  | standard | FALSE | [10 empty] | October, 02 2017 00:00:00 | Not Dimmable | Not Dimmable | No |  | BBBDUK | [25 empty] | 5 | 1840 | 120.3 | 15.3 | 10 | 0.9 | 5000 | 80 |  |  |  | FALSE | FALSE | FALSE | [8 empty] | March, 30 2020 00:00:00 | FALSE | FALSE | FALSE | [6 empty] | AC | [7 empty] | FALSE
PWKJ7ICJ | HK Syhdee LIGHTING Co., LIMITED. | SYHDEE | SYHU-T8GA1218M-50-A | Linear Replacement Lamp | T8 Four-Foot | Replacement Lamps (plug and play) (UL Type A) |  | standard | FALSE | [10 empty] | October, 02 2017 00:00:00 | Not Dimmable | Not Dimmable | No |  | BBBDUL | [25 empty] | 5 | 2409 | 126.86 | 18.99 | 10 | 0.9 | 5000 | 80 |  |  |  | FALSE | FALSE | FALSE | [8 empty] | March, 30 2020 00:00:00 | FALSE | FALSE | FALSE | [6 empty] | AC | [7 empty] | FALSE
PL7AVOQRYTFU | Builders Pack | Builders Pack | 44-T8-120-15W-35K-F-GL-AB | Linear Replacement Lamp | T8 Four-Foot | Dual Mode Internal Driver (UL Type A and Type B) |  | standard | FALSE | [10 empty] | October, 02 2017 00:00:00 | Not Dimmable | Not Dimmable | NO | Updated on 07/26/2018 | MMMPTE | [25 empty] | 5 | 2131 | 122.2 | 17.44 | 7.21 | 0.9 | 3500 | 83 |  |  |  | FALSE | FALSE | FALSE | [8 empty] | March, 30 2020 00:00:00 | FALSE | FALSE | FALSE | [6 empty] | AC | [7 empty] | FALSE
PLMGFMMYW25E | Builders Pack | Builders Pack | 44-T8-120-18W-50K-F-GL-AB | Linear Replacement Lamp | T8 Four-Foot | Dual Mode Internal Driver (UL Type A and Type B) |  | standard | FALSE | [10 empty] | October, 02 2017 00:00:00 | Not Dimmable | Not Dimmable | NO | Updated on 07/26/2018 | MMMPTF | [25 empty] | 5 | 2407 | 117.87 | 20.42 | 6.94 | 0.92 | 5000 | 84.1 |  |  |  | FALSE | FALSE | FALSE | [8 empty] | March, 30 2020 00:00:00 | FALSE | FALSE | FALSE | [6 empty] | AC | [7 empty] | FALSE
PLUJ64VSLZYR | Builders Pack | Builders Pack | 44-T8-120-15W-30K-F-GL-AB | Linear Replacement Lamp | T8 Four-Foot | Dual Mode Internal Driver (UL Type A and Type B) |  | standard | TRUE |  | 2112 | 122.15 | 17.29 | 7.21 | 0.8964 | 2914 | 83 | 5 | 50000 | October, 02 2017 00:00:00 | Not Dimmable | Not Dimmable | NO | Updated on 07/26/2018 | MMMPTE | [15 empty] | 84.4 |  | 1.24 | 1.3 | [6 empty] | 5 | 2112 | 122.15 | 17.29 | 7.21 | 0.9 | 3000 | 83 |  |  |  | FALSE | FALSE | FALSE | [8 empty] | March, 30 2020 00:00:00 | FALSE | FALSE | FALSE | [6 empty] | AC | [7 empty] | FALSE
PJ0FIMYE | SHENZHEN KAKAWIN ENTERPRISE CO.,LTD | JENCO CANADA LED | YG-T8-120 (4000K) | Linear Replacement Lamp | T8 Four-Foot | Dual Mode Internal Driver (UL Type A and Type B) |  | standard | FALSE | [10 empty] | October, 02 2017 00:00:00 | Not Dimmable | Not Dimmable | No |  | CCCEWB | [25 empty] | 5 | 2347.8 | 127.95 | 18.35 | 10.8 | 0.97 | 4000 | 82.2 |  |  |  | FALSE | FALSE | FALSE | [8 empty] | March, 30 2020 00:00:00 | FALSE | FALSE | FALSE | [6 empty] | AC | [7 empty] | FALSE
PBI63L0L | SHENZHEN KAKAWIN ENTERPRISE CO.,LTD | JENCO CANADA LED | YG-T8-120 (3000K) | Linear Replacement Lamp | T8 Four-Foot | Dual Mode Internal Driver (UL Type A and Type B) |  | standard | TRUE |  | 2347.8 | 127.95 | 18.35 | 10.8 | 0.967 | 2956 | 82.2 | 5 | 50000 | October, 02 2017 00:00:00 | Not Dimmable | Not Dimmable | No |  | CCCEWB | [15 empty] | 80.2 |  | 1.14 | 1.2 | [6 empty] | 5 | 2347.8 | 127.95 | 18.35 | 10.8 | 0.97 | 3000 | 82.2 |  |  |  | FALSE | FALSE | FALSE | [8 empty] | March, 30 2020 00:00:00 | FALSE | FALSE | FALSE | [6 empty] | AC | [7 empty] | FALSE
PDFLLEXQ | HK Syhdee LIGHTING Co., LIMITED. | SYHDEE | SYHU-T8GA1212M-40-A | Linear Replacement Lamp | T8 Four-Foot | Replacement Lamps (plug and play) (UL Type A) |  | standard | FALSE | [10 empty] | October, 02 2017 00:00:00 | Not Dimmable | Not Dimmable | No | Product updated on 10/25/2017 | BBBDUJ | [25 empty] | 5 | 1800 | 150 | 12 | 15 | 0.9 | 4000 | 80 |  |  | 4 | FALSE | FALSE | FALSE | May, 02 2018 00:00:00 | 4.3 |  | standard |  |  |  |  | March, 30 2020 00:00:00 | FALSE | FALSE | FALSE | [6 empty] | AC | [7 empty] | FALSE
P8CZRF5O | HK Syhdee LIGHTING Co., LIMITED. | SYHDEE | SYHU-T8GA1212M-30-A | Linear Replacement Lamp | T8 Four-Foot | Replacement Lamps (plug and play) (UL Type A) |  | standard | TRUE |  | 1650 | 122.28 | 13.5 | 9.46 | 0.9115 | 2921 | 82.9 | 5 | 50000 | October, 02 2017 00:00:00 | Not Dimmable | Not Dimmable | No | Product updated on 10/25/2017 | BBBDUJ | [15 empty] | 84.5 |  | 1.22 | 1.26 | [6 empty] | 5 | 1730 | 144.2 | 12 | 15 | 0.9 | 3000 | 80 |  |  | 4 | FALSE | FALSE | FALSE | May, 02 2018 00:00:00 | 4.3 |  | standard |  |  |  |  | March, 30 2020 00:00:00 | FALSE | FALSE | FALSE | [6 empty] | AC | [7 empty] | FALSE
PH408NMV | HK Syhdee LIGHTING Co., LIMITED. | SYHDEE | SYHU-T8GA1215M-40-A | Linear Replacement Lamp | T8 Four-Foot | Replacement Lamps (plug and play) (UL Type A) |  | standard | FALSE | [10 empty] | October, 02 2017 00:00:00 | Not Dimmable | Not Dimmable | No |  | BBBDUK | [25 empty] | 5 | 1779 | 117 | 15.21 | 10 | 0.9 | 4000 | 80 |  |  |  | FALSE | FALSE | FALSE | [8 empty] | March, 30 2020 00:00:00 | FALSE | FALSE | FALSE | [6 empty] | AC | [7 empty] | FALSE
P7M4E6ML | HK Syhdee LIGHTING Co., LIMITED. | SYHDEE | SYHU-T8GA1215M-30-A | Linear Replacement Lamp | T8 Four-Foot | Replacement Lamps (plug and play) (UL Type A) |  | standard | TRUE |  | 1719 | 113.67 | 15.12 | 8.17 | 0.9133 | 2923 | 81.9 | 5 | 50000 | October, 02 2017 00:00:00 | Not Dimmable | Not Dimmable | No |  | BBBDUK | [15 empty] | 84.5 |  | 1.24 | 1.36 | [6 empty] | 5 | 1719 | 113.67 | 15.12 | 10 | 0.9 | 3000 | 80 |  |  |  | FALSE | FALSE | FALSE | [8 empty] | March, 30 2020 00:00:00 | FALSE | FALSE | FALSE | [6 empty] | AC | [7 empty] | FALSE
P4W895IT | HK Syhdee LIGHTING Co., LIMITED. | SYHDEE | SYHU-T8GA1218M-40-A | Linear Replacement Lamp | T8 Four-Foot | Replacement Lamps (plug and play) (UL Type A) |  | standard | FALSE | [10 empty] | October, 02 2017 00:00:00 | Not Dimmable | Not Dimmable | No |  | BBBDUL | [25 empty] | 5 | 2299 | 123.84 | 18.57 | 10 | 0.9 | 4000 | 80 |  |  |  | FALSE | FALSE | FALSE | [8 empty] | March, 30 2020 00:00:00 | FALSE | FALSE | FALSE | [6 empty] | AC | [7 empty] | FALSE
PLVWBI0RR8RL | Builders Pack | Builders Pack | 44-T8-120-12W-50K-F-GL-AB | Linear Replacement Lamp | T8 Four-Foot | Dual Mode Internal Driver (UL Type A and Type B) |  | standard | FALSE | [10 empty] | October, 02 2017 00:00:00 | Not Dimmable | Not Dimmable | NO | Updated on 07/26/2018 | MMMPTD | [25 empty] | 5 | 1965 | 122.45 | 16.05 | 8.98 | 0.9 | 5000 | 81.8 |  |  |  | FALSE | FALSE | FALSE | [8 empty] | March, 30 2020 00:00:00 | FALSE | FALSE | FALSE | [6 empty] | AC | [7 empty] | FALSE
PLCJ65X848CA | Builders Pack | Builders Pack | 44-T8-120-15W-45K-F-GL-AB | Linear Replacement Lamp | T8 Four-Foot | Dual Mode Internal Driver (UL Type A and Type B) |  | standard | FALSE | [10 empty] | October, 02 2017 00:00:00 | Not Dimmable | Not Dimmable | NO | Updated on 07/26/2018 | MMMPTE | [25 empty] | 5 | 2168 | 124.32 | 17.44 | 7.21 | 0.9 | 4500 | 83 |  |  |  | FALSE | FALSE | FALSE | [8 empty] | March, 30 2020 00:00:00 | FALSE | FALSE | FALSE | [6 empty] | AC | [7 empty] | FALSE
PL4CPJ6ZOIMN | Builders Pack | Builders Pack | 44-T8-120-12W-30K-F-GL-AB | Linear Replacement Lamp | T8 Four-Foot | Dual Mode Internal Driver (UL Type A and Type B) |  | standard | TRUE |  | 1882 | 119.77 | 15.72 | 8.29 | 0.9045 | 2912 | 82.7 | 5 | 50000 | October, 02 2017 00:00:00 | Not Dimmable | Not Dimmable | NO | Updated on 07/26/2018 | MMMPTD | [15 empty] | 84.4 |  | 1.24 | 1.3 | [6 empty] | 5 | 1882 | 119.77 | 15.72 | 8.29 | 0.9 | 3000 | 82.7 |  |  |  | FALSE | FALSE | FALSE | [8 empty] | March, 30 2020 00:00:00 | FALSE | FALSE | FALSE | [6 empty] | AC | [7 empty] | FALSE
PLSIBI8RCOM9 | Builders Pack | Builders Pack | 44-T8-120-18W-30K-F-GL-AB | Linear Replacement Lamp | T8 Four-Foot | Dual Mode Internal Driver (UL Type A and Type B) |  | standard | TRUE |  | 2360 | 116.27 | 20.3 | 6.79 | 0.9171 | 2922 | 82.9 | 5 | 50000 | October, 02 2017 00:00:00 | Not Dimmable | Not Dimmable | NO | Updated on 07/26/2018 | MMMPTF | [15 empty] | 84.3 |  | 1.24 | 1.28 | [6 empty] | 5 | 2360 | 116.27 | 20.3 | 6.79 | 0.92 | 3000 | 82.9 |  |  |  | FALSE | FALSE | FALSE | [8 empty] | March, 30 2020 00:00:00 | FALSE | FALSE | FALSE | [6 empty] | AC | [7 empty] | FALSE
P295RUBV | HK Syhdee LIGHTING Co., LIMITED. | SYHDEE | SYHU-T8GA1212M-45-A | Linear Replacement Lamp | T8 Four-Foot | Replacement Lamps (plug and play) (UL Type A) |  | standard | FALSE | [10 empty] | October, 02 2017 00:00:00 | Not Dimmable | Not Dimmable | No | Product updated on 10/25/2017 | BBBDUJ | [25 empty] | 5 | 1805 | 150.4 | 12 | 15 | 0.9 | 4500 | 80 |  |  | 4 | FALSE | FALSE | FALSE | May, 02 2018 00:00:00 | 4.3 |  | standard |  |  |  |  | March, 30 2020 00:00:00 | FALSE | FALSE | FALSE | [6 empty] | AC | [7 empty] | FALSE
PYRY0EWK | HK Syhdee LIGHTING Co., LIMITED. | SYHDEE | SYHU-T8GA1212M-50-A | Linear Replacement Lamp | T8 Four-Foot | Replacement Lamps (plug and play) (UL Type A) |  | standard | FALSE | [10 empty] | October, 02 2017 00:00:00 | Not Dimmable | Not Dimmable | No | Product updated on 10/25/2017 | BBBDUJ | [25 empty] | 5 | 1810 | 150.8 | 12 | 15 | 0.9 | 5000 | 80 |  |  | 4 | FALSE | FALSE | FALSE | May, 02 2018 00:00:00 | 4.3 |  | standard |  |  |  |  | March, 30 2020 00:00:00 | FALSE | FALSE | FALSE | [6 empty] | AC | [7 empty] | FALSE
PR2KH34L | CH Lighting Technology Co.,Ltd. | CH | CH1128-48-12W 835-9 | Linear Replacement Lamp | T8 Four-Foot | Replacement Lamps (plug and play) (UL Type A) |  | standard | FALSE | [10 empty] | October, 02 2017 00:00:00 | Dimmable | Continuous Below 10 | No |  | HAHHTE | [25 empty] | 5 | 1825 | 122 | 15 | 10 | 0.9 | 3500 | 83 |  |  |  | FALSE | FALSE | FALSE | [8 empty] | March, 30 2020 00:00:00 | FALSE | FALSE | FALSE | [6 empty] | AC | [7 empty] | FALSE
PRSIDA4R | CH Lighting Technology Co.,Ltd. | CH | CH1128-48-12W 850-9 | Linear Replacement Lamp | T8 Four-Foot | Replacement Lamps (plug and play) (UL Type A) |  | standard | FALSE | [10 empty] | October, 02 2017 00:00:00 | Dimmable | Continuous Below 10 | No |  | HAHHTE | [25 empty] | 5 | 1900 | 127 | 15 | 10 | 0.9 | 5000 | 83 |  |  |  | FALSE | FALSE | FALSE | [8 empty] | March, 30 2020 00:00:00 | FALSE | FALSE | FALSE | [6 empty] | AC | [7 empty] | FALSE
P4ZQQ6VU | HK Syhdee LIGHTING Co., LIMITED. | SYHDEE | SYHU-T8GA1215M-35-A | Linear Replacement Lamp | T8 Four-Foot | Replacement Lamps (plug and play) (UL Type A) |  | standard | FALSE | [10 empty] | October, 02 2017 00:00:00 | Not Dimmable | Not Dimmable | No |  | BBBDUK | [25 empty] | 4.4 | 1749 | 115.01 | 15.21 | 10 | 0.9 | 3500 | 80 |  |  |  | FALSE | FALSE | FALSE | [8 empty] | November, 02 2018 00:00:00 | FALSE | FALSE | FALSE | [6 empty] | AC | [7 empty] | FALSE
PLRX3V0KTLJJ | Builders Pack | Builders Pack | 44-T8-120-18W-40K-F-GL-AB | Linear Replacement Lamp | T8 Four-Foot | Dual Mode Internal Driver (UL Type A and Type B) |  | standard | FALSE | [10 empty] | October, 02 2017 00:00:00 | Not Dimmable | Not Dimmable | NO | Updated on 07/26/2018 | MMMPTF | [25 empty] | 5 | 2383 | 117.07 | 20.36 | 6.79 | 0.92 | 4000 | 82.9 |  |  |  | FALSE | FALSE | FALSE | [8 empty] | March, 30 2020 00:00:00 | FALSE | FALSE | FALSE | [6 empty] | AC | [7 empty] | FALSE
PLTI0TFKQTZ3 | Builders Pack | Builders Pack | 44-T8-120-15W-40K-F-GL-AB | Linear Replacement Lamp | T8 Four-Foot | Dual Mode Internal Driver (UL Type A and Type B) |  | standard | FALSE | [10 empty] | October, 02 2017 00:00:00 | Not Dimmable | Not Dimmable | NO | Updated on 07/26/2018 | MMMPTE | [25 empty] | 5 | 2149 | 123.26 | 17.44 | 7.21 | 0.9 | 4000 | 83 |  |  |  | FALSE | FALSE | FALSE | [8 empty] | March, 30 2020 00:00:00 | FALSE | FALSE | FALSE | [6 empty] | AC | [7 empty] | FALSE
PS11S44C | SHENZHEN KAKAWIN ENTERPRISE CO.,LTD | JENCO CANADA LED | YG-T8-120 (4500K) | Linear Replacement Lamp | T8 Four-Foot | Dual Mode Internal Driver (UL Type A and Type B) |  | standard | FALSE | [10 empty] | October, 02 2017 00:00:00 | Not Dimmable | Not Dimmable | No |  | CCCEWB | [25 empty] | 5 | 2347.8 | 127.95 | 18.35 | 10.8 | 0.97 | 4500 | 82.2 |  |  |  | FALSE | FALSE | FALSE | [8 empty] | March, 30 2020 00:00:00 | FALSE | FALSE | FALSE | [6 empty] | AC | [7 empty] | FALSE
PQG0Z74F | HK Syhdee LIGHTING Co., LIMITED. | SYHDEE | SYHU-T8GA1218M-30-A | Linear Replacement Lamp | T8 Four-Foot | Replacement Lamps (plug and play) (UL Type A) |  | standard | TRUE |  | 2189 | 120.71 | 18.14 | 7.96 | 0.9064 | 2934 | 81.8 | 5 | 50000 | October, 02 2017 00:00:00 | Not Dimmable | Not Dimmable | No |  | BBBDUL | [15 empty] | 84.3 |  | 1.24 | 1.2 | [6 empty] | 5 | 2189 | 120.67 | 18.14 | 10 | 0.9 | 3000 | 80 |  |  |  | FALSE | FALSE | FALSE | [8 empty] | March, 30 2020 00:00:00 | FALSE | FALSE | FALSE | [6 empty] | AC | [7 empty] | FALSE
PIR9Q8JN | HK Syhdee LIGHTING Co., LIMITED. | SYHDEE | SYHU-T8GA1212M-35-A | Linear Replacement Lamp | T8 Four-Foot | Replacement Lamps (plug and play) (UL Type A) |  | standard | FALSE | [10 empty] | October, 02 2017 00:00:00 | Not Dimmable | Not Dimmable | No | Product updated on 10/25/2017 | BBBDUJ | [25 empty] | 5 | 1740 | 145 | 12 | 15 | 0.9 | 3500 | 80 |  |  | 4 | FALSE | FALSE | FALSE | May, 02 2018 00:00:00 | 4.3 |  | standard |  |  |  |  | March, 30 2020 00:00:00 | FALSE | FALSE | FALSE | [6 empty] | AC | [7 empty] | FALSE
PLKXLVJPTDGF | Builders Pack | Builders Pack | 44-T8-120-15W-50K-F-GL-AB | Linear Replacement Lamp | T8 Four-Foot | Dual Mode Internal Driver (UL Type A and Type B) |  | standard | FALSE | [10 empty] | October, 02 2017 00:00:00 | Not Dimmable | Not Dimmable | NO | Updated on 07/26/2018 | MMMPTE | [25 empty] | 5 | 2186 | 124.35 | 17.58 | 7.58 | 0.9 | 5000 | 84 |  |  |  | FALSE | FALSE | FALSE | [8 empty] | March, 30 2020 00:00:00 | FALSE | FALSE | FALSE | [6 empty] | AC | [7 empty] | FALSE
P4I7KES2 | SHENZHEN KAKAWIN ENTERPRISE CO.,LTD | JENCO CANADA LED | YG-T8-120 (3500K) | Linear Replacement Lamp | T8 Four-Foot | Dual Mode Internal Driver (UL Type A and Type B) |  | standard | FALSE | [10 empty] | October, 02 2017 00:00:00 | Not Dimmable | Not Dimmable | No |  | CCCEWB | [25 empty] | 5 | 2347.8 | 127.95 | 18.35 | 10.8 | 0.97 | 3500 | 82.2 |  |  |  | FALSE | FALSE | FALSE | [8 empty] | March, 30 2020 00:00:00 | FALSE | FALSE | FALSE | [6 empty] | AC | [7 empty] | FALSE
PJEF7PZQ | SHENZHEN KAKAWIN ENTERPRISE CO.,LTD | JENCO CANADA LED | YG-T8-120 (5000K) | Linear Replacement Lamp | T8 Four-Foot | Dual Mode Internal Driver (UL Type A and Type B) |  | standard | FALSE | [10 empty] | October, 02 2017 00:00:00 | Not Dimmable | Not Dimmable | No |  | CCCEWB | [25 empty] | 5 | 2408.6 | 131.26 | 18.35 | 10.8 | 0.97 | 5000 | 82.4 |  |  |  | FALSE | FALSE | FALSE | [8 empty] | March, 30 2020 00:00:00 | FALSE | FALSE | FALSE | [6 empty] | AC | [7 empty] | FALSE
PXCHEZT1 | HK Syhdee LIGHTING Co., LIMITED. | SYHDEE | SYHU-T8GA1218M-45-A | Linear Replacement Lamp | T8 Four-Foot | Replacement Lamps (plug and play) (UL Type A) |  | standard | FALSE | [10 empty] | October, 02 2017 00:00:00 | Not Dimmable | Not Dimmable | No |  | BBBDUL | [25 empty] | 5 | 2354 | 126.8 | 18.57 | 10 | 0.9 | 4500 | 80 |  |  |  | FALSE | FALSE | FALSE | [8 empty] | March, 30 2020 00:00:00 | FALSE | FALSE | FALSE | [6 empty] | AC | [7 empty] | FALSE
PEH28UJ3 | HK Syhdee LIGHTING Co., LIMITED. | SYHDEE | SYHU-T8GA1215M-45-A | Linear Replacement Lamp | T8 Four-Foot | Replacement Lamps (plug and play) (UL Type A) |  | standard | FALSE | [10 empty] | October, 02 2017 00:00:00 | Not Dimmable | Not Dimmable | No |  | BBBDUK | [25 empty] | 5 | 1810 | 118.99 | 15.21 | 10 | 0.9 | 4500 | 80 |  |  |  | FALSE | FALSE | FALSE | [8 empty] | March, 30 2020 00:00:00 | FALSE | FALSE | FALSE | [6 empty] | AC | [7 empty] | FALSE
P2YQE1X0 | HK Syhdee LIGHTING Co., LIMITED. | SYHDEE | SYHU-T8GA1218M-35-A | Linear Replacement Lamp | T8 Four-Foot | Replacement Lamps (plug and play) (UL Type A) |  | standard | FALSE | [10 empty] | October, 02 2017 00:00:00 | Not Dimmable | Not Dimmable | No |  | BBBDUL | [25 empty] | 5 | 2244 | 120.87 | 18.57 | 10 | 0.9 | 3500 | 80 |  |  |  | FALSE | FALSE | FALSE | [8 empty] | March, 30 2020 00:00:00 | FALSE | FALSE | FALSE | [6 empty] | AC | [7 empty] | FALSE
PLWFCUN1VXD1 | Builders Pack | Builders Pack | 44-T8-120-18W-45K-F-GL-AB | Linear Replacement Lamp | T8 Four-Foot | Dual Mode Internal Driver (UL Type A and Type B) |  | standard | FALSE | [10 empty] | October, 02 2017 00:00:00 | Not Dimmable | Not Dimmable | NO | Updated on 07/26/2018 | MMMPTF | [25 empty] | 5 | 2395 | 117.66 | 20.36 | 6.79 | 0.92 | 4500 | 82.9 |  |  |  | FALSE | FALSE | FALSE | [8 empty] | March, 30 2020 00:00:00 | FALSE | FALSE | FALSE | [6 empty] | AC | [7 empty] | FALSE
PL2HOF7BAP0T | Builders Pack | Builders Pack | 44-T8-120-12W-35K-F-GL-AB | Linear Replacement Lamp | T8 Four-Foot | Dual Mode Internal Driver (UL Type A and Type B) |  | standard | FALSE | [10 empty] | October, 02 2017 00:00:00 | Not Dimmable | Not Dimmable | NO | Updated on 07/26/2018 | MMMPTD | [25 empty] | 5 | 1903 | 119.81 | 15.88 | 8.29 | 0.9 | 3500 | 82.7 |  |  |  | FALSE | FALSE | FALSE | [8 empty] | March, 30 2020 00:00:00 | FALSE | FALSE | FALSE | [6 empty] | AC | [7 empty] | FALSE
PLLXQOGOVLWW | Builders Pack | Builders Pack | 44-T8-120-18W-35K-F-GL-AB | Linear Replacement Lamp | T8 Four-Foot | Dual Mode Internal Driver (UL Type A and Type B) |  | standard | FALSE | [10 empty] | October, 02 2017 00:00:00 | Not Dimmable | Not Dimmable | NO | Updated on 07/26/2018 | MMMPTF | [25 empty] | 5 | 2372 | 116.49 | 20.36 | 6.79 | 0.92 | 3500 | 82.9 |  |  |  | FALSE | FALSE | FALSE | [8 empty] | March, 30 2020 00:00:00 | FALSE | FALSE | FALSE | [6 empty] | AC | [7 empty] | FALSE
PVMHS413 | CH Lighting Technology Co.,Ltd. | CH | CH1128-48-12W 840-9 | Linear Replacement Lamp | T8 Four-Foot | Replacement Lamps (plug and play) (UL Type A) |  | standard | FALSE | [10 empty] | October, 02 2017 00:00:00 | Dimmable | Continuous Below 10 | No |  | HAHHTE | [25 empty] | 5 | 1850 | 123 | 15 | 10 | 0.9 | 4000 | 83 |  |  |  | FALSE | FALSE | FALSE | [8 empty] | March, 30 2020 00:00:00 | FALSE | FALSE | FALSE | [6 empty] | AC | [7 empty] | FALSE
PZN76RIU | CH Lighting Technology Co.,Ltd. | CH | CH1128-48-12W 830-9 | Linear Replacement Lamp | T8 Four-Foot | Replacement Lamps (plug and play) (UL Type A) |  | standard | TRUE |  | 1808 | 126.1 | 14.42 | 15.01 | 0.957 | 4813 | 83.4 | 5 | 50000 | October, 02 2017 00:00:00 | Dimmable | Continuous Below 10 | No |  | HAHHTE | [15 empty] | 84.6 |  | 1.3 | 1.28 | [6 empty] | 5 | 1800 | 120 | 15 | 10 | 0.9 | 3000 | 83 |  |  |  | FALSE | FALSE | FALSE | [8 empty] | March, 30 2020 00:00:00 | FALSE | FALSE | FALSE | [6 empty] | AC | [7 empty] | FALSE
PLFFTJ35KOJO | Jiawei Technology (USA), Ltd. | MAXIMUS | MT52532K40MGWC1 | Linear Replacement Lamp | T8 Four-Foot | Replacement Lamps (plug and play) (UL Type A) |  | standard | FALSE | [10 empty] | September, 28 2017 00:00:00 | Dimmable | Continuous Below 10 | FALSE |  | HAHHTB | [25 empty] | 4.4 | 3280 | 115 | 28.5 | 5.94 | 0.98 | 4000 | 83 |  |  |  | FALSE | FALSE | FALSE | [8 empty] | November, 02 2018 00:00:00 | FALSE | FALSE | FALSE | [6 empty] | AC | [7 empty] | FALSE
PLZQZM1EVRYR | WESTGATE MFG | WESTGATE | T8-EZ3-4FT-18W-3K-F-1 | Linear Replacement Lamp | T8 Four-Foot | Dual Mode Internal Driver (UL Type A and Type B) |  | standard | TRUE |  | 2399 | 130.56 | 18.38 | 6.75 | 0.9679 | 3034 | 82.8 | 5 | 50000 | September, 28 2017 00:00:00 | Not Dimmable | Not Dimmable | NotYetVerified |  | XXXBRI | [15 empty] | 92 |  | 1.2 | 1.36 | [6 empty] | 5 | 2439.98 | 130.62 | 18.68 | 20 | 0.9 | 3000 | 82.3 |  |  |  | FALSE | FALSE | FALSE | [8 empty] | March, 30 2020 00:00:00 | FALSE | FALSE | FALSE | [6 empty] | AC | [7 empty] | FALSE
PLG9V7L7LHUC | Fidelux Lighting | FIDELUX | FT84-18W-A2-45K-UNV-N-1 | Linear Replacement Lamp | T8 Four-Foot | Dual Mode Internal Driver (UL Type A and Type B) |  | standard | FALSE | [10 empty] | September, 28 2017 00:00:00 | Not Dimmable | Not Dimmable | NotYetVerified |  | XXXBRJ | [25 empty] | 5 | 2521.55 | 136.3 | 18.5 | 20 | 0.9 | 4500 | 82.3 |  |  |  | FALSE | FALSE | FALSE | [8 empty] | March, 30 2020 00:00:00 | FALSE | FALSE | FALSE | [6 empty] | AC | [7 empty] | FALSE
PL5UUYR81TMC | Fidelux Lighting | FIDELUX | FT84-12W-A2-45K-UNV-N-1 | Linear Replacement Lamp | T8 Four-Foot | Dual Mode Internal Driver (UL Type A and Type B) |  | standard | FALSE | [10 empty] | September, 28 2017 00:00:00 | Not Dimmable | Not Dimmable | NotYetVerified |  | XXXBRJ | [25 empty] | 5 | 1747.52 | 137.6 | 12.7 | 20 | 0.9 | 4500 | 82.3 |  |  |  | FALSE | FALSE | FALSE | [8 empty] | March, 30 2020 00:00:00 | FALSE | FALSE | FALSE | [6 empty] | AC | [7 empty] | FALSE
PLHOK9YWUTGE | Fidelux Lighting | FIDELUX | FT84-15W-A2-45K-UNV-N-1 | Linear Replacement Lamp | T8 Four-Foot | Dual Mode Internal Driver (UL Type A and Type B) |  | standard | FALSE | [10 empty] | September, 28 2017 00:00:00 | Not Dimmable | Not Dimmable | NotYetVerified |  | XXXBRJ | [25 empty] | 5 | 2266.68 | 139.06 | 16.3 | 20 | 0.9 | 4500 | 82.3 |  |  |  | FALSE | FALSE | FALSE | [8 empty] | March, 30 2020 00:00:00 | FALSE | FALSE | FALSE | [6 empty] | AC | [7 empty] | FALSE
PLH2XA3XNSP1 | Fidelux Lighting | FIDELUX | FT84-18W-C-A2-50K-UNV-N-1 | Linear Replacement Lamp | T8 Four-Foot | Dual Mode Internal Driver (UL Type A and Type B) |  | standard | FALSE | [10 empty] | September, 28 2017 00:00:00 | Not Dimmable | Not Dimmable | NotYetVerified |  | XXXBRJ | [25 empty] | 5 | 2705.7 | 143.92 | 18.8 | 20 | 0.9 | 5000 | 82.3 |  |  |  | FALSE | FALSE | FALSE | [8 empty] | March, 30 2020 00:00:00 | FALSE | FALSE | FALSE | [6 empty] | AC | [7 empty] | FALSE
PLOI9EYLE5V3 | Fidelux Lighting | FIDELUX | FT84-15W-C-A2-40K-UNV-N-1 | Linear Replacement Lamp | T8 Four-Foot | Dual Mode Internal Driver (UL Type A and Type B) |  | standard | FALSE | [10 empty] | September, 28 2017 00:00:00 | Not Dimmable | Not Dimmable | NotYetVerified |  | XXXBRJ | [25 empty] | 5 | 2379.8 | 146 | 16.3 | 20 | 0.9 | 4000 | 82.3 |  |  |  | FALSE | FALSE | FALSE | [8 empty] | March, 30 2020 00:00:00 | FALSE | FALSE | FALSE | [6 empty] | AC | [7 empty] | FALSE
PL2OYW52NSF9 | Fidelux Lighting | FIDELUX | FT84-15W-C-A2-45K-UNV-N-1 | Linear Replacement Lamp | T8 Four-Foot | Dual Mode Internal Driver (UL Type A and Type B) |  | standard | FALSE | [10 empty] | September, 28 2017 00:00:00 | Not Dimmable | Not Dimmable | NotYetVerified |  | XXXBRJ | [25 empty] | 5 | 2379.8 | 146 | 16.3 | 20 | 0.9 | 4500 | 82.3 |  |  |  | FALSE | FALSE | FALSE | [8 empty] | March, 30 2020 00:00:00 | FALSE | FALSE | FALSE | [6 empty] | AC | [7 empty] | FALSE
PL8GOL1HJ8CX | Fidelux Lighting | FIDELUX | FT84-12W-A2-30K-UNV-N-1 | Linear Replacement Lamp | T8 Four-Foot | Dual Mode Internal Driver (UL Type A and Type B) |  | standard | TRUE |  | 1579 | 133.25 | 11.85 | 10.47 | 0.9081 | 3006 | 82.2 | 5 | 50000 | September, 28 2017 00:00:00 | Not Dimmable | Not Dimmable | NotYetVerified |  | XXXBRJ | [15 empty] | 90 |  | 1.16 | 1.42 | [6 empty] | 5 | 1672.68 | 131.5 | 12.72 | 20 | 0.9 | 3000 | 82.3 |  |  |  | FALSE | FALSE | FALSE | [8 empty] | March, 30 2020 00:00:00 | FALSE | FALSE | FALSE | [6 empty] | AC | [7 empty] | FALSE
PLLVNLSLL030 | Fidelux Lighting | FIDELUX | FT84-18W-A2-30K-UNV-N-1 | Linear Replacement Lamp | T8 Four-Foot | Dual Mode Internal Driver (UL Type A and Type B) |  | standard | TRUE |  | 2399 | 130.56 | 18.38 | 6.75 | 0.9679 | 3034 | 82.8 | 5 | 50000 | September, 28 2017 00:00:00 | Not Dimmable | Not Dimmable | NotYetVerified |  | XXXBRJ | [15 empty] | 92 |  | 1.2 | 1.36 | [6 empty] | 5 | 2439.98 | 130.62 | 18.68 | 20 | 0.9 | 3000 | 82.3 |  |  |  | FALSE | FALSE | FALSE | [8 empty] | March, 30 2020 00:00:00 | FALSE | FALSE | FALSE | [6 empty] | AC | [7 empty] | FALSE
PL4UEABUIZVW | Fidelux Lighting | FIDELUX | FT84-12W-C-A2-50K-UNV-N-1 | Linear Replacement Lamp | T8 Four-Foot | Dual Mode Internal Driver (UL Type A and Type B) |  | standard | FALSE | [10 empty] | September, 28 2017 00:00:00 | Not Dimmable | Not Dimmable | NotYetVerified |  | XXXBRJ | [25 empty] | 5 | 1855.09 | 146.07 | 12.7 | 20 | 0.9 | 5000 | 82.3 |  |  |  | FALSE | FALSE | FALSE | [8 empty] | March, 30 2020 00:00:00 | FALSE | FALSE | FALSE | [6 empty] | AC | [7 empty] | FALSE
PL7V2C677DUK | WESTGATE MFG | WESTGATE | T8-EZ3-4FT-18W-35K-F-1 | Linear Replacement Lamp | T8 Four-Foot | Dual Mode Internal Driver (UL Type A and Type B) |  | standard | FALSE | [10 empty] | September, 28 2017 00:00:00 | Not Dimmable | Not Dimmable | NotYetVerified |  | XXXBRI | [25 empty] | 5 | 2439.98 | 130.62 | 18.68 | 20 | 0.9 | 3500 | 82.3 |  |  |  | FALSE | FALSE | FALSE | [8 empty] | March, 30 2020 00:00:00 | FALSE | FALSE | FALSE | [6 empty] | AC | [7 empty] | FALSE
PLTFBP4RHJQ5 | WESTGATE MFG | WESTGATE | T8-EZ3-4FT-18W-5K-F-1 | Linear Replacement Lamp | T8 Four-Foot | Dual Mode Internal Driver (UL Type A and Type B) |  | standard | FALSE | [10 empty] | September, 28 2017 00:00:00 | Not Dimmable | Not Dimmable | NotYetVerified |  | XXXBRI | [25 empty] | 5 | 2567.73 | 138.05 | 18.6 | 20 | 0.9 | 5000 | 82.3 |  |  |  | FALSE | FALSE | FALSE | [8 empty] | March, 30 2020 00:00:00 | FALSE | FALSE | FALSE | [6 empty] | AC | [7 empty] | FALSE
PLBK56KEGPFE | Fidelux Lighting | FIDELUX | FT84-18W-A2-50K-UNV-N-1 | Linear Replacement Lamp | T8 Four-Foot | Dual Mode Internal Driver (UL Type A and Type B) |  | standard | FALSE | [10 empty] | September, 28 2017 00:00:00 | Not Dimmable | Not Dimmable | NotYetVerified |  | XXXBRJ | [25 empty] | 5 | 2567.73 | 138.05 | 18.6 | 20 | 0.9 | 5000 | 82.3 |  |  |  | FALSE | FALSE | FALSE | [8 empty] | March, 30 2020 00:00:00 | FALSE | FALSE | FALSE | [6 empty] | AC | [7 empty] | FALSE
PLAV3CV82EDK | Fidelux Lighting | FIDELUX | FT84-12W-C-A2-35K-UNV-N-1 | Linear Replacement Lamp | T8 Four-Foot | Dual Mode Internal Driver (UL Type A and Type B) |  | standard | FALSE | [10 empty] | September, 28 2017 00:00:00 | Not Dimmable | Not Dimmable | NotYetVerified |  | XXXBRJ | [25 empty] | 5 | 1771.65 | 139.5 | 12.7 | 20 | 0.9 | 3500 | 82.3 |  |  |  | FALSE | FALSE | FALSE | [8 empty] | March, 30 2020 00:00:00 | FALSE | FALSE | FALSE | [6 empty] | AC | [7 empty] | FALSE
PLHM7AMSMY2P | Fidelux Lighting | FIDELUX | FT84-15W-C-A2-30K-UNV-N-1 | Linear Replacement Lamp | T8 Four-Foot | Dual Mode Internal Driver (UL Type A and Type B) |  | standard | FALSE | [10 empty] | September, 28 2017 00:00:00 | Not Dimmable | Not Dimmable | NotYetVerified |  | XXXBRJ | [25 empty] | 5 | 2305.64 | 141.45 | 16.3 | 20 | 0.9 | 3000 | 82.3 |  |  |  | FALSE | FALSE | FALSE | [8 empty] | March, 30 2020 00:00:00 | FALSE | FALSE | FALSE | [6 empty] | AC | [7 empty] | FALSE
PLR29ZYF51JG | Fidelux Lighting | FIDELUX | FT84-18W-C-A2-45K-UNV-N-1 | Linear Replacement Lamp | T8 Four-Foot | Dual Mode Internal Driver (UL Type A and Type B) |  | standard | FALSE | [10 empty] | September, 28 2017 00:00:00 | Not Dimmable | Not Dimmable | NotYetVerified |  | XXXBRJ | [25 empty] | 5 | 2685.58 | 142.85 | 18.8 | 20 | 0.9 | 4500 | 82.3 |  |  |  | FALSE | FALSE | FALSE | [8 empty] | March, 30 2020 00:00:00 | FALSE | FALSE | FALSE | [6 empty] | AC | [7 empty] | FALSE
PLPJNQR9AN12 | Fidelux Lighting | FIDELUX | FT84-18W-A2-40K-UNV-N-1 | Linear Replacement Lamp | T8 Four-Foot | Dual Mode Internal Driver (UL Type A and Type B) |  | standard | FALSE | [10 empty] | September, 28 2017 00:00:00 | Not Dimmable | Not Dimmable | NotYetVerified |  | XXXBRJ | [25 empty] | 5 | 2521.55 | 136.3 | 18.5 | 20 | 0.9 | 4000 | 82.3 |  |  |  | FALSE | FALSE | FALSE | [8 empty] | March, 30 2020 00:00:00 | FALSE | FALSE | FALSE | [6 empty] | AC | [7 empty] | FALSE
PLUOTBZH7VYJ | Fidelux Lighting | FIDELUX | FT84-18W-C-A2-35K-UNV-N-1 | Linear Replacement Lamp | T8 Four-Foot | Dual Mode Internal Driver (UL Type A and Type B) |  | standard | FALSE | [10 empty] | September, 28 2017 00:00:00 | Not Dimmable | Not Dimmable | NotYetVerified |  | XXXBRJ | [25 empty] | 5 | 2583.78 | 138.17 | 18.7 | 20 | 0.9 | 3500 | 82.3 |  |  |  | FALSE | FALSE | FALSE | [8 empty] | March, 30 2020 00:00:00 | FALSE | FALSE | FALSE | [6 empty] | AC | [7 empty] | FALSE
PLCO09UJ0SD4 | Fidelux Lighting | FIDELUX | FT84-12W-A2-50K-UNV-N-1 | Linear Replacement Lamp | T8 Four-Foot | Dual Mode Internal Driver (UL Type A and Type B) |  | standard | FALSE | [10 empty] | September, 28 2017 00:00:00 | Not Dimmable | Not Dimmable | NotYetVerified |  | XXXBRJ | [25 empty] | 5 | 1764.41 | 138.93 | 12.7 | 20 | 0.9 | 5000 | 82.3 |  |  |  | FALSE | FALSE | FALSE | [8 empty] | March, 30 2020 00:00:00 | FALSE | FALSE | FALSE | [6 empty] | AC | [7 empty] | FALSE
PLZ4VGWN97LI | Jiawei Technology (USA), Ltd. | MAXIMUS | MT52531K35MGWC1 | Linear Replacement Lamp | T8 Four-Foot | Replacement Lamps (plug and play) (UL Type A) |  | standard | FALSE | [10 empty] | September, 28 2017 00:00:00 | Dimmable | Continuous Below 10 | FALSE |  | HAHHTB | [25 empty] | 4.4 | 3190 | 112 | 28.5 | 5.94 | 0.98 | 3500 | 83 |  |  |  | FALSE | FALSE | FALSE | [8 empty] | November, 02 2018 00:00:00 | FALSE | FALSE | FALSE | [6 empty] | AC | [7 empty] | FALSE
PLLX8U738Z27 | WESTGATE MFG | WESTGATE | T8-EZ3-4FT-18W-3K-C-1 | Linear Replacement Lamp | T8 Four-Foot | Dual Mode Internal Driver (UL Type A and Type B) |  | standard | FALSE | [10 empty] | September, 28 2017 00:00:00 | Not Dimmable | Not Dimmable | NotYetVerified |  | XXXBRI | [25 empty] | 5 | 2583.78 | 138.17 | 18.7 | 20 | 0.9 | 3000 | 82.3 |  |  |  | FALSE | FALSE | FALSE | [8 empty] | March, 30 2020 00:00:00 | FALSE | FALSE | FALSE | [6 empty] | AC | [7 empty] | FALSE
PL05VCJ0ZD4M | WESTGATE MFG | WESTGATE | T8-EZ3-4FT-18W-5K-C-1 | Linear Replacement Lamp | T8 Four-Foot | Dual Mode Internal Driver (UL Type A and Type B) |  | standard | FALSE | [10 empty] | September, 28 2017 00:00:00 | Not Dimmable | Not Dimmable | NotYetVerified |  | XXXBRI | [25 empty] | 5 | 2705.7 | 143.92 | 18.8 | 20 | 0.9 | 5000 | 82.3 |  |  |  | FALSE | FALSE | FALSE | [8 empty] | March, 30 2020 00:00:00 | FALSE | FALSE | FALSE | [6 empty] | AC | [7 empty] | FALSE
PLKPYMQZA2DV | Fidelux Lighting | FIDELUX | FT84-18W-A2-35K-UNV-N-1 | Linear Replacement Lamp | T8 Four-Foot | Dual Mode Internal Driver (UL Type A and Type B) |  | standard | FALSE | [10 empty] | September, 28 2017 00:00:00 | Not Dimmable | Not Dimmable | NotYetVerified |  | XXXBRJ | [25 empty] | 5 | 2439.98 | 130.62 | 18.68 | 20 | 0.9 | 3500 | 82.3 |  |  |  | FALSE | FALSE | FALSE | [8 empty] | March, 30 2020 00:00:00 | FALSE | FALSE | FALSE | [6 empty] | AC | [7 empty] | FALSE
PLFQLYG44AK1 | Fidelux Lighting | FIDELUX | FT84-15W-A2-40K-UNV-N-1 | Linear Replacement Lamp | T8 Four-Foot | Dual Mode Internal Driver (UL Type A and Type B) |  | standard | FALSE | [10 empty] | September, 28 2017 00:00:00 | Not Dimmable | Not Dimmable | NotYetVerified |  | XXXBRJ | [25 empty] | 5 | 2266.68 | 139.06 | 16.3 | 20 | 0.9 | 4000 | 82.3 |  |  |  | FALSE | FALSE | FALSE | [8 empty] | March, 30 2020 00:00:00 | FALSE | FALSE | FALSE | [6 empty] | AC | [7 empty] | FALSE
PLHHO08V0PKS | Fidelux Lighting | FIDELUX | FT84-15W-C-A2-35K-UNV-N-1 | Linear Replacement Lamp | T8 Four-Foot | Dual Mode Internal Driver (UL Type A and Type B) |  | standard | FALSE | [10 empty] | September, 28 2017 00:00:00 | Not Dimmable | Not Dimmable | NotYetVerified |  | XXXBRJ | [25 empty] | 5 | 2305.64 | 141.45 | 16.3 | 20 | 0.9 | 3500 | 82.3 |  |  |  | FALSE | FALSE | FALSE | [8 empty] | March, 30 2020 00:00:00 | FALSE | FALSE | FALSE | [6 empty] | AC | [7 empty] | FALSE
PLH2AKAZ89K8 | Fidelux Lighting | FIDELUX | FT84-12W-C-A2-45K-UNV-N-1 | Linear Replacement Lamp | T8 Four-Foot | Dual Mode Internal Driver (UL Type A and Type B) |  | standard | FALSE | [10 empty] | September, 28 2017 00:00:00 | Not Dimmable | Not Dimmable | NotYetVerified |  | XXXBRJ | [25 empty] | 5 | 1840.74 | 144.94 | 12.7 | 20 | 0.9 | 4500 | 82.3 |  |  |  | FALSE | FALSE | FALSE | [8 empty] | March, 30 2020 00:00:00 | FALSE | FALSE | FALSE | [6 empty] | AC | [7 empty] | FALSE
PLLEIO70F72N | Fidelux Lighting | FIDELUX | FT84-15W-C-A2-50K-UNV-N-1 | Linear Replacement Lamp | T8 Four-Foot | Dual Mode Internal Driver (UL Type A and Type B) |  | standard | FALSE | [10 empty] | September, 28 2017 00:00:00 | Not Dimmable | Not Dimmable | NotYetVerified |  | XXXBRJ | [25 empty] | 5 | 2412.4 | 148 | 16.3 | 20 | 0.9 | 5000 | 82.3 |  |  |  | FALSE | FALSE | FALSE | [8 empty] | March, 30 2020 00:00:00 | FALSE | FALSE | FALSE | [6 empty] | AC | [7 empty] | FALSE
PLEBIWUDNSJP | Jiawei Technology (USA), Ltd. | MAXIMUS | MT52531K30MGWC1 | Linear Replacement Lamp | T8 Four-Foot | Replacement Lamps (plug and play) (UL Type A) |  | standard | TRUE |  | 3818 | 122.9 | 31.08 | 5.94 | 0.9759 | 3058 | 83.4 | 5 | 50000 | September, 28 2017 00:00:00 | Dimmable | Continuous Below 10 | FALSE |  | HAHHTB | [15 empty] | 82.9 |  | 1 | 1.32 | [6 empty] | 4.4 | 3190 | 112 | 28.5 | 5.94 | 0.98 | 3000 | 83 |  |  |  | FALSE | FALSE | FALSE | [8 empty] | November, 02 2018 00:00:00 | FALSE | FALSE | FALSE | [6 empty] | AC | [7 empty] | FALSE
PL2AF52NQV4N | WESTGATE MFG | WESTGATE | T8-EZ3-4FT-18W-4K-F-1 | Linear Replacement Lamp | T8 Four-Foot | Dual Mode Internal Driver (UL Type A and Type B) |  | standard | FALSE | [10 empty] | September, 28 2017 00:00:00 | Not Dimmable | Not Dimmable | NotYetVerified |  | XXXBRI | [25 empty] | 5 | 2521.55 | 136.3 | 18.5 | 20 | 0.9 | 4000 | 82.3 |  |  |  | FALSE | FALSE | FALSE | [8 empty] | March, 30 2020 00:00:00 | FALSE | FALSE | FALSE | [6 empty] | AC | [7 empty] | FALSE
PLPMB6PB7KMY | WESTGATE MFG | WESTGATE | T8-EZ3-4FT-18W-35K-C-1 | Linear Replacement Lamp | T8 Four-Foot | Dual Mode Internal Driver (UL Type A and Type B) |  | standard | FALSE | [10 empty] | September, 28 2017 00:00:00 | Not Dimmable | Not Dimmable | NotYetVerified |  | XXXBRI | [25 empty] | 5 | 2583.78 | 138.17 | 18.7 | 20 | 0.9 | 3500 | 82.3 |  |  |  | FALSE | FALSE | FALSE | [8 empty] | March, 30 2020 00:00:00 | FALSE | FALSE | FALSE | [6 empty] | AC | [7 empty] | FALSE
PLM5VNTO5OOK | WESTGATE MFG | WESTGATE | T8-EZ3-4FT-18W-4K-C-1 | Linear Replacement Lamp | T8 Four-Foot | Dual Mode Internal Driver (UL Type A and Type B) |  | standard | FALSE | [10 empty] | September, 28 2017 00:00:00 | Not Dimmable | Not Dimmable | NotYetVerified |  | XXXBRI | [25 empty] | 5 | 2685.58 | 142.85 | 18.8 | 20 | 0.9 | 4000 | 82.3 |  |  |  | FALSE | FALSE | FALSE | [8 empty] | March, 30 2020 00:00:00 | FALSE | FALSE | FALSE | [6 empty] | AC | [7 empty] | FALSE
PLRU07P88KGT | Fidelux Lighting | FIDELUX | FT84-12W-A2-35K-UNV-N-1 | Linear Replacement Lamp | T8 Four-Foot | Dual Mode Internal Driver (UL Type A and Type B) |  | standard | FALSE | [10 empty] | September, 28 2017 00:00:00 | Not Dimmable | Not Dimmable | NotYetVerified |  | XXXBRJ | [25 empty] | 5 | 1672.68 | 131.5 | 12.72 | 20 | 0.9 | 3500 | 82.3 |  |  |  | FALSE | FALSE | FALSE | [8 empty] | March, 30 2020 00:00:00 | FALSE | FALSE | FALSE | [6 empty] | AC | [7 empty] | FALSE
PL7CUH80EWW0 | Fidelux Lighting | FIDELUX | FT84-15W-A2-30K-UNV-N-1 | Linear Replacement Lamp | T8 Four-Foot | Dual Mode Internal Driver (UL Type A and Type B) |  | standard | FALSE | [10 empty] | September, 28 2017 00:00:00 | Not Dimmable | Not Dimmable | NotYetVerified |  | XXXBRJ | [25 empty] | 5 | 2171.98 | 133.25 | 16.3 | 20 | 0.9 | 3000 | 82.3 |  |  |  | FALSE | FALSE | FALSE | [8 empty] | March, 30 2020 00:00:00 | FALSE | FALSE | FALSE | [6 empty] | AC | [7 empty] | FALSE
PL0UWUM0C2KG | Fidelux Lighting | FIDELUX | FT84-15W-A2-35K-UNV-N-1 | Linear Replacement Lamp | T8 Four-Foot | Dual Mode Internal Driver (UL Type A and Type B) |  | standard | FALSE | [10 empty] | September, 28 2017 00:00:00 | Not Dimmable | Not Dimmable | NotYetVerified |  | XXXBRJ | [25 empty] | 5 | 2171.98 | 133.25 | 16.3 | 20 | 0.9 | 3500 | 82.3 |  |  |  | FALSE | FALSE | FALSE | [8 empty] | March, 30 2020 00:00:00 | FALSE | FALSE | FALSE | [6 empty] | AC | [7 empty] | FALSE
PLE946IDF3QR | Fidelux Lighting | FIDELUX | FT84-12W-A2-40K-UNV-N-1 | Linear Replacement Lamp | T8 Four-Foot | Dual Mode Internal Driver (UL Type A and Type B) |  | standard | FALSE | [10 empty] | September, 28 2017 00:00:00 | Not Dimmable | Not Dimmable | NotYetVerified |  | XXXBRJ | [25 empty] | 5 | 1747.52 | 137.6 | 12.7 | 20 | 0.9 | 4000 | 82.3 |  |  |  | FALSE | FALSE | FALSE | [8 empty] | March, 30 2020 00:00:00 | FALSE | FALSE | FALSE | [6 empty] | AC | [7 empty] | FALSE
PLX4Y8B0TX36 | Fidelux Lighting | FIDELUX | FT84-18W-C-A2-30K-UNV-N-1 | Linear Replacement Lamp | T8 Four-Foot | Dual Mode Internal Driver (UL Type A and Type B) |  | standard | FALSE | [10 empty] | September, 28 2017 00:00:00 | Not Dimmable | Not Dimmable | NotYetVerified |  | XXXBRJ | [25 empty] | 5 | 2583.78 | 138.17 | 18.7 | 20 | 0.9 | 3000 | 82.3 |  |  |  | FALSE | FALSE | FALSE | [8 empty] | March, 30 2020 00:00:00 | FALSE | FALSE | FALSE | [6 empty] | AC | [7 empty] | FALSE
PLQ1LLPIAFI8 | Jiawei Technology (USA), Ltd. | MAXIMUS | MT52533K50MGWC1 | Linear Replacement Lamp | T8 Four-Foot | Replacement Lamps (plug and play) (UL Type A) |  | standard | FALSE | [10 empty] | September, 28 2017 00:00:00 | Dimmable | Continuous Below 10 | No |  | HAHHTB | [25 empty] | 5 | 3360 | 118 | 28.5 | 6.04 | 0.98 | 5000 | 83 |  |  |  | FALSE | FALSE | FALSE | [8 empty] | March, 30 2020 00:00:00 | FALSE | FALSE | FALSE | [6 empty] | AC | [7 empty] | FALSE
PLLJWMN7OUSG | Fidelux Lighting | FIDELUX | FT84-12W-C-A2-30K-UNV-N-1 | Linear Replacement Lamp | T8 Four-Foot | Dual Mode Internal Driver (UL Type A and Type B) |  | standard | FALSE | [10 empty] | September, 28 2017 00:00:00 | Not Dimmable | Not Dimmable | NotYetVerified |  | XXXBRJ | [25 empty] | 5 | 1771.65 | 139.5 | 12.7 | 20 | 0.9 | 3000 | 82.3 |  |  |  | FALSE | FALSE | FALSE | [8 empty] | March, 30 2020 00:00:00 | FALSE | FALSE | FALSE | [6 empty] | AC | [7 empty] | FALSE
PL5TG1KOJCNU | Fidelux Lighting | FIDELUX | FT84-15W-A2-50K-UNV-N-1 | Linear Replacement Lamp | T8 Four-Foot | Dual Mode Internal Driver (UL Type A and Type B) |  | standard | FALSE | [10 empty] | September, 28 2017 00:00:00 | Not Dimmable | Not Dimmable | NotYetVerified |  | XXXBRJ | [25 empty] | 5 | 2282 | 140 | 16.3 | 20 | 0.9 | 5000 | 82.3 |  |  |  | FALSE | FALSE | FALSE | [8 empty] | March, 30 2020 00:00:00 | FALSE | FALSE | FALSE | [6 empty] | AC | [7 empty] | FALSE
PLRUHE2ZK8C9 | Fidelux Lighting | FIDELUX | FT84-18W-C-A2-40K-UNV-N-1 | Linear Replacement Lamp | T8 Four-Foot | Dual Mode Internal Driver (UL Type A and Type B) |  | standard | FALSE | [10 empty] | September, 28 2017 00:00:00 | Not Dimmable | Not Dimmable | NotYetVerified |  | XXXBRJ | [25 empty] | 5 | 2685.58 | 142.85 | 18.8 | 20 | 0.9 | 4000 | 82.3 |  |  |  | FALSE | FALSE | FALSE | [8 empty] | March, 30 2020 00:00:00 | FALSE | FALSE | FALSE | [6 empty] | AC | [7 empty] | FALSE
PLHV4VAUM0UL | Fidelux Lighting | FIDELUX | FT84-12W-C-A2-40K-UNV-N-1 | Linear Replacement Lamp | T8 Four-Foot | Dual Mode Internal Driver (UL Type A and Type B) |  | standard | FALSE | [10 empty] | September, 28 2017 00:00:00 | Not Dimmable | Not Dimmable | NotYetVerified |  | XXXBRJ | [25 empty] | 5 | 1840.74 | 144.94 | 12.7 | 20 | 0.9 | 4000 | 82.3 |  |  |  | FALSE | FALSE | FALSE | [8 empty] | March, 30 2020 00:00:00 | FALSE | FALSE | FALSE | [6 empty] | AC | [7 empty] | FALSE
PLQ80DF86ZN7 | THINK Green Solutions | THINK Green Solutions | LED-THINK-TUBE-T8-45K-15W-GL | Linear Replacement Lamp | T8 Four-Foot | Replacement Lamps (plug and play) (UL Type A) |  | standard | FALSE | [10 empty] | September, 26 2017 00:00:00 | Dimmable | Continuous Below 10 | No |  | BBBDTT | [25 empty] | 4.4 | 1735.3 | 114.9 | 15.1 | 17.4 | 0.96 | 4500 | 82 |  |  |  | FALSE | FALSE | FALSE | [8 empty] | November, 02 2018 00:00:00 | FALSE | FALSE | FALSE | [6 empty] | AC | [7 empty] | FALSE
PMJFZGW6 | CNLIGHT CO., LTD | CNLIGHT | BRB120/18.RL.G13 120B81BC | Linear Replacement Lamp | T8 Four-Foot | Dual Mode Internal Driver (UL Type A and Type B) |  | standard | FALSE | [10 empty] | September, 26 2017 00:00:00 | Not Dimmable | Not Dimmable | FALSE |  | CCCEUZ | [25 empty] | 4.4 | 2200 | 110 | 20 | 5.82 | 0.9 | 4000 | 80 |  |  |  | FALSE | FALSE | FALSE | [8 empty] | November, 02 2018 00:00:00 | FALSE | FALSE | FALSE | [6 empty] | AC | [7 empty] | FALSE
PL2TZ6T7SREZ | THINK Green Solutions | Think Green Solutions | LED-THINK-TUBE-T8-45K-20W-PC | Linear Replacement Lamp | T8 Four-Foot | Replacement Lamps (plug and play) (UL Type A) |  | standard | FALSE | [10 empty] | September, 26 2017 00:00:00 | Dimmable | Continuous Below 10 | No |  | BBBDUA | [25 empty] | 5 | 2650.3 | 121 | 21.9 | 13.8 | 0.91 | 4500 | 82.4 |  |  |  | FALSE | FALSE | FALSE | [8 empty] | March, 30 2020 00:00:00 | FALSE | FALSE | FALSE | [6 empty] | AC | [7 empty] | FALSE
PL3FVMAQTH4T | THINK Green Solutions | Think Green Solutions | LED-THINK-TUBE-T8-40K-18W-PC | Linear Replacement Lamp | T8 Four-Foot | Replacement Lamps (plug and play) (UL Type A) |  | standard | FALSE | [10 empty] | September, 26 2017 00:00:00 | Dimmable | Continuous Below 10 | No |  | BBBDTZ | [25 empty] | 5 | 2365.7 | 120 | 19.7 | 13.2 | 0.91 | 4000 | 82.5 |  |  |  | FALSE | FALSE | FALSE | [8 empty] | March, 30 2020 00:00:00 | FALSE | FALSE | FALSE | [6 empty] | AC | [7 empty] | FALSE
PLPYA5M0S4NU | THINK Green Solutions | Think Green Solutions | LED-THINK-TUBE-T8-35K-12W-GL | Linear Replacement Lamp | T8 Four-Foot | Replacement Lamps (plug and play) (UL Type A) |  | standard | FALSE | [10 empty] | September, 26 2017 00:00:00 | Not Dimmable | Not Dimmable | No |  | BBBDTS | [25 empty] | 5 | 1624 | 121.24 | 13.4 | 10.86 | 0.9046 | 3500 | 83.3 |  |  |  | FALSE | FALSE | FALSE | [8 empty] | March, 30 2020 00:00:00 | FALSE | FALSE | FALSE | [6 empty] | AC | [7 empty] | FALSE
PLOI0O9N175S | THINK Green Solutions | Think Green Solutions | LED-THINK-TUBE-T8-40K-12W-GL | Linear Replacement Lamp | T8 Four-Foot | Replacement Lamps (plug and play) (UL Type A) |  | standard | FALSE | [10 empty] | September, 26 2017 00:00:00 | Not Dimmable | Not Dimmable | No |  | BBBDTS | [25 empty] | 5 | 1635 | 122.06 | 13.4 | 10.86 | 0.9046 | 4000 | 83.3 |  |  |  | FALSE | FALSE | FALSE | [8 empty] | March, 30 2020 00:00:00 | FALSE | FALSE | FALSE | [6 empty] | AC | [7 empty] | FALSE
PL6F5HMNTVC9 | THINK Green Solutions | Think Green Solutions | LED-THINK-TUBE-T8-30K-15W-PC | Linear Replacement Lamp | T8 Four-Foot | Replacement Lamps (plug and play) (UL Type A) |  | standard | TRUE |  | 2022.28 | 120.374 | 16.8 | 13.4 | 0.913 | 2875 | 82.6 | 5 | 50000 | September, 26 2017 00:00:00 | Dimmable | Continuous Below 10 | No |  | BBBDTY | [15 empty] | 79.2 |  | 1.14 | 1.22 | [6 empty] | 5 | 2022.2 | 120.3 | 16.8 | 13.4 | 0.91 | 2875 | 82.6 |  |  |  | FALSE | FALSE | FALSE | [8 empty] | March, 30 2020 00:00:00 | FALSE | FALSE | FALSE | [6 empty] | AC | [7 empty] | FALSE
PLUANO2VQZ2O | THINK Green Solutions | Think Green Solutions | LED-THINK-TUBE-T8-50K-20W-GL | Linear Replacement Lamp | T8 Four-Foot | Replacement Lamps (plug and play) (UL Type A) |  | standard | FALSE | [10 empty] | September, 26 2017 00:00:00 | Dimmable | Continuous Below 10 | No |  | BBBDTV | [25 empty] | 5 | 2392.1 | 118.4 | 20.2 | 18.2 | 0.95 | 4896 | 82.2 |  |  |  | FALSE | FALSE | FALSE | [8 empty] | March, 30 2020 00:00:00 | FALSE | FALSE | FALSE | [6 empty] | AC | [7 empty] | FALSE
PLW9VRK3E11W | THINK Green Solutions | Think Green Solutions | LED-THINK-TUBE-T8-50K-15W-GL | Linear Replacement Lamp | T8 Four-Foot | Replacement Lamps (plug and play) (UL Type A) |  | standard | FALSE | [10 empty] | September, 26 2017 00:00:00 | Dimmable | Continuous Below 10 | No |  | BBBDTT | [25 empty] | 5 | 1786.6 | 117.5 | 15.2 | 17.7 | 0.95 | 4885 | 82.3 |  |  |  | FALSE | FALSE | FALSE | [8 empty] | March, 30 2020 00:00:00 | FALSE | FALSE | FALSE | [6 empty] | AC | [7 empty] | FALSE
PL8Y8M3OB1XH | THINK Green Solutions | Think Green Solutions | LED-THINK-TUBE-T8-45K-15W-PC | Linear Replacement Lamp | T8 Four-Foot | Replacement Lamps (plug and play) (UL Type A) |  | standard | FALSE | [10 empty] | September, 26 2017 00:00:00 | Dimmable | Continuous Below 10 | No |  | BBBDTY | [25 empty] | 5 | 2022.2 | 120.3 | 16.8 | 13.4 | 0.91 | 4500 | 82.6 |  |  |  | FALSE | FALSE | FALSE | [8 empty] | March, 30 2020 00:00:00 | FALSE | FALSE | FALSE | [6 empty] | AC | [7 empty] | FALSE
PLW9B81FXQKS | THINK Green Solutions | Think Green Solutions | LED-THINK-TUBE-T8-45K-12W-GL | Linear Replacement Lamp | T8 Four-Foot | Replacement Lamps (plug and play) (UL Type A) |  | standard | FALSE | [10 empty] | September, 26 2017 00:00:00 | Not Dimmable | Not Dimmable | No |  | BBBDTS | [25 empty] | 5 | 1646 | 122.88 | 13.4 | 10.86 | 0.9046 | 4500 | 83.3 |  |  |  | FALSE | FALSE | FALSE | [8 empty] | March, 30 2020 00:00:00 | FALSE | FALSE | FALSE | [6 empty] | AC | [7 empty] | FALSE
PLWBV6CP9XF5 | THINK Green Solutions | Think Green Solutions | LED-THINK-TUBE-T8-50K-12W-GL | Linear Replacement Lamp | T8 Four-Foot | Replacement Lamps (plug and play) (UL Type A) |  | standard | FALSE | [10 empty] | September, 26 2017 00:00:00 | Not Dimmable | Not Dimmable | No |  | BBBDTS | [25 empty] | 5 | 1657 | 124.12 | 13.35 | 10.94 | 0.903 | 5000 | 84.2 |  |  |  | FALSE | FALSE | FALSE | [8 empty] | March, 30 2020 00:00:00 | FALSE | FALSE | FALSE | [6 empty] | AC | [7 empty] | FALSE
PLPZOEBJAXYY | THINK Green Solutions | Think Green Solutions | LED-THINK-TUBE-T8-30K-12W-GL | Linear Replacement Lamp | T8 Four-Foot | Replacement Lamps (plug and play) (UL Type A) |  | standard | TRUE |  | 1613 | 120.01 | 13.44 | 10.86 | 0.9046 | 3060 | 83.3 | 5 | 50000 | September, 26 2017 00:00:00 | Not Dimmable | Not Dimmable | No |  | BBBDTS | [15 empty] | 84.4 |  | 1.24 | 1.34 | [6 empty] | 5 | 1613 | 120.01 | 13.44 | 10.86 | 0.9046 | 3000 | 83.3 |  |  |  | FALSE | FALSE | FALSE | [8 empty] | March, 30 2020 00:00:00 | FALSE | FALSE | FALSE | [6 empty] | AC | [7 empty] | FALSE
PLWCEVZ26W61 | THINK Green Solutions | Think Green Solutions | LED-THINK-TUBE-T8-30K-18W-PC | Linear Replacement Lamp | T8 Four-Foot | Replacement Lamps (plug and play) (UL Type A) |  | standard | TRUE |  | 2365.73 | 120.088 | 19.7 | 13.2 | 0.912 | 2894 | 82.5 | 5 | 50000 | September, 26 2017 00:00:00 | Dimmable | Continuous Below 10 | No |  | BBBDTZ | [15 empty] | 79.1 |  | 1.1 | 1.24 | [6 empty] | 5 | 2365.7 | 120 | 19.7 | 13.2 | 0.91 | 2894 | 82.5 |  |  |  | FALSE | FALSE | FALSE | [8 empty] | March, 30 2020 00:00:00 | FALSE | FALSE | FALSE | [6 empty] | AC | [7 empty] | FALSE
PL2EG4SSKUCM | THINK Green Solutions | Think Green Solutions | LED-THINK-TUBE-T8-30K-18W-GL | Linear Replacement Lamp | T8 Four-Foot | Replacement Lamps (plug and play) (UL Type A) |  | standard | TRUE |  | 2103.17 | 115.559 | 18.2 | 17.3 | 0.957 | 2903 | 82.3 | 5 | 50000 | September, 26 2017 00:00:00 | Dimmable | Continuous Below 10 | No |  | BBBDTU | [15 empty] | 79.2 |  | 1.18 | 1.26 | [6 empty] | 5 | 2103.1 | 115.5 | 18.2 | 17.3 | 0.96 | 2903 | 82.3 |  |  |  | FALSE | FALSE | FALSE | [8 empty] | March, 30 2020 00:00:00 | FALSE | FALSE | FALSE | [6 empty] | AC | [7 empty] | FALSE
PXJAPYZU | CNLIGHT CO., LTD | CNLIGHT | BRB120/18.RL.G13 120B81BF | Linear Replacement Lamp | T8 Four-Foot | Dual Mode Internal Driver (UL Type A and Type B) |  | standard | FALSE | [10 empty] | September, 26 2017 00:00:00 | Not Dimmable | Not Dimmable | FALSE |  | CCCEUX | [25 empty] | 4.4 | 2200 | 110 | 20 | 7.18 | 0.9 | 4000 | 80 |  |  |  | FALSE | FALSE | FALSE | [8 empty] | November, 02 2018 00:00:00 | FALSE | FALSE | FALSE | [6 empty] | AC | [7 empty] | FALSE
P1QEO784 | CNLIGHT CO., LTD | CNLIGHT | BRB120/18.RZ.G13 120B81BF | Linear Replacement Lamp | T8 Four-Foot | Dual Mode Internal Driver (UL Type A and Type B) |  | standard | FALSE | [10 empty] | September, 26 2017 00:00:00 | Not Dimmable | Not Dimmable | FALSE |  | CCCEUX | [25 empty] | 4.4 | 2200 | 110 | 20 | 7.18 | 0.9 | 5000 | 80 |  |  |  | FALSE | FALSE | FALSE | [8 empty] | November, 02 2018 00:00:00 | FALSE | FALSE | FALSE | [6 empty] | AC | [7 empty] | FALSE
PLPKNBZJ5P9F | THINK Green Solutions | THINK Green Solutions | LED-THINK-TUBE-T8-35K-20W-GL | Linear Replacement Lamp | T8 Four-Foot | Replacement Lamps (plug and play) (UL Type A) |  | standard | FALSE | [10 empty] | September, 26 2017 00:00:00 | Dimmable | Continuous Below 10 | No |  | BBBDTV | [25 empty] | 4.4 | 2309.8 | 114.3 | 20.2 | 17.9 | 0.96 | 3500 | 82.1 |  |  |  | FALSE | FALSE | FALSE | [8 empty] | November, 02 2018 00:00:00 | FALSE | FALSE | FALSE | [6 empty] | AC | [7 empty] | FALSE
PLRCI3LYUK55 | THINK Green Solutions | THINK Green Solutions | LED-THINK-TUBE-T8-35K-18W-GL | Linear Replacement Lamp | T8 Four-Foot | Replacement Lamps (plug and play) (UL Type A) |  | standard | FALSE | [10 empty] | September, 26 2017 00:00:00 | Dimmable | Continuous Below 10 | No |  | BBBDTU | [25 empty] | 4.4 | 2103.1 | 115.5 | 18.2 | 17.3 | 0.96 | 3500 | 82.3 |  |  |  | FALSE | FALSE | FALSE | [8 empty] | November, 02 2018 00:00:00 | FALSE | FALSE | FALSE | [6 empty] | AC | [7 empty] | FALSE
PLG4WY2CI822 | THINK Green Solutions | THINK Green Solutions | LED-THINK-TUBE-T8-35K-15W-GL | Linear Replacement Lamp | T8 Four-Foot | Replacement Lamps (plug and play) (UL Type A) |  | standard | FALSE | [10 empty] | September, 26 2017 00:00:00 | Dimmable | Continuous Below 10 | No |  | BBBDTT | [25 empty] | 4.4 | 1735.3 | 114.9 | 15.1 | 17.4 | 0.96 | 3500 | 82 |  |  |  | FALSE | FALSE | FALSE | [8 empty] | November, 02 2018 00:00:00 | FALSE | FALSE | FALSE | [6 empty] | AC | [7 empty] | FALSE
PY1E2KH7 | CNLIGHT CO., LTD | CNLIGHT | BRB120/18.RN.G13 120B81BC | Linear Replacement Lamp | T8 Four-Foot | Dual Mode Internal Driver (UL Type A and Type B) |  | standard | TRUE |  | 2475 | 118.12 | 20.95 | 5.82 | 0.9795 | 2909 | 82.2 | 5 | 50000 | September, 26 2017 00:00:00 | Not Dimmable | Not Dimmable | FALSE |  | CCCEUZ | [15 empty] | 84.1 |  | 1.28 | 1.2 | [6 empty] | 4.4 | 2200 | 110 | 20 | 5.82 | 0.9 | 3000 | 80 |  |  |  | FALSE | FALSE | FALSE | [8 empty] | November, 02 2018 00:00:00 | FALSE | FALSE | FALSE | [6 empty] | AC | [7 empty] | FALSE
PKAFIOHR | CNLIGHT CO., LTD | CNLIGHT | BRB120/18.RB.G13 120B81BF | Linear Replacement Lamp | T8 Four-Foot | Dual Mode Internal Driver (UL Type A and Type B) |  | standard | FALSE | [10 empty] | September, 26 2017 00:00:00 | Not Dimmable | Not Dimmable | FALSE |  | CCCEUX | [25 empty] | 4.4 | 2200 | 110 | 20 | 7.18 | 0.9 | 3500 | 80 |  |  |  | FALSE | FALSE | FALSE | [8 empty] | November, 02 2018 00:00:00 | FALSE | FALSE | FALSE | [6 empty] | AC | [7 empty] | FALSE
PLKJB9LQAX47 | THINK Green Solutions | Think Green Solutions | LED-THINK-TUBE-T8-35K-15W-PC | Linear Replacement Lamp | T8 Four-Foot | Replacement Lamps (plug and play) (UL Type A) |  | standard | FALSE | [10 empty] | September, 26 2017 00:00:00 | Dimmable | Continuous Below 10 | No |  | BBBDTY | [25 empty] | 5 | 2022.2 | 120.3 | 16.8 | 13.4 | 0.91 | 3500 | 82.6 |  |  |  | FALSE | FALSE | FALSE | [8 empty] | March, 30 2020 00:00:00 | FALSE | FALSE | FALSE | [6 empty] | AC | [7 empty] | FALSE
PLODGS4DF9XD | THINK Green Solutions | Think Green Solutions | LED-THINK-TUBE-T8-40K-15W-PC | Linear Replacement Lamp | T8 Four-Foot | Replacement Lamps (plug and play) (UL Type A) |  | standard | FALSE | [10 empty] | September, 26 2017 00:00:00 | Dimmable | Continuous Below 10 | No |  | BBBDTY | [25 empty] | 5 | 2022.2 | 120.3 | 16.8 | 13.4 | 0.91 | 4000 | 82.6 |  |  |  | FALSE | FALSE | FALSE | [8 empty] | March, 30 2020 00:00:00 | FALSE | FALSE | FALSE | [6 empty] | AC | [7 empty] | FALSE
PL50EJP6YSE5 | THINK Green Solutions | Think Green Solutions | LED-THINK-TUBE-T8-50K-18W-PC | Linear Replacement Lamp | T8 Four-Foot | Replacement Lamps (plug and play) (UL Type A) |  | standard | FALSE | [10 empty] | September, 26 2017 00:00:00 | Dimmable | Continuous Below 10 | No |  | BBBDTZ | [25 empty] | 5 | 2475.3 | 124.3 | 19.9 | 14.1 | 0.92 | 4800 | 82.8 |  |  |  | FALSE | FALSE | FALSE | [8 empty] | March, 30 2020 00:00:00 | FALSE | FALSE | FALSE | [6 empty] | AC | [7 empty] | FALSE
PL7B12OU5O0A | THINK Green Solutions | Think Green Solutions | LED-THINK-TUBE-T8-30K-12W-PC | Linear Replacement Lamp | T8 Four-Foot | Replacement Lamps (plug and play) (UL Type A) |  | standard | TRUE |  | 1798.71 | 130.341 | 13.8 | 13.4 | 0.911 | 2886 | 82.7 | 5 | 50000 | September, 26 2017 00:00:00 | Dimmable | Continuous Below 10 | No |  | BBBDTX | [15 empty] | 78.7 |  | 1.1 | 1.24 | [6 empty] | 5 | 1798.7 | 130.3 | 13.8 | 13.4 | 0.91 | 2886 | 82.7 |  |  |  | FALSE | FALSE | FALSE | [8 empty] | March, 30 2020 00:00:00 | FALSE | FALSE | FALSE | [6 empty] | AC | [7 empty] | FALSE
PLDE899PMF6U | THINK Green Solutions | THINK Green Solutions | LED-THINK-TUBE-T8-40K-20W-GL | Linear Replacement Lamp | T8 Four-Foot | Replacement Lamps (plug and play) (UL Type A) |  | standard | FALSE | [10 empty] | September, 26 2017 00:00:00 | Dimmable | Continuous Below 10 | No |  | BBBDTV | [25 empty] | 4.4 | 2309.8 | 114.3 | 20.2 | 17.9 | 0.96 | 4000 | 82.1 |  |  |  | FALSE | FALSE | FALSE | [8 empty] | November, 02 2018 00:00:00 | FALSE | FALSE | FALSE | [6 empty] | AC | [7 empty] | FALSE
PL805PNFDOVU | THINK Green Solutions | THINK Green Solutions | LED-THINK-TUBE-T8-40K-18W-GL | Linear Replacement Lamp | T8 Four-Foot | Replacement Lamps (plug and play) (UL Type A) |  | standard | FALSE | [10 empty] | September, 26 2017 00:00:00 | Dimmable | Continuous Below 10 | No |  | BBBDTU | [25 empty] | 4.4 | 2103.1 | 115.5 | 18.2 | 17.3 | 0.96 | 4000 | 82.3 |  |  |  | FALSE | FALSE | FALSE | [8 empty] | November, 02 2018 00:00:00 | FALSE | FALSE | FALSE | [6 empty] | AC | [7 empty] | FALSE
PLX7SATEK4YV | THINK Green Solutions | THINK Green Solutions | LED-THINK-TUBE-T8-45K-18W-GL | Linear Replacement Lamp | T8 Four-Foot | Replacement Lamps (plug and play) (UL Type A) |  | standard | FALSE | [10 empty] | September, 26 2017 00:00:00 | Dimmable | Continuous Below 10 | No |  | BBBDTU | [25 empty] | 4.4 | 2103.1 | 115.5 | 18.2 | 17.3 | 0.96 | 4500 | 82.3 |  |  |  | FALSE | FALSE | FALSE | [8 empty] | November, 02 2018 00:00:00 | FALSE | FALSE | FALSE | [6 empty] | AC | [7 empty] | FALSE
PLFXSJ1RK12O | THINK Green Solutions | THINK Green Solutions | LED-THINK-TUBE-T8-40K-15W-GL | Linear Replacement Lamp | T8 Four-Foot | Replacement Lamps (plug and play) (UL Type A) |  | standard | FALSE | [10 empty] | September, 26 2017 00:00:00 | Dimmable | Continuous Below 10 | No |  | BBBDTT | [25 empty] | 4.4 | 1735.3 | 114.9 | 15.1 | 17.4 | 0.96 | 4000 | 82 |  |  |  | FALSE | FALSE | FALSE | [8 empty] | November, 02 2018 00:00:00 | FALSE | FALSE | FALSE | [6 empty] | AC | [7 empty] | FALSE
PM0P9JWG | CNLIGHT CO., LTD | CNLIGHT | BRB120/18.RN.G13 120B81BF | Linear Replacement Lamp | T8 Four-Foot | Dual Mode Internal Driver (UL Type A and Type B) |  | standard | TRUE |  | 2355 | 111.35 | 21.15 | 7.18 | 0.9738 | 2906 | 82.3 | 5 | 50000 | September, 26 2017 00:00:00 | Not Dimmable | Not Dimmable | FALSE |  | CCCEUX | [15 empty] | 82.3 |  | 1.26 | 1.28 | [6 empty] | 4.4 | 2200 | 110 | 20 | 7.18 | 0.9 | 3000 | 80 |  |  |  | FALSE | FALSE | FALSE | [8 empty] | November, 02 2018 00:00:00 | FALSE | FALSE | FALSE | [6 empty] | AC | [7 empty] | FALSE
PLT9RAMB9BTB | THINK Green Solutions | Think Green Solutions | LED-THINK-TUBE-T8-50K-18W-GL | Linear Replacement Lamp | T8 Four-Foot | Replacement Lamps (plug and play) (UL Type A) |  | standard | FALSE | [10 empty] | September, 26 2017 00:00:00 | Dimmable | Continuous Below 10 | No |  | BBBDTU | [25 empty] | 5 | 2150 | 118.7 | 18.1 | 17.6 | 0.96 | 4884 | 82.4 |  |  |  | FALSE | FALSE | FALSE | [8 empty] | March, 30 2020 00:00:00 | FALSE | FALSE | FALSE | [6 empty] | AC | [7 empty] | FALSE
PLSTHU2DR1B5 | THINK Green Solutions | Think Green Solutions | LED-THINK-TUBE-T8-40K-20W-PC | Linear Replacement Lamp | T8 Four-Foot | Replacement Lamps (plug and play) (UL Type A) |  | standard | FALSE | [10 empty] | September, 26 2017 00:00:00 | Dimmable | Continuous Below 10 | No |  | BBBDUA | [25 empty] | 5 | 2650.3 | 121 | 21.9 | 13.8 | 0.91 | 4000 | 82.4 |  |  |  | FALSE | FALSE | FALSE | [8 empty] | March, 30 2020 00:00:00 | FALSE | FALSE | FALSE | [6 empty] | AC | [7 empty] | FALSE
PLNDAUG7T3WN | THINK Green Solutions | Think Green Solutions | LED-THINK-TUBE-T8-40K-12W-PC | Linear Replacement Lamp | T8 Four-Foot | Replacement Lamps (plug and play) (UL Type A) |  | standard | FALSE | [10 empty] | September, 26 2017 00:00:00 | Dimmable | Continuous Below 10 | No |  | BBBDTX | [25 empty] | 5 | 1798.7 | 130.3 | 13.8 | 13.4 | 0.91 | 4000 | 82.7 |  |  |  | FALSE | FALSE | FALSE | [8 empty] | March, 30 2020 00:00:00 | FALSE | FALSE | FALSE | [6 empty] | AC | [7 empty] | FALSE
PL7RNITFRCL0 | THINK Green Solutions | Think Green Solutions | LED-THINK-TUBE-T8-45K-12W-PC | Linear Replacement Lamp | T8 Four-Foot | Replacement Lamps (plug and play) (UL Type A) |  | standard | FALSE | [10 empty] | September, 26 2017 00:00:00 | Dimmable | Continuous Below 10 | No |  | BBBDTX | [25 empty] | 5 | 1798.7 | 130.3 | 13.8 | 13.4 | 0.91 | 4500 | 82.7 |  |  |  | FALSE | FALSE | FALSE | [8 empty] | March, 30 2020 00:00:00 | FALSE | FALSE | FALSE | [6 empty] | AC | [7 empty] | FALSE
PLQUEQU3JAF9 | THINK Green Solutions | Think Green Solutions | LED-THINK-TUBE-T8-50K-20W-PC | Linear Replacement Lamp | T8 Four-Foot | Replacement Lamps (plug and play) (UL Type A) |  | standard | FALSE | [10 empty] | September, 26 2017 00:00:00 | Dimmable | Continuous Below 10 | No |  | BBBDUA | [25 empty] | 5 | 2776 | 125.6 | 22.1 | 14.6 | 0.91 | 4828 | 82.9 |  |  |  | FALSE | FALSE | FALSE | [8 empty] | March, 30 2020 00:00:00 | FALSE | FALSE | FALSE | [6 empty] | AC | [7 empty] | FALSE
PLMAIG6BBQ1E | THINK Green Solutions | Think Green Solutions | LED-THINK-TUBE-T8-30K-20W-PC | Linear Replacement Lamp | T8 Four-Foot | Replacement Lamps (plug and play) (UL Type A) |  | standard | TRUE |  | 2650.36 | 121.021 | 21.9 | 13.8 | 0.91 | 2887 | 82.4 | 5 | 50000 | September, 26 2017 00:00:00 | Dimmable | Continuous Below 10 | No |  | BBBDUA | [15 empty] | 79.3 |  | 1.16 | 1.22 | [6 empty] | 5 | 2650.3 | 121 | 21.9 | 13.8 | 0.91 | 2887 | 82.4 |  |  |  | FALSE | FALSE | FALSE | [8 empty] | March, 30 2020 00:00:00 | FALSE | FALSE | FALSE | [6 empty] | AC | [7 empty] | FALSE
PL0GJ6FJLFO8 | THINK Green Solutions | Think Green Solutions | LED-THINK-TUBE-T8-30K-20W-GL | Linear Replacement Lamp | T8 Four-Foot | Replacement Lamps (plug and play) (UL Type A) |  | standard | TRUE |  | 2309.87 | 114.35 | 20.2 | 17.9 | 0.957 | 2909 | 82.1 | 5 | 50000 | September, 26 2017 00:00:00 | Dimmable | Continuous Below 10 | No |  | BBBDTV | [15 empty] | 79.1 |  | 1.22 | 1.26 | [6 empty] | 5 | 2309.8 | 114.3 | 20.2 | 17.9 | 0.96 | 2909 | 82.1 |  |  |  | FALSE | FALSE | FALSE | [8 empty] | March, 30 2020 00:00:00 | FALSE | FALSE | FALSE | [6 empty] | AC | [7 empty] | FALSE
PKSY7FJL | CNLIGHT CO., LTD | CNLIGHT | BRB120/18.RB.G13 120B81BC | Linear Replacement Lamp | T8 Four-Foot | Dual Mode Internal Driver (UL Type A and Type B) |  | standard | FALSE | [10 empty] | September, 26 2017 00:00:00 | Not Dimmable | Not Dimmable | FALSE |  | CCCEUZ | [25 empty] | 4.4 | 2200 | 110 | 20 | 5.82 | 0.9 | 3500 | 80 |  |  |  | FALSE | FALSE | FALSE | [8 empty] | November, 02 2018 00:00:00 | FALSE | FALSE | FALSE | [6 empty] | AC | [7 empty] | FALSE
P7UYIGMF | CNLIGHT CO., LTD | CNLIGHT | BRB120/18.RZ.G13 120B81BC | Linear Replacement Lamp | T8 Four-Foot | Dual Mode Internal Driver (UL Type A and Type B) |  | standard | FALSE | [10 empty] | September, 26 2017 00:00:00 | Not Dimmable | Not Dimmable | FALSE |  | CCCEUZ | [25 empty] | 4.4 | 2200 | 110 | 20 | 5.82 | 0.9 | 5000 | 80 |  |  |  | FALSE | FALSE | FALSE | [8 empty] | November, 02 2018 00:00:00 | FALSE | FALSE | FALSE | [6 empty] | AC | [7 empty] | FALSE
PLPYGE17TALC | THINK Green Solutions | THINK Green Solutions | LED-THINK-TUBE-T8-45K-20W-GL | Linear Replacement Lamp | T8 Four-Foot | Replacement Lamps (plug and play) (UL Type A) |  | standard | FALSE | [10 empty] | September, 26 2017 00:00:00 | Dimmable | Continuous Below 10 | No |  | BBBDTV | [25 empty] | 4.4 | 2309.8 | 114.3 | 20.2 | 17.9 | 0.96 | 4500 | 82.1 |  |  |  | FALSE | FALSE | FALSE | [8 empty] | November, 02 2018 00:00:00 | FALSE | FALSE | FALSE | [6 empty] | AC | [7 empty] | FALSE
PLLY7K8VAM6A | THINK Green Solutions | Think Green Solutions | LED-THINK-TUBE-T8-35K-20W-PC | Linear Replacement Lamp | T8 Four-Foot | Replacement Lamps (plug and play) (UL Type A) |  | standard | FALSE | [10 empty] | September, 26 2017 00:00:00 | Dimmable | Continuous Below 10 | No |  | BBBDUA | [25 empty] | 5 | 2650.3 | 121 | 21.9 | 13.8 | 0.91 | 3500 | 82.4 |  |  |  | FALSE | FALSE | FALSE | [8 empty] | March, 30 2020 00:00:00 | FALSE | FALSE | FALSE | [6 empty] | AC | [7 empty] | FALSE
PLDT99HVNO67 | THINK Green Solutions | Think Green Solutions | LED-THINK-TUBE-T8-35K-18W-PC | Linear Replacement Lamp | T8 Four-Foot | Replacement Lamps (plug and play) (UL Type A) |  | standard | FALSE | [10 empty] | September, 26 2017 00:00:00 | Dimmable | Continuous Below 10 | No |  | BBBDTZ | [25 empty] | 5 | 2365.7 | 120 | 19.7 | 13.2 | 0.91 | 3500 | 82.5 |  |  |  | FALSE | FALSE | FALSE | [8 empty] | March, 30 2020 00:00:00 | FALSE | FALSE | FALSE | [6 empty] | AC | [7 empty] | FALSE
PLE1YR7THB85 | THINK Green Solutions | Think Green Solutions | LED-THINK-TUBE-T8-45K-18W-PC | Linear Replacement Lamp | T8 Four-Foot | Replacement Lamps (plug and play) (UL Type A) |  | standard | FALSE | [10 empty] | September, 26 2017 00:00:00 | Dimmable | Continuous Below 10 | No |  | BBBDTZ | [25 empty] | 5 | 2365.7 | 120 | 19.7 | 13.2 | 0.91 | 4500 | 82.5 |  |  |  | FALSE | FALSE | FALSE | [8 empty] | March, 30 2020 00:00:00 | FALSE | FALSE | FALSE | [6 empty] | AC | [7 empty] | FALSE
PL0HPG35FALW | THINK Green Solutions | Think Green Solutions | LED-THINK-TUBE-T8-50K-15W-PC | Linear Replacement Lamp | T8 Four-Foot | Replacement Lamps (plug and play) (UL Type A) |  | standard | FALSE | [10 empty] | September, 26 2017 00:00:00 | Dimmable | Continuous Below 10 | No |  | BBBDTY | [25 empty] | 5 | 2078.8 | 124.4 | 16.7 | 14.5 | 0.92 | 4790 | 82.7 |  |  |  | FALSE | FALSE | FALSE | [8 empty] | March, 30 2020 00:00:00 | FALSE | FALSE | FALSE | [6 empty] | AC | [7 empty] | FALSE
PLZMJKEYKXXF | THINK Green Solutions | Think Green Solutions | LED-THINK-TUBE-T8-35K-12W-PC | Linear Replacement Lamp | T8 Four-Foot | Replacement Lamps (plug and play) (UL Type A) |  | standard | FALSE | [10 empty] | September, 26 2017 00:00:00 | Dimmable | Continuous Below 10 | No |  | BBBDTX | [25 empty] | 5 | 1798.7 | 130.3 | 13.8 | 13.4 | 0.91 | 3500 | 82.7 |  |  |  | FALSE | FALSE | FALSE | [8 empty] | March, 30 2020 00:00:00 | FALSE | FALSE | FALSE | [6 empty] | AC | [7 empty] | FALSE
PL3WRZ9DW9KJ | THINK Green Solutions | Think Green Solutions | LED-THINK-TUBE-T8-50K-12W-PC | Linear Replacement Lamp | T8 Four-Foot | Replacement Lamps (plug and play) (UL Type A) |  | standard | FALSE | [10 empty] | September, 26 2017 00:00:00 | Dimmable | Continuous Below 10 | No |  | BBBDTX | [25 empty] | 5 | 1900.7 | 134.8 | 14.1 | 14.8 | 0.92 | 4809 | 82.9 |  |  |  | FALSE | FALSE | FALSE | [8 empty] | March, 30 2020 00:00:00 | FALSE | FALSE | FALSE | [6 empty] | AC | [7 empty] | FALSE
PLZTUVUTKXH4 | THINK Green Solutions | Think Green Solutions | LED-THINK-TUBE-T8-30K-15W-GL | Linear Replacement Lamp | T8 Four-Foot | Replacement Lamps (plug and play) (UL Type A) |  | standard | TRUE |  | 1735.38 | 114.926 | 15.1 | 17.4 | 0.958 | 2906 | 82 | 5 | 50000 | September, 26 2017 00:00:00 | Dimmable | Continuous Below 10 | No |  | BBBDTT | [15 empty] | 79.2 |  | 1.18 | 1.26 | [6 empty] | 5 | 1735.3 | 114.9 | 15.1 | 17.4 | 0.96 | 2906 | 82 |  |  |  | FALSE | FALSE | FALSE | [8 empty] | March, 30 2020 00:00:00 | FALSE | FALSE | FALSE | [6 empty] | AC | [7 empty] | FALSE
PLZVTIRQG9NP | Espen Technology | ESPEN | L48T8/840/10G-EB | Linear Replacement Lamp | T8 Four-Foot | Replacement Lamps (plug and play) (UL Type A) |  | standard | FALSE | [10 empty] | September, 25 2017 00:00:00 | Not Dimmable | Not Dimmable | No |  | ZAZZGL | [25 empty] | 5 | 1650 | 127 | 13 | 8 | 0.9 | 4000 | 80 |  |  |  | FALSE | FALSE | FALSE | [8 empty] | March, 30 2020 00:00:00 | FALSE | FALSE | FALSE | [6 empty] | AC | [7 empty] | FALSE
P4UK960L | FOSHAN ELECTRICAL AND LIGHTING CO.,LTD. | FSL | T8-20-30/J11D/24 | Linear Replacement Lamp | T8 Four-Foot | Dual Mode Internal Driver (UL Type A and Type B) |  | standard | TRUE |  | 2544 | 124.3 | 20.47 | 7.19 | 0.9192 | 3009 | 81.2 | 5 | 50000 | September, 25 2017 00:00:00 | Not Dimmable | Not Dimmable | No |  | WWWBUH | [15 empty] | 84.3 |  | 1.22 | 1.32 | [6 empty] | 5 | 2544 | 124.3 | 20.47 | 7.19 | 0.92 | 3000 | 81.2 |  |  |  | FALSE | FALSE | FALSE | [8 empty] | March, 30 2020 00:00:00 | FALSE | FALSE | FALSE | [6 empty] | AC | [7 empty] | FALSE
PLRTE6GRVX6I | Espen Technology | ESPEN | L48T8/850/10G-EB | Linear Replacement Lamp | T8 Four-Foot | Replacement Lamps (plug and play) (UL Type A) |  | standard | FALSE | [10 empty] | September, 25 2017 00:00:00 | Not Dimmable | Not Dimmable | No |  | ZAZZGL | [25 empty] | 5 | 1650 | 127 | 13 | 8 | 0.9 | 5000 | 80 |  |  |  | FALSE | FALSE | FALSE | [8 empty] | March, 30 2020 00:00:00 | FALSE | FALSE | FALSE | [6 empty] | AC | [7 empty] | FALSE
PL80UNJ32DTT | Espen Technology | ESPEN | L48T8/835/14G-EB | Linear Replacement Lamp | T8 Four-Foot | Replacement Lamps (plug and play) (UL Type A) |  | standard | FALSE | [10 empty] | September, 25 2017 00:00:00 | Not Dimmable | Not Dimmable | No |  | ZAZZGM | [25 empty] | 5 | 2100 | 131 | 16 | 8 | 0.9 | 3500 | 80 |  |  |  | FALSE | FALSE | FALSE | [8 empty] | March, 30 2020 00:00:00 | FALSE | FALSE | FALSE | [6 empty] | AC | [7 empty] | FALSE
PL4Y6UH1V9IC | Reno LED Lighting Inc. | RENO LED LIGHTING | WLL-LEDT8BC14/840 | Linear Replacement Lamp | T8 Four-Foot | Replacement Lamps (plug and play) (UL Type A) |  | standard | TRUE |  | 2234 | 128.2 | 17.42 | 13.88 | 0.935 | 4090 | 81.4 | 5 | 50000 | September, 25 2017 00:00:00 | Not Dimmable | Not Dimmable | No |  | GAGGKV | [15 empty] | 84.1 |  | 1.32 | 1.3 | [6 empty] | 5 | 2200 | 133.33 | 16.5 | 14 | 0.9 | 4000 | 80 |  |  |  | FALSE | FALSE | FALSE | [8 empty] | March, 30 2020 00:00:00 | FALSE | FALSE | FALSE | [6 empty] | AC | [7 empty] | FALSE
PLMOBUROYF74 | Espen Technology | ESPEN | L48T8/835/10G-EB | Linear Replacement Lamp | T8 Four-Foot | Replacement Lamps (plug and play) (UL Type A) |  | standard | FALSE | [10 empty] | September, 25 2017 00:00:00 | Not Dimmable | Not Dimmable | No |  | ZAZZGL | [25 empty] | 5 | 1650 | 127 | 13 | 8 | 0.9 | 3500 | 80 |  |  |  | FALSE | FALSE | FALSE | [8 empty] | March, 30 2020 00:00:00 | FALSE | FALSE | FALSE | [6 empty] | AC | [7 empty] | FALSE
PLHDSACY6LL3 | Espen Technology | ESPEN | L48T8/850/14G-EB | Linear Replacement Lamp | T8 Four-Foot | Replacement Lamps (plug and play) (UL Type A) |  | standard | FALSE | [10 empty] | September, 25 2017 00:00:00 | Not Dimmable | Not Dimmable | NO |  | ZAZZGM | [25 empty] | 5 | 2100 | 131 | 16 | 8 | 0.9 | 5000 | 80 |  |  |  | FALSE | FALSE | FALSE | [8 empty] | March, 30 2020 00:00:00 | FALSE | FALSE | FALSE | [6 empty] | AC | [7 empty] | FALSE
PLQN02456VTI | Reno LED Lighting Inc. | RENO LED LIGHTING | WLL-LEDT8BC14/850 | Linear Replacement Lamp | T8 Four-Foot | Replacement Lamps (plug and play) (UL Type A) |  | standard | FALSE | [10 empty] | September, 25 2017 00:00:00 | Not Dimmable | Not Dimmable | No |  | GAGGKV | [25 empty] | 5 | 2200 | 133.33 | 16.5 | 14 | 0.9 | 5000 | 80 |  |  |  | FALSE | FALSE | FALSE | [8 empty] | March, 30 2020 00:00:00 | FALSE | FALSE | FALSE | [6 empty] | AC | [7 empty] | FALSE
PLO5G02NLYMO | Espen Technology | ESPEN | L48T8/830/10G-EB | Linear Replacement Lamp | T8 Four-Foot | Replacement Lamps (plug and play) (UL Type A) |  | standard | TRUE |  | 1602 | 118.99 | 13.46 | 5.19 | 0.9502 | 2962 | 83.8 | 5 | 50000 | September, 25 2017 00:00:00 | Not Dimmable | Not Dimmable | No |  | ZAZZGL | [15 empty] | 82.2 |  | 1.28 | 1.32 | [6 empty] | 5 | 1650 | 127 | 13 | 8 | 0.9 | 3000 | 80 |  |  |  | FALSE | FALSE | FALSE | [8 empty] | March, 30 2020 00:00:00 | FALSE | FALSE | FALSE | [6 empty] | AC | [7 empty] | FALSE
PLQVYZTKS8MO | Espen Technology | ESPEN | L48T8/830/14G-EB | Linear Replacement Lamp | T8 Four-Foot | Replacement Lamps (plug and play) (UL Type A) |  | standard | TRUE |  | 1979.2 | 122.96 | 16.1 | 4.68 | 0.9628 | 2955 | 83.7 | 5 | 50000 | September, 25 2017 00:00:00 | Not Dimmable | Not Dimmable | No |  | ZAZZGM | [15 empty] | 82.5 |  | 1.28 | 1.32 | [6 empty] | 5 | 2100 | 131 | 16 | 8 | 0.9 | 3000 | 80 |  |  |  | FALSE | FALSE | FALSE | [8 empty] | March, 30 2020 00:00:00 | FALSE | FALSE | FALSE | [6 empty] | AC | [7 empty] | FALSE
P28VS7U6 | FOSHAN ELECTRICAL AND LIGHTING CO.,LTD. | FSL | T8-20-35/J11D/24 | Linear Replacement Lamp | T8 Four-Foot | Dual Mode Internal Driver (UL Type A and Type B) |  | standard | FALSE | [10 empty] | September, 25 2017 00:00:00 | Not Dimmable | Not Dimmable | No |  | WWWBUH | [25 empty] | 5 | 2565 | 124.94 | 20.53 | 7.19 | 0.92 | 3500 | 81.2 |  |  |  | FALSE | FALSE | FALSE | [8 empty] | March, 30 2020 00:00:00 | FALSE | FALSE | FALSE | [6 empty] | AC | [7 empty] | FALSE
PY85LJJM | FOSHAN ELECTRICAL AND LIGHTING CO.,LTD. | FSL | T8-20-50/J11D/24 | Linear Replacement Lamp | T8 Four-Foot | Dual Mode Internal Driver (UL Type A and Type B) |  | standard | FALSE | [10 empty] | September, 25 2017 00:00:00 | Not Dimmable | Not Dimmable | No |  | WWWBUH | [25 empty] | 5 | 2628 | 127.96 | 20.58 | 7.5 | 0.91 | 5000 | 83.8 |  |  |  | FALSE | FALSE | FALSE | [8 empty] | March, 30 2020 00:00:00 | FALSE | FALSE | FALSE | [6 empty] | AC | [7 empty] | FALSE
PL53IPEUZNXK | Espen Technology | ESPEN | L48T8/840/14G-EB | Linear Replacement Lamp | T8 Four-Foot | Replacement Lamps (plug and play) (UL Type A) |  | standard | FALSE | [10 empty] | September, 25 2017 00:00:00 | Not Dimmable | Not Dimmable | No |  | ZAZZGM | [25 empty] | 5 | 2100 | 131 | 16 | 8 | 0.9 | 4000 | 80 |  |  |  | FALSE | FALSE | FALSE | [8 empty] | March, 30 2020 00:00:00 | FALSE | FALSE | FALSE | [6 empty] | AC | [7 empty] | FALSE
PWBI0OWG | FOSHAN ELECTRICAL AND LIGHTING CO.,LTD. | FSL | T8-20-40/J11D/24 | Linear Replacement Lamp | T8 Four-Foot | Dual Mode Internal Driver (UL Type A and Type B) |  | standard | FALSE | [10 empty] | September, 25 2017 00:00:00 | Not Dimmable | Not Dimmable | No |  | WWWBUH | [25 empty] | 5 | 2586 | 125.96 | 20.53 | 7.19 | 0.92 | 4000 | 81.2 |  |  |  | FALSE | FALSE | FALSE | [8 empty] | March, 30 2020 00:00:00 | FALSE | FALSE | FALSE | [6 empty] | AC | [7 empty] | FALSE
P5N35GQE | Shat-R-Shield | Shat-R-Shield | 06628BSU | Linear Replacement Lamp | T8 Four-Foot | Replacement Lamps (plug and play) (UL Type A) |  | standard | FALSE | [10 empty] | September, 22 2017 00:00:00 | Not Dimmable | Not Dimmable | No |  | KKLACR | [25 empty] | 5 | 2302.33 | 126.85 | 18.15 | 10 | 1 | 4923 | 84 |  |  |  | FALSE | FALSE | FALSE | [8 empty] | March, 30 2020 00:00:00 | FALSE | FALSE | FALSE | [6 empty] | AC | [7 empty] | FALSE
PGSSGR50 | Technical Consumer Products | Q L QUALITY Light Source | T8040135 | Linear Replacement Lamp | T8 Four-Foot | Replacement Lamps (plug and play) (UL Type A) |  | standard | TRUE |  | 1877 | 127.69 | 14.7 | 9.38 | 0.9621 | 3575 | 84.4 | 5 | 50000 | September, 22 2017 00:00:00 | Dimmable | Continuous Below 10 | No | Updated on 12/1/2017 | DDDJMT | [15 empty] | 84.2 |  | 1.26 | 1.36 | [6 empty] | 5 | 1800 | 120 | 15 | 9.38 | 1 | 3500 | 80 |  |  |  | FALSE | FALSE | FALSE | [8 empty] | March, 30 2020 00:00:00 | FALSE | FALSE | FALSE | [6 empty] | AC | [7 empty] | FALSE
PTGF6LTN | ZHEJIANG HONGYAO LIGHTING ELECTRICAL CO.,LTD | HONGYAO | HY-T8-F120-18W-A40 | Linear Replacement Lamp | T8 Four-Foot | Replacement Lamps (plug and play) (UL Type A) |  | standard | FALSE | [10 empty] | September, 22 2017 00:00:00 | Not Dimmable | Not Dimmable | No |  | CCCEQU | [25 empty] | 5 | 2326.5 | 135 | 17.13 | 8.08 | 0.97 | 4000 | 82 |  |  |  | FALSE | FALSE | FALSE | [8 empty] | March, 30 2020 00:00:00 | FALSE | FALSE | FALSE | [6 empty] | AC | [7 empty] | FALSE
PYDZC29T | Shat-R-Shield | Shat-R-Shield | 06626BSU | Linear Replacement Lamp | T8 Four-Foot | Replacement Lamps (plug and play) (UL Type A) |  | standard | TRUE |  | 1831.93 | 127 | 14.45 | 9 | 0.96 | 4873 | 84 | 5 | 50000 | September, 22 2017 00:00:00 | Not Dimmable | Not Dimmable | No |  | KKLACR | [15 empty] | 88 |  | 1.2 | 1.52 | [6 empty] | 5 | 1831.93 | 126.78 | 14.45 | 10 | 1 | 4873 | 84 |  |  |  | FALSE | FALSE | FALSE | [8 empty] | March, 30 2020 00:00:00 | FALSE | FALSE | FALSE | [6 empty] | AC | [7 empty] | FALSE
P5EIQKKK | Technical Consumer Products | Q L QUALITY Light Source | T8040141 | Linear Replacement Lamp | T8 Four-Foot | Replacement Lamps (plug and play) (UL Type A) |  | standard | FALSE | [10 empty] | September, 22 2017 00:00:00 | Dimmable | Continuous Below 10 | No | Updated on 12/1/2017 | DDDJMT | [25 empty] | 5 | 1800 | 120 | 15 | 9.38 | 1 | 4100 | 80 |  |  |  | FALSE | FALSE | FALSE | [8 empty] | March, 30 2020 00:00:00 | FALSE | FALSE | FALSE | [6 empty] | AC | [7 empty] | FALSE
PDFZD0TC | ZHEJIANG HONGYAO LIGHTING ELECTRICAL CO.,LTD | HONGYAO | HY-T8-F120-18W-A35 | Linear Replacement Lamp | T8 Four-Foot | Replacement Lamps (plug and play) (UL Type A) |  | standard | TRUE |  | 2275.7 | 132.84 | 17.13 | 8.08 | 0.977 | 3292 | 82.2 | 5 | 50000 | September, 22 2017 00:00:00 | Not Dimmable | Not Dimmable | No |  | CCCEQU | [15 empty] | 85 |  | 1.32 | 1.18 | [6 empty] | 5 | 2275.7 | 132.8 | 17.13 | 8.08 | 0.97 | 3500 | 82 |  |  |  | FALSE | FALSE | FALSE | [8 empty] | March, 30 2020 00:00:00 | FALSE | FALSE | FALSE | [6 empty] | AC | [7 empty] | FALSE
PMX4RK8J | Technical Consumer Products | Q L QUALITY Light Source | T8040150 | Linear Replacement Lamp | T8 Four-Foot | Replacement Lamps (plug and play) (UL Type A) |  | standard | FALSE | [10 empty] | September, 22 2017 00:00:00 | Dimmable | Continuous Below 10 | No | Updated on 12/1/2017 | DDDJMT | [25 empty] | 5 | 1800 | 120 | 15 | 9.38 | 1 | 5000 | 80 |  |  |  | FALSE | FALSE | FALSE | [8 empty] | March, 30 2020 00:00:00 | FALSE | FALSE | FALSE | [6 empty] | AC | [7 empty] | FALSE
P66ZHHNM | ZHEJIANG HONGYAO LIGHTING ELECTRICAL CO.,LTD | HONGYAO | HY-T8-F120-18W-A50 | Linear Replacement Lamp | T8 Four-Foot | Replacement Lamps (plug and play) (UL Type A) |  | standard | FALSE | [10 empty] | September, 22 2017 00:00:00 | Not Dimmable | Not Dimmable | No |  | CCCEQU | [25 empty] | 5 | 2378.1 | 139.9 | 16.99 | 8.08 | 0.97 | 5000 | 82 |  |  |  | FALSE | FALSE | FALSE | [8 empty] | March, 30 2020 00:00:00 | FALSE | FALSE | FALSE | [6 empty] | AC | [7 empty] | FALSE
PU9J1O2D | DONG GUAN WALSTAR OPTOELECTRONICS TECHNOLOGY CO., LTD | WALSTAR | WL-T8A-12W1200 DIAB-50 | Linear Replacement Lamp | T8 Four-Foot | Dual Mode Internal Driver (UL Type A and Type B) |  | standard | FALSE | [10 empty] | September, 21 2017 00:00:00 | Not Dimmable | Not Dimmable | No |  | JJJNCC | [25 empty] | 5 | 1775 | 137.27 | 12.93 | 15 | 0.9 | 5000 | 80 |  |  |  | FALSE | FALSE | FALSE | [8 empty] | March, 30 2020 00:00:00 | FALSE | FALSE | FALSE | [6 empty] | AC | [7 empty] | FALSE
PQ6NWXR3 | DONG GUAN WALSTAR OPTOELECTRONICS TECHNOLOGY CO., LTD | WALSTAR | WL-T8A-12W1200 DIAB-35 | Linear Replacement Lamp | T8 Four-Foot | Dual Mode Internal Driver (UL Type A and Type B) |  | standard | FALSE | [10 empty] | September, 21 2017 00:00:00 | Not Dimmable | Not Dimmable | No |  | JJJNCC | [25 empty] | 5 | 1747 | 134.8 | 12.96 | 15 | 0.9 | 3500 | 80 |  |  |  | FALSE | FALSE | FALSE | [8 empty] | March, 30 2020 00:00:00 | FALSE | FALSE | FALSE | [6 empty] | AC | [7 empty] | FALSE
PBZ76BHE | DONG GUAN WALSTAR OPTOELECTRONICS TECHNOLOGY CO., LTD | WALSTAR | WL-T8A-12W1200 DIAB-45 | Linear Replacement Lamp | T8 Four-Foot | Dual Mode Internal Driver (UL Type A and Type B) |  | standard | FALSE | [10 empty] | September, 21 2017 00:00:00 | Not Dimmable | Not Dimmable | No |  | JJJNCC | [25 empty] | 5 | 1766 | 136.27 | 12.96 | 15 | 0.9 | 4500 | 80 |  |  |  | FALSE | FALSE | FALSE | [8 empty] | March, 30 2020 00:00:00 | FALSE | FALSE | FALSE | [6 empty] | AC | [7 empty] | FALSE
PQ800R5A | DONG GUAN WALSTAR OPTOELECTRONICS TECHNOLOGY CO., LTD | WALSTAR | WL-T8A-12W1200 DIAB-30 | Linear Replacement Lamp | T8 Four-Foot | Dual Mode Internal Driver (UL Type A and Type B) |  | standard | TRUE |  | 1720 | 132.21 | 13.01 | 10.14 | 0.9029 | 2880 | 83 | 5 | 50000 | September, 21 2017 00:00:00 | Not Dimmable | Not Dimmable | No |  | JJJNCC | [15 empty] | 90.6 |  | 1.16 | 1.36 | [6 empty] | 5 | 1738 | 133.86 | 12.98 | 15 | 0.9 | 3000 | 80 |  |  |  | FALSE | FALSE | FALSE | [8 empty] | March, 30 2020 00:00:00 | FALSE | FALSE | FALSE | [6 empty] | AC | [7 empty] | FALSE
PF4R3H1I | DONG GUAN WALSTAR OPTOELECTRONICS TECHNOLOGY CO., LTD | WALSTAR | WL-T8A-12W1200 DIAB-40 | Linear Replacement Lamp | T8 Four-Foot | Dual Mode Internal Driver (UL Type A and Type B) |  | standard | FALSE | [10 empty] | September, 21 2017 00:00:00 | Not Dimmable | Not Dimmable | No |  | JJJNCC | [25 empty] | 5 | 1757 | 135.57 | 12.96 | 15 | 0.9 | 4000 | 80 |  |  |  | FALSE | FALSE | FALSE | [8 empty] | March, 30 2020 00:00:00 | FALSE | FALSE | FALSE | [6 empty] | AC | [7 empty] | FALSE
PL3VDRXW7C9W | Truly Green Solutions | TrueFit | 834012-30-AB | Linear Replacement Lamp | T8 Four-Foot | Dual Mode Internal Driver (UL Type A and Type B) |  | standard | FALSE | [10 empty] | September, 20 2017 00:00:00 | Not Dimmable | Not Dimmable | No |  | ZAZZGH | [25 empty] | 5 | 1765 | 137.54 | 12.83 | 10.98 | 0.9 | 3000 | 83 |  |  |  | FALSE | FALSE | FALSE | [8 empty] | March, 30 2020 00:00:00 | FALSE | FALSE | FALSE | [6 empty] | AC | [7 empty] | FALSE
PLMIAMT03XTS | Truly Green Solutions | TrueFit | 834012-50-AB | Linear Replacement Lamp | T8 Four-Foot | Dual Mode Internal Driver (UL Type A and Type B) |  | standard | FALSE | [10 empty] | September, 20 2017 00:00:00 | Not Dimmable | Not Dimmable | No |  | ZAZZGH | [25 empty] | 5 | 1817 | 142.29 | 12.77 | 11.03 | 0.9 | 5000 | 83 |  |  |  | FALSE | FALSE | FALSE | [8 empty] | March, 30 2020 00:00:00 | FALSE | FALSE | FALSE | [6 empty] | AC | [7 empty] | FALSE
PL1YXL46VKKZ | Truly Green Solutions | TrueFit | 834015-45-AB | Linear Replacement Lamp | T8 Four-Foot | Dual Mode Internal Driver (UL Type A and Type B) |  | standard | FALSE | [10 empty] | September, 20 2017 00:00:00 | Not Dimmable | Not Dimmable | No |  | ZAZZGH | [25 empty] | 5 | 2146 | 141.82 | 15.13 | 12.34 | 0.9 | 4500 | 83.2 |  |  |  | FALSE | FALSE | FALSE | [8 empty] | March, 30 2020 00:00:00 | FALSE | FALSE | FALSE | [6 empty] | AC | [7 empty] | FALSE
PLCGYFTA670C | Truly Green Solutions | TrueFit | 834118-45-AB | Linear Replacement Lamp | T8 Four-Foot | Dual Mode Internal Driver (UL Type A and Type B) |  | standard | FALSE | [10 empty] | September, 20 2017 00:00:00 | Not Dimmable | Not Dimmable | No |  | ZAZZGH | [25 empty] | 5 | 2220 | 122.31 | 18.15 | 13.18 | 0.9 | 4500 | 83.4 |  |  |  | FALSE | FALSE | FALSE | [8 empty] | March, 30 2020 00:00:00 | FALSE | FALSE | FALSE | [6 empty] | AC | [7 empty] | FALSE
PLFA7RMPGIRQ | Truly Green Solutions | TrueFit | 834115-30-AB | Linear Replacement Lamp | T8 Four-Foot | Dual Mode Internal Driver (UL Type A and Type B) |  | standard | FALSE | [10 empty] | September, 20 2017 00:00:00 | Not Dimmable | Not Dimmable | No |  | ZAZZGH | [25 empty] | 5 | 1950 | 129.07 | 15.11 | 13.91 | 0.9 | 3000 | 83.5 |  |  |  | FALSE | FALSE | FALSE | [8 empty] | March, 30 2020 00:00:00 | FALSE | FALSE | FALSE | [6 empty] | AC | [7 empty] | FALSE
PLKFSDBWBL9F | Truly Green Solutions | TrueFit | 834018-50-AB | Linear Replacement Lamp | T8 Four-Foot | Dual Mode Internal Driver (UL Type A and Type B) |  | standard | FALSE | [10 empty] | September, 20 2017 00:00:00 | Not Dimmable | Not Dimmable | No |  | ZAZZGH | [25 empty] | 5 | 2554 | 140.56 | 18.17 | 13.18 | 0.9 | 5000 | 84.2 |  |  |  | FALSE | FALSE | FALSE | [8 empty] | March, 30 2020 00:00:00 | FALSE | FALSE | FALSE | [6 empty] | AC | [7 empty] | FALSE
PLBTJ1XSOZLG | Truly Green Solutions | TrueFit | 834012-35-AB | Linear Replacement Lamp | T8 Four-Foot | Dual Mode Internal Driver (UL Type A and Type B) |  | standard | FALSE | [10 empty] | September, 20 2017 00:00:00 | Not Dimmable | Not Dimmable | No |  | ZAZZGH | [25 empty] | 5 | 1765 | 137.54 | 12.83 | 10.98 | 0.9 | 3500 | 83 |  |  |  | FALSE | FALSE | FALSE | [8 empty] | March, 30 2020 00:00:00 | FALSE | FALSE | FALSE | [6 empty] | AC | [7 empty] | FALSE
PL08B9IX2WBN | Truly Green Solutions | TrueFit | 834015-35-AB | Linear Replacement Lamp | T8 Four-Foot | Dual Mode Internal Driver (UL Type A and Type B) |  | standard | FALSE | [10 empty] | September, 20 2017 00:00:00 | Not Dimmable | Not Dimmable | No |  | ZAZZGH | [25 empty] | 5 | 2146 | 141.82 | 15.13 | 12.34 | 0.9 | 3500 | 83.2 |  |  |  | FALSE | FALSE | FALSE | [8 empty] | March, 30 2020 00:00:00 | FALSE | FALSE | FALSE | [6 empty] | AC | [7 empty] | FALSE
PLDJ7PJT243H | Truly Green Solutions | TrueFit | 834115-45-AB | Linear Replacement Lamp | T8 Four-Foot | Dual Mode Internal Driver (UL Type A and Type B) |  | standard | FALSE | [10 empty] | September, 20 2017 00:00:00 | Not Dimmable | Not Dimmable | No |  | ZAZZGH | [25 empty] | 5 | 1950 | 129.07 | 15.11 | 13.91 | 0.9 | 4500 | 83.5 |  |  |  | FALSE | FALSE | FALSE | [8 empty] | March, 30 2020 00:00:00 | FALSE | FALSE | FALSE | [6 empty] | AC | [7 empty] | FALSE
PL8157F7SCXI | Truly Green Solutions | TrueFit | 834112-45-AB | Linear Replacement Lamp | T8 Four-Foot | Dual Mode Internal Driver (UL Type A and Type B) |  | standard | FALSE | [10 empty] | September, 20 2017 00:00:00 | Not Dimmable | Not Dimmable | No |  | ZAZZGH | [25 empty] | 5 | 1579 | 123.05 | 12.81 | 10.76 | 0.9 | 4500 | 83.6 |  |  |  | FALSE | FALSE | FALSE | [8 empty] | March, 30 2020 00:00:00 | FALSE | FALSE | FALSE | [6 empty] | AC | [7 empty] | FALSE
PEDJ0VJ0 | ENVISION LED LIGHTING, INC. | Envision LED | LED-T8DF-4FT-15W-35K | Linear Replacement Lamp | T8 Four-Foot | Dual Mode Internal Driver (UL Type A and Type B) |  | standard | FALSE | [10 empty] | September, 20 2017 00:00:00 | Not Dimmable | Not Dimmable | NotYetVerified |  | CCCEUP | [25 empty] | 5 | 2160 | 120 | 18 | 7.63 | 0.9 | 3500 | 80 |  |  |  | FALSE | FALSE | FALSE | [8 empty] | March, 30 2020 00:00:00 | FALSE | FALSE | FALSE | [6 empty] | AC | [7 empty] | FALSE
PB66JDAN | ENVISION LED LIGHTING, INC. | Envision LED | LED-T8DF-4FT-15W-40K | Linear Replacement Lamp | T8 Four-Foot | Dual Mode Internal Driver (UL Type A and Type B) |  | standard | FALSE | [10 empty] | September, 20 2017 00:00:00 | Not Dimmable | Not Dimmable | NotYetVerified |  | CCCEUP | [25 empty] | 5 | 2160 | 120 | 18 | 7.63 | 0.9 | 4000 | 80 |  |  |  | FALSE | FALSE | FALSE | [8 empty] | March, 30 2020 00:00:00 | FALSE | FALSE | FALSE | [6 empty] | AC | [7 empty] | FALSE
PL5468W0ASX1 | Truly Green Solutions | TrueFit | 834018-35-AB | Linear Replacement Lamp | T8 Four-Foot | Dual Mode Internal Driver (UL Type A and Type B) |  | standard | FALSE | [10 empty] | September, 20 2017 00:00:00 | Not Dimmable | Not Dimmable | No |  | ZAZZGH | [25 empty] | 5 | 2466 | 136.39 | 18.08 | 13.19 | 0.9 | 3500 | 82.9 |  |  |  | FALSE | FALSE | FALSE | [8 empty] | March, 30 2020 00:00:00 | FALSE | FALSE | FALSE | [6 empty] | AC | [7 empty] | FALSE
PL87M1TN31FY | Truly Green Solutions | TrueFit | 834015-30-AB | Linear Replacement Lamp | T8 Four-Foot | Dual Mode Internal Driver (UL Type A and Type B) |  | standard | FALSE | [10 empty] | September, 20 2017 00:00:00 | Not Dimmable | Not Dimmable | No |  | ZAZZGH | [25 empty] | 5 | 2146 | 141.82 | 15.13 | 12.34 | 0.9 | 3000 | 83.2 |  |  |  | FALSE | FALSE | FALSE | [8 empty] | March, 30 2020 00:00:00 | FALSE | FALSE | FALSE | [6 empty] | AC | [7 empty] | FALSE
PLEDMR9JVM2Z | Truly Green Solutions | TrueFit | 834118-35-AB | Linear Replacement Lamp | T8 Four-Foot | Dual Mode Internal Driver (UL Type A and Type B) |  | standard | FALSE | [10 empty] | September, 20 2017 00:00:00 | Not Dimmable | Not Dimmable | No |  | ZAZZGH | [25 empty] | 5 | 2220 | 122.31 | 18.15 | 13.18 | 0.9 | 3500 | 83.4 |  |  |  | FALSE | FALSE | FALSE | [8 empty] | March, 30 2020 00:00:00 | FALSE | FALSE | FALSE | [6 empty] | AC | [7 empty] | FALSE
PLBWMYV1PT7C | Truly Green Solutions | TrueFit | 834112-40-AB | Linear Replacement Lamp | T8 Four-Foot | Dual Mode Internal Driver (UL Type A and Type B) |  | standard | FALSE | [10 empty] | September, 20 2017 00:00:00 | Not Dimmable | Not Dimmable | No |  | ZAZZGH | [25 empty] | 5 | 1579 | 123.05 | 12.81 | 10.76 | 0.9 | 4000 | 83.6 |  |  |  | FALSE | FALSE | FALSE | [8 empty] | March, 30 2020 00:00:00 | FALSE | FALSE | FALSE | [6 empty] | AC | [7 empty] | FALSE
PLKMMXUJZZEM | Truly Green Solutions | TrueFit | 834018-40-AB | Linear Replacement Lamp | T8 Four-Foot | Dual Mode Internal Driver (UL Type A and Type B) |  | standard | FALSE | [10 empty] | September, 20 2017 00:00:00 | Not Dimmable | Not Dimmable | No |  | ZAZZGH | [25 empty] | 5 | 2466 | 136.39 | 18.08 | 13.19 | 0.9 | 4000 | 82.9 |  |  |  | FALSE | FALSE | FALSE | [8 empty] | March, 30 2020 00:00:00 | FALSE | FALSE | FALSE | [6 empty] | AC | [7 empty] | FALSE
PLGJ7OCFTUAT | Truly Green Solutions | TrueFit | 834012-40-AB | Linear Replacement Lamp | T8 Four-Foot | Dual Mode Internal Driver (UL Type A and Type B) |  | standard | FALSE | [10 empty] | September, 20 2017 00:00:00 | Not Dimmable | Not Dimmable | No |  | ZAZZGH | [25 empty] | 5 | 1765 | 137.54 | 12.83 | 10.98 | 0.9 | 4000 | 83 |  |  |  | FALSE | FALSE | FALSE | [8 empty] | March, 30 2020 00:00:00 | FALSE | FALSE | FALSE | [6 empty] | AC | [7 empty] | FALSE
PL0XKDH1NXCX | Truly Green Solutions | TrueFit | 834012-45-AB | Linear Replacement Lamp | T8 Four-Foot | Dual Mode Internal Driver (UL Type A and Type B) |  | standard | FALSE | [10 empty] | September, 20 2017 00:00:00 | Not Dimmable | Not Dimmable | No |  | ZAZZGH | [25 empty] | 5 | 1765 | 137.54 | 12.83 | 10.98 | 0.9 | 4500 | 83 |  |  |  | FALSE | FALSE | FALSE | [8 empty] | March, 30 2020 00:00:00 | FALSE | FALSE | FALSE | [6 empty] | AC | [7 empty] | FALSE
PLUVKFEJ3JZJ | Truly Green Solutions | TrueFit | 834118-40-AB | Linear Replacement Lamp | T8 Four-Foot | Dual Mode Internal Driver (UL Type A and Type B) |  | standard | FALSE | [10 empty] | September, 20 2017 00:00:00 | Not Dimmable | Not Dimmable | No |  | ZAZZGH | [25 empty] | 5 | 2220 | 122.31 | 18.15 | 13.18 | 0.9 | 4000 | 83.4 |  |  |  | FALSE | FALSE | FALSE | [8 empty] | March, 30 2020 00:00:00 | FALSE | FALSE | FALSE | [6 empty] | AC | [7 empty] | FALSE
PLBIGBQI5H77 | Truly Green Solutions | TrueFit | 834112-50-AB | Linear Replacement Lamp | T8 Four-Foot | Dual Mode Internal Driver (UL Type A and Type B) |  | standard | FALSE | [10 empty] | September, 20 2017 00:00:00 | Not Dimmable | Not Dimmable | No |  | ZAZZGH | [25 empty] | 5 | 1606 | 127.13 | 12.63 | 10.43 | 0.9 | 5000 | 83.7 |  |  |  | FALSE | FALSE | FALSE | [8 empty] | March, 30 2020 00:00:00 | FALSE | FALSE | FALSE | [6 empty] | AC | [7 empty] | FALSE
PLJVVMJNPDL7 | Truly Green Solutions | TrueFit | 834115-50-AB | Linear Replacement Lamp | T8 Four-Foot | Dual Mode Internal Driver (UL Type A and Type B) |  | standard | FALSE | [10 empty] | September, 20 2017 00:00:00 | Not Dimmable | Not Dimmable | No |  | ZAZZGH | [25 empty] | 5 | 2034 | 134.15 | 15.16 | 13.47 | 0.9 | 5000 | 84.3 |  |  |  | FALSE | FALSE | FALSE | [8 empty] | March, 30 2020 00:00:00 | FALSE | FALSE | FALSE | [6 empty] | AC | [7 empty] | FALSE
PL4X9BE2LKHK | Truly Green Solutions | TrueFit | 834112-30-AB | Linear Replacement Lamp | T8 Four-Foot | Dual Mode Internal Driver (UL Type A and Type B) |  | standard | TRUE |  | 1586 | 120.06 | 13.21 | 13.14 | 0.9006 | 2918 | 83.6 | 5 | 50000 | September, 20 2017 00:00:00 | Not Dimmable | Not Dimmable | No |  | ZAZZGH | [15 empty] | 89.5 |  | 1.16 | 1.36 | [6 empty] | 5 | 1579 | 123.05 | 12.81 | 10.76 | 0.9 | 3000 | 83.6 |  |  |  | FALSE | FALSE | FALSE | [8 empty] | March, 30 2020 00:00:00 | FALSE | FALSE | FALSE | [6 empty] | AC | [7 empty] | FALSE
PLHU929UV9HY | Truly Green Solutions | TrueFit | 834118-30-AB | Linear Replacement Lamp | T8 Four-Foot | Dual Mode Internal Driver (UL Type A and Type B) |  | standard | TRUE |  | 2244 | 121.56 | 18.46 | 13.18 | 0.901 | 2955 | 83.4 | 5 | 50000 | September, 20 2017 00:00:00 | Not Dimmable | Not Dimmable | No |  | ZAZZGH | [15 empty] | 89.2 |  | 1.14 | 1.38 | [6 empty] | 5 | 2220 | 122.31 | 18.15 | 13.18 | 0.9 | 3000 | 83.4 |  |  |  | FALSE | FALSE | FALSE | [8 empty] | March, 30 2020 00:00:00 | FALSE | FALSE | FALSE | [6 empty] | AC | [7 empty] | FALSE
P5PGWZ1S | ENVISION LED LIGHTING, INC. | Envision LED | LED-T8DF-4FT-15W-45K | Linear Replacement Lamp | T8 Four-Foot | Dual Mode Internal Driver (UL Type A and Type B) |  | standard | FALSE | [10 empty] | September, 20 2017 00:00:00 | Not Dimmable | Not Dimmable | NotYetVerified |  | CCCEUP | [25 empty] | 5 | 2160 | 120 | 18 | 7.63 | 0.9 | 4500 | 80 |  |  |  | FALSE | FALSE | FALSE | [8 empty] | March, 30 2020 00:00:00 | FALSE | FALSE | FALSE | [6 empty] | AC | [7 empty] | FALSE
PU6L4CBA | ENVISION LED LIGHTING, INC. | Envision LED | LED-T8DF-4FT-15W-50K | Linear Replacement Lamp | T8 Four-Foot | Dual Mode Internal Driver (UL Type A and Type B) |  | standard | FALSE | [10 empty] | September, 20 2017 00:00:00 | Not Dimmable | Not Dimmable | NotYetVerified |  | CCCEUP | [25 empty] | 5 | 2160 | 120 | 18 | 7.63 | 0.9 | 5000 | 80 |  |  |  | FALSE | FALSE | FALSE | [8 empty] | March, 30 2020 00:00:00 | FALSE | FALSE | FALSE | [6 empty] | AC | [7 empty] | FALSE
PLTPQE6D88FL | Truly Green Solutions | TrueFit | 834018-30-AB | Linear Replacement Lamp | T8 Four-Foot | Dual Mode Internal Driver (UL Type A and Type B) |  | standard | FALSE | [10 empty] | September, 20 2017 00:00:00 | Not Dimmable | Not Dimmable | No |  | ZAZZGH | [25 empty] | 5 | 2466 | 136.39 | 18.08 | 13.19 | 0.9 | 3000 | 82.9 |  |  |  | FALSE | FALSE | FALSE | [8 empty] | March, 30 2020 00:00:00 | FALSE | FALSE | FALSE | [6 empty] | AC | [7 empty] | FALSE
PLHJFCE27EUT | Truly Green Solutions | TrueFit | 834018-45-AB | Linear Replacement Lamp | T8 Four-Foot | Dual Mode Internal Driver (UL Type A and Type B) |  | standard | FALSE | [10 empty] | September, 20 2017 00:00:00 | Not Dimmable | Not Dimmable | No |  | ZAZZGH | [25 empty] | 5 | 2466 | 136.39 | 18.08 | 13.19 | 0.9 | 4500 | 82.9 |  |  |  | FALSE | FALSE | FALSE | [8 empty] | March, 30 2020 00:00:00 | FALSE | FALSE | FALSE | [6 empty] | AC | [7 empty] | FALSE
PLIOP0RE3FKY | Truly Green Solutions | TrueFit | 834015-40-AB | Linear Replacement Lamp | T8 Four-Foot | Dual Mode Internal Driver (UL Type A and Type B) |  | standard | FALSE | [10 empty] | September, 20 2017 00:00:00 | Not Dimmable | Not Dimmable | No |  | ZAZZGH | [25 empty] | 5 | 2146 | 141.82 | 15.13 | 12.34 | 0.9 | 4000 | 83.2 |  |  |  | FALSE | FALSE | FALSE | [8 empty] | March, 30 2020 00:00:00 | FALSE | FALSE | FALSE | [6 empty] | AC | [7 empty] | FALSE
PLO0OZFSIQSS | Truly Green Solutions | TrueFit | 834115-35-AB | Linear Replacement Lamp | T8 Four-Foot | Dual Mode Internal Driver (UL Type A and Type B) |  | standard | FALSE | [10 empty] | September, 20 2017 00:00:00 | Not Dimmable | Not Dimmable | No |  | ZAZZGH | [25 empty] | 5 | 1950 | 129.07 | 15.11 | 13.91 | 0.9 | 3500 | 83.5 |  |  |  | FALSE | FALSE | FALSE | [8 empty] | March, 30 2020 00:00:00 | FALSE | FALSE | FALSE | [6 empty] | AC | [7 empty] | FALSE
PL7PXE7Y21X0 | Truly Green Solutions | TrueFit | 834115-40-AB | Linear Replacement Lamp | T8 Four-Foot | Dual Mode Internal Driver (UL Type A and Type B) |  | standard | FALSE | [10 empty] | September, 20 2017 00:00:00 | Not Dimmable | Not Dimmable | No |  | ZAZZGH | [25 empty] | 5 | 1950 | 129.07 | 15.11 | 13.91 | 0.9 | 4000 | 83.5 |  |  |  | FALSE | FALSE | FALSE | [8 empty] | March, 30 2020 00:00:00 | FALSE | FALSE | FALSE | [6 empty] | AC | [7 empty] | FALSE
PL34NP11G21R | Truly Green Solutions | TrueFit | 834112-35-AB | Linear Replacement Lamp | T8 Four-Foot | Dual Mode Internal Driver (UL Type A and Type B) |  | standard | FALSE | [10 empty] | September, 20 2017 00:00:00 | Not Dimmable | Not Dimmable | No |  | ZAZZGH | [25 empty] | 5 | 1579 | 123.05 | 12.81 | 10.76 | 0.9 | 3500 | 83.6 |  |  |  | FALSE | FALSE | FALSE | [8 empty] | March, 30 2020 00:00:00 | FALSE | FALSE | FALSE | [6 empty] | AC | [7 empty] | FALSE
PLLM0GZVP1H7 | Truly Green Solutions | TrueFit | 834015-50-AB | Linear Replacement Lamp | T8 Four-Foot | Dual Mode Internal Driver (UL Type A and Type B) |  | standard | FALSE | [10 empty] | September, 20 2017 00:00:00 | Not Dimmable | Not Dimmable | No |  | ZAZZGH | [25 empty] | 5 | 2232 | 146.18 | 15.27 | 12.44 | 0.9 | 5000 | 84.2 |  |  |  | FALSE | FALSE | FALSE | [8 empty] | March, 30 2020 00:00:00 | FALSE | FALSE | FALSE | [6 empty] | AC | [7 empty] | FALSE
PLIWKE69CBFB | Truly Green Solutions | TrueFit | 834118-50-AB | Linear Replacement Lamp | T8 Four-Foot | Dual Mode Internal Driver (UL Type A and Type B) |  | standard | FALSE | [10 empty] | September, 20 2017 00:00:00 | Not Dimmable | Not Dimmable | No |  | ZAZZGH | [25 empty] | 5 | 2310 | 127.02 | 18.19 | 13.37 | 0.9 | 5000 | 84.4 |  |  |  | FALSE | FALSE | FALSE | [8 empty] | March, 30 2020 00:00:00 | FALSE | FALSE | FALSE | [6 empty] | AC | [7 empty] | FALSE
P5QFQHPW | ENVISION LED LIGHTING, INC. | Envision LED | LED-T8DF-4FT-15W-30K | Linear Replacement Lamp | T8 Four-Foot | Dual Mode Internal Driver (UL Type A and Type B) |  | standard | TRUE |  | 2034.7 | 114.76 | 17.73 | 7.63 | 0.9727 | 2884 | 81.9 | 5 | 50000 | September, 20 2017 00:00:00 | Not Dimmable | Not Dimmable | NotYetVerified |  | CCCEUP | [15 empty] | 84.2 |  | 1.24 | 1.42 | [6 empty] | 5 | 2160 | 120 | 18 | 7.63 | 0.9 | 3000 | 80 |  |  |  | FALSE | FALSE | FALSE | [8 empty] | March, 30 2020 00:00:00 | FALSE | FALSE | FALSE | [6 empty] | AC | [7 empty] | FALSE
PPHWVWY2 | CH Lighting Technology Co.,Ltd. | CH | CH1128-48-14W 835-9 | Linear Replacement Lamp | T8 Four-Foot | Replacement Lamps (plug and play) (UL Type A) |  | standard | FALSE | [10 empty] | September, 19 2017 00:00:00 | Dimmable | Continuous Below 10 | No |  | HAHHQK | [25 empty] | 5 | 2125 | 125 | 17 | 10 | 0.9 | 3500 | 83 |  |  |  | FALSE | FALSE | FALSE | [8 empty] | March, 30 2020 00:00:00 | FALSE | FALSE | FALSE | [6 empty] | AC | [7 empty] | FALSE
PD1187A0 | FOSHAN ELECTRICAL AND LIGHTING CO.,LTD. | FSL | T8-14-30/J11D/24 | Linear Replacement Lamp | T8 Four-Foot | Dual Mode Internal Driver (UL Type A and Type B) |  | standard | TRUE |  | 1952 | 126.44 | 15.44 | 8.19 | 0.9194 | 3043 | 82.9 | 5 | 50000 | September, 19 2017 00:00:00 | Not Dimmable | Not Dimmable | No |  | WWWBUB | [15 empty] | 84.5 |  | 1.22 | 1.28 | [6 empty] | 5 | 1952 | 126.44 | 15.44 | 8.19 | 0.92 | 3000 | 82.9 |  |  |  | FALSE | FALSE | FALSE | [8 empty] | March, 30 2020 00:00:00 | FALSE | FALSE | FALSE | [6 empty] | AC | [7 empty] | FALSE
PDMAAZ04 | FOSHAN ELECTRICAL AND LIGHTING CO.,LTD. | FSL | T8-18-30/J11D/24 | Linear Replacement Lamp | T8 Four-Foot | Dual Mode Internal Driver (UL Type A and Type B) |  | standard | TRUE |  | 2427 | 119.14 | 20.37 | 6.24 | 0.9152 | 3058 | 82.8 | 5 | 50000 | September, 19 2017 00:00:00 | Not Dimmable | Not Dimmable | No |  | WWWBUD | [15 empty] | 84.3 |  | 1.22 | 1.32 | [6 empty] | 5 | 2427 | 119.14 | 20.37 | 6.24 | 0.92 | 3000 | 82.8 |  |  |  | FALSE | FALSE | FALSE | [8 empty] | March, 30 2020 00:00:00 | FALSE | FALSE | FALSE | [6 empty] | AC | [7 empty] | FALSE
PE77LJA5 | FOSHAN ELECTRICAL AND LIGHTING CO.,LTD. | FSL | T8-16-40/J11D/24 | Linear Replacement Lamp | T8 Four-Foot | Dual Mode Internal Driver (UL Type A and Type B) |  | standard | FALSE | [10 empty] | September, 19 2017 00:00:00 | Not Dimmable | Not Dimmable | No |  | WWWBUC | [25 empty] | 5 | 2120 | 125.3 | 16.92 | 7.36 | 0.91 | 4000 | 82.8 |  |  |  | FALSE | FALSE | FALSE | [8 empty] | March, 30 2020 00:00:00 | FALSE | FALSE | FALSE | [6 empty] | AC | [7 empty] | FALSE
PCRHR2LE | FOSHAN ELECTRICAL AND LIGHTING CO.,LTD. | FSL | T8-14-35/J11D/24 | Linear Replacement Lamp | T8 Four-Foot | Dual Mode Internal Driver (UL Type A and Type B) |  | standard | FALSE | [10 empty] | September, 19 2017 00:00:00 | Not Dimmable | Not Dimmable | No |  | WWWBUB | [25 empty] | 5 | 1969 | 127.2 | 15.48 | 8.19 | 0.92 | 3500 | 82.9 |  |  |  | FALSE | FALSE | FALSE | [8 empty] | March, 30 2020 00:00:00 | FALSE | FALSE | FALSE | [6 empty] | AC | [7 empty] | FALSE
PM38ORRW | FOSHAN ELECTRICAL AND LIGHTING CO.,LTD. | FSL | T8-14-40/J11D/24 | Linear Replacement Lamp | T8 Four-Foot | Dual Mode Internal Driver (UL Type A and Type B) |  | standard | FALSE | [10 empty] | September, 19 2017 00:00:00 | Not Dimmable | Not Dimmable | No |  | WWWBUB | [25 empty] | 5 | 1985 | 128.23 | 15.48 | 8.19 | 0.92 | 4000 | 82.9 |  |  |  | FALSE | FALSE | FALSE | [8 empty] | March, 30 2020 00:00:00 | FALSE | FALSE | FALSE | [6 empty] | AC | [7 empty] | FALSE
PWUL7V77 | FOSHAN ELECTRICAL AND LIGHTING CO.,LTD. | FSL | T8-18-35/J11D/24 | Linear Replacement Lamp | T8 Four-Foot | Dual Mode Internal Driver (UL Type A and Type B) |  | standard | FALSE | [10 empty] | September, 19 2017 00:00:00 | Not Dimmable | Not Dimmable | No |  | WWWBUD | [25 empty] | 5 | 2442 | 120.06 | 20.34 | 6.24 | 0.92 | 3500 | 82.8 |  |  |  | FALSE | FALSE | FALSE | [8 empty] | March, 30 2020 00:00:00 | FALSE | FALSE | FALSE | [6 empty] | AC | [7 empty] | FALSE
PD1UB3MB | FOSHAN ELECTRICAL AND LIGHTING CO.,LTD. | FSL | T8-16-35/J11D/24 | Linear Replacement Lamp | T8 Four-Foot | Dual Mode Internal Driver (UL Type A and Type B) |  | standard | FALSE | [10 empty] | September, 19 2017 00:00:00 | Not Dimmable | Not Dimmable | No |  | WWWBUC | [25 empty] | 5 | 2106 | 124.47 | 16.92 | 7.36 | 0.91 | 3500 | 82.8 |  |  |  | FALSE | FALSE | FALSE | [8 empty] | March, 30 2020 00:00:00 | FALSE | FALSE | FALSE | [6 empty] | AC | [7 empty] | FALSE
P71ITLVB | FOSHAN ELECTRICAL AND LIGHTING CO.,LTD. | FSL | T8-16-30/J11D/24 | Linear Replacement Lamp | T8 Four-Foot | Dual Mode Internal Driver (UL Type A and Type B) |  | standard | TRUE |  | 2091 | 123.86 | 16.88 | 7.36 | 0.905 | 3058 | 82.8 | 5 | 50000 | September, 19 2017 00:00:00 | Not Dimmable | Not Dimmable | No |  | WWWBUC | [15 empty] | 84.3 |  | 1.22 | 1.28 | [6 empty] | 5 | 2091 | 123.86 | 16.88 | 7.36 | 0.91 | 3000 | 82.8 |  |  |  | FALSE | FALSE | FALSE | [8 empty] | March, 30 2020 00:00:00 | FALSE | FALSE | FALSE | [6 empty] | AC | [7 empty] | FALSE
PTR9PN2K | FOSHAN ELECTRICAL AND LIGHTING CO.,LTD. | FSL | T8-14-50/J11D/24 | Linear Replacement Lamp | T8 Four-Foot | Dual Mode Internal Driver (UL Type A and Type B) |  | standard | FALSE | [10 empty] | September, 19 2017 00:00:00 | Not Dimmable | Not Dimmable | No |  | WWWBUB | [25 empty] | 5 | 2018 | 130.11 | 15.51 | 8.74 | 0.92 | 5000 | 83.9 |  |  |  | FALSE | FALSE | FALSE | [8 empty] | March, 30 2020 00:00:00 | FALSE | FALSE | FALSE | [6 empty] | AC | [7 empty] | FALSE
P65U5HKH | CH Lighting Technology Co.,Ltd. | CH | CH1128-48-14W 840-9 | Linear Replacement Lamp | T8 Four-Foot | Replacement Lamps (plug and play) (UL Type A) |  | standard | FALSE | [10 empty] | September, 19 2017 00:00:00 | Dimmable | Continuous Below 10 | No |  | HAHHQK | [25 empty] | 5 | 2150 | 126 | 17 | 10 | 0.9 | 4000 | 83 |  |  |  | FALSE | FALSE | FALSE | [8 empty] | March, 30 2020 00:00:00 | FALSE | FALSE | FALSE | [6 empty] | AC | [7 empty] | FALSE
PHB7GB0K | FOSHAN ELECTRICAL AND LIGHTING CO.,LTD. | FSL | T8-18-40/J11D/24 | Linear Replacement Lamp | T8 Four-Foot | Dual Mode Internal Driver (UL Type A and Type B) |  | standard | FALSE | [10 empty] | September, 19 2017 00:00:00 | Not Dimmable | Not Dimmable | No |  | WWWBUD | [25 empty] | 5 | 2456 | 120.75 | 20.34 | 6.24 | 0.92 | 4000 | 82.8 |  |  |  | FALSE | FALSE | FALSE | [8 empty] | March, 30 2020 00:00:00 | FALSE | FALSE | FALSE | [6 empty] | AC | [7 empty] | FALSE
PQEYU2Z3 | FOSHAN ELECTRICAL AND LIGHTING CO.,LTD. | FSL | T8-18-50/J11D/24 | Linear Replacement Lamp | T8 Four-Foot | Dual Mode Internal Driver (UL Type A and Type B) |  | standard | FALSE | [10 empty] | September, 19 2017 00:00:00 | Not Dimmable | Not Dimmable | No |  | WWWBUD | [25 empty] | 5 | 2485 | 122.34 | 20.31 | 6.49 | 0.92 | 5000 | 83.9 |  |  |  | FALSE | FALSE | FALSE | [8 empty] | March, 30 2020 00:00:00 | FALSE | FALSE | FALSE | [6 empty] | AC | [7 empty] | FALSE
PIXQVYJ6 | FOSHAN ELECTRICAL AND LIGHTING CO.,LTD. | FSL | T8-16-50/J11D/24 | Linear Replacement Lamp | T8 Four-Foot | Dual Mode Internal Driver (UL Type A and Type B) |  | standard | FALSE | [10 empty] | September, 19 2017 00:00:00 | Not Dimmable | Not Dimmable | No |  | WWWBUC | [25 empty] | 5 | 2149 | 126.79 | 16.95 | 7.7 | 0.9 | 5000 | 83.9 |  |  |  | FALSE | FALSE | FALSE | [8 empty] | March, 30 2020 00:00:00 | FALSE | FALSE | FALSE | [6 empty] | AC | [7 empty] | FALSE
PHLZ85B5 | CH Lighting Technology Co.,Ltd. | CH | CH1128-48-14W 850-9 | Linear Replacement Lamp | T8 Four-Foot | Replacement Lamps (plug and play) (UL Type A) |  | standard | FALSE | [10 empty] | September, 19 2017 00:00:00 | Dimmable | Continuous Below 10 | No |  | HAHHQK | [25 empty] | 5 | 2200 | 129 | 17 | 10 | 0.9 | 5000 | 83 |  |  |  | FALSE | FALSE | FALSE | [8 empty] | March, 30 2020 00:00:00 | FALSE | FALSE | FALSE | [6 empty] | AC | [7 empty] | FALSE
PN3PK2UD | CH Lighting Technology Co.,Ltd. | CH | CH1128-48-14W 830-9 | Linear Replacement Lamp | T8 Four-Foot | Replacement Lamps (plug and play) (UL Type A) |  | standard | TRUE |  | 2029 | 127.2 | 15.95 | 13.52 | 0.963 | 4822 | 82 | 5 | 50000 | September, 19 2017 00:00:00 | Dimmable | Continuous Below 10 | No |  | HAHHQK | [15 empty] | 84.7 |  | 1.3 | 1.28 | [6 empty] | 5 | 2100 | 124 | 17 | 10 | 0.9 | 3000 | 83 |  |  |  | FALSE | FALSE | FALSE | [8 empty] | March, 30 2020 00:00:00 | FALSE | FALSE | FALSE | [6 empty] | AC | [7 empty] | FALSE
P5GXLCXM | Shenzhen Dimi Lighting Co.,LTD | Dimi Light | FL-T8-15W1200 BIXS(4000K) | Linear Replacement Lamp | T8 Four-Foot | Replacement Lamps (plug and play) (UL Type A) |  | standard | FALSE | [10 empty] | September, 18 2017 00:00:00 | Not Dimmable | Not Dimmable | No |  | ZAZZEK | [25 empty] | 5 | 2245 | 131.44 | 17.08 | 15 | 0.9 | 4000 | 80 |  |  |  | FALSE | FALSE | FALSE | [8 empty] | March, 30 2020 00:00:00 | FALSE | FALSE | FALSE | [6 empty] | AC | [7 empty] | FALSE
P2Y78ZBW | Shenzhen Dimi Lighting Co.,LTD | Dimi Light | FL-T8-15W1200 BIXS(3000K) | Linear Replacement Lamp | T8 Four-Foot | Replacement Lamps (plug and play) (UL Type A) |  | standard | TRUE |  | 2211 | 130.21 | 16.98 | 6.83 | 0.9588 | 2872 | 83.2 | 5 | 50000 | September, 18 2017 00:00:00 | Not Dimmable | Not Dimmable | No |  | ZAZZEK | [15 empty] | 90.5 |  | 1.16 | 1.34 | [6 empty] | 5 | 2211 | 130.21 | 16.98 | 15 | 0.9 | 3000 | 80 |  |  |  | FALSE | FALSE | FALSE | [8 empty] | March, 30 2020 00:00:00 | FALSE | FALSE | FALSE | [6 empty] | AC | [7 empty] | FALSE
P6XUVJW0 | DONG GUAN WALSTAR OPTOELECTRONICS TECHNOLOGY CO., LTD | WALSTAR | WL-T8A-15W1200 DIAB-50 | Linear Replacement Lamp | T8 Four-Foot | Dual Mode Internal Driver (UL Type A and Type B) |  | standard | FALSE | [10 empty] | September, 18 2017 00:00:00 | Not Dimmable | Not Dimmable | No |  | JJJNBS | [25 empty] | 5 | 2085 | 135.39 | 15.4 | 15 | 0.9 | 5000 | 80 |  |  |  | FALSE | FALSE | FALSE | [8 empty] | March, 30 2020 00:00:00 | FALSE | FALSE | FALSE | [6 empty] | AC | [7 empty] | FALSE
PZKVB0JO | Shenzhen Dimi Lighting Co.,LTD | Dimi Light | FL-T8-15W1200 BIXS(5000K) | Linear Replacement Lamp | T8 Four-Foot | Replacement Lamps (plug and play) (UL Type A) |  | standard | FALSE | [10 empty] | September, 18 2017 00:00:00 | Not Dimmable | Not Dimmable | No |  | ZAZZEK | [25 empty] | 5 | 2278 | 132.67 | 17.17 | 15 | 0.9 | 5000 | 80 |  |  |  | FALSE | FALSE | FALSE | [8 empty] | March, 30 2020 00:00:00 | FALSE | FALSE | FALSE | [6 empty] | AC | [7 empty] | FALSE
PL7YTSG8M18T | Nexleds Limited | NEXLEDS | NXST4F-14W-GTB(5000K) | Linear Replacement Lamp | T8 Four-Foot | Dual Mode Internal Driver (UL Type A and Type B) |  | standard | FALSE | [10 empty] | September, 18 2017 00:00:00 | Not Dimmable | Not Dimmable | No |  | HAHHRS | [25 empty] | 5 | 2059 | 155.16 | 13.27 | 21.59 | 0.89 | 5000 | 82.7 |  |  |  | FALSE | FALSE | FALSE | [8 empty] | March, 30 2020 00:00:00 | FALSE | FALSE | FALSE | [6 empty] | AC | [7 empty] | FALSE
PLOI24HHCC8B | Nexleds Limited | NEXLEDS | NXST4F-14W-GTB(4000K) | Linear Replacement Lamp | T8 Four-Foot | Dual Mode Internal Driver (UL Type A and Type B) |  | standard | TRUE |  | 2051 | 153.4 | 13.37 | 21.67 | 0.8939 | 3929 | 82 | 5 | 50000 | September, 18 2017 00:00:00 | Not Dimmable | Not Dimmable | No |  | HAHHRS | [15 empty] | 84.6 |  | 1.2 | 1.32 | [6 empty] | 5 | 2051 | 153.4 | 13.37 | 21.69 | 0.89 | 4000 | 82 |  |  |  | FALSE | FALSE | FALSE | [8 empty] | March, 30 2020 00:00:00 | FALSE | FALSE | FALSE | [6 empty] | AC | [7 empty] | FALSE
PI1RXS6G | DONG GUAN WALSTAR OPTOELECTRONICS TECHNOLOGY CO., LTD | WALSTAR | WL-T8A-15W1200 DIAB-45 | Linear Replacement Lamp | T8 Four-Foot | Dual Mode Internal Driver (UL Type A and Type B) |  | standard | FALSE | [10 empty] | September, 18 2017 00:00:00 | Not Dimmable | Not Dimmable | No |  | JJJNBS | [25 empty] | 5 | 2070 | 134.77 | 15.36 | 15 | 0.9 | 4500 | 80 |  |  |  | FALSE | FALSE | FALSE | [8 empty] | March, 30 2020 00:00:00 | FALSE | FALSE | FALSE | [6 empty] | AC | [7 empty] | FALSE
P1AFJ24X | DONG GUAN WALSTAR OPTOELECTRONICS TECHNOLOGY CO., LTD | WALSTAR | WL-T8A-15W1200 DIAB-35 | Linear Replacement Lamp | T8 Four-Foot | Dual Mode Internal Driver (UL Type A and Type B) |  | standard | FALSE | [10 empty] | September, 18 2017 00:00:00 | Not Dimmable | Not Dimmable | No |  | JJJNBS | [25 empty] | 5 | 2040 | 132.81 | 15.36 | 15 | 0.9 | 3500 | 80 |  |  |  | FALSE | FALSE | FALSE | [8 empty] | March, 30 2020 00:00:00 | FALSE | FALSE | FALSE | [6 empty] | AC | [7 empty] | FALSE
PB3GHFU4 | DONG GUAN WALSTAR OPTOELECTRONICS TECHNOLOGY CO., LTD | WALSTAR | WL-T8A-15W1200 DIAB-40 | Linear Replacement Lamp | T8 Four-Foot | Dual Mode Internal Driver (UL Type A and Type B) |  | standard | FALSE | [10 empty] | September, 18 2017 00:00:00 | Not Dimmable | Not Dimmable | No |  | JJJNBS | [25 empty] | 5 | 2055 | 133.79 | 15.36 | 15 | 0.9 | 4000 | 80 |  |  |  | FALSE | FALSE | FALSE | [8 empty] | March, 30 2020 00:00:00 | FALSE | FALSE | FALSE | [6 empty] | AC | [7 empty] | FALSE
P1KNLL2A | DONG GUAN WALSTAR OPTOELECTRONICS TECHNOLOGY CO., LTD | WALSTAR | WL-T8A-15W1200 DIAB-30 | Linear Replacement Lamp | T8 Four-Foot | Dual Mode Internal Driver (UL Type A and Type B) |  | standard | TRUE |  | 2019 | 130.96 | 15.31 | 8.62 | 0.9742 | 2933 | 81.4 | 5 | 50000 | September, 18 2017 00:00:00 | Not Dimmable | Not Dimmable | No |  | JJJNBS | [15 empty] | 90.5 |  | 1.18 | 1.36 | [6 empty] | 5 | 2025 | 132.28 | 15.31 | 15 | 0.9 | 3000 | 80 |  |  |  | FALSE | FALSE | FALSE | [8 empty] | March, 30 2020 00:00:00 | FALSE | FALSE | FALSE | [6 empty] | AC | [7 empty] | FALSE
PLFBDJS3Z3LL | The Straits Lighting Company, LLC | Straits Lighting | SL917T8BC-48-18W-100/277V-3000-C-120-I-N-G13-1 | Linear Replacement Lamp | T8 Four-Foot | Dual Mode Internal Driver (UL Type A and Type B) |  | standard | FALSE | [10 empty] | September, 15 2017 00:00:00 | Not Dimmable | Not Dimmable | NotYetVerified |  | KKLACJ | [25 empty] | 5 | 2583.78 | 138.17 | 18.7 | 20 | 0.9 | 3000 | 82.3 |  |  |  | FALSE | FALSE | FALSE | [8 empty] | March, 30 2020 00:00:00 | FALSE | FALSE | FALSE | [6 empty] | AC | [7 empty] | FALSE
PLY0T1WAKN06 | The Straits Lighting Company, LLC | Straits Lighting | SL917T8BC-48-18W-100/277V-5000-C-120-I-N-G13-1 | Linear Replacement Lamp | T8 Four-Foot | Dual Mode Internal Driver (UL Type A and Type B) |  | standard | FALSE | [10 empty] | September, 15 2017 00:00:00 | Not Dimmable | Not Dimmable | NotYetVerified |  | KKLACJ | [25 empty] | 5 | 2705.7 | 143.92 | 18.8 | 20 | 0.9 | 5000 | 82.3 |  |  |  | FALSE | FALSE | FALSE | [8 empty] | March, 30 2020 00:00:00 | FALSE | FALSE | FALSE | [6 empty] | AC | [7 empty] | FALSE
PLIKL9ZUGDZJ | The Straits Lighting Company, LLC | Straits Lighting | SL917T8BC-48-18W-100/277V-4000-F-120-I-N-G13-1 | Linear Replacement Lamp | T8 Four-Foot | Dual Mode Internal Driver (UL Type A and Type B) |  | standard | FALSE | [10 empty] | September, 15 2017 00:00:00 | Not Dimmable | Not Dimmable | NotYetVerified |  | KKLACJ | [25 empty] | 5 | 2521.55 | 136.3 | 18.5 | 20 | 0.9 | 4000 | 82.3 |  |  |  | FALSE | FALSE | FALSE | [8 empty] | March, 30 2020 00:00:00 | FALSE | FALSE | FALSE | [6 empty] | AC | [7 empty] | FALSE
PID2RK5G | Torshare Ltd | TORSHARE | T8-12W-120-JHC-H-50K | Linear Replacement Lamp | T8 Four-Foot | Dual Mode Internal Driver (UL Type A and Type B) |  | standard | FALSE | [10 empty] | September, 15 2017 00:00:00 | Not Dimmable | Not Dimmable | No |  | YYYCHM | [25 empty] | 5 | 1867 | 148.76 | 12.55 | 20 | 0.9 | 5000 | 80 |  |  |  | FALSE | FALSE | FALSE | [8 empty] | March, 30 2020 00:00:00 | FALSE | FALSE | FALSE | [6 empty] | AC | [7 empty] | FALSE
PLYTEVXSO638 | The Straits Lighting Company, LLC | Straits Lighting | SL917T8BC-48-18W-100/277V-4500-F-120-I-N-G13-1 | Linear Replacement Lamp | T8 Four-Foot | Dual Mode Internal Driver (UL Type A and Type B) |  | standard | FALSE | [10 empty] | September, 15 2017 00:00:00 | Not Dimmable | Not Dimmable | NotYetVerified |  | KKLACJ | [25 empty] | 5 | 2521.55 | 136.3 | 18.5 | 20 | 0.9 | 4500 | 82.3 |  |  |  | FALSE | FALSE | FALSE | [8 empty] | March, 30 2020 00:00:00 | FALSE | FALSE | FALSE | [6 empty] | AC | [7 empty] | FALSE
PLCHDL8LN59G | The Straits Lighting Company, LLC | Straits Lighting | SL917T8BC-48-18W-100/277V-3500-C-120-I-N-G13-1 | Linear Replacement Lamp | T8 Four-Foot | Dual Mode Internal Driver (UL Type A and Type B) |  | standard | FALSE | [10 empty] | September, 15 2017 00:00:00 | Not Dimmable | Not Dimmable | NotYetVerified |  | KKLACJ | [25 empty] | 5 | 2583.78 | 138.17 | 18.7 | 20 | 0.9 | 3500 | 82.3 |  |  |  | FALSE | FALSE | FALSE | [8 empty] | March, 30 2020 00:00:00 | FALSE | FALSE | FALSE | [6 empty] | AC | [7 empty] | FALSE
PLBNPSJVDJO2 | The Straits Lighting Company, LLC | Straits Lighting | SL917T8BC-48-18W-100/277V-4000-C-120-I-N-G13-1 | Linear Replacement Lamp | T8 Four-Foot | Dual Mode Internal Driver (UL Type A and Type B) |  | standard | FALSE | [10 empty] | September, 15 2017 00:00:00 | Not Dimmable | Not Dimmable | NotYetVerified |  | KKLACJ | [25 empty] | 5 | 2685.58 | 142.85 | 18.8 | 20 | 0.9 | 4000 | 82.3 |  |  |  | FALSE | FALSE | FALSE | [8 empty] | March, 30 2020 00:00:00 | FALSE | FALSE | FALSE | [6 empty] | AC | [7 empty] | FALSE
PCUVAPEP | Torshare Ltd | TORSHARE | T8-12W-120-JHC-H-40K | Linear Replacement Lamp | T8 Four-Foot | Dual Mode Internal Driver (UL Type A and Type B) |  | standard | TRUE |  | 1742 | 152.14 | 11.45 | 19.83 | 0.9011 | 3961 | 83.3 | 5 | 50000 | September, 15 2017 00:00:00 | Not Dimmable | Not Dimmable | No |  | YYYCHM | [15 empty] | 89.3 |  | 1.16 | 1.36 | [6 empty] | 5 | 1822 | 146.94 | 12.4 | 20 | 0.9 | 4000 | 80 |  |  |  | FALSE | FALSE | FALSE | [8 empty] | March, 30 2020 00:00:00 | FALSE | FALSE | FALSE | [6 empty] | AC | [7 empty] | FALSE
PLZ99D49PUF1 | The Straits Lighting Company, LLC | Straits Lighting | SL917T8BC-48-18W-100/277V-4500-C-120-I-N-G13-1 | Linear Replacement Lamp | T8 Four-Foot | Dual Mode Internal Driver (UL Type A and Type B) |  | standard | FALSE | [10 empty] | September, 15 2017 00:00:00 | Not Dimmable | Not Dimmable | NotYetVerified |  | KKLACJ | [25 empty] | 5 | 2685.58 | 142.85 | 18.8 | 20 | 0.9 | 4500 | 82.3 |  |  |  | FALSE | FALSE | FALSE | [8 empty] | March, 30 2020 00:00:00 | FALSE | FALSE | FALSE | [6 empty] | AC | [7 empty] | FALSE
PLO476591Q7K | The Straits Lighting Company, LLC | Straits Lighting | SL917T8BC-48-18W-100/277V-3500-F-120-I-N-G13-1 | Linear Replacement Lamp | T8 Four-Foot | Dual Mode Internal Driver (UL Type A and Type B) |  | standard | FALSE | [10 empty] | September, 15 2017 00:00:00 | Not Dimmable | Not Dimmable | NotYetVerified |  | KKLACJ | [25 empty] | 5 | 2439.98 | 130.62 | 18.68 | 20 | 0.9 | 3500 | 82.3 |  |  |  | FALSE | FALSE | FALSE | [8 empty] | March, 30 2020 00:00:00 | FALSE | FALSE | FALSE | [6 empty] | AC | [7 empty] | FALSE
PLPVBPOCBGAA | The Straits Lighting Company, LLC | Straits Lighting | SL917T8BC-48-18W-100/277V-5000-F-120-I-N-G13-1 | Linear Replacement Lamp | T8 Four-Foot | Dual Mode Internal Driver (UL Type A and Type B) |  | standard | FALSE | [10 empty] | September, 15 2017 00:00:00 | Not Dimmable | Not Dimmable | NotYetVerified |  | KKLACJ | [25 empty] | 5 | 2567.73 | 138.05 | 18.6 | 20 | 0.9 | 5000 | 82.3 |  |  |  | FALSE | FALSE | FALSE | [8 empty] | March, 30 2020 00:00:00 | FALSE | FALSE | FALSE | [6 empty] | AC | [7 empty] | FALSE
PL5RAQ9SANTH | Sternberg Lighting | Straits Lighting | SL917T8BC-48-18W-100/277V-3000-F-120-I-N-G13-1 | Linear Replacement Lamp | T8 Four-Foot | Dual Mode Internal Driver (UL Type A and Type B) |  | standard | TRUE |  | 2399.7 | 130.56 | 18.38 | 6.75 | 0.9679 | 3034 | 82.8 | 5 | 50000 | September, 15 2017 00:00:00 | Not Dimmable | Not Dimmable | NO |  | KKLACJ | [15 empty] | 92 |  | 1.2 | 1.36 | [6 empty] | 5 | 2439.98 | 130.62 | 18.68 | 20 | 0.9 | 3000 | 82.3 |  |  |  | FALSE | FALSE | FALSE | [8 empty] | March, 30 2020 00:00:00 | FALSE | FALSE | FALSE | [6 empty] | AC | [7 empty] | FALSE
PLBURHIZ0GWD | GreenTek Energy Systems | GreenTEK | GT-T8-12W1200 BIXX (3000K Clear) | Linear Replacement Lamp | T8 Four-Foot | Dual Mode Internal Driver (UL Type A and Type B) |  | standard | FALSE | [10 empty] | September, 13 2017 00:00:00 | Not Dimmable | Not Dimmable | NotYetVerified |  | IIILAY | [25 empty] | 5 | 1771.65 | 139.5 | 12.7 | 20 | 0.9 | 3000 | 82.3 |  |  |  | FALSE | FALSE | FALSE | [8 empty] | March, 30 2020 00:00:00 | FALSE | FALSE | FALSE | [6 empty] | AC | [7 empty] | FALSE
PLH5011S0977 | GreenTek Energy Systems | GreenTEK | GT-T8-12W1200 BIXX (4500K Clear) | Linear Replacement Lamp | T8 Four-Foot | Dual Mode Internal Driver (UL Type A and Type B) |  | standard | FALSE | [10 empty] | September, 13 2017 00:00:00 | Not Dimmable | Not Dimmable | NotYetVerified |  | IIILAY | [25 empty] | 5 | 1840.74 | 144.94 | 12.7 | 20 | 0.9 | 4500 | 82.3 |  |  |  | FALSE | FALSE | FALSE | [8 empty] | March, 30 2020 00:00:00 | FALSE | FALSE | FALSE | [6 empty] | AC | [7 empty] | FALSE
PN56YS2C | CH Lighting Technology Co.,Ltd. | CH | CH1118-48-13W 835-2 | Linear Replacement Lamp | T8 Four-Foot | Replacement Lamps (plug and play) (UL Type A) |  | standard | FALSE | [10 empty] | September, 13 2017 00:00:00 | Dimmable | Continuous Below 10 | No |  | BBBDSZ | [25 empty] | 4.4 | 1800 | 112 | 16 | 14 | 0.9 | 3500 | 83 |  |  |  | FALSE | FALSE | FALSE | [8 empty] | November, 02 2018 00:00:00 | FALSE | FALSE | FALSE | [6 empty] | AC | [7 empty] | FALSE
PBPV0MPB | CH Lighting Technology Co.,Ltd. | CH | CH1118-48-13W 850-2 | Linear Replacement Lamp | T8 Four-Foot | Replacement Lamps (plug and play) (UL Type A) |  | standard | FALSE | [10 empty] | September, 13 2017 00:00:00 | Dimmable | Continuous Below 10 | No |  | BBBDSZ | [25 empty] | 5 | 1900 | 118 | 16 | 14 | 0.9 | 5000 | 83 |  |  |  | FALSE | FALSE | FALSE | [8 empty] | March, 30 2020 00:00:00 | FALSE | FALSE | FALSE | [6 empty] | AC | [7 empty] | FALSE
PLNMM0ZV7LX1 | GreenTek Energy Systems | GreenTEK | GT-T8-12W1200 BIXX (4000K Frosted) | Linear Replacement Lamp | T8 Four-Foot | Dual Mode Internal Driver (UL Type A and Type B) |  | standard | FALSE | [10 empty] | September, 13 2017 00:00:00 | Not Dimmable | Not Dimmable | NotYetVerified |  | IIILAY | [25 empty] | 5 | 1747.52 | 137.6 | 12.7 | 20 | 0.9 | 4000 | 82.3 |  |  |  | FALSE | FALSE | FALSE | [8 empty] | March, 30 2020 00:00:00 | FALSE | FALSE | FALSE | [6 empty] | AC | [7 empty] | FALSE
PLNXCVH9RI22 | GreenTek Energy Systems | GreenTEK | GT-T8-12W1200 BIXX (5000K Frosted) | Linear Replacement Lamp | T8 Four-Foot | Dual Mode Internal Driver (UL Type A and Type B) |  | standard | FALSE | [10 empty] | September, 13 2017 00:00:00 | Not Dimmable | Not Dimmable | NotYetVerified |  | IIILAY | [25 empty] | 5 | 1764.41 | 138.93 | 12.7 | 20 | 0.9 | 5000 | 82.3 |  |  |  | FALSE | FALSE | FALSE | [8 empty] | March, 30 2020 00:00:00 | FALSE | FALSE | FALSE | [6 empty] | AC | [7 empty] | FALSE
PLDK8MDKNTPF | GreenTek Energy Systems | GreenTEK | GT-T8-12W1200 BIXX (3500K Clear) | Linear Replacement Lamp | T8 Four-Foot | Dual Mode Internal Driver (UL Type A and Type B) |  | standard | FALSE | [10 empty] | September, 13 2017 00:00:00 | Not Dimmable | Not Dimmable | NotYetVerified |  | IIILAY | [25 empty] | 5 | 1771.65 | 139.5 | 12.7 | 20 | 0.9 | 3500 | 82.3 |  |  |  | FALSE | FALSE | FALSE | [8 empty] | March, 30 2020 00:00:00 | FALSE | FALSE | FALSE | [6 empty] | AC | [7 empty] | FALSE
P1MJHJ7H | CH Lighting Technology Co.,Ltd. | CH | CH1118-48-13W 830-2 | Linear Replacement Lamp | T8 Four-Foot | Replacement Lamps (plug and play) (UL Type A) |  | standard | TRUE |  | 1818 | 124 | 14.66 | 14.11 | 0.961 | 2966 | 82.7 | 5 | 50000 | September, 13 2017 00:00:00 | Dimmable | Continuous Below 10 | No |  | BBBDSZ | [15 empty] | 83.8 |  | 1.34 | 1.36 | [6 empty] | 4.4 | 1800 | 112 | 16 | 14 | 0.9 | 3000 | 83 |  |  |  | FALSE | FALSE | FALSE | [8 empty] | November, 02 2018 00:00:00 | FALSE | FALSE | FALSE | [6 empty] | AC | [7 empty] | FALSE
PL50Q5W40094 | GreenTek Energy Systems | GreenTEK | GT-T8-12W1200 BIXX (4000K Clear) | Linear Replacement Lamp | T8 Four-Foot | Dual Mode Internal Driver (UL Type A and Type B) |  | standard | FALSE | [10 empty] | September, 13 2017 00:00:00 | Not Dimmable | Not Dimmable | NotYetVerified |  | IIILAY | [25 empty] | 5 | 1840.74 | 144.94 | 12.7 | 20 | 0.9 | 4000 | 82.3 |  |  |  | FALSE | FALSE | FALSE | [8 empty] | March, 30 2020 00:00:00 | FALSE | FALSE | FALSE | [6 empty] | AC | [7 empty] | FALSE
PLILQ8V1XRSS | GreenTek Energy Systems | GreenTEK | GT-T8-12W1200 BIXX (3500K Frosted) | Linear Replacement Lamp | T8 Four-Foot | Dual Mode Internal Driver (UL Type A and Type B) |  | standard | FALSE | [10 empty] | September, 13 2017 00:00:00 | Not Dimmable | Not Dimmable | NotYetVerified |  | IIILAY | [25 empty] | 5 | 1672.68 | 131.5 | 12.72 | 20 | 0.9 | 3500 | 82.3 |  |  |  | FALSE | FALSE | FALSE | [8 empty] | March, 30 2020 00:00:00 | FALSE | FALSE | FALSE | [6 empty] | AC | [7 empty] | FALSE
PLIXQJXYEAJX | GreenTek Energy Systems | GreenTEK | GT-T8-12W1200 BIXX (4500K Frosted) | Linear Replacement Lamp | T8 Four-Foot | Dual Mode Internal Driver (UL Type A and Type B) |  | standard | FALSE | [10 empty] | September, 13 2017 00:00:00 | Not Dimmable | Not Dimmable | NotYetVerified |  | IIILAY | [25 empty] | 5 | 1747.52 | 137.6 | 12.7 | 20 | 0.9 | 4500 | 82.3 |  |  |  | FALSE | FALSE | FALSE | [8 empty] | March, 30 2020 00:00:00 | FALSE | FALSE | FALSE | [6 empty] | AC | [7 empty] | FALSE
PLH17MN5TQC7 | GreenTek Energy Systems | GreenTEK | GT-T8-12W1200 BIXX (5000K Clear) | Linear Replacement Lamp | T8 Four-Foot | Dual Mode Internal Driver (UL Type A and Type B) |  | standard | FALSE | [10 empty] | September, 13 2017 00:00:00 | Not Dimmable | Not Dimmable | NotYetVerified |  | IIILAY | [25 empty] | 5 | 1855.09 | 146.07 | 12.7 | 20 | 0.9 | 5000 | 82.3 |  |  |  | FALSE | FALSE | FALSE | [8 empty] | March, 30 2020 00:00:00 | FALSE | FALSE | FALSE | [6 empty] | AC | [7 empty] | FALSE
PL3753QGDHA5 | GreenTek Energy Systems | GreenTEK | GT-T8-12W1200 BIXX (3000K Frosted) | Linear Replacement Lamp | T8 Four-Foot | Dual Mode Internal Driver (UL Type A and Type B) |  | standard | TRUE |  | 1579 | 133.25 | 11.85 | 10.47 | 0.9081 | 3006 | 82.2 | 5 | 50000 | September, 13 2017 00:00:00 | Not Dimmable | Not Dimmable | NotYetVerified |  | IIILAY | [15 empty] | 90 |  | 1.16 | 1.42 | [6 empty] | 5 | 1672.68 | 131.5 | 12.72 | 20 | 0.9 | 3000 | 82.3 |  |  |  | FALSE | FALSE | FALSE | [8 empty] | March, 30 2020 00:00:00 | FALSE | FALSE | FALSE | [6 empty] | AC | [7 empty] | FALSE
PRV36BU2 | CH Lighting Technology Co.,Ltd. | CH | CH1118-48-13W 840-2 | Linear Replacement Lamp | T8 Four-Foot | Replacement Lamps (plug and play) (UL Type A) |  | standard | FALSE | [10 empty] | September, 13 2017 00:00:00 | Dimmable | Continuous Below 10 | No |  | BBBDSZ | [25 empty] | 4.4 | 1850 | 115 | 16 | 14 | 0.9 | 4000 | 83 |  |  |  | FALSE | FALSE | FALSE | [8 empty] | November, 02 2018 00:00:00 | FALSE | FALSE | FALSE | [6 empty] | AC | [7 empty] | FALSE
PH077U18 | CH Lighting Technology Co.,Ltd. | CH | CH1118-48-15W 840-2 | Linear Replacement Lamp | T8 Four-Foot | Replacement Lamps (plug and play) (UL Type A) |  | standard | FALSE | [10 empty] | September, 12 2017 00:00:00 | Dimmable | Continuous Below 10 | No |  | BBBDSQ | [25 empty] | 4.4 | 2070 | 115 | 18 | 13 | 0.9 | 4000 | 83 |  |  |  | FALSE | FALSE | FALSE | [8 empty] | November, 02 2018 00:00:00 | FALSE | FALSE | FALSE | [6 empty] | AC | [7 empty] | FALSE
PT2RZ7FH | CH Lighting Technology Co.,Ltd. | CH | CH1118-48-15W 850-2 | Linear Replacement Lamp | T8 Four-Foot | Replacement Lamps (plug and play) (UL Type A) |  | standard | FALSE | [10 empty] | September, 12 2017 00:00:00 | Dimmable | Continuous Below 10 | No |  | BBBDSQ | [25 empty] | 5 | 2100 | 116.67 | 18 | 13 | 0.9 | 5000 | 83 |  |  |  | FALSE | FALSE | FALSE | [8 empty] | March, 30 2020 00:00:00 | FALSE | FALSE | FALSE | [6 empty] | AC | [7 empty] | FALSE
PU4ZNLMN | ZHEJIANG HONGYAO LIGHTING ELECTRICAL CO.,LTD | HONGYAO | HY-T8-N120-18W-A40 | Linear Replacement Lamp | T8 Four-Foot | Replacement Lamps (plug and play) (UL Type A) |  | standard | FALSE | [10 empty] | September, 12 2017 00:00:00 | Not Dimmable | Not Dimmable | No |  | YYYCHA | [25 empty] | 5 | 2312 | 135 | 17.25 | 8.13 | 0.97 | 4000 | 82 |  |  |  | FALSE | FALSE | FALSE | [8 empty] | March, 30 2020 00:00:00 | FALSE | FALSE | FALSE | [6 empty] | AC | [7 empty] | FALSE
PCDJKPAQ | ZHEJIANG HONGYAO LIGHTING ELECTRICAL CO.,LTD | HONGYAO | HY-T8-N120-18W-A50 | Linear Replacement Lamp | T8 Four-Foot | Replacement Lamps (plug and play) (UL Type A) |  | standard | FALSE | [10 empty] | September, 12 2017 00:00:00 | Not Dimmable | Not Dimmable | No |  | YYYCHA | [25 empty] | 5 | 2362.5 | 138.44 | 17.06 | 8.13 | 0.97 | 5000 | 82 |  |  |  | FALSE | FALSE | FALSE | [8 empty] | March, 30 2020 00:00:00 | FALSE | FALSE | FALSE | [6 empty] | AC | [7 empty] | FALSE
PYCF89UZ | ZHEJIANG HONGYAO LIGHTING ELECTRICAL CO.,LTD | HONGYAO | HY-T8-N120-18W-A35 | Linear Replacement Lamp | T8 Four-Foot | Replacement Lamps (plug and play) (UL Type A) |  | standard | TRUE |  | 2261 | 131.14 | 17.25 | 8.13 | 0.971 | 3305 | 82.3 | 5 | 50000 | September, 12 2017 00:00:00 | Not Dimmable | Not Dimmable | No |  | YYYCHA | [15 empty] | 85.1 |  | 1.36 | 1.2 | [6 empty] | 5 | 2262 | 131.14 | 17.25 | 8.13 | 0.97 | 3500 | 82 |  |  |  | FALSE | FALSE | FALSE | [8 empty] | March, 30 2020 00:00:00 | FALSE | FALSE | FALSE | [6 empty] | AC | [7 empty] | FALSE
PTF0C2U5 | CH Lighting Technology Co.,Ltd. | CH | CH1118-48-15W 830-2 | Linear Replacement Lamp | T8 Four-Foot | Replacement Lamps (plug and play) (UL Type A) |  | standard | TRUE |  | 1990 | 123.4 | 16.12 | 13.17 | 0.967 | 3011 | 81.9 | 5 | 50000 | September, 12 2017 00:00:00 | Dimmable | Continuous Below 10 | No |  | BBBDSQ | [15 empty] | 83.8 |  | 1.34 | 1.36 | [6 empty] | 4.4 | 2000 | 112 | 18 | 13 | 0.9 | 3000 | 83 |  |  |  | FALSE | FALSE | FALSE | [8 empty] | November, 02 2018 00:00:00 | FALSE | FALSE | FALSE | [6 empty] | AC | [7 empty] | FALSE
PW1Z7WC6 | CH Lighting Technology Co.,Ltd. | CH | CH1118-48-15W 835-2 | Linear Replacement Lamp | T8 Four-Foot | Replacement Lamps (plug and play) (UL Type A) |  | standard | FALSE | [10 empty] | September, 12 2017 00:00:00 | Dimmable | Continuous Below 10 | No |  | BBBDSQ | [25 empty] | 4.4 | 2000 | 112 | 18 | 13 | 0.9 | 3500 | 83 |  |  |  | FALSE | FALSE | FALSE | [8 empty] | November, 02 2018 00:00:00 | FALSE | FALSE | FALSE | [6 empty] | AC | [7 empty] | FALSE
PXAJS07I | HK Syhdee LIGHTING Co., LIMITED. | SYHDEE | SYHU-T8GABUL1212T-30-A | Linear Replacement Lamp | T8 Four-Foot | Dual Mode Internal Driver (UL Type A and Type B) |  | standard | TRUE |  | 1737 | 117.21 | 14.82 | 5.55 | 0.9516 | 2917 | 82.2 | 5 | 50000 | September, 11 2017 00:00:00 | Not Dimmable | Not Dimmable | NO | Product updated on 11/2/2017 | BBBDSK | [15 empty] | 85.4 |  | 1.24 | 1.24 | [6 empty] | 5 | 1800 | 138.462 | 13 | 20 | 0.9 | 3000 | 80 |  |  |  | FALSE | FALSE | FALSE | [8 empty] | March, 30 2020 00:00:00 | FALSE | FALSE | FALSE | [6 empty] | AC | [7 empty] | FALSE
POKECYB6 | HK Syhdee LIGHTING Co., LIMITED. | SYHDEE | SYHU-T8GABUL1218T-40-A | Linear Replacement Lamp | T8 Four-Foot | Dual Mode Internal Driver (UL Type A and Type B) |  | standard | FALSE | [10 empty] | September, 11 2017 00:00:00 | Not Dimmable | Not Dimmable | No |  | BBBDSH | [25 empty] | 5 | 2538 | 119.27 | 21.28 | 20 | 0.9 | 4000 | 80 |  |  |  | FALSE | FALSE | FALSE | [8 empty] | March, 30 2020 00:00:00 | FALSE | FALSE | FALSE | [6 empty] | AC | [7 empty] | FALSE
PNQ0NIPK | HK Syhdee LIGHTING Co., LIMITED. | SYHDEE | SYHU-T8GABUL1218T-50-A | Linear Replacement Lamp | T8 Four-Foot | Dual Mode Internal Driver (UL Type A and Type B) |  | standard | FALSE | [10 empty] | September, 11 2017 00:00:00 | Not Dimmable | Not Dimmable | No |  | BBBDSH | [25 empty] | 5 | 2565 | 120.54 | 21.28 | 20 | 0.9 | 5000 | 80 |  |  |  | FALSE | FALSE | FALSE | [8 empty] | March, 30 2020 00:00:00 | FALSE | FALSE | FALSE | [6 empty] | AC | [7 empty] | FALSE
PWDL2OI3 | HK Syhdee LIGHTING Co., LIMITED. | SYHDEE | SYHU-T8GABUL1218T-30-A | Linear Replacement Lamp | T8 Four-Foot | Dual Mode Internal Driver (UL Type A and Type B) |  | standard | TRUE |  | 2471 | 132.56 | 18.64 | 17.68 | 0.953 | 2941 | 81.6 | 5 | 50000 | September, 11 2017 00:00:00 | Not Dimmable | Not Dimmable | No |  | BBBDSH | [15 empty] | 85.4 |  | 1.24 | 1.22 | [6 empty] | 5 | 2512 | 118.1 | 21.27 | 20 | 0.9 | 3000 | 80 |  |  |  | FALSE | FALSE | FALSE | [8 empty] | March, 30 2020 00:00:00 | FALSE | FALSE | FALSE | [6 empty] | AC | [7 empty] | FALSE
PX2BBWUI | HK Syhdee LIGHTING Co., LIMITED. | SYHDEE | SYHU-T8GABUL1215T-45-A | Linear Replacement Lamp | T8 Four-Foot | Dual Mode Internal Driver (UL Type A and Type B) |  | standard | FALSE | [10 empty] | September, 11 2017 00:00:00 | Not Dimmable | Not Dimmable | No |  | BBBDSJ | [25 empty] | 5 | 2138 | 117.34 | 18.22 | 20 | 0.9 | 4500 | 80 |  |  |  | FALSE | FALSE | FALSE | [8 empty] | March, 30 2020 00:00:00 | FALSE | FALSE | FALSE | [6 empty] | AC | [7 empty] | FALSE
PZ1WSON0 | HK Syhdee LIGHTING Co., LIMITED. | SYHDEE | SYHU-T8GABUL1218T-45-A | Linear Replacement Lamp | T8 Four-Foot | Dual Mode Internal Driver (UL Type A and Type B) |  | standard | FALSE | [10 empty] | September, 11 2017 00:00:00 | Not Dimmable | Not Dimmable | No |  | BBBDSH | [25 empty] | 5 | 2551 | 119.88 | 21.28 | 20 | 0.9 | 4500 | 80 |  |  |  | FALSE | FALSE | FALSE | [8 empty] | March, 30 2020 00:00:00 | FALSE | FALSE | FALSE | [6 empty] | AC | [7 empty] | FALSE
PXNC34DD | HK Syhdee LIGHTING Co., LIMITED. | SYHDEE | SYHU-T8GABUL1212T-50-A | Linear Replacement Lamp | T8 Four-Foot | Dual Mode Internal Driver (UL Type A and Type B) |  | standard | FALSE | [10 empty] | September, 11 2017 00:00:00 | Not Dimmable | Not Dimmable | NO | Product updated on 11/2/2017 | BBBDSK | [25 empty] | 5 | 1900 | 146.154 | 13 | 20 | 0.9 | 5000 | 80 |  |  |  | FALSE | FALSE | FALSE | [8 empty] | March, 30 2020 00:00:00 | FALSE | FALSE | FALSE | [6 empty] | AC | [7 empty] | FALSE
PLO5XW7E | HK Syhdee LIGHTING Co., LIMITED. | SYHDEE | SYHU-T8GABUL1212T-40-A | Linear Replacement Lamp | T8 Four-Foot | Dual Mode Internal Driver (UL Type A and Type B) |  | standard | FALSE | [10 empty] | September, 11 2017 00:00:00 | Not Dimmable | Not Dimmable | NO | Product updated on 11/2/2017 | BBBDSK | [25 empty] | 5 | 1900 | 146.154 | 13 | 20 | 0.9 | 4000 | 80 |  |  |  | FALSE | FALSE | FALSE | [8 empty] | March, 30 2020 00:00:00 | FALSE | FALSE | FALSE | [6 empty] | AC | [7 empty] | FALSE
PYU58LNQ | HK Syhdee LIGHTING Co., LIMITED. | SYHDEE | SYHU-T8GABUL1212T-45-A | Linear Replacement Lamp | T8 Four-Foot | Dual Mode Internal Driver (UL Type A and Type B) |  | standard | FALSE | [10 empty] | September, 11 2017 00:00:00 | Not Dimmable | Not Dimmable | NO | Product updated on 11/2/2017 | BBBDSK | [25 empty] | 5 | 1900 | 146.154 | 13 | 20 | 0.9 | 4500 | 80 |  |  |  | FALSE | FALSE | FALSE | [8 empty] | March, 30 2020 00:00:00 | FALSE | FALSE | FALSE | [6 empty] | AC | [7 empty] | FALSE
PDR2QJ8G | HK Syhdee LIGHTING Co., LIMITED. | SYHDEE | SYHU-T8GABUL1215T-35-A | Linear Replacement Lamp | T8 Four-Foot | Dual Mode Internal Driver (UL Type A and Type B) |  | standard | FALSE | [10 empty] | September, 11 2017 00:00:00 | Not Dimmable | Not Dimmable | No |  | BBBDSJ | [25 empty] | 5 | 2122 | 116.47 | 18.22 | 20 | 0.9 | 3500 | 80 |  |  |  | FALSE | FALSE | FALSE | [8 empty] | March, 30 2020 00:00:00 | FALSE | FALSE | FALSE | [6 empty] | AC | [7 empty] | FALSE
PXOV530V | HK Syhdee LIGHTING Co., LIMITED. | SYHDEE | SYHU-T8GABUL1215T-50-A | Linear Replacement Lamp | T8 Four-Foot | Dual Mode Internal Driver (UL Type A and Type B) |  | standard | FALSE | [10 empty] | September, 11 2017 00:00:00 | Not Dimmable | Not Dimmable | No |  | BBBDSJ | [25 empty] | 5 | 2144 | 117.8 | 18.2 | 20 | 0.9 | 5000 | 80 |  |  |  | FALSE | FALSE | FALSE | [8 empty] | March, 30 2020 00:00:00 | FALSE | FALSE | FALSE | [6 empty] | AC | [7 empty] | FALSE
PWUT10GG | HK Syhdee LIGHTING Co., LIMITED. | SYHDEE | SYHU-T8GABUL1212T-35-A | Linear Replacement Lamp | T8 Four-Foot | Dual Mode Internal Driver (UL Type A and Type B) |  | standard | FALSE | [10 empty] | September, 11 2017 00:00:00 | Not Dimmable | Not Dimmable | NO | Product updated on 11/2/2017 | BBBDSK | [25 empty] | 5 | 1800 | 138.462 | 13 | 20 | 0.9 | 3500 | 80 |  |  |  | FALSE | FALSE | FALSE | [8 empty] | March, 30 2020 00:00:00 | FALSE | FALSE | FALSE | [6 empty] | AC | [7 empty] | FALSE
P7HGJC9B | HK Syhdee LIGHTING Co., LIMITED. | SYHDEE | SYHU-T8GABUL1218T-35-A | Linear Replacement Lamp | T8 Four-Foot | Dual Mode Internal Driver (UL Type A and Type B) |  | standard | FALSE | [10 empty] | September, 11 2017 00:00:00 | Not Dimmable | Not Dimmable | No |  | BBBDSH | [25 empty] | 5 | 2525 | 118.66 | 21.28 | 20 | 0.9 | 3500 | 80 |  |  |  | FALSE | FALSE | FALSE | [8 empty] | March, 30 2020 00:00:00 | FALSE | FALSE | FALSE | [6 empty] | AC | [7 empty] | FALSE
PTA3CZYQ | HK Syhdee LIGHTING Co., LIMITED. | SYHDEE | SYHU-T8GABUL1215T-40-A | Linear Replacement Lamp | T8 Four-Foot | Dual Mode Internal Driver (UL Type A and Type B) |  | standard | FALSE | [10 empty] | September, 11 2017 00:00:00 | Not Dimmable | Not Dimmable | No |  | BBBDSJ | [25 empty] | 5 | 2130 | 116.9 | 18.22 | 20 | 0.9 | 4000 | 80 |  |  |  | FALSE | FALSE | FALSE | [8 empty] | March, 30 2020 00:00:00 | FALSE | FALSE | FALSE | [6 empty] | AC | [7 empty] | FALSE
PC6VGRVB | HK Syhdee LIGHTING Co., LIMITED. | SYHDEE | SYHU-T8GABUL1215T-30-A | Linear Replacement Lamp | T8 Four-Foot | Dual Mode Internal Driver (UL Type A and Type B) |  | standard | TRUE |  | 2114 | 115.96 | 18.23 | 6.19 | 0.9635 | 2934 | 82.1 | 5 | 50000 | September, 11 2017 00:00:00 | Not Dimmable | Not Dimmable | No |  | BBBDSJ | [15 empty] | 85.4 |  | 1.26 | 1.2 | [6 empty] | 5 | 2114 | 115.96 | 18.23 | 20 | 0.9 | 3000 | 80 |  |  |  | FALSE | FALSE | FALSE | [8 empty] | March, 30 2020 00:00:00 | FALSE | FALSE | FALSE | [6 empty] | AC | [7 empty] | FALSE
PLA6YJJG8UR7 | P.Q.L. Inc. | Superior Life | 91400 | Linear Replacement Lamp | T8 Four-Foot | Replacement Lamps (plug and play) (UL Type A) |  | standard | FALSE | [10 empty] | September, 08 2017 00:00:00 | Not Dimmable | Not Dimmable | FALSE |  | ZAZZAE | [25 empty] | 4.4 | 1900 | 112 | 16 | 12.41 | 0.97 | 4000 | 83 |  |  |  | FALSE | FALSE | FALSE | [8 empty] | November, 02 2018 00:00:00 | FALSE | FALSE | FALSE | [6 empty] | AC | [7 empty] | FALSE
PLY43R9MV4VU | P.Q.L. Inc. | Superior Life | 91401 | Linear Replacement Lamp | T8 Four-Foot | Replacement Lamps (plug and play) (UL Type A) |  | standard | FALSE | [10 empty] | September, 08 2017 00:00:00 | Not Dimmable | Not Dimmable | FALSE |  | ZAZZAE | [25 empty] | 4.4 | 2000 | 115 | 16 | 12.41 | 0.97 | 5000 | 83 |  |  |  | FALSE | FALSE | FALSE | [8 empty] | November, 02 2018 00:00:00 | FALSE | FALSE | FALSE | [6 empty] | AC | [7 empty] | FALSE
PYSZSNFM | Axis LED Group | PATRIOT PRODUCTS | PT-T8ILT4-18W-BC 30K-C | Linear Replacement Lamp | T8 Four-Foot | Dual Mode Internal Driver (UL Type A and Type B) |  | standard | FALSE | [10 empty] | September, 08 2017 00:00:00 | Not Yet Verified | Not Yet Verified | NotYetVerified |  | KKLACF | [25 empty] | 5 | 2580 | 140 | 18 | 20 | 0.9 | 3000 | 83 |  |  |  | FALSE | FALSE | FALSE | [8 empty] | March, 30 2020 00:00:00 | FALSE | FALSE | FALSE | [6 empty] | AC | [7 empty] | FALSE
P2DJPCJ7 | Axis LED Group | PATRIOT PRODUCTS | PT-T8ILT4-18W-BC 35K-F | Linear Replacement Lamp | T8 Four-Foot | Dual Mode Internal Driver (UL Type A and Type B) |  | standard | FALSE | [10 empty] | September, 08 2017 00:00:00 | Not Yet Verified | Not Yet Verified | NotYetVerified |  | KKLACF | [25 empty] | 5 | 2400 | 130 | 18 | 20 | 0.9 | 3500 | 83 |  |  |  | FALSE | FALSE | FALSE | [8 empty] | March, 30 2020 00:00:00 | FALSE | FALSE | FALSE | [6 empty] | AC | [7 empty] | FALSE
P3ENWSE5 | Axis LED Group | PATRIOT PRODUCTS | PT-T8ILT4-14W-PP 30K-F | Linear Replacement Lamp | T8 Four-Foot | Replacement Lamps (plug and play) (UL Type A) |  | standard | TRUE |  | 1920 | 133.33 | 14.4 | 9.66 | 0.9019 | 3025 | 81.9 | 5 | 50000 | September, 08 2017 00:00:00 | Not Dimmable | Not Dimmable | NotYetVerified |  | KKKZZN | [15 empty] | 84.6 |  | 1.38 | 1.22 | [6 empty] | 5 | 1920 | 133.33 | 14.4 | 20 | 0.9 | 3000 | 81.8 |  |  |  | FALSE | FALSE | FALSE | [8 empty] | March, 30 2020 00:00:00 | FALSE | FALSE | FALSE | [6 empty] | AC | [7 empty] | FALSE
PMBDFTG7 | Axis LED Group | PATRIOT PRODUCTS | PT-T8ILT4-12W-BC 30K-F | Linear Replacement Lamp | T8 Four-Foot | Dual Mode Internal Driver (UL Type A and Type B) |  | standard | TRUE |  | 1705 | 141.11 | 12.21 | 14.28 | 0.9019 | 3002 | 83.1 | 5 | 50000 | September, 08 2017 00:00:00 | Not Dimmable | Not Dimmable | No |  | KKLABG | [15 empty] | 88.5 |  | 1.37 | 1.16 | [6 empty] | 5 | 1700 | 142 | 12 | 20 | 0.9 | 3000 | 85 |  |  |  | FALSE | FALSE | FALSE | [8 empty] | March, 30 2020 00:00:00 | FALSE | FALSE | FALSE | [6 empty] | AC | [7 empty] | FALSE
PA5KCR2K | Axis LED Group | PATRIOT PRODUCTS | PT-T8ILT4-20W-BC 35K-F | Linear Replacement Lamp | T8 Four-Foot | Dual Mode Internal Driver (UL Type A and Type B) |  | standard | FALSE | [10 empty] | September, 08 2017 00:00:00 | Not Dimmable | Not Dimmable | NotYetVerified |  | KKLABT | [25 empty] | 5 | 2697 | 134.35 | 20.08 | 20 | 0.9 | 3500 | 83 |  |  |  | FALSE | FALSE | FALSE | [8 empty] | March, 30 2020 00:00:00 | FALSE | FALSE | FALSE | [6 empty] | AC | [7 empty] | FALSE
PENWQ27D | Axis LED Group | PATRIOT PRODUCTS | PT-T8ILT4-14W-PP 40K-C | Linear Replacement Lamp | T8 Four-Foot | Replacement Lamps (plug and play) (UL Type A) |  | standard | FALSE | [10 empty] | September, 08 2017 00:00:00 | Not Dimmable | Not Dimmable | NotYetVerified |  | KKKZZN | [25 empty] | 5 | 2050 | 142.4 | 14.4 | 12.37 | 0.9056 | 4000 | 81.7 |  |  |  | FALSE | FALSE | FALSE | [8 empty] | March, 30 2020 00:00:00 | FALSE | FALSE | FALSE | [6 empty] | AC | [7 empty] | FALSE
PCWBVRN9 | Axis LED Group | PATRIOT PRODUCTS | PT-T8ILT4-13W-BC 50K-C | Linear Replacement Lamp | T8 Four-Foot | Dual Mode Internal Driver (UL Type A and Type B) |  | standard | FALSE | [10 empty] | September, 08 2017 00:00:00 | Not Dimmable | Not Dimmable | NotYetVerified |  | KKLABI | [25 empty] | 5 | 1930 | 135 | 14.3 | 20 | 0.9 | 5000 | 83 |  |  |  | FALSE | FALSE | FALSE | [8 empty] | March, 30 2020 00:00:00 | FALSE | FALSE | FALSE | [6 empty] | AC | [7 empty] | FALSE
PF1PGWDR | Axis LED Group | PATRIOT PRODUCTS | PT-T8ILT4-15W-BC 40K-C | Linear Replacement Lamp | T8 Four-Foot | Dual Mode Internal Driver (UL Type A and Type B) |  | standard | FALSE | [10 empty] | September, 08 2017 00:00:00 | Not Yet Verified | Not Yet Verified | NotYetVerified |  | KKLABM | [25 empty] | 5 | 2172 | 133 | 16.3 | 20 | 0.9 | 4000 | 83 |  |  |  | FALSE | FALSE | FALSE | [8 empty] | March, 30 2020 00:00:00 | FALSE | FALSE | FALSE | [6 empty] | AC | [7 empty] | FALSE
PBP5X4WK | Axis LED Group | PATRIOT PRODUCTS | PT-T8ILT4-15W-BC 45K-F | Linear Replacement Lamp | T8 Four-Foot | Dual Mode Internal Driver (UL Type A and Type B) |  | standard | FALSE | [10 empty] | September, 08 2017 00:00:00 | Not Yet Verified | Not Yet Verified | NotYetVerified |  | KKLABM | [25 empty] | 5 | 2172 | 133 | 16.3 | 20 | 0.9 | 4500 | 83 |  |  |  | FALSE | FALSE | FALSE | [8 empty] | March, 30 2020 00:00:00 | FALSE | FALSE | FALSE | [6 empty] | AC | [7 empty] | FALSE
P8WS54SN | Axis LED Group | PATRIOT PRODUCTS | PT-T8ILT4-14W-PP 50K-F | Linear Replacement Lamp | T8 Four-Foot | Replacement Lamps (plug and play) (UL Type A) |  | standard | FALSE | [10 empty] | September, 08 2017 00:00:00 | Not Dimmable | Not Dimmable | NotYetVerified |  | KKKZZN | [25 empty] | 5 | 1920 | 133.33 | 14.4 | 20 | 0.9 | 5000 | 80.7 |  |  |  | FALSE | FALSE | FALSE | [8 empty] | March, 30 2020 00:00:00 | FALSE | FALSE | FALSE | [6 empty] | AC | [7 empty] | FALSE
PEAH68PT | Axis LED Group | PATRIOT PRODUCTS | PT-T8ILT4-12W-BC 45K-F | Linear Replacement Lamp | T8 Four-Foot | Dual Mode Internal Driver (UL Type A and Type B) |  | standard | FALSE | [10 empty] | September, 08 2017 00:00:00 | Not Dimmable | Not Dimmable | No |  | KKLABG | [25 empty] | 5 | 1800 | 150 | 12 | 20 | 0.9 | 4500 | 85 |  |  |  | FALSE | FALSE | FALSE | [8 empty] | March, 30 2020 00:00:00 | FALSE | FALSE | FALSE | [6 empty] | AC | [7 empty] | FALSE
PCHUNAT1 | Axis LED Group | PATRIOT PRODUCTS | PT-T8ILT4-18W-BC 40K-C | Linear Replacement Lamp | T8 Four-Foot | Dual Mode Internal Driver (UL Type A and Type B) |  | standard | FALSE | [10 empty] | September, 08 2017 00:00:00 | Not Yet Verified | Not Yet Verified | NotYetVerified |  | KKLACF | [25 empty] | 5 | 2580 | 140 | 18 | 20 | 0.9 | 4000 | 83 |  |  |  | FALSE | FALSE | FALSE | [8 empty] | March, 30 2020 00:00:00 | FALSE | FALSE | FALSE | [6 empty] | AC | [7 empty] | FALSE
P8K6MABD | Axis LED Group | PATRIOT PRODUCTS | PT-T8ILT4-18W-BC 45K-C | Linear Replacement Lamp | T8 Four-Foot | Dual Mode Internal Driver (UL Type A and Type B) |  | standard | FALSE | [10 empty] | September, 08 2017 00:00:00 | Not Yet Verified | Not Yet Verified | NotYetVerified |  | KKLACF | [25 empty] | 5 | 2580 | 140 | 18 | 20 | 0.9 | 4500 | 83 |  |  |  | FALSE | FALSE | FALSE | [8 empty] | March, 30 2020 00:00:00 | FALSE | FALSE | FALSE | [6 empty] | AC | [7 empty] | FALSE
PG1UX4DR | Axis LED Group | PATRIOT PRODUCTS | PT-T8ILT4-18W-BC 50K-F | Linear Replacement Lamp | T8 Four-Foot | Dual Mode Internal Driver (UL Type A and Type B) |  | standard | FALSE | [10 empty] | September, 08 2017 00:00:00 | Not Yet Verified | Not Yet Verified | NotYetVerified |  | KKLACF | [25 empty] | 5 | 2400 | 130 | 18 | 20 | 0.9 | 5000 | 83 |  |  |  | FALSE | FALSE | FALSE | [8 empty] | March, 30 2020 00:00:00 | FALSE | FALSE | FALSE | [6 empty] | AC | [7 empty] | FALSE
P1QK7XN5 | Axis LED Group | PATRIOT PRODUCTS | PT-T8ILT4-18W-BC 30K-F | Linear Replacement Lamp | T8 Four-Foot | Dual Mode Internal Driver (UL Type A and Type B) |  | standard | TRUE |  | 2399 | 130.56 | 18.1 | 6.74 | 0.9426 | 3001 | 82.2 | 5 | 50000 | September, 08 2017 00:00:00 | Not Yet Verified | Not Yet Verified | NotYetVerified |  | KKLACF | [15 empty] | 86.83 |  | 1.22 | 1.32 | [6 empty] | 5 | 2400 | 130 | 18 | 20 | 0.9 | 3000 | 83 |  |  |  | FALSE | FALSE | FALSE | [8 empty] | March, 30 2020 00:00:00 | FALSE | FALSE | FALSE | [6 empty] | AC | [7 empty] | FALSE
P4QBCCR9 | Axis LED Group | PATRIOT PRODUCTS | PT-T8ILT4-12W-PP 30K-C | Linear Replacement Lamp | T8 Four-Foot | Replacement Lamps (plug and play) (UL Type A) |  | standard | FALSE | [10 empty] | September, 08 2017 00:00:00 | Not Dimmable | Not Dimmable | NotYetVerified |  | KKKZZM | [25 empty] | 5 | 1900 | 141.8 | 13.35 | 10.6 | 0.9063 | 3000 | 81.6 |  |  |  | FALSE | FALSE | FALSE | [8 empty] | March, 30 2020 00:00:00 | FALSE | FALSE | FALSE | [6 empty] | AC | [7 empty] | FALSE
PEDYDBS4 | Axis LED Group | PATRIOT PRODUCTS | PT-T8ILT4-20W-BC 40K-F | Linear Replacement Lamp | T8 Four-Foot | Dual Mode Internal Driver (UL Type A and Type B) |  | standard | FALSE | [10 empty] | September, 08 2017 00:00:00 | Not Dimmable | Not Dimmable | NotYetVerified |  | KKLABT | [25 empty] | 5 | 2697 | 134.35 | 20.08 | 20 | 0.9 | 4000 | 83 |  |  |  | FALSE | FALSE | FALSE | [8 empty] | March, 30 2020 00:00:00 | FALSE | FALSE | FALSE | [6 empty] | AC | [7 empty] | FALSE
PSY2FQ9T | Axis LED Group | PATRIOT PRODUCTS | PT-T8ILT4-15W-BC 40K-F | Linear Replacement Lamp | T8 Four-Foot | Dual Mode Internal Driver (UL Type A and Type B) |  | standard | FALSE | [10 empty] | September, 08 2017 00:00:00 | Not Yet Verified | Not Yet Verified | NotYetVerified |  | KKLABM | [25 empty] | 5 | 2172 | 133 | 16.3 | 20 | 0.9 | 4000 | 83 |  |  |  | FALSE | FALSE | FALSE | [8 empty] | March, 30 2020 00:00:00 | FALSE | FALSE | FALSE | [6 empty] | AC | [7 empty] | FALSE
P8THX28X | Axis LED Group | PATRIOT PRODUCTS | PT-T8ILT4-12W-PP 45K-F | Linear Replacement Lamp | T8 Four-Foot | Replacement Lamps (plug and play) (UL Type A) |  | standard | FALSE | [10 empty] | September, 08 2017 00:00:00 | Not Dimmable | Not Dimmable | NotYetVerified |  | KKKZZM | [25 empty] | 5 | 1769 | 132.51 | 13.35 | 20 | 0.9 | 4500 | 81.8 |  |  |  | FALSE | FALSE | FALSE | [8 empty] | March, 30 2020 00:00:00 | FALSE | FALSE | FALSE | [6 empty] | AC | [7 empty] | FALSE
PSMAGQ35 | Axis LED Group | PATRIOT PRODUCTS | PT-T8ILT4-14W-PP 45K-F | Linear Replacement Lamp | T8 Four-Foot | Replacement Lamps (plug and play) (UL Type A) |  | standard | FALSE | [10 empty] | September, 08 2017 00:00:00 | Not Dimmable | Not Dimmable | NotYetVerified |  | KKKZZN | [25 empty] | 5 | 1920 | 133.33 | 14.4 | 20 | 0.9 | 4500 | 81.8 |  |  |  | FALSE | FALSE | FALSE | [8 empty] | March, 30 2020 00:00:00 | FALSE | FALSE | FALSE | [6 empty] | AC | [7 empty] | FALSE
P764YZBK | Axis LED Group | PATRIOT PRODUCTS | PT-T8ILT4-20W-BC 50K-F | Linear Replacement Lamp | T8 Four-Foot | Dual Mode Internal Driver (UL Type A and Type B) |  | standard | FALSE | [10 empty] | September, 08 2017 00:00:00 | Not Dimmable | Not Dimmable | NotYetVerified |  | KKLABT | [25 empty] | 5 | 2697 | 134.35 | 20.08 | 20 | 0.9 | 5000 | 83 |  |  |  | FALSE | FALSE | FALSE | [8 empty] | March, 30 2020 00:00:00 | FALSE | FALSE | FALSE | [6 empty] | AC | [7 empty] | FALSE
PQ8SXX7P | Axis LED Group | PATRIOT PRODUCTS | PT-T8ILT4-20W-BC 50K-C | Linear Replacement Lamp | T8 Four-Foot | Dual Mode Internal Driver (UL Type A and Type B) |  | standard | FALSE | [10 empty] | September, 08 2017 00:00:00 | Not Dimmable | Not Dimmable | NotYetVerified |  | KKLABS | [25 empty] | 5 | 2807 | 140.6 | 19.97 | 20 | 0.9 | 5000 | 83 |  |  |  | FALSE | FALSE | FALSE | [8 empty] | March, 30 2020 00:00:00 | FALSE | FALSE | FALSE | [6 empty] | AC | [7 empty] | FALSE
PK4XUDHS | Axis LED Group | PATRIOT PRODUCTS | PT-T8ILT4-14W-PP 35K-F | Linear Replacement Lamp | T8 Four-Foot | Replacement Lamps (plug and play) (UL Type A) |  | standard | FALSE | [10 empty] | September, 08 2017 00:00:00 | Not Dimmable | Not Dimmable | NotYetVerified |  | KKKZZN | [25 empty] | 5 | 1920 | 133.33 | 14.4 | 20 | 0.9 | 3500 | 81.8 |  |  |  | FALSE | FALSE | FALSE | [8 empty] | March, 30 2020 00:00:00 | FALSE | FALSE | FALSE | [6 empty] | AC | [7 empty] | FALSE
PRD1982M | Axis LED Group | PATRIOT PRODUCTS | PT-T8ILT4-20W-BC 35K-C | Linear Replacement Lamp | T8 Four-Foot | Dual Mode Internal Driver (UL Type A and Type B) |  | standard | FALSE | [10 empty] | September, 08 2017 00:00:00 | Not Dimmable | Not Dimmable | NotYetVerified |  | KKLABS | [25 empty] | 5 | 2807 | 140.6 | 19.97 | 20 | 0.9 | 3500 | 83 |  |  |  | FALSE | FALSE | FALSE | [8 empty] | March, 30 2020 00:00:00 | FALSE | FALSE | FALSE | [6 empty] | AC | [7 empty] | FALSE
P3VRP1SD | Axis LED Group | PATRIOT PRODUCTS | PT-T8ILT4-12W-PP 40K-F | Linear Replacement Lamp | T8 Four-Foot | Replacement Lamps (plug and play) (UL Type A) |  | standard | FALSE | [10 empty] | September, 08 2017 00:00:00 | Not Dimmable | Not Dimmable | NotYetVerified |  | KKKZZM | [25 empty] | 5 | 1769 | 132.51 | 13.35 | 20 | 0.9 | 4000 | 81.8 |  |  |  | FALSE | FALSE | FALSE | [8 empty] | March, 30 2020 00:00:00 | FALSE | FALSE | FALSE | [6 empty] | AC | [7 empty] | FALSE
PAR3G7JH | Axis LED Group | PATRIOT PRODUCTS | PT-T8ILT4-15W-BC 30K-F | Linear Replacement Lamp | T8 Four-Foot | Dual Mode Internal Driver (UL Type A and Type B) |  | standard | TRUE |  | 2172 | 133.25 | 16.3 | 6.91 | 0.9572 | 3012 | 81.8 | 5 | 50000 | September, 08 2017 00:00:00 | Not Yet Verified | Not Yet Verified | NotYetVerified |  | KKLABM | [15 empty] | 90 |  | 1.16 | 1.38 | [6 empty] | 5 | 2172 | 133 | 16.3 | 20 | 0.9 | 3000 | 83 |  |  |  | FALSE | FALSE | FALSE | [8 empty] | March, 30 2020 00:00:00 | FALSE | FALSE | FALSE | [6 empty] | AC | [7 empty] | FALSE
PLE58DP19RQT | P.Q.L. Inc. | SUPERIOR LIFE | 91398 | Linear Replacement Lamp | T8 Four-Foot | Replacement Lamps (plug and play) (UL Type A) |  | standard | TRUE |  | 1955 | 119 | 16.43 | 12.41 | 0.9634 | 3056 | 81.3 | 5 | 50000 | September, 08 2017 00:00:00 | Not Dimmable | Not Dimmable | FALSE |  | ZAZZAE | [15 empty] | 84 |  | 1.24 | 1.22 | [6 empty] | 4.4 | 1800 | 110 | 16 | 12.41 | 0.97 | 3000 | 83 |  |  |  | FALSE | FALSE | FALSE | [8 empty] | November, 02 2018 00:00:00 | FALSE | FALSE | FALSE | [6 empty] | AC | [7 empty] | FALSE
PNQDJ6PY | Axis LED Group | PATRIOT PRODUCTS | PT-T8ILT4-18W-BC 50K-C | Linear Replacement Lamp | T8 Four-Foot | Dual Mode Internal Driver (UL Type A and Type B) |  | standard | FALSE | [10 empty] | September, 08 2017 00:00:00 | Not Yet Verified | Not Yet Verified | NotYetVerified |  | KKLACF | [25 empty] | 5 | 2580 | 140 | 18 | 20 | 0.9 | 5000 | 83 |  |  |  | FALSE | FALSE | FALSE | [8 empty] | March, 30 2020 00:00:00 | FALSE | FALSE | FALSE | [6 empty] | AC | [7 empty] | FALSE
PVT82999 | Axis LED Group | PATRIOT PRODUCTS | PT-T8ILT4-13W-BC 40K-C | Linear Replacement Lamp | T8 Four-Foot | Dual Mode Internal Driver (UL Type A and Type B) |  | standard | TRUE |  | 1930 | 135.06 | 14.3 | 14.92 | 0.9034 | 3996 | 82.7 | 5 | 50000 | September, 08 2017 00:00:00 | Not Dimmable | Not Dimmable | NotYetVerified |  | KKLABI | [15 empty] | 85.3 |  | 1.3 | 1.23 | [6 empty] | 5 | 1930 | 135 | 14.3 | 20 | 0.9 | 4000 | 83 |  |  |  | FALSE | FALSE | FALSE | [8 empty] | March, 30 2020 00:00:00 | FALSE | FALSE | FALSE | [6 empty] | AC | [7 empty] | FALSE
PYJ636ES | Axis LED Group | PATRIOT PRODUCTS | PT-T8ILT4-13W-BC 40K-F | Linear Replacement Lamp | T8 Four-Foot | Dual Mode Internal Driver (UL Type A and Type B) |  | standard | TRUE |  | 1850 | 131.2 | 14.1 | 14.45 | 0.9042 | 3995 | 82.6 | 5 | 50000 | September, 08 2017 00:00:00 | Not Dimmable | Not Dimmable | NotYetVerified |  | KKLABJ | [15 empty] | 84.5 |  | 1.33 | 1.23 | [6 empty] | 5 | 1850 | 130 | 14.2 | 20 | 0.9 | 4000 | 81 |  |  |  | FALSE | FALSE | FALSE | [8 empty] | March, 30 2020 00:00:00 | FALSE | FALSE | FALSE | [6 empty] | AC | [7 empty] | FALSE
PRNR4MYR | Axis LED Group | PATRIOT PRODUCTS | PT-T8ILT4-16W-PP 35K-F | Linear Replacement Lamp | T8 Four-Foot | Replacement Lamps (plug and play) (UL Type A) |  | standard | FALSE | [10 empty] | September, 08 2017 00:00:00 | Not Dimmable | Not Dimmable | NotYetVerified |  | KKKZZO | [25 empty] | 5 | 2112 | 130.77 | 16.15 | 20 | 0.9 | 3500 | 81.8 |  |  |  | FALSE | FALSE | FALSE | [8 empty] | March, 30 2020 00:00:00 | FALSE | FALSE | FALSE | [6 empty] | AC | [7 empty] | FALSE
P87TCWVR | Axis LED Group | PATRIOT PRODUCTS | PT-T8ILT4-12W-BC 35K-F | Linear Replacement Lamp | T8 Four-Foot | Dual Mode Internal Driver (UL Type A and Type B) |  | standard | FALSE | [10 empty] | September, 08 2017 00:00:00 | Not Dimmable | Not Dimmable | No |  | KKLABG | [25 empty] | 5 | 1700 | 142 | 12 | 20 | 0.9 | 3500 | 85 |  |  |  | FALSE | FALSE | FALSE | [8 empty] | March, 30 2020 00:00:00 | FALSE | FALSE | FALSE | [6 empty] | AC | [7 empty] | FALSE
P6P4UZ2R | Axis LED Group | PATRIOT PRODUCTS | PT-T8ILT4-15W-BC 35K-F | Linear Replacement Lamp | T8 Four-Foot | Dual Mode Internal Driver (UL Type A and Type B) |  | standard | FALSE | [10 empty] | September, 08 2017 00:00:00 | Not Yet Verified | Not Yet Verified | NotYetVerified |  | KKLABM | [25 empty] | 5 | 2172 | 133 | 16.3 | 20 | 0.9 | 3500 | 83 |  |  |  | FALSE | FALSE | FALSE | [8 empty] | March, 30 2020 00:00:00 | FALSE | FALSE | FALSE | [6 empty] | AC | [7 empty] | FALSE
P2QJFJCF | Axis LED Group | PATRIOT PRODUCTS | PT-T8ILT4-14W-PP 40K-F | Linear Replacement Lamp | T8 Four-Foot | Replacement Lamps (plug and play) (UL Type A) |  | standard | FALSE | [10 empty] | September, 08 2017 00:00:00 | Not Dimmable | Not Dimmable | NotYetVerified |  | KKKZZN | [25 empty] | 5 | 1920 | 133.33 | 14.4 | 20 | 0.9 | 4000 | 81.8 |  |  |  | FALSE | FALSE | FALSE | [8 empty] | March, 30 2020 00:00:00 | FALSE | FALSE | FALSE | [6 empty] | AC | [7 empty] | FALSE
PV3RF719 | Axis LED Group | PATRIOT PRODUCTS | PT-T8ILT4-20W-BC 30K-F | Linear Replacement Lamp | T8 Four-Foot | Dual Mode Internal Driver (UL Type A and Type B) |  | standard | TRUE |  | 2697 | 134.35 | 20.08 | 6.38 | 0.9693 | 3017 | 82.2 | 5 | 50000 | September, 08 2017 00:00:00 | Not Dimmable | Not Dimmable | NotYetVerified |  | KKLABT | [15 empty] | 90.3 |  | 1.16 | 1.36 | [6 empty] | 5 | 2697 | 134.35 | 20.08 | 20 | 0.9 | 3000 | 83 |  |  |  | FALSE | FALSE | FALSE | [8 empty] | March, 30 2020 00:00:00 | FALSE | FALSE | FALSE | [6 empty] | AC | [7 empty] | FALSE
P1RT4RZA | Axis LED Group | PATRIOT PRODUCTS | PT-T8ILT4-12W-PP 45K-C | Linear Replacement Lamp | T8 Four-Foot | Replacement Lamps (plug and play) (UL Type A) |  | standard | FALSE | [10 empty] | September, 08 2017 00:00:00 | Not Dimmable | Not Dimmable | NotYetVerified |  | KKKZZM | [25 empty] | 5 | 1900 | 141.8 | 13.35 | 10.6 | 0.9063 | 4500 | 81.6 |  |  |  | FALSE | FALSE | FALSE | [8 empty] | March, 30 2020 00:00:00 | FALSE | FALSE | FALSE | [6 empty] | AC | [7 empty] | FALSE
P3MQCN9M | Axis LED Group | PATRIOT PRODUCTS | PT-T8ILT4-16W-PP 45K-F | Linear Replacement Lamp | T8 Four-Foot | Replacement Lamps (plug and play) (UL Type A) |  | standard | FALSE | [10 empty] | September, 08 2017 00:00:00 | Not Dimmable | Not Dimmable | NotYetVerified |  | KKKZZO | [25 empty] | 5 | 2112 | 130.77 | 16.15 | 20 | 0.9 | 4500 | 81.8 |  |  |  | FALSE | FALSE | FALSE | [8 empty] | March, 30 2020 00:00:00 | FALSE | FALSE | FALSE | [6 empty] | AC | [7 empty] | FALSE
P62MAE98 | Axis LED Group | PATRIOT PRODUCTS | PT-T8ILT4-14W-PP 30K-C | Linear Replacement Lamp | T8 Four-Foot | Replacement Lamps (plug and play) (UL Type A) |  | standard | FALSE | [10 empty] | September, 08 2017 00:00:00 | Not Dimmable | Not Dimmable | NotYetVerified |  | KKKZZN | [25 empty] | 5 | 2050 | 142.4 | 14.4 | 12.37 | 0.9056 | 3000 | 81.7 |  |  |  | FALSE | FALSE | FALSE | [8 empty] | March, 30 2020 00:00:00 | FALSE | FALSE | FALSE | [6 empty] | AC | [7 empty] | FALSE
PFWWEHGB | Axis LED Group | PATRIOT PRODUCTS | PT-T8ILT4-15W-BC 30K-C | Linear Replacement Lamp | T8 Four-Foot | Dual Mode Internal Driver (UL Type A and Type B) |  | standard | FALSE | [10 empty] | September, 08 2017 00:00:00 | Not Yet Verified | Not Yet Verified | NotYetVerified |  | KKLABM | [25 empty] | 5 | 2172 | 133 | 16.3 | 20 | 0.9 | 3000 | 83 |  |  |  | FALSE | FALSE | FALSE | [8 empty] | March, 30 2020 00:00:00 | FALSE | FALSE | FALSE | [6 empty] | AC | [7 empty] | FALSE
PC2VEWDU | Axis LED Group | PATRIOT PRODUCTS | PT-T8ILT4-15W-BC 45K-C | Linear Replacement Lamp | T8 Four-Foot | Dual Mode Internal Driver (UL Type A and Type B) |  | standard | FALSE | [10 empty] | September, 08 2017 00:00:00 | Not Yet Verified | Not Yet Verified | NotYetVerified |  | KKLABM | [25 empty] | 5 | 2172 | 133 | 16.3 | 20 | 0.9 | 4500 | 83 |  |  |  | FALSE | FALSE | FALSE | [8 empty] | March, 30 2020 00:00:00 | FALSE | FALSE | FALSE | [6 empty] | AC | [7 empty] | FALSE
PXDBZ7FF | Axis LED Group | PATRIOT PRODUCTS | PT-T8ILT4-12W-PP 50K-F | Linear Replacement Lamp | T8 Four-Foot | Replacement Lamps (plug and play) (UL Type A) |  | standard | FALSE | [10 empty] | September, 08 2017 00:00:00 | Not Dimmable | Not Dimmable | NotYetVerified |  | KKKZZM | [25 empty] | 5 | 1769 | 132.51 | 13.35 | 20 | 0.9 | 5000 | 80.7 |  |  |  | FALSE | FALSE | FALSE | [8 empty] | March, 30 2020 00:00:00 | FALSE | FALSE | FALSE | [6 empty] | AC | [7 empty] | FALSE
P881Q1Z4 | Axis LED Group | PATRIOT PRODUCTS | PT-T8ILT4-18W-BC 40K-F | Linear Replacement Lamp | T8 Four-Foot | Dual Mode Internal Driver (UL Type A and Type B) |  | standard | FALSE | [10 empty] | September, 08 2017 00:00:00 | Not Yet Verified | Not Yet Verified | NotYetVerified |  | KKLACF | [25 empty] | 5 | 2400 | 130 | 18 | 20 | 0.9 | 4000 | 83 |  |  |  | FALSE | FALSE | FALSE | [8 empty] | March, 30 2020 00:00:00 | FALSE | FALSE | FALSE | [6 empty] | AC | [7 empty] | FALSE
P8XCCQ27 | Axis LED Group | PATRIOT PRODUCTS | PT-T8ILT4-18W-BC 45K-F | Linear Replacement Lamp | T8 Four-Foot | Dual Mode Internal Driver (UL Type A and Type B) |  | standard | FALSE | [10 empty] | September, 08 2017 00:00:00 | Not Yet Verified | Not Yet Verified | NotYetVerified |  | KKLACF | [25 empty] | 5 | 2400 | 130 | 18 | 20 | 0.9 | 4500 | 83 |  |  |  | FALSE | FALSE | FALSE | [8 empty] | March, 30 2020 00:00:00 | FALSE | FALSE | FALSE | [6 empty] | AC | [7 empty] | FALSE
PGH4K2HR | Axis LED Group | PATRIOT PRODUCTS | PT-T8ILT4-16W-PP 30K-F | Linear Replacement Lamp | T8 Four-Foot | Replacement Lamps (plug and play) (UL Type A) |  | standard | TRUE |  | 2112 | 130.77 | 16.15 | 7.36 | 0.9551 | 2982 | 81.2 | 5 | 50000 | September, 08 2017 00:00:00 | Not Dimmable | Not Dimmable | NotYetVerified |  | KKKZZO | [15 empty] | 84.5 |  | 1.25 | 1.21 | [6 empty] | 5 | 2112 | 130.77 | 16.15 | 20 | 0.9 | 3000 | 81.8 |  |  |  | FALSE | FALSE | FALSE | [8 empty] | March, 30 2020 00:00:00 | FALSE | FALSE | FALSE | [6 empty] | AC | [7 empty] | FALSE
PDGPAG4P | Axis LED Group | PATRIOT PRODUCTS | PT-T8ILT4-14W-PP 35K-C | Linear Replacement Lamp | T8 Four-Foot | Replacement Lamps (plug and play) (UL Type A) |  | standard | FALSE | [10 empty] | September, 08 2017 00:00:00 | Not Dimmable | Not Dimmable | NotYetVerified |  | KKKZZN | [25 empty] | 5 | 2050 | 142.4 | 14.4 | 12.37 | 0.9056 | 3500 | 81.7 |  |  |  | FALSE | FALSE | FALSE | [8 empty] | March, 30 2020 00:00:00 | FALSE | FALSE | FALSE | [6 empty] | AC | [7 empty] | FALSE
P3NMRRTF | Axis LED Group | PATRIOT PRODUCTS | PT-T8ILT4-12W-PP 35K-F | Linear Replacement Lamp | T8 Four-Foot | Replacement Lamps (plug and play) (UL Type A) |  | standard | FALSE | [10 empty] | September, 08 2017 00:00:00 | Not Dimmable | Not Dimmable | NotYetVerified |  | KKKZZM | [25 empty] | 5 | 1769 | 132.51 | 13.35 | 20 | 0.9 | 3500 | 81.8 |  |  |  | FALSE | FALSE | FALSE | [8 empty] | March, 30 2020 00:00:00 | FALSE | FALSE | FALSE | [6 empty] | AC | [7 empty] | FALSE
PERVAEZ6 | Axis LED Group | PATRIOT PRODUCTS | PT-T8ILT4-15W-BC 35K-C | Linear Replacement Lamp | T8 Four-Foot | Dual Mode Internal Driver (UL Type A and Type B) |  | standard | FALSE | [10 empty] | September, 08 2017 00:00:00 | Not Yet Verified | Not Yet Verified | NotYetVerified |  | KKLABM | [25 empty] | 5 | 2172 | 133 | 16.3 | 20 | 0.9 | 3500 | 83 |  |  |  | FALSE | FALSE | FALSE | [8 empty] | March, 30 2020 00:00:00 | FALSE | FALSE | FALSE | [6 empty] | AC | [7 empty] | FALSE
PHDJ83AF | Axis LED Group | PATRIOT PRODUCTS | PT-T8ILT4-12W-PP 40K-C | Linear Replacement Lamp | T8 Four-Foot | Replacement Lamps (plug and play) (UL Type A) |  | standard | FALSE | [10 empty] | September, 08 2017 00:00:00 | Not Dimmable | Not Dimmable | NotYetVerified |  | KKKZZM | [25 empty] | 5 | 1900 | 141.8 | 13.35 | 10.6 | 0.9063 | 4000 | 81.6 |  |  |  | FALSE | FALSE | FALSE | [8 empty] | March, 30 2020 00:00:00 | FALSE | FALSE | FALSE | [6 empty] | AC | [7 empty] | FALSE
PG5UNJA7 | Axis LED Group | PATRIOT PRODUCTS | PT-T8ILT4-20W-BC 40K-C | Linear Replacement Lamp | T8 Four-Foot | Dual Mode Internal Driver (UL Type A and Type B) |  | standard | FALSE | [10 empty] | September, 08 2017 00:00:00 | Not Dimmable | Not Dimmable | NotYetVerified |  | KKLABS | [25 empty] | 5 | 2807 | 140.6 | 19.97 | 20 | 0.9 | 4000 | 83 |  |  |  | FALSE | FALSE | FALSE | [8 empty] | March, 30 2020 00:00:00 | FALSE | FALSE | FALSE | [6 empty] | AC | [7 empty] | FALSE
P62C5XHN | Axis LED Group | PATRIOT PRODUCTS | PT-T8ILT4-12W-BC 40K-F | Linear Replacement Lamp | T8 Four-Foot | Dual Mode Internal Driver (UL Type A and Type B) |  | standard | FALSE | [10 empty] | September, 08 2017 00:00:00 | Not Dimmable | Not Dimmable | No |  | KKLABG | [25 empty] | 5 | 1800 | 150 | 12 | 20 | 0.9 | 4000 | 85 |  |  |  | FALSE | FALSE | FALSE | [8 empty] | March, 30 2020 00:00:00 | FALSE | FALSE | FALSE | [6 empty] | AC | [7 empty] | FALSE
P1K9A7VF | Axis LED Group | PATRIOT PRODUCTS | PT-T8ILT4-14W-PP 45K-C | Linear Replacement Lamp | T8 Four-Foot | Replacement Lamps (plug and play) (UL Type A) |  | standard | FALSE | [10 empty] | September, 08 2017 00:00:00 | Not Dimmable | Not Dimmable | NotYetVerified |  | KKKZZN | [25 empty] | 5 | 2050 | 142.4 | 14.4 | 12.37 | 0.9056 | 4500 | 81.7 |  |  |  | FALSE | FALSE | FALSE | [8 empty] | March, 30 2020 00:00:00 | FALSE | FALSE | FALSE | [6 empty] | AC | [7 empty] | FALSE
PXBD1GDX | Axis LED Group | PATRIOT PRODUCTS | PT-T8ILT4-20W-BC 45K-F | Linear Replacement Lamp | T8 Four-Foot | Dual Mode Internal Driver (UL Type A and Type B) |  | standard | FALSE | [10 empty] | September, 08 2017 00:00:00 | Not Dimmable | Not Dimmable | NotYetVerified |  | KKLABT | [25 empty] | 5 | 2697 | 134.35 | 20.08 | 20 | 0.9 | 4500 | 83 |  |  |  | FALSE | FALSE | FALSE | [8 empty] | March, 30 2020 00:00:00 | FALSE | FALSE | FALSE | [6 empty] | AC | [7 empty] | FALSE
P4GZ1KZU | Axis LED Group | PATRIOT PRODUCTS | PT-T8ILT4-12W-BC 50K-F | Linear Replacement Lamp | T8 Four-Foot | Dual Mode Internal Driver (UL Type A and Type B) |  | standard | FALSE | [10 empty] | September, 08 2017 00:00:00 | Not Dimmable | Not Dimmable | No |  | KKLABG | [25 empty] | 5 | 1800 | 150 | 12 | 20 | 0.9 | 5000 | 85 |  |  |  | FALSE | FALSE | FALSE | [8 empty] | March, 30 2020 00:00:00 | FALSE | FALSE | FALSE | [6 empty] | AC | [7 empty] | FALSE
PG2VUQV5 | Axis LED Group | PATRIOT PRODUCTS | PT-T8ILT4-15W-BC 50K-C | Linear Replacement Lamp | T8 Four-Foot | Dual Mode Internal Driver (UL Type A and Type B) |  | standard | FALSE | [10 empty] | September, 08 2017 00:00:00 | Not Yet Verified | Not Yet Verified | NotYetVerified |  | KKLABM | [25 empty] | 5 | 2172 | 133 | 16.3 | 20 | 0.9 | 5000 | 83 |  |  |  | FALSE | FALSE | FALSE | [8 empty] | March, 30 2020 00:00:00 | FALSE | FALSE | FALSE | [6 empty] | AC | [7 empty] | FALSE
PHJ2TMA7 | Axis LED Group | PATRIOT PRODUCTS | PT-T8ILT4-14W-PP 50K-C | Linear Replacement Lamp | T8 Four-Foot | Replacement Lamps (plug and play) (UL Type A) |  | standard | FALSE | [10 empty] | September, 08 2017 00:00:00 | Not Dimmable | Not Dimmable | NotYetVerified |  | KKKZZN | [25 empty] | 5 | 2050 | 142.4 | 14.4 | 12.07 | 0.9043 | 5000 | 81.1 |  |  |  | FALSE | FALSE | FALSE | [8 empty] | March, 30 2020 00:00:00 | FALSE | FALSE | FALSE | [6 empty] | AC | [7 empty] | FALSE
PHEZK2DU | Axis LED Group | PATRIOT PRODUCTS | PT-T8ILT4-16W-PP 50K-F | Linear Replacement Lamp | T8 Four-Foot | Replacement Lamps (plug and play) (UL Type A) |  | standard | FALSE | [10 empty] | September, 08 2017 00:00:00 | Not Dimmable | Not Dimmable | NotYetVerified |  | KKKZZO | [25 empty] | 5 | 2112 | 130.77 | 16.15 | 20 | 0.9 | 5000 | 80.7 |  |  |  | FALSE | FALSE | FALSE | [8 empty] | March, 30 2020 00:00:00 | FALSE | FALSE | FALSE | [6 empty] | AC | [7 empty] | FALSE
PLH27RAKNHNE | P.Q.L. Inc. | Superior Life | 91399 | Linear Replacement Lamp | T8 Four-Foot | Replacement Lamps (plug and play) (UL Type A) |  | standard | FALSE | [10 empty] | September, 08 2017 00:00:00 | Not Dimmable | Not Dimmable | FALSE |  | ZAZZAE | [25 empty] | 4.4 | 1800 | 110 | 16 | 12.41 | 0.97 | 3500 | 83 |  |  |  | FALSE | FALSE | FALSE | [8 empty] | November, 02 2018 00:00:00 | FALSE | FALSE | FALSE | [6 empty] | AC | [7 empty] | FALSE
PF139FHA | Axis LED Group | PATRIOT PRODUCTS | PT-T8ILT4-12W-PP 50K-C | Linear Replacement Lamp | T8 Four-Foot | Replacement Lamps (plug and play) (UL Type A) |  | standard | FALSE | [10 empty] | September, 08 2017 00:00:00 | Not Dimmable | Not Dimmable | NotYetVerified |  | KKKZZM | [25 empty] | 5 | 1900 | 141.8 | 13.35 | 14.63 | 0.9031 | 5000 | 81.6 |  |  |  | FALSE | FALSE | FALSE | [8 empty] | March, 30 2020 00:00:00 | FALSE | FALSE | FALSE | [6 empty] | AC | [7 empty] | FALSE
P4N7A5FG | Axis LED Group | PATRIOT PRODUCTS | PT-T8ILT4-12W-PP 35K-C | Linear Replacement Lamp | T8 Four-Foot | Replacement Lamps (plug and play) (UL Type A) |  | standard | FALSE | [10 empty] | September, 08 2017 00:00:00 | Not Dimmable | Not Dimmable | NotYetVerified |  | KKKZZM | [25 empty] | 5 | 1900 | 141.8 | 13.35 | 10.6 | 0.9063 | 3500 | 81.6 |  |  |  | FALSE | FALSE | FALSE | [8 empty] | March, 30 2020 00:00:00 | FALSE | FALSE | FALSE | [6 empty] | AC | [7 empty] | FALSE
PMKNB5HQ | Axis LED Group | PATRIOT PRODUCTS | PT-T8ILT4-13W-BC 50K-F | Linear Replacement Lamp | T8 Four-Foot | Dual Mode Internal Driver (UL Type A and Type B) |  | standard | FALSE | [10 empty] | September, 08 2017 00:00:00 | Not Dimmable | Not Dimmable | NotYetVerified |  | KKLABJ | [25 empty] | 5 | 1850 | 130 | 14.2 | 20 | 0.9 | 4000 | 81 |  |  |  | FALSE | FALSE | FALSE | [8 empty] | March, 30 2020 00:00:00 | FALSE | FALSE | FALSE | [6 empty] | AC | [7 empty] | FALSE
P4TNC72K | Axis LED Group | PATRIOT PRODUCTS | PT-T8ILT4-16W-PP 40K-F | Linear Replacement Lamp | T8 Four-Foot | Replacement Lamps (plug and play) (UL Type A) |  | standard | FALSE | [10 empty] | September, 08 2017 00:00:00 | Not Dimmable | Not Dimmable | NotYetVerified |  | KKKZZO | [25 empty] | 5 | 2112 | 130.77 | 16.15 | 20 | 0.9 | 4000 | 81.8 |  |  |  | FALSE | FALSE | FALSE | [8 empty] | March, 30 2020 00:00:00 | FALSE | FALSE | FALSE | [6 empty] | AC | [7 empty] | FALSE
PXJHVDPH | Axis LED Group | PATRIOT PRODUCTS | PT-T8ILT4-20W-BC 30K-C | Linear Replacement Lamp | T8 Four-Foot | Dual Mode Internal Driver (UL Type A and Type B) |  | standard | TRUE |  | 2807 | 140.6 | 19.97 | 6.92 | 0.9734 | 3079 | 83.5 | 5 | 50000 | September, 08 2017 00:00:00 | Not Dimmable | Not Dimmable | NotYetVerified |  | KKLABS | [15 empty] | 91.7 |  | 1.2 | 1.4 | [6 empty] | 5 | 2807 | 140.6 | 19.97 | 20 | 0.9 | 3000 | 83 |  |  |  | FALSE | FALSE | FALSE | [8 empty] | March, 30 2020 00:00:00 | FALSE | FALSE | FALSE | [6 empty] | AC | [7 empty] | FALSE
PZP9MF3X | Axis LED Group | PATRIOT PRODUCTS | PT-T8ILT4-15W-BC 50K-F | Linear Replacement Lamp | T8 Four-Foot | Dual Mode Internal Driver (UL Type A and Type B) |  | standard | FALSE | [10 empty] | September, 08 2017 00:00:00 | Not Yet Verified | Not Yet Verified | NotYetVerified |  | KKLABM | [25 empty] | 5 | 2172 | 133 | 16.3 | 20 | 0.9 | 5000 | 83 |  |  |  | FALSE | FALSE | FALSE | [8 empty] | March, 30 2020 00:00:00 | FALSE | FALSE | FALSE | [6 empty] | AC | [7 empty] | FALSE
PU474YM3 | Axis LED Group | PATRIOT PRODUCTS | PT-T8ILT4-20W-BC 45K-C | Linear Replacement Lamp | T8 Four-Foot | Dual Mode Internal Driver (UL Type A and Type B) |  | standard | FALSE | [10 empty] | September, 08 2017 00:00:00 | Not Dimmable | Not Dimmable | NotYetVerified |  | KKLABS | [25 empty] | 5 | 2807 | 140.6 | 19.97 | 20 | 0.9 | 4500 | 83 |  |  |  | FALSE | FALSE | FALSE | [8 empty] | March, 30 2020 00:00:00 | FALSE | FALSE | FALSE | [6 empty] | AC | [7 empty] | FALSE
PQ8JZMBW | Axis LED Group | PATRIOT PRODUCTS | PT-T8ILT4-18W-BC 35K-C | Linear Replacement Lamp | T8 Four-Foot | Dual Mode Internal Driver (UL Type A and Type B) |  | standard | FALSE | [10 empty] | September, 08 2017 00:00:00 | Not Yet Verified | Not Yet Verified | NotYetVerified |  | KKLACF | [25 empty] | 5 | 2580 | 140 | 18 | 20 | 0.9 | 3500 | 83 |  |  |  | FALSE | FALSE | FALSE | [8 empty] | March, 30 2020 00:00:00 | FALSE | FALSE | FALSE | [6 empty] | AC | [7 empty] | FALSE
PBHTX26G | Axis LED Group | PATRIOT PRODUCTS | PT-T8ILT4-12W-PP 30K-F | Linear Replacement Lamp | T8 Four-Foot | Replacement Lamps (plug and play) (UL Type A) |  | standard | TRUE |  | 1769 | 132.51 | 13.35 | 10 | 0.9021 | 2953 | 80.4 | 5 | 50000 | September, 08 2017 00:00:00 | Not Dimmable | Not Dimmable | NotYetVerified |  | KKKZZM | [15 empty] | 84.5 |  | 1.33 | 1.23 | [6 empty] | 5 | 1769 | 132.51 | 13.35 | 20 | 0.9 | 3000 | 81.8 |  |  |  | FALSE | FALSE | FALSE | [8 empty] | March, 30 2020 00:00:00 | FALSE | FALSE | FALSE | [6 empty] | AC | [7 empty] | FALSE
PZH3PMBC | CNLIGHT CO., LTD | CNLIGHT | BRB120/18.RN.G13 220B81DF | Linear Replacement Lamp | T8 Four-Foot | Dual Mode Internal Driver (UL Type A and Type B) |  | standard | TRUE |  | 2374.5 | 110.74 | 21.44 | 7.05 | 0.9723 | 2886 | 81.4 | 5 | 50000 | September, 07 2017 00:00:00 | Not Dimmable | Not Dimmable | FALSE |  | CCCESY | [15 empty] | 82.1 |  | 1.28 | 1.34 | [6 empty] | 4.4 | 2200 | 110 | 20 | 7.05 | 0.9 | 3000 | 80 |  |  |  | FALSE | FALSE | FALSE | [8 empty] | November, 02 2018 00:00:00 | FALSE | FALSE | FALSE | [6 empty] | AC | [7 empty] | FALSE
PM29GRCV | CNLIGHT CO., LTD | CNLIGHT | BRB120/18.RZ.G13 220B81DF | Linear Replacement Lamp | T8 Four-Foot | Dual Mode Internal Driver (UL Type A and Type B) |  | standard | FALSE | [10 empty] | September, 07 2017 00:00:00 | Not Dimmable | Not Dimmable | FALSE |  | CCCESY | [25 empty] | 4.4 | 2200 | 110 | 20 | 7.05 | 0.9 | 5000 | 80 |  |  |  | FALSE | FALSE | FALSE | [8 empty] | November, 02 2018 00:00:00 | FALSE | FALSE | FALSE | [6 empty] | AC | [7 empty] | FALSE
PG544CB2 | CNLIGHT CO., LTD | CNLIGHT | BRB120/18.RB.G13 220B81DF | Linear Replacement Lamp | T8 Four-Foot | Dual Mode Internal Driver (UL Type A and Type B) |  | standard | FALSE | [10 empty] | September, 07 2017 00:00:00 | Not Dimmable | Not Dimmable | FALSE |  | CCCESY | [25 empty] | 4.4 | 2200 | 110 | 20 | 7.05 | 0.9 | 3500 | 80 |  |  |  | FALSE | FALSE | FALSE | [8 empty] | November, 02 2018 00:00:00 | FALSE | FALSE | FALSE | [6 empty] | AC | [7 empty] | FALSE
PGN0V50A | CNLIGHT CO., LTD | CNLIGHT | BRB120/18.RL.G13 220B81DF | Linear Replacement Lamp | T8 Four-Foot | Dual Mode Internal Driver (UL Type A and Type B) |  | standard | FALSE | [10 empty] | September, 07 2017 00:00:00 | Not Dimmable | Not Dimmable | FALSE |  | CCCESY | [25 empty] | 4.4 | 2200 | 110 | 20 | 7.05 | 0.9 | 4000 | 80 |  |  |  | FALSE | FALSE | FALSE | [8 empty] | November, 02 2018 00:00:00 | FALSE | FALSE | FALSE | [6 empty] | AC | [7 empty] | FALSE
PEK8QGQB | DONG GUAN WALSTAR OPTOELECTRONICS TECHNOLOGY CO., LTD | WALSTAR | WL-T8A-18W1200 DIAB-40 | Linear Replacement Lamp | T8 Four-Foot | Dual Mode Internal Driver (UL Type A and Type B) |  | standard | FALSE | [10 empty] | September, 06 2017 00:00:00 | Not Dimmable | Not Dimmable | No |  | WWWBTN | [25 empty] | 5 | 2530 | 142.13 | 17.8 | 24.08 | 0.91 | 4000 | 82.6 |  |  |  | FALSE | FALSE | FALSE | [8 empty] | March, 30 2020 00:00:00 | FALSE | FALSE | FALSE | [6 empty] | AC | [7 empty] | FALSE
P892V6F9 | DONG GUAN WALSTAR OPTOELECTRONICS TECHNOLOGY CO., LTD | WALSTAR | WL-T8A-22W1200 DIAB-30 | Linear Replacement Lamp | T8 Four-Foot | Dual Mode Internal Driver (UL Type A and Type B) |  | standard | TRUE |  | 2943 | 135.37 | 21.74 | 21.02 | 0.9328 | 2907 | 82.5 | 5 | 50000 | September, 06 2017 00:00:00 | Not Dimmable | Not Dimmable | No |  | WWWBTO | [15 empty] | 90.7 |  | 1.18 | 1.36 | [6 empty] | 5 | 2943 | 135.37 | 21.74 | 21.02 | 0.93 | 3000 | 82.5 |  |  |  | FALSE | FALSE | FALSE | [8 empty] | March, 30 2020 00:00:00 | FALSE | FALSE | FALSE | [6 empty] | AC | [7 empty] | FALSE
P1RGXPLS | GE Current, a Daintree company | GE Lighting | LED15ET8/G4/840W | Linear Replacement Lamp | T8 Four-Foot | Replacement Lamps (plug and play) (UL Type A) |  | standard | TRUE |  | 2366.5 | 128.4 | 18.43 | 8.56 | 0.97 | 4103 | 86.9 | 5 | 50000 | September, 06 2017 00:00:00 | Dimmable | Continuous Below 10 | No |  | PPPRXI | [15 empty] | 81.7 |  | 1.32 | 1.34 | [6 empty] | 5 | 2350 | 156.7 | 15 | 20 | 0.9 | 4000 | 83 |  |  |  | FALSE | FALSE | FALSE | [8 empty] | March, 30 2020 00:00:00 | FALSE | FALSE | FALSE | [6 empty] | AC | [7 empty] | FALSE
PQR3ECYQ | DONG GUAN WALSTAR OPTOELECTRONICS TECHNOLOGY CO., LTD | WALSTAR | WL-T8A-22W1200 DIAB-35 | Linear Replacement Lamp | T8 Four-Foot | Dual Mode Internal Driver (UL Type A and Type B) |  | standard | FALSE | [10 empty] | September, 06 2017 00:00:00 | Not Dimmable | Not Dimmable | No |  | WWWBTO | [25 empty] | 5 | 2965 | 136.01 | 21.8 | 21.02 | 0.93 | 3500 | 82.5 |  |  |  | FALSE | FALSE | FALSE | [8 empty] | March, 30 2020 00:00:00 | FALSE | FALSE | FALSE | [6 empty] | AC | [7 empty] | FALSE
PLP0VFGB | DONG GUAN WALSTAR OPTOELECTRONICS TECHNOLOGY CO., LTD | WALSTAR | WL-T8A-22W1200 DIAB-45 | Linear Replacement Lamp | T8 Four-Foot | Dual Mode Internal Driver (UL Type A and Type B) |  | standard | FALSE | [10 empty] | September, 06 2017 00:00:00 | Not Dimmable | Not Dimmable | No |  | WWWBTO | [25 empty] | 5 | 3010 | 138.07 | 21.8 | 21.02 | 0.93 | 4500 | 82.5 |  |  |  | FALSE | FALSE | FALSE | [8 empty] | March, 30 2020 00:00:00 | FALSE | FALSE | FALSE | [6 empty] | AC | [7 empty] | FALSE
PJ899R3E | DONG GUAN WALSTAR OPTOELECTRONICS TECHNOLOGY CO., LTD | WALSTAR | WL-T8A-18W1200 DIAB-35 | Linear Replacement Lamp | T8 Four-Foot | Dual Mode Internal Driver (UL Type A and Type B) |  | standard | FALSE | [10 empty] | September, 06 2017 00:00:00 | Not Dimmable | Not Dimmable | No |  | WWWBTN | [25 empty] | 5 | 2510 | 141.01 | 17.8 | 24.08 | 0.91 | 3500 | 82.6 |  |  |  | FALSE | FALSE | FALSE | [8 empty] | March, 30 2020 00:00:00 | FALSE | FALSE | FALSE | [6 empty] | AC | [7 empty] | FALSE
PIQK7TJP | DONG GUAN WALSTAR OPTOELECTRONICS TECHNOLOGY CO., LTD | WALSTAR | WL-T8A-18W1200 DIAB-30 | Linear Replacement Lamp | T8 Four-Foot | Dual Mode Internal Driver (UL Type A and Type B) |  | standard | TRUE |  | 2501 | 140.12 | 17.85 | 24.08 | 0.9141 | 2888 | 82.6 | 5 | 50000 | September, 06 2017 00:00:00 | Not Dimmable | Not Dimmable | No |  | WWWBTN | [15 empty] | 90.5 |  | 1.18 | 1.34 | [6 empty] | 5 | 2490 | 140.37 | 17.74 | 24.08 | 0.91 | 3000 | 82.6 |  |  |  | FALSE | FALSE | FALSE | [8 empty] | March, 30 2020 00:00:00 | FALSE | FALSE | FALSE | [6 empty] | AC | [7 empty] | FALSE
PXYRMXQH | DONG GUAN WALSTAR OPTOELECTRONICS TECHNOLOGY CO., LTD | WALSTAR | WL-T8A-22W1200 DIAB-50 | Linear Replacement Lamp | T8 Four-Foot | Dual Mode Internal Driver (UL Type A and Type B) |  | standard | FALSE | [10 empty] | September, 06 2017 00:00:00 | Not Dimmable | Not Dimmable | No |  | WWWBTO | [25 empty] | 5 | 3032 | 138.7 | 21.86 | 21.6 | 0.93 | 5000 | 81.6 |  |  |  | FALSE | FALSE | FALSE | [8 empty] | March, 30 2020 00:00:00 | FALSE | FALSE | FALSE | [6 empty] | AC | [7 empty] | FALSE
P0U36VZB | DONG GUAN WALSTAR OPTOELECTRONICS TECHNOLOGY CO., LTD | WALSTAR | WL-T8A-18W1200 DIAB-50 | Linear Replacement Lamp | T8 Four-Foot | Dual Mode Internal Driver (UL Type A and Type B) |  | standard | FALSE | [10 empty] | September, 06 2017 00:00:00 | Not Dimmable | Not Dimmable | No |  | WWWBTN | [25 empty] | 5 | 2570 | 143.92 | 17.86 | 24.34 | 0.91 | 5000 | 82.1 |  |  |  | FALSE | FALSE | FALSE | [8 empty] | March, 30 2020 00:00:00 | FALSE | FALSE | FALSE | [6 empty] | AC | [7 empty] | FALSE
PJLRV3HS | DONG GUAN WALSTAR OPTOELECTRONICS TECHNOLOGY CO., LTD | WALSTAR | WL-T8A-22W1200 DIAB-40 | Linear Replacement Lamp | T8 Four-Foot | Dual Mode Internal Driver (UL Type A and Type B) |  | standard | FALSE | [10 empty] | September, 06 2017 00:00:00 | Not Dimmable | Not Dimmable | No |  | WWWBTO | [25 empty] | 5 | 2988 | 137.06 | 21.8 | 21.02 | 0.93 | 4000 | 82.5 |  |  |  | FALSE | FALSE | FALSE | [8 empty] | March, 30 2020 00:00:00 | FALSE | FALSE | FALSE | [6 empty] | AC | [7 empty] | FALSE
PV4OADRA | DONG GUAN WALSTAR OPTOELECTRONICS TECHNOLOGY CO., LTD | WALSTAR | WL-T8A-18W1200 DIAB-45 | Linear Replacement Lamp | T8 Four-Foot | Dual Mode Internal Driver (UL Type A and Type B) |  | standard | FALSE | [10 empty] | September, 06 2017 00:00:00 | Not Dimmable | Not Dimmable | No |  | WWWBTN | [25 empty] | 5 | 2550 | 143.26 | 17.8 | 24.08 | 0.91 | 4500 | 82.6 |  |  |  | FALSE | FALSE | FALSE | [8 empty] | March, 30 2020 00:00:00 | FALSE | FALSE | FALSE | [6 empty] | AC | [7 empty] | FALSE
PLYQO704MW77 | Cello Lighting Inc. | Cello | La Lune T8 4ft DIM-CA | Linear Replacement Lamp | T8 Four-Foot | Replacement Lamps (plug and play) (UL Type A) |  | standard | FALSE | [10 empty] | September, 05 2017 00:00:00 | Dimmable | Stepped | No |  | ZAZZEI | [25 empty] | 5 | 2430.4 | 124.15 | 19.58 | 10.98 | 0.97 | 4044 | 83.7 |  |  |  | FALSE | FALSE | FALSE | [8 empty] | March, 30 2020 00:00:00 | FALSE | FALSE | FALSE | [6 empty] | AC | [7 empty] | FALSE
PLEKDNI52VBY | Cello Lighting Inc. | Cello | La Lune T8 4ft DIM-AA | Linear Replacement Lamp | T8 Four-Foot | Replacement Lamps (plug and play) (UL Type A) |  | standard | TRUE |  | 2286.67 | 116.67 | 19.6 | 11.09 | 0.968 | 3071 | 83.7 | 5 | 50000 | September, 05 2017 00:00:00 | Dimmable | Stepped | No |  | ZAZZEI | [15 empty] | 84.5 |  | 1.28 | 1.2 | [6 empty] | 5 | 2286.67 | 116.67 | 19.6 | 11.09 | 0.97 | 3071 | 83.7 |  |  |  | FALSE | FALSE | FALSE | [8 empty] | March, 30 2020 00:00:00 | FALSE | FALSE | FALSE | [6 empty] | AC | [7 empty] | FALSE
PL2IC0WOABFZ | Dot Lighting (Canada) Inc | QPLUS | DT1128-48-13W 830-9 | Linear Replacement Lamp | T8 Four-Foot | Replacement Lamps (plug and play) (UL Type A) |  | standard | TRUE |  | 1955 | 119 | 16.43 | 12.41 | 0.9634 | 3056 | 81.3 | 5 | 50000 | September, 05 2017 00:00:00 | Not Dimmable | Not Dimmable | FALSE |  | HAHHPK | [15 empty] | 84 |  | 1.24 | 1.22 | [6 empty] | 4.4 | 1800 | 110 | 16 | 12.41 | 0.97 | 3000 | 83 |  |  |  | FALSE | FALSE | FALSE | [8 empty] | November, 02 2018 00:00:00 | FALSE | FALSE | FALSE | [6 empty] | AC | [7 empty] | FALSE
PLRY0EY6Z81I | Dot Lighting (Canada) Inc | QPLUS | DT1128-48-15W 830-9 | Linear Replacement Lamp | T8 Four-Foot | Replacement Lamps (plug and play) (UL Type A) |  | standard | TRUE |  | 2058 | 117.4 | 17.54 | 11.26 | 0.9669 | 3052 | 81.2 | 5 | 50000 | September, 05 2017 00:00:00 | Not Dimmable | Not Dimmable | FALSE |  | HAHHPL | [15 empty] | 83.8 |  | 1.26 | 1.24 | [6 empty] | 4.4 | 2000 | 110 | 18 | 11.26 | 0.99 | 3000 | 83 |  |  |  | FALSE | FALSE | FALSE | [8 empty] | November, 02 2018 00:00:00 | FALSE | FALSE | FALSE | [6 empty] | AC | [7 empty] | FALSE
PLRV0AAPAP7Q | Dot Lighting (Canada) Inc | QPLUS | DT1128-48-13W 840-9 | Linear Replacement Lamp | T8 Four-Foot | Replacement Lamps (plug and play) (UL Type A) |  | standard | FALSE | [10 empty] | September, 05 2017 00:00:00 | Not Dimmable | Not Dimmable | FALSE |  | HAHHPK | [25 empty] | 4.4 | 1900 | 112 | 16 | 12.41 | 0.97 | 4000 | 83 |  |  |  | FALSE | FALSE | FALSE | [8 empty] | November, 02 2018 00:00:00 | FALSE | FALSE | FALSE | [6 empty] | AC | [7 empty] | FALSE
PLGYYFUX6U01 | Dot Lighting (Canada) Inc | QPLUS | DT1128-48-15W 840-9 | Linear Replacement Lamp | T8 Four-Foot | Replacement Lamps (plug and play) (UL Type A) |  | standard | FALSE | [10 empty] | September, 05 2017 00:00:00 | Not Dimmable | Not Dimmable | FALSE |  | HAHHPL | [25 empty] | 4.4 | 2100 | 112 | 18 | 11.26 | 0.99 | 4000 | 83 |  |  |  | FALSE | FALSE | FALSE | [8 empty] | November, 02 2018 00:00:00 | FALSE | FALSE | FALSE | [6 empty] | AC | [7 empty] | FALSE
PL9U7EFHIAMY | Dot Lighting (Canada) Inc | QPLUS | DT1128-48-13W 850-9 | Linear Replacement Lamp | T8 Four-Foot | Replacement Lamps (plug and play) (UL Type A) |  | standard | FALSE | [10 empty] | September, 05 2017 00:00:00 | Not Dimmable | Not Dimmable | FALSE |  | HAHHPK | [25 empty] | 4.4 | 2000 | 115 | 16 | 12.41 | 0.97 | 5000 | 83 |  |  |  | FALSE | FALSE | FALSE | [8 empty] | November, 02 2018 00:00:00 | FALSE | FALSE | FALSE | [6 empty] | AC | [7 empty] | FALSE
PLBYAO4S4BSR | Dot Lighting (Canada) Inc | QPLUS | DT1128-48-15W 850-9 | Linear Replacement Lamp | T8 Four-Foot | Replacement Lamps (plug and play) (UL Type A) |  | standard | FALSE | [10 empty] | September, 05 2017 00:00:00 | Not Dimmable | Not Dimmable | FALSE |  | HAHHPL | [25 empty] | 4.4 | 2200 | 115 | 18 | 11.26 | 0.99 | 5000 | 83 |  |  |  | FALSE | FALSE | FALSE | [8 empty] | November, 02 2018 00:00:00 | FALSE | FALSE | FALSE | [6 empty] | AC | [7 empty] | FALSE
PLYBK9GO18PC | Dot Lighting (Canada) Inc | QPLUS | DT1128-48-15W 835-9 | Linear Replacement Lamp | T8 Four-Foot | Replacement Lamps (plug and play) (UL Type A) |  | standard | FALSE | [10 empty] | September, 05 2017 00:00:00 | Not Dimmable | Not Dimmable | FALSE |  | HAHHPL | [25 empty] | 4.4 | 2000 | 110 | 18 | 11.26 | 0.99 | 3500 | 83 |  |  |  | FALSE | FALSE | FALSE | [8 empty] | November, 02 2018 00:00:00 | FALSE | FALSE | FALSE | [6 empty] | AC | [7 empty] | FALSE
PLTY25S4PYNY | Dot Lighting (Canada) Inc | QPLUS | DT1128-48-13W 835-9 | Linear Replacement Lamp | T8 Four-Foot | Replacement Lamps (plug and play) (UL Type A) |  | standard | FALSE | [10 empty] | September, 05 2017 00:00:00 | Not Dimmable | Not Dimmable | FALSE |  | HAHHPK | [25 empty] | 4.4 | 1800 | 110 | 16 | 12.41 | 0.97 | 3500 | 83 |  |  |  | FALSE | FALSE | FALSE | [8 empty] | November, 02 2018 00:00:00 | FALSE | FALSE | FALSE | [6 empty] | AC | [7 empty] | FALSE
PLRD5BA7M7NB | Cello Lighting Inc. | Cello | La Lune T8 4ft DIM-EA | Linear Replacement Lamp | T8 Four-Foot | Replacement Lamps (plug and play) (UL Type A) |  | standard | FALSE | [10 empty] | September, 05 2017 00:00:00 | Dimmable | Stepped | No |  | ZAZZEI | [25 empty] | 5 | 2477 | 126.43 | 19.59 | 11.05 | 0.97 | 4974 | 82.8 |  |  |  | FALSE | FALSE | FALSE | [8 empty] | March, 30 2020 00:00:00 | FALSE | FALSE | FALSE | [6 empty] | AC | [7 empty] | FALSE
PW6TQBAE | HK Syhdee LIGHTING Co., LIMITED. | SYHDEE | SYHU-T8GABUL1212M-40-A | Linear Replacement Lamp | T8 Four-Foot | Dual Mode Internal Driver (UL Type A and Type B) |  | standard | FALSE | [10 empty] | August, 31 2017 00:00:00 | Not Dimmable | Not Dimmable | NO | Product updated on 11/2/2017 | BBBDRO | [25 empty] | 5 | 1900 | 146.154 | 13 | 8.29 | 0.9045 | 4000 | 82.7 |  |  |  | FALSE | FALSE | FALSE | [8 empty] | March, 30 2020 00:00:00 | FALSE | FALSE | FALSE | [6 empty] | AC | [7 empty] | FALSE
PM6CDM81 | HK Syhdee LIGHTING Co., LIMITED. | SYHDEE | SYHU-T8GABUL1212M-45-A | Linear Replacement Lamp | T8 Four-Foot | Dual Mode Internal Driver (UL Type A and Type B) |  | standard | FALSE | [10 empty] | August, 31 2017 00:00:00 | Not Dimmable | Not Dimmable | NO | Product updated on 11/2/2017 | BBBDRO | [25 empty] | 5 | 1900 | 146.154 | 13 | 8.29 | 0.9045 | 4500 | 82.7 |  |  |  | FALSE | FALSE | FALSE | [8 empty] | March, 30 2020 00:00:00 | FALSE | FALSE | FALSE | [6 empty] | AC | [7 empty] | FALSE
PGU7S16V | HK Syhdee LIGHTING Co., LIMITED. | SYHDEE | SYHU-T8GABUL1212M-50-A | Linear Replacement Lamp | T8 Four-Foot | Dual Mode Internal Driver (UL Type A and Type B) |  | standard | FALSE | [10 empty] | August, 31 2017 00:00:00 | Not Dimmable | Not Dimmable | NO | Product updated on 11/2/2017 | BBBDRO | [25 empty] | 5 | 1950 | 150 | 13 | 8.98 | 0.9047 | 5000 | 81.8 |  |  |  | FALSE | FALSE | FALSE | [8 empty] | March, 30 2020 00:00:00 | FALSE | FALSE | FALSE | [6 empty] | AC | [7 empty] | FALSE
PHBOLUKD | HK Syhdee LIGHTING Co., LIMITED. | SYHDEE | SYHU-T8GABUL1212M-30-A | Linear Replacement Lamp | T8 Four-Foot | Dual Mode Internal Driver (UL Type A and Type B) |  | standard | TRUE |  | 1882 | 119.77 | 15.72 | 8.29 | 0.9045 | 2912 | 82.7 | 5 | 50000 | August, 31 2017 00:00:00 | Not Dimmable | Not Dimmable | NO | Product updated on 11/2/2017 | BBBDRO | [15 empty] | 84.4 |  | 1.24 | 1.3 | [6 empty] | 5 | 1900 | 146.154 | 13 | 8.29 | 0.9045 | 3000 | 82.7 |  |  |  | FALSE | FALSE | FALSE | [8 empty] | March, 30 2020 00:00:00 | FALSE | FALSE | FALSE | [6 empty] | AC | [7 empty] | FALSE
PJTZQV13 | HK Syhdee LIGHTING Co., LIMITED. | SYHDEE | SYHU-T8GABUL1212M-35-A | Linear Replacement Lamp | T8 Four-Foot | Dual Mode Internal Driver (UL Type A and Type B) |  | standard | FALSE | [10 empty] | August, 31 2017 00:00:00 | Not Dimmable | Not Dimmable | NO | Product updated on 11/2/2017 | BBBDRO | [25 empty] | 5 | 1900 | 146.154 | 13 | 8.29 | 0.9045 | 3500 | 82.7 |  |  |  | FALSE | FALSE | FALSE | [8 empty] | March, 30 2020 00:00:00 | FALSE | FALSE | FALSE | [6 empty] | AC | [7 empty] | FALSE
PLPFRJN2VNYT | LED2 Lighting Inc. | LED2 | LED2-T8GL-BC-15W-50 | Linear Replacement Lamp | T8 Four-Foot | Replacement Lamps (plug and play) (UL Type A) |  | standard | FALSE | [10 empty] | August, 30 2017 00:00:00 | Dimmable | Continuous Below 10 | No |  | NANNOH | [25 empty] | 5 | 1786.6 | 117.5 | 15.2 | 17.7 | 0.95 | 4885 | 82.3 |  |  |  | FALSE | FALSE | FALSE | [8 empty] | March, 30 2020 00:00:00 | FALSE | FALSE | FALSE | [6 empty] | AC | [7 empty] | FALSE
PLA7ZZSNAH1F | LED2 Lighting Inc. | LED2 | LED2-T8GL-BC-20W-35 | Linear Replacement Lamp | T8 Four-Foot | Replacement Lamps (plug and play) (UL Type A) |  | standard | FALSE | [10 empty] | August, 30 2017 00:00:00 | Dimmable | Continuous Below 10 | FALSE |  | NANNOI | [25 empty] | 4.4 | 2309.8 | 114.3 | 20.2 | 17.9 | 0.96 | 3500 | 82.1 |  |  |  | FALSE | FALSE | FALSE | [8 empty] | November, 02 2018 00:00:00 | FALSE | FALSE | FALSE | [6 empty] | AC | [7 empty] | FALSE
PL25TQL12W1P | LED2 Lighting Inc. | LED2 | LED2-T8GL-BC-15W-40 | Linear Replacement Lamp | T8 Four-Foot | Replacement Lamps (plug and play) (UL Type A) |  | standard | FALSE | [10 empty] | August, 30 2017 00:00:00 | Dimmable | Continuous Below 10 | FALSE |  | NANNOH | [25 empty] | 4.4 | 1735.3 | 114.9 | 15.1 | 17.4 | 0.96 | 4000 | 82 |  |  |  | FALSE | FALSE | FALSE | [8 empty] | November, 02 2018 00:00:00 | FALSE | FALSE | FALSE | [6 empty] | AC | [7 empty] | FALSE
PLSXMB30VAMP | LED2 Lighting Inc. | LED2 | LED2-T8GL-BC-20W-30 | Linear Replacement Lamp | T8 Four-Foot | Replacement Lamps (plug and play) (UL Type A) |  | standard | TRUE |  | 2309.87 | 114.35 | 20.2 | 17.9 | 0.957 | 2909 | 82.1 | 5 | 50000 | August, 30 2017 00:00:00 | Dimmable | Continuous Below 10 | No |  | NANNOI | [15 empty] | 79.1 |  | 1.22 | 1.26 | [6 empty] | 5 | 2309.8 | 114.3 | 20.2 | 17.9 | 0.96 | 2909 | 82.1 |  |  |  | FALSE | FALSE | FALSE | [8 empty] | March, 30 2020 00:00:00 | FALSE | FALSE | FALSE | [6 empty] | AC | [7 empty] | FALSE
PLDYDQWX71DD | LED2 Lighting Inc. | LED2 | LED2-T8GL-BC-15W-30 | Linear Replacement Lamp | T8 Four-Foot | Replacement Lamps (plug and play) (UL Type A) |  | standard | TRUE |  | 1735.38 | 114.926 | 15.1 | 17.4 | 0.958 | 2906 | 82 | 5 | 50000 | August, 30 2017 00:00:00 | Dimmable | Continuous Below 10 | No |  | NANNOH | [15 empty] | 79.2 |  | 1.18 | 1.26 | [6 empty] | 5 | 1735.3 | 114.9 | 15.1 | 17.4 | 0.96 | 2906 | 82 |  |  |  | FALSE | FALSE | FALSE | [8 empty] | March, 30 2020 00:00:00 | FALSE | FALSE | FALSE | [6 empty] | AC | [7 empty] | FALSE
PLTMJDVEM6C0 | LED2 Lighting Inc. | LED2 | LED2-T8GL-BC-20W-40 | Linear Replacement Lamp | T8 Four-Foot | Replacement Lamps (plug and play) (UL Type A) |  | standard | FALSE | [10 empty] | August, 30 2017 00:00:00 | Dimmable | Continuous Below 10 | FALSE |  | NANNOI | [25 empty] | 4.4 | 2309.8 | 114.3 | 20.2 | 17.9 | 0.96 | 4000 | 82.1 |  |  |  | FALSE | FALSE | FALSE | [8 empty] | November, 02 2018 00:00:00 | FALSE | FALSE | FALSE | [6 empty] | AC | [7 empty] | FALSE
PLR7ZBQ48WB7 | LED2 Lighting Inc. | LED2 | LED2-T8GL-BC-15W-35 | Linear Replacement Lamp | T8 Four-Foot | Replacement Lamps (plug and play) (UL Type A) |  | standard | FALSE | [10 empty] | August, 30 2017 00:00:00 | Dimmable | Continuous Below 10 | FALSE |  | NANNOH | [25 empty] | 4.4 | 1735.3 | 114.9 | 15.1 | 17.4 | 0.96 | 3500 | 82 |  |  |  | FALSE | FALSE | FALSE | [8 empty] | November, 02 2018 00:00:00 | FALSE | FALSE | FALSE | [6 empty] | AC | [7 empty] | FALSE
PLYFGJIZKM2R | LED2 Lighting Inc. | LED2 | LED2-T8GL-BC-20W-50 | Linear Replacement Lamp | T8 Four-Foot | Replacement Lamps (plug and play) (UL Type A) |  | standard | FALSE | [10 empty] | August, 30 2017 00:00:00 | Dimmable | Continuous Below 10 | No |  | NANNOI | [25 empty] | 5 | 2392.1 | 118.4 | 20.2 | 18.2 | 0.95 | 4896 | 82.2 |  |  |  | FALSE | FALSE | FALSE | [8 empty] | March, 30 2020 00:00:00 | FALSE | FALSE | FALSE | [6 empty] | AC | [7 empty] | FALSE
PKPP6TGP | HK Syhdee LIGHTING Co., LIMITED. | SYHDEE | SYHU-T8GABUL1218M-40-A | Linear Replacement Lamp | T8 Four-Foot | Dual Mode Internal Driver (UL Type A and Type B) |  | standard | FALSE | [10 empty] | August, 28 2017 00:00:00 | Not Dimmable | Not Dimmable | No |  | BBBDQZ | [25 empty] | 5 | 2383 | 117.07 | 20.36 | 6.79 | 0.92 | 4000 | 82.9 |  |  |  | FALSE | FALSE | FALSE | [8 empty] | March, 30 2020 00:00:00 | FALSE | FALSE | FALSE | [6 empty] | AC | [7 empty] | FALSE
PJXEFBLG | HK Syhdee LIGHTING Co., LIMITED. | SYHDEE | SYHU-T8GABUL1218M-45-A | Linear Replacement Lamp | T8 Four-Foot | Dual Mode Internal Driver (UL Type A and Type B) |  | standard | FALSE | [10 empty] | August, 28 2017 00:00:00 | Not Dimmable | Not Dimmable | No |  | BBBDQZ | [25 empty] | 5 | 2395 | 117.66 | 20.36 | 6.79 | 0.92 | 4500 | 82.9 |  |  |  | FALSE | FALSE | FALSE | [8 empty] | March, 30 2020 00:00:00 | FALSE | FALSE | FALSE | [6 empty] | AC | [7 empty] | FALSE
P6EX7MAB | HK Syhdee LIGHTING Co., LIMITED. | SYHDEE | SYHU-T8GABUL1218M-30-A | Linear Replacement Lamp | T8 Four-Foot | Dual Mode Internal Driver (UL Type A and Type B) |  | standard | TRUE |  | 2360 | 116.27 | 20.3 | 6.79 | 0.9171 | 2922 | 82.9 | 5 | 50000 | August, 28 2017 00:00:00 | Not Dimmable | Not Dimmable | No |  | BBBDQZ | [15 empty] | 84.3 |  | 1.24 | 1.28 | [6 empty] | 5 | 2360 | 116.27 | 20.3 | 6.79 | 0.92 | 3000 | 82.9 |  |  |  | FALSE | FALSE | FALSE | [8 empty] | March, 30 2020 00:00:00 | FALSE | FALSE | FALSE | [6 empty] | AC | [7 empty] | FALSE
PZZGYP16 | HK Syhdee LIGHTING Co., LIMITED. | SYHDEE | SYHU-T8GABUL1215M-30-A | Linear Replacement Lamp | T8 Four-Foot | Dual Mode Internal Driver (UL Type A and Type B) |  | standard | TRUE |  | 2112 | 122.15 | 17.29 | 7.21 | 0.8964 | 2914 | 83 | 5 | 50000 | August, 28 2017 00:00:00 | Not Dimmable | Not Dimmable | No |  | BBBDQY | [15 empty] | 84.4 |  | 1.24 | 1.3 | [6 empty] | 5 | 2112 | 122.15 | 17.29 | 7.21 | 0.9 | 3000 | 83 |  |  |  | FALSE | FALSE | FALSE | [8 empty] | March, 30 2020 00:00:00 | FALSE | FALSE | FALSE | [6 empty] | AC | [7 empty] | FALSE
PFO9GHR6 | HK Syhdee LIGHTING Co., LIMITED. | SYHDEE | SYHU-T8GABUL1215M-35-A | Linear Replacement Lamp | T8 Four-Foot | Dual Mode Internal Driver (UL Type A and Type B) |  | standard | FALSE | [10 empty] | August, 28 2017 00:00:00 | Not Dimmable | Not Dimmable | No |  | BBBDQY | [25 empty] | 5 | 2131 | 122.2 | 17.44 | 7.21 | 0.9 | 3500 | 83 |  |  |  | FALSE | FALSE | FALSE | [8 empty] | March, 30 2020 00:00:00 | FALSE | FALSE | FALSE | [6 empty] | AC | [7 empty] | FALSE
P2LYYRAL | HK Syhdee LIGHTING Co., LIMITED. | SYHDEE | SYHU-T8GABUL1215M-40-A | Linear Replacement Lamp | T8 Four-Foot | Dual Mode Internal Driver (UL Type A and Type B) |  | standard | FALSE | [10 empty] | August, 28 2017 00:00:00 | Not Dimmable | Not Dimmable | No |  | BBBDQY | [25 empty] | 5 | 2149 | 123.26 | 17.44 | 7.21 | 0.9 | 4000 | 83 |  |  |  | FALSE | FALSE | FALSE | [8 empty] | March, 30 2020 00:00:00 | FALSE | FALSE | FALSE | [6 empty] | AC | [7 empty] | FALSE
PRN5XX7B | HK Syhdee LIGHTING Co., LIMITED. | SYHDEE | SYHU-T8GABUL1218M-35-A | Linear Replacement Lamp | T8 Four-Foot | Dual Mode Internal Driver (UL Type A and Type B) |  | standard | FALSE | [10 empty] | August, 28 2017 00:00:00 | Not Dimmable | Not Dimmable | No |  | BBBDQZ | [25 empty] | 5 | 2372 | 116.49 | 20.36 | 6.79 | 0.92 | 3500 | 82.9 |  |  |  | FALSE | FALSE | FALSE | [8 empty] | March, 30 2020 00:00:00 | FALSE | FALSE | FALSE | [6 empty] | AC | [7 empty] | FALSE
PSEJ7MPT | HK Syhdee LIGHTING Co., LIMITED. | SYHDEE | SYHU-T8GABUL1218M-50-A | Linear Replacement Lamp | T8 Four-Foot | Dual Mode Internal Driver (UL Type A and Type B) |  | standard | FALSE | [10 empty] | August, 28 2017 00:00:00 | Not Dimmable | Not Dimmable | No |  | BBBDQZ | [25 empty] | 5 | 2407 | 117.87 | 20.42 | 6.94 | 0.92 | 5000 | 84.1 |  |  |  | FALSE | FALSE | FALSE | [8 empty] | March, 30 2020 00:00:00 | FALSE | FALSE | FALSE | [6 empty] | AC | [7 empty] | FALSE
P6RPHDSV | HK Syhdee LIGHTING Co., LIMITED. | SYHDEE | SYHU-T8GABUL1215M-45-A | Linear Replacement Lamp | T8 Four-Foot | Dual Mode Internal Driver (UL Type A and Type B) |  | standard | FALSE | [10 empty] | August, 28 2017 00:00:00 | Not Dimmable | Not Dimmable | No |  | BBBDQY | [25 empty] | 5 | 2168 | 124.32 | 17.44 | 7.21 | 0.9 | 4500 | 83 |  |  |  | FALSE | FALSE | FALSE | [8 empty] | March, 30 2020 00:00:00 | FALSE | FALSE | FALSE | [6 empty] | AC | [7 empty] | FALSE
PALBOTPD | HK Syhdee LIGHTING Co., LIMITED. | SYHDEE | SYHU-T8GABUL1215M-50-A | Linear Replacement Lamp | T8 Four-Foot | Dual Mode Internal Driver (UL Type A and Type B) |  | standard | FALSE | [10 empty] | August, 28 2017 00:00:00 | Not Dimmable | Not Dimmable | No |  | BBBDQY | [25 empty] | 5 | 2186 | 124.35 | 17.58 | 7.58 | 0.9 | 5000 | 84 |  |  |  | FALSE | FALSE | FALSE | [8 empty] | March, 30 2020 00:00:00 | FALSE | FALSE | FALSE | [6 empty] | AC | [7 empty] | FALSE
PB245ZDI | GE Current, a Daintree company | GE Lighting | LED13ET8G4/830US | Linear Replacement Lamp | T8 Four-Foot | Replacement Lamps (plug and play) (UL Type A) |  | standard | TRUE |  | 1954.7 | 116.69 | 16.75 | 19.7 | 0.94 | 3092 | 83 | 5 | 50000 | August, 25 2017 00:00:00 | Dimmable | Continuous Below 10 | No |  | PPPRXD | [15 empty] | 78.2 |  | 1.22 | 1.28 | [6 empty] | 5 | 1950 | 121.9 | 16 | 20 | 0.9 | 3000 | 80 |  |  | 4 | FALSE | FALSE | FALSE | [8 empty] | March, 30 2020 00:00:00 | FALSE | FALSE | FALSE | [6 empty] | AC | [7 empty] | FALSE
PK002ERI | GE Current, a Daintree company | GE Lighting | LED13ET8G4/835US | Linear Replacement Lamp | T8 Four-Foot | Replacement Lamps (plug and play) (UL Type A) |  | standard | FALSE | [10 empty] | August, 25 2017 00:00:00 | Dimmable | Continuous Below 10 | No |  | PPPRXD | [25 empty] | 5 | 2000 | 125 | 16 | 20 | 0.9 | 3500 | 80 |  |  | 4 | FALSE | FALSE | FALSE | [8 empty] | March, 30 2020 00:00:00 | FALSE | FALSE | FALSE | [6 empty] | AC | [7 empty] | FALSE
P1WA33WT | GE Current, a Daintree company | GE Lighting | LED13ET8G4/840US | Linear Replacement Lamp | T8 Four-Foot | Replacement Lamps (plug and play) (UL Type A) |  | standard | FALSE | [10 empty] | August, 25 2017 00:00:00 | Dimmable | Continuous Below 10 | No |  | PPPRXD | [25 empty] | 5 | 2000 | 125 | 16 | 20 | 0.9 | 4000 | 80 |  |  | 4 | FALSE | FALSE | FALSE | [8 empty] | March, 30 2020 00:00:00 | FALSE | FALSE | FALSE | [6 empty] | AC | [7 empty] | FALSE
P6O45MJA | GE Current, a Daintree company | GE Lighting | LED13ET8G4/850US | Linear Replacement Lamp | T8 Four-Foot | Replacement Lamps (plug and play) (UL Type A) |  | standard | FALSE | [10 empty] | August, 25 2017 00:00:00 | Dimmable | Continuous Below 10 | No |  | PPPRXD | [25 empty] | 5 | 2000 | 125 | 16 | 20 | 0.9 | 5000 | 80 |  |  | 4 | FALSE | FALSE | FALSE | [8 empty] | March, 30 2020 00:00:00 | FALSE | FALSE | FALSE | [6 empty] | AC | [7 empty] | FALSE
PL1KMYN4C7LC | Energetic Lighting Inc. | Energetic | E3T8CG-18F850 | Linear Replacement Lamp | T8 Four-Foot | Replacement Lamps (plug and play) (UL Type A) |  | standard | FALSE | [10 empty] | August, 24 2017 00:00:00 | Not Dimmable | Not Dimmable | NO |  | MMMPNC | [25 empty] | 5 | 2451 | 128.46 | 19.08 | 15.03 | 0.97 | 5000 | 83.1 |  |  |  | FALSE | FALSE | FALSE | May, 02 2018 00:00:00 | 4.3 |  | standard |  |  |  |  | March, 30 2020 00:00:00 | FALSE | FALSE | FALSE | [6 empty] | AC | [7 empty] | FALSE
P0UAPI5P | Longhorn Intelligent Tech Co., Ltd | Longhorn | LH-L8U1806Q01 | Linear Replacement Lamp | T8 Four-Foot | Replacement Lamps (plug and play) (UL Type A) |  | standard | FALSE | [10 empty] | August, 24 2017 00:00:00 | Not Dimmable | Not Dimmable | No |  | XXXBWA | [25 empty] | 5 | 2100 | 131 | 16 | 8 | 0.9 | 3500 | 80 |  |  |  | FALSE | FALSE | FALSE | [8 empty] | March, 30 2020 00:00:00 | FALSE | FALSE | FALSE | [6 empty] | AC | [7 empty] | FALSE
P7QPPGFB | Longhorn Intelligent Tech Co., Ltd | Longhorn | LH-L8N1806Q01 | Linear Replacement Lamp | T8 Four-Foot | Replacement Lamps (plug and play) (UL Type A) |  | standard | FALSE | [10 empty] | August, 24 2017 00:00:00 | Not Dimmable | Not Dimmable | No |  | XXXBWA | [25 empty] | 5 | 2100 | 131 | 16 | 8 | 0.9 | 4000 | 80 |  |  |  | FALSE | FALSE | FALSE | [8 empty] | March, 30 2020 00:00:00 | FALSE | FALSE | FALSE | [6 empty] | AC | [7 empty] | FALSE
PHKKL7WZ | Longhorn Intelligent Tech Co., Ltd | Longhorn | LH-L8R1806Q01 | Linear Replacement Lamp | T8 Four-Foot | Replacement Lamps (plug and play) (UL Type A) |  | standard | FALSE | [10 empty] | August, 24 2017 00:00:00 | Not Dimmable | Not Dimmable | No |  | XXXBWA | [25 empty] | 5 | 2100 | 131 | 16 | 8 | 0.9 | 5000 | 80 |  |  |  | FALSE | FALSE | FALSE | [8 empty] | March, 30 2020 00:00:00 | FALSE | FALSE | FALSE | [6 empty] | AC | [7 empty] | FALSE
PL0Z9IL79S27 | Energetic Lighting Inc. | Energetic | E3T8CG-18F830 | Linear Replacement Lamp | T8 Four-Foot | Replacement Lamps (plug and play) (UL Type A) |  | standard | TRUE |  | 2326 | 122.16 | 19.04 | 15.11 | 0.9721 | 3107 | 83.1 | 5 | 50000 | August, 24 2017 00:00:00 | Not Dimmable | Not Dimmable | NO |  | MMMPNC | [15 empty] | 84.6 |  | 1.24 | 1.36 | [6 empty] | 5 | 2326 | 122.16 | 19.04 | 15.11 | 0.97 | 3000 | 83.1 |  |  |  | FALSE | FALSE | FALSE | May, 02 2018 00:00:00 | 4.3 |  | standard |  |  |  |  | March, 30 2020 00:00:00 | FALSE | FALSE | FALSE | [6 empty] | AC | [7 empty] | FALSE
PNM4DMOS | Longhorn Intelligent Tech Co., Ltd | Longhorn | LH-L8V1806Q01 | Linear Replacement Lamp | T8 Four-Foot | Replacement Lamps (plug and play) (UL Type A) |  | standard | TRUE |  | 1979.2 | 122.96 | 16.1 | 4.68 | 0.9628 | 2955 | 83.7 | 5 | 50000 | August, 24 2017 00:00:00 | Not Dimmable | Not Dimmable | No |  | XXXBWA | [15 empty] | 82.5 |  | 1.28 | 1.32 | [6 empty] | 5 | 2100 | 131 | 16 | 8 | 0.9 | 3000 | 80 |  |  |  | FALSE | FALSE | FALSE | [8 empty] | March, 30 2020 00:00:00 | FALSE | FALSE | FALSE | [6 empty] | AC | [7 empty] | FALSE
PL15OG37AGGO | Energetic Lighting Inc. | Energetic | E3T8CG-18F840 | Linear Replacement Lamp | T8 Four-Foot | Replacement Lamps (plug and play) (UL Type A) |  | standard | FALSE | [10 empty] | August, 24 2017 00:00:00 | Not Dimmable | Not Dimmable | NO |  | MMMPNC | [25 empty] | 5 | 2326 | 122.16 | 19.04 | 15.11 | 0.97 | 4000 | 83.1 |  |  |  | FALSE | FALSE | FALSE | May, 02 2018 00:00:00 | 4.3 |  | standard |  |  |  |  | March, 30 2020 00:00:00 | FALSE | FALSE | FALSE | [6 empty] | AC | [7 empty] | FALSE
PGHM36GZ | Longhorn Intelligent Tech Co., Ltd | Longhorn | LH-L8R124Q01 | Linear Replacement Lamp | T8 Four-Foot | Replacement Lamps (plug and play) (UL Type A) |  | standard | FALSE | [10 empty] | August, 22 2017 00:00:00 | Not Dimmable | Not Dimmable | No |  | XXXBPK | [25 empty] | 5 | 1650 | 127 | 13 | 8 | 0.9 | 5000 | 80 |  |  |  | FALSE | FALSE | FALSE | [8 empty] | March, 30 2020 00:00:00 | FALSE | FALSE | FALSE | [6 empty] | AC | [7 empty] | FALSE
PJNRMTFP | Longhorn Intelligent Tech Co., Ltd | Longhorn | LH-L8U124Q01 | Linear Replacement Lamp | T8 Four-Foot | Replacement Lamps (plug and play) (UL Type A) |  | standard | FALSE | [10 empty] | August, 22 2017 00:00:00 | Not Dimmable | Not Dimmable | No |  | XXXBPK | [25 empty] | 5 | 1650 | 127 | 13 | 8 | 0.9 | 3500 | 80 |  |  |  | FALSE | FALSE | FALSE | [8 empty] | March, 30 2020 00:00:00 | FALSE | FALSE | FALSE | [6 empty] | AC | [7 empty] | FALSE
PLLLLAG4GUFC | Arani systems corp | Arani | T48T8-50K-V6 | Linear Replacement Lamp | T8 Four-Foot | Replacement Lamps (plug and play) (UL Type A) |  | standard | FALSE | [10 empty] | August, 22 2017 00:00:00 | Not Dimmable | Not Dimmable | No |  | VVVWTQ | [25 empty] | 5 | 2334 | 125.74 | 18.56 | 11.86 | 0.97 | 5000 | 83.5 |  |  |  | FALSE | FALSE | FALSE | [8 empty] | March, 30 2020 00:00:00 | FALSE | FALSE | FALSE | [6 empty] | AC | [7 empty] | FALSE
PLIMTN9VMLN6 | Arani systems corp | Arani | T48T8-45K-V6 | Linear Replacement Lamp | T8 Four-Foot | Replacement Lamps (plug and play) (UL Type A) |  | standard | FALSE | [10 empty] | August, 22 2017 00:00:00 | Not Dimmable | Not Dimmable | No |  | VVVWTQ | [25 empty] | 5 | 2303 | 124.96 | 18.43 | 11.29 | 0.97 | 4500 | 82.7 |  |  |  | FALSE | FALSE | FALSE | [8 empty] | March, 30 2020 00:00:00 | FALSE | FALSE | FALSE | [6 empty] | AC | [7 empty] | FALSE
PLJ44XS6E15X | Arani systems corp | Arani | T48T8-40K-V6 | Linear Replacement Lamp | T8 Four-Foot | Replacement Lamps (plug and play) (UL Type A) |  | standard | TRUE |  | 2272 | 124.15 | 18.3 | 11.29 | 0.9731 | 4116 | 82.7 | 5 | 50000 | August, 22 2017 00:00:00 | Not Dimmable | Not Dimmable | No |  | VVVWTQ | [15 empty] | 85.1 |  | 1.22 | 1.3 | [6 empty] | 5 | 2272 | 124.15 | 18.3 | 11.29 | 0.97 | 4000 | 82.7 |  |  |  | FALSE | FALSE | FALSE | [8 empty] | March, 30 2020 00:00:00 | FALSE | FALSE | FALSE | [6 empty] | AC | [7 empty] | FALSE
PC3NSVU6 | Longhorn Intelligent Tech Co., Ltd | Longhorn | LH-L8N124Q01 | Linear Replacement Lamp | T8 Four-Foot | Replacement Lamps (plug and play) (UL Type A) |  | standard | FALSE | [10 empty] | August, 22 2017 00:00:00 | Not Dimmable | Not Dimmable | No |  | XXXBPK | [25 empty] | 5 | 1650 | 127 | 13 | 8 | 0.9 | 4000 | 80 |  |  |  | FALSE | FALSE | FALSE | [8 empty] | March, 30 2020 00:00:00 | FALSE | FALSE | FALSE | [6 empty] | AC | [7 empty] | FALSE
P10FKD96 | Longhorn Intelligent Tech Co., Ltd | Longhorn | LH-L8V124Q01 | Linear Replacement Lamp | T8 Four-Foot | Replacement Lamps (plug and play) (UL Type A) |  | standard | TRUE |  | 1602 | 118.99 | 13.46 | 5.19 | 0.9502 | 2962 | 83.8 | 5 | 50000 | August, 22 2017 00:00:00 | Not Dimmable | Not Dimmable | No |  | XXXBPK | [15 empty] | 82.2 |  | 1.28 | 1.32 | [6 empty] | 5 | 1650 | 127 | 13 | 8 | 0.9 | 3000 | 80 |  |  |  | FALSE | FALSE | FALSE | [8 empty] | March, 30 2020 00:00:00 | FALSE | FALSE | FALSE | [6 empty] | AC | [7 empty] | FALSE
PLWMWLWJ04BW | XTRA LITE LIGHTING LLC | SERVICE GUARANTEED | 4081541U1 | Linear Replacement Lamp | T8 Four-Foot | Replacement Lamps (plug and play) (UL Type A) |  | standard | FALSE | [10 empty] | August, 21 2017 00:00:00 | Dimmable | Continuous Below 10 | FALSE |  | HAHHIP | [25 empty] | 4.4 | 2050 | 113 | 18 | 11.57 | 0.97 | 4000 | 83 |  |  |  | FALSE | FALSE | FALSE | May, 02 2018 00:00:00 | 4.3 |  | standard |  |  |  |  | November, 02 2018 00:00:00 | FALSE | FALSE | FALSE | [6 empty] | AC | [7 empty] | FALSE
PL7LSXKSF0K2 | MSI Lighting | MSI LIGHTING | ZT84850123E | Linear Replacement Lamp | T8 Four-Foot | Dual Mode Internal Driver (UL Type A and Type B) |  | standard | FALSE | [10 empty] | August, 21 2017 00:00:00 | Not Dimmable | Not Dimmable | No |  | HAHHJN | [25 empty] | 5 | 2180 | 164.78 | 13.23 | 17.53 | 0.9 | 5000 | 80.2 |  |  |  | FALSE | FALSE | FALSE | May, 02 2018 00:00:00 | 4.3 |  | standard |  |  |  |  | March, 30 2020 00:00:00 | FALSE | FALSE | FALSE | [6 empty] | AC | [7 empty] | FALSE
PL1Y6U3R54EE | MSI Lighting | MSI LIGHTING | ZT84850183E | Linear Replacement Lamp | T8 Four-Foot | Dual Mode Internal Driver (UL Type A and Type B) |  | standard | FALSE | [10 empty] | August, 21 2017 00:00:00 | Not Dimmable | Not Dimmable | No |  | HAHHJP | [25 empty] | 5 | 2773 | 145.72 | 19.03 | 19.68 | 0.9 | 5000 | 82.7 |  |  |  | FALSE | FALSE | FALSE | May, 02 2018 00:00:00 | 4.3 |  | standard |  |  |  |  | March, 30 2020 00:00:00 | FALSE | FALSE | FALSE | [6 empty] | AC | [7 empty] | FALSE
PO3TGQAV | Hengdian Group Tospo Lighting Co.,Ltd | TOSPO | G8 TP120-277-17/T8 G13 DR 3500K | Linear Replacement Lamp | T8 Four-Foot | Replacement Lamps (plug and play) (UL Type A) |  | standard | TRUE |  | 2171 | 130.1 | 16.69 | 11.37 | 0.9661 | 3465 | 83.4 | 5 | 50000 | August, 21 2017 00:00:00 | Not Dimmable | Not Dimmable | No |  | FFFIMC | [15 empty] | 81.3 |  | 1.28 | 1.28 | [6 empty] | 5 | 2200 | 129 | 17 | 20 | 0.9 | 3500 | 80 |  |  |  | FALSE | FALSE | FALSE | [8 empty] | March, 30 2020 00:00:00 | FALSE | FALSE | FALSE | [6 empty] | AC | [7 empty] | FALSE
P9OL64DN | Hengdian Group Tospo Lighting Co.,Ltd | TOSPO | G8 TP120-277-17/T8 G13 DR 5000K | Linear Replacement Lamp | T8 Four-Foot | Replacement Lamps (plug and play) (UL Type A) |  | standard | FALSE | [10 empty] | August, 21 2017 00:00:00 | Not Dimmable | Not Dimmable | No |  | FFFIMC | [25 empty] | 5 | 2200 | 129 | 17 | 20 | 0.9 | 5000 | 80 |  |  |  | FALSE | FALSE | FALSE | [8 empty] | March, 30 2020 00:00:00 | FALSE | FALSE | FALSE | [6 empty] | AC | [7 empty] | FALSE
PL7JZPZO4MLV | XTRA LITE LIGHTING LLC | SERVICE GUARANTEED | 4081535U1 | Linear Replacement Lamp | T8 Four-Foot | Replacement Lamps (plug and play) (UL Type A) |  | standard | FALSE | [10 empty] | August, 21 2017 00:00:00 | Dimmable | Continuous Below 10 | FALSE |  | HAHHIP | [25 empty] | 4.4 | 2000 | 111 | 18 | 11.57 | 0.97 | 3500 | 83 |  |  |  | FALSE | FALSE | FALSE | May, 02 2018 00:00:00 | 4.3 |  | standard |  |  |  |  | November, 02 2018 00:00:00 | FALSE | FALSE | FALSE | [6 empty] | AC | [7 empty] | FALSE
PLQOGTZPMVR0 | XTRA LITE LIGHTING LLC | SERVICE GUARANTEED | 4081350U1 | Linear Replacement Lamp | T8 Four-Foot | Replacement Lamps (plug and play) (UL Type A) |  | standard | FALSE | [10 empty] | August, 21 2017 00:00:00 | Dimmable | Continuous Below 10 | FALSE |  | HAHHIO | [25 empty] | 4.4 | 1850 | 116 | 16 | 13.09 | 0.96 | 5000 | 83 |  |  |  | FALSE | FALSE | FALSE | May, 02 2018 00:00:00 | 4.3 |  | standard |  |  |  |  | November, 02 2018 00:00:00 | FALSE | FALSE | FALSE | [6 empty] | AC | [7 empty] | FALSE
PL2D8A5WIZ24 | XTRA LITE LIGHTING LLC | SERVICE GUARANTEED | 4081550U1 | Linear Replacement Lamp | T8 Four-Foot | Replacement Lamps (plug and play) (UL Type A) |  | standard | FALSE | [10 empty] | August, 21 2017 00:00:00 | Dimmable | Continuous Below 10 | FALSE |  | HAHHIP | [25 empty] | 4.4 | 2100 | 116 | 18 | 11.59 | 0.97 | 5000 | 83 |  |  |  | FALSE | FALSE | FALSE | May, 02 2018 00:00:00 | 4.3 |  | standard |  |  |  |  | November, 02 2018 00:00:00 | FALSE | FALSE | FALSE | [6 empty] | AC | [7 empty] | FALSE
PLD8Y1BV1A4P | XTRA LITE LIGHTING LLC | SERVICE GUARANTEED | 4081330U1 | Linear Replacement Lamp | T8 Four-Foot | Replacement Lamps (plug and play) (UL Type A) |  | standard | TRUE |  | 1801 | 122 | 14.76 | 13.04 | 0.9603 | 3022 | 82.5 | 5 | 50000 | August, 21 2017 00:00:00 | Dimmable | Continuous Below 10 | FALSE |  | HAHHIO | [15 empty] | 83.7 |  | 1.24 | 1.24 | [6 empty] | 4.4 | 1760 | 111 | 16 | 13.04 | 0.96 | 3000 | 83 |  |  |  | FALSE | FALSE | FALSE | May, 02 2018 00:00:00 | 4.3 |  | standard |  |  |  |  | November, 02 2018 00:00:00 | FALSE | FALSE | FALSE | [6 empty] | AC | [7 empty] | FALSE
PLRO6LZ75TG1 | XTRA LITE LIGHTING LLC | SERVICE GUARANTEED | 4081341U1 | Linear Replacement Lamp | T8 Four-Foot | Replacement Lamps (plug and play) (UL Type A) |  | standard | FALSE | [10 empty] | August, 21 2017 00:00:00 | Dimmable | Continuous Below 10 | FALSE |  | HAHHIO | [25 empty] | 4.4 | 1800 | 113 | 16 | 13.04 | 0.96 | 4000 | 83 |  |  |  | FALSE | FALSE | FALSE | May, 02 2018 00:00:00 | 4.3 |  | standard |  |  |  |  | November, 02 2018 00:00:00 | FALSE | FALSE | FALSE | [6 empty] | AC | [7 empty] | FALSE
PL1ACWUVL85I | MSI Lighting | MSI LIGHTING | ZT84841153E | Linear Replacement Lamp | T8 Four-Foot | Dual Mode Internal Driver (UL Type A and Type B) |  | standard | TRUE |  | 2066 | 140.35 | 14.72 | 18.75 | 0.9015 | 3943 | 80.8 | 5 | 50000 | August, 21 2017 00:00:00 | Not Dimmable | Not Dimmable | No |  | HAHHJO | [15 empty] | 84.8 |  | 1.2 | 1.34 | [6 empty] | 5 | 2066 | 140.35 | 14.72 | 18.75 | 0.9 | 4000 | 80.8 |  |  |  | FALSE | FALSE | FALSE | May, 02 2018 00:00:00 | 4.3 |  | standard |  |  |  |  | March, 30 2020 00:00:00 | FALSE | FALSE | FALSE | [6 empty] | AC | [7 empty] | FALSE
P7ENCXH3 | Hengdian Group Tospo Lighting Co.,Ltd | TOSPO | G8 TP120-277-17/T8 G13 DR 4000K | Linear Replacement Lamp | T8 Four-Foot | Replacement Lamps (plug and play) (UL Type A) |  | standard | FALSE | [10 empty] | August, 21 2017 00:00:00 | Not Dimmable | Not Dimmable | No |  | FFFIMC | [25 empty] | 5 | 2200 | 129 | 17 | 20 | 0.9 | 4000 | 80 |  |  |  | FALSE | FALSE | FALSE | [8 empty] | March, 30 2020 00:00:00 | FALSE | FALSE | FALSE | [6 empty] | AC | [7 empty] | FALSE
PL5LI3UEUKH4 | XTRA LITE LIGHTING LLC | SERVICE GUARANTEED | 4081335U1 | Linear Replacement Lamp | T8 Four-Foot | Replacement Lamps (plug and play) (UL Type A) |  | standard | FALSE | [10 empty] | August, 21 2017 00:00:00 | Dimmable | Continuous Below 10 | FALSE |  | HAHHIO | [25 empty] | 4.4 | 1760 | 111 | 16 | 13.04 | 0.96 | 3500 | 83 |  |  |  | FALSE | FALSE | FALSE | May, 02 2018 00:00:00 | 4.3 |  | standard |  |  |  |  | November, 02 2018 00:00:00 | FALSE | FALSE | FALSE | [6 empty] | AC | [7 empty] | FALSE
PLWBFL25GMWZ | XTRA LITE LIGHTING LLC | SERVICE GUARANTEED | 4081345U1 | Linear Replacement Lamp | T8 Four-Foot | Replacement Lamps (plug and play) (UL Type A) |  | standard | FALSE | [10 empty] | August, 21 2017 00:00:00 | Dimmable | Continuous Below 10 | FALSE |  | HAHHIO | [25 empty] | 4.4 | 1800 | 113 | 16 | 13.04 | 0.96 | 4500 | 83 |  |  |  | FALSE | FALSE | FALSE | May, 02 2018 00:00:00 | 4.3 |  | standard |  |  |  |  | November, 02 2018 00:00:00 | FALSE | FALSE | FALSE | [6 empty] | AC | [7 empty] | FALSE
PLD0E6N9S7KK | XTRA LITE LIGHTING LLC | SERVICE GUARANTEED | 4081545U1 | Linear Replacement Lamp | T8 Four-Foot | Replacement Lamps (plug and play) (UL Type A) |  | standard | FALSE | [10 empty] | August, 21 2017 00:00:00 | Dimmable | Continuous Below 10 | FALSE |  | HAHHIP | [25 empty] | 4.4 | 2050 | 113 | 18 | 11.57 | 0.97 | 4500 | 83 |  |  |  | FALSE | FALSE | FALSE | May, 02 2018 00:00:00 | 4.3 |  | standard |  |  |  |  | November, 02 2018 00:00:00 | FALSE | FALSE | FALSE | [6 empty] | AC | [7 empty] | FALSE
PL9GR2PNGBD5 | XTRA LITE LIGHTING LLC | SERVICE GUARANTEED | 4081530U1 | Linear Replacement Lamp | T8 Four-Foot | Replacement Lamps (plug and play) (UL Type A) |  | standard | TRUE |  | 1987 | 125.1 | 15.88 | 11.57 | 0.9651 | 3020 | 82.5 | 5 | 50000 | August, 21 2017 00:00:00 | Dimmable | Continuous Below 10 | FALSE |  | HAHHIP | [15 empty] | 83.8 |  | 1.26 | 1.26 | [6 empty] | 4.4 | 2000 | 111 | 18 | 11.57 | 0.97 | 3000 | 83 |  |  |  | FALSE | FALSE | FALSE | May, 02 2018 00:00:00 | 4.3 |  | standard |  |  |  |  | November, 02 2018 00:00:00 | FALSE | FALSE | FALSE | [6 empty] | AC | [7 empty] | FALSE
PLNJ30Q5LF28 | MSI Lighting | MSI LIGHTING | ZT84850153E | Linear Replacement Lamp | T8 Four-Foot | Dual Mode Internal Driver (UL Type A and Type B) |  | standard | FALSE | [10 empty] | August, 21 2017 00:00:00 | Not Dimmable | Not Dimmable | No |  | HAHHJO | [25 empty] | 5 | 2164 | 145.14 | 14.91 | 18.48 | 0.9 | 5000 | 80.2 |  |  |  | FALSE | FALSE | FALSE | May, 02 2018 00:00:00 | 4.3 |  | standard |  |  |  |  | March, 30 2020 00:00:00 | FALSE | FALSE | FALSE | [6 empty] | AC | [7 empty] | FALSE
PLWBEETJRX87 | MSI Lighting | MSI LIGHTING | ZT84841123E | Linear Replacement Lamp | T8 Four-Foot | Dual Mode Internal Driver (UL Type A and Type B) |  | standard | TRUE |  | 2124 | 160.79 | 13.21 | 19.05 | 0.9004 | 4058 | 80.8 | 5 | 50000 | August, 21 2017 00:00:00 | Not Dimmable | Not Dimmable | No |  | HAHHJN | [15 empty] | 85.7 |  | 1.22 | 1.22 | [6 empty] | 5 | 2124 | 160.91 | 13.2 | 17.78 | 0.9 | 4000 | 80.8 |  |  |  | FALSE | FALSE | FALSE | May, 02 2018 00:00:00 | 4.3 |  | standard |  |  |  |  | March, 30 2020 00:00:00 | FALSE | FALSE | FALSE | [6 empty] | AC | [7 empty] | FALSE
PLN80XS7HB0D | MSI Lighting | MSI LIGHTING | ZT84841183E | Linear Replacement Lamp | T8 Four-Foot | Dual Mode Internal Driver (UL Type A and Type B) |  | standard | TRUE |  | 2636 | 140.21 | 18.8 | 19.54 | 0.9012 | 3999 | 80.7 | 5 | 50000 | August, 21 2017 00:00:00 | Not Dimmable | Not Dimmable | No |  | HAHHJP | [15 empty] | 84.9 |  | 1.22 | 1.4 | [6 empty] | 5 | 2636 | 140.21 | 18.8 | 19.45 | 0.9 | 4000 | 80.7 |  |  |  | FALSE | FALSE | FALSE | May, 02 2018 00:00:00 | 4.3 |  | standard |  |  |  |  | March, 30 2020 00:00:00 | FALSE | FALSE | FALSE | [6 empty] | AC | [7 empty] | FALSE
PRZH5ACD | Hengdian Group Tospo Lighting Co.,Ltd | TOSPO | G8 TP120-277-14/T8 G13 DR 5000K | Linear Replacement Lamp | T8 Four-Foot | Replacement Lamps (plug and play) (UL Type A) |  | standard | FALSE | [10 empty] | August, 18 2017 00:00:00 | Not Dimmable | Not Dimmable | No |  | FFFILZ | [25 empty] | 5 | 1800 | 128 | 14 | 20 | 0.9 | 5000 | 80 |  |  |  | FALSE | FALSE | FALSE | [8 empty] | March, 30 2020 00:00:00 | FALSE | FALSE | FALSE | [6 empty] | AC | [7 empty] | FALSE
P2U66FOR | Allstar Lighting Supplies Inc. | LUXRITE | LR34173 | Linear Replacement Lamp | T8 Four-Foot | Replacement Lamps (plug and play) (UL Type A) |  | standard | FALSE | [10 empty] | August, 18 2017 00:00:00 | Not Dimmable | Not Dimmable | No |  | RRRUIY | [25 empty] | 5 | 2501 | 123.2 | 20.3 | 4.69 | 0.98 | 5000 | 84.8 |  |  |  | FALSE | FALSE | FALSE | [8 empty] | March, 30 2020 00:00:00 | FALSE | FALSE | FALSE | [6 empty] | AC | [7 empty] | FALSE
PLFM7AVB0VZM | TORONTO LED INC. | TorontoLED | DTL-T8-18T-50K | Linear Replacement Lamp | T8 Four-Foot | Replacement Lamps (plug and play) (UL Type A) |  | standard | FALSE | [10 empty] | August, 18 2017 00:00:00 | Not Dimmable | Not Dimmable | no |  | YYYCFL | [25 empty] | 5 | 2200 | 122.22 | 18 | 11.89 | 0.97 | 5000 | 83.9 |  |  |  | FALSE | FALSE | FALSE | May, 02 2018 00:00:00 | 4.3 |  | standard |  |  |  |  | March, 30 2020 00:00:00 | FALSE | FALSE | FALSE | [6 empty] | AC | [7 empty] | FALSE
PPPGC0EE | Hengdian Group Tospo Lighting Co.,Ltd | TOSPO | G8 TP120-277-14/T8 G13 DR 3500K | Linear Replacement Lamp | T8 Four-Foot | Replacement Lamps (plug and play) (UL Type A) |  | standard | TRUE |  | 1830 | 130.2 | 14.06 | 14.39 | 0.9546 | 3465 | 83.5 | 5 | 50000 | August, 18 2017 00:00:00 | Not Dimmable | Not Dimmable | No |  | FFFILZ | [15 empty] | 81.3 |  | 1.24 | 1.24 | [6 empty] | 5 | 1800 | 128 | 14 | 20 | 0.9 | 3500 | 80 |  |  |  | FALSE | FALSE | FALSE | [8 empty] | March, 30 2020 00:00:00 | FALSE | FALSE | FALSE | [6 empty] | AC | [7 empty] | FALSE
PLQ5M9Q45U99 | TORONTO LED INC. | TorontoLED | DTL-T8-18T-40K | Linear Replacement Lamp | T8 Four-Foot | Replacement Lamps (plug and play) (UL Type A) |  | standard | TRUE |  | 2376 | 117.05 | 20.3 | 11.38 | 0.9765 | 4065 | 82.7 | 5 | 50000 | August, 18 2017 00:00:00 | Not Dimmable | Not Dimmable | no |  | YYYCFL | [15 empty] | 84.9 |  | 1.22 | 1.28 | [6 empty] | 5 | 2100 | 116.67 | 18 | 11.38 | 0.98 | 4000 | 82.7 |  |  |  | FALSE | FALSE | FALSE | May, 02 2018 00:00:00 | 4.3 |  | standard |  |  |  |  | March, 30 2020 00:00:00 | FALSE | FALSE | FALSE | [6 empty] | AC | [7 empty] | FALSE
PPQP75BB | Allstar Lighting Supplies Inc. | LUXRITE | LR34172 | Linear Replacement Lamp | T8 Four-Foot | Replacement Lamps (plug and play) (UL Type A) |  | standard | TRUE |  | 2472 | 121.53 | 20.34 | 4.58 | 0.9763 | 3947 | 82.9 | 5 | 50000 | August, 18 2017 00:00:00 | Not Dimmable | Not Dimmable | No |  | RRRUIY | [15 empty] | 85.6 |  | 1.26 | 1.3 | [6 empty] | 5 | 2472 | 121.53 | 20.34 | 4.51 | 0.98 | 4000 | 82.9 |  |  |  | FALSE | FALSE | FALSE | [8 empty] | March, 30 2020 00:00:00 | FALSE | FALSE | FALSE | [6 empty] | AC | [7 empty] | FALSE
PU51K4WS | Hengdian Group Tospo Lighting Co.,Ltd | TOSPO | G8 TP120-277-14/T8 G13 DR 4000K | Linear Replacement Lamp | T8 Four-Foot | Replacement Lamps (plug and play) (UL Type A) |  | standard | FALSE | [10 empty] | August, 18 2017 00:00:00 | Not Dimmable | Not Dimmable | No |  | FFFILZ | [25 empty] | 5 | 1800 | 128 | 14 | 20 | 0.9 | 4000 | 80 |  |  |  | FALSE | FALSE | FALSE | [8 empty] | March, 30 2020 00:00:00 | FALSE | FALSE | FALSE | [6 empty] | AC | [7 empty] | FALSE
PLE3PCEDD95I | TORONTO LED INC. | TorontoLED | DTL-T8-18T-45K | Linear Replacement Lamp | T8 Four-Foot | Replacement Lamps (plug and play) (UL Type A) |  | standard | FALSE | [10 empty] | August, 18 2017 00:00:00 | Not Dimmable | Not Dimmable | no |  | YYYCFL | [25 empty] | 5 | 2100 | 116.67 | 18 | 11.38 | 0.98 | 4500 | 82.7 |  |  |  | FALSE | FALSE | FALSE | May, 02 2018 00:00:00 | 4.3 |  | standard |  |  |  |  | March, 30 2020 00:00:00 | FALSE | FALSE | FALSE | [6 empty] | AC | [7 empty] | FALSE
PVJMZUKS | HK Syhdee LIGHTING Co., LIMITED. | SYHDEE | SYHU-T8LAB1215M-40-A | Linear Replacement Lamp | T8 Four-Foot | Dual Mode Internal Driver (UL Type A and Type B) |  | standard | FALSE | [10 empty] | August, 17 2017 00:00:00 | Dimmable | Stepped | No |  | YYYCFH | [25 empty] | 5 | 2085 | 118.74 | 17.55 | 7.79 | 0.89 | 4000 | 83.9 |  |  |  | FALSE | FALSE | FALSE | [8 empty] | March, 30 2020 00:00:00 | FALSE | FALSE | FALSE | [6 empty] | AC | [7 empty] | FALSE
P0NZD4F2 | HK Syhdee LIGHTING Co., LIMITED. | SYHDEE | SYHU-T8LAB1218M-30-A | Linear Replacement Lamp | T8 Four-Foot | Dual Mode Internal Driver (UL Type A and Type B) |  | standard | TRUE |  | 2404 | 119.31 | 20.15 | 6.81 | 0.9151 | 2906 | 83.3 | 5 | 50000 | August, 17 2017 00:00:00 | Dimmable | Stepped | No |  | YYYCFI | [15 empty] | 89.1 |  | 1.18 | 1.4 | [6 empty] | 5 | 2404 | 119.31 | 20.15 | 6.81 | 0.92 | 3000 | 83.3 |  |  |  | FALSE | FALSE | FALSE | [8 empty] | March, 30 2020 00:00:00 | FALSE | FALSE | FALSE | [6 empty] | AC | [7 empty] | FALSE
P438L5KH | HK Syhdee LIGHTING Co., LIMITED. | SYHDEE | SYHU-T8LAB1212M-35-A | Linear Replacement Lamp | T8 Four-Foot | Dual Mode Internal Driver (UL Type A and Type B) |  | standard | FALSE | [10 empty] | August, 17 2017 00:00:00 | Dimmable | Stepped | NO | Product updated on 11/2/2017 | YYYCFG | [25 empty] | 5 | 1850 | 142.308 | 13 | 8.64 | 0.9004 | 3500 | 84 |  |  |  | FALSE | FALSE | FALSE | [8 empty] | March, 30 2020 00:00:00 | FALSE | FALSE | FALSE | [6 empty] | AC | [7 empty] | FALSE
P4LKZEXJ | CH Lighting Technology Co.,Ltd. | CH | CH1128-48-10.5W 835-1 | Linear Replacement Lamp | T8 Four-Foot | Replacement Lamps (plug and play) (UL Type A) |  | standard | FALSE | [10 empty] | August, 17 2017 00:00:00 | Dimmable | Continuous Above 10 | No |  | VVVWSC | [25 empty] | 5 | 1708 | 122 | 14 | 10 | 0.9 | 3500 | 83 |  |  |  | FALSE | FALSE | FALSE | [8 empty] | March, 30 2020 00:00:00 | FALSE | FALSE | FALSE | [6 empty] | AC | [7 empty] | FALSE
PCU8JTI5 | HK Syhdee LIGHTING Co., LIMITED. | SYHDEE | SYHU-T8LAB1215M-35-A | Linear Replacement Lamp | T8 Four-Foot | Dual Mode Internal Driver (UL Type A and Type B) |  | standard | FALSE | [10 empty] | August, 17 2017 00:00:00 | Dimmable | Stepped | No |  | YYYCFH | [25 empty] | 5 | 2066 | 117.7 | 17.55 | 7.79 | 0.89 | 3500 | 83.9 |  |  |  | FALSE | FALSE | FALSE | [8 empty] | March, 30 2020 00:00:00 | FALSE | FALSE | FALSE | [6 empty] | AC | [7 empty] | FALSE
PWC720H4 | HK Syhdee LIGHTING Co., LIMITED. | SYHDEE | SYHU-T8LAB1215M-45-A | Linear Replacement Lamp | T8 Four-Foot | Dual Mode Internal Driver (UL Type A and Type B) |  | standard | FALSE | [10 empty] | August, 17 2017 00:00:00 | Dimmable | Stepped | No |  | YYYCFH | [25 empty] | 5 | 2103 | 119.78 | 17.55 | 7.79 | 0.89 | 4500 | 83.9 |  |  |  | FALSE | FALSE | FALSE | [8 empty] | March, 30 2020 00:00:00 | FALSE | FALSE | FALSE | [6 empty] | AC | [7 empty] | FALSE
P3I5ZHTR | HK Syhdee LIGHTING Co., LIMITED. | SYHDEE | SYHU-T8LAB1218M-40-A | Linear Replacement Lamp | T8 Four-Foot | Dual Mode Internal Driver (UL Type A and Type B) |  | standard | FALSE | [10 empty] | August, 17 2017 00:00:00 | Dimmable | Stepped | No |  | YYYCFI | [25 empty] | 5 | 2465 | 120.99 | 20.37 | 6.81 | 0.92 | 4000 | 83.3 |  |  |  | FALSE | FALSE | FALSE | [8 empty] | March, 30 2020 00:00:00 | FALSE | FALSE | FALSE | [6 empty] | AC | [7 empty] | FALSE
PNFB9DBR | HK Syhdee LIGHTING Co., LIMITED. | SYHDEE | SYHU-T8LAB1212M-30-A | Linear Replacement Lamp | T8 Four-Foot | Dual Mode Internal Driver (UL Type A and Type B) |  | standard | TRUE |  | 1819 | 115.86 | 15.7 | 8.64 | 0.9004 | 2913 | 84 | 5 | 50000 | August, 17 2017 00:00:00 | Dimmable | Stepped | NO | Product updated on 11/2/2017 | YYYCFG | [15 empty] | 89.1 |  | 1.18 | 1.38 | [6 empty] | 5 | 1820 | 140 | 13 | 8.64 | 0.9004 | 3000 | 84 |  |  |  | FALSE | FALSE | FALSE | [8 empty] | March, 30 2020 00:00:00 | FALSE | FALSE | FALSE | [6 empty] | AC | [7 empty] | FALSE
PO82FED8 | CH Lighting Technology Co.,Ltd. | CH | CH1128-48-10.5W 840-1 | Linear Replacement Lamp | T8 Four-Foot | Replacement Lamps (plug and play) (UL Type A) |  | standard | FALSE | [10 empty] | August, 17 2017 00:00:00 | Dimmable | Continuous Above 10 | No |  | VVVWSC | [25 empty] | 5 | 1750 | 125 | 14 | 10 | 0.9 | 4000 | 83 |  |  |  | FALSE | FALSE | FALSE | [8 empty] | March, 30 2020 00:00:00 | FALSE | FALSE | FALSE | [6 empty] | AC | [7 empty] | FALSE
P6UFV45Q | HK Syhdee LIGHTING Co., LIMITED. | SYHDEE | SYHU-T8LAB1215M-30-A | Linear Replacement Lamp | T8 Four-Foot | Dual Mode Internal Driver (UL Type A and Type B) |  | standard | TRUE |  | 2048 | 117.63 | 17.41 | 7.79 | 0.8925 | 2917 | 83.9 | 5 | 50000 | August, 17 2017 00:00:00 | Dimmable | Stepped | No |  | YYYCFH | [15 empty] | 88.8 |  | 1.18 | 1.38 | [6 empty] | 5 | 2048 | 117.63 | 17.41 | 7.79 | 0.89 | 3000 | 83.9 |  |  |  | FALSE | FALSE | FALSE | [8 empty] | March, 30 2020 00:00:00 | FALSE | FALSE | FALSE | [6 empty] | AC | [7 empty] | FALSE
PYGE6S7I | HK Syhdee LIGHTING Co., LIMITED. | SYHDEE | SYHU-T8LAB1218M-35-A | Linear Replacement Lamp | T8 Four-Foot | Dual Mode Internal Driver (UL Type A and Type B) |  | standard | FALSE | [10 empty] | August, 17 2017 00:00:00 | Dimmable | Stepped | No |  | YYYCFI | [25 empty] | 5 | 2434 | 119.5 | 20.37 | 6.81 | 0.92 | 3500 | 83.3 |  |  |  | FALSE | FALSE | FALSE | [8 empty] | March, 30 2020 00:00:00 | FALSE | FALSE | FALSE | [6 empty] | AC | [7 empty] | FALSE
P154XBX7 | HK Syhdee LIGHTING Co., LIMITED. | SYHDEE | SYHU-T8LAB1218M-45-A | Linear Replacement Lamp | T8 Four-Foot | Dual Mode Internal Driver (UL Type A and Type B) |  | standard | FALSE | [10 empty] | August, 17 2017 00:00:00 | Dimmable | Stepped | No |  | YYYCFI | [25 empty] | 5 | 2495 | 122.47 | 20.37 | 6.81 | 0.92 | 4500 | 83.3 |  |  |  | FALSE | FALSE | FALSE | [8 empty] | March, 30 2020 00:00:00 | FALSE | FALSE | FALSE | [6 empty] | AC | [7 empty] | FALSE
P7OC81GP | HK Syhdee LIGHTING Co., LIMITED. | SYHDEE | SYHU-T8LAB1212M-50-A | Linear Replacement Lamp | T8 Four-Foot | Dual Mode Internal Driver (UL Type A and Type B) |  | standard | FALSE | [10 empty] | August, 17 2017 00:00:00 | Dimmable | Stepped | NO | Product updated on 11/2/2017 | YYYCFG | [25 empty] | 5 | 1950 | 150 | 13 | 8.91 | 0.9006 | 5000 | 83.4 |  |  |  | FALSE | FALSE | FALSE | [8 empty] | March, 30 2020 00:00:00 | FALSE | FALSE | FALSE | [6 empty] | AC | [7 empty] | FALSE
P256LY5M | HK Syhdee LIGHTING Co., LIMITED. | SYHDEE | SYHU-T8LAB1212M-40-A | Linear Replacement Lamp | T8 Four-Foot | Dual Mode Internal Driver (UL Type A and Type B) |  | standard | FALSE | [10 empty] | August, 17 2017 00:00:00 | Dimmable | Stepped | NO | Product updated on 11/2/2017 | YYYCFG | [25 empty] | 5 | 1900 | 146.154 | 13 | 8.64 | 0.9004 | 4000 | 84 |  |  |  | FALSE | FALSE | FALSE | [8 empty] | March, 30 2020 00:00:00 | FALSE | FALSE | FALSE | [6 empty] | AC | [7 empty] | FALSE
P7ZS1XT9 | HK Syhdee LIGHTING Co., LIMITED. | SYHDEE | SYHU-T8LAB1215M-50-A | Linear Replacement Lamp | T8 Four-Foot | Dual Mode Internal Driver (UL Type A and Type B) |  | standard | FALSE | [10 empty] | August, 17 2017 00:00:00 | Dimmable | Stepped | No |  | YYYCFH | [25 empty] | 5 | 2121 | 119.83 | 17.7 | 8.18 | 0.89 | 5000 | 84.2 |  |  |  | FALSE | FALSE | FALSE | [8 empty] | March, 30 2020 00:00:00 | FALSE | FALSE | FALSE | [6 empty] | AC | [7 empty] | FALSE
PKTULB89 | HK Syhdee LIGHTING Co., LIMITED. | SYHDEE | SYHU-T8LAB1218M-50-A | Linear Replacement Lamp | T8 Four-Foot | Dual Mode Internal Driver (UL Type A and Type B) |  | standard | FALSE | [10 empty] | August, 17 2017 00:00:00 | Dimmable | Stepped | No |  | YYYCFI | [25 empty] | 5 | 2525 | 122.63 | 20.59 | 6.97 | 0.92 | 5000 | 84.2 |  |  |  | FALSE | FALSE | FALSE | [8 empty] | March, 30 2020 00:00:00 | FALSE | FALSE | FALSE | [6 empty] | AC | [7 empty] | FALSE
PCKK6PMA | HK Syhdee LIGHTING Co., LIMITED. | SYHDEE | SYHU-T8LAB1212M-45-A | Linear Replacement Lamp | T8 Four-Foot | Dual Mode Internal Driver (UL Type A and Type B) |  | standard | FALSE | [10 empty] | August, 17 2017 00:00:00 | Dimmable | Stepped | NO | Product updated on 11/2/2017 | YYYCFG | [25 empty] | 5 | 1900 | 146.154 | 13 | 8.64 | 0.9004 | 4500 | 84 |  |  |  | FALSE | FALSE | FALSE | [8 empty] | March, 30 2020 00:00:00 | FALSE | FALSE | FALSE | [6 empty] | AC | [7 empty] | FALSE
P1YGB1CJ | CH Lighting Technology Co.,Ltd. | CH | CH1128-48-10.5W 850-1 | Linear Replacement Lamp | T8 Four-Foot | Replacement Lamps (plug and play) (UL Type A) |  | standard | FALSE | [10 empty] | August, 17 2017 00:00:00 | Dimmable | Continuous Above 10 | No |  | VVVWSC | [25 empty] | 5 | 1806 | 129 | 14 | 10 | 0.9 | 5000 | 83 |  |  |  | FALSE | FALSE | FALSE | [8 empty] | March, 30 2020 00:00:00 | FALSE | FALSE | FALSE | [6 empty] | AC | [7 empty] | FALSE
P33UMB3E | CH Lighting Technology Co.,Ltd. | CH | CH1128-48-10.5W 830-1 | Linear Replacement Lamp | T8 Four-Foot | Replacement Lamps (plug and play) (UL Type A) |  | standard | TRUE |  | 1650 | 125.9 | 13.11 | 10.36 | 0.957 | 3107 | 82.7 | 5 | 50000 | August, 17 2017 00:00:00 | Dimmable | Continuous Above 10 | No |  | VVVWSC | [15 empty] | 84.2 |  | 1.28 | 1.24 | [6 empty] | 5 | 1652 | 118 | 14 | 10 | 0.9 | 3000 | 83 |  |  |  | FALSE | FALSE | FALSE | [8 empty] | March, 30 2020 00:00:00 | FALSE | FALSE | FALSE | [6 empty] | AC | [7 empty] | FALSE
PTDAJ9ZC | XTRA LITE LIGHTING LLC | SERVICE GUARANTEE | 4081350PP-4 | Linear Replacement Lamp | T8 Four-Foot | Replacement Lamps (plug and play) (UL Type A) |  | standard | FALSE | [10 empty] | August, 16 2017 00:00:00 | Not Dimmable | Not Dimmable | FALSE |  | VAVWWO | [25 empty] | 4.4 | 2000 | 115 | 16 | 12.41 | 0.97 | 5000 | 83 |  |  |  | FALSE | FALSE | FALSE | [8 empty] | November, 02 2018 00:00:00 | FALSE | FALSE | FALSE | [6 empty] | AC | [7 empty] | FALSE
PLL3N75Q4A3Z | AW Lighting Solutions | northern star V | AW-LE-18T8/840 | Linear Replacement Lamp | T8 Four-Foot | Replacement Lamps (plug and play) (UL Type A) |  | standard | TRUE |  | 2376 | 117.05 | 20.3 | 11.38 | 0.9765 | 4065 | 82.7 | 5 | 50000 | August, 16 2017 00:00:00 | Not Dimmable | Not Dimmable | No |  | YYYCES | [15 empty] | 84.9 |  | 1.22 | 1.28 | [6 empty] | 5 | 2376 | 117.05 | 20.3 | 11.38 | 0.98 | 4000 | 82.7 |  |  |  | FALSE | FALSE | FALSE | [8 empty] | March, 30 2020 00:00:00 | FALSE | FALSE | FALSE | [6 empty] | AC | [7 empty] | FALSE
PP88M3P7 | XTRA LITE LIGHTING LLC | SERVICE GUARANTEE | 4081330PP-4 | Linear Replacement Lamp | T8 Four-Foot | Replacement Lamps (plug and play) (UL Type A) |  | standard | TRUE |  | 1955 | 119 | 16.43 | 12.41 | 0.9634 | 3056 | 81.3 | 5 | 50000 | August, 16 2017 00:00:00 | Not Dimmable | Not Dimmable | FALSE |  | VAVWWO | [15 empty] | 84 |  | 1.24 | 1.22 | [6 empty] | 4.4 | 1800 | 110 | 16 | 12.41 | 0.97 | 3000 | 83 |  |  |  | FALSE | FALSE | FALSE | [8 empty] | November, 02 2018 00:00:00 | FALSE | FALSE | FALSE | [6 empty] | AC | [7 empty] | FALSE
PCVHBCPR | XTRA LITE LIGHTING LLC | SERVICE GUARANTEE | 4081535PP-4 | Linear Replacement Lamp | T8 Four-Foot | Replacement Lamps (plug and play) (UL Type A) |  | standard | FALSE | [10 empty] | August, 16 2017 00:00:00 | Not Dimmable | Not Dimmable | FALSE |  | VAVWWP | [25 empty] | 4.4 | 2000 | 110 | 18 | 11.26 | 0.99 | 3500 | 83 |  |  |  | FALSE | FALSE | FALSE | [8 empty] | November, 02 2018 00:00:00 | FALSE | FALSE | FALSE | [6 empty] | AC | [7 empty] | FALSE
PBXDP4ET | XTRA LITE LIGHTING LLC | SERVICE GUARANTEE | 4081541PP-4 | Linear Replacement Lamp | T8 Four-Foot | Replacement Lamps (plug and play) (UL Type A) |  | standard | FALSE | [10 empty] | August, 16 2017 00:00:00 | Not Dimmable | Not Dimmable | FALSE |  | VAVWWP | [25 empty] | 4.4 | 2100 | 112 | 18 | 11.26 | 0.99 | 4000 | 83 |  |  |  | FALSE | FALSE | FALSE | [8 empty] | November, 02 2018 00:00:00 | FALSE | FALSE | FALSE | [6 empty] | AC | [7 empty] | FALSE
PAT9562R | XTRA LITE LIGHTING LLC | SERVICE GUARANTEE | 4081545PP-4 | Linear Replacement Lamp | T8 Four-Foot | Replacement Lamps (plug and play) (UL Type A) |  | standard | FALSE | [10 empty] | August, 16 2017 00:00:00 | Not Dimmable | Not Dimmable | FALSE |  | VAVWWP | [25 empty] | 4.4 | 2100 | 112 | 18 | 11.26 | 0.99 | 4500 | 83 |  |  |  | FALSE | FALSE | FALSE | [8 empty] | November, 02 2018 00:00:00 | FALSE | FALSE | FALSE | [6 empty] | AC | [7 empty] | FALSE
P2JN5258 | XTRA LITE LIGHTING LLC | SERVICE GUARANTEE | 4081530PP-4 | Linear Replacement Lamp | T8 Four-Foot | Replacement Lamps (plug and play) (UL Type A) |  | standard | TRUE |  | 2058 | 117.4 | 17.54 | 11.26 | 0.9669 | 3052 | 81.2 | 5 | 50000 | August, 16 2017 00:00:00 | Not Dimmable | Not Dimmable | FALSE |  | VAVWWP | [15 empty] | 83.8 |  | 1.26 | 1.24 | [6 empty] | 4.4 | 2000 | 110 | 18 | 11.26 | 0.99 | 3000 | 83 |  |  |  | FALSE | FALSE | FALSE | [8 empty] | November, 02 2018 00:00:00 | FALSE | FALSE | FALSE | [6 empty] | AC | [7 empty] | FALSE
PLJRI9CV48CJ | AW Lighting Solutions | northern star V | AW-LE-18T8/850 | Linear Replacement Lamp | T8 Four-Foot | Replacement Lamps (plug and play) (UL Type A) |  | standard | FALSE | [10 empty] | August, 16 2017 00:00:00 | Not Dimmable | Not Dimmable | No |  | YYYCES | [25 empty] | 5 | 2426 | 118.73 | 20.43 | 11.89 | 0.97 | 5000 | 83.9 |  |  |  | FALSE | FALSE | FALSE | [8 empty] | March, 30 2020 00:00:00 | FALSE | FALSE | FALSE | [6 empty] | AC | [7 empty] | FALSE
P821BGWH | XTRA LITE LIGHTING LLC | SERVICE GUARANTEE | 4081335PP-4 | Linear Replacement Lamp | T8 Four-Foot | Replacement Lamps (plug and play) (UL Type A) |  | standard | FALSE | [10 empty] | August, 16 2017 00:00:00 | Not Dimmable | Not Dimmable | FALSE |  | VAVWWO | [25 empty] | 4.4 | 1800 | 110 | 16 | 12.41 | 0.97 | 3500 | 83 |  |  |  | FALSE | FALSE | FALSE | [8 empty] | November, 02 2018 00:00:00 | FALSE | FALSE | FALSE | [6 empty] | AC | [7 empty] | FALSE
P58SVCN5 | XTRA LITE LIGHTING LLC | SERVICE GUARANTEE | 4081341PP-4 | Linear Replacement Lamp | T8 Four-Foot | Replacement Lamps (plug and play) (UL Type A) |  | standard | FALSE | [10 empty] | August, 16 2017 00:00:00 | Not Dimmable | Not Dimmable | FALSE |  | VAVWWO | [25 empty] | 4.4 | 1900 | 112 | 16 | 12.41 | 0.97 | 4000 | 83 |  |  |  | FALSE | FALSE | FALSE | [8 empty] | November, 02 2018 00:00:00 | FALSE | FALSE | FALSE | [6 empty] | AC | [7 empty] | FALSE
P57QN8SE | XTRA LITE LIGHTING LLC | SERVICE GUARANTEE | 4081345PP-4 | Linear Replacement Lamp | T8 Four-Foot | Replacement Lamps (plug and play) (UL Type A) |  | standard | FALSE | [10 empty] | August, 16 2017 00:00:00 | Not Dimmable | Not Dimmable | FALSE |  | VAVWWO | [25 empty] | 4.4 | 1900 | 112 | 16 | 12.41 | 0.97 | 4500 | 83 |  |  |  | FALSE | FALSE | FALSE | [8 empty] | November, 02 2018 00:00:00 | FALSE | FALSE | FALSE | [6 empty] | AC | [7 empty] | FALSE
PYZ3G7FC | XTRA LITE LIGHTING LLC | SERVICE GUARANTEE | 4081550PP-4 | Linear Replacement Lamp | T8 Four-Foot | Replacement Lamps (plug and play) (UL Type A) |  | standard | FALSE | [10 empty] | August, 16 2017 00:00:00 | Not Dimmable | Not Dimmable | FALSE |  | VAVWWP | [25 empty] | 4.4 | 2200 | 115 | 18 | 11.26 | 0.99 | 5000 | 83 |  |  |  | FALSE | FALSE | FALSE | [8 empty] | November, 02 2018 00:00:00 | FALSE | FALSE | FALSE | [6 empty] | AC | [7 empty] | FALSE
PLTLOPT0EP82 | AW Lighting Solutions | northern star V | AW-LE-18T8/845 | Linear Replacement Lamp | T8 Four-Foot | Replacement Lamps (plug and play) (UL Type A) |  | standard | FALSE | [10 empty] | August, 16 2017 00:00:00 | Not Dimmable | Not Dimmable | No |  | YYYCES | [25 empty] | 5 | 2401 | 117.87 | 20.37 | 11.38 | 0.98 | 4500 | 82.7 |  |  |  | FALSE | FALSE | FALSE | [8 empty] | March, 30 2020 00:00:00 | FALSE | FALSE | FALSE | [6 empty] | AC | [7 empty] | FALSE
PLXEZMT7R95D | SHANGHAI LITE-WAY | LITE-WAY | L02494-45H1 | Linear Replacement Lamp | T8 Four-Foot | Replacement Lamps (plug and play) (UL Type A) |  | standard | FALSE | [10 empty] | August, 15 2017 00:00:00 | Not Dimmable | Not Dimmable | No |  | CCCERC | [25 empty] | 5 | 2397 | 138.88 | 17.26 | 10.25 | 0.98 | 4500 | 82.6 |  |  |  | FALSE | FALSE | FALSE | [8 empty] | March, 30 2020 00:00:00 | FALSE | FALSE | FALSE | [6 empty] | AC | [7 empty] | FALSE
PLO3SJR9NQ2C | SHANGHAI LITE-WAY | LITE-WAY | L02494-50H1 | Linear Replacement Lamp | T8 Four-Foot | Replacement Lamps (plug and play) (UL Type A) |  | standard | FALSE | [10 empty] | August, 15 2017 00:00:00 | Not Dimmable | Not Dimmable | No |  | CCCERC | [25 empty] | 5 | 2453 | 141.72 | 17.31 | 10.97 | 0.98 | 5000 | 83.9 |  |  |  | FALSE | FALSE | FALSE | [8 empty] | March, 30 2020 00:00:00 | FALSE | FALSE | FALSE | [6 empty] | AC | [7 empty] | FALSE
PL73I8A69E62 | SHANGHAI LITE-WAY | LITE-WAY | L01989-40H1 | Linear Replacement Lamp | T8 Four-Foot | Replacement Lamps (plug and play) (UL Type A) |  | standard | TRUE |  | 2376 | 117.05 | 20.3 | 11.38 | 0.9765 | 4065 | 82.7 | 5 | 50000 | August, 15 2017 00:00:00 | Not Dimmable | Not Dimmable | No |  | CCCERB | [15 empty] | 84.9 |  | 1.22 | 1.28 | [6 empty] | 5 | 2376 | 117.05 | 20.3 | 11.38 | 0.98 | 4000 | 82.7 |  |  |  | FALSE | FALSE | FALSE | [8 empty] | March, 30 2020 00:00:00 | FALSE | FALSE | FALSE | [6 empty] | AC | [7 empty] | FALSE
PL69UFXOTRQ3 | SHANGHAI LITE-WAY | LITE-WAY | L01989-45H1 | Linear Replacement Lamp | T8 Four-Foot | Replacement Lamps (plug and play) (UL Type A) |  | standard | FALSE | [10 empty] | August, 15 2017 00:00:00 | Not Dimmable | Not Dimmable | No |  | CCCERB | [25 empty] | 5 | 2401 | 117.87 | 20.37 | 11.38 | 0.98 | 4500 | 82.7 |  |  |  | FALSE | FALSE | FALSE | [8 empty] | March, 30 2020 00:00:00 | FALSE | FALSE | FALSE | [6 empty] | AC | [7 empty] | FALSE
PLBX24A73XO8 | SHANGHAI LITE-WAY | LITE-WAY | L02494-40H1 | Linear Replacement Lamp | T8 Four-Foot | Replacement Lamps (plug and play) (UL Type A) |  | standard | TRUE |  | 2341 | 136.03 | 17.21 | 10.25 | 0.9752 | 4058 | 82.6 | 5 | 50000 | August, 15 2017 00:00:00 | Not Dimmable | Not Dimmable | No |  | CCCERC | [15 empty] | 84.8 |  | 1.22 | 1.3 | [6 empty] | 5 | 2341 | 136.03 | 17.21 | 10.25 | 0.98 | 4000 | 82.6 |  |  |  | FALSE | FALSE | FALSE | [8 empty] | March, 30 2020 00:00:00 | FALSE | FALSE | FALSE | [6 empty] | AC | [7 empty] | FALSE
PL960ZU3NFGW | SHANGHAI LITE-WAY | LITE-WAY | L01989-50H1 | Linear Replacement Lamp | T8 Four-Foot | Replacement Lamps (plug and play) (UL Type A) |  | standard | FALSE | [10 empty] | August, 15 2017 00:00:00 | Not Dimmable | Not Dimmable | No |  | CCCERB | [25 empty] | 5 | 2426 | 118.73 | 20.43 | 11.89 | 0.97 | 5000 | 83.9 |  |  |  | FALSE | FALSE | FALSE | [8 empty] | March, 30 2020 00:00:00 | FALSE | FALSE | FALSE | [6 empty] | AC | [7 empty] | FALSE
PA4TS7TZ | ZHONGSHAN JIUYUAN LIGHTING CO.,LTD | JIUYUAN | WHD-T8-18WB(4500K)? | Linear Replacement Lamp | T8 Four-Foot | Dual Mode Internal Driver (UL Type A and Type B) |  | standard | FALSE | [10 empty] | August, 11 2017 00:00:00 | Not Dimmable | Not Dimmable | No |  | FFFILL | [25 empty] | 5 | 2487 | 132.5 | 18.7 | 12.1 | 0.93 | 4500 | 81.3 |  |  |  | FALSE | FALSE | FALSE | [8 empty] | March, 30 2020 00:00:00 | FALSE | FALSE | FALSE | [6 empty] | AC | [7 empty] | FALSE
PHQ6FKMY | ZHONGSHAN JIUYUAN LIGHTING CO.,LTD | JIUYUAN | WHD-T8-18WB(3000K)? | Linear Replacement Lamp | T8 Four-Foot | Dual Mode Internal Driver (UL Type A and Type B) |  | standard | TRUE |  | 2487 | 132.527 | 18.766 | 12.1 | 0.93 | 2925 | 81.3 | 5 | 50000 | August, 11 2017 00:00:00 | Not Dimmable | Not Dimmable | No |  | FFFILL | [15 empty] | 78.9 |  | 1.12 | 1.26 | [6 empty] | 5 | 2487 | 132.5 | 18.7 | 12.1 | 0.93 | 2925 | 81.3 |  |  |  | FALSE | FALSE | FALSE | [8 empty] | March, 30 2020 00:00:00 | FALSE | FALSE | FALSE | [6 empty] | AC | [7 empty] | FALSE
PBTDPB53 | Torshare Ltd | TORSHARE | T8-14W-120-GTB-50K | Linear Replacement Lamp | T8 Four-Foot | Dual Mode Internal Driver (UL Type A and Type B) |  | standard | FALSE | [10 empty] | August, 11 2017 00:00:00 | Not Dimmable | Not Dimmable | No |  | VAVWWG | [25 empty] | 5 | 2059 | 155.16 | 13.27 | 21.59 | 0.89 | 5000 | 82.7 |  |  |  | FALSE | FALSE | FALSE | [8 empty] | March, 30 2020 00:00:00 | FALSE | FALSE | FALSE | [6 empty] | AC | [7 empty] | FALSE
P0ICMHFO | ZHONGSHAN JIUYUAN LIGHTING CO.,LTD | JIUYUAN | WHD-T8-18WB(5000K) | Linear Replacement Lamp | T8 Four-Foot | Dual Mode Internal Driver (UL Type A and Type B) |  | standard | FALSE | [10 empty] | August, 11 2017 00:00:00 | Not Dimmable | Not Dimmable | No |  | FFFILL | [25 empty] | 5 | 2542 | 134.4 | 18.9 | 12.1 | 0.93 | 4991 | 82.5 |  |  |  | FALSE | FALSE | FALSE | [8 empty] | March, 30 2020 00:00:00 | FALSE | FALSE | FALSE | [6 empty] | AC | [7 empty] | FALSE
PRO31OX8 | Torshare Ltd | TORSHARE | T8-18W-120-GTB-40K | Linear Replacement Lamp | T8 Four-Foot | Dual Mode Internal Driver (UL Type A and Type B) |  | standard | TRUE |  | 2660 | 150.59 | 17.69 | 20.98 | 0.9268 | 3935 | 82.1 | 5 | 50000 | August, 11 2017 00:00:00 | Not Dimmable | Not Dimmable | no |  | VAVWWH | [15 empty] | 84.5 |  | 1.2 | 1.34 | [6 empty] | 5 | 2664 | 150.59 | 17.69 | 20.98 | 0.9254 | 4000 | 82.1 |  |  |  | FALSE | FALSE | FALSE | [8 empty] | March, 30 2020 00:00:00 | FALSE | FALSE | FALSE | [6 empty] | AC | [7 empty] | FALSE
PF1DP8LR | ZHONGSHAN JIUYUAN LIGHTING CO.,LTD | JIUYUAN | WHD-T8-18WB(3500K)? | Linear Replacement Lamp | T8 Four-Foot | Dual Mode Internal Driver (UL Type A and Type B) |  | standard | FALSE | [10 empty] | August, 11 2017 00:00:00 | Not Dimmable | Not Dimmable | No |  | FFFILL | [25 empty] | 5 | 2487 | 132.5 | 18.7 | 12.1 | 0.93 | 3500 | 81.3 |  |  |  | FALSE | FALSE | FALSE | [8 empty] | March, 30 2020 00:00:00 | FALSE | FALSE | FALSE | [6 empty] | AC | [7 empty] | FALSE
P42JX5UQ | ZHONGSHAN JIUYUAN LIGHTING CO.,LTD | JIUYUAN | WHD-T8-18WB(4000K)? | Linear Replacement Lamp | T8 Four-Foot | Dual Mode Internal Driver (UL Type A and Type B) |  | standard | FALSE | [10 empty] | August, 11 2017 00:00:00 | Not Dimmable | Not Dimmable | No |  | FFFILL | [25 empty] | 5 | 2487 | 132.5 | 18.7 | 12.1 | 0.93 | 4000 | 81.3 |  |  |  | FALSE | FALSE | FALSE | [8 empty] | March, 30 2020 00:00:00 | FALSE | FALSE | FALSE | [6 empty] | AC | [7 empty] | FALSE
P62VGZJT | Torshare Ltd | TORSHARE | T8-14W-120-GTB-40K | Linear Replacement Lamp | T8 Four-Foot | Dual Mode Internal Driver (UL Type A and Type B) |  | standard | TRUE |  | 2051 | 153.4 | 13.37 | 21.67 | 0.8939 | 3929 | 82 | 5 | 50000 | August, 11 2017 00:00:00 | Not Dimmable | Not Dimmable | No |  | VAVWWG | [15 empty] | 84.6 |  | 1.2 | 1.32 | [6 empty] | 5 | 2051 | 153.4 | 13.37 | 21.69 | 0.89 | 4000 | 82 |  |  |  | FALSE | FALSE | FALSE | [8 empty] | March, 30 2020 00:00:00 | FALSE | FALSE | FALSE | [6 empty] | AC | [7 empty] | FALSE
PW5NHLXI | Torshare Ltd | TORSHARE | T8-18W-120-GTB-50K | Linear Replacement Lamp | T8 Four-Foot | Dual Mode Internal Driver (UL Type A and Type B) |  | standard | FALSE | [10 empty] | August, 11 2017 00:00:00 | Not Dimmable | Not Dimmable | no |  | VAVWWH | [25 empty] | 5 | 2682 | 151.95 | 17.65 | 20.6 | 0.9238 | 5000 | 82.2 |  |  |  | FALSE | FALSE | FALSE | [8 empty] | March, 30 2020 00:00:00 | FALSE | FALSE | FALSE | [6 empty] | AC | [7 empty] | FALSE
PKIKXNB2 | Green Ignite | GREEN IGNITE | GI-4T8-WD34P-ULMF3 | Linear Replacement Lamp | T8 Four-Foot | Dual Mode Internal Driver (UL Type A and Type B) |  | standard | FALSE | [10 empty] | August, 10 2017 00:00:00 | Not Dimmable | Not Dimmable | No |  | XXXBOG | [25 empty] | 5 | 2751 | 138.52 | 19.86 | 6.64 | 0.97 | 3500 | 82.4 |  |  |  | FALSE | FALSE | FALSE | [8 empty] | March, 30 2020 00:00:00 | FALSE | FALSE | FALSE | [6 empty] | AC | [7 empty] | FALSE
PTNIP6L9 | Green Ignite | GREEN IGNITE | GI-4T8-D34P-ULMF3 | Linear Replacement Lamp | T8 Four-Foot | Dual Mode Internal Driver (UL Type A and Type B) |  | standard | FALSE | [10 empty] | August, 10 2017 00:00:00 | Not Dimmable | Not Dimmable | No |  | XXXBOG | [25 empty] | 5 | 2779 | 139.93 | 19.86 | 6.64 | 0.97 | 4000 | 82.4 |  |  |  | FALSE | FALSE | FALSE | [8 empty] | March, 30 2020 00:00:00 | FALSE | FALSE | FALSE | [6 empty] | AC | [7 empty] | FALSE
PCI3P0A1 | Green Ignite | GREEN IGNITE | GI-4T8-C34P-ULMF3 | Linear Replacement Lamp | T8 Four-Foot | Dual Mode Internal Driver (UL Type A and Type B) |  | standard | FALSE | [10 empty] | August, 10 2017 00:00:00 | Not Dimmable | Not Dimmable | NO |  | XXXBOG | [25 empty] | 5 | 2835 | 142.97 | 19.83 | 6.82 | 0.97 | 5000 | 84.1 |  |  |  | FALSE | FALSE | FALSE | [8 empty] | March, 30 2020 00:00:00 | FALSE | FALSE | FALSE | [6 empty] | AC | [7 empty] | FALSE
PW5SR0AI | Green Ignite | GREEN IGNITE | GI-4T8-DC34P-ULMF3 | Linear Replacement Lamp | T8 Four-Foot | Dual Mode Internal Driver (UL Type A and Type B) |  | standard | FALSE | [10 empty] | August, 10 2017 00:00:00 | Not Dimmable | Not Dimmable | No |  | XXXBOG | [25 empty] | 5 | 2807 | 141.34 | 19.86 | 6.64 | 0.97 | 4500 | 82.4 |  |  |  | FALSE | FALSE | FALSE | [8 empty] | March, 30 2020 00:00:00 | FALSE | FALSE | FALSE | [6 empty] | AC | [7 empty] | FALSE
P6A37V77 | Green Ignite | GREEN IGNITE | GI-4T8-W34P-ULMF3 | Linear Replacement Lamp | T8 Four-Foot | Dual Mode Internal Driver (UL Type A and Type B) |  | standard | TRUE |  | 2688 | 138.06 | 19.47 | 6.64 | 0.9705 | 3060 | 82.4 | 5 | 50000 | August, 10 2017 00:00:00 | Not Dimmable | Not Dimmable | No |  | XXXBOG | [15 empty] | 84.3 |  | 1.22 | 1.38 | [6 empty] | 5 | 2723 | 136.9 | 19.89 | 6.64 | 0.97 | 3000 | 82.4 |  |  |  | FALSE | FALSE | FALSE | [8 empty] | March, 30 2020 00:00:00 | FALSE | FALSE | FALSE | [6 empty] | AC | [7 empty] | FALSE
PLQURJEWM88O | Zhejiang Shenghui Lighting Co.,Ltd. | SENGLED | 110629017 | Linear Replacement Lamp | T8 Four-Foot | Replacement Lamps (plug and play) (UL Type A) | 0 | standard | FALSE | [10 empty] | August, 09 2017 00:00:00 | Dimmable | Continuous Below 10 | NO |  | XXXBOD | [25 empty] | 5 | 2400 | 120 | 20 | 7.64 | 0.98 | 5000 | 83 |  |  |  | FALSE | FALSE | FALSE | [8 empty] | March, 30 2020 00:00:00 | FALSE | FALSE | FALSE | [6 empty] | AC | [7 empty] | FALSE
PL7LLOLAY07D | Zhejiang Shenghui Lighting Co.,Ltd. | SENGLED | 110629012 | Linear Replacement Lamp | T8 Four-Foot | Replacement Lamps (plug and play) (UL Type A) | 0 | standard | FALSE | [10 empty] | August, 09 2017 00:00:00 | Dimmable | Continuous Below 10 | FALSE |  | XXXBOF | [25 empty] | 4.4 | 1800 | 112 | 16 | 12.74 | 0.96 | 3500 | 83 |  |  |  | FALSE | FALSE | FALSE | [8 empty] | November, 02 2018 00:00:00 | FALSE | FALSE | FALSE | [6 empty] | AC | [7 empty] | FALSE
PL75AG8D3GOM | Zhejiang Shenghui Lighting Co.,Ltd. | SENGLED | 110629013 | Linear Replacement Lamp | T8 Four-Foot | Replacement Lamps (plug and play) (UL Type A) | 0 | standard | FALSE | [10 empty] | August, 09 2017 00:00:00 | Dimmable | Continuous Below 10 | FALSE |  | XXXBOF | [25 empty] | 4.4 | 1850 | 115 | 16 | 12.74 | 0.96 | 4000 | 83 |  |  |  | FALSE | FALSE | FALSE | [8 empty] | November, 02 2018 00:00:00 | FALSE | FALSE | FALSE | [6 empty] | AC | [7 empty] | FALSE
PLRHFSK4QUK0 | Zhejiang Shenghui Lighting Co.,Ltd. | SENGLED | 110629011 | Linear Replacement Lamp | T8 Four-Foot | Replacement Lamps (plug and play) (UL Type A) | 0 | standard | TRUE |  | 1850 | 124.5 | 14.86 | 9.19 | 0.965 | 3053 | 82.8 | 5 | 50000 | August, 09 2017 00:00:00 | Dimmable | Continuous Below 10 | FALSE |  | XXXBOF | [15 empty] | 82.1 |  | 1.24 | 1.34 | [6 empty] | 4.4 | 1800 | 112 | 16 | 12.74 | 0.96 | 3000 | 83 |  |  |  | FALSE | FALSE | FALSE | [8 empty] | November, 02 2018 00:00:00 | FALSE | FALSE | FALSE | [6 empty] | AC | [7 empty] | FALSE
PL9RZVAB3O7B | MaxLite Inc. | MaxLite | L14T8DF440-GA | Linear Replacement Lamp | T8 Four-Foot | Replacement Lamps (plug and play) (UL Type A) |  | standard | FALSE | [10 empty] | August, 09 2017 00:00:00 | Not Dimmable | Not Dimmable | No |  | PPPRVW | [25 empty] | 5 | 2000 | 118 | 17 | 14 | 0.99 | 4000 | 80 |  |  |  | FALSE | FALSE | FALSE | [8 empty] | March, 30 2020 00:00:00 | FALSE | FALSE | FALSE | [6 empty] | AC | [7 empty] | FALSE
PLZQ4SV3PTXP | Zhejiang Shenghui Lighting Co.,Ltd. | SENGLED | 110629015 | Linear Replacement Lamp | T8 Four-Foot | Replacement Lamps (plug and play) (UL Type A) | 0 | standard | TRUE |  | 2323 | 120.2 | 19.32 | 7.59 | 0.9751 | 3073 | 82.7 | 5 | 50000 | August, 09 2017 00:00:00 | Dimmable | Continuous Below 10 | FALSE |  | XXXBOD | [15 empty] | 83.2 |  | 1.26 | 1.3 | [6 empty] | 4.4 | 2200 | 110 | 20 | 7.59 | 0.98 | 3000 | 83 |  |  |  | FALSE | FALSE | FALSE | [8 empty] | November, 02 2018 00:00:00 | FALSE | FALSE | FALSE | [6 empty] | AC | [7 empty] | FALSE
PLZRHNPNNLHW | MaxLite Inc. | MaxLite | L14T8DF430-GA | Linear Replacement Lamp | T8 Four-Foot | Replacement Lamps (plug and play) (UL Type A) |  | standard | TRUE |  | 2038.6 | 118.31 | 17.23 | 13.62 | 0.9822 | 2919 | 83 | 5 | 50000 | August, 09 2017 00:00:00 | Not Dimmable | Not Dimmable | No |  | PPPRVW | [15 empty] | 82 |  | 1.26 | 1.34 | [6 empty] | 5 | 2000 | 118 | 17 | 14 | 0.99 | 3000 | 80 |  |  |  | FALSE | FALSE | FALSE | [8 empty] | March, 30 2020 00:00:00 | FALSE | FALSE | FALSE | [6 empty] | AC | [7 empty] | FALSE
PLTCPBSJ9P65 | Zhejiang Shenghui Lighting Co.,Ltd. | SENGLED | 110629016 | Linear Replacement Lamp | T8 Four-Foot | Replacement Lamps (plug and play) (UL Type A) | 0 | standard | FALSE | [10 empty] | August, 09 2017 00:00:00 | Dimmable | Continuous Below 10 | FALSE |  | XXXBOD | [25 empty] | 4.4 | 2200 | 110 | 20 | 7.59 | 0.98 | 3500 | 83 |  |  |  | FALSE | FALSE | FALSE | [8 empty] | November, 02 2018 00:00:00 | FALSE | FALSE | FALSE | [6 empty] | AC | [7 empty] | FALSE
PL1NGBVYZ4H8 | Zhejiang Shenghui Lighting Co.,Ltd. | SENGLED | 110628984 | Linear Replacement Lamp | T8 Four-Foot | Replacement Lamps (plug and play) (UL Type A) | 0 | standard | FALSE | [10 empty] | August, 09 2017 00:00:00 | Dimmable | Continuous Below 10 | FALSE |  | XXXBOD | [25 empty] | 4.4 | 2300 | 115 | 20 | 7.59 | 0.98 | 4000 | 83 |  |  |  | FALSE | FALSE | FALSE | [8 empty] | November, 02 2018 00:00:00 | FALSE | FALSE | FALSE | [6 empty] | AC | [7 empty] | FALSE
PLHETYNHEJU8 | MaxLite Inc. | MaxLite | L14T8DF450-GA | Linear Replacement Lamp | T8 Four-Foot | Replacement Lamps (plug and play) (UL Type A) |  | standard | FALSE | [10 empty] | August, 09 2017 00:00:00 | Not Dimmable | Not Dimmable | No |  | PPPRVW | [25 empty] | 5 | 2000 | 118 | 17 | 14 | 0.99 | 5000 | 80 |  |  |  | FALSE | FALSE | FALSE | [8 empty] | March, 30 2020 00:00:00 | FALSE | FALSE | FALSE | [6 empty] | AC | [7 empty] | FALSE
PLKPT1H27SOZ | Zhejiang Shenghui Lighting Co.,Ltd. | SENGLED | 110629014 | Linear Replacement Lamp | T8 Four-Foot | Replacement Lamps (plug and play) (UL Type A) | 0 | standard | FALSE | [10 empty] | August, 09 2017 00:00:00 | Dimmable | Continuous Below 10 | NO |  | XXXBOF | [25 empty] | 5 | 1900 | 118 | 16 | 12.77 | 0.96 | 5000 | 83 |  |  |  | FALSE | FALSE | FALSE | [8 empty] | March, 30 2020 00:00:00 | FALSE | FALSE | FALSE | [6 empty] | AC | [7 empty] | FALSE
PL0M8FHG6OE6 | Halco Lighting Technologies | Halco ProLED | T8FR13/850/DIR3/LED | Linear Replacement Lamp | T8 Four-Foot | Replacement Lamps (plug and play) (UL Type A) |  | standard | FALSE | [10 empty] | August, 06 2017 00:00:00 | Dimmable | Continuous Below 10 | No | Updated on 1/5/2018 | HAHHHK | [25 empty] | 5 | 2000 | 125 | 16 | 10 | 0.9 | 5000 | 80 |  |  |  | FALSE | FALSE | FALSE | May, 02 2018 00:00:00 | 4.3 |  | standard |  |  |  |  | March, 30 2020 00:00:00 | FALSE | FALSE | FALSE | [6 empty] | AC | [7 empty] | FALSE
PLPCI4H4HRVH | Halco Lighting Technologies | Halco ProLED | T8FR13/835/DIR3/LED | Linear Replacement Lamp | T8 Four-Foot | Replacement Lamps (plug and play) (UL Type A) |  | standard | FALSE | [10 empty] | August, 06 2017 00:00:00 | Dimmable | Continuous Below 10 | No | Updated on 1/5/2018 | HAHHHK | [25 empty] | 5 | 1904 | 119 | 16 | 10 | 0.9 | 3500 | 80 |  |  |  | FALSE | FALSE | FALSE | May, 02 2018 00:00:00 | 4.3 |  | standard |  |  |  |  | March, 30 2020 00:00:00 | FALSE | FALSE | FALSE | [6 empty] | AC | [7 empty] | FALSE
PLTDQBK1D0QG | Halco Lighting Technologies | Halco ProLED | T8FR13/830/DIR3/LED | Linear Replacement Lamp | T8 Four-Foot | Replacement Lamps (plug and play) (UL Type A) |  | standard | TRUE |  | 1850 | 124.5 | 14.86 | 9.19 | 0.965 | 3053 | 82.8 | 5 | 50000 | August, 06 2017 00:00:00 | Dimmable | Continuous Below 10 | No | Updated on 1/5/2018 | HAHHHK | [15 empty] | 84.2 |  | 1.32 | 1.28 | [6 empty] | 5 | 1856 | 116 | 16 | 10 | 0.9 | 3000 | 80 |  |  |  | FALSE | FALSE | FALSE | May, 02 2018 00:00:00 | 4.3 |  | standard |  |  |  |  | March, 30 2020 00:00:00 | FALSE | FALSE | FALSE | [6 empty] | AC | [7 empty] | FALSE
PLLZ3MZ410I6 | Halco Lighting Technologies | Halco ProLED | T8FR13/840/DIR3/LED | Linear Replacement Lamp | T8 Four-Foot | Replacement Lamps (plug and play) (UL Type A) |  | standard | FALSE | [10 empty] | August, 06 2017 00:00:00 | Dimmable | Continuous Below 10 | No | Updated on 1/5/2018 | HAHHHK | [25 empty] | 5 | 1952 | 122 | 16 | 10 | 0.9 | 4000 | 80 |  |  |  | FALSE | FALSE | FALSE | May, 02 2018 00:00:00 | 4.3 |  | standard |  |  |  |  | March, 30 2020 00:00:00 | FALSE | FALSE | FALSE | [6 empty] | AC | [7 empty] | FALSE
PLKRPXHQ5FK8 | Builders Pack | BUILDERS PACK | 44-GL8-120-15W-50K-AB | Linear Replacement Lamp | T8 Four-Foot | Dual Mode Internal Driver (UL Type A and Type B) |  | standard | FALSE | [10 empty] | August, 04 2017 00:00:00 | Dimmable | Continuous Below 10 | NO | Updated on 07/26/2018 | EAEFDQ | [25 empty] | 4.4 | 2197.19 | 113.26 | 19.4 | 13.7 | 0.99 | 5000 | 81.3 |  |  |  | FALSE | FALSE | FALSE | [8 empty] | November, 02 2018 00:00:00 | FALSE | FALSE | FALSE | [6 empty] | AC | [7 empty] | FALSE
PLBOS88NCGVB | Builders Pack | BUILDERS PACK | 44-GL8-120-15W-40K-A | Linear Replacement Lamp | T8 Four-Foot | Replacement Lamps (plug and play) (UL Type A) |  | standard | FALSE | [10 empty] | August, 04 2017 00:00:00 | Dimmable | Continuous Below 10 | NO | Updated on 07/26/2018 | EAEFDU | [25 empty] | 4.4 | 1735.3 | 114.9 | 15.1 | 17.4 | 0.96 | 4000 | 82 |  |  |  | FALSE | FALSE | FALSE | [8 empty] | November, 02 2018 00:00:00 | FALSE | FALSE | FALSE | [6 empty] | AC | [7 empty] | FALSE
PLNCWHTBWBB7 | Builders Pack | BUILDERS PACK | 44-GL8-120-18W-45K-A | Linear Replacement Lamp | T8 Four-Foot | Replacement Lamps (plug and play) (UL Type A) |  | standard | FALSE | [10 empty] | August, 04 2017 00:00:00 | Dimmable | Continuous Below 10 | NO | Updated on 07/26/2018 | EAEFDV | [25 empty] | 4.4 | 2103.1 | 115.5 | 18.2 | 17.3 | 0.96 | 4500 | 82.3 |  |  |  | FALSE | FALSE | FALSE | [8 empty] | November, 02 2018 00:00:00 | FALSE | FALSE | FALSE | [6 empty] | AC | [7 empty] | FALSE
PL2BA6WFSRDB | Builders Pack | BUILDERS PACK | 44-GL8-120-20W-35K-AB | Linear Replacement Lamp | T8 Four-Foot | Dual Mode Internal Driver (UL Type A and Type B) |  | standard | FALSE | [10 empty] | August, 04 2017 00:00:00 | Dimmable | Continuous Below 10 | NO | Updated on 07/26/2018 | EAEFDS | [25 empty] | 4.4 | 2628.64 | 112.34 | 23.4 | 13.9 | 1 | 3500 | 82.9 |  |  |  | FALSE | FALSE | FALSE | [8 empty] | November, 02 2018 00:00:00 | FALSE | FALSE | FALSE | [6 empty] | AC | [7 empty] | FALSE
PL65EUQEPKVU | Builders Pack | BUILDERS PACK | 44-GL8-120-20W-40K-AB | Linear Replacement Lamp | T8 Four-Foot | Dual Mode Internal Driver (UL Type A and Type B) |  | standard | FALSE | [10 empty] | August, 04 2017 00:00:00 | Dimmable | Continuous Below 10 | NO | Updated on 07/26/2018 | EAEFDS | [25 empty] | 4.4 | 2628.64 | 112.34 | 23.4 | 13.9 | 1 | 4000 | 82.9 |  |  |  | FALSE | FALSE | FALSE | [8 empty] | November, 02 2018 00:00:00 | FALSE | FALSE | FALSE | [6 empty] | AC | [7 empty] | FALSE
PL0EB8HTE3J5 | Builders Pack | Builders Pack | 44-GL8-120-12W-35K-A | Linear Replacement Lamp | T8 Four-Foot | Replacement Lamps (plug and play) (UL Type A) |  | standard | FALSE | [10 empty] | August, 04 2017 00:00:00 | Not Dimmable | Not Dimmable | NO | Updated on 07/26/2018 | EAEFDT | [25 empty] | 5 | 1624 | 121.24 | 13.4 | 10.86 | 0.9046 | 3500 | 83.3 |  |  |  | FALSE | FALSE | FALSE | [8 empty] | March, 30 2020 00:00:00 | FALSE | FALSE | FALSE | [6 empty] | AC | [7 empty] | FALSE
PLD4YJ4KMH23 | Premise LED Inc. | Premise | T8N-184-4 | Linear Replacement Lamp | T8 Four-Foot | Replacement Lamps (plug and play) (UL Type A) |  | standard | TRUE |  | 2303 | 123.42 | 18.66 | 5.94 | 0.9714 | 4119 | 82.2 | 5 | 50000 | August, 04 2017 00:00:00 | Not Dimmable | Not Dimmable | NO |  | HAHHHM | [15 empty] | 84.7 |  | 1.18 | 1.28 | [6 empty] | 5 | 2303 | 123.42 | 18.66 | 6.13 | 0.95 | 4000 | 82.2 |  |  |  | FALSE | FALSE | FALSE | May, 02 2018 00:00:00 | 4.3 |  | standard |  |  |  |  | March, 30 2020 00:00:00 | FALSE | FALSE | FALSE | [6 empty] | AC | [7 empty] | FALSE
PLSXP3KU9RNS | Builders Pack | Builders Pack | 44-GL8-120-20W-30K-A | Linear Replacement Lamp | T8 Four-Foot | Replacement Lamps (plug and play) (UL Type A) |  | standard | TRUE |  | 2309.87 | 114.35 | 20.2 | 17.9 | 0.957 | 2909 | 82.1 | 5 | 50000 | August, 04 2017 00:00:00 | Dimmable | Continuous Below 10 | NO | Updated on 07/26/2018 | EAEFDW | [15 empty] | 79.1 |  | 1.22 | 1.26 | [6 empty] | 5 | 2309.8 | 114.3 | 20.2 | 17.9 | 0.96 | 2909 | 82.1 |  |  |  | FALSE | FALSE | FALSE | [8 empty] | March, 30 2020 00:00:00 | FALSE | FALSE | FALSE | [6 empty] | AC | [7 empty] | FALSE
PLZK98AK6JND | Builders Pack | BUILDERS PACK | 44-GL8-120-15W-35K-AB | Linear Replacement Lamp | T8 Four-Foot | Dual Mode Internal Driver (UL Type A and Type B) |  | standard | FALSE | [10 empty] | August, 04 2017 00:00:00 | Dimmable | Continuous Below 10 | NO | Updated on 07/26/2018 | EAEFDQ | [25 empty] | 4.4 | 2157.53 | 111.21 | 19.4 | 13.5 | 0.99 | 3500 | 83 |  |  |  | FALSE | FALSE | FALSE | [8 empty] | November, 02 2018 00:00:00 | FALSE | FALSE | FALSE | [6 empty] | AC | [7 empty] | FALSE
PL068P6UY047 | Builders Pack | BUILDERS PACK | 44-GL8-120-15W-40K-AB | Linear Replacement Lamp | T8 Four-Foot | Dual Mode Internal Driver (UL Type A and Type B) |  | standard | FALSE | [10 empty] | August, 04 2017 00:00:00 | Dimmable | Continuous Below 10 | NO | Updated on 07/26/2018 | EAEFDQ | [25 empty] | 4.4 | 2157.53 | 111.21 | 19.4 | 13.5 | 0.99 | 4000 | 83 |  |  |  | FALSE | FALSE | FALSE | [8 empty] | November, 02 2018 00:00:00 | FALSE | FALSE | FALSE | [6 empty] | AC | [7 empty] | FALSE
PLRA7ZUYC3B4 | Builders Pack | BUILDERS PACK | 44-GL8-120-18W-35K-AB | Linear Replacement Lamp | T8 Four-Foot | Dual Mode Internal Driver (UL Type A and Type B) |  | standard | FALSE | [10 empty] | August, 04 2017 00:00:00 | Dimmable | Continuous Below 10 | NO | Updated on 07/26/2018 | EAEFDR | [25 empty] | 4.4 | 2447.48 | 112.79 | 21.7 | 13.6 | 0.99 | 3500 | 83 |  |  |  | FALSE | FALSE | FALSE | [8 empty] | November, 02 2018 00:00:00 | FALSE | FALSE | FALSE | [6 empty] | AC | [7 empty] | FALSE
PLVRR2NS9G1R | Builders Pack | BUILDERS PACK | 44-GL8-120-18W-40K-AB | Linear Replacement Lamp | T8 Four-Foot | Dual Mode Internal Driver (UL Type A and Type B) |  | standard | FALSE | [10 empty] | August, 04 2017 00:00:00 | Dimmable | Continuous Below 10 | NO | Updated on 07/26/2018 | EAEFDR | [25 empty] | 4.4 | 2447.48 | 112.79 | 21.7 | 13.6 | 0.99 | 4000 | 83 |  |  |  | FALSE | FALSE | FALSE | [8 empty] | November, 02 2018 00:00:00 | FALSE | FALSE | FALSE | [6 empty] | AC | [7 empty] | FALSE
PL0FGFM31UZ6 | Builders Pack | BUILDERS PACK | 44-GL8-120-12W-45K-AB | Linear Replacement Lamp | T8 Four-Foot | Dual Mode Internal Driver (UL Type A and Type B) |  | standard | FALSE | [10 empty] | August, 04 2017 00:00:00 | Dimmable | Continuous Below 10 | NO | Updated on 07/26/2018 | EAEFDP | [25 empty] | 4.4 | 1786.26 | 110.26 | 16.2 | 13.9 | 0.99 | 4500 | 83.1 |  |  |  | FALSE | FALSE | FALSE | [8 empty] | November, 02 2018 00:00:00 | FALSE | FALSE | FALSE | [6 empty] | AC | [7 empty] | FALSE
PL0NL8RXQDVR | Builders Pack | BUILDERS PACK | 44-GL8-120-12W-30K-AB | Linear Replacement Lamp | T8 Four-Foot | Dual Mode Internal Driver (UL Type A and Type B) |  | standard | TRUE |  | 1786.26 | 110.263 | 16.2 | 13.9 | 0.907 | 2998 | 83.1 | 5 | 50000 | August, 04 2017 00:00:00 | Dimmable | Continuous Below 10 | NO | Updated on 07/26/2018 | EAEFDP | [15 empty] | 80.3 |  | 1.2 | 1.22 | [6 empty] | 4.4 | 1786.26 | 110.26 | 16.2 | 13.9 | 0.99 | 3000 | 83.1 |  |  |  | FALSE | FALSE | FALSE | [8 empty] | November, 02 2018 00:00:00 | FALSE | FALSE | FALSE | [6 empty] | AC | [7 empty] | FALSE
PLKOIFH8NSIO | Builders Pack | BUILDERS PACK | 44-GL8-120-15W-35K-A | Linear Replacement Lamp | T8 Four-Foot | Replacement Lamps (plug and play) (UL Type A) |  | standard | FALSE | [10 empty] | August, 04 2017 00:00:00 | Dimmable | Continuous Below 10 | NO | Updated on 07/26/2018 | EAEFDU | [25 empty] | 4.4 | 1735.3 | 114.9 | 15.1 | 17.4 | 0.96 | 3500 | 82 |  |  |  | FALSE | FALSE | FALSE | [8 empty] | November, 02 2018 00:00:00 | FALSE | FALSE | FALSE | [6 empty] | AC | [7 empty] | FALSE
PLESDN7AI2AE | Builders Pack | BUILDERS PACK | 44-GL8-120-15W-45K-A | Linear Replacement Lamp | T8 Four-Foot | Replacement Lamps (plug and play) (UL Type A) |  | standard | FALSE | [10 empty] | August, 04 2017 00:00:00 | Dimmable | Continuous Below 10 | NO | Updated on 07/26/2018 | EAEFDU | [25 empty] | 4.4 | 1735.3 | 114.9 | 15.1 | 17.4 | 0.96 | 4500 | 82 |  |  |  | FALSE | FALSE | FALSE | [8 empty] | November, 02 2018 00:00:00 | FALSE | FALSE | FALSE | [6 empty] | AC | [7 empty] | FALSE
PLWQFBWO40X2 | Builders Pack | BUILDERS PACK | 44-GL8-120-20W-35K-A | Linear Replacement Lamp | T8 Four-Foot | Replacement Lamps (plug and play) (UL Type A) |  | standard | FALSE | [10 empty] | August, 04 2017 00:00:00 | Dimmable | Continuous Below 10 | NO | Updated on 07/26/2018 | EAEFDW | [25 empty] | 4.4 | 2309.8 | 114.3 | 20.2 | 17.9 | 0.96 | 3500 | 82.1 |  |  |  | FALSE | FALSE | FALSE | [8 empty] | November, 02 2018 00:00:00 | FALSE | FALSE | FALSE | [6 empty] | AC | [7 empty] | FALSE
PLGRJ0E7NEWA | Builders Pack | BUILDERS PACK | 44-GL8-120-18W-35K-A | Linear Replacement Lamp | T8 Four-Foot | Replacement Lamps (plug and play) (UL Type A) |  | standard | FALSE | [10 empty] | August, 04 2017 00:00:00 | Dimmable | Continuous Below 10 | NO | Updated on 07/26/2018 | EAEFDV | [25 empty] | 4.4 | 2103.1 | 115.5 | 18.2 | 17.3 | 0.96 | 3500 | 82.3 |  |  |  | FALSE | FALSE | FALSE | [8 empty] | November, 02 2018 00:00:00 | FALSE | FALSE | FALSE | [6 empty] | AC | [7 empty] | FALSE
PLPPBR9I2T3Z | Builders Pack | BUILDERS PACK | 44-GL8-120-18W-40K-A | Linear Replacement Lamp | T8 Four-Foot | Replacement Lamps (plug and play) (UL Type A) |  | standard | FALSE | [10 empty] | August, 04 2017 00:00:00 | Dimmable | Continuous Below 10 | NO | Updated on 07/26/2018 | EAEFDV | [25 empty] | 4.4 | 2103.1 | 115.5 | 18.2 | 17.3 | 0.96 | 4000 | 82.3 |  |  |  | FALSE | FALSE | FALSE | [8 empty] | November, 02 2018 00:00:00 | FALSE | FALSE | FALSE | [6 empty] | AC | [7 empty] | FALSE
PLZP0B30JZI9 | Builders Pack | BUILDERS PACK | 44-GL8-120-12W-35K-AB | Linear Replacement Lamp | T8 Four-Foot | Dual Mode Internal Driver (UL Type A and Type B) |  | standard | FALSE | [10 empty] | August, 04 2017 00:00:00 | Dimmable | Continuous Below 10 | NO | Updated on 07/26/2018 | EAEFDP | [25 empty] | 4.4 | 1786.26 | 110.26 | 16.2 | 13.9 | 0.99 | 3500 | 83.1 |  |  |  | FALSE | FALSE | FALSE | [8 empty] | November, 02 2018 00:00:00 | FALSE | FALSE | FALSE | [6 empty] | AC | [7 empty] | FALSE
PLV5W0Z91S93 | Builders Pack | BUILDERS PACK | 44-GL8-120-12W-40K-AB | Linear Replacement Lamp | T8 Four-Foot | Dual Mode Internal Driver (UL Type A and Type B) |  | standard | FALSE | [10 empty] | August, 04 2017 00:00:00 | Dimmable | Continuous Below 10 | NO | Updated on 07/26/2018 | EAEFDP | [25 empty] | 4.4 | 1786.26 | 110.26 | 16.2 | 13.9 | 0.99 | 4000 | 83.1 |  |  |  | FALSE | FALSE | FALSE | [8 empty] | November, 02 2018 00:00:00 | FALSE | FALSE | FALSE | [6 empty] | AC | [7 empty] | FALSE
PLP7X47KXHTP | C&C lighting inc. | CCR | CCR-T08J01-45H | Linear Replacement Lamp | T8 Four-Foot | Replacement Lamps (plug and play) (UL Type A) |  | standard | FALSE | [10 empty] | August, 04 2017 00:00:00 | Not Dimmable | Not Dimmable | No |  | DDDJLJ | [25 empty] | 5 | 2401 | 117.87 | 20.37 | 11.38 | 0.98 | 4500 | 82.7 |  |  |  | FALSE | FALSE | FALSE | [8 empty] | March, 30 2020 00:00:00 | FALSE | FALSE | FALSE | [6 empty] | AC | [7 empty] | FALSE
PL2UICID46AX | C&C lighting inc. | CCR | CCR-T08J01-50H | Linear Replacement Lamp | T8 Four-Foot | Replacement Lamps (plug and play) (UL Type A) |  | standard | FALSE | [10 empty] | August, 04 2017 00:00:00 | Not Dimmable | Not Dimmable | No |  | DDDJLJ | [25 empty] | 5 | 2426 | 118.73 | 20.43 | 11.89 | 0.97 | 5000 | 83.9 |  |  |  | FALSE | FALSE | FALSE | [8 empty] | March, 30 2020 00:00:00 | FALSE | FALSE | FALSE | [6 empty] | AC | [7 empty] | FALSE
PLP8T7IXRJ1M | C&C lighting inc. | CCR | CCR-T08J01-40H | Linear Replacement Lamp | T8 Four-Foot | Replacement Lamps (plug and play) (UL Type A) |  | standard | TRUE |  | 2376 | 117.05 | 20.3 | 11.38 | 0.9765 | 4065 | 82.7 | 5 | 50000 | August, 04 2017 00:00:00 | Not Dimmable | Not Dimmable | No |  | DDDJLJ | [15 empty] | 84.9 |  | 1.22 | 1.28 | [6 empty] | 5 | 2376 | 117.05 | 20.3 | 11.38 | 0.98 | 4000 | 82.7 |  |  |  | FALSE | FALSE | FALSE | [8 empty] | March, 30 2020 00:00:00 | FALSE | FALSE | FALSE | [6 empty] | AC | [7 empty] | FALSE
PL8DY2AHNF1R | Premise LED Inc. | Premise | T8N-124-5 | Linear Replacement Lamp | T8 Four-Foot | Replacement Lamps (plug and play) (UL Type A) |  | standard | FALSE | [10 empty] | August, 04 2017 00:00:00 | Not Dimmable | Not Dimmable | NO |  | HAHHHL | [25 empty] | 5 | 1707 | 131.68 | 12.96 | 8.98 | 0.94 | 5000 | 82.9 |  |  |  | FALSE | FALSE | FALSE | May, 02 2018 00:00:00 | 4.3 |  | standard |  |  |  |  | March, 30 2020 00:00:00 | FALSE | FALSE | FALSE | [6 empty] | AC | [7 empty] | FALSE
PL99A0I513RE | Premise LED Inc. | Premise | T8N-124-4 | Linear Replacement Lamp | T8 Four-Foot | Replacement Lamps (plug and play) (UL Type A) |  | standard | TRUE |  | 1673 | 129.19 | 12.95 | 7.34 | 0.9705 | 4095 | 82 | 5 | 50000 | August, 04 2017 00:00:00 | Not Dimmable | Not Dimmable | NO |  | HAHHHL | [15 empty] | 84.8 |  | 1.18 | 1.28 | [6 empty] | 5 | 1667 | 129.83 | 12.84 | 7.81 | 0.96 | 4000 | 82 |  |  |  | FALSE | FALSE | FALSE | May, 02 2018 00:00:00 | 4.3 |  | standard |  |  |  |  | March, 30 2020 00:00:00 | FALSE | FALSE | FALSE | [6 empty] | AC | [7 empty] | FALSE
PL41D9RB6R3S | Builders Pack | Builders Pack | 44-GL8-120-20W-50K-AB | Linear Replacement Lamp | T8 Four-Foot | Dual Mode Internal Driver (UL Type A and Type B) |  | standard | FALSE | [10 empty] | August, 04 2017 00:00:00 | Dimmable | Continuous Below 10 | NO | Updated on 07/26/2018 | EAEFDS | [25 empty] | 5 | 2735.66 | 116.41 | 23.5 | 14.1 | 1 | 5000 | 81.3 |  |  |  | FALSE | FALSE | FALSE | [8 empty] | March, 30 2020 00:00:00 | FALSE | FALSE | FALSE | [6 empty] | AC | [7 empty] | FALSE
PL3GX7X4BW1S | Builders Pack | Builders Pack | 44-GL8-120-20W-50K-A | Linear Replacement Lamp | T8 Four-Foot | Replacement Lamps (plug and play) (UL Type A) |  | standard | FALSE | [10 empty] | August, 04 2017 00:00:00 | Dimmable | Continuous Below 10 | NO | Updated on 07/26/2018 | EAEFDW | [25 empty] | 5 | 2392.1 | 118.4 | 20.2 | 18.2 | 0.95 | 4896 | 82.2 |  |  |  | FALSE | FALSE | FALSE | [8 empty] | March, 30 2020 00:00:00 | FALSE | FALSE | FALSE | [6 empty] | AC | [7 empty] | FALSE
PLUOBO6OZ5N4 | Builders Pack | BUILDERS PACK | 44-GL8-120-15W-30K-AB | Linear Replacement Lamp | T8 Four-Foot | Dual Mode Internal Driver (UL Type A and Type B) |  | standard | TRUE |  | 2157.53 | 111.213 | 19.4 | 13.5 | 0.924 | 3022 | 83 | 5 | 50000 | August, 04 2017 00:00:00 | Dimmable | Continuous Below 10 | NO | Updated on 07/26/2018 | EAEFDQ | [15 empty] | 79.9 |  | 1.2 | 1.22 | [6 empty] | 4.4 | 2157.53 | 111.21 | 19.4 | 13.5 | 0.99 | 3000 | 83 |  |  |  | FALSE | FALSE | FALSE | [8 empty] | November, 02 2018 00:00:00 | FALSE | FALSE | FALSE | [6 empty] | AC | [7 empty] | FALSE
PLECYE1KMCU0 | Builders Pack | BUILDERS PACK | 44-GL8-120-18W-30K-AB | Linear Replacement Lamp | T8 Four-Foot | Dual Mode Internal Driver (UL Type A and Type B) |  | standard | TRUE |  | 2447.48 | 112.787 | 21.7 | 13.6 | 0.925 | 3011 | 83 | 5 | 50000 | August, 04 2017 00:00:00 | Dimmable | Continuous Below 10 | NO | Updated on 07/26/2018 | EAEFDR | [15 empty] | 79.8 |  | 1.22 | 1.22 | [6 empty] | 4.4 | 2447.48 | 112.79 | 21.7 | 13.6 | 0.99 | 3000 | 83 |  |  |  | FALSE | FALSE | FALSE | [8 empty] | November, 02 2018 00:00:00 | FALSE | FALSE | FALSE | [6 empty] | AC | [7 empty] | FALSE
PL7AQAVP5RVG | Builders Pack | BUILDERS PACK | 44-GL8-120-18W-50K-AB | Linear Replacement Lamp | T8 Four-Foot | Dual Mode Internal Driver (UL Type A and Type B) |  | standard | FALSE | [10 empty] | August, 04 2017 00:00:00 | Dimmable | Continuous Below 10 | NO | Updated on 07/26/2018 | EAEFDR | [25 empty] | 4.4 | 2521.3 | 115.66 | 21.8 | 13.8 | 1 | 5000 | 81.4 |  |  |  | FALSE | FALSE | FALSE | [8 empty] | November, 02 2018 00:00:00 | FALSE | FALSE | FALSE | [6 empty] | AC | [7 empty] | FALSE
PLG9TM5L74GL | Builders Pack | BUILDERS PACK | 44-GL8-120-12W-50K-AB | Linear Replacement Lamp | T8 Four-Foot | Dual Mode Internal Driver (UL Type A and Type B) |  | standard | FALSE | [10 empty] | August, 04 2017 00:00:00 | Dimmable | Continuous Below 10 | NO | Updated on 07/26/2018 | EAEFDP | [25 empty] | 4.4 | 1819.16 | 112.99 | 16.1 | 14.1 | 0.99 | 5000 | 81.8 |  |  |  | FALSE | FALSE | FALSE | [8 empty] | November, 02 2018 00:00:00 | FALSE | FALSE | FALSE | [6 empty] | AC | [7 empty] | FALSE
PLL9UKX8G4UE | Builders Pack | BUILDERS PACK | 44-GL8-120-20W-40K-A | Linear Replacement Lamp | T8 Four-Foot | Replacement Lamps (plug and play) (UL Type A) |  | standard | FALSE | [10 empty] | August, 04 2017 00:00:00 | Dimmable | Continuous Below 10 | NO | Updated on 07/26/2018 | EAEFDW | [25 empty] | 4.4 | 2309.8 | 114.3 | 20.2 | 17.9 | 0.96 | 4000 | 82.1 |  |  |  | FALSE | FALSE | FALSE | [8 empty] | November, 02 2018 00:00:00 | FALSE | FALSE | FALSE | [6 empty] | AC | [7 empty] | FALSE
PLFIPBGNMS0I | Builders Pack | BUILDERS PACK | 44-GL8-120-20W-45K-A | Linear Replacement Lamp | T8 Four-Foot | Replacement Lamps (plug and play) (UL Type A) |  | standard | FALSE | [10 empty] | August, 04 2017 00:00:00 | Dimmable | Continuous Below 10 | NO | Updated on 07/26/2018 | EAEFDW | [25 empty] | 4.4 | 2309.8 | 114.3 | 20.2 | 17.9 | 0.96 | 4500 | 82.1 |  |  |  | FALSE | FALSE | FALSE | [8 empty] | November, 02 2018 00:00:00 | FALSE | FALSE | FALSE | [6 empty] | AC | [7 empty] | FALSE
PLI3263CZN4Z | Builders Pack | Builders Pack | 44-GL8-120-18W-50K-A | Linear Replacement Lamp | T8 Four-Foot | Replacement Lamps (plug and play) (UL Type A) |  | standard | FALSE | [10 empty] | August, 04 2017 00:00:00 | Dimmable | Continuous Below 10 | NO | Updated on 07/26/2018 | EAEFDV | [25 empty] | 5 | 2150 | 118.7 | 18.1 | 17.6 | 0.96 | 4884 | 82.4 |  |  |  | FALSE | FALSE | FALSE | [8 empty] | March, 30 2020 00:00:00 | FALSE | FALSE | FALSE | [6 empty] | AC | [7 empty] | FALSE
PLXDMCOVITCN | Builders Pack | Builders Pack | 44-GL8-120-12W-40K-A | Linear Replacement Lamp | T8 Four-Foot | Replacement Lamps (plug and play) (UL Type A) |  | standard | FALSE | [10 empty] | August, 04 2017 00:00:00 | Not Dimmable | Not Dimmable | NO | Updated on 07/26/2018 | EAEFDT | [25 empty] | 5 | 1635 | 122.06 | 13.4 | 10.86 | 0.9046 | 4000 | 83.3 |  |  |  | FALSE | FALSE | FALSE | [8 empty] | March, 30 2020 00:00:00 | FALSE | FALSE | FALSE | [6 empty] | AC | [7 empty] | FALSE
PLYWKBYDSM70 | Builders Pack | BUILDERS PACK | 44-GL8-120-20W-45K-AB | Linear Replacement Lamp | T8 Four-Foot | Dual Mode Internal Driver (UL Type A and Type B) |  | standard | FALSE | [10 empty] | August, 04 2017 00:00:00 | Dimmable | Continuous Below 10 | NO | Updated on 07/26/2018 | EAEFDS | [25 empty] | 4.4 | 2628.64 | 112.34 | 23.4 | 13.9 | 1 | 4500 | 82.9 |  |  |  | FALSE | FALSE | FALSE | [8 empty] | November, 02 2018 00:00:00 | FALSE | FALSE | FALSE | [6 empty] | AC | [7 empty] | FALSE
PLXDSN7UYW39 | Builders Pack | BUILDERS PACK | 44-GL8-120-15W-45K-AB | Linear Replacement Lamp | T8 Four-Foot | Dual Mode Internal Driver (UL Type A and Type B) |  | standard | FALSE | [10 empty] | August, 04 2017 00:00:00 | Dimmable | Continuous Below 10 | NO | Updated on 07/26/2018 | EAEFDQ | [25 empty] | 4.4 | 2157.53 | 111.21 | 19.4 | 13.5 | 0.99 | 4500 | 83 |  |  |  | FALSE | FALSE | FALSE | [8 empty] | November, 02 2018 00:00:00 | FALSE | FALSE | FALSE | [6 empty] | AC | [7 empty] | FALSE
PLGOIAS63QB9 | Builders Pack | BUILDERS PACK | 44-GL8-120-18W-45K-AB | Linear Replacement Lamp | T8 Four-Foot | Dual Mode Internal Driver (UL Type A and Type B) |  | standard | FALSE | [10 empty] | August, 04 2017 00:00:00 | Dimmable | Continuous Below 10 | NO | Updated on 07/26/2018 | EAEFDR | [25 empty] | 4.4 | 2447.48 | 112.79 | 21.7 | 13.6 | 0.99 | 4500 | 83 |  |  |  | FALSE | FALSE | FALSE | [8 empty] | November, 02 2018 00:00:00 | FALSE | FALSE | FALSE | [6 empty] | AC | [7 empty] | FALSE
PL9TX4AD7HG7 | Builders Pack | BUILDERS PACK | 44-GL8-120-20W-30K-AB | Linear Replacement Lamp | T8 Four-Foot | Dual Mode Internal Driver (UL Type A and Type B) |  | standard | TRUE |  | 2628.64 | 112.335 | 23.4 | 13.9 | 0.921 | 3016 | 82.9 | 5 | 50000 | August, 04 2017 00:00:00 | Dimmable | Continuous Below 10 | NO | Updated on 07/26/2018 | EAEFDS | [15 empty] | 79.7 |  | 1.18 | 1.22 | [6 empty] | 4.4 | 2628.64 | 112.34 | 23.4 | 13.9 | 1 | 3000 | 82.9 |  |  |  | FALSE | FALSE | FALSE | [8 empty] | November, 02 2018 00:00:00 | FALSE | FALSE | FALSE | [6 empty] | AC | [7 empty] | FALSE
PLQUVS1ROF72 | Builders Pack | Builders Pack | 44-GL8-120-15W-50K-A | Linear Replacement Lamp | T8 Four-Foot | Replacement Lamps (plug and play) (UL Type A) |  | standard | FALSE | [10 empty] | August, 04 2017 00:00:00 | Dimmable | Continuous Below 10 | NO | Updated on 07/26/2018 | EAEFDU | [25 empty] | 5 | 1786.6 | 117.5 | 15.2 | 17.7 | 0.95 | 4885 | 82.3 |  |  |  | FALSE | FALSE | FALSE | [8 empty] | March, 30 2020 00:00:00 | FALSE | FALSE | FALSE | [6 empty] | AC | [7 empty] | FALSE
PLYMX4S72EJU | Builders Pack | Builders Pack | 44-GL8-120-12W-45K-A | Linear Replacement Lamp | T8 Four-Foot | Replacement Lamps (plug and play) (UL Type A) |  | standard | FALSE | [10 empty] | August, 04 2017 00:00:00 | Not Dimmable | Not Dimmable | NO | Updated on 07/26/2018 | EAEFDT | [25 empty] | 5 | 1646 | 122.88 | 13.4 | 10.86 | 0.9046 | 4500 | 83.3 |  |  |  | FALSE | FALSE | FALSE | [8 empty] | March, 30 2020 00:00:00 | FALSE | FALSE | FALSE | [6 empty] | AC | [7 empty] | FALSE
PLCP11O8ZHKW | Builders Pack | Builders Pack | 44-GL8-120-12W-50K-A | Linear Replacement Lamp | T8 Four-Foot | Replacement Lamps (plug and play) (UL Type A) |  | standard | FALSE | [10 empty] | August, 04 2017 00:00:00 | Not Dimmable | Not Dimmable | NO | Updated on 07/26/2018 | EAEFDT | [25 empty] | 5 | 1657 | 124.12 | 13.35 | 10.94 | 0.903 | 5000 | 84.2 |  |  |  | FALSE | FALSE | FALSE | [8 empty] | March, 30 2020 00:00:00 | FALSE | FALSE | FALSE | [6 empty] | AC | [7 empty] | FALSE
PL5C3J9KI7HS | Builders Pack | Builders Pack | 44-GL8-120-12W-30K-A | Linear Replacement Lamp | T8 Four-Foot | Replacement Lamps (plug and play) (UL Type A) |  | standard | TRUE |  | 1613 | 120.01 | 13.44 | 10.86 | 0.9046 | 3060 | 83.3 | 5 | 50000 | August, 04 2017 00:00:00 | Not Dimmable | Not Dimmable | NO | Updated on 07/26/2018 | EAEFDT | [15 empty] | 84.4 |  | 1.24 | 1.34 | [6 empty] | 5 | 1613 | 120.01 | 13.44 | 10.86 | 0.9046 | 3000 | 83.3 |  |  |  | FALSE | FALSE | FALSE | [8 empty] | March, 30 2020 00:00:00 | FALSE | FALSE | FALSE | [6 empty] | AC | [7 empty] | FALSE
PLU2G42PJZT8 | Builders Pack | Builders Pack | 44-GL8-120-18W-30K-A | Linear Replacement Lamp | T8 Four-Foot | Replacement Lamps (plug and play) (UL Type A) |  | standard | TRUE |  | 2103.17 | 115.559 | 18.2 | 17.3 | 0.957 | 2903 | 82.3 | 5 | 50000 | August, 04 2017 00:00:00 | Dimmable | Continuous Below 10 | NO | Updated on 07/26/2018 | EAEFDV | [15 empty] | 79.2 |  | 1.18 | 1.26 | [6 empty] | 5 | 2103.1 | 115.5 | 18.2 | 17.3 | 0.96 | 2903 | 82.3 |  |  |  | FALSE | FALSE | FALSE | [8 empty] | March, 30 2020 00:00:00 | FALSE | FALSE | FALSE | [6 empty] | AC | [7 empty] | FALSE
PLBBST8KURA8 | Builders Pack | Builders Pack | 44-GL8-120-15W-30K-A | Linear Replacement Lamp | T8 Four-Foot | Replacement Lamps (plug and play) (UL Type A) |  | standard | TRUE |  | 1735.38 | 114.926 | 15.1 | 17.4 | 0.958 | 2906 | 82 | 5 | 50000 | August, 04 2017 00:00:00 | Dimmable | Continuous Below 10 | NO | Updated on 07/26/2018 | EAEFDU | [15 empty] | 79.2 |  | 1.18 | 1.26 | [6 empty] | 5 | 1735.3 | 114.9 | 15.1 | 17.4 | 0.96 | 2906 | 82 |  |  |  | FALSE | FALSE | FALSE | [8 empty] | March, 30 2020 00:00:00 | FALSE | FALSE | FALSE | [6 empty] | AC | [7 empty] | FALSE
PLQZV3ET32E5 | Premise LED Inc. | Premise | T8N-184-5 | Linear Replacement Lamp | T8 Four-Foot | Replacement Lamps (plug and play) (UL Type A) |  | standard | FALSE | [10 empty] | August, 04 2017 00:00:00 | Not Dimmable | Not Dimmable | NO |  | HAHHHM | [25 empty] | 5 | 2351 | 124.99 | 18.81 | 6.71 | 0.95 | 5000 | 83 |  |  |  | FALSE | FALSE | FALSE | May, 02 2018 00:00:00 | 4.3 |  | standard |  |  |  |  | March, 30 2020 00:00:00 | FALSE | FALSE | FALSE | [6 empty] | AC | [7 empty] | FALSE
PL96PJ7P9ZRA | Builders Pack | Builders Pack | 56-T8AL-120-18W-40K-F-A | Linear Replacement Lamp | T8 Four-Foot | Replacement Lamps (plug and play) (UL Type A) |  | standard | FALSE | [10 empty] | August, 02 2017 00:00:00 | Not Dimmable | Not Dimmable | NO | Updated on 07/26/2018 | TYNAKI | [25 empty] | 5 | 2287.8 | 119.5 | 19.1 | 16.2 | 0.9 | 4000 | 81.5 |  |  |  | FALSE | FALSE | FALSE | July, 26 2018 00:00:00 | 4.3 |  | standard |  |  |  |  | March, 30 2020 00:00:00 | FALSE | FALSE | FALSE | [6 empty] | AC | [7 empty] | FALSE
PL7LYO8M7YS3 | Builders Pack | Builders Pack | 56-T8AL-120-22W-50K-F-A | Linear Replacement Lamp | T8 Four-Foot | Replacement Lamps (plug and play) (UL Type A) |  | standard | FALSE | [10 empty] | August, 02 2017 00:00:00 | Not Dimmable | Not Dimmable | NO | Updated on 07/26/2018 | TYNAKJ | [25 empty] | 5 | 2499.3 | 122.4 | 20.4 | 15.7 | 0.93 | 4840 | 84.7 |  |  |  | FALSE | FALSE | FALSE | July, 26 2018 00:00:00 | 4.3 |  | standard |  |  |  |  | March, 30 2020 00:00:00 | FALSE | FALSE | FALSE | [6 empty] | AC | [7 empty] | FALSE
PQVBSGA9 | Every Electronics Co., Limited | EV | EVT812W1200I (Frosted Lens 4500K) | Linear Replacement Lamp | T8 Four-Foot | Dual Mode Internal Driver (UL Type A and Type B) |  | standard | FALSE | [10 empty] | August, 02 2017 00:00:00 | Not Dimmable | Not Dimmable | NotYetVerified |  | XXXBNN | [25 empty] | 5 | 1747.52 | 137.6 | 12.7 | 20 | 0.9 | 4500 | 82.3 |  |  |  | FALSE | FALSE | FALSE | [8 empty] | March, 30 2020 00:00:00 | FALSE | FALSE | FALSE | [6 empty] | AC | [7 empty] | FALSE
PCMM4CR9 | Every Electronics Co., Limited | EV | EVT818W1200I (Clear Lens 3000K) | Linear Replacement Lamp | T8 Four-Foot | Dual Mode Internal Driver (UL Type A and Type B) |  | standard | FALSE | [10 empty] | August, 02 2017 00:00:00 | Not Dimmable | Not Dimmable | NotYetVerified |  | XXXBNN | [25 empty] | 5 | 2583.78 | 138.17 | 18.7 | 20 | 0.9 | 3000 | 82.3 |  |  |  | FALSE | FALSE | FALSE | [8 empty] | March, 30 2020 00:00:00 | FALSE | FALSE | FALSE | [6 empty] | AC | [7 empty] | FALSE
P3VIXNW6 | Every Electronics Co., Limited | EV | EVT812W1200I (Frosted Lens 5000K) | Linear Replacement Lamp | T8 Four-Foot | Dual Mode Internal Driver (UL Type A and Type B) |  | standard | FALSE | [10 empty] | August, 02 2017 00:00:00 | Not Dimmable | Not Dimmable | NotYetVerified |  | XXXBNN | [25 empty] | 5 | 1764.41 | 138.93 | 12.7 | 20 | 0.9 | 5000 | 82.3 |  |  |  | FALSE | FALSE | FALSE | [8 empty] | March, 30 2020 00:00:00 | FALSE | FALSE | FALSE | [6 empty] | AC | [7 empty] | FALSE
PIJ4JIRM | Every Electronics Co., Limited | EV | EVT815W1200I (Frosted Lens 5000K) | Linear Replacement Lamp | T8 Four-Foot | Dual Mode Internal Driver (UL Type A and Type B) |  | standard | FALSE | [10 empty] | August, 02 2017 00:00:00 | Not Dimmable | Not Dimmable | NotYetVerified |  | XXXBNN | [25 empty] | 5 | 2282 | 140 | 16.3 | 20 | 0.9 | 5000 | 82.3 |  |  |  | FALSE | FALSE | FALSE | [8 empty] | March, 30 2020 00:00:00 | FALSE | FALSE | FALSE | [6 empty] | AC | [7 empty] | FALSE
PFSCTNGP | Every Electronics Co., Limited | EV | EVT815W1200I (Clear Lens 3000K) | Linear Replacement Lamp | T8 Four-Foot | Dual Mode Internal Driver (UL Type A and Type B) |  | standard | FALSE | [10 empty] | August, 02 2017 00:00:00 | Not Dimmable | Not Dimmable | NotYetVerified |  | XXXBNN | [25 empty] | 5 | 2305.64 | 141.45 | 16.3 | 20 | 0.9 | 3000 | 82.3 |  |  |  | FALSE | FALSE | FALSE | [8 empty] | March, 30 2020 00:00:00 | FALSE | FALSE | FALSE | [6 empty] | AC | [7 empty] | FALSE
PCIJ9INX | Every Electronics Co., Limited | EV | EVT818W1200I (Clear Lens 4500K) | Linear Replacement Lamp | T8 Four-Foot | Dual Mode Internal Driver (UL Type A and Type B) |  | standard | FALSE | [10 empty] | August, 02 2017 00:00:00 | Not Dimmable | Not Dimmable | NotYetVerified |  | XXXBNN | [25 empty] | 5 | 2685.58 | 142.85 | 18.8 | 20 | 0.9 | 4500 | 82.3 |  |  |  | FALSE | FALSE | FALSE | [8 empty] | March, 30 2020 00:00:00 | FALSE | FALSE | FALSE | [6 empty] | AC | [7 empty] | FALSE
PLGKDHON | Every Electronics Co., Limited | EV | EVT815W1200I (Clear Lens 4500K) | Linear Replacement Lamp | T8 Four-Foot | Dual Mode Internal Driver (UL Type A and Type B) |  | standard | FALSE | [10 empty] | August, 02 2017 00:00:00 | Not Dimmable | Not Dimmable | NotYetVerified |  | XXXBNN | [25 empty] | 5 | 2379.8 | 146 | 16.3 | 20 | 0.9 | 4500 | 82.3 |  |  |  | FALSE | FALSE | FALSE | [8 empty] | March, 30 2020 00:00:00 | FALSE | FALSE | FALSE | [6 empty] | AC | [7 empty] | FALSE
PO26EXKN | Every Electronics Co., Limited | EV | EVT815W1200I (Clear Lens 5000K) | Linear Replacement Lamp | T8 Four-Foot | Dual Mode Internal Driver (UL Type A and Type B) |  | standard | FALSE | [10 empty] | August, 02 2017 00:00:00 | Not Dimmable | Not Dimmable | NotYetVerified |  | XXXBNN | [25 empty] | 5 | 2412.4 | 148 | 16.3 | 20 | 0.9 | 5000 | 82.3 |  |  |  | FALSE | FALSE | FALSE | [8 empty] | March, 30 2020 00:00:00 | FALSE | FALSE | FALSE | [6 empty] | AC | [7 empty] | FALSE
PXK1O8HV | Every Electronics Co., Limited | EV | EVT818W1200I (Frosted Lens 3500K) | Linear Replacement Lamp | T8 Four-Foot | Dual Mode Internal Driver (UL Type A and Type B) |  | standard | FALSE | [10 empty] | August, 02 2017 00:00:00 | Not Dimmable | Not Dimmable | NotYetVerified |  | XXXBNN | [25 empty] | 5 | 2439.98 | 130.62 | 18.68 | 20 | 0.9 | 3500 | 82.3 |  |  |  | FALSE | FALSE | FALSE | [8 empty] | March, 30 2020 00:00:00 | FALSE | FALSE | FALSE | [6 empty] | AC | [7 empty] | FALSE
P80I1JG2 | Every Electronics Co., Limited | EV | EVT815W1200I (Frosted Lens 3000K) | Linear Replacement Lamp | T8 Four-Foot | Dual Mode Internal Driver (UL Type A and Type B) |  | standard | FALSE | [10 empty] | August, 02 2017 00:00:00 | Not Dimmable | Not Dimmable | NotYetVerified |  | XXXBNN | [25 empty] | 5 | 2171.98 | 133.25 | 16.3 | 20 | 0.9 | 3000 | 82.3 |  |  |  | FALSE | FALSE | FALSE | [8 empty] | March, 30 2020 00:00:00 | FALSE | FALSE | FALSE | [6 empty] | AC | [7 empty] | FALSE
P8HE8SAK | Every Electronics Co., Limited | EV | EVT818W1200I (Frosted Lens 4500K) | Linear Replacement Lamp | T8 Four-Foot | Dual Mode Internal Driver (UL Type A and Type B) |  | standard | FALSE | [10 empty] | August, 02 2017 00:00:00 | Not Dimmable | Not Dimmable | NotYetVerified |  | XXXBNN | [25 empty] | 5 | 2521.55 | 136.3 | 18.5 | 20 | 0.9 | 4500 | 82.3 |  |  |  | FALSE | FALSE | FALSE | [8 empty] | March, 30 2020 00:00:00 | FALSE | FALSE | FALSE | [6 empty] | AC | [7 empty] | FALSE
PK0MIOMH | Every Electronics Co., Limited | EV | EVT818W1200I (Clear Lens 4000K) | Linear Replacement Lamp | T8 Four-Foot | Dual Mode Internal Driver (UL Type A and Type B) |  | standard | FALSE | [10 empty] | August, 02 2017 00:00:00 | Not Dimmable | Not Dimmable | NotYetVerified |  | XXXBNN | [25 empty] | 5 | 2685.58 | 142.85 | 18.8 | 20 | 0.9 | 4000 | 82.3 |  |  |  | FALSE | FALSE | FALSE | [8 empty] | March, 30 2020 00:00:00 | FALSE | FALSE | FALSE | [6 empty] | AC | [7 empty] | FALSE
PS1TPH8A | Every Electronics Co., Limited | EV | EVT812W1200I (Clear Lens 4500K) | Linear Replacement Lamp | T8 Four-Foot | Dual Mode Internal Driver (UL Type A and Type B) |  | standard | FALSE | [10 empty] | August, 02 2017 00:00:00 | Not Dimmable | Not Dimmable | NotYetVerified |  | XXXBNN | [25 empty] | 5 | 1840.74 | 144.94 | 12.7 | 20 | 0.9 | 4500 | 82.3 |  |  |  | FALSE | FALSE | FALSE | [8 empty] | March, 30 2020 00:00:00 | FALSE | FALSE | FALSE | [6 empty] | AC | [7 empty] | FALSE
P226NSLP | Every Electronics Co., Limited | EV | EVT812W1200I (Clear Lens 5000K) | Linear Replacement Lamp | T8 Four-Foot | Dual Mode Internal Driver (UL Type A and Type B) |  | standard | FALSE | [10 empty] | August, 02 2017 00:00:00 | Not Dimmable | Not Dimmable | NotYetVerified |  | XXXBNN | [25 empty] | 5 | 1855.09 | 146.07 | 12.7 | 20 | 0.9 | 5000 | 82.3 |  |  |  | FALSE | FALSE | FALSE | [8 empty] | March, 30 2020 00:00:00 | FALSE | FALSE | FALSE | [6 empty] | AC | [7 empty] | FALSE
PA47CKYK | Every Electronics Co., Limited | EV | EVT818W1200I (Frosted Lens 3000K) | Linear Replacement Lamp | T8 Four-Foot | Dual Mode Internal Driver (UL Type A and Type B) |  | standard | TRUE |  | 2399 | 130.56 | 18.38 | 6.75 | 0.9679 | 3034 | 82.8 | 5 | 50000 | August, 02 2017 00:00:00 | Not Dimmable | Not Dimmable | NotYetVerified |  | XXXBNN | [15 empty] | 92 |  | 1.2 | 1.36 | [6 empty] | 5 | 2439.98 | 130.62 | 18.68 | 20 | 0.9 | 3000 | 82.3 |  |  |  | FALSE | FALSE | FALSE | [8 empty] | March, 30 2020 00:00:00 | FALSE | FALSE | FALSE | [6 empty] | AC | [7 empty] | FALSE
P03YD3FJ | Every Electronics Co., Limited | EV | EVT818W1200I (Frosted Lens 4000K) | Linear Replacement Lamp | T8 Four-Foot | Dual Mode Internal Driver (UL Type A and Type B) |  | standard | FALSE | [10 empty] | August, 02 2017 00:00:00 | Not Dimmable | Not Dimmable | NotYetVerified |  | XXXBNN | [25 empty] | 5 | 2521.55 | 136.3 | 18.5 | 20 | 0.9 | 4000 | 82.3 |  |  |  | FALSE | FALSE | FALSE | [8 empty] | March, 30 2020 00:00:00 | FALSE | FALSE | FALSE | [6 empty] | AC | [7 empty] | FALSE
P3L2EKMI | Every Electronics Co., Limited | EV | EVT818W1200I (Frosted Lens 5000K) | Linear Replacement Lamp | T8 Four-Foot | Dual Mode Internal Driver (UL Type A and Type B) |  | standard | FALSE | [10 empty] | August, 02 2017 00:00:00 | Not Dimmable | Not Dimmable | NotYetVerified |  | XXXBNN | [25 empty] | 5 | 2567.73 | 138.05 | 18.6 | 20 | 0.9 | 5000 | 82.3 |  |  |  | FALSE | FALSE | FALSE | [8 empty] | March, 30 2020 00:00:00 | FALSE | FALSE | FALSE | [6 empty] | AC | [7 empty] | FALSE
PR35ZO3L | Every Electronics Co., Limited | EV | EVT815W1200I (Frosted Lens 3500K) | Linear Replacement Lamp | T8 Four-Foot | Dual Mode Internal Driver (UL Type A and Type B) |  | standard | FALSE | [10 empty] | August, 02 2017 00:00:00 | Not Dimmable | Not Dimmable | NotYetVerified |  | XXXBNN | [25 empty] | 5 | 2171.98 | 133.25 | 16.3 | 20 | 0.9 | 3500 | 82.3 |  |  |  | FALSE | FALSE | FALSE | [8 empty] | March, 30 2020 00:00:00 | FALSE | FALSE | FALSE | [6 empty] | AC | [7 empty] | FALSE
PJ2MJ78C | Every Electronics Co., Limited | EV | EVT812W1200I (Frosted Lens 4000K) | Linear Replacement Lamp | T8 Four-Foot | Dual Mode Internal Driver (UL Type A and Type B) |  | standard | FALSE | [10 empty] | August, 02 2017 00:00:00 | Not Dimmable | Not Dimmable | NotYetVerified |  | XXXBNN | [25 empty] | 5 | 1747.52 | 137.6 | 12.7 | 20 | 0.9 | 4000 | 82.3 |  |  |  | FALSE | FALSE | FALSE | [8 empty] | March, 30 2020 00:00:00 | FALSE | FALSE | FALSE | [6 empty] | AC | [7 empty] | FALSE
PQH017XZ | Every Electronics Co., Limited | EV | EVT818W1200I (Clear Lens 3500K) | Linear Replacement Lamp | T8 Four-Foot | Dual Mode Internal Driver (UL Type A and Type B) |  | standard | FALSE | [10 empty] | August, 02 2017 00:00:00 | Not Dimmable | Not Dimmable | NotYetVerified |  | XXXBNN | [25 empty] | 5 | 2583.78 | 138.17 | 18.7 | 20 | 0.9 | 3500 | 82.3 |  |  |  | FALSE | FALSE | FALSE | [8 empty] | March, 30 2020 00:00:00 | FALSE | FALSE | FALSE | [6 empty] | AC | [7 empty] | FALSE
P7ITK8T1 | Every Electronics Co., Limited | EV | EVT815W1200I (Frosted Lens 4000K) | Linear Replacement Lamp | T8 Four-Foot | Dual Mode Internal Driver (UL Type A and Type B) |  | standard | FALSE | [10 empty] | August, 02 2017 00:00:00 | Not Dimmable | Not Dimmable | NotYetVerified |  | XXXBNN | [25 empty] | 5 | 2266.68 | 139.06 | 16.3 | 20 | 0.9 | 4000 | 82.3 |  |  |  | FALSE | FALSE | FALSE | [8 empty] | March, 30 2020 00:00:00 | FALSE | FALSE | FALSE | [6 empty] | AC | [7 empty] | FALSE
PMJFXFL1 | Every Electronics Co., Limited | EV | EVT812W1200I (Clear Lens 3000K) | Linear Replacement Lamp | T8 Four-Foot | Dual Mode Internal Driver (UL Type A and Type B) |  | standard | FALSE | [10 empty] | August, 02 2017 00:00:00 | Not Dimmable | Not Dimmable | NotYetVerified |  | XXXBNN | [25 empty] | 5 | 1771.65 | 139.5 | 12.7 | 20 | 0.9 | 3000 | 82.3 |  |  |  | FALSE | FALSE | FALSE | [8 empty] | March, 30 2020 00:00:00 | FALSE | FALSE | FALSE | [6 empty] | AC | [7 empty] | FALSE
PSGDLTXU | Every Electronics Co., Limited | EV | EVT812W1200I (Clear Lens 3500K) | Linear Replacement Lamp | T8 Four-Foot | Dual Mode Internal Driver (UL Type A and Type B) |  | standard | FALSE | [10 empty] | August, 02 2017 00:00:00 | Not Dimmable | Not Dimmable | NotYetVerified |  | XXXBNN | [25 empty] | 5 | 1771.65 | 139.5 | 12.7 | 20 | 0.9 | 3500 | 82.3 |  |  |  | FALSE | FALSE | FALSE | [8 empty] | March, 30 2020 00:00:00 | FALSE | FALSE | FALSE | [6 empty] | AC | [7 empty] | FALSE
PAXZ9TUR | Every Electronics Co., Limited | EV | EVT815W1200I (Clear Lens 3500K) | Linear Replacement Lamp | T8 Four-Foot | Dual Mode Internal Driver (UL Type A and Type B) |  | standard | FALSE | [10 empty] | August, 02 2017 00:00:00 | Not Dimmable | Not Dimmable | NotYetVerified |  | XXXBNN | [25 empty] | 5 | 2305.64 | 141.45 | 16.3 | 20 | 0.9 | 3500 | 82.3 |  |  |  | FALSE | FALSE | FALSE | [8 empty] | March, 30 2020 00:00:00 | FALSE | FALSE | FALSE | [6 empty] | AC | [7 empty] | FALSE
PFNDT6DH | Every Electronics Co., Limited | EV | EVT812W1200I (Clear Lens 4000K) | Linear Replacement Lamp | T8 Four-Foot | Dual Mode Internal Driver (UL Type A and Type B) |  | standard | FALSE | [10 empty] | August, 02 2017 00:00:00 | Not Dimmable | Not Dimmable | NotYetVerified |  | XXXBNN | [25 empty] | 5 | 1840.74 | 144.94 | 12.7 | 20 | 0.9 | 4000 | 82.3 |  |  |  | FALSE | FALSE | FALSE | [8 empty] | March, 30 2020 00:00:00 | FALSE | FALSE | FALSE | [6 empty] | AC | [7 empty] | FALSE
PLP1SMT3KBLJ | Builders Pack | Builders Pack | 56-T8AL-120-22W-30K-F-A | Linear Replacement Lamp | T8 Four-Foot | Replacement Lamps (plug and play) (UL Type A) |  | standard | TRUE |  | 2454.41 | 118.245 | 20.757 | 14.2 | 0.921 | 2883 | 83.7 | 5 | 50000 | August, 02 2017 00:00:00 | Not Dimmable | Not Dimmable | NO | Updated on 07/26/2018 | TYNAKJ | [15 empty] | 79.2 |  | 1.18 | 1.2 | [6 empty] | 5 | 2454.4 | 118.2 | 20.7 | 14.2 | 0.92 | 2883 | 83.7 |  |  |  | FALSE | FALSE | FALSE | July, 26 2018 00:00:00 | 4.3 |  | standard |  |  |  |  | March, 30 2020 00:00:00 | FALSE | FALSE | FALSE | [6 empty] | AC | [7 empty] | FALSE
PW4VRB0M | Every Electronics Co., Limited | EV | EVT812W1200I (Frosted Lens 3500K) | Linear Replacement Lamp | T8 Four-Foot | Dual Mode Internal Driver (UL Type A and Type B) |  | standard | FALSE | [10 empty] | August, 02 2017 00:00:00 | Not Dimmable | Not Dimmable | NotYetVerified |  | XXXBNN | [25 empty] | 5 | 1672.68 | 131.5 | 12.72 | 20 | 0.9 | 3500 | 82.3 |  |  |  | FALSE | FALSE | FALSE | [8 empty] | March, 30 2020 00:00:00 | FALSE | FALSE | FALSE | [6 empty] | AC | [7 empty] | FALSE
PSU8QI7U | Every Electronics Co., Limited | EV | EVT815W1200I (Frosted Lens 4500K) | Linear Replacement Lamp | T8 Four-Foot | Dual Mode Internal Driver (UL Type A and Type B) |  | standard | FALSE | [10 empty] | August, 02 2017 00:00:00 | Not Dimmable | Not Dimmable | NotYetVerified |  | XXXBNN | [25 empty] | 5 | 2266.68 | 139.06 | 16.3 | 20 | 0.9 | 4500 | 82.3 |  |  |  | FALSE | FALSE | FALSE | [8 empty] | March, 30 2020 00:00:00 | FALSE | FALSE | FALSE | [6 empty] | AC | [7 empty] | FALSE
P1D20BTK | Every Electronics Co., Limited | EV | EVT818W1200I (Clear Lens 5000K) | Linear Replacement Lamp | T8 Four-Foot | Dual Mode Internal Driver (UL Type A and Type B) |  | standard | FALSE | [10 empty] | August, 02 2017 00:00:00 | Not Dimmable | Not Dimmable | NotYetVerified |  | XXXBNN | [25 empty] | 5 | 2705.7 | 143.92 | 18.8 | 20 | 0.9 | 5000 | 82.3 |  |  |  | FALSE | FALSE | FALSE | [8 empty] | March, 30 2020 00:00:00 | FALSE | FALSE | FALSE | [6 empty] | AC | [7 empty] | FALSE
PL70EXS7 | Every Electronics Co., Limited | EV | EVT815W1200I (Clear Lens 4000K) | Linear Replacement Lamp | T8 Four-Foot | Dual Mode Internal Driver (UL Type A and Type B) |  | standard | FALSE | [10 empty] | August, 02 2017 00:00:00 | Not Dimmable | Not Dimmable | NotYetVerified |  | XXXBNN | [25 empty] | 5 | 2379.8 | 146 | 16.3 | 20 | 0.9 | 4000 | 82.3 |  |  |  | FALSE | FALSE | FALSE | [8 empty] | March, 30 2020 00:00:00 | FALSE | FALSE | FALSE | [6 empty] | AC | [7 empty] | FALSE
PAPUP4UJ | Every Electronics Co., Limited | EV | EVT812W1200I (Frosted Lens 3000K) | Linear Replacement Lamp | T8 Four-Foot | Dual Mode Internal Driver (UL Type A and Type B) |  | standard | TRUE |  | 1579 | 133.25 | 11.85 | 10.47 | 0.9081 | 3006 | 82.2 | 5 | 50000 | August, 02 2017 00:00:00 | Not Dimmable | Not Dimmable | NotYetVerified |  | XXXBNN | [15 empty] | 90 |  | 1.16 | 1.42 | [6 empty] | 5 | 1672.68 | 131.5 | 12.72 | 20 | 0.9 | 3000 | 82.3 |  |  |  | FALSE | FALSE | FALSE | [8 empty] | March, 30 2020 00:00:00 | FALSE | FALSE | FALSE | [6 empty] | AC | [7 empty] | FALSE
PL3LT1C9TZTW | Builders Pack | Builders Pack | 56-T8AL-120-15W-50K-F-A | Linear Replacement Lamp | T8 Four-Foot | Replacement Lamps (plug and play) (UL Type A) |  | standard | FALSE | [10 empty] | August, 02 2017 00:00:00 | Not Dimmable | Not Dimmable | NO | Updated on 07/26/2018 | TYNAKH | [25 empty] | 5 | 1985.8 | 123.1 | 16.12 | 17.2 | 0.9 | 5226 | 81.1 |  |  |  | FALSE | FALSE | FALSE | July, 26 2018 00:00:00 | 4.3 |  | standard |  |  |  |  | March, 30 2020 00:00:00 | FALSE | FALSE | FALSE | [6 empty] | AC | [7 empty] | FALSE
PLXUWB0MUMNB | Builders Pack | Builders Pack | 56-T8AL-120-18W-50K-F-A | Linear Replacement Lamp | T8 Four-Foot | Replacement Lamps (plug and play) (UL Type A) |  | standard | FALSE | [10 empty] | August, 02 2017 00:00:00 | Not Dimmable | Not Dimmable | NO | Updated on 07/26/2018 | TYNAKI | [25 empty] | 5 | 2409 | 125.2 | 19.2 | 17.6 | 0.91 | 5244 | 81.2 |  |  |  | FALSE | FALSE | FALSE | July, 26 2018 00:00:00 | 4.3 |  | standard |  |  |  |  | March, 30 2020 00:00:00 | FALSE | FALSE | FALSE | [6 empty] | AC | [7 empty] | FALSE
PL9W1APV3KZB | Builders Pack | Builders Pack | 56-T8AL-120-15W-40K-F-A | Linear Replacement Lamp | T8 Four-Foot | Replacement Lamps (plug and play) (UL Type A) |  | standard | FALSE | [10 empty] | August, 02 2017 00:00:00 | Not Dimmable | Not Dimmable | NO | Updated on 07/26/2018 | TYNAKH | [25 empty] | 5 | 1888.3 | 118.1 | 15.98 | 16.3 | 0.9 | 4000 | 81.4 |  |  |  | FALSE | FALSE | FALSE | July, 26 2018 00:00:00 | 4.3 |  | standard |  |  |  |  | March, 30 2020 00:00:00 | FALSE | FALSE | FALSE | [6 empty] | AC | [7 empty] | FALSE
PLY626JYF1CG | Builders Pack | Builders Pack | 56-T8AL-120-22W-40K-F-A | Linear Replacement Lamp | T8 Four-Foot | Replacement Lamps (plug and play) (UL Type A) |  | standard | FALSE | [10 empty] | August, 02 2017 00:00:00 | Not Dimmable | Not Dimmable | NO | Updated on 07/26/2018 | TYNAKJ | [25 empty] | 5 | 2454.4 | 118.2 | 20.7 | 14.2 | 0.92 | 4000 | 83.7 |  |  |  | FALSE | FALSE | FALSE | July, 26 2018 00:00:00 | 4.3 |  | standard |  |  |  |  | March, 30 2020 00:00:00 | FALSE | FALSE | FALSE | [6 empty] | AC | [7 empty] | FALSE
PLIHKG6VKPIK | Builders Pack | Builders Pack | 56-T8AL-120-15W-30K-F-A | Linear Replacement Lamp | T8 Four-Foot | Replacement Lamps (plug and play) (UL Type A) |  | standard | TRUE |  | 1888.37 | 118.171 | 15.98 | 16.3 | 0.901 | 2978 | 81.4 | 5 | 50000 | August, 02 2017 00:00:00 | Not Dimmable | Not Dimmable | NO | Updated on 07/26/2018 | TYNAKH | [15 empty] | 78 |  | 1.08 | 1.06 | [6 empty] | 5 | 1888.3 | 118.1 | 15.98 | 16.3 | 0.9 | 2978 | 81.4 |  |  |  | FALSE | FALSE | FALSE | July, 26 2018 00:00:00 | 4.3 |  | standard |  |  |  |  | March, 30 2020 00:00:00 | FALSE | FALSE | FALSE | [6 empty] | AC | [7 empty] | FALSE
PL5T2V9QIBG0 | Builders Pack | Builders Pack | 56-T8AL-120-18W-30K-F-A | Linear Replacement Lamp | T8 Four-Foot | Replacement Lamps (plug and play) (UL Type A) |  | standard | TRUE |  | 2287.85 | 119.595 | 19.13 | 16.2 | 0.904 | 2984 | 81.5 | 5 | 50000 | August, 02 2017 00:00:00 | Not Dimmable | Not Dimmable | NO | Updated on 07/26/2018 | TYNAKI | [15 empty] | 79 |  | 1.08 | 1.12 | [6 empty] | 5 | 2287.8 | 119.5 | 19.1 | 16.2 | 0.9 | 2984 | 81.5 |  |  |  | FALSE | FALSE | FALSE | July, 26 2018 00:00:00 | 4.3 |  | standard |  |  |  |  | March, 30 2020 00:00:00 | FALSE | FALSE | FALSE | [6 empty] | AC | [7 empty] | FALSE
P4048GOR | Espen Technology | ESPEN | L48T8/850/10P-EB | Linear Replacement Lamp | T8 Four-Foot | Replacement Lamps (plug and play) (UL Type A) |  | standard | FALSE | [10 empty] | August, 01 2017 00:00:00 | Not Dimmable | Not Dimmable | No |  | MMMPMC | [25 empty] | 5 | 1726 | 123.55 | 13.97 | 6.51 | 1 | 5105 | 84.2 |  |  |  | FALSE | FALSE | FALSE | [8 empty] | March, 30 2020 00:00:00 | FALSE | FALSE | FALSE | [6 empty] | AC | [7 empty] | FALSE
PAUZEB1T | Espen Technology | ESPEN | L48T8/840/10P-EB | Linear Replacement Lamp | T8 Four-Foot | Replacement Lamps (plug and play) (UL Type A) |  | standard | FALSE | [10 empty] | August, 01 2017 00:00:00 | Not Dimmable | Not Dimmable | No |  | MMMPMC | [25 empty] | 5 | 1806 | 130.3 | 13.86 | 6.48 | 1 | 3942 | 84.2 |  |  |  | FALSE | FALSE | FALSE | [8 empty] | March, 30 2020 00:00:00 | FALSE | FALSE | FALSE | [6 empty] | AC | [7 empty] | FALSE
PLOVH9R8CZ35 | Emergence Technologies, LLC. | Emergence | ETA-T8-11.5-04-1800-DR-4000 | Linear Replacement Lamp | T8 Four-Foot | Replacement Lamps (plug and play) (UL Type A) |  | standard | FALSE | [10 empty] | August, 01 2017 00:00:00 | Not Dimmable | Not Dimmable | No |  | XXXBLH | [25 empty] | 5 | 1800 | 124 | 14.5 | 13.61 | 0.95 | 4000 | 82 |  |  |  | FALSE | FALSE | FALSE | [8 empty] | March, 30 2020 00:00:00 | FALSE | FALSE | FALSE | [6 empty] | AC | [7 empty] | FALSE
PL3Y5HDFD8H6 | Emergence Technologies, LLC. | Emergence | ETA-T8-11.5-04-1700-DR-3000 | Linear Replacement Lamp | T8 Four-Foot | Replacement Lamps (plug and play) (UL Type A) |  | standard | TRUE |  | 1729 | 128.6 | 13.44 | 13.61 | 0.9545 | 3051 | 83.1 | 5 | 50000 | August, 01 2017 00:00:00 | Not Dimmable | Not Dimmable | No |  | XXXBLH | [15 empty] | 83.2 |  | 1.26 | 1.3 | [6 empty] | 5 | 1700 | 117 | 14.5 | 13.61 | 0.95 | 3000 | 82 |  |  |  | FALSE | FALSE | FALSE | [8 empty] | March, 30 2020 00:00:00 | FALSE | FALSE | FALSE | [6 empty] | AC | [7 empty] | FALSE
PL0XJ73BB3EG | Emergence Technologies, LLC. | Emergence | ETA-T8-11.5-04-1800-DR-5000 | Linear Replacement Lamp | T8 Four-Foot | Replacement Lamps (plug and play) (UL Type A) |  | standard | FALSE | [10 empty] | August, 01 2017 00:00:00 | Not Dimmable | Not Dimmable | No |  | XXXBLH | [25 empty] | 5 | 1800 | 124 | 14.5 | 14.44 | 0.96 | 5000 | 82 |  |  |  | FALSE | FALSE | FALSE | [8 empty] | March, 30 2020 00:00:00 | FALSE | FALSE | FALSE | [6 empty] | AC | [7 empty] | FALSE
P5DS2ZKY | Espen Technology | ESPEN | L48T8/830/10P-EB | Linear Replacement Lamp | T8 Four-Foot | Replacement Lamps (plug and play) (UL Type A) |  | standard | TRUE |  | 1695 | 133.57 | 12.69 | 14.75 | 0.9541 | 3044 | 82.7 | 5 | 50000 | August, 01 2017 00:00:00 | Not Dimmable | Not Dimmable | No |  | MMMPMC | [15 empty] | 84.7 |  | 1.22 | 1.32 | [6 empty] | 5 | 1722 | 122.56 | 14.05 | 6.47 | 1 | 3038 | 82.9 |  |  |  | FALSE | FALSE | FALSE | [8 empty] | March, 30 2020 00:00:00 | FALSE | FALSE | FALSE | [6 empty] | AC | [7 empty] | FALSE
PLSC71B7RL12 | Emergence Technologies, LLC. | Emergence | ETA-T8-11.5-04-1700-DR-3500 | Linear Replacement Lamp | T8 Four-Foot | Replacement Lamps (plug and play) (UL Type A) |  | standard | FALSE | [10 empty] | August, 01 2017 00:00:00 | Not Dimmable | Not Dimmable | No |  | XXXBLH | [25 empty] | 5 | 1700 | 117 | 14.5 | 13.61 | 0.95 | 3500 | 82 |  |  |  | FALSE | FALSE | FALSE | [8 empty] | March, 30 2020 00:00:00 | FALSE | FALSE | FALSE | [6 empty] | AC | [7 empty] | FALSE
PVQ3IFM7 | Espen Technology | ESPEN | L48T8/835/10P-EB | Linear Replacement Lamp | T8 Four-Foot | Replacement Lamps (plug and play) (UL Type A) |  | standard | FALSE | [10 empty] | August, 01 2017 00:00:00 | Not Dimmable | Not Dimmable | No |  | MMMPMC | [25 empty] | 5 | 1691 | 122.09 | 13.85 | 6.41 | 1 | 3401 | 82.6 |  |  |  | FALSE | FALSE | FALSE | [8 empty] | March, 30 2020 00:00:00 | FALSE | FALSE | FALSE | [6 empty] | AC | [7 empty] | FALSE
PUYSE5HN | US Lighting Group | US Lighting Group | FEB-PP12-40-D | Linear Replacement Lamp | T8 Four-Foot | Dual Mode Internal Driver (UL Type A and Type B) |  | standard | FALSE | [10 empty] | July, 26 2017 00:00:00 | Not Dimmable | Not Dimmable | NotYetVerified |  | SSSCOB | [25 empty] | 5 | 1680 | 140 | 12 | 14.16 | 0.9 | 4000 | 80 |  |  |  | FALSE | FALSE | FALSE | [8 empty] | March, 30 2020 00:00:00 | FALSE | FALSE | FALSE | [6 empty] | AC | [7 empty] | FALSE
PNH5XQD8 | Torshare Ltd | TORSHARE | T8-12W-120-JHC-40K | Linear Replacement Lamp | T8 Four-Foot | Replacement Lamps (plug and play) (UL Type A) |  | standard | TRUE |  | 1673 | 129.19 | 12.95 | 7.34 | 0.9705 | 4095 | 82 | 5 | 50000 | July, 26 2017 00:00:00 | Not Dimmable | Not Dimmable | No |  | NNNMLW | [15 empty] | 84.8 |  | 1.18 | 1.28 | [6 empty] | 5 | 1667 | 129.83 | 12.84 | 7.81 | 0.96 | 4000 | 82 |  |  |  | FALSE | FALSE | FALSE | [8 empty] | March, 30 2020 00:00:00 | FALSE | FALSE | FALSE | [6 empty] | AC | [7 empty] | FALSE
PV1134NN | US Lighting Group | US Lighting Group | FEB-PP12-50-C | Linear Replacement Lamp | T8 Four-Foot | Dual Mode Internal Driver (UL Type A and Type B) |  | standard | FALSE | [10 empty] | July, 26 2017 00:00:00 | Not Dimmable | Not Dimmable | NotYetVerified |  | SSSCOA | [25 empty] | 5 | 1800 | 150 | 12 | 11.66 | 0.9 | 5000 | 80 |  |  |  | FALSE | FALSE | FALSE | [8 empty] | March, 30 2020 00:00:00 | FALSE | FALSE | FALSE | [6 empty] | AC | [7 empty] | FALSE
P2H4JJS2 | US Lighting Group | US Lighting Group | FEB-PP12-30-C | Linear Replacement Lamp | T8 Four-Foot | Dual Mode Internal Driver (UL Type A and Type B) |  | standard | TRUE |  | 1700.7 | 123.07 | 13.82 | 11.66 | 0.9585 | 2877 | 82 | 5 | 50000 | July, 26 2017 00:00:00 | Not Dimmable | Not Dimmable | NotYetVerified |  | SSSCOA | [15 empty] | 88.6 |  | 1.26 | 1.44 | [6 empty] | 5 | 1680 | 140 | 12 | 11.66 | 0.9 | 3000 | 80 |  |  |  | FALSE | FALSE | FALSE | [8 empty] | March, 30 2020 00:00:00 | FALSE | FALSE | FALSE | [6 empty] | AC | [7 empty] | FALSE
PVDRXWUN | US Lighting Group | US Lighting Group | FEB-PP12-35-D | Linear Replacement Lamp | T8 Four-Foot | Dual Mode Internal Driver (UL Type A and Type B) |  | standard | FALSE | [10 empty] | July, 26 2017 00:00:00 | Not Dimmable | Not Dimmable | NotYetVerified |  | SSSCOB | [25 empty] | 5 | 1620 | 135 | 12 | 14.16 | 0.9 | 3500 | 80 |  |  |  | FALSE | FALSE | FALSE | [8 empty] | March, 30 2020 00:00:00 | FALSE | FALSE | FALSE | [6 empty] | AC | [7 empty] | FALSE
PSMVDQB6 | US Lighting Group | US Lighting Group | FEB-PP12-45-D | Linear Replacement Lamp | T8 Four-Foot | Dual Mode Internal Driver (UL Type A and Type B) |  | standard | FALSE | [10 empty] | July, 26 2017 00:00:00 | Not Dimmable | Not Dimmable | NotYetVerified |  | SSSCOB | [25 empty] | 5 | 1680 | 140 | 12 | 14.16 | 0.9 | 4500 | 80 |  |  |  | FALSE | FALSE | FALSE | [8 empty] | March, 30 2020 00:00:00 | FALSE | FALSE | FALSE | [6 empty] | AC | [7 empty] | FALSE
PGFBB68M | Torshare Ltd | TORSHARE | T8-12W-120-JHC-50K | Linear Replacement Lamp | T8 Four-Foot | Replacement Lamps (plug and play) (UL Type A) |  | standard | FALSE | [10 empty] | July, 26 2017 00:00:00 | Not Dimmable | Not Dimmable | No |  | NNNMLW | [25 empty] | 5 | 1707 | 131.68 | 12.96 | 8.98 | 0.94 | 5000 | 82.9 |  |  |  | FALSE | FALSE | FALSE | [8 empty] | March, 30 2020 00:00:00 | FALSE | FALSE | FALSE | [6 empty] | AC | [7 empty] | FALSE
P7HFXT6S | US Lighting Group | US Lighting Group | FEB-PP12-30-D | Linear Replacement Lamp | T8 Four-Foot | Dual Mode Internal Driver (UL Type A and Type B) |  | standard | TRUE |  | 1572.9 | 112.36 | 14 | 14.16 | 0.9756 | 2900 | 83.8 | 5 | 50000 | July, 26 2017 00:00:00 | Not Dimmable | Not Dimmable | NotYetVerified |  | SSSCOB | [15 empty] | 84.5 |  | 1.24 | 1.42 | [6 empty] | 4.4 | 1620 | 135 | 12 | 14.16 | 0.9 | 3000 | 80 |  |  |  | FALSE | FALSE | FALSE | [8 empty] | November, 02 2018 00:00:00 | FALSE | FALSE | FALSE | [6 empty] | AC | [7 empty] | FALSE
PKK537V7 | US Lighting Group | US Lighting Group | FEB-PP12-35-C | Linear Replacement Lamp | T8 Four-Foot | Dual Mode Internal Driver (UL Type A and Type B) |  | standard | FALSE | [10 empty] | July, 26 2017 00:00:00 | Not Dimmable | Not Dimmable | NotYetVerified |  | SSSCOA | [25 empty] | 5 | 1680 | 140 | 12 | 11.66 | 0.9 | 3500 | 80 |  |  |  | FALSE | FALSE | FALSE | [8 empty] | March, 30 2020 00:00:00 | FALSE | FALSE | FALSE | [6 empty] | AC | [7 empty] | FALSE
PTK7N5CP | US Lighting Group | US Lighting Group | FEB-PP12-40-C | Linear Replacement Lamp | T8 Four-Foot | Dual Mode Internal Driver (UL Type A and Type B) |  | standard | FALSE | [10 empty] | July, 26 2017 00:00:00 | Not Dimmable | Not Dimmable | NotYetVerified |  | SSSCOA | [25 empty] | 5 | 1800 | 150 | 12 | 11.66 | 0.9 | 4000 | 80 |  |  |  | FALSE | FALSE | FALSE | [8 empty] | March, 30 2020 00:00:00 | FALSE | FALSE | FALSE | [6 empty] | AC | [7 empty] | FALSE
P7GJA3AU | US Lighting Group | US Lighting Group | FEB-PP12-45-C | Linear Replacement Lamp | T8 Four-Foot | Dual Mode Internal Driver (UL Type A and Type B) |  | standard | FALSE | [10 empty] | July, 26 2017 00:00:00 | Not Dimmable | Not Dimmable | NotYetVerified |  | SSSCOA | [25 empty] | 5 | 1800 | 150 | 12 | 11.66 | 0.9 | 4500 | 80 |  |  |  | FALSE | FALSE | FALSE | [8 empty] | March, 30 2020 00:00:00 | FALSE | FALSE | FALSE | [6 empty] | AC | [7 empty] | FALSE
PUDA7MPU | US Lighting Group | US Lighting Group | FEB-PP12-50-D | Linear Replacement Lamp | T8 Four-Foot | Dual Mode Internal Driver (UL Type A and Type B) |  | standard | FALSE | [10 empty] | July, 26 2017 00:00:00 | Not Dimmable | Not Dimmable | NotYetVerified |  | SSSCOB | [25 empty] | 5 | 1680 | 140 | 12 | 14.16 | 0.9 | 5000 | 80 |  |  |  | FALSE | FALSE | FALSE | [8 empty] | March, 30 2020 00:00:00 | FALSE | FALSE | FALSE | [6 empty] | AC | [7 empty] | FALSE
PLXEQ65CVE0D | Fusion Lamps | Fusion lamps | FLED15T8/850/DUAL | Linear Replacement Lamp | T8 Four-Foot | Dual Mode Internal Driver (UL Type A and Type B) |  | standard | FALSE | [10 empty] | July, 25 2017 00:00:00 | Not Dimmable | Not Dimmable | No |  | WWWBRN | [25 empty] | 5 | 2200 | 120 | 18 | 20 | 0.9 | 5000 | 82 |  |  |  | FALSE | FALSE | FALSE | [8 empty] | March, 30 2020 00:00:00 | FALSE | FALSE | FALSE | [6 empty] | AC | [7 empty] | FALSE
PL13CDLB4JI8 | Fusion Lamps | Fusion lamps | FLED15T8/840/DUAL | Linear Replacement Lamp | T8 Four-Foot | Dual Mode Internal Driver (UL Type A and Type B) |  | standard | TRUE |  | 2258 | 125.3 | 18.02 | 8.47 | 0.9723 | 3969 | 82.9 | 5 | 50000 | July, 25 2017 00:00:00 | Not Dimmable | Not Dimmable | No |  | WWWBRN | [15 empty] | 81.2 |  | 1.32 | 1.26 | [6 empty] | 5 | 2200 | 120 | 18 | 20 | 0.9 | 4000 | 82 |  |  |  | FALSE | FALSE | FALSE | [8 empty] | March, 30 2020 00:00:00 | FALSE | FALSE | FALSE | [6 empty] | AC | [7 empty] | FALSE
PLGU2YHG0GG2 | MaxLite Inc. | MaxLite | L14.5T8DF440-GA | Linear Replacement Lamp | T8 Four-Foot | Replacement Lamps (plug and play) (UL Type A) |  | standard | FALSE | [10 empty] | July, 25 2017 00:00:00 | Not Dimmable | Not Dimmable | NO |  | TYNAKG | [25 empty] | 5 | 2000 | 133 | 15 | 14 | 0.99 | 4000 | 80 |  |  |  | FALSE | FALSE | FALSE | [8 empty] | March, 30 2020 00:00:00 | FALSE | FALSE | FALSE | [6 empty] | AC | [7 empty] | FALSE
PL0O1RGK27B7 | MaxLite Inc. | MaxLite | L14.5T8DF430-GA | Linear Replacement Lamp | T8 Four-Foot | Replacement Lamps (plug and play) (UL Type A) |  | standard | TRUE |  | 2038.6 | 118.31 | 17.23 | 13.62 | 0.9822 | 2919 | 83 | 5 | 50000 | July, 25 2017 00:00:00 | Not Dimmable | Not Dimmable | NO |  | TYNAKG | [15 empty] | 82 |  | 1.26 | 1.34 | [6 empty] | 5 | 2000 | 133 | 15 | 14 | 0.99 | 3000 | 80 |  |  |  | FALSE | FALSE | FALSE | [8 empty] | March, 30 2020 00:00:00 | FALSE | FALSE | FALSE | [6 empty] | AC | [7 empty] | FALSE
PL3K1AO48F8M | MaxLite Inc. | MaxLite | L14.5T8DF450-GA | Linear Replacement Lamp | T8 Four-Foot | Replacement Lamps (plug and play) (UL Type A) |  | standard | FALSE | [10 empty] | July, 25 2017 00:00:00 | Not Dimmable | Not Dimmable | NO |  | TYNAKG | [25 empty] | 5 | 2000 | 133 | 15 | 14 | 0.99 | 5000 | 80 |  |  |  | FALSE | FALSE | FALSE | [8 empty] | March, 30 2020 00:00:00 | FALSE | FALSE | FALSE | [6 empty] | AC | [7 empty] | FALSE
P91Z8EGU | US Lighting Group | US Lighting Group | FEB-PP20-50-C | Linear Replacement Lamp | T8 Four-Foot | Dual Mode Internal Driver (UL Type A and Type B) |  | standard | FALSE | [10 empty] | July, 20 2017 00:00:00 | Not Dimmable | Not Dimmable | NotYetVerified |  | SSSCOE | [25 empty] | 5 | 2600 | 130 | 20 | 20 | 0.9 | 5000 | 80 |  |  |  | FALSE | FALSE | FALSE | [8 empty] | March, 30 2020 00:00:00 | FALSE | FALSE | FALSE | [6 empty] | AC | [7 empty] | FALSE
P6XENMKX | US Lighting Group | US Lighting Group | FEB-PP20-30-D | Linear Replacement Lamp | T8 Four-Foot | Dual Mode Internal Driver (UL Type A and Type B) |  | standard | TRUE |  | 2395 | 114.8 | 20.86 | 5.79 | 0.9799 | 2887 | 81.9 | 5 | 50000 | July, 20 2017 00:00:00 | Not Dimmable | Not Dimmable | NotYetVerified |  | SSSCOF | [15 empty] | 84.7 |  | 1.22 | 1.38 | [6 empty] | 5 | 2600 | 130 | 20 | 5.79 | 0.9 | 3000 | 80 |  |  |  | FALSE | FALSE | FALSE | [8 empty] | March, 30 2020 00:00:00 | FALSE | FALSE | FALSE | [6 empty] | AC | [7 empty] | FALSE
PVJA2GMK | US Lighting Group | US Lighting Group | FEB-PP20-35-D | Linear Replacement Lamp | T8 Four-Foot | Dual Mode Internal Driver (UL Type A and Type B) |  | standard | FALSE | [10 empty] | July, 20 2017 00:00:00 | Not Dimmable | Not Dimmable | NotYetVerified |  | SSSCOF | [25 empty] | 5 | 2600 | 130 | 20 | 5.79 | 0.9 | 3500 | 80 |  |  |  | FALSE | FALSE | FALSE | [8 empty] | March, 30 2020 00:00:00 | FALSE | FALSE | FALSE | [6 empty] | AC | [7 empty] | FALSE
PBC9SZKP | US Lighting Group | US Lighting Group | FEB-PP20-40-C | Linear Replacement Lamp | T8 Four-Foot | Dual Mode Internal Driver (UL Type A and Type B) |  | standard | FALSE | [10 empty] | July, 20 2017 00:00:00 | Not Dimmable | Not Dimmable | NotYetVerified |  | SSSCOE | [25 empty] | 5 | 2600 | 130 | 20 | 20 | 0.9 | 4000 | 80 |  |  |  | FALSE | FALSE | FALSE | [8 empty] | March, 30 2020 00:00:00 | FALSE | FALSE | FALSE | [6 empty] | AC | [7 empty] | FALSE
P4M71584 | US Lighting Group | US Lighting Group | FEB-PP16-45-D | Linear Replacement Lamp | T8 Four-Foot | Dual Mode Internal Driver (UL Type A and Type B) |  | standard | FALSE | [10 empty] | July, 20 2017 00:00:00 | Not Dimmable | Not Dimmable | NotYetVerified |  | SSSCOD | [25 empty] | 5 | 2160 | 120 | 18 | 7.63 | 0.9 | 4500 | 80 |  |  |  | FALSE | FALSE | FALSE | [8 empty] | March, 30 2020 00:00:00 | FALSE | FALSE | FALSE | [6 empty] | AC | [7 empty] | FALSE
PARZKF39 | US Lighting Group | US Lighting Group | FEB-PP16-50-C | Linear Replacement Lamp | T8 Four-Foot | Dual Mode Internal Driver (UL Type A and Type B) |  | standard | FALSE | [10 empty] | July, 20 2017 00:00:00 | Not Dimmable | Not Dimmable | NotYetVerified |  | SSSCOC | [25 empty] | 5 | 2340 | 130 | 18 | 7.7 | 0.9 | 5000 | 80 |  |  |  | FALSE | FALSE | FALSE | [8 empty] | March, 30 2020 00:00:00 | FALSE | FALSE | FALSE | [6 empty] | AC | [7 empty] | FALSE
P8S9GM2P | US Lighting Group | US Lighting Group | FEB-PP20-30-C | Linear Replacement Lamp | T8 Four-Foot | Dual Mode Internal Driver (UL Type A and Type B) |  | standard | TRUE |  | 2589.3 | 124.41 | 20.81 | 5.83 | 0.9791 | 2898 | 81.8 | 5 | 50000 | July, 20 2017 00:00:00 | Not Dimmable | Not Dimmable | NotYetVerified |  | SSSCOE | [15 empty] | 88.9 |  | 1.26 | 1.42 | [6 empty] | 5 | 2600 | 130 | 20 | 20 | 0.9 | 3000 | 80 |  |  |  | FALSE | FALSE | FALSE | [8 empty] | March, 30 2020 00:00:00 | FALSE | FALSE | FALSE | [6 empty] | AC | [7 empty] | FALSE
PTQ2RDTJ | US Lighting Group | US Lighting Group | FEB-PP16-35-D | Linear Replacement Lamp | T8 Four-Foot | Dual Mode Internal Driver (UL Type A and Type B) |  | standard | FALSE | [10 empty] | July, 20 2017 00:00:00 | Not Dimmable | Not Dimmable | NotYetVerified |  | SSSCOD | [25 empty] | 5 | 2160 | 120 | 18 | 7.63 | 0.9 | 3500 | 80 |  |  |  | FALSE | FALSE | FALSE | [8 empty] | March, 30 2020 00:00:00 | FALSE | FALSE | FALSE | [6 empty] | AC | [7 empty] | FALSE
P43EM88N | US Lighting Group | US Lighting Group | FEB-PP16-35-C | Linear Replacement Lamp | T8 Four-Foot | Dual Mode Internal Driver (UL Type A and Type B) |  | standard | FALSE | [10 empty] | July, 20 2017 00:00:00 | Not Dimmable | Not Dimmable | NotYetVerified |  | SSSCOC | [25 empty] | 5 | 2250 | 125 | 18 | 7.7 | 0.9 | 3500 | 80 |  |  |  | FALSE | FALSE | FALSE | [8 empty] | March, 30 2020 00:00:00 | FALSE | FALSE | FALSE | [6 empty] | AC | [7 empty] | FALSE
P7WUD4WB | US Lighting Group | US Lighting Group | FEB-PP16-45-C | Linear Replacement Lamp | T8 Four-Foot | Dual Mode Internal Driver (UL Type A and Type B) |  | standard | FALSE | [10 empty] | July, 20 2017 00:00:00 | Not Dimmable | Not Dimmable | NotYetVerified |  | SSSCOC | [25 empty] | 5 | 2340 | 130 | 18 | 7.7 | 0.9 | 4500 | 80 |  |  |  | FALSE | FALSE | FALSE | [8 empty] | March, 30 2020 00:00:00 | FALSE | FALSE | FALSE | [6 empty] | AC | [7 empty] | FALSE
PA727V7F | US Lighting Group | US Lighting Group | FEB-PP20-50-D | Linear Replacement Lamp | T8 Four-Foot | Dual Mode Internal Driver (UL Type A and Type B) |  | standard | FALSE | [10 empty] | July, 20 2017 00:00:00 | Not Dimmable | Not Dimmable | NotYetVerified |  | SSSCOF | [25 empty] | 5 | 2600 | 130 | 20 | 5.79 | 0.9 | 5000 | 80 |  |  |  | FALSE | FALSE | FALSE | [8 empty] | March, 30 2020 00:00:00 | FALSE | FALSE | FALSE | [6 empty] | AC | [7 empty] | FALSE
PNRB2EPB | US Lighting Group | US Lighting Group | FEB-PP16-50-D | Linear Replacement Lamp | T8 Four-Foot | Dual Mode Internal Driver (UL Type A and Type B) |  | standard | FALSE | [10 empty] | July, 20 2017 00:00:00 | Not Dimmable | Not Dimmable | NotYetVerified |  | SSSCOD | [25 empty] | 5 | 2160 | 120 | 18 | 7.63 | 0.9 | 5000 | 80 |  |  |  | FALSE | FALSE | FALSE | [8 empty] | March, 30 2020 00:00:00 | FALSE | FALSE | FALSE | [6 empty] | AC | [7 empty] | FALSE
PHWEK3MY | US Lighting Group | US Lighting Group | FEB-PP16-30-D | Linear Replacement Lamp | T8 Four-Foot | Dual Mode Internal Driver (UL Type A and Type B) |  | standard | TRUE |  | 2034.7 | 114.76 | 17.73 | 7.63 | 0.9727 | 2884 | 81.9 | 5 | 50000 | July, 20 2017 00:00:00 | Not Dimmable | Not Dimmable | NotYetVerified |  | SSSCOD | [15 empty] | 84.2 |  | 1.24 | 1.42 | [6 empty] | 5 | 2160 | 120 | 18 | 7.63 | 0.9 | 3000 | 80 |  |  |  | FALSE | FALSE | FALSE | [8 empty] | March, 30 2020 00:00:00 | FALSE | FALSE | FALSE | [6 empty] | AC | [7 empty] | FALSE
PKVXK9YR | US Lighting Group | US Lighting Group | FEB-PP16-40-C | Linear Replacement Lamp | T8 Four-Foot | Dual Mode Internal Driver (UL Type A and Type B) |  | standard | FALSE | [10 empty] | July, 20 2017 00:00:00 | Not Dimmable | Not Dimmable | NotYetVerified |  | SSSCOC | [25 empty] | 5 | 2340 | 130 | 18 | 7.7 | 0.9 | 4000 | 80 |  |  |  | FALSE | FALSE | FALSE | [8 empty] | March, 30 2020 00:00:00 | FALSE | FALSE | FALSE | [6 empty] | AC | [7 empty] | FALSE
PKHV8N5F | US Lighting Group | US Lighting Group | FEB-PP20-45-C | Linear Replacement Lamp | T8 Four-Foot | Dual Mode Internal Driver (UL Type A and Type B) |  | standard | FALSE | [10 empty] | July, 20 2017 00:00:00 | Not Dimmable | Not Dimmable | NotYetVerified |  | SSSCOE | [25 empty] | 5 | 2600 | 130 | 20 | 20 | 0.9 | 4500 | 80 |  |  |  | FALSE | FALSE | FALSE | [8 empty] | March, 30 2020 00:00:00 | FALSE | FALSE | FALSE | [6 empty] | AC | [7 empty] | FALSE
PVR5AVRA | US Lighting Group | US Lighting Group | FEB-PP16-30-C | Linear Replacement Lamp | T8 Four-Foot | Dual Mode Internal Driver (UL Type A and Type B) |  | standard | TRUE |  | 2195.5 | 123.34 | 17.8 | 7.7 | 0.9727 | 2896 | 81.9 | 5 | 50000 | July, 20 2017 00:00:00 | Not Dimmable | Not Dimmable | NotYetVerified |  | SSSCOC | [15 empty] | 89.3 |  | 1.28 | 1.44 | [6 empty] | 5 | 2250 | 125 | 18 | 7.7 | 0.9 | 3000 | 80 |  |  |  | FALSE | FALSE | FALSE | [8 empty] | March, 30 2020 00:00:00 | FALSE | FALSE | FALSE | [6 empty] | AC | [7 empty] | FALSE
PG2X1C2S | US Lighting Group | US Lighting Group | FEB-PP20-35-C | Linear Replacement Lamp | T8 Four-Foot | Dual Mode Internal Driver (UL Type A and Type B) |  | standard | FALSE | [10 empty] | July, 20 2017 00:00:00 | Not Dimmable | Not Dimmable | NotYetVerified |  | SSSCOE | [25 empty] | 5 | 2600 | 130 | 20 | 20 | 0.9 | 3500 | 80 |  |  |  | FALSE | FALSE | FALSE | [8 empty] | March, 30 2020 00:00:00 | FALSE | FALSE | FALSE | [6 empty] | AC | [7 empty] | FALSE
PPBKQCYY | US Lighting Group | US Lighting Group | FEB-PP20-40-D | Linear Replacement Lamp | T8 Four-Foot | Dual Mode Internal Driver (UL Type A and Type B) |  | standard | FALSE | [10 empty] | July, 20 2017 00:00:00 | Not Dimmable | Not Dimmable | NotYetVerified |  | SSSCOF | [25 empty] | 5 | 2600 | 130 | 20 | 5.79 | 0.9 | 4000 | 80 |  |  |  | FALSE | FALSE | FALSE | [8 empty] | March, 30 2020 00:00:00 | FALSE | FALSE | FALSE | [6 empty] | AC | [7 empty] | FALSE
PTPXMZDY | US Lighting Group | US Lighting Group | FEB-PP16-40-D | Linear Replacement Lamp | T8 Four-Foot | Dual Mode Internal Driver (UL Type A and Type B) |  | standard | FALSE | [10 empty] | July, 20 2017 00:00:00 | Not Dimmable | Not Dimmable | NotYetVerified |  | SSSCOD | [25 empty] | 5 | 2160 | 120 | 18 | 7.63 | 0.9 | 4000 | 80 |  |  |  | FALSE | FALSE | FALSE | [8 empty] | March, 30 2020 00:00:00 | FALSE | FALSE | FALSE | [6 empty] | AC | [7 empty] | FALSE
PJQJ87GH | US Lighting Group | US Lighting Group | FEB-PP20-45-D | Linear Replacement Lamp | T8 Four-Foot | Dual Mode Internal Driver (UL Type A and Type B) |  | standard | FALSE | [10 empty] | July, 20 2017 00:00:00 | Not Dimmable | Not Dimmable | NotYetVerified |  | SSSCOF | [25 empty] | 5 | 2600 | 130 | 20 | 5.79 | 0.9 | 4500 | 80 |  |  |  | FALSE | FALSE | FALSE | [8 empty] | March, 30 2020 00:00:00 | FALSE | FALSE | FALSE | [6 empty] | AC | [7 empty] | FALSE
PZC07I2L | Xiamen Grace Solar Technology Co,Ltd | Grasol | GTG0831-45L | Linear Replacement Lamp | T8 Four-Foot | Replacement Lamps (plug and play) (UL Type A) |  | standard | FALSE | [10 empty] | July, 19 2017 00:00:00 | Not Dimmable | Not Dimmable | No |  | DDDJJV | [25 empty] | 5 | 1700 | 141.67 | 12 | 10.89 | 0.96 | 4500 | 82.8 |  |  |  | FALSE | FALSE | FALSE | May, 02 2018 00:00:00 | 4.3 |  | standard |  |  |  |  | March, 30 2020 00:00:00 | FALSE | FALSE | FALSE | [6 empty] | AC | [7 empty] | FALSE
PCSPFTL6 | Xiamen Grace Solar Technology Co,Ltd | Grasol | GTG0831-50L | Linear Replacement Lamp | T8 Four-Foot | Replacement Lamps (plug and play) (UL Type A) |  | standard | FALSE | [10 empty] | July, 19 2017 00:00:00 | Not Dimmable | Not Dimmable | No |  | DDDJJV | [25 empty] | 5 | 1700 | 141.67 | 12 | 11.68 | 0.95 | 5000 | 83.4 |  |  |  | FALSE | FALSE | FALSE | May, 02 2018 00:00:00 | 4.3 |  | standard |  |  |  |  | March, 30 2020 00:00:00 | FALSE | FALSE | FALSE | [6 empty] | AC | [7 empty] | FALSE
PEUT4DTR | Xiamen Grace Solar Technology Co,Ltd | Grasol | GTG0831-40L | Linear Replacement Lamp | T8 Four-Foot | Replacement Lamps (plug and play) (UL Type A) |  | standard | TRUE |  | 2086 | 129.26 | 16.14 | 10.89 | 0.9569 | 4014 | 82.8 | 5 | 50000 | July, 19 2017 00:00:00 | Not Dimmable | Not Dimmable | No |  | DDDJJV | [15 empty] | 84.7 |  | 1.22 | 1.3 | [6 empty] | 5 | 1700 | 141.67 | 12 | 10.89 | 0.96 | 4000 | 82.8 |  |  |  | FALSE | FALSE | FALSE | May, 02 2018 00:00:00 | 4.3 |  | standard |  |  |  |  | March, 30 2020 00:00:00 | FALSE | FALSE | FALSE | [6 empty] | AC | [7 empty] | FALSE
P29DBAJL | Xiamen Grace Solar Technology Co,Ltd | Grasol | GTG0821-50L | Linear Replacement Lamp | T8 Four-Foot | Replacement Lamps (plug and play) (UL Type A) |  | standard | FALSE | [10 empty] | July, 18 2017 00:00:00 | Not Dimmable | Not Dimmable | No |  | DDDJJU | [25 empty] | 5 | 1900 | 126.67 | 15 | 11.86 | 0.97 | 5000 | 83.5 |  |  |  | FALSE | FALSE | FALSE | May, 02 2018 00:00:00 | 4.3 |  | standard |  |  |  |  | March, 30 2020 00:00:00 | FALSE | FALSE | FALSE | [6 empty] | AC | [7 empty] | FALSE
PXBB51IK | Xiamen Grace Solar Technology Co,Ltd | Grasol | GTG0821-40L | Linear Replacement Lamp | T8 Four-Foot | Replacement Lamps (plug and play) (UL Type A) |  | standard | TRUE |  | 2272 | 124.15 | 18.3 | 11.29 | 0.9731 | 4116 | 82.7 | 5 | 50000 | July, 18 2017 00:00:00 | Not Dimmable | Not Dimmable | No |  | DDDJJU | [15 empty] | 85.1 |  | 1.22 | 1.3 | [6 empty] | 5 | 1900 | 126.67 | 15 | 11.29 | 0.97 | 4000 | 82.7 |  |  |  | FALSE | FALSE | FALSE | May, 02 2018 00:00:00 | 4.3 |  | standard |  |  |  |  | March, 30 2020 00:00:00 | FALSE | FALSE | FALSE | [6 empty] | AC | [7 empty] | FALSE
PMQXIVHU | Xiamen Grace Solar Technology Co,Ltd | Grasol | GTG0821-45L | Linear Replacement Lamp | T8 Four-Foot | Replacement Lamps (plug and play) (UL Type A) |  | standard | FALSE | [10 empty] | July, 18 2017 00:00:00 | Not Dimmable | Not Dimmable | No |  | DDDJJU | [25 empty] | 5 | 1900 | 126.67 | 15 | 11.29 | 0.97 | 4500 | 82.7 |  |  |  | FALSE | FALSE | FALSE | May, 02 2018 00:00:00 | 4.3 |  | standard |  |  |  |  | March, 30 2020 00:00:00 | FALSE | FALSE | FALSE | [6 empty] | AC | [7 empty] | FALSE
PDUW3Z4J | Xiamen Grace Solar Technology Co,Ltd | Grasol | GTJ0801-50L0 | Linear Replacement Lamp | T8 Four-Foot | Replacement Lamps (plug and play) (UL Type A) |  | standard | FALSE | [10 empty] | July, 17 2017 00:00:00 | Not Dimmable | Not Dimmable | no |  | BBBDMX | [25 empty] | 5 | 2200 | 122.22 | 18 | 11.89 | 0.97 | 5000 | 83.9 |  |  |  | FALSE | FALSE | FALSE | May, 02 2018 00:00:00 | 4.3 |  | standard |  |  |  |  | March, 30 2020 00:00:00 | FALSE | FALSE | FALSE | [6 empty] | AC | [7 empty] | FALSE
P8INPXZ3 | Xiamen Grace Solar Technology Co,Ltd | Grasol | GTJ0801-45L2 | Linear Replacement Lamp | T8 Four-Foot | Replacement Lamps (plug and play) (UL Type A) |  | standard | FALSE | [10 empty] | July, 17 2017 00:00:00 | Not Dimmable | Not Dimmable | No |  | BBBDMY | [25 empty] | 5 | 2200 | 146.67 | 15 | 10.25 | 0.98 | 4500 | 82.6 |  |  |  | FALSE | FALSE | FALSE | May, 02 2018 00:00:00 | 4.3 |  | standard |  |  |  |  | March, 30 2020 00:00:00 | FALSE | FALSE | FALSE | [6 empty] | AC | [7 empty] | FALSE
P9XYPS4J | Xiamen Grace Solar Technology Co,Ltd | Grasol | GTJ0801-50L2 | Linear Replacement Lamp | T8 Four-Foot | Replacement Lamps (plug and play) (UL Type A) |  | standard | FALSE | [10 empty] | July, 17 2017 00:00:00 | Not Dimmable | Not Dimmable | No |  | BBBDMY | [25 empty] | 5 | 2200 | 146.67 | 15 | 10.97 | 0.98 | 5000 | 83.9 |  |  |  | FALSE | FALSE | FALSE | May, 02 2018 00:00:00 | 4.3 |  | standard |  |  |  |  | March, 30 2020 00:00:00 | FALSE | FALSE | FALSE | [6 empty] | AC | [7 empty] | FALSE
PSPGAS8I | Xiamen Grace Solar Technology Co,Ltd | Grasol | GTJ0801-45L0 | Linear Replacement Lamp | T8 Four-Foot | Replacement Lamps (plug and play) (UL Type A) |  | standard | FALSE | [10 empty] | July, 17 2017 00:00:00 | Not Dimmable | Not Dimmable | no |  | BBBDMX | [25 empty] | 5 | 2100 | 116.67 | 18 | 11.38 | 0.98 | 4500 | 82.7 |  |  |  | FALSE | FALSE | FALSE | May, 02 2018 00:00:00 | 4.3 |  | standard |  |  |  |  | March, 30 2020 00:00:00 | FALSE | FALSE | FALSE | [6 empty] | AC | [7 empty] | FALSE
PQCN1E2L | Xiamen Grace Solar Technology Co,Ltd | Grasol | GTJ0801-40L0 | Linear Replacement Lamp | T8 Four-Foot | Replacement Lamps (plug and play) (UL Type A) |  | standard | TRUE |  | 2376 | 117.05 | 20.3 | 11.38 | 0.9765 | 4065 | 82.7 | 5 | 50000 | July, 17 2017 00:00:00 | Not Dimmable | Not Dimmable | no |  | BBBDMX | [15 empty] | 84.9 |  | 1.22 | 1.28 | [6 empty] | 5 | 2100 | 116.67 | 18 | 11.38 | 0.98 | 4000 | 82.7 |  |  |  | FALSE | FALSE | FALSE | May, 02 2018 00:00:00 | 4.3 |  | standard |  |  |  |  | March, 30 2020 00:00:00 | FALSE | FALSE | FALSE | [6 empty] | AC | [7 empty] | FALSE
PIJWLLH6 | Xiamen Grace Solar Technology Co,Ltd | Grasol | GTJ0801-40L2 | Linear Replacement Lamp | T8 Four-Foot | Replacement Lamps (plug and play) (UL Type A) |  | standard | TRUE |  | 2341 | 136.03 | 17.21 | 10.25 | 0.9752 | 4058 | 82.6 | 5 | 50000 | July, 17 2017 00:00:00 | Not Dimmable | Not Dimmable | No |  | BBBDMY | [15 empty] | 84.8 |  | 1.22 | 1.3 | [6 empty] | 5 | 2200 | 146.67 | 15 | 10.25 | 0.98 | 4000 | 82.6 |  |  |  | FALSE | FALSE | FALSE | May, 02 2018 00:00:00 | 4.3 |  | standard |  |  |  |  | March, 30 2020 00:00:00 | FALSE | FALSE | FALSE | [6 empty] | AC | [7 empty] | FALSE
PTZ4TDGK | Envirotech Lighting | EnviroTech Lighting | ENV-LT8-T412-5K | Linear Replacement Lamp | T8 Four-Foot | Replacement Lamps (plug and play) (UL Type A) |  | standard | FALSE | [10 empty] | July, 13 2017 00:00:00 | Not Dimmable | Not Dimmable | No |  | RRRUHO | [25 empty] | 5 | 1600 | 130 | 12.3 | 20 | 0.9 | 5000 | 80 |  |  |  | FALSE | FALSE | FALSE | [8 empty] | March, 30 2020 00:00:00 | FALSE | FALSE | FALSE | [6 empty] | AC | [7 empty] | FALSE
PQNGD3WC | Envirotech Lighting | EnviroTech Lighting | ENV-LT8-T412-4K | Linear Replacement Lamp | T8 Four-Foot | Replacement Lamps (plug and play) (UL Type A) |  | standard | TRUE |  | 1669 | 129.4 | 12.9 | 15.11 | 0.9518 | 4051 | 82.3 | 5 | 50000 | July, 13 2017 00:00:00 | Not Dimmable | Not Dimmable | No |  | RRRUHO | [15 empty] | 82.6 |  | 1.28 | 1.34 | [6 empty] | 5 | 1600 | 130 | 12.3 | 20 | 0.9 | 4000 | 80 |  |  |  | FALSE | FALSE | FALSE | [8 empty] | March, 30 2020 00:00:00 | FALSE | FALSE | FALSE | [6 empty] | AC | [7 empty] | FALSE
PXM7S75A | Shenzhen MTC Lux Co., Ltd | BMTC | T8-015T096UN-18 | Linear Replacement Lamp | T8 Four-Foot | Replacement Lamps (plug and play) (UL Type A) |  | standard | FALSE | [10 empty] | July, 11 2017 00:00:00 | Not Dimmable | Not Dimmable | NO | Updated on 7/14/2017; Updated on 3/19/2018 | BBBDMT | [25 empty] | 5 | 2000 | 118 | 17 | 14 | 0.99 | 4000 | 80 |  |  |  | FALSE | FALSE | FALSE | May, 02 2018 00:00:00 | 4.3 |  | standard |  |  |  |  | March, 30 2020 00:00:00 | FALSE | FALSE | FALSE | [6 empty] | AC | [7 empty] | FALSE
PSXEN1BH | Celeritas Lighting Group, LLC | RazrLites | MT8BCLED-18W-40K | Linear Replacement Lamp | T8 Four-Foot | Replacement Lamps (plug and play) (UL Type A) |  | standard | FALSE | [10 empty] | July, 11 2017 00:00:00 | Not Dimmable | Not Dimmable | No |  | WWWBQZ | [25 empty] | 5 | 2340 | 130 | 18 | 13.85 | 0.99 | 4000 | 80 |  |  |  | FALSE | FALSE | FALSE | [8 empty] | March, 30 2020 00:00:00 | FALSE | FALSE | FALSE | [6 empty] | AC | [7 empty] | FALSE
PSD1ZXFM | Celeritas Lighting Group, LLC | RazrLites | MT8BCLED-18W-50K | Linear Replacement Lamp | T8 Four-Foot | Replacement Lamps (plug and play) (UL Type A) |  | standard | FALSE | [10 empty] | July, 11 2017 00:00:00 | Not Dimmable | Not Dimmable | No |  | WWWBQZ | [25 empty] | 5 | 2340 | 130 | 18 | 13.85 | 0.99 | 5000 | 80 |  |  |  | FALSE | FALSE | FALSE | [8 empty] | March, 30 2020 00:00:00 | FALSE | FALSE | FALSE | [6 empty] | AC | [7 empty] | FALSE
PSRNHRDZ | Shenzhen MTC Lux Co., Ltd | BMTC | T8-015T096UB-18 | Linear Replacement Lamp | T8 Four-Foot | Replacement Lamps (plug and play) (UL Type A) |  | standard | TRUE |  | 2038.6 | 118.31 | 17.23 | 13.62 | 0.9822 | 2919 | 83 | 5 | 50000 | July, 11 2017 00:00:00 | Not Dimmable | Not Dimmable | NO | Updated on 7/14/2017; Updated on 3/19/2018 | BBBDMT | [15 empty] | 82 |  | 1.26 | 1.34 | [6 empty] | 5 | 2000 | 118 | 17 | 14 | 0.99 | 3000 | 80 |  |  |  | FALSE | FALSE | FALSE | May, 02 2018 00:00:00 | 4.3 |  | standard |  |  |  |  | March, 30 2020 00:00:00 | FALSE | FALSE | FALSE | [6 empty] | AC | [7 empty] | FALSE
PJFJ4S9U | Celeritas Lighting Group, LLC | RazrLites | MT8BCLED-18W-30K | Linear Replacement Lamp | T8 Four-Foot | Replacement Lamps (plug and play) (UL Type A) |  | standard | TRUE |  | 2600.2 | 131.94 | 19.71 | 13.85 | 0.9888 | 2939 | 82.4 | 5 | 50000 | July, 11 2017 00:00:00 | Not Dimmable | Not Dimmable | No |  | WWWBQZ | [15 empty] | 84.9 |  | 1.4 | 1.28 | [6 empty] | 5 | 2340 | 130 | 18 | 13.85 | 0.99 | 3000 | 80 |  |  |  | FALSE | FALSE | FALSE | [8 empty] | March, 30 2020 00:00:00 | FALSE | FALSE | FALSE | [6 empty] | AC | [7 empty] | FALSE
P9HSVZNV | Shenzhen MTC Lux Co., Ltd | BMTC | T8-015T096UD-18 | Linear Replacement Lamp | T8 Four-Foot | Replacement Lamps (plug and play) (UL Type A) |  | standard | FALSE | [10 empty] | July, 11 2017 00:00:00 | Not Dimmable | Not Dimmable | NO | Updated on 7/14/2017; Updated on 3/19/2018 | BBBDMT | [25 empty] | 5 | 2000 | 118 | 17 | 14 | 0.99 | 5000 | 80 |  |  |  | FALSE | FALSE | FALSE | May, 02 2018 00:00:00 | 4.3 |  | standard |  |  |  |  | March, 30 2020 00:00:00 | FALSE | FALSE | FALSE | [6 empty] | AC | [7 empty] | FALSE
PBHAAJ3U | Motor Dynamics, LTD | IMC LEDS | IMCT84DUA-16WB-DBMF | Linear Replacement Lamp | T8 Four-Foot | Dual Mode Internal Driver (UL Type A and Type B) |  | standard | FALSE | [10 empty] | July, 10 2017 00:00:00 | Not Dimmable | Not Dimmable | NotYetVerified |  | DDDJJF | [25 empty] | 5 | 2160 | 120 | 18 | 7.63 | 0.9 | 3500 | 80 |  |  |  | FALSE | FALSE | FALSE | [8 empty] | March, 30 2020 00:00:00 | FALSE | FALSE | FALSE | [6 empty] | AC | [7 empty] | FALSE
P9E9GFE5 | Green Lumens | Green Lumens | GL-DRT8-4MF(40K120CGSA) | Linear Replacement Lamp | T8 Four-Foot | Replacement Lamps (plug and play) (UL Type A) |  | standard | FALSE | [10 empty] | July, 10 2017 00:00:00 | Not Dimmable | Not Dimmable | NO |  | SSSCMZ | [25 empty] | 5 | 2500 | 139 | 18 | 15 | 0.9 | 4000 | 80 |  |  |  | FALSE | FALSE | FALSE | [8 empty] | March, 30 2020 00:00:00 | FALSE | FALSE | FALSE | [6 empty] | AC | [7 empty] | FALSE
PSMQNPGV | Motor Dynamics, LTD | IMC LEDS | IMCT84FUA-16WB-SNMF | Linear Replacement Lamp | T8 Four-Foot | Replacement Lamps (plug and play) (UL Type A) |  | standard | FALSE | [10 empty] | July, 10 2017 00:00:00 | Not Dimmable | Not Dimmable | No |  | DDDJJC | [25 empty] | 5 | 2234 | 116.66 | 19.15 | 10.62 | 0.9745 | 4000 | 85.2 |  |  |  | FALSE | FALSE | FALSE | [8 empty] | March, 30 2020 00:00:00 | FALSE | FALSE | FALSE | [6 empty] | AC | [7 empty] | FALSE
PE66SYJU | Motor Dynamics, LTD | IMC LEDS | IMCT84DUA-16WB-DHMF | Linear Replacement Lamp | T8 Four-Foot | Dual Mode Internal Driver (UL Type A and Type B) |  | standard | FALSE | [10 empty] | July, 10 2017 00:00:00 | Not Dimmable | Not Dimmable | NotYetVerified |  | DDDJJF | [25 empty] | 5 | 2160 | 120 | 18 | 7.63 | 0.9 | 4500 | 80 |  |  |  | FALSE | FALSE | FALSE | [8 empty] | March, 30 2020 00:00:00 | FALSE | FALSE | FALSE | [6 empty] | AC | [7 empty] | FALSE
PACP96N1 | Motor Dynamics, LTD | IMC LEDS | IMCT84FUA-20WB-SHMF | Linear Replacement Lamp | T8 Four-Foot | Replacement Lamps (plug and play) (UL Type A) |  | standard | FALSE | [10 empty] | July, 10 2017 00:00:00 | Not Dimmable | Not Dimmable | No |  | DDDJJD | [25 empty] | 5 | 2605 | 119.66 | 21.77 | 5.87 | 0.911 | 4500 | 84.4 |  |  |  | FALSE | FALSE | FALSE | [8 empty] | March, 30 2020 00:00:00 | FALSE | FALSE | FALSE | [6 empty] | AC | [7 empty] | FALSE
P3RMTETV | Motor Dynamics, LTD | IMC LEDS | IMCT84DUA-16WB-DDMF | Linear Replacement Lamp | T8 Four-Foot | Dual Mode Internal Driver (UL Type A and Type B) |  | standard | FALSE | [10 empty] | July, 10 2017 00:00:00 | Not Dimmable | Not Dimmable | NotYetVerified |  | DDDJJF | [25 empty] | 5 | 2160 | 120 | 18 | 7.63 | 0.9 | 5000 | 80 |  |  |  | FALSE | FALSE | FALSE | [8 empty] | March, 30 2020 00:00:00 | FALSE | FALSE | FALSE | [6 empty] | AC | [7 empty] | FALSE
P8KGUECG | Motor Dynamics, LTD | IMC LEDS | IMCT84FUA-20WB-SDMF | Linear Replacement Lamp | T8 Four-Foot | Replacement Lamps (plug and play) (UL Type A) |  | standard | FALSE | [10 empty] | July, 10 2017 00:00:00 | Not Dimmable | Not Dimmable | No |  | DDDJJD | [25 empty] | 5 | 2631 | 120.63 | 21.81 | 6.39 | 0.9093 | 5000 | 84 |  |  |  | FALSE | FALSE | FALSE | [8 empty] | March, 30 2020 00:00:00 | FALSE | FALSE | FALSE | [6 empty] | AC | [7 empty] | FALSE
PPRS43GV | Motor Dynamics, LTD | IMC LEDS | IMCT84FUA-16WB-SWMF | Linear Replacement Lamp | T8 Four-Foot | Replacement Lamps (plug and play) (UL Type A) |  | standard | TRUE |  | 2209 | 114.69 | 19.26 | 10.58 | 0.9751 | 2897 | 82.7 | 5 | 50000 | July, 10 2017 00:00:00 | Not Dimmable | Not Dimmable | No |  | DDDJJC | [15 empty] | 90 |  | 1.16 | 1.4 | [6 empty] | 5 | 2209 | 114.69 | 19.26 | 10.58 | 0.9751 | 3000 | 82.7 |  |  |  | FALSE | FALSE | FALSE | [8 empty] | March, 30 2020 00:00:00 | FALSE | FALSE | FALSE | [6 empty] | AC | [7 empty] | FALSE
PFY31BP9 | Green Lumens | Green Lumens | GL-DRT8-4MF(35K120CGSA) | Linear Replacement Lamp | T8 Four-Foot | Replacement Lamps (plug and play) (UL Type A) |  | standard | FALSE | [10 empty] | July, 10 2017 00:00:00 | Not Dimmable | Not Dimmable | NO |  | SSSCMZ | [25 empty] | 5 | 2450 | 136 | 18 | 15 | 0.9 | 3500 | 80 |  |  |  | FALSE | FALSE | FALSE | [8 empty] | March, 30 2020 00:00:00 | FALSE | FALSE | FALSE | [6 empty] | AC | [7 empty] | FALSE
P7NC14PS | Green Lumens | Green Lumens | GL-DRT8-4MF(30K120CGSA) | Linear Replacement Lamp | T8 Four-Foot | Replacement Lamps (plug and play) (UL Type A) |  | standard | TRUE |  | 2391.5 | 126.77 | 18.86 | 12.01 | 0.921 | 2883 | 82.9 | 5 | 50000 | July, 10 2017 00:00:00 | Not Dimmable | Not Dimmable | NO |  | SSSCMZ | [15 empty] | 85 |  | 1.24 | 1.18 | [6 empty] | 5 | 2400 | 133 | 18 | 15 | 0.9 | 3000 | 80 |  |  |  | FALSE | FALSE | FALSE | [8 empty] | March, 30 2020 00:00:00 | FALSE | FALSE | FALSE | [6 empty] | AC | [7 empty] | FALSE
PHZJ4US2 | Motor Dynamics, LTD | IMC LEDS | IMCT84FUA-16WB-SBMF | Linear Replacement Lamp | T8 Four-Foot | Replacement Lamps (plug and play) (UL Type A) |  | standard | FALSE | [10 empty] | July, 10 2017 00:00:00 | Not Dimmable | Not Dimmable | FALSE |  | DDDJJC | [25 empty] | 4.4 | 2221 | 115.62 | 19.21 | 10.58 | 0.9751 | 3500 | 82.7 |  |  |  | FALSE | FALSE | FALSE | [8 empty] | November, 02 2018 00:00:00 | FALSE | FALSE | FALSE | [6 empty] | AC | [7 empty] | FALSE
PUPVX6TE | Motor Dynamics, LTD | IMC LEDS | IMCT84FUA-20WB-SNMF | Linear Replacement Lamp | T8 Four-Foot | Replacement Lamps (plug and play) (UL Type A) |  | standard | FALSE | [10 empty] | July, 10 2017 00:00:00 | Not Dimmable | Not Dimmable | No |  | DDDJJD | [25 empty] | 5 | 2579 | 118.74 | 21.72 | 5.87 | 0.911 | 4000 | 84.4 |  |  |  | FALSE | FALSE | FALSE | [8 empty] | March, 30 2020 00:00:00 | FALSE | FALSE | FALSE | [6 empty] | AC | [7 empty] | FALSE
PS29W9NY | Motor Dynamics, LTD | IMC LEDS | IMCT84FUA-16WB-SDMF | Linear Replacement Lamp | T8 Four-Foot | Replacement Lamps (plug and play) (UL Type A) |  | standard | FALSE | [10 empty] | July, 10 2017 00:00:00 | Not Dimmable | Not Dimmable | No |  | DDDJJC | [25 empty] | 5 | 2268 | 118.87 | 19.08 | 10.95 | 0.9744 | 5000 | 84.2 |  |  |  | FALSE | FALSE | FALSE | [8 empty] | March, 30 2020 00:00:00 | FALSE | FALSE | FALSE | [6 empty] | AC | [7 empty] | FALSE
PJH4HGU4 | Motor Dynamics, LTD | IMC LEDS | IMCT84FUA-20WB-SWMF | Linear Replacement Lamp | T8 Four-Foot | Replacement Lamps (plug and play) (UL Type A) |  | standard | TRUE |  | 2511 | 115.93 | 21.66 | 6.15 | 0.9149 | 2908 | 82.3 | 5 | 50000 | July, 10 2017 00:00:00 | Not Dimmable | Not Dimmable | No |  | DDDJJD | [15 empty] | 90 |  | 1.16 | 1.42 | [6 empty] | 5 | 2511 | 115.93 | 21.66 | 6.15 | 0.9149 | 3000 | 82.3 |  |  |  | FALSE | FALSE | FALSE | [8 empty] | March, 30 2020 00:00:00 | FALSE | FALSE | FALSE | [6 empty] | AC | [7 empty] | FALSE
PMHG8EQE | Green Lumens | Green Lumens | GL-DRT8-4MF(45K120CGSA) | Linear Replacement Lamp | T8 Four-Foot | Replacement Lamps (plug and play) (UL Type A) |  | standard | FALSE | [10 empty] | July, 10 2017 00:00:00 | Not Dimmable | Not Dimmable | NO |  | SSSCMZ | [25 empty] | 5 | 2550 | 142 | 18 | 15 | 0.9 | 4500 | 80 |  |  |  | FALSE | FALSE | FALSE | [8 empty] | March, 30 2020 00:00:00 | FALSE | FALSE | FALSE | [6 empty] | AC | [7 empty] | FALSE
P28YVC4G | Green Lumens | Green Lumens | GL-DRT8-4MF(50K120CGSA) | Linear Replacement Lamp | T8 Four-Foot | Replacement Lamps (plug and play) (UL Type A) |  | standard | FALSE | [10 empty] | July, 10 2017 00:00:00 | Not Dimmable | Not Dimmable | NO |  | SSSCMZ | [25 empty] | 5 | 2600 | 144 | 18 | 15 | 0.9 | 5000 | 80 |  |  |  | FALSE | FALSE | FALSE | [8 empty] | March, 30 2020 00:00:00 | FALSE | FALSE | FALSE | [6 empty] | AC | [7 empty] | FALSE
P8DQJ3QE | Motor Dynamics, LTD | IMC LEDS | IMCT84FUA-20WB-SBMF | Linear Replacement Lamp | T8 Four-Foot | Replacement Lamps (plug and play) (UL Type A) |  | standard | FALSE | [10 empty] | July, 10 2017 00:00:00 | Not Dimmable | Not Dimmable | No |  | DDDJJD | [25 empty] | 5 | 2545 | 117.34 | 21.69 | 6.15 | 0.9149 | 3500 | 82.3 |  |  |  | FALSE | FALSE | FALSE | [8 empty] | March, 30 2020 00:00:00 | FALSE | FALSE | FALSE | [6 empty] | AC | [7 empty] | FALSE
P5GRMT88 | Motor Dynamics, LTD | IMC LEDS | IMCT84DUA-16WB-DNMF | Linear Replacement Lamp | T8 Four-Foot | Dual Mode Internal Driver (UL Type A and Type B) |  | standard | FALSE | [10 empty] | July, 10 2017 00:00:00 | Not Dimmable | Not Dimmable | NotYetVerified |  | DDDJJF | [25 empty] | 5 | 2160 | 120 | 18 | 7.63 | 0.9 | 4000 | 80 |  |  |  | FALSE | FALSE | FALSE | [8 empty] | March, 30 2020 00:00:00 | FALSE | FALSE | FALSE | [6 empty] | AC | [7 empty] | FALSE
PJQQQ3KH | Motor Dynamics, LTD | IMC LEDS | IMCT84FUA-16WB-SHMF | Linear Replacement Lamp | T8 Four-Foot | Replacement Lamps (plug and play) (UL Type A) |  | standard | FALSE | [10 empty] | July, 10 2017 00:00:00 | Not Dimmable | Not Dimmable | No |  | DDDJJC | [25 empty] | 5 | 2251 | 117.73 | 19.12 | 10.62 | 0.9745 | 4500 | 85.2 |  |  |  | FALSE | FALSE | FALSE | [8 empty] | March, 30 2020 00:00:00 | FALSE | FALSE | FALSE | [6 empty] | AC | [7 empty] | FALSE
P3RRG25Y | Motor Dynamics, LTD | IMC LEDS | IMCT84DUA-16WB-DWMF | Linear Replacement Lamp | T8 Four-Foot | Dual Mode Internal Driver (UL Type A and Type B) |  | standard | TRUE |  | 2034.7 | 114.76 | 17.73 | 7.63 | 0.9727 | 2884 | 81.9 | 5 | 50000 | July, 10 2017 00:00:00 | Not Dimmable | Not Dimmable | NotYetVerified |  | DDDJJF | [15 empty] | 84.2 |  | 1.24 | 1.42 | [6 empty] | 5 | 2160 | 120 | 18 | 7.63 | 0.9 | 3000 | 80 |  |  |  | FALSE | FALSE | FALSE | [8 empty] | March, 30 2020 00:00:00 | FALSE | FALSE | FALSE | [6 empty] | AC | [7 empty] | FALSE
P5R5UVD8 | Forest Lighting USA | Forest Lighting | FL-T8U450-12-BN | Linear Replacement Lamp | T8 Four-Foot | Dual Mode Internal Driver (UL Type A and Type B) |  | standard | FALSE | [10 empty] | July, 07 2017 00:00:00 | Not Dimmable | Not Dimmable | NotYetVerified |  | SSSCMY | [25 empty] | 5 | 1680 | 140 | 12 | 14.16 | 0.9 | 5000 | 80 |  |  |  | FALSE | FALSE | FALSE | [8 empty] | March, 30 2020 00:00:00 | FALSE | FALSE | FALSE | [6 empty] | AC | [7 empty] | FALSE
P55Z791E | Forest Lighting USA | Forest Lighting | FL-T8U430-12-BN | Linear Replacement Lamp | T8 Four-Foot | Dual Mode Internal Driver (UL Type A and Type B) |  | standard | TRUE |  | 1572.9 | 112.36 | 14 | 14.16 | 0.9756 | 2900 | 83.8 | 5 | 50000 | July, 07 2017 00:00:00 | Not Dimmable | Not Dimmable | NotYetVerified |  | SSSCMY | [15 empty] | 84.5 |  | 1.24 | 1.42 | [6 empty] | 4.4 | 1620 | 135 | 12 | 14.16 | 0.9 | 3000 | 80 |  |  |  | FALSE | FALSE | FALSE | [8 empty] | November, 02 2018 00:00:00 | FALSE | FALSE | FALSE | [6 empty] | AC | [7 empty] | FALSE
PCP25AX8 | Forest Lighting USA | Forest Lighting | FL-T8U435-12-BN | Linear Replacement Lamp | T8 Four-Foot | Dual Mode Internal Driver (UL Type A and Type B) |  | standard | FALSE | [10 empty] | July, 07 2017 00:00:00 | Not Dimmable | Not Dimmable | NotYetVerified |  | SSSCMY | [25 empty] | 5 | 1620 | 135 | 12 | 14.16 | 0.9 | 3500 | 80 |  |  |  | FALSE | FALSE | FALSE | [8 empty] | March, 30 2020 00:00:00 | FALSE | FALSE | FALSE | [6 empty] | AC | [7 empty] | FALSE
PU988H38 | Forest Lighting USA | Forest Lighting | FL-T8U441-12-BN | Linear Replacement Lamp | T8 Four-Foot | Dual Mode Internal Driver (UL Type A and Type B) |  | standard | FALSE | [10 empty] | July, 07 2017 00:00:00 | Not Dimmable | Not Dimmable | NotYetVerified |  | SSSCMY | [25 empty] | 5 | 1680 | 140 | 12 | 14.16 | 0.9 | 4000 | 80 |  |  |  | FALSE | FALSE | FALSE | [8 empty] | March, 30 2020 00:00:00 | FALSE | FALSE | FALSE | [6 empty] | AC | [7 empty] | FALSE
PNV9DVA7 | LED Green Light International, LLC | LED GREENLIGHT | GL-T8TU-18W-35 | Linear Replacement Lamp | T8 Four-Foot | Replacement Lamps (plug and play) (UL Type A) |  | standard | FALSE | [10 empty] | July, 06 2017 00:00:00 | Dimmable | Continuous Below 10 | FALSE |  | YYYCCN | [25 empty] | 4.4 | 2000 | 111 | 18 | 11.57 | 0.97 | 3500 | 83 |  |  |  | FALSE | FALSE | FALSE | [8 empty] | November, 02 2018 00:00:00 | FALSE | FALSE | FALSE | [6 empty] | AC | [7 empty] | FALSE
P9MP7C6K | LED Green Light International, LLC | LED GREENLIGHT | GL-T8TU-15W-41 | Linear Replacement Lamp | T8 Four-Foot | Replacement Lamps (plug and play) (UL Type A) |  | standard | FALSE | [10 empty] | July, 06 2017 00:00:00 | Dimmable | Continuous Below 10 | FALSE |  | YYYCCM | [25 empty] | 4.4 | 1800 | 113 | 16 | 13.04 | 0.96 | 4000 | 83 |  |  |  | FALSE | FALSE | FALSE | [8 empty] | November, 02 2018 00:00:00 | FALSE | FALSE | FALSE | [6 empty] | AC | [7 empty] | FALSE
PTPE8Q7A | LED Green Light International, LLC | LED GREENLIGHT | GL-T8TU-18W-45 | Linear Replacement Lamp | T8 Four-Foot | Replacement Lamps (plug and play) (UL Type A) |  | standard | FALSE | [10 empty] | July, 06 2017 00:00:00 | Dimmable | Continuous Below 10 | FALSE |  | YYYCCN | [25 empty] | 4.4 | 2050 | 113 | 18 | 11.57 | 0.97 | 4500 | 83 |  |  |  | FALSE | FALSE | FALSE | [8 empty] | November, 02 2018 00:00:00 | FALSE | FALSE | FALSE | [6 empty] | AC | [7 empty] | FALSE
PWPRP9Q5 | Luceco Inc. | Luceco | L18T8EG2TBC35-US | Linear Replacement Lamp | T8 Four-Foot | Replacement Lamps (plug and play) (UL Type A) |  | standard | FALSE | [10 empty] | July, 06 2017 00:00:00 | Not Dimmable | Not Dimmable | NO |  | TYNAJZ | [25 empty] | 5 | 2100 | 117 | 18 | 9.83 | 0.97 | 3500 | 82 |  |  |  | FALSE | FALSE | FALSE | [8 empty] | March, 30 2020 00:00:00 | FALSE | FALSE | FALSE | [6 empty] | AC | [7 empty] | FALSE
PHZWCRZQ | Signify North America Corporation | Philips | 9290012813 | Linear Replacement Lamp | T8 Four-Foot | Replacement Lamps (plug and play) (UL Type A) |  | standard | FALSE | [10 empty] | July, 06 2017 00:00:00 | Dimmable | Continuous Below 10 | Yes |  | KKKZXN | [25 empty] | 5 | 2100 | 123.53 | 17 | 15 | 0.9 | 4000 | 82 |  |  |  | FALSE | FALSE | FALSE | May, 02 2018 00:00:00 | 4.3 |  | standard |  |  |  |  | March, 30 2020 00:00:00 | FALSE | FALSE | FALSE | [6 empty] | AC | [7 empty] | FALSE
PNSZ3HS6 | Signify North America Corporation | Philips | 9290012814 | Linear Replacement Lamp | T8 Four-Foot | Replacement Lamps (plug and play) (UL Type A) |  | standard | FALSE | [10 empty] | July, 06 2017 00:00:00 | Dimmable | Continuous Below 10 | Yes |  | KKKZXN | [25 empty] | 5 | 2100 | 123.53 | 17 | 15 | 0.9 | 5000 | 82 |  |  |  | FALSE | FALSE | FALSE | May, 02 2018 00:00:00 | 4.3 |  | standard |  |  |  |  | March, 30 2020 00:00:00 | FALSE | FALSE | FALSE | [6 empty] | AC | [7 empty] | FALSE
P9FF8MWX | Luceco Inc. | Luceco | L18T8EG2TBC50-US | Linear Replacement Lamp | T8 Four-Foot | Replacement Lamps (plug and play) (UL Type A) |  | standard | FALSE | [10 empty] | July, 06 2017 00:00:00 | Not Dimmable | Not Dimmable | NO |  | TYNAJZ | [25 empty] | 5 | 2200 | 124 | 18 | 10.2 | 0.97 | 5000 | 82 |  |  |  | FALSE | FALSE | FALSE | [8 empty] | March, 30 2020 00:00:00 | FALSE | FALSE | FALSE | [6 empty] | AC | [7 empty] | FALSE
P3JX5TCC | Luceco Inc. | Luceco | L18T8EG2TBC30-US | Linear Replacement Lamp | T8 Four-Foot | Replacement Lamps (plug and play) (UL Type A) |  | standard | TRUE |  | 2177 | 128.9 | 16.9 | 9.83 | 0.9684 | 3061 | 82.9 | 5 | 50000 | July, 06 2017 00:00:00 | Not Dimmable | Not Dimmable | NO |  | TYNAJZ | [15 empty] | 83.2 |  | 1.26 | 1.3 | [6 empty] | 5 | 2100 | 117 | 18 | 9.83 | 0.97 | 3000 | 82 |  |  |  | FALSE | FALSE | FALSE | [8 empty] | March, 30 2020 00:00:00 | FALSE | FALSE | FALSE | [6 empty] | AC | [7 empty] | FALSE
P137BXJ6 | LED Green Light International, LLC | LED GREENLIGHT | GL-T8TU-15W-35 | Linear Replacement Lamp | T8 Four-Foot | Replacement Lamps (plug and play) (UL Type A) |  | standard | FALSE | [10 empty] | July, 06 2017 00:00:00 | Dimmable | Continuous Below 10 | FALSE |  | YYYCCM | [25 empty] | 4.4 | 1760 | 111 | 16 | 13.04 | 0.96 | 3500 | 83 |  |  |  | FALSE | FALSE | FALSE | [8 empty] | November, 02 2018 00:00:00 | FALSE | FALSE | FALSE | [6 empty] | AC | [7 empty] | FALSE
PWY5814P | LED Green Light International, LLC | LED GREENLIGHT | GL-T8TU-18W-41 | Linear Replacement Lamp | T8 Four-Foot | Replacement Lamps (plug and play) (UL Type A) |  | standard | FALSE | [10 empty] | July, 06 2017 00:00:00 | Dimmable | Continuous Below 10 | FALSE |  | YYYCCN | [25 empty] | 4.4 | 2050 | 113 | 18 | 11.57 | 0.97 | 4000 | 83 |  |  |  | FALSE | FALSE | FALSE | [8 empty] | November, 02 2018 00:00:00 | FALSE | FALSE | FALSE | [6 empty] | AC | [7 empty] | FALSE
P66FXJUX | LED Green Light International, LLC | LED GREENLIGHT | GL-T8TU-18W-50 | Linear Replacement Lamp | T8 Four-Foot | Replacement Lamps (plug and play) (UL Type A) |  | standard | FALSE | [10 empty] | July, 06 2017 00:00:00 | Dimmable | Continuous Below 10 | FALSE |  | YYYCCN | [25 empty] | 4.4 | 2100 | 116 | 18 | 11.59 | 0.97 | 5000 | 83 |  |  |  | FALSE | FALSE | FALSE | [8 empty] | November, 02 2018 00:00:00 | FALSE | FALSE | FALSE | [6 empty] | AC | [7 empty] | FALSE
PNK5V79M | LED Green Light International, LLC | LED GREENLIGHT | GL-T8TU-18W-30 | Linear Replacement Lamp | T8 Four-Foot | Replacement Lamps (plug and play) (UL Type A) |  | standard | TRUE |  | 1987 | 125.1 | 15.88 | 11.57 | 0.9651 | 3020 | 82.5 | 5 | 50000 | July, 06 2017 00:00:00 | Dimmable | Continuous Below 10 | FALSE |  | YYYCCN | [15 empty] | 83.8 |  | 1.26 | 1.26 | [6 empty] | 4.4 | 2000 | 111 | 18 | 11.57 | 0.97 | 3000 | 83 |  |  |  | FALSE | FALSE | FALSE | [8 empty] | November, 02 2018 00:00:00 | FALSE | FALSE | FALSE | [6 empty] | AC | [7 empty] | FALSE
PTDUF2EB | Signify North America Corporation | Philips | 9290013430 | Linear Replacement Lamp | T8 Four-Foot | Replacement Lamps (plug and play) (UL Type A) |  | standard | TRUE |  | 2003 | 136.3 | 14.7 | 13.24 | 0.9586 | 3044 | 81.8 | 5 | 50000 | July, 06 2017 00:00:00 | Not Dimmable | Not Dimmable | No |  | KKKZTK | [15 empty] | 81.6 |  | 1.23 | 1.31 | [6 empty] | 5 | 2000 | 117.65 | 17 | 20 | 0.9 | 3000 | 82 |  |  |  | FALSE | FALSE | FALSE | May, 02 2018 00:00:00 | 4.3 |  | standard |  |  |  |  | March, 30 2020 00:00:00 | FALSE | FALSE | FALSE | [6 empty] | AC | [7 empty] | FALSE
P2A4MPHB | Signify North America Corporation | Philips | 9290012811 | Linear Replacement Lamp | T8 Four-Foot | Replacement Lamps (plug and play) (UL Type A) |  | standard | TRUE |  | 2013 | 129.4 | 15.56 | 7.99 | 0.9685 | 3057 | 82.8 | 5 | 50000 | July, 06 2017 00:00:00 | Dimmable | Continuous Below 10 | Yes |  | KKKZXN | [15 empty] | 82.7 |  | 1.26 | 1.27 | [6 empty] | 5 | 2000 | 117.65 | 17 | 15 | 0.9 | 3000 | 82 |  |  |  | FALSE | FALSE | FALSE | May, 02 2018 00:00:00 | 4.3 |  | standard |  |  |  |  | March, 30 2020 00:00:00 | FALSE | FALSE | FALSE | [6 empty] | AC | [7 empty] | FALSE
PC8CQ3J2 | LED Green Light International, LLC | LED GREENLIGHT | GL-T8TU-15W-45 | Linear Replacement Lamp | T8 Four-Foot | Replacement Lamps (plug and play) (UL Type A) |  | standard | FALSE | [10 empty] | July, 06 2017 00:00:00 | Dimmable | Continuous Below 10 | FALSE |  | YYYCCM | [25 empty] | 4.4 | 1800 | 113 | 16 | 13.04 | 0.96 | 4500 | 83 |  |  |  | FALSE | FALSE | FALSE | [8 empty] | November, 02 2018 00:00:00 | FALSE | FALSE | FALSE | [6 empty] | AC | [7 empty] | FALSE
PSSSV2YY | LED Green Light International, LLC | LED GREENLIGHT | GL-T8TU-15W-30 | Linear Replacement Lamp | T8 Four-Foot | Replacement Lamps (plug and play) (UL Type A) |  | standard | TRUE |  | 1801 | 122 | 14.76 | 13.04 | 0.9603 | 3022 | 82.5 | 5 | 50000 | July, 06 2017 00:00:00 | Dimmable | Continuous Below 10 | FALSE |  | YYYCCM | [15 empty] | 83.7 |  | 1.24 | 1.24 | [6 empty] | 4.4 | 1760 | 111 | 16 | 13.04 | 0.96 | 3000 | 83 |  |  |  | FALSE | FALSE | FALSE | [8 empty] | November, 02 2018 00:00:00 | FALSE | FALSE | FALSE | [6 empty] | AC | [7 empty] | FALSE
P2DDVCJM | Conglom Inc | Luminus | PLT44D | Linear Replacement Lamp | T8 Four-Foot | Replacement Lamps (plug and play) (UL Type A) |  | standard | FALSE | [10 empty] | July, 06 2017 00:00:00 | Not Dimmable | Not Dimmable | NO |  | TYNAKC | [25 empty] | 5 | 2200 | 122.22 | 18 | 6.8 | 0.98 | 4000 | 80 |  |  |  | FALSE | FALSE | FALSE | [8 empty] | March, 30 2020 00:00:00 | FALSE | FALSE | FALSE | [6 empty] | AC | [7 empty] | FALSE
PCKVSTBS | Luceco Inc. | Luceco | L18T8EG2TBC40-US | Linear Replacement Lamp | T8 Four-Foot | Replacement Lamps (plug and play) (UL Type A) |  | standard | FALSE | [10 empty] | July, 06 2017 00:00:00 | Not Dimmable | Not Dimmable | NO |  | TYNAJZ | [25 empty] | 5 | 2200 | 124 | 18 | 9.83 | 0.97 | 4000 | 82 |  |  |  | FALSE | FALSE | FALSE | [8 empty] | March, 30 2020 00:00:00 | FALSE | FALSE | FALSE | [6 empty] | AC | [7 empty] | FALSE
P16B599M | LED Green Light International, LLC | LED GREENLIGHT | GL-T8TU-15W-50 | Linear Replacement Lamp | T8 Four-Foot | Replacement Lamps (plug and play) (UL Type A) |  | standard | FALSE | [10 empty] | July, 06 2017 00:00:00 | Dimmable | Continuous Below 10 | FALSE |  | YYYCCM | [25 empty] | 4.4 | 1850 | 116 | 16 | 13.09 | 0.96 | 5000 | 83 |  |  |  | FALSE | FALSE | FALSE | [8 empty] | November, 02 2018 00:00:00 | FALSE | FALSE | FALSE | [6 empty] | AC | [7 empty] | FALSE
PK1M1F71 | Signify North America Corporation | Philips | 9290012812 | Linear Replacement Lamp | T8 Four-Foot | Replacement Lamps (plug and play) (UL Type A) |  | standard | FALSE | [10 empty] | July, 06 2017 00:00:00 | Dimmable | Continuous Below 10 | Yes |  | KKKZXN | [25 empty] | 5 | 2100 | 123.53 | 17 | 15 | 0.9 | 3500 | 82 |  |  |  | FALSE | FALSE | FALSE | May, 02 2018 00:00:00 | 4.3 |  | standard |  |  |  |  | March, 30 2020 00:00:00 | FALSE | FALSE | FALSE | [6 empty] | AC | [7 empty] | FALSE
PW8YYB8J | Conglom Inc | Luminus | PLT35D | Linear Replacement Lamp | T8 Four-Foot | Replacement Lamps (plug and play) (UL Type A) |  | standard | TRUE |  | 2499.1 | 130.77 | 19.11 | 6.8 | 0.984 | 3398 | 81.6 | 5 | 50000 | July, 06 2017 00:00:00 | Not Dimmable | Not Dimmable | NO |  | TYNAKC | [15 empty] | 84.3 |  | 1.32 | 1.24 | [6 empty] | 5 | 2200 | 122.22 | 18 | 6.8 | 0.98 | 3500 | 80 |  |  |  | FALSE | FALSE | FALSE | [8 empty] | March, 30 2020 00:00:00 | FALSE | FALSE | FALSE | [6 empty] | AC | [7 empty] | FALSE
PD5XV6TC | Shenzhen GCL Electronics Co., Ltd | GCL | SL-TL-003-22W-A(4500K) | Linear Replacement Lamp | T8 Four-Foot | Replacement Lamps (plug and play) (UL Type A) |  | standard | FALSE | [10 empty] | July, 03 2017 00:00:00 | Not Dimmable | Not Dimmable | No |  | IIIKQG | [25 empty] | 5 | 2454.4 | 118.2 | 20.7 | 14.2 | 0.92 | 4500 | 83.7 |  |  |  | FALSE | FALSE | FALSE | May, 02 2018 00:00:00 | 4.3 |  | standard |  |  |  |  | March, 30 2020 00:00:00 | FALSE | FALSE | FALSE | [6 empty] | AC | [7 empty] | FALSE
PFK46DZE | Shenzhen GCL Electronics Co., Ltd | GCL | SL-TL-003-22W-A(5000K) | Linear Replacement Lamp | T8 Four-Foot | Replacement Lamps (plug and play) (UL Type A) |  | standard | FALSE | [10 empty] | July, 03 2017 00:00:00 | Not Dimmable | Not Dimmable | No |  | IIIKQG | [25 empty] | 5 | 2499.3 | 122.4 | 20.4 | 15.7 | 0.93 | 4840 | 84.7 |  |  |  | FALSE | FALSE | FALSE | May, 02 2018 00:00:00 | 4.3 |  | standard |  |  |  |  | March, 30 2020 00:00:00 | FALSE | FALSE | FALSE | [6 empty] | AC | [7 empty] | FALSE
PA3J4Y26 | Bravoled Lighting Manufacturing Co. Ltd. | Bravoled | BL-T8-12W1200 BGET(3500K) | Linear Replacement Lamp | T8 Four-Foot | Dual Mode Internal Driver (UL Type A and Type B) |  | standard | FALSE | [10 empty] | July, 03 2017 00:00:00 | Not Dimmable | Not Dimmable | No |  | SSSCLY | [25 empty] | 5 | 1954.93 | 141.29 | 13.84 | 15.9 | 0.91 | 3500 | 81.3 |  |  |  | FALSE | FALSE | FALSE | [8 empty] | March, 30 2020 00:00:00 | FALSE | FALSE | FALSE | [6 empty] | AC | [7 empty] | FALSE
PPJW7FV3 | Bravoled Lighting Manufacturing Co. Ltd. | Bravoled | BL-T8-12W1200 BGET(3000K) | Linear Replacement Lamp | T8 Four-Foot | Dual Mode Internal Driver (UL Type A and Type B) |  | standard | TRUE |  | 1954.93 | 141.293 | 13.836 | 15.9 | 0.908 | 2984 | 81.3 | 5 | 50000 | July, 03 2017 00:00:00 | Not Dimmable | Not Dimmable | No |  | SSSCLY | [15 empty] | 80 |  | 1.14 | 1.22 | [6 empty] | 5 | 1954.93 | 141.29 | 13.84 | 15.9 | 0.91 | 2984 | 81.3 |  |  |  | FALSE | FALSE | FALSE | [8 empty] | March, 30 2020 00:00:00 | FALSE | FALSE | FALSE | [6 empty] | AC | [7 empty] | FALSE
PMH4TMYX | H&H Industries | H&H Industries | HH360 | Linear Replacement Lamp | T8 Four-Foot | Replacement Lamps (plug and play) (UL Type A) |  | standard | FALSE | [10 empty] | July, 03 2017 00:00:00 | Not Dimmable | Not Dimmable | No |  | SSSCMG | [25 empty] | 5 | 1950 | 130 | 15 | 12.48 | 0.99 | 5000 | 80 |  |  |  | FALSE | FALSE | FALSE | [8 empty] | March, 30 2020 00:00:00 | FALSE | FALSE | FALSE | [6 empty] | AC | [7 empty] | FALSE
PXEB2MM3 | H&H Industries | H&H Industries | HH361 | Linear Replacement Lamp | T8 Four-Foot | Replacement Lamps (plug and play) (UL Type A) |  | standard | TRUE |  | 2259.3 | 132.26 | 17.08 | 12.48 | 0.9916 | 2872 | 83.8 | 5 | 50000 | July, 03 2017 00:00:00 | Not Dimmable | Not Dimmable | No |  | SSSCMG | [15 empty] | 85.5 |  | 1.24 | 1.42 | [6 empty] | 5 | 1950 | 130 | 15 | 12.48 | 0.99 | 3000 | 80 |  |  |  | FALSE | FALSE | FALSE | [8 empty] | March, 30 2020 00:00:00 | FALSE | FALSE | FALSE | [6 empty] | AC | [7 empty] | FALSE
P6ZF5BCW | Shenzhen GCL Electronics Co., Ltd | GCL | SL-TL-003-22W-A(4000K) | Linear Replacement Lamp | T8 Four-Foot | Replacement Lamps (plug and play) (UL Type A) |  | standard | FALSE | [10 empty] | July, 03 2017 00:00:00 | Not Dimmable | Not Dimmable | No |  | IIIKQG | [25 empty] | 5 | 2454.4 | 118.2 | 20.7 | 14.2 | 0.92 | 4000 | 83.7 |  |  |  | FALSE | FALSE | FALSE | May, 02 2018 00:00:00 | 4.3 |  | standard |  |  |  |  | March, 30 2020 00:00:00 | FALSE | FALSE | FALSE | [6 empty] | AC | [7 empty] | FALSE
P951HA12 | Bravoled Lighting Manufacturing Co. Ltd. | Bravoled | BL-T8-12W1200 BGET(4500K) | Linear Replacement Lamp | T8 Four-Foot | Dual Mode Internal Driver (UL Type A and Type B) |  | standard | FALSE | [10 empty] | July, 03 2017 00:00:00 | Not Dimmable | Not Dimmable | No |  | SSSCLY | [25 empty] | 5 | 1954.93 | 141.29 | 13.84 | 15.9 | 0.91 | 4500 | 81.3 |  |  |  | FALSE | FALSE | FALSE | [8 empty] | March, 30 2020 00:00:00 | FALSE | FALSE | FALSE | [6 empty] | AC | [7 empty] | FALSE
P7FF9BG9 | Bravoled Lighting Manufacturing Co. Ltd. | Bravoled | BL-T8-12W1200 BGET(5000K) | Linear Replacement Lamp | T8 Four-Foot | Dual Mode Internal Driver (UL Type A and Type B) |  | standard | FALSE | [10 empty] | July, 03 2017 00:00:00 | Not Dimmable | Not Dimmable | No |  | SSSCLY | [25 empty] | 5 | 2115.32 | 151.84 | 13.93 | 16.6 | 0.92 | 5012 | 83.8 |  |  |  | FALSE | FALSE | FALSE | [8 empty] | March, 30 2020 00:00:00 | FALSE | FALSE | FALSE | [6 empty] | AC | [7 empty] | FALSE
PBXZP8PP | Shenzhen GCL Electronics Co., Ltd | GCL | SL-TL-003-22W-A(3500K) | Linear Replacement Lamp | T8 Four-Foot | Replacement Lamps (plug and play) (UL Type A) |  | standard | FALSE | [10 empty] | July, 03 2017 00:00:00 | Not Dimmable | Not Dimmable | No |  | IIIKQG | [25 empty] | 5 | 2454.4 | 118.2 | 20.7 | 14.2 | 0.92 | 3500 | 83.7 |  |  |  | FALSE | FALSE | FALSE | May, 02 2018 00:00:00 | 4.3 |  | standard |  |  |  |  | March, 30 2020 00:00:00 | FALSE | FALSE | FALSE | [6 empty] | AC | [7 empty] | FALSE
P1YTADU9 | Shenzhen GCL Electronics Co., Ltd | GCL | SL-TL-003-22W-A(3000K) | Linear Replacement Lamp | T8 Four-Foot | Replacement Lamps (plug and play) (UL Type A) |  | standard | TRUE |  | 2454.41 | 118.245 | 20.757 | 14.2 | 0.921 | 2883 | 83.7 | 5 | 50000 | July, 03 2017 00:00:00 | Not Dimmable | Not Dimmable | No |  | IIIKQG | [15 empty] | 79.2 |  | 1.18 | 1.2 | [6 empty] | 5 | 2454.4 | 118.2 | 20.7 | 14.2 | 0.92 | 2883 | 83.7 |  |  |  | FALSE | FALSE | FALSE | May, 02 2018 00:00:00 | 4.3 |  | standard |  |  |  |  | March, 30 2020 00:00:00 | FALSE | FALSE | FALSE | [6 empty] | AC | [7 empty] | FALSE
PMT6V5J6 | Bravoled Lighting Manufacturing Co. Ltd. | Bravoled | BL-T8-12W1200 BGET(4000K) | Linear Replacement Lamp | T8 Four-Foot | Dual Mode Internal Driver (UL Type A and Type B) |  | standard | FALSE | [10 empty] | July, 03 2017 00:00:00 | Not Dimmable | Not Dimmable | No |  | SSSCLY | [25 empty] | 5 | 1954.93 | 141.29 | 13.84 | 15.9 | 0.91 | 4000 | 81.3 |  |  |  | FALSE | FALSE | FALSE | [8 empty] | March, 30 2020 00:00:00 | FALSE | FALSE | FALSE | [6 empty] | AC | [7 empty] | FALSE
PYW8NFNT | P.Q.L. Inc. | Superior Life | 91322 | Linear Replacement Lamp | T8 Four-Foot | Replacement Lamps (plug and play) (UL Type A) |  | standard | FALSE | [10 empty] | June, 30 2017 00:00:00 | Not Dimmable | Not Dimmable | FALSE |  | FFFIHE | [25 empty] | 4.4 | 1900 | 112 | 16 | 12.41 | 0.97 | 4000 | 83 |  |  |  | FALSE | FALSE | FALSE | [8 empty] | November, 02 2018 00:00:00 | FALSE | FALSE | FALSE | [6 empty] | AC | [7 empty] | FALSE
P5727CRT | P.Q.L. Inc. | Superior Life | 91323 | Linear Replacement Lamp | T8 Four-Foot | Replacement Lamps (plug and play) (UL Type A) |  | standard | FALSE | [10 empty] | June, 30 2017 00:00:00 | Not Dimmable | Not Dimmable | FALSE |  | FFFIHE | [25 empty] | 4.4 | 2000 | 115 | 16 | 12.41 | 0.97 | 5000 | 83 |  |  |  | FALSE | FALSE | FALSE | [8 empty] | November, 02 2018 00:00:00 | FALSE | FALSE | FALSE | [6 empty] | AC | [7 empty] | FALSE
P231BFFX | Start Lighting | LOGIC | LT81-12D-30B | Linear Replacement Lamp | T8 Four-Foot | Dual Mode Internal Driver (UL Type A and Type B) |  | standard | TRUE |  | 1572.9 | 112.36 | 14 | 14.16 | 0.9756 | 2900 | 83.8 | 5 | 50000 | June, 30 2017 00:00:00 | Not Dimmable | Not Dimmable | NotYetVerified |  | FFFIHK | [15 empty] | 84.5 |  | 1.24 | 1.42 | [6 empty] | 4.4 | 1620 | 135 | 12 | 14.16 | 0.9 | 3000 | 80 |  |  |  | FALSE | FALSE | FALSE | [8 empty] | November, 02 2018 00:00:00 | FALSE | FALSE | FALSE | [6 empty] | AC | [7 empty] | FALSE
P7C7NFPN | Start Lighting | LOGIC | LT81-16D-50B | Linear Replacement Lamp | T8 Four-Foot | Dual Mode Internal Driver (UL Type A and Type B) |  | standard | FALSE | [10 empty] | June, 30 2017 00:00:00 | Not Dimmable | Not Dimmable | NotYetVerified |  | FFFIHJ | [25 empty] | 5 | 2160 | 120 | 18 | 7.63 | 0.9 | 5000 | 80 |  |  |  | FALSE | FALSE | FALSE | [8 empty] | March, 30 2020 00:00:00 | FALSE | FALSE | FALSE | [6 empty] | AC | [7 empty] | FALSE
P7KC49JC | Revolution Lighting Technologies, Inc. | Revolution Lighting Technologies | 204221-112-XXX[-USA, -A, or Blank] | Linear Replacement Lamp | T8 Four-Foot | Replacement Lamps (plug and play) (UL Type A) |  | standard | FALSE | [10 empty] | June, 30 2017 00:00:00 | Not Dimmable | Not Dimmable | No |  | QQQTRY | [25 empty] | 5 | 2005 | 131 | 15.3 | 8 | 1 | 3500 | 82 |  |  |  | FALSE | FALSE | FALSE | [8 empty] | March, 30 2020 00:00:00 | FALSE | FALSE | FALSE | [6 empty] | AC | [7 empty] | FALSE
PHD2XPXZ | Revolution Lighting Technologies, Inc. | Revolution Lighting Technologies | 204220-113-XXX[-USA, -A, or Blank] | Linear Replacement Lamp | T8 Four-Foot | Replacement Lamps (plug and play) (UL Type A) |  | standard | FALSE | [10 empty] | June, 30 2017 00:00:00 | Not Dimmable | Not Dimmable | No |  | QQQTRY | [25 empty] | 5 | 1793 | 131 | 13.7 | 7 | 1 | 4000 | 83 |  |  |  | FALSE | FALSE | FALSE | [8 empty] | March, 30 2020 00:00:00 | FALSE | FALSE | FALSE | [6 empty] | AC | [7 empty] | FALSE
PHPV2NHP | ETI Solid State Lighting (Zhuhai) Limited | ETI | 54217161 | Linear Replacement Lamp | T8 Four-Foot | Replacement Lamps (plug and play) (UL Type A) |  | standard | FALSE | [10 empty] | June, 30 2017 00:00:00 | Not Dimmable | Not Dimmable | No |  | JJJMXV | [25 empty] | 5 | 2000 | 125 | 16 | 11.22 | 0.9 | 5000 | 80 |  |  |  | FALSE | FALSE | FALSE | [8 empty] | March, 30 2020 00:00:00 | FALSE | FALSE | FALSE | [6 empty] | AC | [7 empty] | FALSE
PYZQ3PJH | JIAXING SUPER LIGHTING ELECTRIC APPLIANCE CO.,LTD | Super | T8L-IDDM13-1800-4ft-CBA-92 | Linear Replacement Lamp | T8 Four-Foot | Replacement Lamps (plug and play) (UL Type A) |  | standard | FALSE | [10 empty] | June, 30 2017 00:00:00 | Not Dimmable | Not Dimmable | No | Updated on 8/23/2017 | BBBDME | [25 empty] | 5 | 1800 | 124 | 14.5 | 20 | 0.9 | 4000 | 80 |  |  |  | FALSE | FALSE | FALSE | May, 02 2018 00:00:00 | 4.3 |  | standard |  |  |  |  | March, 30 2020 00:00:00 | FALSE | FALSE | FALSE | [6 empty] | AC | [7 empty] | FALSE
PKQM2MC2 | JIAXING SUPER LIGHTING ELECTRIC APPLIANCE CO.,LTD | Super | T8L-IDDM13-1800-4ft-EBA-92 | Linear Replacement Lamp | T8 Four-Foot | Replacement Lamps (plug and play) (UL Type A) |  | standard | FALSE | [10 empty] | June, 30 2017 00:00:00 | Not Dimmable | Not Dimmable | No | Updated on 8/23/2017 | BBBDME | [25 empty] | 5 | 1800 | 124 | 14.5 | 20 | 0.9 | 5000 | 80 |  |  |  | FALSE | FALSE | FALSE | May, 02 2018 00:00:00 | 4.3 |  | standard |  |  |  |  | March, 30 2020 00:00:00 | FALSE | FALSE | FALSE | [6 empty] | AC | [7 empty] | FALSE
PC9F9U48 | Revolution Lighting Technologies, Inc. | Revolution Lighting Technologies | 204222-113-XXX[-USA, -A, or Blank] | Linear Replacement Lamp | T8 Four-Foot | Replacement Lamps (plug and play) (UL Type A) |  | standard | FALSE | [10 empty] | June, 30 2017 00:00:00 | Not Dimmable | Not Dimmable | No |  | QQQTRY | [25 empty] | 5 | 2340 | 136 | 17.3 | 6 | 1 | 4000 | 83 |  |  |  | FALSE | FALSE | FALSE | [8 empty] | March, 30 2020 00:00:00 | FALSE | FALSE | FALSE | [6 empty] | AC | [7 empty] | FALSE
PQQ642ZW | Revolution Lighting Technologies, Inc. | Revolution Lighting Technologies | 204222-115-XXX[-USA, -A, or Blank] | Linear Replacement Lamp | T8 Four-Foot | Replacement Lamps (plug and play) (UL Type A) |  | standard | FALSE | [10 empty] | June, 30 2017 00:00:00 | Not Dimmable | Not Dimmable | No |  | QQQTRY | [25 empty] | 5 | 2372 | 138 | 17.2 | 6 | 1 | 5000 | 83 |  |  |  | FALSE | FALSE | FALSE | [8 empty] | March, 30 2020 00:00:00 | FALSE | FALSE | FALSE | [6 empty] | AC | [7 empty] | FALSE
PM6PJ3HN | Revolution Lighting Technologies, Inc. | Revolution Lighting Technologies | 204222-112-XXX[-USA, -A, or Blank] | Linear Replacement Lamp | T8 Four-Foot | Replacement Lamps (plug and play) (UL Type A) |  | standard | FALSE | [10 empty] | June, 30 2017 00:00:00 | Not Dimmable | Not Dimmable | No |  | QQQTRY | [25 empty] | 5 | 2318 | 135 | 17.2 | 8 | 1 | 3500 | 82 |  |  |  | FALSE | FALSE | FALSE | [8 empty] | March, 30 2020 00:00:00 | FALSE | FALSE | FALSE | [6 empty] | AC | [7 empty] | FALSE
PRJRX343 | Revolution Lighting Technologies, Inc. | Revolution Lighting Technologies | 204221-115-XXX[-USA, -A, or Blank] | Linear Replacement Lamp | T8 Four-Foot | Replacement Lamps (plug and play) (UL Type A) |  | standard | FALSE | [10 empty] | June, 30 2017 00:00:00 | Not Dimmable | Not Dimmable | No |  | QQQTRY | [25 empty] | 5 | 2035 | 134 | 15.2 | 7 | 1 | 5000 | 83 |  |  |  | FALSE | FALSE | FALSE | [8 empty] | March, 30 2020 00:00:00 | FALSE | FALSE | FALSE | [6 empty] | AC | [7 empty] | FALSE
P5ZS14B3 | Revolution Lighting Technologies, Inc. | Revolution Lighting Technologies | 204220-112-XXX[-USA, -A, or Blank] | Linear Replacement Lamp | T8 Four-Foot | Replacement Lamps (plug and play) (UL Type A) |  | standard | TRUE |  | 1742.72 | 128 | 13.6 | 9 | 0.95 | 3503 | 83 | 5 | 50000 | June, 30 2017 00:00:00 | Not Dimmable | Not Dimmable | No |  | QQQTRY | [15 empty] | 88.5 |  | 1.18 | 1.52 | [6 empty] | 5 | 1742 | 128 | 13.6 | 9 | 1 | 3500 | 83 |  |  |  | FALSE | FALSE | FALSE | [8 empty] | March, 30 2020 00:00:00 | FALSE | FALSE | FALSE | [6 empty] | AC | [7 empty] | FALSE
P9C5MHDF | Revolution Lighting Technologies, Inc. | Revolution Lighting Technologies | 204220-115-XXX[-USA, -A, or Blank] | Linear Replacement Lamp | T8 Four-Foot | Replacement Lamps (plug and play) (UL Type A) |  | standard | TRUE |  | 1823.79 | 134 | 13.62 | 7 | 1 | 4951 | 82 | 5 | 50000 | June, 30 2017 00:00:00 | Not Dimmable | Not Dimmable | No |  | QQQTRY | [15 empty] | 88.5 |  | 1.18 | 1.52 | [6 empty] | 5 | 1823 | 134 | 13.6 | 7 | 1 | 5000 | 82 |  |  |  | FALSE | FALSE | FALSE | [8 empty] | March, 30 2020 00:00:00 | FALSE | FALSE | FALSE | [6 empty] | AC | [7 empty] | FALSE
PHR6B5EV | Start Lighting | LOGIC | LT81-12D-40B | Linear Replacement Lamp | T8 Four-Foot | Dual Mode Internal Driver (UL Type A and Type B) |  | standard | FALSE | [10 empty] | June, 30 2017 00:00:00 | Not Dimmable | Not Dimmable | NotYetVerified |  | FFFIHK | [25 empty] | 5 | 1680 | 140 | 12 | 14.16 | 0.9 | 4000 | 80 |  |  |  | FALSE | FALSE | FALSE | [8 empty] | March, 30 2020 00:00:00 | FALSE | FALSE | FALSE | [6 empty] | AC | [7 empty] | FALSE
PHZMBAVN | Start Lighting | LOGIC | LT81-20D-50B | Linear Replacement Lamp | T8 Four-Foot | Dual Mode Internal Driver (UL Type A and Type B) |  | standard | FALSE | [10 empty] | June, 30 2017 00:00:00 | Not Dimmable | Not Dimmable | NotYetVerified |  | FFFIHI | [25 empty] | 5 | 2600 | 130 | 20 | 5.79 | 0.9 | 5000 | 80 |  |  |  | FALSE | FALSE | FALSE | [8 empty] | March, 30 2020 00:00:00 | FALSE | FALSE | FALSE | [6 empty] | AC | [7 empty] | FALSE
PW79QXUW | JIAXING SUPER LIGHTING ELECTRIC APPLIANCE CO.,LTD | Super | T8L-IDDM13-1800-4ft-DBA-92 | Linear Replacement Lamp | T8 Four-Foot | Replacement Lamps (plug and play) (UL Type A) |  | standard | FALSE | [10 empty] | June, 30 2017 00:00:00 | Not Dimmable | Not Dimmable | No | Updated on 8/23/2017 | BBBDME | [25 empty] | 5 | 1800 | 124 | 14.5 | 20 | 0.9 | 4500 | 80 |  |  |  | FALSE | FALSE | FALSE | May, 02 2018 00:00:00 | 4.3 |  | standard |  |  |  |  | March, 30 2020 00:00:00 | FALSE | FALSE | FALSE | [6 empty] | AC | [7 empty] | FALSE
PMAZKTKB | JIAXING SUPER LIGHTING ELECTRIC APPLIANCE CO.,LTD | Super | T8L-IDDM13-1800-4ft-ABA-92 | Linear Replacement Lamp | T8 Four-Foot | Replacement Lamps (plug and play) (UL Type A) |  | standard | TRUE |  | 1760 | 124.7 | 14.11 | 14.62 | 0.9544 | 3085 | 83.2 | 5 | 50000 | June, 30 2017 00:00:00 | Not Dimmable | Not Dimmable | No | Updated on 8/23/2017 | BBBDME | [15 empty] | 81.8 |  | 1.26 | 1.3 | [6 empty] | 5 | 1700 | 117 | 14.5 | 20 | 0.9 | 3000 | 80 |  |  |  | FALSE | FALSE | FALSE | May, 02 2018 00:00:00 | 4.3 |  | standard |  |  |  |  | March, 30 2020 00:00:00 | FALSE | FALSE | FALSE | [6 empty] | AC | [7 empty] | FALSE
PQRFMQXG | P.Q.L. Inc. | Superior Life | 91320 | Linear Replacement Lamp | T8 Four-Foot | Replacement Lamps (plug and play) (UL Type A) |  | standard | TRUE |  | 1955 | 119 | 16.43 | 12.41 | 0.9634 | 3056 | 81.3 | 5 | 50000 | June, 30 2017 00:00:00 | Not Dimmable | Not Dimmable | FALSE |  | FFFIHE | [15 empty] | 84 |  | 1.24 | 1.22 | [6 empty] | 4.4 | 1800 | 110 | 16 | 12.41 | 0.97 | 3000 | 83 |  |  |  | FALSE | FALSE | FALSE | [8 empty] | November, 02 2018 00:00:00 | FALSE | FALSE | FALSE | [6 empty] | AC | [7 empty] | FALSE
PK4FXEFN | Start Lighting | LOGIC | LT81-20D-40B | Linear Replacement Lamp | T8 Four-Foot | Dual Mode Internal Driver (UL Type A and Type B) |  | standard | FALSE | [10 empty] | June, 30 2017 00:00:00 | Not Dimmable | Not Dimmable | NotYetVerified |  | FFFIHI | [25 empty] | 5 | 2600 | 130 | 20 | 5.79 | 0.9 | 4000 | 80 |  |  |  | FALSE | FALSE | FALSE | [8 empty] | March, 30 2020 00:00:00 | FALSE | FALSE | FALSE | [6 empty] | AC | [7 empty] | FALSE
PHRNUNFA | JIAXING SUPER LIGHTING ELECTRIC APPLIANCE CO.,LTD | Super | T8L-IDDM13-1800-4ft-BBA-92 | Linear Replacement Lamp | T8 Four-Foot | Replacement Lamps (plug and play) (UL Type A) |  | standard | FALSE | [10 empty] | June, 30 2017 00:00:00 | Not Dimmable | Not Dimmable | No | Updated on 8/23/2017 | BBBDME | [25 empty] | 5 | 1700 | 117 | 14.5 | 20 | 0.9 | 3500 | 80 |  |  |  | FALSE | FALSE | FALSE | May, 02 2018 00:00:00 | 4.3 |  | standard |  |  |  |  | March, 30 2020 00:00:00 | FALSE | FALSE | FALSE | [6 empty] | AC | [7 empty] | FALSE
PJYRAK3P | P.Q.L. Inc. | Superior Life | 91321 | Linear Replacement Lamp | T8 Four-Foot | Replacement Lamps (plug and play) (UL Type A) |  | standard | FALSE | [10 empty] | June, 30 2017 00:00:00 | Not Dimmable | Not Dimmable | FALSE |  | FFFIHE | [25 empty] | 4.4 | 1800 | 110 | 16 | 12.41 | 0.97 | 3500 | 83 |  |  |  | FALSE | FALSE | FALSE | [8 empty] | November, 02 2018 00:00:00 | FALSE | FALSE | FALSE | [6 empty] | AC | [7 empty] | FALSE
PEPY622U | ETI Solid State Lighting (Zhuhai) Limited | ETI | 54217141 | Linear Replacement Lamp | T8 Four-Foot | Replacement Lamps (plug and play) (UL Type A) |  | standard | TRUE |  | 2081 | 135.7 | 15.34 | 7.97 | 0.9774 | 4047 | 83 | 5 | 50000 | June, 30 2017 00:00:00 | Not Dimmable | Not Dimmable | No |  | JJJMXV | [15 empty] | 81.3 |  | 1.26 | 1.32 | [6 empty] | 5 | 2000 | 125 | 16 | 7.97 | 0.9 | 4000 | 80 |  |  |  | FALSE | FALSE | FALSE | [8 empty] | March, 30 2020 00:00:00 | FALSE | FALSE | FALSE | [6 empty] | AC | [7 empty] | FALSE
PXYUKUX7 | Revolution Lighting Technologies, Inc. | Revolution Lighting Technologies | 204221-113-XXX[-USA, -A, or Blank] | Linear Replacement Lamp | T8 Four-Foot | Replacement Lamps (plug and play) (UL Type A) |  | standard | FALSE | [10 empty] | June, 30 2017 00:00:00 | Not Dimmable | Not Dimmable | No |  | QQQTRY | [25 empty] | 5 | 2024 | 133 | 15.2 | 7 | 1 | 4000 | 83 |  |  |  | FALSE | FALSE | FALSE | [8 empty] | March, 30 2020 00:00:00 | FALSE | FALSE | FALSE | [6 empty] | AC | [7 empty] | FALSE
PUQPMGZJ | Start Lighting | LOGIC | LT81-16D-40B | Linear Replacement Lamp | T8 Four-Foot | Dual Mode Internal Driver (UL Type A and Type B) |  | standard | FALSE | [10 empty] | June, 30 2017 00:00:00 | Not Dimmable | Not Dimmable | NotYetVerified |  | FFFIHJ | [25 empty] | 5 | 2160 | 120 | 18 | 7.63 | 0.9 | 4000 | 80 |  |  |  | FALSE | FALSE | FALSE | [8 empty] | March, 30 2020 00:00:00 | FALSE | FALSE | FALSE | [6 empty] | AC | [7 empty] | FALSE
P97AG1R2 | Start Lighting | LOGIC | LT81-12D-50B | Linear Replacement Lamp | T8 Four-Foot | Dual Mode Internal Driver (UL Type A and Type B) |  | standard | FALSE | [10 empty] | June, 30 2017 00:00:00 | Not Dimmable | Not Dimmable | NotYetVerified |  | FFFIHK | [25 empty] | 5 | 1680 | 140 | 12 | 14.16 | 0.9 | 5000 | 80 |  |  |  | FALSE | FALSE | FALSE | [8 empty] | March, 30 2020 00:00:00 | FALSE | FALSE | FALSE | [6 empty] | AC | [7 empty] | FALSE
PQ2RC16U | Start Lighting | LOGIC | LT81-16D-30B | Linear Replacement Lamp | T8 Four-Foot | Dual Mode Internal Driver (UL Type A and Type B) |  | standard | TRUE |  | 2034.7 | 114.76 | 17.73 | 7.63 | 0.9727 | 2884 | 81.9 | 5 | 50000 | June, 30 2017 00:00:00 | Not Dimmable | Not Dimmable | NotYetVerified |  | FFFIHJ | [15 empty] | 84.2 |  | 1.24 | 1.42 | [6 empty] | 5 | 2160 | 120 | 18 | 7.63 | 0.9 | 3000 | 80 |  |  |  | FALSE | FALSE | FALSE | [8 empty] | March, 30 2020 00:00:00 | FALSE | FALSE | FALSE | [6 empty] | AC | [7 empty] | FALSE
PA2PC7XA | Start Lighting | LOGIC | LT81-20D-30B | Linear Replacement Lamp | T8 Four-Foot | Dual Mode Internal Driver (UL Type A and Type B) |  | standard | TRUE |  | 2395 | 114.8 | 20.86 | 5.79 | 0.9799 | 2887 | 81.9 | 5 | 50000 | June, 30 2017 00:00:00 | Not Dimmable | Not Dimmable | NotYetVerified |  | FFFIHI | [15 empty] | 84.7 |  | 1.22 | 1.38 | [6 empty] | 5 | 2600 | 130 | 20 | 5.79 | 0.9 | 3000 | 80 |  |  |  | FALSE | FALSE | FALSE | [8 empty] | March, 30 2020 00:00:00 | FALSE | FALSE | FALSE | [6 empty] | AC | [7 empty] | FALSE
PAMUGCMS | JIAXING SUPER LIGHTING ELECTRIC APPLIANCE CO.,LTD | Super | T8L-IDDM13-2200-4ft-DBA-92 | Linear Replacement Lamp | T8 Four-Foot | Replacement Lamps (plug and play) (UL Type A) |  | standard | FALSE | [10 empty] | June, 29 2017 00:00:00 | Not Dimmable | Not Dimmable | No | Updated on 8/23/2017 | RRRUHN | [25 empty] | 5 | 2200 | 122 | 18 | 20 | 0.9 | 4500 | 80 |  |  |  | FALSE | FALSE | FALSE | May, 02 2018 00:00:00 | 4.3 |  | standard |  |  |  |  | March, 30 2020 00:00:00 | FALSE | FALSE | FALSE | [6 empty] | AC | [7 empty] | FALSE
P561Q8BB | JIAXING SUPER LIGHTING ELECTRIC APPLIANCE CO.,LTD | Super | T8L-IDDM13-2200-4ft-BBA-92 | Linear Replacement Lamp | T8 Four-Foot | Replacement Lamps (plug and play) (UL Type A) |  | standard | FALSE | [10 empty] | June, 29 2017 00:00:00 | Not Dimmable | Not Dimmable | No | Updated on 8/23/2017 | RRRUHN | [25 empty] | 5 | 2100 | 117 | 18 | 20 | 0.9 | 3500 | 80 |  |  |  | FALSE | FALSE | FALSE | May, 02 2018 00:00:00 | 4.3 |  | standard |  |  |  |  | March, 30 2020 00:00:00 | FALSE | FALSE | FALSE | [6 empty] | AC | [7 empty] | FALSE
P2BDJHGP | JIAXING SUPER LIGHTING ELECTRIC APPLIANCE CO.,LTD | Super | T8L-IDDM13-2200-4ft-CBA-92 | Linear Replacement Lamp | T8 Four-Foot | Replacement Lamps (plug and play) (UL Type A) |  | standard | FALSE | [10 empty] | June, 29 2017 00:00:00 | Not Dimmable | Not Dimmable | No | Updated on 8/23/2017 | RRRUHN | [25 empty] | 5 | 2200 | 122 | 18 | 20 | 0.9 | 4000 | 80 |  |  |  | FALSE | FALSE | FALSE | May, 02 2018 00:00:00 | 4.3 |  | standard |  |  |  |  | March, 30 2020 00:00:00 | FALSE | FALSE | FALSE | [6 empty] | AC | [7 empty] | FALSE
PQZEGZCZ | JIAXING SUPER LIGHTING ELECTRIC APPLIANCE CO.,LTD | Super | T8L-IDDM13-2200-4ft-ABA-92 | Linear Replacement Lamp | T8 Four-Foot | Replacement Lamps (plug and play) (UL Type A) |  | standard | TRUE |  | 2180 | 123.2 | 17.7 | 12.32 | 0.9653 | 3036 | 83.1 | 5 | 50000 | June, 29 2017 00:00:00 | Not Dimmable | Not Dimmable | No | Updated on 8/23/2017 | RRRUHN | [15 empty] | 81.8 |  | 1.26 | 1.3 | [6 empty] | 5 | 2100 | 117 | 18 | 20 | 0.9 | 3000 | 80 |  |  |  | FALSE | FALSE | FALSE | May, 02 2018 00:00:00 | 4.3 |  | standard |  |  |  |  | March, 30 2020 00:00:00 | FALSE | FALSE | FALSE | [6 empty] | AC | [7 empty] | FALSE
PKTCTJH6 | JIAXING SUPER LIGHTING ELECTRIC APPLIANCE CO.,LTD | Super | T8L-IDDM13-2200-4ft-EBA-92 | Linear Replacement Lamp | T8 Four-Foot | Replacement Lamps (plug and play) (UL Type A) |  | standard | FALSE | [10 empty] | June, 29 2017 00:00:00 | Not Dimmable | Not Dimmable | No | Updated on 8/23/2017 | RRRUHN | [25 empty] | 5 | 2200 | 122 | 18 | 20 | 0.9 | 5000 | 80 |  |  |  | FALSE | FALSE | FALSE | May, 02 2018 00:00:00 | 4.3 |  | standard |  |  |  |  | March, 30 2020 00:00:00 | FALSE | FALSE | FALSE | [6 empty] | AC | [7 empty] | FALSE
P584VEMA | NDR Electric / Distri-Lite | NDR Electric | LEDT8-48-18W-4K | Linear Replacement Lamp | T8 Four-Foot | Replacement Lamps (plug and play) (UL Type A) |  | standard | FALSE | [10 empty] | June, 29 2017 00:00:00 | Not Dimmable | Not Dimmable | No |  | VAVWSH | [25 empty] | 5 | 2218 | 120.35 | 18.43 | 7.18 | 0.9 | 4000 | 82.2 |  |  |  | FALSE | FALSE | FALSE | [8 empty] | March, 30 2020 00:00:00 | FALSE | FALSE | FALSE | [6 empty] | AC | [7 empty] | FALSE
P7VHR84J | NDR Electric / Distri-Lite | NDR Electric | LEDT8-48-18W-5K | Linear Replacement Lamp | T8 Four-Foot | Replacement Lamps (plug and play) (UL Type A) |  | standard | FALSE | [10 empty] | June, 29 2017 00:00:00 | Not Dimmable | Not Dimmable | No |  | VAVWSH | [25 empty] | 5 | 2317 | 125.31 | 18.49 | 7.15 | 0.9 | 5000 | 85 |  |  |  | FALSE | FALSE | FALSE | [8 empty] | March, 30 2020 00:00:00 | FALSE | FALSE | FALSE | [6 empty] | AC | [7 empty] | FALSE
PWRWYKU2 | NDR Electric / Distri-Lite | NDR Electric | LEDT8-48-18W-3K | Linear Replacement Lamp | T8 Four-Foot | Replacement Lamps (plug and play) (UL Type A) |  | standard | TRUE |  | 2118 | 115.36 | 18.36 | 7.18 | 0.9032 | 3078 | 82.2 | 5 | 50000 | June, 29 2017 00:00:00 | Not Dimmable | Not Dimmable | No |  | VAVWSH | [15 empty] | 84.5 |  | 1.24 | 1.38 | [6 empty] | 5 | 2118 | 115.36 | 18.36 | 7.18 | 0.9 | 3000 | 82.2 |  |  |  | FALSE | FALSE | FALSE | [8 empty] | March, 30 2020 00:00:00 | FALSE | FALSE | FALSE | [6 empty] | AC | [7 empty] | FALSE
PCT81CWT | Bulbrite Industries, Inc. | BULBRITE | LED15T8/850/DIR | Linear Replacement Lamp | T8 Four-Foot | Replacement Lamps (plug and play) (UL Type A) |  | standard | FALSE | [10 empty] | June, 28 2017 00:00:00 | Not Dimmable | Not Dimmable | FALSE |  | PPPRUC | [25 empty] | 4.4 | 2200 | 115 | 18 | 11.26 | 0.99 | 5000 | 83 |  |  |  | FALSE | FALSE | FALSE | [8 empty] | November, 02 2018 00:00:00 | FALSE | FALSE | FALSE | [6 empty] | AC | [7 empty] | FALSE
PAWHNCQA | Rapid Relamp Inc. | Rapid Relamp | RRBC-T8-18W.4000K | Linear Replacement Lamp | T8 Four-Foot | Replacement Lamps (plug and play) (UL Type A) |  | standard | FALSE | [10 empty] | June, 28 2017 00:00:00 | Not Dimmable | Not Dimmable | No |  | VVVWNX | [25 empty] | 5 | 2320 | 124.7 | 18.61 | 14.57 | 0.9355 | 4000 | 81 |  |  |  | FALSE | FALSE | FALSE | [8 empty] | March, 30 2020 00:00:00 | FALSE | FALSE | FALSE | [6 empty] | AC | [7 empty] | FALSE
PXM9J9K6 | Bulbrite Industries, Inc. | BULBRITE | LED15T8/830/DIR | Linear Replacement Lamp | T8 Four-Foot | Replacement Lamps (plug and play) (UL Type A) |  | standard | TRUE |  | 2058 | 117.4 | 17.54 | 11.26 | 0.9669 | 3052 | 81.2 | 5 | 50000 | June, 28 2017 00:00:00 | Not Dimmable | Not Dimmable | FALSE |  | PPPRUC | [15 empty] | 83.8 |  | 1.26 | 1.24 | [6 empty] | 4.4 | 2000 | 110 | 18 | 11.26 | 0.99 | 3000 | 83 |  |  |  | FALSE | FALSE | FALSE | [8 empty] | November, 02 2018 00:00:00 | FALSE | FALSE | FALSE | [6 empty] | AC | [7 empty] | FALSE
PUAX81UB | Rapid Relamp Inc. | Rapid Relamp | RRBC-T8-18W.3500K | Linear Replacement Lamp | T8 Four-Foot | Replacement Lamps (plug and play) (UL Type A) |  | standard | FALSE | [10 empty] | June, 28 2017 00:00:00 | Not Dimmable | Not Dimmable | No |  | VVVWNX | [25 empty] | 5 | 2302 | 123.7 | 18.61 | 14.57 | 0.9355 | 3500 | 81 |  |  |  | FALSE | FALSE | FALSE | [8 empty] | March, 30 2020 00:00:00 | FALSE | FALSE | FALSE | [6 empty] | AC | [7 empty] | FALSE
PZG266V5 | Rapid Relamp Inc. | Rapid Relamp | RRBC-T8-18W.4500K | Linear Replacement Lamp | T8 Four-Foot | Replacement Lamps (plug and play) (UL Type A) |  | standard | FALSE | [10 empty] | June, 28 2017 00:00:00 | Not Dimmable | Not Dimmable | No |  | VVVWNX | [25 empty] | 5 | 2339 | 125.69 | 18.61 | 14.57 | 0.9355 | 4500 | 81 |  |  |  | FALSE | FALSE | FALSE | [8 empty] | March, 30 2020 00:00:00 | FALSE | FALSE | FALSE | [6 empty] | AC | [7 empty] | FALSE
PS5FN3PJ | Rapid Relamp Inc. | Rapid Relamp | RRBC-T8-18W.5000K | Linear Replacement Lamp | T8 Four-Foot | Replacement Lamps (plug and play) (UL Type A) |  | standard | FALSE | [10 empty] | June, 28 2017 00:00:00 | Not Dimmable | Not Dimmable | No |  | VVVWNX | [25 empty] | 5 | 2357 | 126.72 | 18.6 | 14.65 | 0.9319 | 5000 | 83 |  |  |  | FALSE | FALSE | FALSE | [8 empty] | March, 30 2020 00:00:00 | FALSE | FALSE | FALSE | [6 empty] | AC | [7 empty] | FALSE
P3K7XBY8 | Rapid Relamp Inc. | Rapid Relamp | RRBC-T8-18W.3000K | Linear Replacement Lamp | T8 Four-Foot | Replacement Lamps (plug and play) (UL Type A) |  | standard | TRUE |  | 2283 | 122.68 | 18.61 | 14.57 | 0.9355 | 2923 | 81 | 5 | 50000 | June, 28 2017 00:00:00 | Not Dimmable | Not Dimmable | No |  | VVVWNX | [15 empty] | 84.3 |  | 1.2 | 1.28 | [6 empty] | 5 | 2283 | 122.68 | 18.61 | 14.57 | 0.9355 | 3000 | 81 |  |  |  | FALSE | FALSE | FALSE | [8 empty] | March, 30 2020 00:00:00 | FALSE | FALSE | FALSE | [6 empty] | AC | [7 empty] | FALSE
PFP324KJ | Bulbrite Industries, Inc. | BULBRITE | LED15T8/835/DIR | Linear Replacement Lamp | T8 Four-Foot | Replacement Lamps (plug and play) (UL Type A) |  | standard | FALSE | [10 empty] | June, 28 2017 00:00:00 | Not Dimmable | Not Dimmable | FALSE |  | PPPRUC | [25 empty] | 4.4 | 2000 | 110 | 18 | 11.26 | 0.99 | 3500 | 83 |  |  |  | FALSE | FALSE | FALSE | [8 empty] | November, 02 2018 00:00:00 | FALSE | FALSE | FALSE | [6 empty] | AC | [7 empty] | FALSE
PJ3C7Z7T | Bulbrite Industries, Inc. | BULBRITE | LED15T8/840/DIR | Linear Replacement Lamp | T8 Four-Foot | Replacement Lamps (plug and play) (UL Type A) |  | standard | FALSE | [10 empty] | June, 28 2017 00:00:00 | Not Dimmable | Not Dimmable | FALSE |  | PPPRUC | [25 empty] | 4.4 | 2100 | 112 | 18 | 11.26 | 0.99 | 4000 | 83 |  |  |  | FALSE | FALSE | FALSE | [8 empty] | November, 02 2018 00:00:00 | FALSE | FALSE | FALSE | [6 empty] | AC | [7 empty] | FALSE
PK99SH7E | Shenzhen GCL Electronics Co., Ltd | GCL | SL-TL-003-18W-A(5000K) | Linear Replacement Lamp | T8 Four-Foot | Replacement Lamps (plug and play) (UL Type A) |  | standard | FALSE | [10 empty] | June, 27 2017 00:00:00 | Not Dimmable | Not Dimmable | No |  | IIIKPN | [25 empty] | 5 | 2409 | 125.2 | 19.2 | 17.6 | 0.91 | 5244 | 81.2 |  |  |  | FALSE | FALSE | FALSE | May, 02 2018 00:00:00 | 4.3 |  | standard |  |  |  |  | March, 30 2020 00:00:00 | FALSE | FALSE | FALSE | [6 empty] | AC | [7 empty] | FALSE
PQAT38YJ | Shenzhen GCL Electronics Co., Ltd | GCL | SL-TL-003-15W-A(4500K) | Linear Replacement Lamp | T8 Four-Foot | Replacement Lamps (plug and play) (UL Type A) |  | standard | FALSE | [10 empty] | June, 27 2017 00:00:00 | Not Dimmable | Not Dimmable | No |  | IIIKPO | [25 empty] | 5 | 1888.3 | 118.1 | 15.98 | 16.3 | 0.9 | 4500 | 81.4 |  |  |  | FALSE | FALSE | FALSE | May, 02 2018 00:00:00 | 4.3 |  | standard |  |  |  |  | March, 30 2020 00:00:00 | FALSE | FALSE | FALSE | [6 empty] | AC | [7 empty] | FALSE
PSFYP4XT | Shenzhen GCL Electronics Co., Ltd | GCL | SL-TL-003-18W-A(3500K) | Linear Replacement Lamp | T8 Four-Foot | Replacement Lamps (plug and play) (UL Type A) |  | standard | FALSE | [10 empty] | June, 27 2017 00:00:00 | Not Dimmable | Not Dimmable | No |  | IIIKPN | [25 empty] | 5 | 2287.8 | 119.5 | 19.1 | 16.2 | 0.9 | 3500 | 81.5 |  |  |  | FALSE | FALSE | FALSE | May, 02 2018 00:00:00 | 4.3 |  | standard |  |  |  |  | March, 30 2020 00:00:00 | FALSE | FALSE | FALSE | [6 empty] | AC | [7 empty] | FALSE
P52NX2YR | Shenzhen GCL Electronics Co., Ltd | GCL | SL-TL-003-15W-A(3000K) | Linear Replacement Lamp | T8 Four-Foot | Replacement Lamps (plug and play) (UL Type A) |  | standard | TRUE |  | 1888.37 | 118.171 | 15.98 | 16.3 | 0.901 | 2978 | 81.4 | 5 | 50000 | June, 27 2017 00:00:00 | Not Dimmable | Not Dimmable | No |  | IIIKPO | [15 empty] | 78 |  | 1.08 | 1.06 | [6 empty] | 5 | 1888.3 | 118.1 | 15.98 | 16.3 | 0.9 | 2978 | 81.4 |  |  |  | FALSE | FALSE | FALSE | May, 02 2018 00:00:00 | 4.3 |  | standard |  |  |  |  | March, 30 2020 00:00:00 | FALSE | FALSE | FALSE | [6 empty] | AC | [7 empty] | FALSE
PQSNA8SM | Shenzhen GCL Electronics Co., Ltd | GCL | SL-TL-003-15W-A(3500K) | Linear Replacement Lamp | T8 Four-Foot | Replacement Lamps (plug and play) (UL Type A) |  | standard | FALSE | [10 empty] | June, 27 2017 00:00:00 | Not Dimmable | Not Dimmable | No |  | IIIKPO | [25 empty] | 5 | 1888.3 | 118.1 | 15.98 | 16.3 | 0.9 | 3500 | 81.4 |  |  |  | FALSE | FALSE | FALSE | May, 02 2018 00:00:00 | 4.3 |  | standard |  |  |  |  | March, 30 2020 00:00:00 | FALSE | FALSE | FALSE | [6 empty] | AC | [7 empty] | FALSE
PFR1ZZNT | Shenzhen GCL Electronics Co., Ltd | GCL | SL-TL-003-15W-A(5000K) | Linear Replacement Lamp | T8 Four-Foot | Replacement Lamps (plug and play) (UL Type A) |  | standard | FALSE | [10 empty] | June, 27 2017 00:00:00 | Not Dimmable | Not Dimmable | No |  | IIIKPO | [25 empty] | 5 | 1985.8 | 123.1 | 16.12 | 17.2 | 0.9 | 5226 | 81.1 |  |  |  | FALSE | FALSE | FALSE | May, 02 2018 00:00:00 | 4.3 |  | standard |  |  |  |  | March, 30 2020 00:00:00 | FALSE | FALSE | FALSE | [6 empty] | AC | [7 empty] | FALSE
PRRSKRWP | Shenzhen GCL Electronics Co., Ltd | GCL | SL-TL-003-18W-A(4000K) | Linear Replacement Lamp | T8 Four-Foot | Replacement Lamps (plug and play) (UL Type A) |  | standard | FALSE | [10 empty] | June, 27 2017 00:00:00 | Not Dimmable | Not Dimmable | No |  | IIIKPN | [25 empty] | 5 | 2287.8 | 119.5 | 19.1 | 16.2 | 0.9 | 4000 | 81.5 |  |  |  | FALSE | FALSE | FALSE | May, 02 2018 00:00:00 | 4.3 |  | standard |  |  |  |  | March, 30 2020 00:00:00 | FALSE | FALSE | FALSE | [6 empty] | AC | [7 empty] | FALSE
PMXYPBWX | Shenzhen GCL Electronics Co., Ltd | GCL | SL-TL-003-18W-A(4500K) | Linear Replacement Lamp | T8 Four-Foot | Replacement Lamps (plug and play) (UL Type A) |  | standard | FALSE | [10 empty] | June, 27 2017 00:00:00 | Not Dimmable | Not Dimmable | No |  | IIIKPN | [25 empty] | 5 | 2287.8 | 119.5 | 19.1 | 16.2 | 0.9 | 4500 | 81.5 |  |  |  | FALSE | FALSE | FALSE | May, 02 2018 00:00:00 | 4.3 |  | standard |  |  |  |  | March, 30 2020 00:00:00 | FALSE | FALSE | FALSE | [6 empty] | AC | [7 empty] | FALSE
P1KM5MF6 | Shenzhen GCL Electronics Co., Ltd | GCL | SL-TL-003-18W-A(3000K) | Linear Replacement Lamp | T8 Four-Foot | Replacement Lamps (plug and play) (UL Type A) |  | standard | TRUE |  | 2287.85 | 119.595 | 19.13 | 16.2 | 0.904 | 2984 | 81.5 | 5 | 50000 | June, 27 2017 00:00:00 | Not Dimmable | Not Dimmable | No |  | IIIKPN | [15 empty] | 79 |  | 1.08 | 1.12 | [6 empty] | 5 | 2287.8 | 119.5 | 19.1 | 16.2 | 0.9 | 2984 | 81.5 |  |  |  | FALSE | FALSE | FALSE | May, 02 2018 00:00:00 | 4.3 |  | standard |  |  |  |  | March, 30 2020 00:00:00 | FALSE | FALSE | FALSE | [6 empty] | AC | [7 empty] | FALSE
PF9GMUGY | Shenzhen GCL Electronics Co., Ltd | GCL | SL-TL-003-15W-A(4000K) | Linear Replacement Lamp | T8 Four-Foot | Replacement Lamps (plug and play) (UL Type A) |  | standard | FALSE | [10 empty] | June, 27 2017 00:00:00 | Not Dimmable | Not Dimmable | No |  | IIIKPO | [25 empty] | 5 | 1888.3 | 118.1 | 15.98 | 16.3 | 0.9 | 4000 | 81.4 |  |  |  | FALSE | FALSE | FALSE | May, 02 2018 00:00:00 | 4.3 |  | standard |  |  |  |  | March, 30 2020 00:00:00 | FALSE | FALSE | FALSE | [6 empty] | AC | [7 empty] | FALSE
PT3TS8TW | Damar Worldwide 4 LLC | DAMAR | LED15T8/835/4FT/DR/EBC/DIM | Linear Replacement Lamp | T8 Four-Foot | Replacement Lamps (plug and play) (UL Type A) |  | standard | FALSE | [10 empty] | June, 26 2017 00:00:00 | Not Dimmable | Not Dimmable | No |  | EAEFBI | [25 empty] | 5 | 2100 | 120 | 17.5 | 10.3 | 0.9691 | 3500 | 82 |  |  |  | FALSE | FALSE | FALSE | [8 empty] | March, 30 2020 00:00:00 | FALSE | FALSE | FALSE | [6 empty] | AC | [7 empty] | FALSE
PUX4XYUX | Damar Worldwide 4 LLC | DAMAR | LED15T8/830/4FT/DR/EBC/DIM | Linear Replacement Lamp | T8 Four-Foot | Replacement Lamps (plug and play) (UL Type A) |  | standard | TRUE |  | 2097 | 123.1 | 17.04 | 10.3 | 0.9691 | 3091 | 82.8 | 5 | 50000 | June, 26 2017 00:00:00 | Not Dimmable | Not Dimmable | No |  | EAEFBI | [15 empty] | 83.9 |  | 1.24 | 1.26 | [6 empty] | 5 | 2100 | 120 | 17.5 | 10.3 | 0.9691 | 3000 | 82 |  |  |  | FALSE | FALSE | FALSE | [8 empty] | March, 30 2020 00:00:00 | FALSE | FALSE | FALSE | [6 empty] | AC | [7 empty] | FALSE
PEZX1TNZ | Revolution Lighting Technologies, Inc. | Revolution Lighting Technologies | 204220-012-XXX[-USA, -A, or Blank] | Linear Replacement Lamp | T8 Four-Foot | Replacement Lamps (plug and play) (UL Type A) |  | standard | FALSE | [10 empty] | June, 26 2017 00:00:00 | Not Dimmable | Not Dimmable | No |  | WWWBPY | [25 empty] | 5 | 1759 | 127 | 13.9 | 10 | 1 | 3500 | 83 |  |  |  | FALSE | FALSE | FALSE | [8 empty] | March, 30 2020 00:00:00 | FALSE | FALSE | FALSE | [6 empty] | AC | [7 empty] | FALSE
PK5A3QAP | Revolution Lighting Technologies, Inc. | Revolution Lighting Technologies | 204221-013-XXX[-USA, -A, or Blank] | Linear Replacement Lamp | T8 Four-Foot | Replacement Lamps (plug and play) (UL Type A) |  | standard | FALSE | [10 empty] | June, 26 2017 00:00:00 | Not Dimmable | Not Dimmable | No |  | WWWBPY | [25 empty] | 5 | 1971 | 126 | 15.6 | 7 | 1 | 4000 | 83 |  |  |  | FALSE | FALSE | FALSE | [8 empty] | March, 30 2020 00:00:00 | FALSE | FALSE | FALSE | [6 empty] | AC | [7 empty] | FALSE
P1TFRXPZ | Revolution Lighting Technologies, Inc. | Revolution Lighting Technologies | 204220-015-XXX[-USA, -A, or Blank] | Linear Replacement Lamp | T8 Four-Foot | Replacement Lamps (plug and play) (UL Type A) |  | standard | FALSE | [10 empty] | June, 26 2017 00:00:00 | Not Dimmable | Not Dimmable | No |  | WWWBPY | [25 empty] | 5 | 1687 | 122 | 13.9 | 7 | 1 | 5000 | 85 |  |  |  | FALSE | FALSE | FALSE | [8 empty] | March, 30 2020 00:00:00 | FALSE | FALSE | FALSE | [6 empty] | AC | [7 empty] | FALSE
PUQMKU9C | Revolution Lighting Technologies, Inc. | Revolution Lighting Technologies | 204220-013-XXX[-USA, -A, or Blank] | Linear Replacement Lamp | T8 Four-Foot | Replacement Lamps (plug and play) (UL Type A) |  | standard | TRUE |  | 1646.02 | 119 | 13.89 | 10 | 0.95 | 3972 | 83 | 5 | 50000 | June, 26 2017 00:00:00 | Not Dimmable | Not Dimmable | No |  | WWWBPY | [15 empty] | 88.9 |  | 1.16 | 1.5 | [6 empty] | 5 | 1646 | 119 | 13.9 | 7 | 1 | 4000 | 85 |  |  |  | FALSE | FALSE | FALSE | [8 empty] | March, 30 2020 00:00:00 | FALSE | FALSE | FALSE | [6 empty] | AC | [7 empty] | FALSE
PFH8AMRW | Damar Worldwide 4 LLC | DAMAR | LED15T8/850/4FT/DR/EBC/DIM | Linear Replacement Lamp | T8 Four-Foot | Replacement Lamps (plug and play) (UL Type A) |  | standard | FALSE | [10 empty] | June, 26 2017 00:00:00 | Not Dimmable | Not Dimmable | No |  | EAEFBI | [25 empty] | 5 | 2200 | 125 | 17.5 | 10.33 | 0.9694 | 5000 | 82 |  |  |  | FALSE | FALSE | FALSE | [8 empty] | March, 30 2020 00:00:00 | FALSE | FALSE | FALSE | [6 empty] | AC | [7 empty] | FALSE
P4RHZWEM | AMTEK CANADA ACI, INC. | Amtek | AMI-T84-20WB-FA+B-120-DWMF | Linear Replacement Lamp | T8 Four-Foot | Dual Mode Internal Driver (UL Type A and Type B) |  | standard | TRUE |  | 2395 | 114.8 | 20.86 | 5.79 | 0.9799 | 2887 | 81.9 | 5 | 50000 | June, 26 2017 00:00:00 | Not Dimmable | Not Dimmable | NotYetVerified |  | YYYCBN | [15 empty] | 84.7 |  | 1.22 | 1.38 | [6 empty] | 5 | 2600 | 130 | 20 | 5.79 | 0.9 | 3000 | 80 |  |  |  | FALSE | FALSE | FALSE | [8 empty] | March, 30 2020 00:00:00 | FALSE | FALSE | FALSE | [6 empty] | AC | [7 empty] | FALSE
PSZQWPBB | AMTEK CANADA ACI, INC. | Amtek | AMI-T84-20WB-FA+B-120-DNMF | Linear Replacement Lamp | T8 Four-Foot | Dual Mode Internal Driver (UL Type A and Type B) |  | standard | FALSE | [10 empty] | June, 26 2017 00:00:00 | Not Dimmable | Not Dimmable | NotYetVerified |  | YYYCBN | [25 empty] | 5 | 2600 | 130 | 20 | 5.79 | 0.9 | 4000 | 80 |  |  |  | FALSE | FALSE | FALSE | [8 empty] | March, 30 2020 00:00:00 | FALSE | FALSE | FALSE | [6 empty] | AC | [7 empty] | FALSE
PJA6RU52 | AMTEK CANADA ACI, INC. | Amtek | AMI-T84-20WB-FA+B-120-DDMF | Linear Replacement Lamp | T8 Four-Foot | Dual Mode Internal Driver (UL Type A and Type B) |  | standard | FALSE | [10 empty] | June, 26 2017 00:00:00 | Not Dimmable | Not Dimmable | NotYetVerified |  | YYYCBN | [25 empty] | 5 | 2600 | 130 | 20 | 5.79 | 0.9 | 5000 | 80 |  |  |  | FALSE | FALSE | FALSE | [8 empty] | March, 30 2020 00:00:00 | FALSE | FALSE | FALSE | [6 empty] | AC | [7 empty] | FALSE
P6U1QCD8 | Damar Worldwide 4 LLC | DAMAR | LED15T8/841/4FT/DR/EBC/DIM | Linear Replacement Lamp | T8 Four-Foot | Replacement Lamps (plug and play) (UL Type A) |  | standard | FALSE | [10 empty] | June, 26 2017 00:00:00 | Not Dimmable | Not Dimmable | NO | Nomenclature updated on 9/6/2017 | EAEFBI | [25 empty] | 5 | 2200 | 125 | 17.5 | 10.3 | 0.9691 | 4000 | 82 |  |  |  | FALSE | FALSE | FALSE | May, 02 2018 00:00:00 | 4.3 |  | standard |  |  |  |  | March, 30 2020 00:00:00 | FALSE | FALSE | FALSE | [6 empty] | AC | [7 empty] | FALSE
PMGQ5BW5 | The Straits Lighting Company, LLC | Straits Lighting | SL917T8PP-48-14W-100/277V-3000-F-I-N-G13 | Linear Replacement Lamp | T8 Four-Foot | Replacement Lamps (plug and play) (UL Type A) |  | standard | TRUE |  | 1920 | 133.33 | 14.4 | 9.66 | 0.9019 | 3025 | 81.9 | 5 | 50000 | June, 23 2017 00:00:00 | Not Dimmable | Not Dimmable | NotYetVerified |  | KKKZWN | [15 empty] | 84.6 |  | 1.38 | 1.22 | [6 empty] | 5 | 1920 | 133.33 | 14.4 | 20 | 0.9 | 3000 | 81.8 |  |  |  | FALSE | FALSE | FALSE | [8 empty] | March, 30 2020 00:00:00 | FALSE | FALSE | FALSE | [6 empty] | AC | [7 empty] | FALSE
PU9UY52Y | The Straits Lighting Company, LLC | Straits Lighting | SL917T8BC-48-15W-100/277V-3000-F-I-N-G13 | Linear Replacement Lamp | T8 Four-Foot | Replacement Lamps (plug and play) (UL Type A) |  | standard | TRUE |  | 1985 | 118.9 | 16.69 | 7.1 | 0.9654 | 2992 | 81.7 | 5 | 50000 | June, 23 2017 00:00:00 | Not Dimmable | Not Dimmable | NotYetVerified |  | KKKZWX | [15 empty] | 90.7 |  | 1.38 | 1.17 | [6 empty] | 5 | 1985 | 118.9 | 16.69 | 20 | 0.9 | 3000 | 82 |  |  |  | FALSE | FALSE | FALSE | [8 empty] | March, 30 2020 00:00:00 | FALSE | FALSE | FALSE | [6 empty] | AC | [7 empty] | FALSE
PJV3T2NK | The Straits Lighting Company, LLC | Straits Lighting | SL917T8NPP-48-12W-100/277V-4000-F-I-N-G13 | Linear Replacement Lamp | T8 Four-Foot | Replacement Lamps (plug and play) (UL Type A) |  | standard | FALSE | [10 empty] | June, 23 2017 00:00:00 | Not Dimmable | Not Dimmable | NotYetVerified |  | KKKZWQ | [25 empty] | 5 | 1718 | 132.46 | 12.97 | 20 | 0.9 | 4000 | 82 |  |  |  | FALSE | FALSE | FALSE | [8 empty] | March, 30 2020 00:00:00 | FALSE | FALSE | FALSE | [6 empty] | AC | [7 empty] | FALSE
P3J6RZA2 | The Straits Lighting Company, LLC | Straits Lighting | SL917T8NBC-48-18W-100/277V-4000-F-I-N-G13 | Linear Replacement Lamp | T8 Four-Foot | Replacement Lamps (plug and play) (UL Type A) |  | standard | FALSE | [10 empty] | June, 23 2017 00:00:00 | Not Dimmable | Not Dimmable | NotYetVerified |  | KKKZXI | [25 empty] | 5 | 2171 | 117.22 | 18.52 | 20 | 0.9 | 4000 | 82 |  |  |  | FALSE | FALSE | FALSE | [8 empty] | March, 30 2020 00:00:00 | FALSE | FALSE | FALSE | [6 empty] | AC | [7 empty] | FALSE
PZ78M5ED | The Straits Lighting Company, LLC | Straits Lighting | SL917T8BC-48-20W-100/277V-3000-F-I-N-G13 | Linear Replacement Lamp | T8 Four-Foot | Replacement Lamps (plug and play) (UL Type A) |  | standard | FALSE | [10 empty] | June, 23 2017 00:00:00 | Not Dimmable | Not Dimmable | NotYetVerified |  | KKKZXC | [25 empty] | 5 | 2300 | 120 | 19.2 | 20 | 0.9 | 4000 | 82 |  |  |  | FALSE | FALSE | FALSE | [8 empty] | March, 30 2020 00:00:00 | FALSE | FALSE | FALSE | [6 empty] | AC | [7 empty] | FALSE
PR7VP4PV | The Straits Lighting Company, LLC | Straits Lighting | SL917T8PP-48-12W-100/277V-5000-F-I-N-G13 | Linear Replacement Lamp | T8 Four-Foot | Replacement Lamps (plug and play) (UL Type A) |  | standard | FALSE | [10 empty] | June, 23 2017 00:00:00 | Not Dimmable | Not Dimmable | NotYetVerified |  | KKKZWM | [25 empty] | 5 | 1769 | 132.51 | 13.35 | 20 | 0.9 | 5000 | 80.7 |  |  |  | FALSE | FALSE | FALSE | [8 empty] | March, 30 2020 00:00:00 | FALSE | FALSE | FALSE | [6 empty] | AC | [7 empty] | FALSE
PHXY4FT7 | The Straits Lighting Company, LLC | Straits Lighting | SL917T8PP-48-16W-100/277V-5000-F-I-N-G13 | Linear Replacement Lamp | T8 Four-Foot | Replacement Lamps (plug and play) (UL Type A) |  | standard | FALSE | [10 empty] | June, 23 2017 00:00:00 | Not Dimmable | Not Dimmable | NotYetVerified |  | KKKZWO | [25 empty] | 5 | 2112 | 130.77 | 16.15 | 20 | 0.9 | 5000 | 80.7 |  |  |  | FALSE | FALSE | FALSE | [8 empty] | March, 30 2020 00:00:00 | FALSE | FALSE | FALSE | [6 empty] | AC | [7 empty] | FALSE
PH78HVTA | The Straits Lighting Company, LLC | Straits Lighting | SL917T8NBC-48-12W-100/277V-5000-F-I-N-G13 | Linear Replacement Lamp | T8 Four-Foot | Replacement Lamps (plug and play) (UL Type A) |  | standard | FALSE | [10 empty] | June, 23 2017 00:00:00 | Not Dimmable | Not Dimmable | NotYetVerified |  | KKKZXE | [25 empty] | 5 | 1520 | 123.68 | 12.29 | 20 | 0.9 | 5000 | 82 |  |  |  | FALSE | FALSE | FALSE | [8 empty] | March, 30 2020 00:00:00 | FALSE | FALSE | FALSE | [6 empty] | AC | [7 empty] | FALSE
PN6J64H2 | The Straits Lighting Company, LLC | Straits Lighting | SL917T8NBC-48-18W-100/277V-5000-F-I-N-G13 | Linear Replacement Lamp | T8 Four-Foot | Replacement Lamps (plug and play) (UL Type A) |  | standard | FALSE | [10 empty] | June, 23 2017 00:00:00 | Not Dimmable | Not Dimmable | NotYetVerified |  | KKKZXI | [25 empty] | 5 | 2171 | 117.22 | 18.52 | 20 | 0.9 | 5000 | 82 |  |  |  | FALSE | FALSE | FALSE | [8 empty] | March, 30 2020 00:00:00 | FALSE | FALSE | FALSE | [6 empty] | AC | [7 empty] | FALSE
PR8E42UQ | The Straits Lighting Company, LLC | Straits Lighting | SL917T8PP-48-12W-100/277V-3500-F-I-N-G13 | Linear Replacement Lamp | T8 Four-Foot | Replacement Lamps (plug and play) (UL Type A) |  | standard | FALSE | [10 empty] | June, 23 2017 00:00:00 | Not Dimmable | Not Dimmable | NotYetVerified |  | KKKZWM | [25 empty] | 5 | 1769 | 132.51 | 13.35 | 20 | 0.9 | 3500 | 81.8 |  |  |  | FALSE | FALSE | FALSE | [8 empty] | March, 30 2020 00:00:00 | FALSE | FALSE | FALSE | [6 empty] | AC | [7 empty] | FALSE
P1Z818UE | The Straits Lighting Company, LLC | Straits Lighting | SL917T8PP-48-16W-100/277V-3500-F-I-N-G13 | Linear Replacement Lamp | T8 Four-Foot | Replacement Lamps (plug and play) (UL Type A) |  | standard | FALSE | [10 empty] | June, 23 2017 00:00:00 | Not Dimmable | Not Dimmable | NotYetVerified |  | KKKZWO | [25 empty] | 5 | 2112 | 130.77 | 16.15 | 20 | 0.9 | 3500 | 81.8 |  |  |  | FALSE | FALSE | FALSE | [8 empty] | March, 30 2020 00:00:00 | FALSE | FALSE | FALSE | [6 empty] | AC | [7 empty] | FALSE
PX1VJYCG | The Straits Lighting Company, LLC | Straits Lighting | SL917T8NBC-48-12W-100/277V-3000-F-I-N-G13 | Linear Replacement Lamp | T8 Four-Foot | Replacement Lamps (plug and play) (UL Type A) |  | standard | FALSE | [10 empty] | June, 23 2017 00:00:00 | Not Dimmable | Not Dimmable | NotYetVerified |  | KKKZXE | [25 empty] | 5 | 1520 | 123.68 | 12.29 | 20 | 0.9 | 3500 | 82 |  |  |  | FALSE | FALSE | FALSE | [8 empty] | March, 30 2020 00:00:00 | FALSE | FALSE | FALSE | [6 empty] | AC | [7 empty] | FALSE
PHENSJ4F | The Straits Lighting Company, LLC | Straits Lighting | SL917T8NBC-48-18W-100/277V-3500-F-I-N-G13 | Linear Replacement Lamp | T8 Four-Foot | Replacement Lamps (plug and play) (UL Type A) |  | standard | FALSE | [10 empty] | June, 23 2017 00:00:00 | Not Dimmable | Not Dimmable | NotYetVerified |  | KKKZXI | [25 empty] | 5 | 2171 | 117.22 | 18.52 | 20 | 0.9 | 3500 | 82 |  |  |  | FALSE | FALSE | FALSE | [8 empty] | March, 30 2020 00:00:00 | FALSE | FALSE | FALSE | [6 empty] | AC | [7 empty] | FALSE
PXS1NZPN | Best Lighting Products | BEST LIGHTING | DR-T525W-3500LM-5K | Linear Replacement Lamp | T8 Four-Foot | Replacement Lamps (plug and play) (UL Type A) |  | standard | FALSE | [10 empty] | June, 23 2017 00:00:00 | Dimmable | Continuous Above 10 | No |  | YYYCAN | [25 empty] | 5 | 3500 | 125 | 28 | 20 | 0.9 | 5000 | 82 |  |  |  | FALSE | FALSE | FALSE | [8 empty] | March, 30 2020 00:00:00 | FALSE | FALSE | FALSE | [6 empty] | AC | [7 empty] | FALSE
PY9HMKMH | Best Lighting Products | BEST LIGHTING | DR4FT11W5K | Linear Replacement Lamp | T8 Four-Foot | Replacement Lamps (plug and play) (UL Type A) |  | standard | FALSE | [10 empty] | June, 23 2017 00:00:00 | Not Dimmable | Not Dimmable | No |  | YYYCAL | [25 empty] | 5 | 1800 | 124 | 14.5 | 14.44 | 0.96 | 5000 | 82 |  |  |  | FALSE | FALSE | FALSE | [8 empty] | March, 30 2020 00:00:00 | FALSE | FALSE | FALSE | [6 empty] | AC | [7 empty] | FALSE
PAVKKTJ6 | Best Lighting Products | BEST LIGHTING | DR4FT15W3K | Linear Replacement Lamp | T8 Four-Foot | Replacement Lamps (plug and play) (UL Type A) |  | standard | TRUE |  | 2177 | 128.9 | 16.9 | 9.83 | 0.9684 | 3061 | 82.9 | 5 | 50000 | June, 23 2017 00:00:00 | Not Dimmable | Not Dimmable | No |  | YYYCAM | [15 empty] | 83.2 |  | 1.26 | 1.3 | [6 empty] | 5 | 2100 | 117 | 18 | 9.83 | 0.97 | 3000 | 82 |  |  |  | FALSE | FALSE | FALSE | [8 empty] | March, 30 2020 00:00:00 | FALSE | FALSE | FALSE | [6 empty] | AC | [7 empty] | FALSE
PTCR14MU | SHENZHEN TOWINS OPTO.CO.,LIMITED | TOWINS | GB18-W840G1312-07 | Linear Replacement Lamp | T8 Four-Foot | Replacement Lamps (plug and play) (UL Type A) |  | standard | FALSE | [10 empty] | June, 23 2017 00:00:00 | Not Dimmable | Not Dimmable | No |  | MMMPKN | [25 empty] | 5 | 2609 | 125.07 | 20.86 | 12.94 | 0.97 | 4000 | 81.2 |  |  |  | FALSE | FALSE | FALSE | [8 empty] | March, 30 2020 00:00:00 | FALSE | FALSE | FALSE | [6 empty] | AC | [7 empty] | FALSE
PQ2WB2F3 | SHENZHEN TOWINS OPTO.CO.,LIMITED | TOWINS | GB18-W830G1312-07 | Linear Replacement Lamp | T8 Four-Foot | Replacement Lamps (plug and play) (UL Type A) |  | standard | TRUE |  | 2561 | 123.44 | 20.75 | 12.94 | 0.973 | 2902 | 81.2 | 5 | 50000 | June, 23 2017 00:00:00 | Not Dimmable | Not Dimmable | No |  | MMMPKN | [15 empty] | 84.6 |  | 1.22 | 1.18 | [6 empty] | 5 | 2561 | 123.44 | 20.75 | 12.94 | 0.97 | 3000 | 81.2 |  |  |  | FALSE | FALSE | FALSE | [8 empty] | March, 30 2020 00:00:00 | FALSE | FALSE | FALSE | [6 empty] | AC | [7 empty] | FALSE
PKZPSGPY | The Straits Lighting Company, LLC | Straits Lighting | SL917T8NPP-24-12W-100/277V-3500-F-I-N-G13 | Linear Replacement Lamp | T8 Four-Foot | Replacement Lamps (plug and play) (UL Type A) |  | standard | FALSE | [10 empty] | June, 23 2017 00:00:00 | Not Dimmable | Not Dimmable | NotYetVerified |  | KKKZWP | [25 empty] | 5 | 1584 | 123.36 | 12.84 | 20 | 0.9 | 3500 | 82 |  |  |  | FALSE | FALSE | FALSE | [8 empty] | March, 30 2020 00:00:00 | FALSE | FALSE | FALSE | [6 empty] | AC | [7 empty] | FALSE
P22CFYYC | The Straits Lighting Company, LLC | Straits Lighting | SL917T8BC-48-12W-100/277V-4000-F-I-N-G13 | Linear Replacement Lamp | T8 Four-Foot | Replacement Lamps (plug and play) (UL Type A) |  | standard | FALSE | [10 empty] | June, 23 2017 00:00:00 | Not Dimmable | Not Dimmable | NotYetVerified |  | KKKZWV | [25 empty] | 5 | 1715 | 138.64 | 12.37 | 20 | 0.9 | 3500 | 82 |  |  |  | FALSE | FALSE | FALSE | [8 empty] | March, 30 2020 00:00:00 | FALSE | FALSE | FALSE | [6 empty] | AC | [7 empty] | FALSE
PNSFSNBS | The Straits Lighting Company, LLC | Straits Lighting | SL917T8NBC-48-15W-100/277V-5000-F-I-N-G13 | Linear Replacement Lamp | T8 Four-Foot | Replacement Lamps (plug and play) (UL Type A) |  | standard | FALSE | [10 empty] | June, 23 2017 00:00:00 | Not Dimmable | Not Dimmable | NotYetVerified |  | KKKZXG | [25 empty] | 5 | 1888 | 117.2 | 16.11 | 20 | 0.9 | 5000 | 82 |  |  |  | FALSE | FALSE | FALSE | [8 empty] | March, 30 2020 00:00:00 | FALSE | FALSE | FALSE | [6 empty] | AC | [7 empty] | FALSE
P6GCK5PZ | The Straits Lighting Company, LLC | Straits Lighting | SL917T8PP-48-12W-100/277V-4000-F-I-N-G13 | Linear Replacement Lamp | T8 Four-Foot | Replacement Lamps (plug and play) (UL Type A) |  | standard | FALSE | [10 empty] | June, 23 2017 00:00:00 | Not Dimmable | Not Dimmable | NotYetVerified |  | KKKZWM | [25 empty] | 5 | 1769 | 132.51 | 13.35 | 20 | 0.9 | 4000 | 81.8 |  |  |  | FALSE | FALSE | FALSE | [8 empty] | March, 30 2020 00:00:00 | FALSE | FALSE | FALSE | [6 empty] | AC | [7 empty] | FALSE
PQY7ZAGC | The Straits Lighting Company, LLC | Straits Lighting | SL917T8PP-48-14W-100/277V-4000-F-I-N-G13 | Linear Replacement Lamp | T8 Four-Foot | Replacement Lamps (plug and play) (UL Type A) |  | standard | FALSE | [10 empty] | June, 23 2017 00:00:00 | Not Dimmable | Not Dimmable | NotYetVerified |  | KKKZWN | [25 empty] | 5 | 1920 | 133.33 | 14.4 | 20 | 0.9 | 4000 | 81.8 |  |  |  | FALSE | FALSE | FALSE | [8 empty] | March, 30 2020 00:00:00 | FALSE | FALSE | FALSE | [6 empty] | AC | [7 empty] | FALSE
PT99JZFB | The Straits Lighting Company, LLC | Straits Lighting | SL917T8PP-48-16W-100/277V-4000-F-I-N-G13 | Linear Replacement Lamp | T8 Four-Foot | Replacement Lamps (plug and play) (UL Type A) |  | standard | FALSE | [10 empty] | June, 23 2017 00:00:00 | Not Dimmable | Not Dimmable | NotYetVerified |  | KKKZWO | [25 empty] | 5 | 2112 | 130.77 | 16.15 | 20 | 0.9 | 4000 | 81.8 |  |  |  | FALSE | FALSE | FALSE | [8 empty] | March, 30 2020 00:00:00 | FALSE | FALSE | FALSE | [6 empty] | AC | [7 empty] | FALSE
PJHKVWD5 | The Straits Lighting Company, LLC | Straits Lighting | SL917T8NPP-48-16W-100/277V-4000-F-I-N-G13 | Linear Replacement Lamp | T8 Four-Foot | Replacement Lamps (plug and play) (UL Type A) |  | standard | FALSE | [10 empty] | June, 23 2017 00:00:00 | Not Dimmable | Not Dimmable | NotYetVerified |  | KKKZWS | [25 empty] | 5 | 2132 | 130.4 | 16.35 | 20 | 0.9 | 4000 | 81.8 |  |  |  | FALSE | FALSE | FALSE | [8 empty] | March, 30 2020 00:00:00 | FALSE | FALSE | FALSE | [6 empty] | AC | [7 empty] | FALSE
PCEJCA8V | The Straits Lighting Company, LLC | Straits Lighting | SL917T8NBC-48-12W-100/277V-4000-F-I-N-G13 | Linear Replacement Lamp | T8 Four-Foot | Replacement Lamps (plug and play) (UL Type A) |  | standard | FALSE | [10 empty] | June, 23 2017 00:00:00 | Not Dimmable | Not Dimmable | NotYetVerified |  | KKKZXE | [25 empty] | 5 | 1520 | 123.68 | 12.29 | 20 | 0.9 | 4000 | 82 |  |  |  | FALSE | FALSE | FALSE | [8 empty] | March, 30 2020 00:00:00 | FALSE | FALSE | FALSE | [6 empty] | AC | [7 empty] | FALSE
PDJ9FSCD | The Straits Lighting Company, LLC | Straits Lighting | SL917T8BC-48-12W-100/277V-3000-F-I-N-G13 | Linear Replacement Lamp | T8 Four-Foot | Replacement Lamps (plug and play) (UL Type A) |  | standard | TRUE |  | 1715 | 138.64 | 12.37 | 18.3 | 0.8966 | 3009 | 81.3 | 5 | 50000 | June, 23 2017 00:00:00 | Not Dimmable | Not Dimmable | NotYetVerified |  | KKKZWV | [15 empty] | 90.5 |  | 1.38 | 1.16 | [6 empty] | 5 | 1715 | 138.64 | 12.37 | 20 | 0.9 | 3000 | 82 |  |  |  | FALSE | FALSE | FALSE | [8 empty] | March, 30 2020 00:00:00 | FALSE | FALSE | FALSE | [6 empty] | AC | [7 empty] | FALSE
PZT5V95K | The Straits Lighting Company, LLC | Straits Lighting | SL917T8BC-48-20W-100/277V-4000-F-I-N-G13 | Linear Replacement Lamp | T8 Four-Foot | Replacement Lamps (plug and play) (UL Type A) |  | standard | TRUE |  | 2302 | 119.09 | 19.33 | 20.78 | 0.9013 | 3011 | 81.6 | 5 | 50000 | June, 23 2017 00:00:00 | Not Dimmable | Not Dimmable | NotYetVerified |  | KKKZXC | [15 empty] | 90.6 |  | 1.38 | 1.18 | [6 empty] | 5 | 2300 | 120 | 19.2 | 20 | 0.9 | 3000 | 82 |  |  |  | FALSE | FALSE | FALSE | [8 empty] | March, 30 2020 00:00:00 | FALSE | FALSE | FALSE | [6 empty] | AC | [7 empty] | FALSE
PBXXSZSG | Best Lighting Products | BEST LIGHTING | DR4FT15W35K | Linear Replacement Lamp | T8 Four-Foot | Replacement Lamps (plug and play) (UL Type A) |  | standard | FALSE | [10 empty] | June, 23 2017 00:00:00 | Not Dimmable | Not Dimmable | No |  | YYYCAM | [25 empty] | 5 | 2100 | 117 | 18 | 9.83 | 0.97 | 3500 | 82 |  |  |  | FALSE | FALSE | FALSE | [8 empty] | March, 30 2020 00:00:00 | FALSE | FALSE | FALSE | [6 empty] | AC | [7 empty] | FALSE
P3FM3AZU | Best Lighting Products | BEST LIGHTING | DR4FT11W35K | Linear Replacement Lamp | T8 Four-Foot | Replacement Lamps (plug and play) (UL Type A) |  | standard | FALSE | [10 empty] | June, 23 2017 00:00:00 | Not Dimmable | Not Dimmable | No |  | YYYCAL | [25 empty] | 5 | 1700 | 117 | 14.5 | 13.61 | 0.95 | 3500 | 82 |  |  |  | FALSE | FALSE | FALSE | [8 empty] | March, 30 2020 00:00:00 | FALSE | FALSE | FALSE | [6 empty] | AC | [7 empty] | FALSE
P2M1V7X4 | Best Lighting Products | BEST LIGHTING | DR4FT11W3K | Linear Replacement Lamp | T8 Four-Foot | Replacement Lamps (plug and play) (UL Type A) |  | standard | TRUE |  | 1729 | 128.6 | 13.44 | 13.61 | 0.9545 | 3051 | 83.1 | 5 | 50000 | June, 23 2017 00:00:00 | Not Dimmable | Not Dimmable | No |  | YYYCAL | [15 empty] | 83.2 |  | 1.26 | 1.3 | [6 empty] | 5 | 1700 | 117 | 14.5 | 13.61 | 0.95 | 3000 | 82 |  |  |  | FALSE | FALSE | FALSE | [8 empty] | March, 30 2020 00:00:00 | FALSE | FALSE | FALSE | [6 empty] | AC | [7 empty] | FALSE
PZCDHEX2 | Best Lighting Products | BEST LIGHTING | DR-T525W-3500LM-3K | Linear Replacement Lamp | T8 Four-Foot | Replacement Lamps (plug and play) (UL Type A) |  | standard | TRUE |  | 3346 | 128.49 | 26.04 | 10.7 | 0.964 | 3117 | 82.7 | 5 | 50000 | June, 23 2017 00:00:00 | Dimmable | Continuous Above 10 | No |  | YYYCAN | [15 empty] | 86.4 |  | 1.22 | 1.48 | [6 empty] | 5 | 3200 | 114 | 28 | 20 | 0.9 | 3000 | 82 |  |  |  | FALSE | FALSE | FALSE | [8 empty] | March, 30 2020 00:00:00 | FALSE | FALSE | FALSE | [6 empty] | AC | [7 empty] | FALSE
P5SNJE1D | The Straits Lighting Company, LLC | Straits Lighting | SL917T8BC-48-12W-100/277V-3500-F-I-N-G13 | Linear Replacement Lamp | T8 Four-Foot | Replacement Lamps (plug and play) (UL Type A) |  | standard | FALSE | [10 empty] | June, 23 2017 00:00:00 | Not Dimmable | Not Dimmable | NotYetVerified |  | KKKZWV | [25 empty] | 5 | 1715 | 138.64 | 12.37 | 20 | 0.9 | 5000 | 82 |  |  |  | FALSE | FALSE | FALSE | [8 empty] | March, 30 2020 00:00:00 | FALSE | FALSE | FALSE | [6 empty] | AC | [7 empty] | FALSE
PFYRXPGY | The Straits Lighting Company, LLC | Straits Lighting | SL917T8BC-48-20W-100/277V-3500-F-I-N-G13 | Linear Replacement Lamp | T8 Four-Foot | Replacement Lamps (plug and play) (UL Type A) |  | standard | FALSE | [10 empty] | June, 23 2017 00:00:00 | Not Dimmable | Not Dimmable | NotYetVerified |  | KKKZXC | [25 empty] | 5 | 2300 | 120 | 19.2 | 20 | 0.9 | 5000 | 82 |  |  |  | FALSE | FALSE | FALSE | [8 empty] | March, 30 2020 00:00:00 | FALSE | FALSE | FALSE | [6 empty] | AC | [7 empty] | FALSE
P1YDKVYT | The Straits Lighting Company, LLC | Straits Lighting | SL917T8PP-48-14W-100/277V-3500-F-I-N-G13 | Linear Replacement Lamp | T8 Four-Foot | Replacement Lamps (plug and play) (UL Type A) |  | standard | FALSE | [10 empty] | June, 23 2017 00:00:00 | Not Dimmable | Not Dimmable | NotYetVerified |  | KKKZWN | [25 empty] | 5 | 1920 | 133.33 | 14.4 | 20 | 0.9 | 3500 | 81.8 |  |  |  | FALSE | FALSE | FALSE | [8 empty] | March, 30 2020 00:00:00 | FALSE | FALSE | FALSE | [6 empty] | AC | [7 empty] | FALSE
PHVZGUZM | The Straits Lighting Company, LLC | Straits Lighting | SL917T8NPP-48-16W-100/277V-3500-F-I-N-G13 | Linear Replacement Lamp | T8 Four-Foot | Replacement Lamps (plug and play) (UL Type A) |  | standard | FALSE | [10 empty] | June, 23 2017 00:00:00 | Not Dimmable | Not Dimmable | NotYetVerified |  | KKKZWS | [25 empty] | 5 | 2132 | 130.4 | 16.35 | 20 | 0.9 | 3500 | 81.8 |  |  |  | FALSE | FALSE | FALSE | [8 empty] | March, 30 2020 00:00:00 | FALSE | FALSE | FALSE | [6 empty] | AC | [7 empty] | FALSE
P8MUGF2F | The Straits Lighting Company, LLC | Straits Lighting | SL917T8NPP-48-14W-100/277V-3500-F-I-N-G13 | Linear Replacement Lamp | T8 Four-Foot | Replacement Lamps (plug and play) (UL Type A) |  | standard | FALSE | [10 empty] | June, 23 2017 00:00:00 | Not Dimmable | Not Dimmable | NotYetVerified |  | KKKZWR | [25 empty] | 5 | 1680 | 120 | 14 | 20 | 0.9 | 3500 | 82 |  |  |  | FALSE | FALSE | FALSE | [8 empty] | March, 30 2020 00:00:00 | FALSE | FALSE | FALSE | [6 empty] | AC | [7 empty] | FALSE
PBPQ6DSE | The Straits Lighting Company, LLC | Straits Lighting | SL917T8PP-48-16W-100/277V-3000-F-I-N-G13 | Linear Replacement Lamp | T8 Four-Foot | Replacement Lamps (plug and play) (UL Type A) |  | standard | TRUE |  | 2112 | 130.77 | 16.15 | 7.36 | 0.9551 | 2982 | 81.2 | 5 | 50000 | June, 23 2017 00:00:00 | Not Dimmable | Not Dimmable | NotYetVerified |  | KKKZWO | [15 empty] | 84.5 |  | 1.25 | 1.21 | [6 empty] | 5 | 2112 | 130.77 | 16.15 | 20 | 0.9 | 3000 | 81.8 |  |  |  | FALSE | FALSE | FALSE | [8 empty] | March, 30 2020 00:00:00 | FALSE | FALSE | FALSE | [6 empty] | AC | [7 empty] | FALSE
P4P7VXW9 | The Straits Lighting Company, LLC | Straits Lighting | SL917T8NBC-48-12W-100/277V-3500-F-I-N-G13 | Linear Replacement Lamp | T8 Four-Foot | Replacement Lamps (plug and play) (UL Type A) |  | standard | TRUE |  | 1520 | 123.68 | 12.29 | 21.22 | 0.8985 | 2987 | 81.2 | 5 | 50000 | June, 23 2017 00:00:00 | Not Dimmable | Not Dimmable | NotYetVerified |  | KKKZXE | [15 empty] | 90.6 |  | 1.35 | 1.17 | [6 empty] | 5 | 1520 | 123.68 | 12.29 | 20 | 0.9 | 3000 | 82 |  |  |  | FALSE | FALSE | FALSE | [8 empty] | March, 30 2020 00:00:00 | FALSE | FALSE | FALSE | [6 empty] | AC | [7 empty] | FALSE
P482FH1Z | The Straits Lighting Company, LLC | Straits Lighting | SL917T8NPP-24-12W-100/277V-3000-F-I-N-G13 | Linear Replacement Lamp | T8 Four-Foot | Replacement Lamps (plug and play) (UL Type A) |  | standard | TRUE |  | 1584 | 123.36 | 12.84 | 15.07 | 0.8995 | 3067 | 82.6 | 5 | 50000 | June, 23 2017 00:00:00 | Not Dimmable | Not Dimmable | NotYetVerified |  | KKKZWP | [15 empty] | 85.3 |  | 1.25 | 1.18 | [6 empty] | 5 | 1584 | 123.36 | 12.84 | 20 | 0.9 | 3000 | 82 |  |  |  | FALSE | FALSE | FALSE | [8 empty] | March, 30 2020 00:00:00 | FALSE | FALSE | FALSE | [6 empty] | AC | [7 empty] | FALSE
PV8831TB | The Straits Lighting Company, LLC | Straits Lighting | SL917T8PP-48-12W-100/277V-3000-F-I-N-G13 | Linear Replacement Lamp | T8 Four-Foot | Replacement Lamps (plug and play) (UL Type A) |  | standard | TRUE |  | 1769 | 132.51 | 13.35 | 10 | 0.9021 | 2953 | 80.4 | 5 | 50000 | June, 23 2017 00:00:00 | Not Dimmable | Not Dimmable | NotYetVerified |  | KKKZWM | [15 empty] | 84.5 |  | 1.33 | 1.23 | [6 empty] | 5 | 1769 | 132.51 | 13.35 | 20 | 0.9 | 3000 | 81.8 |  |  |  | FALSE | FALSE | FALSE | [8 empty] | March, 30 2020 00:00:00 | FALSE | FALSE | FALSE | [6 empty] | AC | [7 empty] | FALSE
P21C79G6 | The Straits Lighting Company, LLC | Straits Lighting | SL917T8NPP-48-12W-100/277V-3000-F-I-N-G13 | Linear Replacement Lamp | T8 Four-Foot | Replacement Lamps (plug and play) (UL Type A) |  | standard | TRUE |  | 1718 | 132.46 | 12.97 | 7.38 | 0.9481 | 2954 | 81.6 | 5 | 50000 | June, 23 2017 00:00:00 | Not Dimmable | Not Dimmable | NotYetVerified |  | KKKZWQ | [15 empty] | 85.5 |  | 1.12 | 1.16 | [6 empty] | 5 | 1718 | 132.46 | 12.97 | 20 | 0.9 | 3000 | 82 |  |  |  | FALSE | FALSE | FALSE | [8 empty] | March, 30 2020 00:00:00 | FALSE | FALSE | FALSE | [6 empty] | AC | [7 empty] | FALSE
PQ89AW6T | The Straits Lighting Company, LLC | Straits Lighting | SL917T8NPP-48-14W-100/277V-3000-F-I-N-G13 | Linear Replacement Lamp | T8 Four-Foot | Replacement Lamps (plug and play) (UL Type A) |  | standard | TRUE |  | 1629 | 119.69 | 13.61 | 9.81 | 0.9449 | 2982 | 81.4 | 5 | 50000 | June, 23 2017 00:00:00 | Not Dimmable | Not Dimmable | NotYetVerified |  | KKKZWR | [15 empty] | 85.3 |  | 1.23 | 1.13 | [6 empty] | 5 | 1680 | 120 | 14 | 20 | 0.9 | 3000 | 82 |  |  |  | FALSE | FALSE | FALSE | [8 empty] | March, 30 2020 00:00:00 | FALSE | FALSE | FALSE | [6 empty] | AC | [7 empty] | FALSE
P7BXR1TD | The Straits Lighting Company, LLC | Straits Lighting | SL917T8NPP-48-14W-100/277V-5000-F-I-N-G13 | Linear Replacement Lamp | T8 Four-Foot | Replacement Lamps (plug and play) (UL Type A) |  | standard | FALSE | [10 empty] | June, 23 2017 00:00:00 | Not Dimmable | Not Dimmable | NotYetVerified |  | KKKZWR | [25 empty] | 5 | 1680 | 120 | 14 | 20 | 0.9 | 5000 | 82 |  |  |  | FALSE | FALSE | FALSE | [8 empty] | March, 30 2020 00:00:00 | FALSE | FALSE | FALSE | [6 empty] | AC | [7 empty] | FALSE
PYZ2TVAR | The Straits Lighting Company, LLC | Straits Lighting | SL917T8NPP-48-12W-100/277V-5000-F-I-N-G13 | Linear Replacement Lamp | T8 Four-Foot | Replacement Lamps (plug and play) (UL Type A) |  | standard | FALSE | [10 empty] | June, 23 2017 00:00:00 | Not Dimmable | Not Dimmable | NotYetVerified |  | KKKZWQ | [25 empty] | 5 | 1718 | 132.46 | 12.97 | 20 | 0.9 | 5000 | 82 |  |  |  | FALSE | FALSE | FALSE | [8 empty] | March, 30 2020 00:00:00 | FALSE | FALSE | FALSE | [6 empty] | AC | [7 empty] | FALSE
PDXADVKV | SHENZHEN TOWINS OPTO.CO.,LIMITED | TOWINS | GB18-W835G1312-07 | Linear Replacement Lamp | T8 Four-Foot | Replacement Lamps (plug and play) (UL Type A) |  | standard | FALSE | [10 empty] | June, 23 2017 00:00:00 | Not Dimmable | Not Dimmable | No |  | MMMPKN | [25 empty] | 5 | 2585 | 123.92 | 20.86 | 12.94 | 0.97 | 3500 | 81.2 |  |  |  | FALSE | FALSE | FALSE | [8 empty] | March, 30 2020 00:00:00 | FALSE | FALSE | FALSE | [6 empty] | AC | [7 empty] | FALSE
P9XSJ4K8 | SHENZHEN TOWINS OPTO.CO.,LIMITED | TOWINS | GB18-W850G1312-07 | Linear Replacement Lamp | T8 Four-Foot | Replacement Lamps (plug and play) (UL Type A) |  | standard | FALSE | [10 empty] | June, 23 2017 00:00:00 | Not Dimmable | Not Dimmable | No |  | MMMPKN | [25 empty] | 5 | 2657 | 126.72 | 20.97 | 13.94 | 0.98 | 5000 | 82.8 |  |  |  | FALSE | FALSE | FALSE | [8 empty] | March, 30 2020 00:00:00 | FALSE | FALSE | FALSE | [6 empty] | AC | [7 empty] | FALSE
P2FV14QH | The Straits Lighting Company, LLC | Straits Lighting | SL917T8NPP-48-12W-100/277V-3500-F-I-N-G13 | Linear Replacement Lamp | T8 Four-Foot | Replacement Lamps (plug and play) (UL Type A) |  | standard | FALSE | [10 empty] | June, 23 2017 00:00:00 | Not Dimmable | Not Dimmable | NotYetVerified |  | KKKZWQ | [25 empty] | 5 | 1718 | 132.46 | 12.97 | 20 | 0.9 | 3500 | 82 |  |  |  | FALSE | FALSE | FALSE | [8 empty] | March, 30 2020 00:00:00 | FALSE | FALSE | FALSE | [6 empty] | AC | [7 empty] | FALSE
P7DCPJCQ | The Straits Lighting Company, LLC | Straits Lighting | SL917T8NBC-48-15W-100/277V-3500-F-I-N-G13 | Linear Replacement Lamp | T8 Four-Foot | Replacement Lamps (plug and play) (UL Type A) |  | standard | FALSE | [10 empty] | June, 23 2017 00:00:00 | Not Dimmable | Not Dimmable | NotYetVerified |  | KKKZXG | [25 empty] | 5 | 1888 | 117.2 | 16.11 | 20 | 0.9 | 3500 | 82 |  |  |  | FALSE | FALSE | FALSE | [8 empty] | March, 30 2020 00:00:00 | FALSE | FALSE | FALSE | [6 empty] | AC | [7 empty] | FALSE
PYA92PCY | The Straits Lighting Company, LLC | Straits Lighting | SL917T8NBC-48-15W-100/277V-4000-F-I-N-G13 | Linear Replacement Lamp | T8 Four-Foot | Replacement Lamps (plug and play) (UL Type A) |  | standard | FALSE | [10 empty] | June, 23 2017 00:00:00 | Not Dimmable | Not Dimmable | NotYetVerified |  | KKKZXG | [25 empty] | 5 | 1888 | 117.2 | 16.11 | 20 | 0.9 | 4000 | 82 |  |  |  | FALSE | FALSE | FALSE | [8 empty] | March, 30 2020 00:00:00 | FALSE | FALSE | FALSE | [6 empty] | AC | [7 empty] | FALSE
PMQYBMMT | The Straits Lighting Company, LLC | Straits Lighting | SL917T8NPP-48-16W-100/277V-5000-F-I-N-G13 | Linear Replacement Lamp | T8 Four-Foot | Replacement Lamps (plug and play) (UL Type A) |  | standard | FALSE | [10 empty] | June, 23 2017 00:00:00 | Not Dimmable | Not Dimmable | NotYetVerified |  | KKKZWS | [25 empty] | 5 | 2132 | 130.4 | 16.35 | 20 | 0.9 | 5000 | 80.7 |  |  |  | FALSE | FALSE | FALSE | [8 empty] | March, 30 2020 00:00:00 | FALSE | FALSE | FALSE | [6 empty] | AC | [7 empty] | FALSE
PXC7QM9B | Best Lighting Products | BEST LIGHTING | DR4FT15W4K | Linear Replacement Lamp | T8 Four-Foot | Replacement Lamps (plug and play) (UL Type A) |  | standard | FALSE | [10 empty] | June, 23 2017 00:00:00 | Not Dimmable | Not Dimmable | No |  | YYYCAM | [25 empty] | 5 | 2200 | 124 | 18 | 9.83 | 0.97 | 4000 | 82 |  |  |  | FALSE | FALSE | FALSE | [8 empty] | March, 30 2020 00:00:00 | FALSE | FALSE | FALSE | [6 empty] | AC | [7 empty] | FALSE
PE9ZUM3S | Best Lighting Products | BEST LIGHTING | DR4FT11W4K | Linear Replacement Lamp | T8 Four-Foot | Replacement Lamps (plug and play) (UL Type A) |  | standard | FALSE | [10 empty] | June, 23 2017 00:00:00 | Not Dimmable | Not Dimmable | No |  | YYYCAL | [25 empty] | 5 | 1800 | 124 | 14.5 | 13.61 | 0.95 | 4000 | 82 |  |  |  | FALSE | FALSE | FALSE | [8 empty] | March, 30 2020 00:00:00 | FALSE | FALSE | FALSE | [6 empty] | AC | [7 empty] | FALSE
PAKQQGRN | The Straits Lighting Company, LLC | Straits Lighting | SL917T8NPP-48-16W-100/277V-3000-F-I-N-G13 | Linear Replacement Lamp | T8 Four-Foot | Replacement Lamps (plug and play) (UL Type A) |  | standard | TRUE |  | 2132 | 130.4 | 16.35 | 9.14 | 0.902 | 3033 | 81.5 | 5 | 50000 | June, 23 2017 00:00:00 | Not Dimmable | Not Dimmable | NotYetVerified |  | KKKZWS | [15 empty] | 84.1 |  | 1.32 | 1.24 | [6 empty] | 5 | 2132 | 130.4 | 16.35 | 20 | 0.9 | 3000 | 81.8 |  |  |  | FALSE | FALSE | FALSE | [8 empty] | March, 30 2020 00:00:00 | FALSE | FALSE | FALSE | [6 empty] | AC | [7 empty] | FALSE
P52RQ6C7 | The Straits Lighting Company, LLC | Straits Lighting | SL917T8NBC-48-18W-100/277V-3000-F-I-N-G13 | Linear Replacement Lamp | T8 Four-Foot | Replacement Lamps (plug and play) (UL Type A) |  | standard | TRUE |  | 2171 | 117.22 | 18.52 | 17.32 | 0.9318 | 3033 | 82.2 | 5 | 50000 | June, 23 2017 00:00:00 | Not Dimmable | Not Dimmable | NotYetVerified |  | KKKZXI | [15 empty] | 90.5 |  | 1.38 | 1.16 | [6 empty] | 5 | 2171 | 117.22 | 18.52 | 20 | 0.9 | 3000 | 82 |  |  |  | FALSE | FALSE | FALSE | [8 empty] | March, 30 2020 00:00:00 | FALSE | FALSE | FALSE | [6 empty] | AC | [7 empty] | FALSE
PK7G7PB8 | The Straits Lighting Company, LLC | Straits Lighting | SL917T8NBC-48-15W-100/277V-3000-F-I-N-G13 | Linear Replacement Lamp | T8 Four-Foot | Replacement Lamps (plug and play) (UL Type A) |  | standard | TRUE |  | 1888 | 117.2 | 16.11 | 7 | 0.9638 | 2993 | 81.7 | 5 | 50000 | June, 23 2017 00:00:00 | Not Dimmable | Not Dimmable | NotYetVerified |  | KKKZXG | [15 empty] | 90.2 |  | 1.32 | 1.17 | [6 empty] | 5 | 1888 | 117.2 | 16.11 | 20 | 0.9 | 3000 | 82 |  |  |  | FALSE | FALSE | FALSE | [8 empty] | March, 30 2020 00:00:00 | FALSE | FALSE | FALSE | [6 empty] | AC | [7 empty] | FALSE
P3PM4TYD | The Straits Lighting Company, LLC | Straits Lighting | SL917T8NPP-48-14W-100/277V-4000-F-I-N-G13 | Linear Replacement Lamp | T8 Four-Foot | Replacement Lamps (plug and play) (UL Type A) |  | standard | FALSE | [10 empty] | June, 23 2017 00:00:00 | Not Dimmable | Not Dimmable | NotYetVerified |  | KKKZWR | [25 empty] | 5 | 1680 | 120 | 14 | 20 | 0.9 | 4000 | 82 |  |  |  | FALSE | FALSE | FALSE | [8 empty] | March, 30 2020 00:00:00 | FALSE | FALSE | FALSE | [6 empty] | AC | [7 empty] | FALSE
PMRAM2W8 | The Straits Lighting Company, LLC | Straits Lighting | SL917T8BC-48-12W-100/277V-5000-F-I-N-G13 | Linear Replacement Lamp | T8 Four-Foot | Replacement Lamps (plug and play) (UL Type A) |  | standard | FALSE | [10 empty] | June, 23 2017 00:00:00 | Not Dimmable | Not Dimmable | NotYetVerified |  | KKKZWV | [25 empty] | 5 | 1715 | 138.64 | 12.37 | 20 | 0.9 | 4000 | 82 |  |  |  | FALSE | FALSE | FALSE | [8 empty] | March, 30 2020 00:00:00 | FALSE | FALSE | FALSE | [6 empty] | AC | [7 empty] | FALSE
PQNSC5PE | The Straits Lighting Company, LLC | Straits Lighting | SL917T8PP-48-14W-100/277V-5000-F-I-N-G13 | Linear Replacement Lamp | T8 Four-Foot | Replacement Lamps (plug and play) (UL Type A) |  | standard | FALSE | [10 empty] | June, 23 2017 00:00:00 | Not Dimmable | Not Dimmable | NotYetVerified |  | KKKZWN | [25 empty] | 5 | 1920 | 133.33 | 14.4 | 20 | 0.9 | 5000 | 80.7 |  |  |  | FALSE | FALSE | FALSE | [8 empty] | March, 30 2020 00:00:00 | FALSE | FALSE | FALSE | [6 empty] | AC | [7 empty] | FALSE
P9A6R6UK | The Straits Lighting Company, LLC | Straits Lighting | SL917T8BC-48-15W-100/277V-3500-F-I-N-G13 | Linear Replacement Lamp | T8 Four-Foot | Replacement Lamps (plug and play) (UL Type A) |  | standard | FALSE | [10 empty] | June, 23 2017 00:00:00 | Not Dimmable | Not Dimmable | NotYetVerified |  | KKKZWX | [25 empty] | 5 | 1985 | 118.9 | 16.69 | 20 | 0.9 | 3500 | 82 |  |  |  | FALSE | FALSE | FALSE | [8 empty] | March, 30 2020 00:00:00 | FALSE | FALSE | FALSE | [6 empty] | AC | [7 empty] | FALSE
P4QWP398 | The Straits Lighting Company, LLC | Straits Lighting | SL917T8BC-48-20W-100/277V-5000-F-I-N-G13 | Linear Replacement Lamp | T8 Four-Foot | Replacement Lamps (plug and play) (UL Type A) |  | standard | FALSE | [10 empty] | June, 23 2017 00:00:00 | Not Dimmable | Not Dimmable | NotYetVerified |  | KKKZXC | [25 empty] | 5 | 2300 | 120 | 19.2 | 20 | 0.9 | 3500 | 82 |  |  |  | FALSE | FALSE | FALSE | [8 empty] | March, 30 2020 00:00:00 | FALSE | FALSE | FALSE | [6 empty] | AC | [7 empty] | FALSE
P3HXQPEX | SHENZHEN TOWINS OPTO.CO.,LIMITED | TOWINS | GB18-W845G1312-07 | Linear Replacement Lamp | T8 Four-Foot | Replacement Lamps (plug and play) (UL Type A) |  | standard | FALSE | [10 empty] | June, 23 2017 00:00:00 | Not Dimmable | Not Dimmable | No |  | MMMPKN | [25 empty] | 5 | 2633 | 126.22 | 20.86 | 12.94 | 0.97 | 4500 | 81.2 |  |  |  | FALSE | FALSE | FALSE | [8 empty] | March, 30 2020 00:00:00 | FALSE | FALSE | FALSE | [6 empty] | AC | [7 empty] | FALSE
PDQPY1SZ | Best Lighting Products | BEST LIGHTING | DR-T525W-3500LM-35K | Linear Replacement Lamp | T8 Four-Foot | Replacement Lamps (plug and play) (UL Type A) |  | standard | FALSE | [10 empty] | June, 23 2017 00:00:00 | Dimmable | Continuous Above 10 | No |  | YYYCAN | [25 empty] | 4.4 | 3200 | 114 | 28 | 20 | 0.9 | 3500 | 82 |  |  |  | FALSE | FALSE | FALSE | [8 empty] | November, 02 2018 00:00:00 | FALSE | FALSE | FALSE | [6 empty] | AC | [7 empty] | FALSE
PGDVZCDE | Best Lighting Products | BEST LIGHTING | DR-T525W-3500LM-4K | Linear Replacement Lamp | T8 Four-Foot | Replacement Lamps (plug and play) (UL Type A) |  | standard | FALSE | [10 empty] | June, 23 2017 00:00:00 | Dimmable | Continuous Above 10 | No |  | YYYCAN | [25 empty] | 5 | 3500 | 125 | 28 | 20 | 0.9 | 4000 | 82 |  |  |  | FALSE | FALSE | FALSE | [8 empty] | March, 30 2020 00:00:00 | FALSE | FALSE | FALSE | [6 empty] | AC | [7 empty] | FALSE
P32W9XZN | Best Lighting Products | BEST LIGHTING | DR4FT15W5K | Linear Replacement Lamp | T8 Four-Foot | Replacement Lamps (plug and play) (UL Type A) |  | standard | FALSE | [10 empty] | June, 23 2017 00:00:00 | Not Dimmable | Not Dimmable | No |  | YYYCAM | [25 empty] | 5 | 2200 | 124 | 18 | 10.2 | 0.97 | 5000 | 82 |  |  |  | FALSE | FALSE | FALSE | [8 empty] | March, 30 2020 00:00:00 | FALSE | FALSE | FALSE | [6 empty] | AC | [7 empty] | FALSE
PC9CHDHH | Standard Products Inc. | Standard | LED/T8/S4/13W/830/48/STD/SMX | Linear Replacement Lamp | T8 Four-Foot | Replacement Lamps (plug and play) (UL Type A) |  | Standard | TRUE |  | 1955 | 119 | 16.43 | 12.41 | 0.9634 | 3056 | 81.3 | 5 | 50000 | June, 22 2017 00:00:00 | Not Dimmable | Not Dimmable | No |  | SSSCKZ | [15 empty] | 84 |  | 1.24 | 1.22 | [6 empty] | 4.4 | 1800 | 110 | 16 | 12.41 | 0.97 | 3000 | 83 |  |  |  | FALSE | FALSE | FALSE | [8 empty] | November, 02 2018 00:00:00 | FALSE | FALSE | FALSE | [6 empty] | AC | [7 empty] | FALSE
PC45E62Y | Standard Products Inc. | Standard | LED/T8/S4/15W/850/48/STD/SMX | Linear Replacement Lamp | T8 Four-Foot | Replacement Lamps (plug and play) (UL Type A) |  | Standard | FALSE | [10 empty] | June, 22 2017 00:00:00 | Not Dimmable | Not Dimmable | No |  | SSSCLA | [25 empty] | 4.4 | 2200 | 115 | 18 | 11.26 | 0.99 | 5000 | 83 |  |  |  | FALSE | FALSE | FALSE | [8 empty] | November, 02 2018 00:00:00 | FALSE | FALSE | FALSE | [6 empty] | AC | [7 empty] | FALSE
PZTFH7HG | Standard Products Inc. | Standard | LED/T8/S4/15W/830/48/STD/SMX | Linear Replacement Lamp | T8 Four-Foot | Replacement Lamps (plug and play) (UL Type A) |  | Standard | TRUE |  | 2058 | 117.4 | 17.54 | 11.26 | 0.9669 | 3052 | 81.2 | 5 | 50000 | June, 22 2017 00:00:00 | Not Dimmable | Not Dimmable | No |  | SSSCLA | [15 empty] | 83.8 |  | 1.26 | 1.24 | [6 empty] | 4.4 | 2000 | 110 | 18 | 11.26 | 0.99 | 3000 | 83 |  |  |  | FALSE | FALSE | FALSE | [8 empty] | November, 02 2018 00:00:00 | FALSE | FALSE | FALSE | [6 empty] | AC | [7 empty] | FALSE
PF6GN2SZ | Standard Products Inc. | Standard | LED/T8/S4/15W/835/48/STD/SMX | Linear Replacement Lamp | T8 Four-Foot | Replacement Lamps (plug and play) (UL Type A) |  | Standard | FALSE | [10 empty] | June, 22 2017 00:00:00 | Not Dimmable | Not Dimmable | No |  | SSSCLA | [25 empty] | 4.4 | 2000 | 110 | 18 | 11.26 | 0.99 | 3500 | 83 |  |  |  | FALSE | FALSE | FALSE | [8 empty] | November, 02 2018 00:00:00 | FALSE | FALSE | FALSE | [6 empty] | AC | [7 empty] | FALSE
P5XD6MVY | Standard Products Inc. | Standard | LED/T8/S4/13W/835/48/STD/SMX | Linear Replacement Lamp | T8 Four-Foot | Replacement Lamps (plug and play) (UL Type A) |  | Standard | FALSE | [10 empty] | June, 22 2017 00:00:00 | Not Dimmable | Not Dimmable | No |  | SSSCKZ | [25 empty] | 4.4 | 1800 | 110 | 16 | 12.41 | 0.97 | 3500 | 83 |  |  |  | FALSE | FALSE | FALSE | [8 empty] | November, 02 2018 00:00:00 | FALSE | FALSE | FALSE | [6 empty] | AC | [7 empty] | FALSE
PWDTN2UB | Standard Products Inc. | Standard | LED/T8/S4/15W/840/48/STD/SMX | Linear Replacement Lamp | T8 Four-Foot | Replacement Lamps (plug and play) (UL Type A) |  | Standard | FALSE | [10 empty] | June, 22 2017 00:00:00 | Not Dimmable | Not Dimmable | No |  | SSSCLA | [25 empty] | 4.4 | 2100 | 112 | 18 | 11.26 | 0.99 | 4000 | 83 |  |  |  | FALSE | FALSE | FALSE | [8 empty] | November, 02 2018 00:00:00 | FALSE | FALSE | FALSE | [6 empty] | AC | [7 empty] | FALSE
PGPSXB32 | Standard Products Inc. | Standard | LED/T8/S4/13W/840/48/STD/SMX | Linear Replacement Lamp | T8 Four-Foot | Replacement Lamps (plug and play) (UL Type A) |  | Standard | FALSE | [10 empty] | June, 22 2017 00:00:00 | Not Dimmable | Not Dimmable | No |  | SSSCKZ | [25 empty] | 4.4 | 1900 | 112 | 16 | 12.41 | 0.97 | 4000 | 83 |  |  |  | FALSE | FALSE | FALSE | [8 empty] | November, 02 2018 00:00:00 | FALSE | FALSE | FALSE | [6 empty] | AC | [7 empty] | FALSE
PPM4W3RH | Standard Products Inc. | Standard | LED/T8/S4/13W/850/48/STD/SMX | Linear Replacement Lamp | T8 Four-Foot | Replacement Lamps (plug and play) (UL Type A) |  | Standard | FALSE | [10 empty] | June, 22 2017 00:00:00 | Not Dimmable | Not Dimmable | No |  | SSSCKZ | [25 empty] | 4.4 | 2000 | 115 | 16 | 12.41 | 0.97 | 5000 | 83 |  |  |  | FALSE | FALSE | FALSE | [8 empty] | November, 02 2018 00:00:00 | FALSE | FALSE | FALSE | [6 empty] | AC | [7 empty] | FALSE
PGR8CSAS | CH Lighting Technology Co.,Ltd. | CH | CH1128-48-15W 840-2 | Linear Replacement Lamp | T8 Four-Foot | Replacement Lamps (plug and play) (UL Type A) |  | standard | FALSE | [10 empty] | June, 16 2017 00:00:00 | Dimmable | Continuous Below 10 | No |  | VAVWQK | [25 empty] | 4.4 | 2070 | 115 | 18 | 8 | 0.9 | 4000 | 80 |  |  |  | FALSE | FALSE | FALSE | [8 empty] | November, 02 2018 00:00:00 | FALSE | FALSE | FALSE | [6 empty] | AC | [7 empty] | FALSE
P4H43WCP | CH Lighting Technology Co.,Ltd. | CH | CH1128-48-15W 830-2 | Linear Replacement Lamp | T8 Four-Foot | Replacement Lamps (plug and play) (UL Type A) |  | standard | TRUE |  | 2044 | 127 | 16.1 | 8.35 | 0.969 | 2992 | 82.4 | 5 | 50000 | June, 16 2017 00:00:00 | Dimmable | Continuous Below 10 | No |  | VAVWQK | [15 empty] | 83.7 |  | 1.34 | 1.26 | [6 empty] | 5 | 2034 | 113 | 18 | 8 | 0.9 | 3000 | 80 |  |  |  | FALSE | FALSE | FALSE | [8 empty] | March, 30 2020 00:00:00 | FALSE | FALSE | FALSE | [6 empty] | AC | [7 empty] | FALSE
PSYV5PT5 | CH Lighting Technology Co.,Ltd. | CH | CH1128-48-13W 830-2 | Linear Replacement Lamp | T8 Four-Foot | Replacement Lamps (plug and play) (UL Type A) |  | standard | TRUE |  | 1823 | 123.8 | 14.73 | 9.28 | 0.964 | 3006 | 82.2 | 5 | 50000 | June, 16 2017 00:00:00 | Dimmable | Continuous Below 10 | No |  | VAVWQJ | [15 empty] | 84.1 |  | 1.3 | 1.2 | [6 empty] | 5 | 1808 | 113 | 16 | 10 | 0.9 | 3000 | 80 |  |  |  | FALSE | FALSE | FALSE | [8 empty] | March, 30 2020 00:00:00 | FALSE | FALSE | FALSE | [6 empty] | AC | [7 empty] | FALSE
PA7GTAWQ | CH Lighting Technology Co.,Ltd. | CH | CH1128-48-13W 835-2 | Linear Replacement Lamp | T8 Four-Foot | Replacement Lamps (plug and play) (UL Type A) |  | standard | FALSE | [10 empty] | June, 16 2017 00:00:00 | Dimmable | Continuous Below 10 | No |  | VAVWQJ | [25 empty] | 4.4 | 1808 | 113 | 16 | 10 | 0.9 | 3500 | 80 |  |  |  | FALSE | FALSE | FALSE | [8 empty] | November, 02 2018 00:00:00 | FALSE | FALSE | FALSE | [6 empty] | AC | [7 empty] | FALSE
PW3QGVP8 | CH Lighting Technology Co.,Ltd. | CH | CH1128-48-15W 835-2 | Linear Replacement Lamp | T8 Four-Foot | Replacement Lamps (plug and play) (UL Type A) |  | standard | FALSE | [10 empty] | June, 16 2017 00:00:00 | Dimmable | Continuous Below 10 | No |  | VAVWQK | [25 empty] | 4.4 | 2034 | 113 | 18 | 8 | 0.9 | 3500 | 80 |  |  |  | FALSE | FALSE | FALSE | [8 empty] | November, 02 2018 00:00:00 | FALSE | FALSE | FALSE | [6 empty] | AC | [7 empty] | FALSE
PB1TNPAS | CH Lighting Technology Co.,Ltd. | CH | CH1128-48-13W 850-2 | Linear Replacement Lamp | T8 Four-Foot | Replacement Lamps (plug and play) (UL Type A) |  | standard | FALSE | [10 empty] | June, 16 2017 00:00:00 | Dimmable | Continuous Below 10 | No |  | VAVWQJ | [25 empty] | 5 | 1888 | 118 | 16 | 10 | 0.9 | 5000 | 80 |  |  |  | FALSE | FALSE | FALSE | [8 empty] | March, 30 2020 00:00:00 | FALSE | FALSE | FALSE | [6 empty] | AC | [7 empty] | FALSE
PN3VGYST | CH Lighting Technology Co.,Ltd. | CH | CH1128-48-15W 850-2 | Linear Replacement Lamp | T8 Four-Foot | Replacement Lamps (plug and play) (UL Type A) |  | standard | FALSE | [10 empty] | June, 16 2017 00:00:00 | Dimmable | Continuous Below 10 | No |  | VAVWQK | [25 empty] | 5 | 2124 | 118 | 18 | 8 | 0.9 | 5000 | 80 |  |  |  | FALSE | FALSE | FALSE | [8 empty] | March, 30 2020 00:00:00 | FALSE | FALSE | FALSE | [6 empty] | AC | [7 empty] | FALSE
PATBYRPM | CH Lighting Technology Co.,Ltd. | CH | CH1128-48-13W 840-2 | Linear Replacement Lamp | T8 Four-Foot | Replacement Lamps (plug and play) (UL Type A) |  | standard | FALSE | [10 empty] | June, 16 2017 00:00:00 | Dimmable | Continuous Below 10 | No |  | VAVWQJ | [25 empty] | 4.4 | 1840 | 115 | 16 | 10 | 0.9 | 4000 | 80 |  |  |  | FALSE | FALSE | FALSE | [8 empty] | November, 02 2018 00:00:00 | FALSE | FALSE | FALSE | [6 empty] | AC | [7 empty] | FALSE
PQME4EJD | E2 Lighting International inc. | E2 Lighting | E2-T8-GL-A1218(3000K) | Linear Replacement Lamp | T8 Four-Foot | Replacement Lamps (plug and play) (UL Type A) |  | standard | TRUE |  | 2103.17 | 115.559 | 18.2 | 17.3 | 0.957 | 2903 | 82.3 | 5 | 50000 | June, 15 2017 00:00:00 | Dimmable | Continuous Below 10 | No |  | XXXBFT | [15 empty] | 79.2 |  | 1.18 | 1.26 | [6 empty] | 5 | 2103.1 | 115.5 | 18.2 | 17.3 | 0.96 | 2903 | 82.3 |  |  |  | FALSE | FALSE | FALSE | [8 empty] | March, 30 2020 00:00:00 | FALSE | FALSE | FALSE | [6 empty] | AC | [7 empty] | FALSE
P96XFPRC | E2 Lighting International inc. | E2 Lighting | E2-T8-GL-A1215(3000K) | Linear Replacement Lamp | T8 Four-Foot | Replacement Lamps (plug and play) (UL Type A) |  | standard | TRUE |  | 1735.38 | 114.926 | 15.1 | 17.4 | 0.958 | 2906 | 82 | 5 | 50000 | June, 15 2017 00:00:00 | Dimmable | Continuous Below 10 | No |  | XXXBFS | [15 empty] | 79.2 |  | 1.18 | 1.26 | [6 empty] | 5 | 1735.3 | 114.9 | 15.1 | 17.4 | 0.96 | 2906 | 82 |  |  |  | FALSE | FALSE | FALSE | [8 empty] | March, 30 2020 00:00:00 | FALSE | FALSE | FALSE | [6 empty] | AC | [7 empty] | FALSE
PGEUWXR7 | Luminoso, LLC | LUMINOSO LED | 4T8-12-18W-30K-J-MF-FR | Linear Replacement Lamp | T8 Four-Foot | Dual Mode Internal Driver (UL Type A and Type B) |  | standard | TRUE |  | 2210.16 | 125.577 | 17.6 | 17.1 | 0.926 | 3018 | 83.9 | 5 | 50000 | June, 15 2017 00:00:00 | Not Dimmable | Not Dimmable | NO |  | YYYBZX | [15 empty] | 80.3 |  | 1.04 | 1.24 | [6 empty] | 5 | 2210.1 | 125.5 | 17.6 | 17.1 | 0.93 | 3018 | 83.9 |  |  |  | FALSE | FALSE | FALSE | [8 empty] | March, 30 2020 00:00:00 | FALSE | FALSE | FALSE | [6 empty] | AC | [7 empty] | FALSE
P7JMP4TK | E2 Lighting International inc. | E2 Lighting | E2-T8-GL-A1212(4000K) | Linear Replacement Lamp | T8 Four-Foot | Replacement Lamps (plug and play) (UL Type A) |  | standard | FALSE | [10 empty] | June, 15 2017 00:00:00 | Not Dimmable | Not Dimmable | No |  | XXXBFR | [25 empty] | 5 | 1635 | 122.06 | 13.4 | 10.86 | 0.9046 | 4000 | 83.3 |  |  |  | FALSE | FALSE | FALSE | [8 empty] | March, 30 2020 00:00:00 | FALSE | FALSE | FALSE | [6 empty] | AC | [7 empty] | FALSE
PXU6EXA2 | E2 Lighting International inc. | E2 Lighting | E2-T8-GL-A1218(5000K) | Linear Replacement Lamp | T8 Four-Foot | Replacement Lamps (plug and play) (UL Type A) |  | standard | FALSE | [10 empty] | June, 15 2017 00:00:00 | Dimmable | Continuous Below 10 | No |  | XXXBFT | [25 empty] | 5 | 2150 | 118.7 | 18.1 | 17.6 | 0.96 | 4884 | 82.4 |  |  |  | FALSE | FALSE | FALSE | [8 empty] | March, 30 2020 00:00:00 | FALSE | FALSE | FALSE | [6 empty] | AC | [7 empty] | FALSE
PYNK1JSF | E2 Lighting International inc. | E2 Lighting | E2-T8-GL-A1212(5000K) | Linear Replacement Lamp | T8 Four-Foot | Replacement Lamps (plug and play) (UL Type A) |  | standard | FALSE | [10 empty] | June, 15 2017 00:00:00 | Not Dimmable | Not Dimmable | No |  | XXXBFR | [25 empty] | 5 | 1657 | 124.12 | 13.35 | 10.94 | 0.903 | 5000 | 84.2 |  |  |  | FALSE | FALSE | FALSE | [8 empty] | March, 30 2020 00:00:00 | FALSE | FALSE | FALSE | [6 empty] | AC | [7 empty] | FALSE
PPKTSFW1 | Luminoso, LLC | LUMINOSO LED | 4T8-12-18W-40K-J-MF-FR | Linear Replacement Lamp | T8 Four-Foot | Dual Mode Internal Driver (UL Type A and Type B) |  | standard | FALSE | [10 empty] | June, 15 2017 00:00:00 | Not Dimmable | Not Dimmable | NO |  | YYYBZX | [25 empty] | 5 | 2210.1 | 125.5 | 17.6 | 17.1 | 0.93 | 4000 | 83.9 |  |  |  | FALSE | FALSE | FALSE | [8 empty] | March, 30 2020 00:00:00 | FALSE | FALSE | FALSE | [6 empty] | AC | [7 empty] | FALSE
PCF3VKMT | E2 Lighting International inc. | E2 Lighting | E2-T8-GL-A1212(3500K) | Linear Replacement Lamp | T8 Four-Foot | Replacement Lamps (plug and play) (UL Type A) |  | standard | FALSE | [10 empty] | June, 15 2017 00:00:00 | Not Dimmable | Not Dimmable | No |  | XXXBFR | [25 empty] | 5 | 1624 | 121.24 | 13.4 | 10.86 | 0.9046 | 3500 | 83.3 |  |  |  | FALSE | FALSE | FALSE | [8 empty] | March, 30 2020 00:00:00 | FALSE | FALSE | FALSE | [6 empty] | AC | [7 empty] | FALSE
P35K3HFJ | E2 Lighting International inc. | E2 Lighting | E2-T8-GL-A1215(3500K) | Linear Replacement Lamp | T8 Four-Foot | Replacement Lamps (plug and play) (UL Type A) |  | standard | FALSE | [10 empty] | June, 15 2017 00:00:00 | Dimmable | Continuous Below 10 | No |  | XXXBFS | [25 empty] | 4.4 | 1735.3 | 114.9 | 15.1 | 17.4 | 0.96 | 3500 | 82 |  |  |  | FALSE | FALSE | FALSE | [8 empty] | November, 02 2018 00:00:00 | FALSE | FALSE | FALSE | [6 empty] | AC | [7 empty] | FALSE
PCZ24E5E | E2 Lighting International inc. | E2 Lighting | E2-T8-GL-A1215(4000K) | Linear Replacement Lamp | T8 Four-Foot | Replacement Lamps (plug and play) (UL Type A) |  | standard | FALSE | [10 empty] | June, 15 2017 00:00:00 | Dimmable | Continuous Below 10 | No |  | XXXBFS | [25 empty] | 4.4 | 1735.3 | 114.9 | 15.1 | 17.4 | 0.96 | 4000 | 82 |  |  |  | FALSE | FALSE | FALSE | [8 empty] | November, 02 2018 00:00:00 | FALSE | FALSE | FALSE | [6 empty] | AC | [7 empty] | FALSE
PR4C2TH2 | Luminoso, LLC | LUMINOSO LED | 4T8-12-18W-50K-J-MF-FR | Linear Replacement Lamp | T8 Four-Foot | Dual Mode Internal Driver (UL Type A and Type B) |  | standard | FALSE | [10 empty] | June, 15 2017 00:00:00 | Not Dimmable | Not Dimmable | NO |  | YYYBZX | [25 empty] | 5 | 2266.3 | 128 | 17.7 | 18.8 | 0.94 | 5128 | 87.1 |  |  |  | FALSE | FALSE | FALSE | [8 empty] | March, 30 2020 00:00:00 | FALSE | FALSE | FALSE | [6 empty] | AC | [7 empty] | FALSE
PAPQ2DUW | Luminoso, LLC | LUMINOSO LED | 4T8-12-18W-30K-J-MF-CL | Linear Replacement Lamp | T8 Four-Foot | Dual Mode Internal Driver (UL Type A and Type B) |  | standard | TRUE |  | 2281.82 | 129.649 | 17.6 | 17.2 | 0.926 | 3073 | 83.2 | 5 | 50000 | June, 15 2017 00:00:00 | Not Dimmable | Not Dimmable | NO |  | YYYBZW | [15 empty] | 81.5 |  | 1.06 | 1.24 | [6 empty] | 5 | 2281.8 | 129.6 | 17.6 | 17.2 | 0.93 | 3073 | 83.2 |  |  |  | FALSE | FALSE | FALSE | [8 empty] | March, 30 2020 00:00:00 | FALSE | FALSE | FALSE | [6 empty] | AC | [7 empty] | FALSE
PK3X5DXQ | E2 Lighting International inc. | E2 Lighting | E2-T8-GL-A1212(3000K) | Linear Replacement Lamp | T8 Four-Foot | Replacement Lamps (plug and play) (UL Type A) |  | standard | TRUE |  | 1613 | 120.01 | 13.44 | 10.86 | 0.9046 | 3060 | 83.3 | 5 | 50000 | June, 15 2017 00:00:00 | Not Dimmable | Not Dimmable | No |  | XXXBFR | [15 empty] | 84.4 |  | 1.24 | 1.34 | [6 empty] | 5 | 1613 | 120.01 | 13.44 | 10.86 | 0.9046 | 3000 | 83.3 |  |  |  | FALSE | FALSE | FALSE | [8 empty] | March, 30 2020 00:00:00 | FALSE | FALSE | FALSE | [6 empty] | AC | [7 empty] | FALSE
PKEQ75RD | E2 Lighting International inc. | E2 Lighting | E2-T8-GL-A1218(3500K) | Linear Replacement Lamp | T8 Four-Foot | Replacement Lamps (plug and play) (UL Type A) |  | standard | FALSE | [10 empty] | June, 15 2017 00:00:00 | Dimmable | Continuous Below 10 | No |  | XXXBFT | [25 empty] | 4.4 | 2103.1 | 115.5 | 18.2 | 17.3 | 0.96 | 3500 | 82.3 |  |  |  | FALSE | FALSE | FALSE | [8 empty] | November, 02 2018 00:00:00 | FALSE | FALSE | FALSE | [6 empty] | AC | [7 empty] | FALSE
PG8JKRKX | E2 Lighting International inc. | E2 Lighting | E2-T8-GL-A1215(5000K) | Linear Replacement Lamp | T8 Four-Foot | Replacement Lamps (plug and play) (UL Type A) |  | standard | FALSE | [10 empty] | June, 15 2017 00:00:00 | Dimmable | Continuous Below 10 | No |  | XXXBFS | [25 empty] | 5 | 1786.6 | 117.5 | 15.2 | 17.7 | 0.95 | 4885 | 82.3 |  |  |  | FALSE | FALSE | FALSE | [8 empty] | March, 30 2020 00:00:00 | FALSE | FALSE | FALSE | [6 empty] | AC | [7 empty] | FALSE
PPAWWNAW | E2 Lighting International inc. | E2 Lighting | E2-T8-GL-A1218(4000K) | Linear Replacement Lamp | T8 Four-Foot | Replacement Lamps (plug and play) (UL Type A) |  | standard | FALSE | [10 empty] | June, 15 2017 00:00:00 | Dimmable | Continuous Below 10 | No |  | XXXBFT | [25 empty] | 4.4 | 2103.1 | 115.5 | 18.2 | 17.3 | 0.96 | 4000 | 82.3 |  |  |  | FALSE | FALSE | FALSE | [8 empty] | November, 02 2018 00:00:00 | FALSE | FALSE | FALSE | [6 empty] | AC | [7 empty] | FALSE
PRT4YVEX | Luminoso, LLC | LUMINOSO LED | 4T8-12-18W-50K-J-MF-CL | Linear Replacement Lamp | T8 Four-Foot | Dual Mode Internal Driver (UL Type A and Type B) |  | standard | FALSE | [10 empty] | June, 15 2017 00:00:00 | Not Dimmable | Not Dimmable | NO |  | YYYBZW | [25 empty] | 5 | 2339.7 | 132.1 | 17.7 | 18.1 | 0.93 | 5076 | 84.9 |  |  |  | FALSE | FALSE | FALSE | [8 empty] | March, 30 2020 00:00:00 | FALSE | FALSE | FALSE | [6 empty] | AC | [7 empty] | FALSE
PWXBYTRN | Luminoso, LLC | LUMINOSO LED | 4T8-12-18W-40K-J-MF-CL | Linear Replacement Lamp | T8 Four-Foot | Dual Mode Internal Driver (UL Type A and Type B) |  | standard | FALSE | [10 empty] | June, 15 2017 00:00:00 | Not Dimmable | Not Dimmable | NO |  | YYYBZW | [25 empty] | 5 | 2281.8 | 129.6 | 17.6 | 17.2 | 0.93 | 4000 | 83.2 |  |  |  | FALSE | FALSE | FALSE | [8 empty] | March, 30 2020 00:00:00 | FALSE | FALSE | FALSE | [6 empty] | AC | [7 empty] | FALSE
P8C42RHN | XTRA LITE LIGHTING LLC | XTRA LITE LIGHTING LLC | 4081545U | Linear Replacement Lamp | T8 Four-Foot | Replacement Lamps (plug and play) (UL Type A) |  | standard | FALSE | [10 empty] | June, 14 2017 00:00:00 | Dimmable | Continuous Below 10 | FALSE |  | YYYBYX | [25 empty] | 4.4 | 2050 | 113 | 18 | 11.57 | 0.97 | 4500 | 83 |  |  |  | FALSE | FALSE | FALSE | [8 empty] | November, 02 2018 00:00:00 | FALSE | FALSE | FALSE | [6 empty] | AC | [7 empty] | FALSE
PEUVYPGM | XTRA LITE LIGHTING LLC | XTRA LITE LIGHTING LLC | 4081345U | Linear Replacement Lamp | T8 Four-Foot | Replacement Lamps (plug and play) (UL Type A) |  | standard | FALSE | [10 empty] | June, 14 2017 00:00:00 | Dimmable | Continuous Below 10 | FALSE |  | YYYBYW | [25 empty] | 4.4 | 1800 | 113 | 16 | 13.04 | 0.96 | 4500 | 83 |  |  |  | FALSE | FALSE | FALSE | [8 empty] | November, 02 2018 00:00:00 | FALSE | FALSE | FALSE | [6 empty] | AC | [7 empty] | FALSE
PNSEZF5M | XTRA LITE LIGHTING LLC | XTRA LITE LIGHTING LLC | 4081530U | Linear Replacement Lamp | T8 Four-Foot | Replacement Lamps (plug and play) (UL Type A) |  | standard | TRUE |  | 1987 | 125.1 | 15.88 | 11.57 | 0.9651 | 3020 | 82.5 | 5 | 50000 | June, 14 2017 00:00:00 | Dimmable | Continuous Below 10 | FALSE |  | YYYBYX | [15 empty] | 83.8 |  | 1.26 | 1.26 | [6 empty] | 4.4 | 2000 | 111 | 18 | 11.57 | 0.97 | 3000 | 83 |  |  |  | FALSE | FALSE | FALSE | [8 empty] | November, 02 2018 00:00:00 | FALSE | FALSE | FALSE | [6 empty] | AC | [7 empty] | FALSE
PTTU729E | XTRA LITE LIGHTING LLC | XTRA LITE LIGHTING LLC | 4081535U | Linear Replacement Lamp | T8 Four-Foot | Replacement Lamps (plug and play) (UL Type A) |  | standard | FALSE | [10 empty] | June, 14 2017 00:00:00 | Dimmable | Continuous Below 10 | FALSE |  | YYYBYX | [25 empty] | 4.4 | 2000 | 111 | 18 | 11.57 | 0.97 | 3500 | 83 |  |  |  | FALSE | FALSE | FALSE | [8 empty] | November, 02 2018 00:00:00 | FALSE | FALSE | FALSE | [6 empty] | AC | [7 empty] | FALSE
PFBKKG6P | XTRA LITE LIGHTING LLC | XTRA LITE LIGHTING LLC | 4081541U | Linear Replacement Lamp | T8 Four-Foot | Replacement Lamps (plug and play) (UL Type A) |  | standard | FALSE | [10 empty] | June, 14 2017 00:00:00 | Dimmable | Continuous Below 10 | FALSE |  | YYYBYX | [25 empty] | 4.4 | 2050 | 113 | 18 | 11.57 | 0.97 | 4000 | 83 |  |  |  | FALSE | FALSE | FALSE | [8 empty] | November, 02 2018 00:00:00 | FALSE | FALSE | FALSE | [6 empty] | AC | [7 empty] | FALSE
PMGJSKUC | XTRA LITE LIGHTING LLC | XTRA LITE LIGHTING LLC | 4081341U | Linear Replacement Lamp | T8 Four-Foot | Replacement Lamps (plug and play) (UL Type A) |  | standard | FALSE | [10 empty] | June, 14 2017 00:00:00 | Dimmable | Continuous Below 10 | FALSE |  | YYYBYW | [25 empty] | 4.4 | 1800 | 113 | 16 | 13.04 | 0.96 | 4000 | 83 |  |  |  | FALSE | FALSE | FALSE | [8 empty] | November, 02 2018 00:00:00 | FALSE | FALSE | FALSE | [6 empty] | AC | [7 empty] | FALSE
PDPZHKU1 | XTRA LITE LIGHTING LLC | XTRA LITE LIGHTING LLC | 4081350U | Linear Replacement Lamp | T8 Four-Foot | Replacement Lamps (plug and play) (UL Type A) |  | standard | FALSE | [10 empty] | June, 14 2017 00:00:00 | Dimmable | Continuous Below 10 | FALSE |  | YYYBYW | [25 empty] | 4.4 | 1850 | 116 | 16 | 13.09 | 0.96 | 5000 | 83 |  |  |  | FALSE | FALSE | FALSE | [8 empty] | November, 02 2018 00:00:00 | FALSE | FALSE | FALSE | [6 empty] | AC | [7 empty] | FALSE
PUTXTFXU | XTRA LITE LIGHTING LLC | XTRA LITE LIGHTING LLC | 4081330U | Linear Replacement Lamp | T8 Four-Foot | Replacement Lamps (plug and play) (UL Type A) |  | standard | TRUE |  | 1801 | 122 | 14.76 | 13.04 | 0.9603 | 3022 | 82.5 | 5 | 50000 | June, 14 2017 00:00:00 | Dimmable | Continuous Below 10 | FALSE |  | YYYBYW | [15 empty] | 83.7 |  | 1.24 | 1.24 | [6 empty] | 4.4 | 1760 | 111 | 16 | 13.04 | 0.96 | 3000 | 83 |  |  |  | FALSE | FALSE | FALSE | [8 empty] | November, 02 2018 00:00:00 | FALSE | FALSE | FALSE | [6 empty] | AC | [7 empty] | FALSE
PEDHVS68 | XTRA LITE LIGHTING LLC | XTRA LITE LIGHTING LLC | 4081550U | Linear Replacement Lamp | T8 Four-Foot | Replacement Lamps (plug and play) (UL Type A) |  | standard | FALSE | [10 empty] | June, 14 2017 00:00:00 | Dimmable | Continuous Below 10 | FALSE |  | YYYBYX | [25 empty] | 4.4 | 2100 | 116 | 18 | 11.59 | 0.97 | 5000 | 83 |  |  |  | FALSE | FALSE | FALSE | [8 empty] | November, 02 2018 00:00:00 | FALSE | FALSE | FALSE | [6 empty] | AC | [7 empty] | FALSE
PRU3S6BW | XTRA LITE LIGHTING LLC | XTRA LITE LIGHTING LLC | 4081335U | Linear Replacement Lamp | T8 Four-Foot | Replacement Lamps (plug and play) (UL Type A) |  | standard | FALSE | [10 empty] | June, 14 2017 00:00:00 | Dimmable | Continuous Below 10 | FALSE |  | YYYBYW | [25 empty] | 4.4 | 1760 | 111 | 16 | 13.04 | 0.96 | 3500 | 83 |  |  |  | FALSE | FALSE | FALSE | [8 empty] | November, 02 2018 00:00:00 | FALSE | FALSE | FALSE | [6 empty] | AC | [7 empty] | FALSE
PQSYGE9G | LED One Corporation | LED ONE | LOD-GDMT84F-24W40KF YM | Linear Replacement Lamp | T8 Four-Foot | Dual Mode Internal Driver (UL Type A and Type B) |  | standard | FALSE | [10 empty] | June, 13 2017 00:00:00 | Not Dimmable | Not Dimmable | No |  | XXXBFJ | [25 empty] | 5 | 3200 | 134 | 24 | 10 | 0.9 | 4000 | 80 |  |  |  | FALSE | FALSE | FALSE | [8 empty] | March, 30 2020 00:00:00 | FALSE | FALSE | FALSE | [6 empty] | AC | [7 empty] | FALSE
P8NAEWK7 | LED One Corporation | LED ONE | LOD-GDMT84F-24W30KF YM | Linear Replacement Lamp | T8 Four-Foot | Dual Mode Internal Driver (UL Type A and Type B) |  | standard | TRUE |  | 3239 | 134.3 | 24.11 | 15.27 | 0.902 | 3085 | 83 | 5 | 50000 | June, 13 2017 00:00:00 | Not Dimmable | Not Dimmable | No |  | XXXBFJ | [15 empty] | 84.4 |  | 1.28 | 1.24 | [6 empty] | 5 | 2990 | 125 | 24 | 10 | 0.9 | 3000 | 80 |  |  |  | FALSE | FALSE | FALSE | [8 empty] | March, 30 2020 00:00:00 | FALSE | FALSE | FALSE | [6 empty] | AC | [7 empty] | FALSE
PP8MSVK9 | LED One Corporation | LED ONE | LOD-GDMT84F-24W45KF YM | Linear Replacement Lamp | T8 Four-Foot | Dual Mode Internal Driver (UL Type A and Type B) |  | standard | FALSE | [10 empty] | June, 13 2017 00:00:00 | Not Dimmable | Not Dimmable | No |  | XXXBFJ | [25 empty] | 5 | 3200 | 134 | 24 | 10 | 0.9 | 4500 | 80 |  |  |  | FALSE | FALSE | FALSE | [8 empty] | March, 30 2020 00:00:00 | FALSE | FALSE | FALSE | [6 empty] | AC | [7 empty] | FALSE
PUWKXZGZ | LED One Corporation | LED ONE | LOD-GDMT84F-24W50KF YM | Linear Replacement Lamp | T8 Four-Foot | Dual Mode Internal Driver (UL Type A and Type B) |  | standard | FALSE | [10 empty] | June, 13 2017 00:00:00 | Not Dimmable | Not Dimmable | No |  | XXXBFJ | [25 empty] | 5 | 3200 | 134 | 24 | 10 | 0.9 | 5000 | 80 |  |  |  | FALSE | FALSE | FALSE | [8 empty] | March, 30 2020 00:00:00 | FALSE | FALSE | FALSE | [6 empty] | AC | [7 empty] | FALSE
PUAN8S77 | LED One Corporation | LED ONE | LOD-GDMT84F-24W35KF YM | Linear Replacement Lamp | T8 Four-Foot | Dual Mode Internal Driver (UL Type A and Type B) |  | standard | FALSE | [10 empty] | June, 13 2017 00:00:00 | Not Dimmable | Not Dimmable | No |  | XXXBFJ | [25 empty] | 5 | 2990 | 125 | 24 | 10 | 0.9 | 3500 | 80 |  |  |  | FALSE | FALSE | FALSE | [8 empty] | March, 30 2020 00:00:00 | FALSE | FALSE | FALSE | [6 empty] | AC | [7 empty] | FALSE
PFRBXH9C | Torshare Ltd | TORSHARE | T8-16W-120-GTB(5000K) | Linear Replacement Lamp | T8 Four-Foot | Dual Mode Internal Driver (UL Type A and Type B) |  | standard | FALSE | [10 empty] | June, 08 2017 00:00:00 | Not Dimmable | Not Dimmable | No |  | MMMPJP | [25 empty] | 5 | 2026 | 130.28 | 15.55 | 20.76 | 0.9 | 5000 | 84.8 |  |  |  | FALSE | FALSE | FALSE | [8 empty] | March, 30 2020 00:00:00 | FALSE | FALSE | FALSE | [6 empty] | AC | [7 empty] | FALSE
PZJUUSYR | Torshare Ltd | TORSHARE | T8-16W-120-GTB(4000K) | Linear Replacement Lamp | T8 Four-Foot | Dual Mode Internal Driver (UL Type A and Type B) |  | standard | TRUE |  | 1968 | 128.57 | 15.31 | 20.17 | 0.9087 | 4041 | 84.4 | 5 | 50000 | June, 08 2017 00:00:00 | Not Dimmable | Not Dimmable | No |  | MMMPJP | [15 empty] | 84.6 |  | 1.22 | 1.3 | [6 empty] | 5 | 1956 | 132.05 | 14.81 | 20.35 | 0.91 | 4000 | 84.2 |  |  |  | FALSE | FALSE | FALSE | [8 empty] | March, 30 2020 00:00:00 | FALSE | FALSE | FALSE | [6 empty] | AC | [7 empty] | FALSE
P8AE1C5E | Feit Electric Co., Inc. | FEIT | T48/841/LED/RP(E) | Linear Replacement Lamp | T8 Four-Foot | Replacement Lamps (plug and play) (UL Type A) |  | standard | FALSE | [10 empty] | June, 07 2017 00:00:00 | Dimmable | Continuous Below 10 | No |  | XXXBFB | [25 empty] | 5 | 1650 | 122.2 | 13.5 | 20 | 0.9 | 4000 | 80 |  |  |  | FALSE | FALSE | FALSE | [8 empty] | March, 30 2020 00:00:00 | FALSE | FALSE | FALSE | [6 empty] | AC | [7 empty] | FALSE
PV6W5T7Q | Feit Electric Co., Inc. | FEIT | T48/41K/LED/2(E) | Linear Replacement Lamp | T8 Four-Foot | Replacement Lamps (plug and play) (UL Type A) |  | standard | FALSE | [10 empty] | June, 07 2017 00:00:00 | Dimmable | Continuous Below 10 | No |  | XXXBFB | [25 empty] | 5 | 1650 | 122.2 | 13.5 | 20 | 0.9 | 4000 | 80 |  |  |  | FALSE | FALSE | FALSE | [8 empty] | March, 30 2020 00:00:00 | FALSE | FALSE | FALSE | [6 empty] | AC | [7 empty] | FALSE
PU935AT4 | Feit Electric Co., Inc. | FEIT | T48/850/LED(E) | Linear Replacement Lamp | T8 Four-Foot | Replacement Lamps (plug and play) (UL Type A) |  | standard | FALSE | [10 empty] | June, 07 2017 00:00:00 | Dimmable | Continuous Below 10 | No |  | XXXBFB | [25 empty] | 5 | 1650 | 122.2 | 13.5 | 20 | 0.9 | 5000 | 80 |  |  |  | FALSE | FALSE | FALSE | [8 empty] | March, 30 2020 00:00:00 | FALSE | FALSE | FALSE | [6 empty] | AC | [7 empty] | FALSE
PZQXA1PF | Feit Electric Co., Inc. | FEIT | T48/830/LED(E) | Linear Replacement Lamp | T8 Four-Foot | Replacement Lamps (plug and play) (UL Type A) |  | standard | TRUE |  | 1691 | 126.14 | 13.41 | 10.23 | 0.9617 | 3050 | 83.8 | 5 | 50000 | June, 07 2017 00:00:00 | Dimmable | Continuous Below 10 | No |  | XXXBFB | [15 empty] | 81.6 |  | 1.3 | 1.32 | [6 empty] | 5 | 1650 | 122.2 | 13.5 | 20 | 0.9 | 3000 | 80 |  |  |  | FALSE | FALSE | FALSE | [8 empty] | March, 30 2020 00:00:00 | FALSE | FALSE | FALSE | [6 empty] | AC | [7 empty] | FALSE
PGYSQ42D | Be Green, LLC | Be Green | BG-TU04-15W-5K-02 | Linear Replacement Lamp | T8 Four-Foot | Replacement Lamps (plug and play) (UL Type A) |  | standard | FALSE | [10 empty] | June, 07 2017 00:00:00 | Not Dimmable | Not Dimmable | NotYetVerified |  | XXXBFC | [25 empty] | 5 | 1800 | 120 | 15 | 5.25 | 0.999 | 5000 | 84 |  |  |  | FALSE | FALSE | FALSE | [8 empty] | March, 30 2020 00:00:00 | FALSE | FALSE | FALSE | [6 empty] | AC | [7 empty] | FALSE
PJTSVSEQ | Be Green, LLC | Be Green | BG-TU04-15W-4K-02 | Linear Replacement Lamp | T8 Four-Foot | Replacement Lamps (plug and play) (UL Type A) |  | standard | TRUE |  | 1728.5 | 112.6 | 15.35 | 7.01 | 0.977 | 4112 | 83.8 | 5 | 50000 | June, 07 2017 00:00:00 | Not Dimmable | Not Dimmable | NotYetVerified |  | XXXBFC | [15 empty] | 84.1 |  | 1.2 | 1.28 | [6 empty] | 4.4 | 1728.5 | 112.6 | 15.35 | 5.25 | 0.999 | 4112 | 84 |  |  |  | FALSE | FALSE | FALSE | [8 empty] | November, 02 2018 00:00:00 | FALSE | FALSE | FALSE | [6 empty] | AC | [7 empty] | FALSE
PSVFVV5E | Feit Electric Co., Inc. | FEIT | T48/841/LED(E) | Linear Replacement Lamp | T8 Four-Foot | Replacement Lamps (plug and play) (UL Type A) |  | standard | FALSE | [10 empty] | June, 07 2017 00:00:00 | Dimmable | Continuous Below 10 | No |  | XXXBFB | [25 empty] | 5 | 1650 | 122.2 | 13.5 | 20 | 0.9 | 4000 | 80 |  |  |  | FALSE | FALSE | FALSE | [8 empty] | March, 30 2020 00:00:00 | FALSE | FALSE | FALSE | [6 empty] | AC | [7 empty] | FALSE
PWFQWD2K | JIAXING SUPER LIGHTING ELECTRIC APPLIANCE CO.,LTD | Super | T8L-IDBH13-2200-4ft-CBA-20 | Linear Replacement Lamp | T8 Four-Foot | Dual Mode Internal Driver (UL Type A and Type B) |  | standard | TRUE |  | 2258 | 125.3 | 18.02 | 8.47 | 0.9723 | 3969 | 82.9 | 5 | 50000 | June, 06 2017 00:00:00 | Not Dimmable | Not Dimmable | No |  | RRRUGH | [15 empty] | 81.2 |  | 1.32 | 1.26 | [6 empty] | 5 | 2200 | 120 | 18 | 20 | 0.9 | 4000 | 82 |  |  |  | FALSE | FALSE | FALSE | [8 empty] | March, 30 2020 00:00:00 | FALSE | FALSE | FALSE | [6 empty] | AC | [7 empty] | FALSE
P2PEQ7YY | JIAXING SUPER LIGHTING ELECTRIC APPLIANCE CO.,LTD | Super | T8L-IDBH13-1800-4ft-CBA-20 | Linear Replacement Lamp | T8 Four-Foot | Dual Mode Internal Driver (UL Type A and Type B) |  | standard | TRUE |  | 1857 | 127 | 14.63 | 11.94 | 0.9608 | 3962 | 83 | 5 | 50000 | June, 06 2017 00:00:00 | Not Dimmable | Not Dimmable | No |  | RRRUGG | [15 empty] | 81.1 |  | 1.24 | 1.28 | [6 empty] | 5 | 1800 | 120 | 15 | 20 | 0.9 | 4000 | 82 |  |  |  | FALSE | FALSE | FALSE | [8 empty] | March, 30 2020 00:00:00 | FALSE | FALSE | FALSE | [6 empty] | AC | [7 empty] | FALSE
PYVZACW1 | JIAXING SUPER LIGHTING ELECTRIC APPLIANCE CO.,LTD | Super | T8L-IDBH13-2200-4ft-DBA-20 | Linear Replacement Lamp | T8 Four-Foot | Dual Mode Internal Driver (UL Type A and Type B) |  | standard | FALSE | [10 empty] | June, 06 2017 00:00:00 | Not Dimmable | Not Dimmable | No |  | RRRUGH | [25 empty] | 5 | 2200 | 120 | 18 | 20 | 0.9 | 4500 | 82 |  |  |  | FALSE | FALSE | FALSE | [8 empty] | March, 30 2020 00:00:00 | FALSE | FALSE | FALSE | [6 empty] | AC | [7 empty] | FALSE
PXURPK2W | JIAXING SUPER LIGHTING ELECTRIC APPLIANCE CO.,LTD | Super | T8L-IDBH13-2200-4ft-EBA-20 | Linear Replacement Lamp | T8 Four-Foot | Dual Mode Internal Driver (UL Type A and Type B) |  | standard | FALSE | [10 empty] | June, 06 2017 00:00:00 | Not Dimmable | Not Dimmable | No |  | RRRUGH | [25 empty] | 5 | 2200 | 120 | 18 | 20 | 0.9 | 5000 | 82 |  |  |  | FALSE | FALSE | FALSE | [8 empty] | March, 30 2020 00:00:00 | FALSE | FALSE | FALSE | [6 empty] | AC | [7 empty] | FALSE
P8HUPQJE | JIAXING SUPER LIGHTING ELECTRIC APPLIANCE CO.,LTD | Super | T8L-IDBH13-1800-4ft-DBA-20 | Linear Replacement Lamp | T8 Four-Foot | Dual Mode Internal Driver (UL Type A and Type B) |  | standard | FALSE | [10 empty] | June, 06 2017 00:00:00 | Not Dimmable | Not Dimmable | No |  | RRRUGG | [25 empty] | 5 | 1800 | 120 | 15 | 20 | 0.9 | 4500 | 82 |  |  |  | FALSE | FALSE | FALSE | [8 empty] | March, 30 2020 00:00:00 | FALSE | FALSE | FALSE | [6 empty] | AC | [7 empty] | FALSE
PUNKTA34 | JIAXING SUPER LIGHTING ELECTRIC APPLIANCE CO.,LTD | Super | T8L-IDBH13-1800-4ft-EBA-20 | Linear Replacement Lamp | T8 Four-Foot | Dual Mode Internal Driver (UL Type A and Type B) |  | standard | FALSE | [10 empty] | June, 06 2017 00:00:00 | Not Dimmable | Not Dimmable | No |  | RRRUGG | [25 empty] | 5 | 1800 | 120 | 15 | 20 | 0.9 | 5000 | 82 |  |  |  | FALSE | FALSE | FALSE | [8 empty] | March, 30 2020 00:00:00 | FALSE | FALSE | FALSE | [6 empty] | AC | [7 empty] | FALSE
PDWTYKVA | Falkor Industry Inc. | Falkor lighting | FI-T8-16W-120-GTB 4000K | Linear Replacement Lamp | T8 Four-Foot | Dual Mode Internal Driver (UL Type A and Type B) |  | standard | TRUE |  | 1968 | 128.57 | 15.31 | 20.35 | 0.9087 | 4041 | 84.4 | 5 |  | June, 05 2017 00:00:00 | Not Dimmable | Not Dimmable | No |  | NNNMKE | [15 empty] | 84.6 |  | 1.22 | 1.3 | [6 empty] | 5 | 1968 | 128.57 | 15.31 | 20.17 | 0.91 | 4000 | 84.4 |  |  |  | FALSE | FALSE | FALSE | [8 empty] | March, 30 2020 00:00:00 | FALSE | FALSE | FALSE | [6 empty] | AC | [7 empty] | FALSE
P7VY7S76 | Falkor Industry Inc. | Falkor lighting | FI-T8-16W-120-GTB 5000K | Linear Replacement Lamp | T8 Four-Foot | Dual Mode Internal Driver (UL Type A and Type B) |  | standard | FALSE | [10 empty] | June, 05 2017 00:00:00 | Not Dimmable | Not Dimmable | No |  | NNNMKE | [25 empty] | 5 | 2026 | 130.28 | 15.5 | 20.76 | 0.9 | 5000 | 84.8 |  |  |  | FALSE | FALSE | FALSE | [8 empty] | March, 30 2020 00:00:00 | FALSE | FALSE | FALSE | [6 empty] | AC | [7 empty] | FALSE
P2NQ8ZRG | LED Lumina USA LLC | LED Lumina USA | TL-4-15 3000K Clear | Linear Replacement Lamp | T8 Four-Foot | Dual Mode Internal Driver (UL Type A and Type B) |  | standard | FALSE | [10 empty] | June, 02 2017 00:00:00 | Not Yet Verified | Not Yet Verified | NotYetVerified |  | KKKZVZ | [25 empty] | 5 | 2172 | 133 | 16.3 | 20 | 0.9 | 3000 | 83 |  |  |  | FALSE | FALSE | FALSE | [8 empty] | March, 30 2020 00:00:00 | FALSE | FALSE | FALSE | [6 empty] | AC | [7 empty] | FALSE
PF9HVVJP | LED Lumina USA LLC | LED Lumina USA | TL-4-15 3500K Frosted | Linear Replacement Lamp | T8 Four-Foot | Dual Mode Internal Driver (UL Type A and Type B) |  | standard | FALSE | [10 empty] | June, 02 2017 00:00:00 | Not Yet Verified | Not Yet Verified | NotYetVerified |  | KKKZVZ | [25 empty] | 5 | 2172 | 133 | 16.3 | 20 | 0.9 | 3500 | 83 |  |  |  | FALSE | FALSE | FALSE | [8 empty] | March, 30 2020 00:00:00 | FALSE | FALSE | FALSE | [6 empty] | AC | [7 empty] | FALSE
PY998YF9 | LED Lumina USA LLC | LED Lumina USA | TL-4-20 4000K Frosted | Linear Replacement Lamp | T8 Four-Foot | Dual Mode Internal Driver (UL Type A and Type B) |  | standard | FALSE | [10 empty] | June, 02 2017 00:00:00 | Not Dimmable | Not Dimmable | NotYetVerified |  | KKKZWE | [25 empty] | 5 | 2697 | 134.35 | 20.08 | 20 | 0.9 | 4000 | 83 |  |  |  | FALSE | FALSE | FALSE | [8 empty] | March, 30 2020 00:00:00 | FALSE | FALSE | FALSE | [6 empty] | AC | [7 empty] | FALSE
PPFPEF3J | LED Lumina USA LLC | LED Lumina USA | TL-4-15 5000K Clear | Linear Replacement Lamp | T8 Four-Foot | Dual Mode Internal Driver (UL Type A and Type B) |  | standard | FALSE | [10 empty] | June, 02 2017 00:00:00 | Not Yet Verified | Not Yet Verified | NotYetVerified |  | KKKZVZ | [25 empty] | 5 | 2172 | 133 | 16.3 | 20 | 0.9 | 5000 | 83 |  |  |  | FALSE | FALSE | FALSE | [8 empty] | March, 30 2020 00:00:00 | FALSE | FALSE | FALSE | [6 empty] | AC | [7 empty] | FALSE
P9B24AZ8 | LED Lumina USA LLC | LED Lumina USA | TL-4-20 4500K Frosted | Linear Replacement Lamp | T8 Four-Foot | Dual Mode Internal Driver (UL Type A and Type B) |  | standard | FALSE | [10 empty] | June, 02 2017 00:00:00 | Not Dimmable | Not Dimmable | NotYetVerified |  | KKKZWE | [25 empty] | 5 | 2697 | 134.35 | 20.08 | 20 | 0.9 | 4500 | 83 |  |  |  | FALSE | FALSE | FALSE | [8 empty] | March, 30 2020 00:00:00 | FALSE | FALSE | FALSE | [6 empty] | AC | [7 empty] | FALSE
PWF7AXKV | LED Lumina USA LLC | LED Lumina USA | TL-4-15 4500K Frosted | Linear Replacement Lamp | T8 Four-Foot | Dual Mode Internal Driver (UL Type A and Type B) |  | standard | FALSE | [10 empty] | June, 02 2017 00:00:00 | Not Yet Verified | Not Yet Verified | NotYetVerified |  | KKKZVZ | [25 empty] | 5 | 2172 | 133 | 16.3 | 20 | 0.9 | 4500 | 83 |  |  |  | FALSE | FALSE | FALSE | [8 empty] | March, 30 2020 00:00:00 | FALSE | FALSE | FALSE | [6 empty] | AC | [7 empty] | FALSE
PQJX8KUE | LED Lumina USA LLC | LED Lumina USA | TL-4-20 5000K Frosted | Linear Replacement Lamp | T8 Four-Foot | Dual Mode Internal Driver (UL Type A and Type B) |  | standard | FALSE | [10 empty] | June, 02 2017 00:00:00 | Not Dimmable | Not Dimmable | NotYetVerified |  | KKKZWE | [25 empty] | 5 | 2697 | 134.35 | 20.08 | 20 | 0.9 | 5000 | 83 |  |  |  | FALSE | FALSE | FALSE | [8 empty] | March, 30 2020 00:00:00 | FALSE | FALSE | FALSE | [6 empty] | AC | [7 empty] | FALSE
PC5UTYR4 | LED Lumina USA LLC | LED Lumina USA | TL-4-20 4000K Clear | Linear Replacement Lamp | T8 Four-Foot | Dual Mode Internal Driver (UL Type A and Type B) |  | standard | FALSE | [10 empty] | June, 02 2017 00:00:00 | Not Dimmable | Not Dimmable | NotYetVerified |  | KKKZWD | [25 empty] | 5 | 2807 | 140.6 | 19.97 | 20 | 0.9 | 4000 | 83 |  |  |  | FALSE | FALSE | FALSE | [8 empty] | March, 30 2020 00:00:00 | FALSE | FALSE | FALSE | [6 empty] | AC | [7 empty] | FALSE
PJF65PGS | LED Lumina USA LLC | LED Lumina USA | TL-4-20 4500K Clear | Linear Replacement Lamp | T8 Four-Foot | Dual Mode Internal Driver (UL Type A and Type B) |  | standard | FALSE | [10 empty] | June, 02 2017 00:00:00 | Not Dimmable | Not Dimmable | NotYetVerified |  | KKKZWD | [25 empty] | 5 | 2807 | 140.6 | 19.97 | 20 | 0.9 | 4500 | 83 |  |  |  | FALSE | FALSE | FALSE | [8 empty] | March, 30 2020 00:00:00 | FALSE | FALSE | FALSE | [6 empty] | AC | [7 empty] | FALSE
PJUXPHZK | LED Lumina USA LLC | LED Lumina USA | TL-4-20 5000K Clear | Linear Replacement Lamp | T8 Four-Foot | Dual Mode Internal Driver (UL Type A and Type B) |  | standard | FALSE | [10 empty] | June, 02 2017 00:00:00 | Not Dimmable | Not Dimmable | NotYetVerified |  | KKKZWD | [25 empty] | 5 | 2807 | 140.6 | 19.97 | 20 | 0.9 | 5000 | 83 |  |  |  | FALSE | FALSE | FALSE | [8 empty] | March, 30 2020 00:00:00 | FALSE | FALSE | FALSE | [6 empty] | AC | [7 empty] | FALSE
PM4TTEGM | LED Lumina USA LLC | LED Lumina USA | TL-4-15 5000K Frosted | Linear Replacement Lamp | T8 Four-Foot | Dual Mode Internal Driver (UL Type A and Type B) |  | standard | FALSE | [10 empty] | June, 02 2017 00:00:00 | Not Yet Verified | Not Yet Verified | NotYetVerified |  | KKKZVZ | [25 empty] | 5 | 2172 | 133 | 16.3 | 20 | 0.9 | 5000 | 83 |  |  |  | FALSE | FALSE | FALSE | [8 empty] | March, 30 2020 00:00:00 | FALSE | FALSE | FALSE | [6 empty] | AC | [7 empty] | FALSE
PJQYZE7Z | LED Lumina USA LLC | LED Lumina USA | TL-4-20 3500K Frosted | Linear Replacement Lamp | T8 Four-Foot | Dual Mode Internal Driver (UL Type A and Type B) |  | standard | FALSE | [10 empty] | June, 02 2017 00:00:00 | Not Dimmable | Not Dimmable | NotYetVerified |  | KKKZWE | [25 empty] | 5 | 2697 | 134.35 | 20.08 | 20 | 0.9 | 3500 | 83 |  |  |  | FALSE | FALSE | FALSE | [8 empty] | March, 30 2020 00:00:00 | FALSE | FALSE | FALSE | [6 empty] | AC | [7 empty] | FALSE
PPJ4FW1N | LED Lumina USA LLC | LED Lumina USA | TL-4-20 3000K Frosted | Linear Replacement Lamp | T8 Four-Foot | Dual Mode Internal Driver (UL Type A and Type B) |  | standard | TRUE |  | 2697 | 134.35 | 20.08 | 6.38 | 0.9693 | 3017 | 82.2 | 5 | 50000 | June, 02 2017 00:00:00 | Not Dimmable | Not Dimmable | NotYetVerified |  | KKKZWE | [15 empty] | 90.3 |  | 1.16 | 1.36 | [6 empty] | 5 | 2697 | 134.35 | 20.08 | 20 | 0.9 | 3000 | 83 |  |  |  | FALSE | FALSE | FALSE | [8 empty] | March, 30 2020 00:00:00 | FALSE | FALSE | FALSE | [6 empty] | AC | [7 empty] | FALSE
PHZHMUFQ | LED Lumina USA LLC | LED Lumina USA | TL-4-20 3000K Clear | Linear Replacement Lamp | T8 Four-Foot | Dual Mode Internal Driver (UL Type A and Type B) |  | standard | TRUE |  | 2807 | 140.6 | 19.97 | 6.92 | 0.9734 | 3079 | 83.5 | 5 | 50000 | June, 02 2017 00:00:00 | Not Dimmable | Not Dimmable | NotYetVerified |  | KKKZWD | [15 empty] | 91.7 |  | 1.2 | 1.4 | [6 empty] | 5 | 2807 | 140.6 | 19.97 | 20 | 0.9 | 3000 | 83 |  |  |  | FALSE | FALSE | FALSE | [8 empty] | March, 30 2020 00:00:00 | FALSE | FALSE | FALSE | [6 empty] | AC | [7 empty] | FALSE
P3FRM46J | LED Lumina USA LLC | LED Lumina USA | TL-4-20 3500K Clear | Linear Replacement Lamp | T8 Four-Foot | Dual Mode Internal Driver (UL Type A and Type B) |  | standard | FALSE | [10 empty] | June, 02 2017 00:00:00 | Not Dimmable | Not Dimmable | NotYetVerified |  | KKKZWD | [25 empty] | 5 | 2807 | 140.6 | 19.97 | 20 | 0.9 | 3500 | 83 |  |  |  | FALSE | FALSE | FALSE | [8 empty] | March, 30 2020 00:00:00 | FALSE | FALSE | FALSE | [6 empty] | AC | [7 empty] | FALSE
PZE8T4P4 | LED Lumina USA LLC | LED Lumina USA | TL-4-15 3500K Clear | Linear Replacement Lamp | T8 Four-Foot | Dual Mode Internal Driver (UL Type A and Type B) |  | standard | FALSE | [10 empty] | June, 02 2017 00:00:00 | Not Yet Verified | Not Yet Verified | NotYetVerified |  | KKKZVZ | [25 empty] | 5 | 2172 | 133 | 16.3 | 20 | 0.9 | 3500 | 83 |  |  |  | FALSE | FALSE | FALSE | [8 empty] | March, 30 2020 00:00:00 | FALSE | FALSE | FALSE | [6 empty] | AC | [7 empty] | FALSE
PNH6VQVC | LED Lumina USA LLC | LED Lumina USA | TL-4-15 4000K Frosted | Linear Replacement Lamp | T8 Four-Foot | Dual Mode Internal Driver (UL Type A and Type B) |  | standard | FALSE | [10 empty] | June, 02 2017 00:00:00 | Not Yet Verified | Not Yet Verified | NotYetVerified |  | KKKZVZ | [25 empty] | 5 | 2172 | 133 | 16.3 | 20 | 0.9 | 4000 | 83 |  |  |  | FALSE | FALSE | FALSE | [8 empty] | March, 30 2020 00:00:00 | FALSE | FALSE | FALSE | [6 empty] | AC | [7 empty] | FALSE
PY1CV3CJ | LED Lumina USA LLC | LED Lumina USA | TL-4-15 4000K Clear | Linear Replacement Lamp | T8 Four-Foot | Dual Mode Internal Driver (UL Type A and Type B) |  | standard | FALSE | [10 empty] | June, 02 2017 00:00:00 | Not Yet Verified | Not Yet Verified | NotYetVerified |  | KKKZVZ | [25 empty] | 5 | 2172 | 133 | 16.3 | 20 | 0.9 | 4000 | 83 |  |  |  | FALSE | FALSE | FALSE | [8 empty] | March, 30 2020 00:00:00 | FALSE | FALSE | FALSE | [6 empty] | AC | [7 empty] | FALSE
PGX7QPZ4 | LED Lumina USA LLC | LED Lumina USA | TL-4-15 4500K Clear | Linear Replacement Lamp | T8 Four-Foot | Dual Mode Internal Driver (UL Type A and Type B) |  | standard | FALSE | [10 empty] | June, 02 2017 00:00:00 | Not Yet Verified | Not Yet Verified | NotYetVerified |  | KKKZVZ | [25 empty] | 5 | 2172 | 133 | 16.3 | 20 | 0.9 | 4500 | 83 |  |  |  | FALSE | FALSE | FALSE | [8 empty] | March, 30 2020 00:00:00 | FALSE | FALSE | FALSE | [6 empty] | AC | [7 empty] | FALSE
P8C7CKHR | LED Lumina USA LLC | LED Lumina USA | TL-4-15 3000K Frosted | Linear Replacement Lamp | T8 Four-Foot | Dual Mode Internal Driver (UL Type A and Type B) |  | standard | TRUE |  | 2172 | 133.25 | 16.3 | 6.91 | 0.9572 | 3012 | 81.8 | 5 | 50000 | June, 02 2017 00:00:00 | Not Yet Verified | Not Yet Verified | NotYetVerified |  | KKKZVZ | [15 empty] | 90 |  | 1.16 | 1.38 | [6 empty] | 5 | 2172 | 133 | 16.3 | 20 | 0.9 | 3000 | 83 |  |  |  | FALSE | FALSE | FALSE | [8 empty] | March, 30 2020 00:00:00 | FALSE | FALSE | FALSE | [6 empty] | AC | [7 empty] | FALSE
P4WSMUMA | Legion Lighting Company, Inc. | LEGION | L-T8-18130-4K-AB | Linear Replacement Lamp | T8 Four-Foot | Dual Mode Internal Driver (UL Type A and Type B) |  | standard | TRUE |  | 2516 | 130.63 | 19.26 | 16.87 | 0.9591 | 4021 | 80.9 | 5 | 50000 | June, 01 2017 00:00:00 | Not Dimmable | Not Dimmable | NO |  | DDDJFE | [15 empty] | 84.7 |  | 1.22 | 1.32 | [6 empty] | 5 | 2516 | 130.63 | 19.26 | 16.87 | 0.96 | 4000 | 80.9 |  |  |  | FALSE | FALSE | FALSE | [8 empty] | March, 30 2020 00:00:00 | FALSE | FALSE | FALSE | [6 empty] | AC | [7 empty] | FALSE
PGNY3HKA | Legion Lighting Company, Inc. | LEGION | L-T8-18130-5K-AB | Linear Replacement Lamp | T8 Four-Foot | Dual Mode Internal Driver (UL Type A and Type B) |  | standard | FALSE | [10 empty] | June, 01 2017 00:00:00 | Not Dimmable | Not Dimmable | NO |  | DDDJFE | [25 empty] | 5 | 2603 | 135.71 | 19.18 | 16.91 | 0.96 | 5000 | 80.3 |  |  |  | FALSE | FALSE | FALSE | [8 empty] | March, 30 2020 00:00:00 | FALSE | FALSE | FALSE | [6 empty] | AC | [7 empty] | FALSE
PJSWBNAD | Sunpark | Sunpark | T8-48T-835-18W-EB4 | Linear Replacement Lamp | T8 Four-Foot | Replacement Lamps (plug and play) (UL Type A) |  | standard | FALSE | [10 empty] | May, 31 2017 00:00:00 | Not Dimmable | Not Dimmable | No |  | VAVWPF | [25 empty] | 5 | 2400 | 120 | 20 | 15 | 0.9 | 3500 | 80 |  |  |  | FALSE | FALSE | FALSE | [8 empty] | March, 30 2020 00:00:00 | FALSE | FALSE | FALSE | [6 empty] | AC | [7 empty] | FALSE
PCAZT1UV | Sunpark | Sunpark | T8-48T-830-18W-EB4 | Linear Replacement Lamp | T8 Four-Foot | Replacement Lamps (plug and play) (UL Type A) |  | standard | TRUE |  | 2421 | 121.7 | 19.9 | 13.22 | 0.968 | 2943 | 81.8 | 5 | 50000 | May, 31 2017 00:00:00 | Not Dimmable | Not Dimmable | No |  | VAVWPF | [15 empty] | 84 |  | 1.32 | 1.3 | [6 empty] | 5 | 2400 | 120 | 20 | 15 | 0.9 | 3000 | 80 |  |  |  | FALSE | FALSE | FALSE | [8 empty] | March, 30 2020 00:00:00 | FALSE | FALSE | FALSE | [6 empty] | AC | [7 empty] | FALSE
PGYE8ERW | P.Q.L. Inc. | Superior Life | 90421 | Linear Replacement Lamp | T8 Four-Foot | Dual Mode Internal Driver (UL Type A and Type B) |  | standard | FALSE | [10 empty] | May, 30 2017 00:00:00 | Dimmable | Continuous Below 10 | FALSE |  | CCCAMG | [25 empty] | 4.4 | 2000 | 112 | 18 | 10.82 | 0.96 | 3500 | 83 |  |  |  | FALSE | FALSE | FALSE | [8 empty] | November, 02 2018 00:00:00 | FALSE | FALSE | FALSE | [6 empty] | AC | [7 empty] | FALSE
P7G8B4KC | P.Q.L. Inc. | Superior Life | 90420 | Linear Replacement Lamp | T8 Four-Foot | Dual Mode Internal Driver (UL Type A and Type B) |  | standard | TRUE |  | 1971 | 125.1 | 15.76 | 10.82 | 0.9646 | 2949 | 82.3 | 5 | 50000 | May, 30 2017 00:00:00 | Dimmable | Continuous Below 10 | FALSE |  | CCCAMG | [15 empty] | 83.6 |  | 1.26 | 1.24 | [6 empty] | 4.4 | 2000 | 112 | 18 | 10.82 | 0.96 | 3000 | 83 |  |  |  | FALSE | FALSE | FALSE | [8 empty] | November, 02 2018 00:00:00 | FALSE | FALSE | FALSE | [6 empty] | AC | [7 empty] | FALSE
P7WKCJJC | MiLux Lighting | MiLux | ML-HT8-18W(5000K) | Linear Replacement Lamp | T8 Four-Foot | Replacement Lamps (plug and play) (UL Type A) |  | standard | FALSE | [10 empty] | May, 30 2017 00:00:00 | Not Dimmable | Not Dimmable | No |  | CCCELM | [25 empty] | 5 | 2250 | 125 | 18 | 20 | 0.98 | 5000 | 80 |  |  |  | FALSE | FALSE | FALSE | [8 empty] | March, 30 2020 00:00:00 | FALSE | FALSE | FALSE | [6 empty] | AC | [7 empty] | FALSE
PSBE7KK7 | P.Q.L. Inc. | Superior Life | 90422 | Linear Replacement Lamp | T8 Four-Foot | Dual Mode Internal Driver (UL Type A and Type B) |  | standard | FALSE | [10 empty] | May, 30 2017 00:00:00 | Dimmable | Continuous Below 10 | No |  | CCCAMG | [25 empty] | 5 | 2100 | 118 | 18 | 10.82 | 0.96 | 4000 | 83 |  |  |  | FALSE | FALSE | FALSE | [8 empty] | March, 30 2020 00:00:00 | FALSE | FALSE | FALSE | [6 empty] | AC | [7 empty] | FALSE
PM18Z6SN | P.Q.L. Inc. | Superior Life | 90423 | Linear Replacement Lamp | T8 Four-Foot | Dual Mode Internal Driver (UL Type A and Type B) |  | standard | FALSE | [10 empty] | May, 30 2017 00:00:00 | Dimmable | Continuous Below 10 | No |  | CCCAMG | [25 empty] | 5 | 2200 | 122 | 18 | 7.39 | 0.98 | 5000 | 83 |  |  |  | FALSE | FALSE | FALSE | [8 empty] | March, 30 2020 00:00:00 | FALSE | FALSE | FALSE | [6 empty] | AC | [7 empty] | FALSE
PCNB458T | MiLux Lighting | MiLux | ML-HT8-18W(3500K) | Linear Replacement Lamp | T8 Four-Foot | Replacement Lamps (plug and play) (UL Type A) |  | standard | FALSE | [10 empty] | May, 30 2017 00:00:00 | Not Dimmable | Not Dimmable | FALSE |  | CCCELM | [25 empty] | 4.4 | 2050 | 113.89 | 18 | 20 | 0.98 | 3500 | 80 |  |  |  | FALSE | FALSE | FALSE | [8 empty] | November, 02 2018 00:00:00 | FALSE | FALSE | FALSE | [6 empty] | AC | [7 empty] | FALSE
PYGWJ3PT | MiLux Lighting | MiLux | ML-HT8-18W(4500K) | Linear Replacement Lamp | T8 Four-Foot | Replacement Lamps (plug and play) (UL Type A) |  | standard | FALSE | [10 empty] | May, 30 2017 00:00:00 | Not Dimmable | Not Dimmable | No |  | CCCELM | [25 empty] | 5 | 2250 | 125 | 18 | 20 | 0.98 | 4500 | 80 |  |  |  | FALSE | FALSE | FALSE | [8 empty] | March, 30 2020 00:00:00 | FALSE | FALSE | FALSE | [6 empty] | AC | [7 empty] | FALSE
P8EZVHGP | MiLux Lighting | MiLux | ML-HT8-18W(4000K) | Linear Replacement Lamp | T8 Four-Foot | Replacement Lamps (plug and play) (UL Type A) |  | standard | FALSE | [10 empty] | May, 30 2017 00:00:00 | Not Dimmable | Not Dimmable | No |  | CCCELM | [25 empty] | 5 | 2250 | 125 | 18 | 20 | 0.98 | 4000 | 80 |  |  |  | FALSE | FALSE | FALSE | [8 empty] | March, 30 2020 00:00:00 | FALSE | FALSE | FALSE | [6 empty] | AC | [7 empty] | FALSE
PQ9KS37U | MiLux Lighting | MiLux | ML-HT8-18W(3000K) | Linear Replacement Lamp | T8 Four-Foot | Replacement Lamps (plug and play) (UL Type A) |  | standard | TRUE |  | 2285.1 | 113.63 | 20.11 | 5.2 | 0.987 | 2910 | 82.2 | 5 | 50000 | May, 30 2017 00:00:00 | Not Dimmable | Not Dimmable | No |  | CCCELM | [15 empty] | 84.7 |  | 1.22 | 1.22 | [6 empty] | 5 | 2050 | 113.89 | 18 | 20 | 0.98 | 3000 | 80 |  |  |  | FALSE | FALSE | FALSE | [8 empty] | March, 30 2020 00:00:00 | FALSE | FALSE | FALSE | [6 empty] | AC | [7 empty] | FALSE
PKMJ8Y3F | Signlite Opto-electronics Co.,Ltd | Signlite | TCA096N18 [HO] (4000K) | Linear Replacement Lamp | T8 Four-Foot | Dual Mode Internal Driver (UL Type A and Type B) |  | standard | FALSE | [10 empty] | May, 25 2017 00:00:00 | Not Dimmable | Not Dimmable | NotYetVerified |  | KKKZVS | [25 empty] | 5 | 2280.6 | 128.85 | 17.7 | 21.02 | 0.93 | 4000 | 84.8 |  |  |  | FALSE | FALSE | FALSE | [8 empty] | March, 30 2020 00:00:00 | FALSE | FALSE | FALSE | [6 empty] | AC | [7 empty] | FALSE
PXVTA625 | Signlite Opto-electronics Co.,Ltd | Signlite | TCA096N18 [HO] (4500K) | Linear Replacement Lamp | T8 Four-Foot | Dual Mode Internal Driver (UL Type A and Type B) |  | standard | FALSE | [10 empty] | May, 25 2017 00:00:00 | Not Dimmable | Not Dimmable | NotYetVerified |  | KKKZVS | [25 empty] | 5 | 2280.6 | 128.85 | 17.7 | 21.02 | 0.93 | 4500 | 84.8 |  |  |  | FALSE | FALSE | FALSE | [8 empty] | March, 30 2020 00:00:00 | FALSE | FALSE | FALSE | [6 empty] | AC | [7 empty] | FALSE
PE4C6J62 | Signlite Opto-electronics Co.,Ltd | Signlite | TCA096N18 [HO] (5000K) | Linear Replacement Lamp | T8 Four-Foot | Dual Mode Internal Driver (UL Type A and Type B) |  | standard | FALSE | [10 empty] | May, 25 2017 00:00:00 | Not Dimmable | Not Dimmable | NotYetVerified |  | KKKZVS | [25 empty] | 5 | 2540.9 | 146.03 | 17.4 | 21.02 | 0.93 | 5000 | 83.2 |  |  |  | FALSE | FALSE | FALSE | [8 empty] | March, 30 2020 00:00:00 | FALSE | FALSE | FALSE | [6 empty] | AC | [7 empty] | FALSE
P3TZ8KF8 | Signlite Opto-electronics Co.,Ltd | Signlite | TCA096N18 [HO] (3000K) | Linear Replacement Lamp | T8 Four-Foot | Dual Mode Internal Driver (UL Type A and Type B) |  | standard | TRUE |  | 2280.6 | 128.85 | 17.7 | 21.02 | 0.9253 | 3191 | 84.8 | 5 | 50000 | May, 25 2017 00:00:00 | Not Dimmable | Not Dimmable | NotYetVerified |  | KKKZVS | [15 empty] | 80.9 |  | 1.12 | 1.16 | [6 empty] | 5 | 2280.6 | 128.85 | 17.7 | 21.02 | 0.93 | 3000 | 84.8 |  |  |  | FALSE | FALSE | FALSE | [8 empty] | March, 30 2020 00:00:00 | FALSE | FALSE | FALSE | [6 empty] | AC | [7 empty] | FALSE
P5UJ4TRH | Revolution Lighting Technologies, Inc. | Revolution Lighting Technologies | 204221-133 | Linear Replacement Lamp | T8 Four-Foot | Replacement Lamps (plug and play) (UL Type A) |  | standard | TRUE |  | 2044.14 | 132 | 15.51 | 7 | 0.96 | 3891 | 82 | 5 | 50000 | May, 25 2017 00:00:00 | Not Dimmable | Not Dimmable | NotYetVerified |  | WWWBNR | [15 empty] | 88.1 |  | 1.18 | 1.5 | [6 empty] | 5 | 2044 | 132 | 15.5 | 7 | 1 | 4000 | 82 |  |  |  | FALSE | FALSE | FALSE | [8 empty] | March, 30 2020 00:00:00 | FALSE | FALSE | FALSE | [6 empty] | AC | [7 empty] | FALSE
P5GZ1VEJ | Signlite Opto-electronics Co.,Ltd | Signlite | TCA096N18 [HO] (3500K) | Linear Replacement Lamp | T8 Four-Foot | Dual Mode Internal Driver (UL Type A and Type B) |  | standard | FALSE | [10 empty] | May, 25 2017 00:00:00 | Not Dimmable | Not Dimmable | NotYetVerified |  | KKKZVS | [25 empty] | 5 | 2280.6 | 128.85 | 17.7 | 21.02 | 0.93 | 3500 | 84.8 |  |  |  | FALSE | FALSE | FALSE | [8 empty] | March, 30 2020 00:00:00 | FALSE | FALSE | FALSE | [6 empty] | AC | [7 empty] | FALSE
P657RXA5 | Signify North America Corporation | Philips | 9290011242D | Linear Replacement Lamp | T8 Four-Foot | Replacement Lamps (plug and play) (UL Type A) |  | standard | FALSE | [10 empty] | May, 24 2017 00:00:00 | Not Dimmable | Not Dimmable | No |  | WWWBNQ | [25 empty] | 5 | 1600 | 123.08 | 13 | 8 | 0.9 | 5000 | 82 |  |  |  | FALSE | FALSE | FALSE | May, 02 2018 00:00:00 | 4.3 |  | standard |  |  |  |  | March, 30 2020 00:00:00 | FALSE | FALSE | FALSE | [6 empty] | AC | [7 empty] | FALSE
PGZSNX8J | Hengdian Group Tospo Lighting Co.,Ltd | TOSPO | G7 TP120-277-12/T8 G13 DR-RS/IS 4000K | Linear Replacement Lamp | T8 Four-Foot | Replacement Lamps (plug and play) (UL Type A) |  | standard | TRUE |  | 1670 | 127.4 | 13.11 | 15.11 | 0.9518 | 4051 | 82.3 | 5 | 50000 | May, 24 2017 00:00:00 | Not Dimmable | Not Dimmable | NO |  | JJJMVL | [15 empty] | 82.6 |  | 1.28 | 1.34 | [6 empty] | 5 | 1600 | 133 | 12 | 20 | 0.9 | 4000 | 80 |  |  |  | FALSE | FALSE | FALSE | [8 empty] | March, 30 2020 00:00:00 | FALSE | FALSE | FALSE | [6 empty] | AC | [7 empty] | FALSE
PK4NFH81 | Sunpark | Sunpark | T8-48T-840-18W-EB4 | Linear Replacement Lamp | T8 Four-Foot | Replacement Lamps (plug and play) (UL Type A) |  | standard | TRUE |  | 2635 | 130.2 | 20.24 | 14.56 | 0.949 | 4118 | 81.3 | 5 | 50000 | May, 24 2017 00:00:00 | Not Dimmable | Not Dimmable | No |  | VVVWKO | [15 empty] | 83.8 |  | 1.34 | 1.26 | [6 empty] | 5 | 2450 | 122.5 | 20 | 15 | 0.9 | 4000 | 80 |  |  |  | FALSE | FALSE | FALSE | [8 empty] | March, 30 2020 00:00:00 | FALSE | FALSE | FALSE | [6 empty] | AC | [7 empty] | FALSE
PQ59TWB9 | Signify North America Corporation | Philips | 9290011240D | Linear Replacement Lamp | T8 Four-Foot | Replacement Lamps (plug and play) (UL Type A) |  | Standard | TRUE |  | 1661 | 124.3 | 13.37 | 13.24 | 0.9681 | 3496 | 83.4 | 5 | 50000 | May, 24 2017 00:00:00 | Not Dimmable | Not Dimmable | No | Updated on 03/26/2020 | WWWBNQ | [15 empty] | 81.4 |  | 1.34 | 1.24 | [6 empty] | 5 | 1500 | 117.2 | 12.8 | 20 | 0.9 | 3500 | 82 |  |  |  | FALSE | FALSE | FALSE | May, 02 2018 00:00:00 | 4.3 |  | Standard |  |  |  |  | March, 26 2020 00:00:00 | FALSE | FALSE | FALSE | [6 empty] | AC | [7 empty] | FALSE
PCW935MF | Sunpark | Sunpark | T8-48T-850-18W-EB4 | Linear Replacement Lamp | T8 Four-Foot | Replacement Lamps (plug and play) (UL Type A) |  | standard | FALSE | [10 empty] | May, 24 2017 00:00:00 | Not Dimmable | Not Dimmable | No |  | VVVWKO | [25 empty] | 5 | 2450 | 122.5 | 20 | 15 | 0.9 | 5000 | 80 |  |  |  | FALSE | FALSE | FALSE | [8 empty] | March, 30 2020 00:00:00 | FALSE | FALSE | FALSE | [6 empty] | AC | [7 empty] | FALSE
PGRZB3RN | Signify North America Corporation | Philips | 9290011241D | Linear Replacement Lamp | T8 Four-Foot | Replacement Lamps (plug and play) (UL Type A) |  | standard | FALSE | [10 empty] | May, 24 2017 00:00:00 | Not Dimmable | Not Dimmable | No |  | WWWBNQ | [25 empty] | 5 | 1600 | 123.08 | 13 | 8 | 0.9 | 4000 | 82 |  |  |  | FALSE | FALSE | FALSE | May, 02 2018 00:00:00 | 4.3 |  | standard |  |  |  |  | March, 30 2020 00:00:00 | FALSE | FALSE | FALSE | [6 empty] | AC | [7 empty] | FALSE
PHCK2N25 | Hengdian Group Tospo Lighting Co.,Ltd | TOSPO | G7 TP120-277-12/T8 G13 DR-RS/IS 5000K | Linear Replacement Lamp | T8 Four-Foot | Replacement Lamps (plug and play) (UL Type A) |  | standard | FALSE | [10 empty] | May, 24 2017 00:00:00 | Not Dimmable | Not Dimmable | NO |  | JJJMVL | [25 empty] | 5 | 1700 | 141 | 12 | 20 | 0.9 | 5000 | 80 |  |  |  | FALSE | FALSE | FALSE | [8 empty] | March, 30 2020 00:00:00 | FALSE | FALSE | FALSE | [6 empty] | AC | [7 empty] | FALSE
PFDKADMT | Entegrity Energy Partners, LLC | Entegrity | ENT-T8HG1-48-015W-45K-F | Linear Replacement Lamp | T8 Four-Foot | Dual Mode Internal Driver (UL Type A and Type B) |  | standard | FALSE | [10 empty] | May, 22 2017 00:00:00 | Dimmable | Continuous Below 10 | FALSE |  | DDDJEK | [25 empty] | 4.4 | 2157.53 | 111.21 | 19.4 | 13.5 | 0.99 | 4500 | 83 |  |  |  | FALSE | FALSE | FALSE | [8 empty] | November, 02 2018 00:00:00 | FALSE | FALSE | FALSE | [6 empty] | AC | [7 empty] | FALSE
P86ANUDR | WING (SHANGHAI) INTERNATIONAL TRADE CO LTD | TOPSTAR | L48T8-830-18P-G4-EB | Linear Replacement Lamp | T8 Four-Foot | Replacement Lamps (plug and play) (UL Type A) |  | standard | TRUE |  | 2421 | 121.7 | 19.9 | 13.22 | 0.968 | 2943 | 81.8 | 5 | 50000 | May, 22 2017 00:00:00 | Not Dimmable | Not Dimmable | NO |  | VAVWCQ | [15 empty] | 84 |  | 1.32 | 1.3 | [6 empty] | 5 | 2400 | 120 | 20 | 15 | 0.9 | 3000 | 80 |  |  |  | FALSE | FALSE | FALSE | [8 empty] | March, 30 2020 00:00:00 | FALSE | FALSE | FALSE | [6 empty] | AC | [7 empty] | FALSE
PXDHVGBF | SHENZHEN OURUIMEI LIGHTING TECHNOLOGY CO., LTD | ORM | ORM-T8-4FT-15W-IDAB3(4000K) | Linear Replacement Lamp | T8 Four-Foot | Dual Mode Internal Driver (UL Type A and Type B) |  | standard | FALSE | [10 empty] | May, 22 2017 00:00:00 | Not Dimmable | Not Dimmable | No |  | BBBDIR | [25 empty] | 5 | 1679 | 121.75 | 13.79 | 13.44 | 0.91 | 4000 | 81.7 |  |  |  | FALSE | FALSE | FALSE | [8 empty] | March, 30 2020 00:00:00 | FALSE | FALSE | FALSE | [6 empty] | AC | [7 empty] | FALSE
PAF2XY4C | WING (SHANGHAI) INTERNATIONAL TRADE CO LTD | TOPSTAR | L48T8-830-14P-G4-EB | Linear Replacement Lamp | T8 Four-Foot | Replacement Lamps (plug and play) (UL Type A) |  | standard | TRUE |  | 2040 | 120.2 | 16.97 | 11.87 | 0.957 | 2958 | 81.7 | 5 | 50000 | May, 22 2017 00:00:00 | Not Dimmable | Not Dimmable | NO |  | VAVWCP | [15 empty] | 84.1 |  | 1.32 | 1.32 | [6 empty] | 5 | 2100 | 127 | 16.5 | 14 | 0.9 | 3000 | 80 |  |  |  | FALSE | FALSE | FALSE | [8 empty] | March, 30 2020 00:00:00 | FALSE | FALSE | FALSE | [6 empty] | AC | [7 empty] | FALSE
PJ2AWTMG | SHENZHEN OURUIMEI LIGHTING TECHNOLOGY CO., LTD | ORM | ORM-T8-4FT-22W-IDAB3(3500K) | Linear Replacement Lamp | T8 Four-Foot | Dual Mode Internal Driver (UL Type A and Type B) |  | standard | FALSE | [10 empty] | May, 22 2017 00:00:00 | Not Dimmable | Not Dimmable | No |  | BBBDIT | [25 empty] | 5 | 2555 | 120.86 | 21.14 | 13.31 | 0.91 | 3500 | 81.8 |  |  |  | FALSE | FALSE | FALSE | [8 empty] | March, 30 2020 00:00:00 | FALSE | FALSE | FALSE | [6 empty] | AC | [7 empty] | FALSE
PKWSV9HC | Saylite/Texas Fluorescents Reinvented | Saylite | LED48T815W1800LRK30K | Linear Replacement Lamp | T8 Four-Foot | Dual Mode Internal Driver (UL Type A and Type B) |  | standard | TRUE |  | 2172 | 133.25 | 16.3 | 6.91 | 0.9572 | 3012 | 81.8 | 5 | 50000 | May, 22 2017 00:00:00 | Not Dimmable | Not Dimmable | NotYetVerified | Updated on 10/31/2019 | KKKXVE | [15 empty] | 90 |  | 1.16 | 1.38 | [6 empty] | 5 | 2172 | 133 | 16.3 | 20 | 0.9 | 3000 | 83 |  |  | 4 | FALSE | FALSE | FALSE | [8 empty] | March, 30 2020 00:00:00 | FALSE | FALSE | FALSE | [6 empty] | AC | [7 empty] | FALSE
P379QCFS | SHENZHEN OURUIMEI LIGHTING TECHNOLOGY CO., LTD | ORM | ORM-T8-4FT-15W-IDAB3(5000K) | Linear Replacement Lamp | T8 Four-Foot | Dual Mode Internal Driver (UL Type A and Type B) |  | standard | FALSE | [10 empty] | May, 22 2017 00:00:00 | Not Dimmable | Not Dimmable | No |  | BBBDIR | [25 empty] | 5 | 1839 | 131.83 | 13.95 | 13.39 | 0.91 | 5000 | 82.3 |  |  |  | FALSE | FALSE | FALSE | [8 empty] | March, 30 2020 00:00:00 | FALSE | FALSE | FALSE | [6 empty] | AC | [7 empty] | FALSE
PYWB3XBE | SHENZHEN OURUIMEI LIGHTING TECHNOLOGY CO., LTD | ORM | ORM-T8-4FT-18W-IDAB3(3000K) | Linear Replacement Lamp | T8 Four-Foot | Dual Mode Internal Driver (UL Type A and Type B) |  | standard | TRUE |  | 2049 | 119.06 | 17.21 | 15.05 | 0.9027 | 2957 | 81.7 | 5 | 50000 | May, 22 2017 00:00:00 | Not Dimmable | Not Dimmable | No |  | BBBDIS | [15 empty] | 89.2 |  | 1.16 | 1.42 | [6 empty] | 5 | 2047 | 120.13 | 17.04 | 15.05 | 0.9 | 3000 | 81.7 |  |  |  | FALSE | FALSE | FALSE | [8 empty] | March, 30 2020 00:00:00 | FALSE | FALSE | FALSE | [6 empty] | AC | [7 empty] | FALSE
PFZFXWFR | SHENZHEN OURUIMEI LIGHTING TECHNOLOGY CO., LTD | ORM | ORM-T8-4FT-15W-IDAB3(3000K) | Linear Replacement Lamp | T8 Four-Foot | Dual Mode Internal Driver (UL Type A and Type B) |  | standard | TRUE |  | 1693 | 119.48 | 14.17 | 13.44 | 0.9064 | 2964 | 81.7 | 5 | 50000 | May, 22 2017 00:00:00 | Not Dimmable | Not Dimmable | No |  | BBBDIR | [15 empty] | 88.9 |  | 1.16 | 1.4 | [6 empty] | 5 | 1679 | 121.75 | 13.79 | 13.44 | 0.91 | 3000 | 81.7 |  |  |  | FALSE | FALSE | FALSE | [8 empty] | March, 30 2020 00:00:00 | FALSE | FALSE | FALSE | [6 empty] | AC | [7 empty] | FALSE
P92QD1JM | Entegrity Energy Partners, LLC | Entegrity | ENT-T8HG1-48-015W-40K-F | Linear Replacement Lamp | T8 Four-Foot | Dual Mode Internal Driver (UL Type A and Type B) |  | standard | FALSE | [10 empty] | May, 22 2017 00:00:00 | Dimmable | Continuous Below 10 | FALSE |  | DDDJEK | [25 empty] | 4.4 | 2157.53 | 111.21 | 19.4 | 13.5 | 0.99 | 4000 | 83 |  |  |  | FALSE | FALSE | FALSE | [8 empty] | November, 02 2018 00:00:00 | FALSE | FALSE | FALSE | [6 empty] | AC | [7 empty] | FALSE
PKDVVMCX | Entegrity Energy Partners, LLC | Entegrity | ENT-T8HG1-48-012W-40K-F | Linear Replacement Lamp | T8 Four-Foot | Dual Mode Internal Driver (UL Type A and Type B) |  | standard | FALSE | [10 empty] | May, 22 2017 00:00:00 | Dimmable | Continuous Below 10 | FALSE |  | DDDJEJ | [25 empty] | 4.4 | 1786.26 | 110.26 | 16.2 | 13.9 | 0.99 | 4000 | 83.1 |  |  |  | FALSE | FALSE | FALSE | [8 empty] | November, 02 2018 00:00:00 | FALSE | FALSE | FALSE | [6 empty] | AC | [7 empty] | FALSE
PKF8SVTW | Entegrity Energy Partners, LLC | Entegrity | ENT-T8HG1-48-015W-30K-F | Linear Replacement Lamp | T8 Four-Foot | Dual Mode Internal Driver (UL Type A and Type B) |  | standard | TRUE |  | 2157.53 | 111.213 | 19.4 | 13.5 | 0.924 | 3022 | 83 | 5 | 50000 | May, 22 2017 00:00:00 | Dimmable | Continuous Below 10 | FALSE |  | DDDJEK | [15 empty] | 79.9 |  | 1.2 | 1.22 | [6 empty] | 4.4 | 2157.53 | 111.21 | 19.4 | 13.5 | 0.99 | 3000 | 83 |  |  |  | FALSE | FALSE | FALSE | [8 empty] | November, 02 2018 00:00:00 | FALSE | FALSE | FALSE | [6 empty] | AC | [7 empty] | FALSE
PHR8ET8A | WING (SHANGHAI) INTERNATIONAL TRADE CO LTD | TOPSTAR | L48T8-835-18P-G4-EB | Linear Replacement Lamp | T8 Four-Foot | Replacement Lamps (plug and play) (UL Type A) |  | standard | FALSE | [10 empty] | May, 22 2017 00:00:00 | Not Dimmable | Not Dimmable | NO |  | VAVWCQ | [25 empty] | 5 | 2400 | 120 | 20 | 15 | 0.9 | 3500 | 80 |  |  |  | FALSE | FALSE | FALSE | [8 empty] | March, 30 2020 00:00:00 | FALSE | FALSE | FALSE | [6 empty] | AC | [7 empty] | FALSE
PGW8SMH9 | SHENZHEN OURUIMEI LIGHTING TECHNOLOGY CO., LTD | ORM | ORM-T8-4FT-18W-IDAB3(5000K) | Linear Replacement Lamp | T8 Four-Foot | Dual Mode Internal Driver (UL Type A and Type B) |  | standard | FALSE | [10 empty] | May, 22 2017 00:00:00 | Not Dimmable | Not Dimmable | No |  | BBBDIS | [25 empty] | 5 | 2218 | 129.56 | 17.12 | 15.01 | 0.9 | 5000 | 82.3 |  |  |  | FALSE | FALSE | FALSE | [8 empty] | March, 30 2020 00:00:00 | FALSE | FALSE | FALSE | [6 empty] | AC | [7 empty] | FALSE
PZEV4WXD | Entegrity Energy Partners, LLC | Entegrity | ENT-T8HG1-48-015W-50K-F | Linear Replacement Lamp | T8 Four-Foot | Dual Mode Internal Driver (UL Type A and Type B) |  | standard | FALSE | [10 empty] | May, 22 2017 00:00:00 | Dimmable | Continuous Below 10 | FALSE |  | DDDJEK | [25 empty] | 4.4 | 2197.19 | 113.26 | 19.4 | 13.7 | 0.99 | 5000 | 81.3 |  |  |  | FALSE | FALSE | FALSE | [8 empty] | November, 02 2018 00:00:00 | FALSE | FALSE | FALSE | [6 empty] | AC | [7 empty] | FALSE
PCD4GNPV | Entegrity Energy Partners, LLC | Entegrity | ENT-T8HG1-48-012W-30K-F | Linear Replacement Lamp | T8 Four-Foot | Dual Mode Internal Driver (UL Type A and Type B) |  | standard | TRUE |  | 1786.26 | 110.263 | 16.2 | 13.9 | 0.907 | 2998 | 83.1 | 5 | 50000 | May, 22 2017 00:00:00 | Dimmable | Continuous Below 10 | FALSE |  | DDDJEJ | [15 empty] | 80.3 |  | 1.2 | 1.22 | [6 empty] | 4.4 | 1786.26 | 110.26 | 16.2 | 13.9 | 0.99 | 3000 | 83.1 |  |  |  | FALSE | FALSE | FALSE | [8 empty] | November, 02 2018 00:00:00 | FALSE | FALSE | FALSE | [6 empty] | AC | [7 empty] | FALSE
PBKPKQAB | Entegrity Energy Partners, LLC | Entegrity | ENT-T8HG1-48-012W-35K-F | Linear Replacement Lamp | T8 Four-Foot | Dual Mode Internal Driver (UL Type A and Type B) |  | standard | FALSE | [10 empty] | May, 22 2017 00:00:00 | Dimmable | Continuous Below 10 | FALSE |  | DDDJEJ | [25 empty] | 4.4 | 1786.26 | 110.26 | 16.2 | 13.9 | 0.99 | 3500 | 83.1 |  |  |  | FALSE | FALSE | FALSE | [8 empty] | November, 02 2018 00:00:00 | FALSE | FALSE | FALSE | [6 empty] | AC | [7 empty] | FALSE
PCEWNUS1 | SHENZHEN OURUIMEI LIGHTING TECHNOLOGY CO., LTD | ORM | ORM-T8-4FT-15W-IDAB3(3500K) | Linear Replacement Lamp | T8 Four-Foot | Dual Mode Internal Driver (UL Type A and Type B) |  | standard | FALSE | [10 empty] | May, 22 2017 00:00:00 | Not Dimmable | Not Dimmable | No |  | BBBDIR | [25 empty] | 5 | 1679 | 121.75 | 13.79 | 13.44 | 0.91 | 3500 | 81.7 |  |  |  | FALSE | FALSE | FALSE | [8 empty] | March, 30 2020 00:00:00 | FALSE | FALSE | FALSE | [6 empty] | AC | [7 empty] | FALSE
P8DDHRHV | SHENZHEN OURUIMEI LIGHTING TECHNOLOGY CO., LTD | ORM | ORM-T8-4FT-18W-IDAB3(3500K) | Linear Replacement Lamp | T8 Four-Foot | Dual Mode Internal Driver (UL Type A and Type B) |  | standard | FALSE | [10 empty] | May, 22 2017 00:00:00 | Not Dimmable | Not Dimmable | No |  | BBBDIS | [25 empty] | 5 | 2047 | 120.13 | 17.04 | 15.05 | 0.9 | 3500 | 81.7 |  |  |  | FALSE | FALSE | FALSE | [8 empty] | March, 30 2020 00:00:00 | FALSE | FALSE | FALSE | [6 empty] | AC | [7 empty] | FALSE
PP73K1HP | WING (SHANGHAI) INTERNATIONAL TRADE CO LTD | TOPSTAR | L48T8-835-14P-G4-EB | Linear Replacement Lamp | T8 Four-Foot | Replacement Lamps (plug and play) (UL Type A) |  | standard | FALSE | [10 empty] | May, 22 2017 00:00:00 | Not Dimmable | Not Dimmable | NO |  | VAVWCP | [25 empty] | 5 | 2100 | 127 | 16.5 | 14 | 0.9 | 3500 | 80 |  |  |  | FALSE | FALSE | FALSE | [8 empty] | March, 30 2020 00:00:00 | FALSE | FALSE | FALSE | [6 empty] | AC | [7 empty] | FALSE
PF23E4MM | SHENZHEN OURUIMEI LIGHTING TECHNOLOGY CO., LTD | ORM | ORM-T8-4FT-22W-IDAB3(4000K) | Linear Replacement Lamp | T8 Four-Foot | Dual Mode Internal Driver (UL Type A and Type B) |  | standard | FALSE | [10 empty] | May, 22 2017 00:00:00 | Not Dimmable | Not Dimmable | No |  | BBBDIT | [25 empty] | 5 | 2555 | 120.86 | 21.14 | 13.31 | 0.91 | 4000 | 81.8 |  |  |  | FALSE | FALSE | FALSE | [8 empty] | March, 30 2020 00:00:00 | FALSE | FALSE | FALSE | [6 empty] | AC | [7 empty] | FALSE
PAN5HC27 | SHENZHEN OURUIMEI LIGHTING TECHNOLOGY CO., LTD | ORM | ORM-T8-4FT-15W-IDAB3(4500K) | Linear Replacement Lamp | T8 Four-Foot | Dual Mode Internal Driver (UL Type A and Type B) |  | standard | FALSE | [10 empty] | May, 22 2017 00:00:00 | Not Dimmable | Not Dimmable | No |  | BBBDIR | [25 empty] | 5 | 1679 | 121.75 | 13.79 | 13.44 | 0.91 | 4500 | 81.7 |  |  |  | FALSE | FALSE | FALSE | [8 empty] | March, 30 2020 00:00:00 | FALSE | FALSE | FALSE | [6 empty] | AC | [7 empty] | FALSE
PNMPTPUJ | SHENZHEN OURUIMEI LIGHTING TECHNOLOGY CO., LTD | ORM | ORM-T8-4FT-18W-IDAB3(4500K) | Linear Replacement Lamp | T8 Four-Foot | Dual Mode Internal Driver (UL Type A and Type B) |  | standard | FALSE | [10 empty] | May, 22 2017 00:00:00 | Not Dimmable | Not Dimmable | No |  | BBBDIS | [25 empty] | 5 | 2047 | 120.13 | 17.04 | 15.05 | 0.9 | 4500 | 81.7 |  |  |  | FALSE | FALSE | FALSE | [8 empty] | March, 30 2020 00:00:00 | FALSE | FALSE | FALSE | [6 empty] | AC | [7 empty] | FALSE
PSG2UABB | SHENZHEN OURUIMEI LIGHTING TECHNOLOGY CO., LTD | ORM | ORM-T8-4FT-22W-IDAB3(3000K) | Linear Replacement Lamp | T8 Four-Foot | Dual Mode Internal Driver (UL Type A and Type B) |  | standard | TRUE |  | 2555 | 120.86 | 21.11 | 13.31 | 0.9052 | 2969 | 81.8 | 5 | 50000 | May, 22 2017 00:00:00 | Not Dimmable | Not Dimmable | No |  | BBBDIT | [15 empty] | 88.8 |  | 1.16 | 1.38 | [6 empty] | 5 | 2555 | 120.86 | 21.14 | 13.31 | 0.91 | 3000 | 81.8 |  |  |  | FALSE | FALSE | FALSE | [8 empty] | March, 30 2020 00:00:00 | FALSE | FALSE | FALSE | [6 empty] | AC | [7 empty] | FALSE
PEK25ZZS | Entegrity Energy Partners, LLC | Entegrity | ENT-T8HG1-48-015W-35K-F | Linear Replacement Lamp | T8 Four-Foot | Dual Mode Internal Driver (UL Type A and Type B) |  | standard | FALSE | [10 empty] | May, 22 2017 00:00:00 | Dimmable | Continuous Below 10 | FALSE |  | DDDJEK | [25 empty] | 4.4 | 2157.53 | 111.21 | 19.4 | 13.5 | 0.99 | 3500 | 83 |  |  |  | FALSE | FALSE | FALSE | [8 empty] | November, 02 2018 00:00:00 | FALSE | FALSE | FALSE | [6 empty] | AC | [7 empty] | FALSE
P9WJZE7K | Entegrity Energy Partners, LLC | Entegrity | ENT-T8HG1-48-012W-45K-F | Linear Replacement Lamp | T8 Four-Foot | Dual Mode Internal Driver (UL Type A and Type B) |  | standard | FALSE | [10 empty] | May, 22 2017 00:00:00 | Dimmable | Continuous Below 10 | FALSE |  | DDDJEJ | [25 empty] | 4.4 | 1786.26 | 110.26 | 16.2 | 13.9 | 0.99 | 4500 | 83.1 |  |  |  | FALSE | FALSE | FALSE | [8 empty] | November, 02 2018 00:00:00 | FALSE | FALSE | FALSE | [6 empty] | AC | [7 empty] | FALSE
PUVHZWPQ | Entegrity Energy Partners, LLC | Entegrity | ENT-T8HG1-48-012W-50K-F | Linear Replacement Lamp | T8 Four-Foot | Dual Mode Internal Driver (UL Type A and Type B) |  | standard | FALSE | [10 empty] | May, 22 2017 00:00:00 | Dimmable | Continuous Below 10 | FALSE |  | DDDJEJ | [25 empty] | 4.4 | 1819.16 | 112.99 | 16.1 | 14.1 | 0.99 | 5000 | 81.8 |  |  |  | FALSE | FALSE | FALSE | [8 empty] | November, 02 2018 00:00:00 | FALSE | FALSE | FALSE | [6 empty] | AC | [7 empty] | FALSE
PV2HX7MF | SHENZHEN OURUIMEI LIGHTING TECHNOLOGY CO., LTD | ORM | ORM-T8-4FT-18W-IDAB3(4000K) | Linear Replacement Lamp | T8 Four-Foot | Dual Mode Internal Driver (UL Type A and Type B) |  | standard | FALSE | [10 empty] | May, 22 2017 00:00:00 | Not Dimmable | Not Dimmable | No |  | BBBDIS | [25 empty] | 5 | 2047 | 120.13 | 17.04 | 15.05 | 0.9 | 4000 | 81.7 |  |  |  | FALSE | FALSE | FALSE | [8 empty] | March, 30 2020 00:00:00 | FALSE | FALSE | FALSE | [6 empty] | AC | [7 empty] | FALSE
PKXJJT51 | SHENZHEN OURUIMEI LIGHTING TECHNOLOGY CO., LTD | ORM | ORM-T8-4FT-22W-IDAB3(4500K) | Linear Replacement Lamp | T8 Four-Foot | Dual Mode Internal Driver (UL Type A and Type B) |  | standard | FALSE | [10 empty] | May, 22 2017 00:00:00 | Not Dimmable | Not Dimmable | No |  | BBBDIT | [25 empty] | 5 | 2555 | 120.86 | 21.14 | 13.31 | 0.91 | 4500 | 81.8 |  |  |  | FALSE | FALSE | FALSE | [8 empty] | March, 30 2020 00:00:00 | FALSE | FALSE | FALSE | [6 empty] | AC | [7 empty] | FALSE
PSF2E9VC | SHENZHEN OURUIMEI LIGHTING TECHNOLOGY CO., LTD | ORM | ORM-T8-4FT-22W-IDAB3(5000K) | Linear Replacement Lamp | T8 Four-Foot | Dual Mode Internal Driver (UL Type A and Type B) |  | standard | FALSE | [10 empty] | May, 22 2017 00:00:00 | Not Dimmable | Not Dimmable | No |  | BBBDIT | [25 empty] | 5 | 2748 | 129.68 | 21.19 | 13.29 | 0.91 | 5000 | 82.6 |  |  |  | FALSE | FALSE | FALSE | [8 empty] | March, 30 2020 00:00:00 | FALSE | FALSE | FALSE | [6 empty] | AC | [7 empty] | FALSE
PN2E9WPX | WayToGo LED Lighting Company Ltd | WTGLED | WTG-4F15WT8 BQET(4000K) | Linear Replacement Lamp | T8 Four-Foot | Dual Mode Internal Driver (UL Type A and Type B) |  | standard | FALSE | [10 empty] | May, 19 2017 00:00:00 | Not Dimmable | Not Dimmable | No |  | CCCAMA | [25 empty] | 5 | 2148.3 | 118.6 | 18.1 | 17.5 | 0.92 | 3007 | 84.4 |  |  |  | FALSE | FALSE | FALSE | [8 empty] | March, 30 2020 00:00:00 | FALSE | FALSE | FALSE | [6 empty] | AC | [7 empty] | FALSE
P7UJYPA4 | WayToGo LED Lighting Company Ltd | WTGLED | WTG-4F18WT8 BQET 40F | Linear Replacement Lamp | T8 Four-Foot | Dual Mode Internal Driver (UL Type A and Type B) |  | standard | FALSE | [10 empty] | May, 19 2017 00:00:00 | Not Dimmable | Not Dimmable | No |  | CCCELY | [25 empty] | 5 | 2210.1 | 125.5 | 17.6 | 17.1 | 0.93 | 4000 | 83.9 |  |  |  | FALSE | FALSE | FALSE | [8 empty] | March, 30 2020 00:00:00 | FALSE | FALSE | FALSE | [6 empty] | AC | [7 empty] | FALSE
PR8PMSTB | WayToGo LED Lighting Company Ltd | WTGLED | WTG-4F15WT8 BQET(5000K) | Linear Replacement Lamp | T8 Four-Foot | Dual Mode Internal Driver (UL Type A and Type B) |  | standard | FALSE | [10 empty] | May, 19 2017 00:00:00 | Not Dimmable | Not Dimmable | No |  | CCCAMA | [25 empty] | 5 | 2216 | 122.4 | 18.1 | 18.8 | 0.93 | 5154 | 88.1 |  |  |  | FALSE | FALSE | FALSE | [8 empty] | March, 30 2020 00:00:00 | FALSE | FALSE | FALSE | [6 empty] | AC | [7 empty] | FALSE
PYJBAKD9 | WayToGo LED Lighting Company Ltd | WTGLED | WTG-4F18WT8 BQET 30C | Linear Replacement Lamp | T8 Four-Foot | Dual Mode Internal Driver (UL Type A and Type B) |  | standard | TRUE |  | 2281.82 | 129.649 | 17.6 | 17.2 | 0.926 | 3073 | 83.2 | 5 | 50000 | May, 19 2017 00:00:00 | Not Dimmable | Not Dimmable | No |  | CCCELZ | [15 empty] | 81.5 |  | 1.06 | 1.24 | [6 empty] | 5 | 2281.8 | 129.6 | 17.6 | 17.2 | 0.93 | 3073 | 83.2 |  |  |  | FALSE | FALSE | FALSE | [8 empty] | March, 30 2020 00:00:00 | FALSE | FALSE | FALSE | [6 empty] | AC | [7 empty] | FALSE
PW2BVW6E | WayToGo LED Lighting Company Ltd | WTGLED | WTG-4F18WT8 BQET 50F | Linear Replacement Lamp | T8 Four-Foot | Dual Mode Internal Driver (UL Type A and Type B) |  | standard | FALSE | [10 empty] | May, 19 2017 00:00:00 | Not Dimmable | Not Dimmable | No |  | CCCELY | [25 empty] | 5 | 2266.3 | 128 | 17.7 | 18.8 | 0.94 | 5128 | 87.1 |  |  |  | FALSE | FALSE | FALSE | [8 empty] | March, 30 2020 00:00:00 | FALSE | FALSE | FALSE | [6 empty] | AC | [7 empty] | FALSE
PWDBR5AR | WayToGo LED Lighting Company Ltd | WTGLED | WTG-4F18WT8 BQET 30F | Linear Replacement Lamp | T8 Four-Foot | Dual Mode Internal Driver (UL Type A and Type B) |  | standard | TRUE |  | 2210.16 | 125.577 | 17.6 | 17.1 | 0.926 | 3018 | 83.9 | 5 | 50000 | May, 19 2017 00:00:00 | Not Dimmable | Not Dimmable | No |  | CCCELY | [15 empty] | 80.3 |  | 1.04 | 1.24 | [6 empty] | 5 | 2210.1 | 125.5 | 17.6 | 17.1 | 0.93 | 3018 | 83.9 |  |  |  | FALSE | FALSE | FALSE | [8 empty] | March, 30 2020 00:00:00 | FALSE | FALSE | FALSE | [6 empty] | AC | [7 empty] | FALSE
PGDM3NZU | WayToGo LED Lighting Company Ltd | WTGLED | WTG-4F18WT8 BQET 50C | Linear Replacement Lamp | T8 Four-Foot | Dual Mode Internal Driver (UL Type A and Type B) |  | standard | FALSE | [10 empty] | May, 19 2017 00:00:00 | Not Dimmable | Not Dimmable | No |  | CCCELZ | [25 empty] | 5 | 2339.7 | 132.1 | 17.7 | 18.1 | 0.93 | 5076 | 84.9 |  |  |  | FALSE | FALSE | FALSE | [8 empty] | March, 30 2020 00:00:00 | FALSE | FALSE | FALSE | [6 empty] | AC | [7 empty] | FALSE
PBXHNNS3 | WayToGo LED Lighting Company Ltd | WTGLED | WTG-4F15WT8 BQET(3000K) | Linear Replacement Lamp | T8 Four-Foot | Dual Mode Internal Driver (UL Type A and Type B) |  | standard | TRUE |  | 2148.34 | 118.693 | 18.1 | 17.5 | 0.919 | 3007 | 84.4 | 5 | 50000 | May, 19 2017 00:00:00 | Not Dimmable | Not Dimmable | No |  | CCCAMA | [15 empty] | 80 |  | 1.08 | 1.26 | [6 empty] | 5 | 2148.3 | 118.6 | 18.1 | 17.5 | 0.92 | 3007 | 84.4 |  |  |  | FALSE | FALSE | FALSE | [8 empty] | March, 30 2020 00:00:00 | FALSE | FALSE | FALSE | [6 empty] | AC | [7 empty] | FALSE
P8YDBUT7 | WayToGo LED Lighting Company Ltd | WTGLED | WTG-4F18WT8 BQET 40C | Linear Replacement Lamp | T8 Four-Foot | Dual Mode Internal Driver (UL Type A and Type B) |  | standard | FALSE | [10 empty] | May, 19 2017 00:00:00 | Not Dimmable | Not Dimmable | No |  | CCCELZ | [25 empty] | 5 | 2281.8 | 129.6 | 17.6 | 17.2 | 0.93 | 4000 | 83.2 |  |  |  | FALSE | FALSE | FALSE | [8 empty] | March, 30 2020 00:00:00 | FALSE | FALSE | FALSE | [6 empty] | AC | [7 empty] | FALSE
P2AD13KS | Lextar Electronics Corp. | Lextar | 97.AE8O6.416D5(XX) | Linear Replacement Lamp | T8 Four-Foot | Replacement Lamps (plug and play) (UL Type A) |  | standard | FALSE | [10 empty] | May, 18 2017 00:00:00 | Not Dimmable | Not Dimmable | No |  | CCCELS | [25 empty] | 5 | 1972.4 | 124.56 | 15.84 | 9.86 | 0.94 | 5000 | 82 |  |  |  | FALSE | FALSE | FALSE | [8 empty] | March, 30 2020 00:00:00 | FALSE | FALSE | FALSE | [6 empty] | AC | [7 empty] | FALSE
P6FNGMDF | Lextar Electronics Corp. | Lextar | 97.AE8O6.416D3(XX) | Linear Replacement Lamp | T8 Four-Foot | Replacement Lamps (plug and play) (UL Type A) |  | standard | TRUE |  | 1893.9 | 125.26 | 15.12 | 9.85 | 0.942 | 4085 | 83.8 | 5 | 50000 | May, 18 2017 00:00:00 | Not Dimmable | Not Dimmable | No |  | CCCELS | [15 empty] | 84.2 |  | 1.34 | 1.24 | [6 empty] | 5 | 1893.9 | 125.26 | 15.12 | 9.85 | 0.94 | 4000 | 83.8 |  |  |  | FALSE | FALSE | FALSE | [8 empty] | March, 30 2020 00:00:00 | FALSE | FALSE | FALSE | [6 empty] | AC | [7 empty] | FALSE
P6UT75ZK | Partsmaster USA | Partsmaster USA | DY2110(5000K) | Linear Replacement Lamp | T8 Four-Foot | Dual Mode Internal Driver (UL Type A and Type B) |  | standard | FALSE | [10 empty] | May, 18 2017 00:00:00 | Not Dimmable | Not Dimmable | FALSE |  | DDDJDN | [25 empty] | 4.4 | 2302 | 114.81 | 20.05 | 7.88 | 0.97 | 5000 | 81.5 |  |  |  | FALSE | FALSE | FALSE | [8 empty] | November, 02 2018 00:00:00 | FALSE | FALSE | FALSE | [6 empty] | AC | [7 empty] | FALSE
PGVXHUBC | Partsmaster USA | Partsmaster USA | DY2110(4000K) | Linear Replacement Lamp | T8 Four-Foot | Dual Mode Internal Driver (UL Type A and Type B) |  | standard | FALSE | [10 empty] | May, 18 2017 00:00:00 | Not Dimmable | Not Dimmable | FALSE |  | DDDJDN | [25 empty] | 4.4 | 2265 | 113.7 | 19.92 | 6.77 | 0.97 | 4000 | 81 |  |  |  | FALSE | FALSE | FALSE | [8 empty] | November, 02 2018 00:00:00 | FALSE | FALSE | FALSE | [6 empty] | AC | [7 empty] | FALSE
PDA8TFDV | Partsmaster USA | Partsmaster USA | DY2110(3000K) | Linear Replacement Lamp | T8 Four-Foot | Dual Mode Internal Driver (UL Type A and Type B) |  | standard | TRUE |  | 2227 | 112.57 | 19.78 | 6.77 | 0.9676 | 2966 | 81 | 5 | 50000 | May, 18 2017 00:00:00 | Not Dimmable | Not Dimmable | FALSE |  | DDDJDN | [15 empty] | 84.5 |  | 1.24 | 1.34 | [6 empty] | 4.4 | 2227 | 112.57 | 19.78 | 6.77 | 0.97 | 3000 | 81 |  |  |  | FALSE | FALSE | FALSE | [8 empty] | November, 02 2018 00:00:00 | FALSE | FALSE | FALSE | [6 empty] | AC | [7 empty] | FALSE
PF9QVQ69 | Shenzhen Kingplus Lighting CO.LTD | Kingplus Lighting | KP-T8412NMUG-BHY | Linear Replacement Lamp | T8 Four-Foot | Dual Mode Internal Driver (UL Type A and Type B) |  | standard | FALSE | [10 empty] | May, 17 2017 00:00:00 | Not Dimmable | Not Dimmable | No |  | NNNMIV | [25 empty] | 5 | 2124 | 160.91 | 13.2 | 17.78 | 0.9 | 4500 | 80.8 |  |  |  | FALSE | FALSE | FALSE | [8 empty] | March, 30 2020 00:00:00 | FALSE | FALSE | FALSE | [6 empty] | AC | [7 empty] | FALSE
PG821SCE | Shenzhen Kingplus Lighting CO.LTD | Kingplus Lighting | KP-T8412NMUG-BDY | Linear Replacement Lamp | T8 Four-Foot | Dual Mode Internal Driver (UL Type A and Type B) |  | standard | FALSE | [10 empty] | May, 17 2017 00:00:00 | Not Dimmable | Not Dimmable | No |  | NNNMIV | [25 empty] | 5 | 2180 | 164.78 | 13.23 | 17.53 | 0.9 | 5000 | 80.2 |  |  |  | FALSE | FALSE | FALSE | [8 empty] | March, 30 2020 00:00:00 | FALSE | FALSE | FALSE | [6 empty] | AC | [7 empty] | FALSE
PYPNKQQ1 | Shenzhen Kingplus Lighting CO.LTD | Kingplus Lighting | KP-T8412NMUG-BNY | Linear Replacement Lamp | T8 Four-Foot | Dual Mode Internal Driver (UL Type A and Type B) |  | standard | TRUE |  | 2124 | 160.79 | 13.21 | 19.05 | 0.9004 | 4058 | 80.8 | 5 | 50000 | May, 17 2017 00:00:00 | Not Dimmable | Not Dimmable | No |  | NNNMIV | [15 empty] | 85.7 |  | 1.22 | 1.22 | [6 empty] | 5 | 2124 | 160.91 | 13.2 | 17.78 | 0.9 | 4000 | 80.8 |  |  |  | FALSE | FALSE | FALSE | [8 empty] | March, 30 2020 00:00:00 | FALSE | FALSE | FALSE | [6 empty] | AC | [7 empty] | FALSE
PFFH6T4F | Sunpark | Sunpark | T8-48T-840-11W-EB4 | Linear Replacement Lamp | T8 Four-Foot | Replacement Lamps (plug and play) (UL Type A) |  | standard | FALSE | [10 empty] | May, 17 2017 00:00:00 | Not Dimmable | Not Dimmable | No |  | IIIKKR | [25 empty] | 5 | 1800 | 129 | 14 | 14 | 0.9 | 4000 | 80 |  |  |  | FALSE | FALSE | FALSE | [8 empty] | March, 30 2020 00:00:00 | FALSE | FALSE | FALSE | [6 empty] | AC | [7 empty] | FALSE
P3THP4V7 | Sunpark | Sunpark | T8-48T-850-11W-EB4 | Linear Replacement Lamp | T8 Four-Foot | Replacement Lamps (plug and play) (UL Type A) |  | standard | FALSE | [10 empty] | May, 17 2017 00:00:00 | Not Dimmable | Not Dimmable | No |  | IIIKKR | [25 empty] | 5 | 1800 | 129 | 14 | 14 | 0.9 | 5000 | 80 |  |  |  | FALSE | FALSE | FALSE | [8 empty] | March, 30 2020 00:00:00 | FALSE | FALSE | FALSE | [6 empty] | AC | [7 empty] | FALSE
PL00F020 | Builders Pack | Builders Pack | 51-T8-120-15W-40K-OF-A+B | Linear Replacement Lamp | T8 Four-Foot | Dual Mode Internal Driver (UL Type A and Type B) |  | standard | TRUE |  | 2278.6 | 130.35 | 17.48 | 11.98 | 0.966 | 3989 | 80.4 | 5 | 50000 | May, 17 2017 00:00:00 | Not Dimmable | Not Dimmable | NO | Updated on 07/26/2018 | EJWBCA | [15 empty] | 84.9 |  | 1.3 | 1.18 | [6 empty] | 5 | 2278.6 | 130.35 | 17.48 | 11.98 | 0.97 | 4000 | 80 |  |  |  | FALSE | FALSE | FALSE | [8 empty] | March, 30 2020 00:00:00 | FALSE | FALSE | FALSE | [6 empty] | AC | [7 empty] | FALSE
PV2JRPZD | Sunpark | Sunpark | T8-48T-835-11W-EB4 | Linear Replacement Lamp | T8 Four-Foot | Replacement Lamps (plug and play) (UL Type A) |  | standard | FALSE | [10 empty] | May, 17 2017 00:00:00 | Not Dimmable | Not Dimmable | No |  | IIIKKR | [25 empty] | 5 | 1700 | 122 | 14 | 14 | 0.9 | 3500 | 80 |  |  |  | FALSE | FALSE | FALSE | [8 empty] | March, 30 2020 00:00:00 | FALSE | FALSE | FALSE | [6 empty] | AC | [7 empty] | FALSE
PK9SMMBJ | Sunpark | Sunpark | T8-48T-830-11W-EB4 | Linear Replacement Lamp | T8 Four-Foot | Replacement Lamps (plug and play) (UL Type A) |  | standard | TRUE |  | 1642 | 120.8 | 13.59 | 14.09 | 0.942 | 3073 | 82 | 5 |  | May, 17 2017 00:00:00 | Not Dimmable | Not Dimmable | No |  | IIIKKR | [15 empty] | 84.1 |  | 1.32 | 1.28 | [6 empty] | 5 | 1700 | 122 | 14 | 14 | 0.9 | 3000 | 80 |  |  |  | FALSE | FALSE | FALSE | [8 empty] | March, 30 2020 00:00:00 | FALSE | FALSE | FALSE | [6 empty] | AC | [7 empty] | FALSE
PA87XA3Y | Baiyiled Lighting America Inc. | Rayonled | RO-UL-g18N | Linear Replacement Lamp | T8 Four-Foot | Replacement Lamps (plug and play) (UL Type A) |  | standard | FALSE | [10 empty] | May, 16 2017 00:00:00 | Not Dimmable | Not Dimmable | FALSE |  | VVVWKE | [25 empty] | 4.4 | 2000 | 111 | 18 | 15 | 0.9 | 4000 | 80 |  |  |  | FALSE | FALSE | FALSE | [8 empty] | November, 02 2018 00:00:00 | FALSE | FALSE | FALSE | [6 empty] | AC | [7 empty] | FALSE
PQNDEMH5 | Baiyiled Lighting America Inc. | Rayonled | RO-UL-g18P | Linear Replacement Lamp | T8 Four-Foot | Replacement Lamps (plug and play) (UL Type A) |  | standard | FALSE | [10 empty] | May, 16 2017 00:00:00 | Not Dimmable | Not Dimmable | FALSE |  | VVVWKE | [25 empty] | 4.4 | 2000 | 111 | 18 | 15 | 0.9 | 5000 | 80 |  |  |  | FALSE | FALSE | FALSE | [8 empty] | November, 02 2018 00:00:00 | FALSE | FALSE | FALSE | [6 empty] | AC | [7 empty] | FALSE
PEBWR727 | Baiyiled Lighting America Inc. | Rayonled | RO-UL-g18W | Linear Replacement Lamp | T8 Four-Foot | Replacement Lamps (plug and play) (UL Type A) |  | standard | TRUE |  | 2563.4 | 129.53 | 19.79 | 4.62 | 0.986 | 2909 | 81.5 | 5 | 50000 | May, 16 2017 00:00:00 | Not Dimmable | Not Dimmable | FALSE |  | VVVWKE | [15 empty] | 84.2 |  | 1.2 | 1.32 | [6 empty] | 4.4 | 2000 | 111 | 18 | 15 | 0.9 | 3000 | 80 |  |  |  | FALSE | FALSE | FALSE | [8 empty] | November, 02 2018 00:00:00 | FALSE | FALSE | FALSE | [6 empty] | AC | [7 empty] | FALSE
PKYQMK9R | HK Syhdee LIGHTING Co., LIMITED. | SYHDEE | SYH-PC08-AB1215 (5000K) | Linear Replacement Lamp | T8 Four-Foot | Dual Mode Internal Driver (UL Type A and Type B) |  | standard | FALSE | [10 empty] | May, 15 2017 00:00:00 | Not Dimmable | Not Dimmable | NO |  | BBBDIH | [25 empty] | 5 | 1984 | 124.8 | 15.8 | 14.8 | 0.93 | 4748 | 82.6 |  |  |  | FALSE | FALSE | FALSE | [8 empty] | March, 30 2020 00:00:00 | FALSE | FALSE | FALSE | [6 empty] | AC | [7 empty] | FALSE
P6W1U3DW | EnerGreen Technologies | EGT ( EnerGreen Technologies ) | EGT-DRLEDT8-18w-4000F-PC | Linear Replacement Lamp | T8 Four-Foot | Replacement Lamps (plug and play) (UL Type A) |  | standard | FALSE | [10 empty] | May, 15 2017 00:00:00 | Dimmable | Continuous Below 10 | No |  | SSSCHN | [25 empty] | 5 | 2388.99 | 121.7 | 19.63 | 16.9 | 0.91 | 4000 | 83 |  |  |  | FALSE | FALSE | FALSE | [8 empty] | March, 30 2020 00:00:00 | FALSE | FALSE | FALSE | [6 empty] | AC | [7 empty] | FALSE
PBG5WVPC | RevolutionLED | Revolution LED | RT8MAB-418W-50K | Linear Replacement Lamp | T8 Four-Foot | Dual Mode Internal Driver (UL Type A and Type B) |  | standard | FALSE | [10 empty] | May, 15 2017 00:00:00 | Dimmable | Continuous Below 10 | No |  | XXXBAS | [25 empty] | 5 | 2617.2 | 117.89 | 22.2 | 13.9 | 0.96 | 5000 | 83.1 |  |  |  | FALSE | FALSE | FALSE | [8 empty] | March, 30 2020 00:00:00 | FALSE | FALSE | FALSE | [6 empty] | AC | [7 empty] | FALSE
P7JVNERQ | EnerGreen Technologies | EGT ( EnerGreen Technologies ) | EGT-DRLEDT8-18w-4500F-PC | Linear Replacement Lamp | T8 Four-Foot | Replacement Lamps (plug and play) (UL Type A) |  | standard | FALSE | [10 empty] | May, 15 2017 00:00:00 | Dimmable | Continuous Below 10 | No |  | SSSCHN | [25 empty] | 5 | 2388.99 | 121.7 | 19.63 | 16.9 | 0.91 | 4500 | 83 |  |  |  | FALSE | FALSE | FALSE | [8 empty] | March, 30 2020 00:00:00 | FALSE | FALSE | FALSE | [6 empty] | AC | [7 empty] | FALSE
PV8BV4YZ | HK Syhdee LIGHTING Co., LIMITED. | SYHDEE | SYH-PC08-AB1215 (4000K) | Linear Replacement Lamp | T8 Four-Foot | Dual Mode Internal Driver (UL Type A and Type B) |  | standard | FALSE | [10 empty] | May, 15 2017 00:00:00 | Not Dimmable | Not Dimmable | NO |  | BBBDIH | [25 empty] | 5 | 1951.5 | 120.8 | 16.1 | 13.2 | 0.92 | 4000 | 82.6 |  |  |  | FALSE | FALSE | FALSE | [8 empty] | March, 30 2020 00:00:00 | FALSE | FALSE | FALSE | [6 empty] | AC | [7 empty] | FALSE
PRNSPRNH | RevolutionLED | Revolution LED | RT8MAB-415W-40K | Linear Replacement Lamp | T8 Four-Foot | Dual Mode Internal Driver (UL Type A and Type B) |  | standard | FALSE | [10 empty] | May, 15 2017 00:00:00 | Dimmable | Continuous Below 10 | FALSE |  | XXXBAR | [25 empty] | 4.4 | 2140.46 | 112.07 | 19.1 | 13.6 | 0.95 | 4000 | 82.1 |  |  |  | FALSE | FALSE | FALSE | [8 empty] | November, 02 2018 00:00:00 | FALSE | FALSE | FALSE | [6 empty] | AC | [7 empty] | FALSE
PSAXEB7N | RevolutionLED | Revolution LED | RT8MAB-420W-45K | Linear Replacement Lamp | T8 Four-Foot | Dual Mode Internal Driver (UL Type A and Type B) |  | standard | FALSE | [10 empty] | May, 15 2017 00:00:00 | Dimmable | Continuous Below 10 | FALSE |  | XXXBAT | [25 empty] | 4.4 | 2672.09 | 110.88 | 24.1 | 13.8 | 0.95 | 4500 | 81.9 |  |  |  | FALSE | FALSE | FALSE | [8 empty] | November, 02 2018 00:00:00 | FALSE | FALSE | FALSE | [6 empty] | AC | [7 empty] | FALSE
PBD4XYT2 | RevolutionLED | Revolution LED | RT8MAB-418W-45K | Linear Replacement Lamp | T8 Four-Foot | Dual Mode Internal Driver (UL Type A and Type B) |  | standard | FALSE | [10 empty] | May, 15 2017 00:00:00 | Dimmable | Continuous Below 10 | FALSE |  | XXXBAS | [25 empty] | 4.4 | 2488.73 | 112.61 | 22.1 | 13.7 | 0.95 | 4500 | 82 |  |  |  | FALSE | FALSE | FALSE | [8 empty] | November, 02 2018 00:00:00 | FALSE | FALSE | FALSE | [6 empty] | AC | [7 empty] | FALSE
P2VNAZMM | RevolutionLED | Revolution LED | RT8MAB-415W-45K | Linear Replacement Lamp | T8 Four-Foot | Dual Mode Internal Driver (UL Type A and Type B) |  | standard | FALSE | [10 empty] | May, 15 2017 00:00:00 | Dimmable | Continuous Below 10 | FALSE |  | XXXBAR | [25 empty] | 4.4 | 2140.46 | 112.07 | 19.1 | 13.6 | 0.95 | 4500 | 82.1 |  |  |  | FALSE | FALSE | FALSE | [8 empty] | November, 02 2018 00:00:00 | FALSE | FALSE | FALSE | [6 empty] | AC | [7 empty] | FALSE
PQTDGN2W | RevolutionLED | Revolution LED | RT8MAB-420W-30K | Linear Replacement Lamp | T8 Four-Foot | Dual Mode Internal Driver (UL Type A and Type B) |  | standard | TRUE |  | 2672.09 | 110.875 | 24.1 | 13.8 | 0.901 | 2937 | 81.9 | 5 | 50000 | May, 15 2017 00:00:00 | Dimmable | Continuous Below 10 | FALSE |  | XXXBAT | [15 empty] | 80.3 |  | 1.18 | 1.22 | [6 empty] | 4.4 | 2672.09 | 110.88 | 24.1 | 13.8 | 0.95 | 3000 | 81.9 |  |  |  | FALSE | FALSE | FALSE | [8 empty] | November, 02 2018 00:00:00 | FALSE | FALSE | FALSE | [6 empty] | AC | [7 empty] | FALSE
P51FJ4SJ | RevolutionLED | Revolution LED | RT8MAB-418W-30K | Linear Replacement Lamp | T8 Four-Foot | Dual Mode Internal Driver (UL Type A and Type B) |  | standard | TRUE |  | 2488.73 | 112.612 | 22.1 | 13.7 | 0.905 | 2967 | 82 | 5 | 50000 | May, 15 2017 00:00:00 | Dimmable | Continuous Below 10 | FALSE |  | XXXBAS | [15 empty] | 80.5 |  | 1.18 | 1.18 | [6 empty] | 4.4 | 2488.73 | 112.61 | 22.1 | 13.7 | 0.95 | 3000 | 82 |  |  |  | FALSE | FALSE | FALSE | [8 empty] | November, 02 2018 00:00:00 | FALSE | FALSE | FALSE | [6 empty] | AC | [7 empty] | FALSE
P5XH91B9 | EnerGreen Technologies | EGT ( EnerGreen Technologies ) | EGT-DRLEDT8-18w-3500F-PC | Linear Replacement Lamp | T8 Four-Foot | Replacement Lamps (plug and play) (UL Type A) |  | standard | FALSE | [10 empty] | May, 15 2017 00:00:00 | Dimmable | Continuous Below 10 | No |  | SSSCHN | [25 empty] | 5 | 2388.99 | 121.7 | 19.63 | 16.9 | 0.91 | 3500 | 83 |  |  |  | FALSE | FALSE | FALSE | [8 empty] | March, 30 2020 00:00:00 | FALSE | FALSE | FALSE | [6 empty] | AC | [7 empty] | FALSE
P9N1HS9U | HK Syhdee LIGHTING Co., LIMITED. | SYHDEE | SYH-PC08-AB1215 (4500K) | Linear Replacement Lamp | T8 Four-Foot | Dual Mode Internal Driver (UL Type A and Type B) |  | standard | FALSE | [10 empty] | May, 15 2017 00:00:00 | Not Dimmable | Not Dimmable | NO |  | BBBDIH | [25 empty] | 5 | 1951.5 | 120.8 | 16.1 | 13.2 | 0.92 | 4500 | 82.6 |  |  |  | FALSE | FALSE | FALSE | [8 empty] | March, 30 2020 00:00:00 | FALSE | FALSE | FALSE | [6 empty] | AC | [7 empty] | FALSE
PP2G2TYT | RevolutionLED | Revolution LED | RT8MAB-415W-50K | Linear Replacement Lamp | T8 Four-Foot | Dual Mode Internal Driver (UL Type A and Type B) |  | standard | FALSE | [10 empty] | May, 15 2017 00:00:00 | Dimmable | Continuous Below 10 | No |  | XXXBAR | [25 empty] | 5 | 2238.16 | 117.18 | 19.1 | 13.9 | 0.95 | 5000 | 82.9 |  |  |  | FALSE | FALSE | FALSE | [8 empty] | March, 30 2020 00:00:00 | FALSE | FALSE | FALSE | [6 empty] | AC | [7 empty] | FALSE
PXPD5F13 | RevolutionLED | Revolution LED | RT8MAB-420W-50K | Linear Replacement Lamp | T8 Four-Foot | Dual Mode Internal Driver (UL Type A and Type B) |  | standard | FALSE | [10 empty] | May, 15 2017 00:00:00 | Dimmable | Continuous Below 10 | FALSE |  | XXXBAT | [25 empty] | 4.4 | 2763.23 | 114.66 | 24.1 | 14.2 | 0.97 | 5000 | 82.8 |  |  |  | FALSE | FALSE | FALSE | [8 empty] | November, 02 2018 00:00:00 | FALSE | FALSE | FALSE | [6 empty] | AC | [7 empty] | FALSE
PSF151AJ | RevolutionLED | Revolution LED | RT8MAB-415W-30K | Linear Replacement Lamp | T8 Four-Foot | Dual Mode Internal Driver (UL Type A and Type B) |  | standard | TRUE |  | 2140.46 | 112.066 | 19.1 | 13.6 | 0.907 | 2983 | 82.1 | 5 | 50000 | May, 15 2017 00:00:00 | Dimmable | Continuous Below 10 | FALSE |  | XXXBAR | [15 empty] | 80.4 |  | 1.16 | 1.2 | [6 empty] | 4.4 | 2140.46 | 112.07 | 19.1 | 13.6 | 0.95 | 3000 | 82.1 |  |  |  | FALSE | FALSE | FALSE | [8 empty] | November, 02 2018 00:00:00 | FALSE | FALSE | FALSE | [6 empty] | AC | [7 empty] | FALSE
PJCNNUKQ | RevolutionLED | Revolution LED | RT8MAB-418W-40K | Linear Replacement Lamp | T8 Four-Foot | Dual Mode Internal Driver (UL Type A and Type B) |  | standard | FALSE | [10 empty] | May, 15 2017 00:00:00 | Dimmable | Continuous Below 10 | FALSE |  | XXXBAS | [25 empty] | 4.4 | 2488.73 | 112.61 | 22.1 | 13.7 | 0.95 | 4000 | 82 |  |  |  | FALSE | FALSE | FALSE | [8 empty] | November, 02 2018 00:00:00 | FALSE | FALSE | FALSE | [6 empty] | AC | [7 empty] | FALSE
PGVCG598 | EnerGreen Technologies | EGT ( EnerGreen Technologies ) | EGT-DRLEDT8-15w-3500F-PC | Linear Replacement Lamp | T8 Four-Foot | Replacement Lamps (plug and play) (UL Type A) |  | standard | FALSE | [10 empty] | May, 15 2017 00:00:00 | Not Dimmable | Not Dimmable | No |  | SSSCHO | [25 empty] | 5 | 1979.1 | 120.68 | 16.4 | 17.8 | 0.92 | 3500 | 83.1 |  |  |  | FALSE | FALSE | FALSE | [8 empty] | March, 30 2020 00:00:00 | FALSE | FALSE | FALSE | [6 empty] | AC | [7 empty] | FALSE
PX6QPN2A | EnerGreen Technologies | EGT ( EnerGreen Technologies ) | EGT-DRLEDT8-15w-4000F-PC | Linear Replacement Lamp | T8 Four-Foot | Replacement Lamps (plug and play) (UL Type A) |  | standard | FALSE | [10 empty] | May, 15 2017 00:00:00 | Not Dimmable | Not Dimmable | No |  | SSSCHO | [25 empty] | 5 | 1979.1 | 120.68 | 16.4 | 17.8 | 0.92 | 4000 | 83.1 |  |  |  | FALSE | FALSE | FALSE | [8 empty] | March, 30 2020 00:00:00 | FALSE | FALSE | FALSE | [6 empty] | AC | [7 empty] | FALSE
PU44B769 | EnerGreen Technologies | EGT ( EnerGreen Technologies ) | EGT-DRLEDT8-18w-5000F-PC | Linear Replacement Lamp | T8 Four-Foot | Replacement Lamps (plug and play) (UL Type A) |  | standard | FALSE | [10 empty] | May, 15 2017 00:00:00 | Dimmable | Continuous Below 10 | No |  | SSSCHN | [25 empty] | 5 | 2520.85 | 127.9 | 19.71 | 17.4 | 0.92 | 5160 | 84.9 |  |  |  | FALSE | FALSE | FALSE | [8 empty] | March, 30 2020 00:00:00 | FALSE | FALSE | FALSE | [6 empty] | AC | [7 empty] | FALSE
PPDB3QYK | EnerGreen Technologies | EGT ( EnerGreen Technologies ) | EGT-DRLEDT8-18w-3000F-PC | Linear Replacement Lamp | T8 Four-Foot | Replacement Lamps (plug and play) (UL Type A) |  | standard | TRUE |  | 2388.99 | 121.701 | 19.63 | 16.9 | 0.913 | 3058 | 83 | 5 | 50000 | May, 15 2017 00:00:00 | Dimmable | Continuous Below 10 | No |  | SSSCHN | [15 empty] | 78.6 |  | 1.12 | 1.02 | [6 empty] | 5 | 2388.99 | 121.7 | 19.63 | 16.9 | 0.91 | 3058 | 83 |  |  |  | FALSE | FALSE | FALSE | [8 empty] | March, 30 2020 00:00:00 | FALSE | FALSE | FALSE | [6 empty] | AC | [7 empty] | FALSE
P757RY7Y | EnerGreen Technologies | EGT ( EnerGreen Technologies ) | EGT-DRLEDT8-15w-3000F-PC | Linear Replacement Lamp | T8 Four-Foot | Replacement Lamps (plug and play) (UL Type A) |  | standard | TRUE |  | 1979.1 | 120.677 | 16.4 | 17.8 | 0.917 | 3045 | 83.1 | 5 | 50000 | May, 15 2017 00:00:00 | Not Dimmable | Not Dimmable | No |  | SSSCHO | [15 empty] | 79.8 |  | 1.12 | 1.06 | [6 empty] | 5 | 1979.1 | 120.68 | 16.4 | 17.8 | 0.92 | 3045 | 83.1 |  |  |  | FALSE | FALSE | FALSE | [8 empty] | March, 30 2020 00:00:00 | FALSE | FALSE | FALSE | [6 empty] | AC | [7 empty] | FALSE
PXKDX59S | RevolutionLED | Revolution LED | RT8MAB-420W-40K | Linear Replacement Lamp | T8 Four-Foot | Dual Mode Internal Driver (UL Type A and Type B) |  | standard | FALSE | [10 empty] | May, 15 2017 00:00:00 | Dimmable | Continuous Below 10 | FALSE |  | XXXBAT | [25 empty] | 4.4 | 2672.09 | 110.88 | 24.1 | 13.8 | 0.95 | 4000 | 81.9 |  |  |  | FALSE | FALSE | FALSE | [8 empty] | November, 02 2018 00:00:00 | FALSE | FALSE | FALSE | [6 empty] | AC | [7 empty] | FALSE
PR6DNNRZ | HK Syhdee LIGHTING Co., LIMITED. | SYHDEE | SYH-PC08-AB1215 (3500K) | Linear Replacement Lamp | T8 Four-Foot | Dual Mode Internal Driver (UL Type A and Type B) |  | standard | FALSE | [10 empty] | May, 15 2017 00:00:00 | Not Dimmable | Not Dimmable | NO |  | BBBDIH | [25 empty] | 5 | 1951.5 | 120.8 | 16.1 | 13.2 | 0.92 | 3500 | 82.6 |  |  |  | FALSE | FALSE | FALSE | [8 empty] | March, 30 2020 00:00:00 | FALSE | FALSE | FALSE | [6 empty] | AC | [7 empty] | FALSE
PB88TKFD | HK Syhdee LIGHTING Co., LIMITED. | SYHDEE | SYH-PC08-AB1215 (3000K) | Linear Replacement Lamp | T8 Four-Foot | Dual Mode Internal Driver (UL Type A and Type B) |  | standard | TRUE |  | 1951.57 | 120.84 | 16.15 | 13.2 | 0.915 | 2877 | 82.6 | 5 | 50000 | May, 15 2017 00:00:00 | Not Dimmable | Not Dimmable | NO |  | BBBDIH | [15 empty] | 78.4 |  | 1.28 | 1.28 | [6 empty] | 5 | 1951.5 | 120.8 | 16.1 | 13.2 | 0.92 | 2877 | 82.6 |  |  |  | FALSE | FALSE | FALSE | [8 empty] | March, 30 2020 00:00:00 | FALSE | FALSE | FALSE | [6 empty] | AC | [7 empty] | FALSE
PNFGXXGB | EnerGreen Technologies | EGT ( EnerGreen Technologies ) | EGT-DRLEDT8-15w-4500F-PC | Linear Replacement Lamp | T8 Four-Foot | Replacement Lamps (plug and play) (UL Type A) |  | standard | FALSE | [10 empty] | May, 15 2017 00:00:00 | Not Dimmable | Not Dimmable | No |  | SSSCHO | [25 empty] | 5 | 1979.1 | 120.68 | 16.4 | 17.8 | 0.92 | 4500 | 83.1 |  |  |  | FALSE | FALSE | FALSE | [8 empty] | March, 30 2020 00:00:00 | FALSE | FALSE | FALSE | [6 empty] | AC | [7 empty] | FALSE
PN36MPSN | EnerGreen Technologies | EGT ( EnerGreen Technologies ) | EGT-DRLEDT8-15w-5000F-PC | Linear Replacement Lamp | T8 Four-Foot | Replacement Lamps (plug and play) (UL Type A) |  | standard | FALSE | [10 empty] | May, 15 2017 00:00:00 | Not Dimmable | Not Dimmable | No |  | SSSCHO | [25 empty] | 5 | 2021.33 | 123.03 | 16.43 | 18.4 | 0.92 | 5082 | 84.3 |  |  |  | FALSE | FALSE | FALSE | [8 empty] | March, 30 2020 00:00:00 | FALSE | FALSE | FALSE | [6 empty] | AC | [7 empty] | FALSE
PU5Q88GN | LED One Corporation | LED ONE | LOD-GDMT84F-17W35KD | Linear Replacement Lamp | T8 Four-Foot | Dual Mode Internal Driver (UL Type A and Type B) |  | standard | FALSE | [10 empty] | May, 12 2017 00:00:00 | Not Dimmable | Not Dimmable | No |  | TYNAHJ | [25 empty] | 5 | 2150 | 127 | 17 | 10 | 0.9 | 3500 | 80 |  |  |  | FALSE | FALSE | FALSE | [8 empty] | March, 30 2020 00:00:00 | FALSE | FALSE | FALSE | [6 empty] | AC | [7 empty] | FALSE
P1VZHCY4 | LED One Corporation | LED ONE | LOD-GDMT84F-17W40KD | Linear Replacement Lamp | T8 Four-Foot | Dual Mode Internal Driver (UL Type A and Type B) |  | standard | FALSE | [10 empty] | May, 12 2017 00:00:00 | Not Dimmable | Not Dimmable | No |  | TYNAHJ | [25 empty] | 5 | 2300 | 136 | 17 | 10 | 0.9 | 4000 | 80 |  |  |  | FALSE | FALSE | FALSE | [8 empty] | March, 30 2020 00:00:00 | FALSE | FALSE | FALSE | [6 empty] | AC | [7 empty] | FALSE
PZT7TPHD | LED One Corporation | LED ONE | LOD-GDMT84F-17W30KD | Linear Replacement Lamp | T8 Four-Foot | Dual Mode Internal Driver (UL Type A and Type B) |  | standard | TRUE |  | 2411 | 129.6 | 18.61 | 5.81 | 0.99 | 3008 | 80.8 | 5 | 50000 | May, 12 2017 00:00:00 | Not Dimmable | Not Dimmable | No |  | TYNAHJ | [15 empty] | 84.5 |  | 1.28 | 1.3 | [6 empty] | 5 | 2150 | 127 | 17 | 10 | 0.9 | 3000 | 80 |  |  |  | FALSE | FALSE | FALSE | [8 empty] | March, 30 2020 00:00:00 | FALSE | FALSE | FALSE | [6 empty] | AC | [7 empty] | FALSE
PM9VXXUX | LED One Corporation | LED ONE | LOD-GDMT84F-17W45KD | Linear Replacement Lamp | T8 Four-Foot | Dual Mode Internal Driver (UL Type A and Type B) |  | standard | FALSE | [10 empty] | May, 12 2017 00:00:00 | Not Dimmable | Not Dimmable | No |  | TYNAHJ | [25 empty] | 5 | 2300 | 136 | 17 | 10 | 0.9 | 4500 | 80 |  |  |  | FALSE | FALSE | FALSE | [8 empty] | March, 30 2020 00:00:00 | FALSE | FALSE | FALSE | [6 empty] | AC | [7 empty] | FALSE
PUHWJS9X | LED One Corporation | LED ONE | LOD-GDMT84F-17W50KD | Linear Replacement Lamp | T8 Four-Foot | Dual Mode Internal Driver (UL Type A and Type B) |  | standard | FALSE | [10 empty] | May, 12 2017 00:00:00 | Not Dimmable | Not Dimmable | No |  | TYNAHJ | [25 empty] | 5 | 2300 | 136 | 17 | 10 | 0.9 | 5000 | 80 |  |  |  | FALSE | FALSE | FALSE | [8 empty] | March, 30 2020 00:00:00 | FALSE | FALSE | FALSE | [6 empty] | AC | [7 empty] | FALSE
PKQHC1PM | HK Syhdee LIGHTING Co., LIMITED. | SYHDEE | SYH-PC08-AB1218 (3000K) | Linear Replacement Lamp | T8 Four-Foot | Dual Mode Internal Driver (UL Type A and Type B) |  | standard | TRUE |  | 2282.81 | 118.219 | 19.31 | 13.6 | 0.909 | 2876 | 82.4 | 5 | 50000 | May, 11 2017 00:00:00 | Not Dimmable | Not Dimmable | NO |  | BBBDID | [15 empty] | 79.1 |  | 1.2 | 1.16 | [6 empty] | 5 | 2282.8 | 118.2 | 19.3 | 13.6 | 0.91 | 2876 | 82.4 |  |  |  | FALSE | FALSE | FALSE | [8 empty] | March, 30 2020 00:00:00 | FALSE | FALSE | FALSE | [6 empty] | AC | [7 empty] | FALSE
P2U8YDDA | HK Syhdee LIGHTING Co., LIMITED. | SYHDEE | SYH-PC08-AB1212 (5000K) | Linear Replacement Lamp | T8 Four-Foot | Dual Mode Internal Driver (UL Type A and Type B) |  | standard | FALSE | [10 empty] | May, 11 2017 00:00:00 | Not Dimmable | Not Dimmable | No |  | BBBDIF | [25 empty] | 5 | 1708.7 | 130.8 | 13 | 14.1 | 0.93 | 4752 | 83 |  |  |  | FALSE | FALSE | FALSE | [8 empty] | March, 30 2020 00:00:00 | FALSE | FALSE | FALSE | [6 empty] | AC | [7 empty] | FALSE
P2MU9E9W | HK Syhdee LIGHTING Co., LIMITED. | SYHDEE | SYH-PC08-AB1220 (4000K) | Linear Replacement Lamp | T8 Four-Foot | Dual Mode Internal Driver (UL Type A and Type B) |  | standard | FALSE | [10 empty] | May, 11 2017 00:00:00 | Not Dimmable | Not Dimmable | No |  | BBBDIC | [25 empty] | 5 | 2520.3 | 119.6 | 21 | 13.4 | 0.9 | 4000 | 82.3 |  |  |  | FALSE | FALSE | FALSE | [8 empty] | March, 30 2020 00:00:00 | FALSE | FALSE | FALSE | [6 empty] | AC | [7 empty] | FALSE
PS9HCAER | HK Syhdee LIGHTING Co., LIMITED. | SYHDEE | SYH-PC08-AB1220 (4500K) | Linear Replacement Lamp | T8 Four-Foot | Dual Mode Internal Driver (UL Type A and Type B) |  | standard | FALSE | [10 empty] | May, 11 2017 00:00:00 | Not Dimmable | Not Dimmable | No |  | BBBDIC | [25 empty] | 5 | 2520.3 | 119.6 | 21 | 13.4 | 0.9 | 4500 | 82.3 |  |  |  | FALSE | FALSE | FALSE | [8 empty] | March, 30 2020 00:00:00 | FALSE | FALSE | FALSE | [6 empty] | AC | [7 empty] | FALSE
PC4JSNGH | HK Syhdee LIGHTING Co., LIMITED. | SYHDEE | SYH-PC08-AB1212 (4000K) | Linear Replacement Lamp | T8 Four-Foot | Dual Mode Internal Driver (UL Type A and Type B) |  | standard | FALSE | [10 empty] | May, 11 2017 00:00:00 | Not Dimmable | Not Dimmable | No |  | BBBDIF | [25 empty] | 5 | 1647 | 125.4 | 13.1 | 13.4 | 0.92 | 4000 | 82.8 |  |  |  | FALSE | FALSE | FALSE | [8 empty] | March, 30 2020 00:00:00 | FALSE | FALSE | FALSE | [6 empty] | AC | [7 empty] | FALSE
PK6SZMKC | HK Syhdee LIGHTING Co., LIMITED. | SYHDEE | SYH-PC08-AB1212 (4500K) | Linear Replacement Lamp | T8 Four-Foot | Dual Mode Internal Driver (UL Type A and Type B) |  | standard | FALSE | [10 empty] | May, 11 2017 00:00:00 | Not Dimmable | Not Dimmable | No |  | BBBDIF | [25 empty] | 5 | 1647 | 125.4 | 13.1 | 13.4 | 0.92 | 4500 | 82.8 |  |  |  | FALSE | FALSE | FALSE | [8 empty] | March, 30 2020 00:00:00 | FALSE | FALSE | FALSE | [6 empty] | AC | [7 empty] | FALSE
PTPFEET6 | HK Syhdee LIGHTING Co., LIMITED. | SYHDEE | SYH-PC08-AB1218 (4000K) | Linear Replacement Lamp | T8 Four-Foot | Dual Mode Internal Driver (UL Type A and Type B) |  | standard | FALSE | [10 empty] | May, 11 2017 00:00:00 | Not Dimmable | Not Dimmable | NO |  | BBBDID | [25 empty] | 5 | 2282.8 | 118.2 | 19.3 | 13.6 | 0.91 | 4000 | 82.4 |  |  |  | FALSE | FALSE | FALSE | [8 empty] | March, 30 2020 00:00:00 | FALSE | FALSE | FALSE | [6 empty] | AC | [7 empty] | FALSE
PQQBTTRT | HK Syhdee LIGHTING Co., LIMITED. | SYHDEE | SYH-PC08-AB1220 (3500K) | Linear Replacement Lamp | T8 Four-Foot | Dual Mode Internal Driver (UL Type A and Type B) |  | standard | FALSE | [10 empty] | May, 11 2017 00:00:00 | Not Dimmable | Not Dimmable | No |  | BBBDIC | [25 empty] | 5 | 2520.3 | 119.6 | 21 | 13.4 | 0.9 | 3500 | 82.3 |  |  |  | FALSE | FALSE | FALSE | [8 empty] | March, 30 2020 00:00:00 | FALSE | FALSE | FALSE | [6 empty] | AC | [7 empty] | FALSE
PVVX95SD | HK Syhdee LIGHTING Co., LIMITED. | SYHDEE | SYH-PC08-AB1218 (3500K) | Linear Replacement Lamp | T8 Four-Foot | Dual Mode Internal Driver (UL Type A and Type B) |  | standard | FALSE | [10 empty] | May, 11 2017 00:00:00 | Not Dimmable | Not Dimmable | NO |  | BBBDID | [25 empty] | 5 | 2282.8 | 118.2 | 19.3 | 13.6 | 0.91 | 3500 | 82.4 |  |  |  | FALSE | FALSE | FALSE | [8 empty] | March, 30 2020 00:00:00 | FALSE | FALSE | FALSE | [6 empty] | AC | [7 empty] | FALSE
PXDNW6JB | HK Syhdee LIGHTING Co., LIMITED. | SYHDEE | SYH-PC08-AB1220 (3000K) | Linear Replacement Lamp | T8 Four-Foot | Dual Mode Internal Driver (UL Type A and Type B) |  | standard | TRUE |  | 2520.38 | 119.676 | 21.06 | 13.4 | 0.904 | 2897 | 82.3 | 5 | 50000 | May, 11 2017 00:00:00 | Not Dimmable | Not Dimmable | No |  | BBBDIC | [15 empty] | 79 |  | 1.2 | 1.12 | [6 empty] | 5 | 2520.3 | 119.6 | 21 | 13.4 | 0.9 | 2897 | 82.3 |  |  |  | FALSE | FALSE | FALSE | [8 empty] | March, 30 2020 00:00:00 | FALSE | FALSE | FALSE | [6 empty] | AC | [7 empty] | FALSE
PEW1GARR | HK Syhdee LIGHTING Co., LIMITED. | SYHDEE | SYH-PC08-AB1218 (4500K) | Linear Replacement Lamp | T8 Four-Foot | Dual Mode Internal Driver (UL Type A and Type B) |  | standard | FALSE | [10 empty] | May, 11 2017 00:00:00 | Not Dimmable | Not Dimmable | NO |  | BBBDID | [25 empty] | 5 | 2282.8 | 118.2 | 19.3 | 13.6 | 0.91 | 4500 | 82.4 |  |  |  | FALSE | FALSE | FALSE | [8 empty] | March, 30 2020 00:00:00 | FALSE | FALSE | FALSE | [6 empty] | AC | [7 empty] | FALSE
PUSX8M87 | HK Syhdee LIGHTING Co., LIMITED. | SYHDEE | SYH-PC08-AB1212 (3500K) | Linear Replacement Lamp | T8 Four-Foot | Dual Mode Internal Driver (UL Type A and Type B) |  | standard | FALSE | [10 empty] | May, 11 2017 00:00:00 | Not Dimmable | Not Dimmable | No |  | BBBDIF | [25 empty] | 5 | 1647 | 125.4 | 13.1 | 13.4 | 0.92 | 3500 | 82.8 |  |  |  | FALSE | FALSE | FALSE | [8 empty] | March, 30 2020 00:00:00 | FALSE | FALSE | FALSE | [6 empty] | AC | [7 empty] | FALSE
PPTXBXB1 | HK Syhdee LIGHTING Co., LIMITED. | SYHDEE | SYH-PC08-AB1212 (3000K) | Linear Replacement Lamp | T8 Four-Foot | Dual Mode Internal Driver (UL Type A and Type B) |  | standard | TRUE |  | 1647 | 125.438 | 13.13 | 13.4 | 0.915 | 2874 | 82.8 | 5 | 50000 | May, 11 2017 00:00:00 | Not Dimmable | Not Dimmable | No |  | BBBDIF | [15 empty] | 79.1 |  | 1.2 | 1.16 | [6 empty] | 5 | 1647 | 125.4 | 13.1 | 13.4 | 0.92 | 2874 | 82.8 |  |  |  | FALSE | FALSE | FALSE | [8 empty] | March, 30 2020 00:00:00 | FALSE | FALSE | FALSE | [6 empty] | AC | [7 empty] | FALSE
PYPW3GP5 | HK Syhdee LIGHTING Co., LIMITED. | SYHDEE | SYH-PC08-AB1218 (5000K) | Linear Replacement Lamp | T8 Four-Foot | Dual Mode Internal Driver (UL Type A and Type B) |  | standard | FALSE | [10 empty] | May, 11 2017 00:00:00 | Not Dimmable | Not Dimmable | NO |  | BBBDID | [25 empty] | 5 | 2428.8 | 123.9 | 19.5 | 14.2 | 0.92 | 4754 | 82.9 |  |  |  | FALSE | FALSE | FALSE | [8 empty] | March, 30 2020 00:00:00 | FALSE | FALSE | FALSE | [6 empty] | AC | [7 empty] | FALSE
PZGBBC3D | HK Syhdee LIGHTING Co., LIMITED. | SYHDEE | SYH-PC08-AB1220 (5000K) | Linear Replacement Lamp | T8 Four-Foot | Dual Mode Internal Driver (UL Type A and Type B) |  | standard | FALSE | [10 empty] | May, 11 2017 00:00:00 | Not Dimmable | Not Dimmable | No |  | BBBDIC | [25 empty] | 5 | 2665.1 | 124.4 | 21.4 | 14.6 | 0.91 | 4786 | 82.9 |  |  |  | FALSE | FALSE | FALSE | [8 empty] | March, 30 2020 00:00:00 | FALSE | FALSE | FALSE | [6 empty] | AC | [7 empty] | FALSE
PWJ38KA9 | PowerSecure, Inc | POWERSECURE | L48T8E/30K/FLG | Linear Replacement Lamp | T8 Four-Foot | Replacement Lamps (plug and play) (UL Type A) |  | standard | TRUE |  | 1720 | 122.02 | 14.1 | 9.29 | 0.9612 | 3102 | 82.4 | 5 | 50000 | May, 10 2017 00:00:00 | Dimmable | Continuous Below 10 | No | Rotatable end caps lamp is qualified pointing straight down only | VVVWKB | [15 empty] | 81 |  | 1.36 | 1.34 | [6 empty] | 5 | 1700 | 115 | 15 | 20 | 0.9 | 3000 | 80 |  |  |  | FALSE | FALSE | FALSE | [8 empty] | March, 30 2020 00:00:00 | FALSE | FALSE | FALSE | [6 empty] | AC | [7 empty] | FALSE
P9PVF2FP | PowerSecure, Inc | POWERSECURE | L48T8E/40K/FHG | Linear Replacement Lamp | T8 Four-Foot | Replacement Lamps (plug and play) (UL Type A) |  | standard | FALSE | [10 empty] | May, 10 2017 00:00:00 | Not Dimmable | Not Dimmable | No | Rotatable end caps lamp is qualified pointing straight down only | VVVWJZ | [25 empty] | 5 | 1900 | 120 | 16 | 20 | 0.9 | 4000 | 80 |  |  |  | FALSE | FALSE | FALSE | [8 empty] | March, 30 2020 00:00:00 | FALSE | FALSE | FALSE | [6 empty] | AC | [7 empty] | FALSE
PQ8ZM7WK | PowerSecure, Inc | POWERSECURE | L48T8E/35K/FLG | Linear Replacement Lamp | T8 Four-Foot | Replacement Lamps (plug and play) (UL Type A) |  | standard | FALSE | [10 empty] | May, 10 2017 00:00:00 | Dimmable | Continuous Below 10 | FALSE | Rotatable end caps lamp is qualified pointing straight down only | VVVWKB | [25 empty] | 4.4 | 1700 | 115 | 15 | 20 | 0.9 | 3500 | 80 |  |  |  | FALSE | FALSE | FALSE | [8 empty] | November, 02 2018 00:00:00 | FALSE | FALSE | FALSE | [6 empty] | AC | [7 empty] | FALSE
P2785RKY | PowerSecure, Inc | POWERSECURE | L48T8E/50K/FLG | Linear Replacement Lamp | T8 Four-Foot | Replacement Lamps (plug and play) (UL Type A) |  | standard | FALSE | [10 empty] | May, 10 2017 00:00:00 | Dimmable | Continuous Below 10 | FALSE | Rotatable end caps lamp is qualified pointing straight down only | VVVWKB | [25 empty] | 4.4 | 1700 | 115 | 15 | 20 | 0.9 | 5000 | 80 |  |  |  | FALSE | FALSE | FALSE | [8 empty] | November, 02 2018 00:00:00 | FALSE | FALSE | FALSE | [6 empty] | AC | [7 empty] | FALSE
P3EJ2TN5 | PowerSecure, Inc | POWERSECURE | L48T8E/40K/FLG | Linear Replacement Lamp | T8 Four-Foot | Replacement Lamps (plug and play) (UL Type A) |  | standard | FALSE | [10 empty] | May, 10 2017 00:00:00 | Dimmable | Continuous Below 10 | FALSE | Rotatable end caps lamp is qualified pointing straight down only | VVVWKB | [25 empty] | 4.4 | 1700 | 115 | 15 | 20 | 0.9 | 4000 | 80 |  |  |  | FALSE | FALSE | FALSE | [8 empty] | November, 02 2018 00:00:00 | FALSE | FALSE | FALSE | [6 empty] | AC | [7 empty] | FALSE
PUJ4ZZGC | Lighting Science Group, Corp. | LSPro | LSPro T8 A 11 4000K 48 MVOLT CTG SB10 BX25 | Linear Replacement Lamp | T8 Four-Foot | Replacement Lamps (plug and play) (UL Type A) |  | standard | TRUE |  | 1747 | 125.1 | 13.97 | 14.09 | 0.9564 | 3076 | 85.2 | 5 | 50000 | May, 10 2017 00:00:00 | Not Dimmable | Not Dimmable | No |  | XXXAZI | [15 empty] | 83 |  | 1.26 | 1.32 | [6 empty] | 5 | 1700 | 120 | 14.5 | 20 | 0.9 | 3000 | 82 |  |  |  | FALSE | FALSE | FALSE | [8 empty] | March, 30 2020 00:00:00 | FALSE | FALSE | FALSE | [6 empty] | AC | [7 empty] | FALSE
PBNTSEJR | PowerSecure, Inc | POWERSECURE | L48T8E/50K/FHG | Linear Replacement Lamp | T8 Four-Foot | Replacement Lamps (plug and play) (UL Type A) |  | standard | FALSE | [10 empty] | May, 10 2017 00:00:00 | Not Dimmable | Not Dimmable | No | Rotatable end caps lamp is qualified pointing straight down only | VVVWJZ | [25 empty] | 5 | 1900 | 120 | 16 | 20 | 0.9 | 5000 | 80 |  |  |  | FALSE | FALSE | FALSE | [8 empty] | March, 30 2020 00:00:00 | FALSE | FALSE | FALSE | [6 empty] | AC | [7 empty] | FALSE
PAMNY4QH | PowerSecure, Inc | POWERSECURE | L48T8E/35K/FHG | Linear Replacement Lamp | T8 Four-Foot | Replacement Lamps (plug and play) (UL Type A) |  | standard | FALSE | [10 empty] | May, 10 2017 00:00:00 | Not Dimmable | Not Dimmable | No | Rotatable end caps lamp is qualified pointing straight down only | VVVWJZ | [25 empty] | 5 | 1900 | 120 | 16 | 20 | 0.9 | 3500 | 80 |  |  |  | FALSE | FALSE | FALSE | [8 empty] | March, 30 2020 00:00:00 | FALSE | FALSE | FALSE | [6 empty] | AC | [7 empty] | FALSE
PMSZANCQ | PowerSecure, Inc | POWERSECURE | L48T8E/30K/[F,R]LF | Linear Replacement Lamp | T8 Four-Foot | Replacement Lamps (plug and play) (UL Type A) |  | standard | TRUE |  | 1676.4 | 118.58 | 14.14 | 16.76 | 0.9441 | 3046 | 82.8 | 5 | 50000 | May, 10 2017 00:00:00 | Dimmable | Continuous Below 10 | No | Rotatable end caps lamp is qualified pointing straight down only | VVVWKA | [15 empty] | 81.2 |  | 1.34 | 1.32 | [6 empty] | 5 | 1650 | 117 | 14 | 20 | 0.9 | 3000 | 80 |  |  |  | FALSE | FALSE | FALSE | [8 empty] | March, 30 2020 00:00:00 | FALSE | FALSE | FALSE | [6 empty] | AC | [7 empty] | FALSE
P6DQR912 | PowerSecure, Inc | POWERSECURE | L48T8E/30K/FHG | Linear Replacement Lamp | T8 Four-Foot | Replacement Lamps (plug and play) (UL Type A) |  | standard | TRUE |  | 1910.7 | 120.1 | 15.91 | 7.62 | 0.9605 | 3056 | 82.7 | 5 | 50000 | May, 10 2017 00:00:00 | Not Dimmable | Not Dimmable | No | Rotatable end caps lamp is qualified pointing straight down only | VVVWJZ | [15 empty] | 81.2 |  | 1.36 | 1.32 | [6 empty] | 5 | 1900 | 120 | 16 | 20 | 0.9 | 3000 | 80 |  |  |  | FALSE | FALSE | FALSE | [8 empty] | March, 30 2020 00:00:00 | FALSE | FALSE | FALSE | [6 empty] | AC | [7 empty] | FALSE
PVRX2SG2 | Beyond Signs Inc. dba Beyond LED Technology | Beyond | BLTT84FT18WBC4K(F) | Linear Replacement Lamp | T8 Four-Foot | Dual Mode Internal Driver (UL Type A and Type B) |  | standard | FALSE | [10 empty] | May, 08 2017 00:00:00 | Not Dimmable | Not Dimmable | No |  | SSSCGZ | [25 empty] | 5 | 2210.1 | 125.5 | 17.6 | 17.1 | 0.93 | 4000 | 83.9 |  |  |  | FALSE | FALSE | FALSE | [8 empty] | March, 30 2020 00:00:00 | FALSE | FALSE | FALSE | [6 empty] | AC | [7 empty] | FALSE
PT8XZ7VN | Beyond Signs Inc. dba Beyond LED Technology | Beyond | BLTT84FT18WBC5K(F) | Linear Replacement Lamp | T8 Four-Foot | Dual Mode Internal Driver (UL Type A and Type B) |  | standard | FALSE | [10 empty] | May, 08 2017 00:00:00 | Not Dimmable | Not Dimmable | No |  | SSSCGZ | [25 empty] | 5 | 2266.3 | 128 | 17.7 | 18.8 | 0.94 | 5128 | 87.1 |  |  |  | FALSE | FALSE | FALSE | [8 empty] | March, 30 2020 00:00:00 | FALSE | FALSE | FALSE | [6 empty] | AC | [7 empty] | FALSE
PHQGE8HB | Fidelux Lighting | FIDELUX | FTA84-12W-A250K-UNV-N | Linear Replacement Lamp | T8 Four-Foot | Dual Mode Internal Driver (UL Type A and Type B) |  | standard | FALSE | [10 empty] | May, 08 2017 00:00:00 | Not Dimmable | Not Dimmable | No |  | KKKZUS | [25 empty] | 5 | 1800 | 150 | 12 | 20 | 0.9 | 5000 | 85 |  |  |  | FALSE | FALSE | FALSE | [8 empty] | March, 30 2020 00:00:00 | FALSE | FALSE | FALSE | [6 empty] | AC | [7 empty] | FALSE
PBVNF887 | Fidelux Lighting | FIDELUX | FT84-12W-A2-30K-UNV-N | Linear Replacement Lamp | T8 Four-Foot | Dual Mode Internal Driver (UL Type A and Type B) |  | standard | TRUE |  | 1664 | 132.1 | 12.6 | 9.04 | 0.9017 | 3001 | 82.2 | 5 | 50000 | May, 08 2017 00:00:00 | Not Dimmable | Not Dimmable | NotYetVerified |  | KKKZUT | [15 empty] | 90 |  | 1.42 | 1.15 | [6 empty] | 5 | 1664 | 132.1 | 12.6 | 20 | 0.9 | 3000 | 82 |  |  |  | FALSE | FALSE | FALSE | [8 empty] | March, 30 2020 00:00:00 | FALSE | FALSE | FALSE | [6 empty] | AC | [7 empty] | FALSE
PPS6KAVX | Fidelux Lighting | FIDELUX | FTA84-12W-A2-C-30K-UNV-N | Linear Replacement Lamp | T8 Four-Foot | Dual Mode Internal Driver (UL Type A and Type B) |  | standard | TRUE |  | 1764 | 138.41 | 12.69 | 9.87 | 0.9029 | 2973 | 81.7 | 5 | 50000 | May, 08 2017 00:00:00 | Not Dimmable | Not Dimmable | No |  | KKKZUR | [15 empty] | 92 |  | 1.2 | 1.36 | [6 empty] | 5 | 1764 | 138.41 | 12.69 | 20 | 0.9 | 3000 | 82 |  |  |  | FALSE | FALSE | FALSE | [8 empty] | March, 30 2020 00:00:00 | FALSE | FALSE | FALSE | [6 empty] | AC | [7 empty] | FALSE
PB9DUGBD | Technical Consumer Products | TCP | L11T8D5041K | Linear Replacement Lamp | T8 Four-Foot | Replacement Lamps (plug and play) (UL Type A) |  | standard | FALSE | [10 empty] | May, 08 2017 00:00:00 | Dimmable | Continuous Below 10 | No |  | BBBDHF | [25 empty] | 5 | 1914 | 141.3 | 13.55 | 16.56 | 0.95 | 4100 | 83 |  |  |  | FALSE | FALSE | FALSE | [8 empty] | March, 30 2020 00:00:00 | FALSE | FALSE | FALSE | [6 empty] | AC | [7 empty] | FALSE
PW7J5F8A | Fidelux Lighting | FIDELUX | FT84-15W-A2-C-30K-UNV-N | Linear Replacement Lamp | T8 Four-Foot | Dual Mode Internal Driver (UL Type A and Type B) |  | standard | FALSE | [10 empty] | May, 08 2017 00:00:00 | Not Yet Verified | Not Yet Verified | NotYetVerified |  | KKKZUQ | [25 empty] | 5 | 2172 | 133 | 16.3 | 20 | 0.9 | 3000 | 83 |  |  |  | FALSE | FALSE | FALSE | [8 empty] | March, 30 2020 00:00:00 | FALSE | FALSE | FALSE | [6 empty] | AC | [7 empty] | FALSE
PZVY8Z1N | Fidelux Lighting | FIDELUX | FTA84-12W-A240K-UNV-N | Linear Replacement Lamp | T8 Four-Foot | Dual Mode Internal Driver (UL Type A and Type B) |  | standard | FALSE | [10 empty] | May, 08 2017 00:00:00 | Not Dimmable | Not Dimmable | No |  | KKKZUS | [25 empty] | 5 | 1800 | 150 | 12 | 20 | 0.9 | 4000 | 85 |  |  |  | FALSE | FALSE | FALSE | [8 empty] | March, 30 2020 00:00:00 | FALSE | FALSE | FALSE | [6 empty] | AC | [7 empty] | FALSE
PCTG295B | Fidelux Lighting | FIDELUX | FT84-15W-A2-C-50K-UNV-N | Linear Replacement Lamp | T8 Four-Foot | Dual Mode Internal Driver (UL Type A and Type B) |  | standard | FALSE | [10 empty] | May, 08 2017 00:00:00 | Not Yet Verified | Not Yet Verified | NotYetVerified |  | KKKZUQ | [25 empty] | 5 | 2172 | 133 | 16.3 | 20 | 0.9 | 5000 | 83 |  |  |  | FALSE | FALSE | FALSE | [8 empty] | March, 30 2020 00:00:00 | FALSE | FALSE | FALSE | [6 empty] | AC | [7 empty] | FALSE
PAUZS658 | Fidelux Lighting | FIDELUX | FTA84-12W-A230K-UNV-N | Linear Replacement Lamp | T8 Four-Foot | Dual Mode Internal Driver (UL Type A and Type B) |  | standard | TRUE |  | 1705 | 141.11 | 12.21 | 14.28 | 0.9019 | 3002 | 83.1 | 5 | 50000 | May, 08 2017 00:00:00 | Not Dimmable | Not Dimmable | No |  | KKKZUS | [15 empty] | 88.5 |  | 1.37 | 1.16 | [6 empty] | 5 | 1700 | 142 | 12 | 20 | 0.9 | 3000 | 85 |  |  |  | FALSE | FALSE | FALSE | [8 empty] | March, 30 2020 00:00:00 | FALSE | FALSE | FALSE | [6 empty] | AC | [7 empty] | FALSE
P7QYWADF | Technical Consumer Products | TCP | L11T8D5035K | Linear Replacement Lamp | T8 Four-Foot | Replacement Lamps (plug and play) (UL Type A) |  | standard | TRUE |  | 1892 | 140 | 13.55 | 16.56 | 0.951 | 3613 | 85 | 5 | 50000 | May, 08 2017 00:00:00 | Dimmable | Continuous Below 10 | No |  | BBBDHF | [15 empty] | 85.5 |  | 1.4 | 1.32 | [6 empty] | 5 | 1892 | 139.6 | 13.55 | 16.56 | 0.95 | 3613 | 83 |  |  |  | FALSE | FALSE | FALSE | [8 empty] | March, 30 2020 00:00:00 | FALSE | FALSE | FALSE | [6 empty] | AC | [7 empty] | FALSE
P6CRX4XP | ARKSMART INC | ARKSMART | ARK/UE/10T(3500K) | Linear Replacement Lamp | T8 Four-Foot | Dual Mode Internal Driver (UL Type A and Type B) |  | standard | FALSE | [10 empty] | May, 08 2017 00:00:00 | Not Dimmable | Not Dimmable | No | Product updated 3/5/2018 | EJWBAT | [25 empty] | 5 | 1700 | 138.32 | 12.29 | 10.37 | 0.93 | 3500 | 83.2 |  |  |  | FALSE | FALSE | FALSE | [8 empty] | March, 30 2020 00:00:00 | FALSE | FALSE | FALSE | [6 empty] | AC | [7 empty] | FALSE
PW53WE1B | Beyond Signs Inc. dba Beyond LED Technology | Beyond | BLTT84FT18WBC3K(F) | Linear Replacement Lamp | T8 Four-Foot | Dual Mode Internal Driver (UL Type A and Type B) |  | standard | TRUE |  | 2210.16 | 125.577 | 17.6 | 17.1 | 0.926 | 3018 | 83.9 | 5 | 50000 | May, 08 2017 00:00:00 | Not Dimmable | Not Dimmable | No |  | SSSCGZ | [15 empty] | 80.3 |  | 1.04 | 1.24 | [6 empty] | 5 | 2210.1 | 125.5 | 17.6 | 17.1 | 0.93 | 3018 | 83.9 |  |  |  | FALSE | FALSE | FALSE | [8 empty] | March, 30 2020 00:00:00 | FALSE | FALSE | FALSE | [6 empty] | AC | [7 empty] | FALSE
P4J8A454 | Fidelux Lighting | FIDELUX | FTA84-12W-A2-C-40K-UNV-N | Linear Replacement Lamp | T8 Four-Foot | Dual Mode Internal Driver (UL Type A and Type B) |  | standard | FALSE | [10 empty] | May, 08 2017 00:00:00 | Not Dimmable | Not Dimmable | No |  | KKKZUR | [25 empty] | 5 | 1764 | 138.41 | 12.69 | 20 | 0.9 | 4000 | 82 |  |  |  | FALSE | FALSE | FALSE | [8 empty] | March, 30 2020 00:00:00 | FALSE | FALSE | FALSE | [6 empty] | AC | [7 empty] | FALSE
P6KUN942 | Fidelux Lighting | FIDELUX | FT84-15W-A2-40K-UNV-N | Linear Replacement Lamp | T8 Four-Foot | Dual Mode Internal Driver (UL Type A and Type B) |  | standard | FALSE | [10 empty] | May, 08 2017 00:00:00 | Not Yet Verified | Not Yet Verified | NotYetVerified |  | KKKZUQ | [25 empty] | 5 | 2172 | 133 | 16.3 | 20 | 0.9 | 4000 | 83 |  |  |  | FALSE | FALSE | FALSE | [8 empty] | March, 30 2020 00:00:00 | FALSE | FALSE | FALSE | [6 empty] | AC | [7 empty] | FALSE
PE3WCBEM | Fidelux Lighting | FIDELUX | FT84-15W-A2-50K-UNV-N | Linear Replacement Lamp | T8 Four-Foot | Dual Mode Internal Driver (UL Type A and Type B) |  | standard | FALSE | [10 empty] | May, 08 2017 00:00:00 | Not Yet Verified | Not Yet Verified | NotYetVerified |  | KKKZUQ | [25 empty] | 5 | 2172 | 133 | 16.3 | 20 | 0.9 | 5000 | 83 |  |  |  | FALSE | FALSE | FALSE | [8 empty] | March, 30 2020 00:00:00 | FALSE | FALSE | FALSE | [6 empty] | AC | [7 empty] | FALSE
PKVV1V5D | ARKSMART INC | ARKSMART | ARK/UE/10T(4000K) | Linear Replacement Lamp | T8 Four-Foot | Dual Mode Internal Driver (UL Type A and Type B) |  | standard | FALSE | [10 empty] | May, 08 2017 00:00:00 | Not Dimmable | Not Dimmable | No | Product updated 3/5/2018 | EJWBAT | [25 empty] | 5 | 1708 | 138.97 | 12.29 | 10.37 | 0.93 | 4000 | 83.2 |  |  |  | FALSE | FALSE | FALSE | [8 empty] | March, 30 2020 00:00:00 | FALSE | FALSE | FALSE | [6 empty] | AC | [7 empty] | FALSE
PK439385 | ARKSMART INC | ARKSMART | ARK/UE/10T(4500K) | Linear Replacement Lamp | T8 Four-Foot | Dual Mode Internal Driver (UL Type A and Type B) |  | standard | FALSE | [10 empty] | May, 08 2017 00:00:00 | Not Dimmable | Not Dimmable | No | Product updated 3/5/2018 | EJWBAT | [25 empty] | 5 | 1717 | 139.71 | 12.29 | 10.37 | 0.93 | 4500 | 83.2 |  |  |  | FALSE | FALSE | FALSE | [8 empty] | March, 30 2020 00:00:00 | FALSE | FALSE | FALSE | [6 empty] | AC | [7 empty] | FALSE
P77DU6HT | ARKSMART INC | ARKSMART | ARK/UE/10T(5000K) | Linear Replacement Lamp | T8 Four-Foot | Dual Mode Internal Driver (UL Type A and Type B) |  | standard | FALSE | [10 empty] | May, 08 2017 00:00:00 | Not Dimmable | Not Dimmable | No | Product updated 3/5/2018 | EJWBAT | [25 empty] | 5 | 1725 | 140.59 | 12.27 | 10.87 | 0.93 | 5000 | 82.2 |  |  |  | FALSE | FALSE | FALSE | [8 empty] | March, 30 2020 00:00:00 | FALSE | FALSE | FALSE | [6 empty] | AC | [7 empty] | FALSE
PSUCU778 | Technical Consumer Products | TCP | L11T8D5050K | Linear Replacement Lamp | T8 Four-Foot | Replacement Lamps (plug and play) (UL Type A) |  | standard | FALSE | [10 empty] | May, 08 2017 00:00:00 | Dimmable | Continuous Below 10 | No |  | BBBDHF | [25 empty] | 5 | 1958 | 145 | 13.5 | 9.54 | 0.95 | 4895 | 85 |  |  |  | FALSE | FALSE | FALSE | [8 empty] | March, 30 2020 00:00:00 | FALSE | FALSE | FALSE | [6 empty] | AC | [7 empty] | FALSE
PQ9SVFXH | Beyond Signs Inc. dba Beyond LED Technology | Beyond | BLTT84FT18WBC4K (C) | Linear Replacement Lamp | T8 Four-Foot | Dual Mode Internal Driver (UL Type A and Type B) |  | standard | FALSE | [10 empty] | May, 08 2017 00:00:00 | Not Dimmable | Not Dimmable | No |  | SSSCGY | [25 empty] | 5 | 2281.8 | 129.6 | 17.6 | 17.2 | 0.93 | 4000 | 83.2 |  |  |  | FALSE | FALSE | FALSE | [8 empty] | March, 30 2020 00:00:00 | FALSE | FALSE | FALSE | [6 empty] | AC | [7 empty] | FALSE
P2JHYYR7 | Beyond Signs Inc. dba Beyond LED Technology | Beyond | BLTT84FT18WBC5K (C) | Linear Replacement Lamp | T8 Four-Foot | Dual Mode Internal Driver (UL Type A and Type B) |  | standard | FALSE | [10 empty] | May, 08 2017 00:00:00 | Not Dimmable | Not Dimmable | No |  | SSSCGY | [25 empty] | 5 | 2339.7 | 132.1 | 17.7 | 18.1 | 0.93 | 5076 | 84.9 |  |  |  | FALSE | FALSE | FALSE | [8 empty] | March, 30 2020 00:00:00 | FALSE | FALSE | FALSE | [6 empty] | AC | [7 empty] | FALSE
P9PAYWQ2 | Beyond Signs Inc. dba Beyond LED Technology | Beyond | BLTT84FT18WBC3K(C) | Linear Replacement Lamp | T8 Four-Foot | Dual Mode Internal Driver (UL Type A and Type B) |  | standard | TRUE |  | 2281.82 | 129.649 | 17.6 | 17.2 | 0.926 | 3073 | 83.2 | 5 | 50000 | May, 08 2017 00:00:00 | Not Dimmable | Not Dimmable | No |  | SSSCGY | [15 empty] | 81.5 |  | 1.06 | 1.24 | [6 empty] | 5 | 2281.8 | 129.6 | 17.6 | 17.2 | 0.93 | 3073 | 83.2 |  |  |  | FALSE | FALSE | FALSE | [8 empty] | March, 30 2020 00:00:00 | FALSE | FALSE | FALSE | [6 empty] | AC | [7 empty] | FALSE
PUTPR2VK | ARKSMART INC | ARKSMART | ARK/UE/10T(3000K) | Linear Replacement Lamp | T8 Four-Foot | Dual Mode Internal Driver (UL Type A and Type B) |  | standard | TRUE |  | 1693 | 136.74 | 12.38 | 10.37 | 0.9342 | 2953 | 83.2 | 5 | 50000 | May, 08 2017 00:00:00 | Not Dimmable | Not Dimmable | No | Product updated 3/5/2018 | EJWBAT | [15 empty] | 85.8 |  | 1.24 | 1.22 | [6 empty] | 5 | 1691 | 137.38 | 12.31 | 10.37 | 0.93 | 3000 | 83.2 |  |  |  | FALSE | FALSE | FALSE | [8 empty] | March, 30 2020 00:00:00 | FALSE | FALSE | FALSE | [6 empty] | AC | [7 empty] | FALSE
P5JBX9QP | Fidelux Lighting | FIDELUX | FT84-12W-A2-40K-UNV-N | Linear Replacement Lamp | T8 Four-Foot | Dual Mode Internal Driver (UL Type A and Type B) |  | standard | FALSE | [10 empty] | May, 08 2017 00:00:00 | Not Dimmable | Not Dimmable | NotYetVerified |  | KKKZUT | [25 empty] | 5 | 1664 | 132.1 | 12.6 | 20 | 0.9 | 4000 | 82 |  |  |  | FALSE | FALSE | FALSE | [8 empty] | March, 30 2020 00:00:00 | FALSE | FALSE | FALSE | [6 empty] | AC | [7 empty] | FALSE
P2MDBSZX | Fidelux Lighting | FIDELUX | FT84-15W-A2-C-40K-UNV-N | Linear Replacement Lamp | T8 Four-Foot | Dual Mode Internal Driver (UL Type A and Type B) |  | standard | FALSE | [10 empty] | May, 08 2017 00:00:00 | Not Yet Verified | Not Yet Verified | NotYetVerified |  | KKKZUQ | [25 empty] | 5 | 2172 | 133 | 16.3 | 20 | 0.9 | 4000 | 83 |  |  |  | FALSE | FALSE | FALSE | [8 empty] | March, 30 2020 00:00:00 | FALSE | FALSE | FALSE | [6 empty] | AC | [7 empty] | FALSE
PG8MAQE6 | Fidelux Lighting | FIDELUX | FTA84-12W-A2-C-50K-UNV-N | Linear Replacement Lamp | T8 Four-Foot | Dual Mode Internal Driver (UL Type A and Type B) |  | standard | FALSE | [10 empty] | May, 08 2017 00:00:00 | Not Dimmable | Not Dimmable | No |  | KKKZUR | [25 empty] | 5 | 1764 | 138.41 | 12.69 | 20 | 0.9 | 5000 | 82 |  |  |  | FALSE | FALSE | FALSE | [8 empty] | March, 30 2020 00:00:00 | FALSE | FALSE | FALSE | [6 empty] | AC | [7 empty] | FALSE
P7G3E1YE | Fidelux Lighting | FIDELUX | FT84-12W-A2-50K-UNV-N | Linear Replacement Lamp | T8 Four-Foot | Dual Mode Internal Driver (UL Type A and Type B) |  | standard | FALSE | [10 empty] | May, 08 2017 00:00:00 | Not Dimmable | Not Dimmable | NotYetVerified |  | KKKZUT | [25 empty] | 5 | 1664 | 132.1 | 12.6 | 20 | 0.9 | 5000 | 82 |  |  |  | FALSE | FALSE | FALSE | [8 empty] | March, 30 2020 00:00:00 | FALSE | FALSE | FALSE | [6 empty] | AC | [7 empty] | FALSE
P21MTEU5 | Fidelux Lighting | FIDELUX | FT84-15W-A2-30K-UNV-N | Linear Replacement Lamp | T8 Four-Foot | Dual Mode Internal Driver (UL Type A and Type B) |  | standard | TRUE |  | 2172 | 133.25 | 16.3 | 6.91 | 0.9572 | 3012 | 81.8 | 5 | 50000 | May, 08 2017 00:00:00 | Not Yet Verified | Not Yet Verified | NotYetVerified |  | KKKZUQ | [15 empty] | 90 |  | 1.16 | 1.38 | [6 empty] | 5 | 2172 | 133 | 16.3 | 20 | 0.9 | 3000 | 83 |  |  |  | FALSE | FALSE | FALSE | [8 empty] | March, 30 2020 00:00:00 | FALSE | FALSE | FALSE | [6 empty] | AC | [7 empty] | FALSE
PRGUWYYY | ETECH LED | E Tech | FF-T84-A2-12-45 | Linear Replacement Lamp | T8 Four-Foot | Dual Mode Internal Driver (UL Type A and Type B) |  | standard | FALSE | [10 empty] | May, 06 2017 00:00:00 | Not Dimmable | Not Dimmable | No |  | KKKZUD | [25 empty] | 5 | 1800 | 150 | 12 | 20 | 0.9 | 4500 | 85 |  |  |  | FALSE | FALSE | FALSE | [8 empty] | March, 30 2020 00:00:00 | FALSE | FALSE | FALSE | [6 empty] | AC | [7 empty] | FALSE
PFPUMD8U | ETECH LED | E Tech | FF-T84-A3A-16-35 | Linear Replacement Lamp | T8 Four-Foot | Replacement Lamps (plug and play) (UL Type A) |  | standard | FALSE | [10 empty] | May, 06 2017 00:00:00 | Not Dimmable | Not Dimmable | NotYetVerified |  | KKKZUL | [25 empty] | 5 | 2112 | 130.77 | 16.15 | 20 | 0.9 | 3500 | 81.8 |  |  |  | FALSE | FALSE | FALSE | [8 empty] | March, 30 2020 00:00:00 | FALSE | FALSE | FALSE | [6 empty] | AC | [7 empty] | FALSE
PDFYACBH | ETECH LED | ETech | FF-T84-A3A-15-40 | Linear Replacement Lamp | T8 Four-Foot | Replacement Lamps (plug and play) (UL Type A) |  | standard | FALSE | [10 empty] | May, 06 2017 00:00:00 | Not Dimmable | Not Dimmable | NotYetVerified | Updated on 10/03/2018 | KKKZUK | [25 empty] | 5 | 1920 | 133.33 | 14.4 | 20 | 0.9 | 4000 | 81.8 |  |  |  | FALSE | FALSE | FALSE | [8 empty] | March, 30 2020 00:00:00 | FALSE | FALSE | FALSE | [6 empty] | AC | [7 empty] | FALSE
PW3XK3W8 | ETECH LED | ETech | FF-T84-A3A-18-45 | Linear Replacement Lamp | T8 Four-Foot | Replacement Lamps (plug and play) (UL Type A) |  | standard | FALSE | [10 empty] | May, 06 2017 00:00:00 | Not Dimmable | Not Dimmable | NotYetVerified | Updated on 10/03/2018 | KKKZUL | [25 empty] | 5 | 2112 | 130.77 | 16.15 | 20 | 0.9 | 4500 | 81.8 |  |  |  | FALSE | FALSE | FALSE | [8 empty] | March, 30 2020 00:00:00 | FALSE | FALSE | FALSE | [6 empty] | AC | [7 empty] | FALSE
PTGZU2AG | ETECH LED | E Tech | FF-T84-A2-12-30 | Linear Replacement Lamp | T8 Four-Foot | Dual Mode Internal Driver (UL Type A and Type B) |  | standard | TRUE |  | 1705 | 141.11 | 12.21 | 14.28 | 0.9019 | 3002 | 83.1 | 5 | 50000 | May, 06 2017 00:00:00 | Not Dimmable | Not Dimmable | No |  | KKKZUD | [15 empty] | 88.5 |  | 1.37 | 1.16 | [6 empty] | 5 | 1700 | 142 | 12 | 20 | 0.9 | 3000 | 85 |  |  |  | FALSE | FALSE | FALSE | [8 empty] | March, 30 2020 00:00:00 | FALSE | FALSE | FALSE | [6 empty] | AC | [7 empty] | FALSE
PBTC7HZT | ETECH LED | ETech | FF-T84-A3A-15-35 | Linear Replacement Lamp | T8 Four-Foot | Replacement Lamps (plug and play) (UL Type A) |  | standard | FALSE | [10 empty] | May, 06 2017 00:00:00 | Not Dimmable | Not Dimmable | NotYetVerified | Updated on 10/03/2018 | KKKZUK | [25 empty] | 5 | 1920 | 133.33 | 14.4 | 20 | 0.9 | 3500 | 81.8 |  |  |  | FALSE | FALSE | FALSE | [8 empty] | March, 30 2020 00:00:00 | FALSE | FALSE | FALSE | [6 empty] | AC | [7 empty] | FALSE
P6ZRRU3S | ETECH LED | ETech | FF-T84-A3A-13-45 | Linear Replacement Lamp | T8 Four-Foot | Replacement Lamps (plug and play) (UL Type A) |  | standard | FALSE | [10 empty] | May, 06 2017 00:00:00 | Not Dimmable | Not Dimmable | NotYetVerified | Updated on 10/03/2018 | KKKZUJ | [25 empty] | 5 | 1769 | 132.51 | 13.35 | 20 | 0.9 | 4500 | 81.8 |  |  |  | FALSE | FALSE | FALSE | [8 empty] | March, 30 2020 00:00:00 | FALSE | FALSE | FALSE | [6 empty] | AC | [7 empty] | FALSE
PURB482K | ETECH LED | ETech | FF-T84-A3A-18-50 | Linear Replacement Lamp | T8 Four-Foot | Replacement Lamps (plug and play) (UL Type A) |  | standard | FALSE | [10 empty] | May, 06 2017 00:00:00 | Not Dimmable | Not Dimmable | NotYetVerified | Updated on 10/03/2018 | KKKZUL | [25 empty] | 5 | 2112 | 130.77 | 16.15 | 20 | 0.9 | 5000 | 80.7 |  |  |  | FALSE | FALSE | FALSE | [8 empty] | March, 30 2020 00:00:00 | FALSE | FALSE | FALSE | [6 empty] | AC | [7 empty] | FALSE
PGPTWDUS | ETECH LED | ETech | FF-T84-A3A-15-30 | Linear Replacement Lamp | T8 Four-Foot | Replacement Lamps (plug and play) (UL Type A) |  | standard | TRUE |  | 1920 | 133.33 | 14.4 | 9.66 | 0.9019 | 3025 | 81.9 | 5 | 50000 | May, 06 2017 00:00:00 | Not Dimmable | Not Dimmable | NotYetVerified | Updated on 10/03/2018 | KKKZUK | [15 empty] | 84.6 |  | 1.38 | 1.22 | [6 empty] | 5 | 1920 | 133.33 | 14.4 | 20 | 0.9 | 3000 | 81.8 |  |  |  | FALSE | FALSE | FALSE | [8 empty] | March, 30 2020 00:00:00 | FALSE | FALSE | FALSE | [6 empty] | AC | [7 empty] | FALSE
PTXAUWVN | ETECH LED | ETech | FF-T84-A3A-13-35 | Linear Replacement Lamp | T8 Four-Foot | Replacement Lamps (plug and play) (UL Type A) |  | standard | FALSE | [10 empty] | May, 06 2017 00:00:00 | Not Dimmable | Not Dimmable | NotYetVerified | Updated on 10/03/2018 | KKKZUJ | [25 empty] | 5 | 1769 | 132.51 | 13.35 | 20 | 0.9 | 3500 | 81.8 |  |  |  | FALSE | FALSE | FALSE | [8 empty] | March, 30 2020 00:00:00 | FALSE | FALSE | FALSE | [6 empty] | AC | [7 empty] | FALSE
PZVB7QHN | ETECH LED | E Tech | FF-T84-A2-12-40 | Linear Replacement Lamp | T8 Four-Foot | Dual Mode Internal Driver (UL Type A and Type B) |  | standard | FALSE | [10 empty] | May, 06 2017 00:00:00 | Not Dimmable | Not Dimmable | No |  | KKKZUD | [25 empty] | 5 | 1800 | 150 | 12 | 20 | 0.9 | 4000 | 85 |  |  |  | FALSE | FALSE | FALSE | [8 empty] | March, 30 2020 00:00:00 | FALSE | FALSE | FALSE | [6 empty] | AC | [7 empty] | FALSE
P8H6ER2X | ETECH LED | ETech | FF-T84-A3A-13-40 | Linear Replacement Lamp | T8 Four-Foot | Replacement Lamps (plug and play) (UL Type A) |  | standard | FALSE | [10 empty] | May, 06 2017 00:00:00 | Not Dimmable | Not Dimmable | NotYetVerified | Updated on 10/03/2018 | KKKZUJ | [25 empty] | 5 | 1769 | 132.51 | 13.35 | 20 | 0.9 | 4000 | 81.8 |  |  |  | FALSE | FALSE | FALSE | [8 empty] | March, 30 2020 00:00:00 | FALSE | FALSE | FALSE | [6 empty] | AC | [7 empty] | FALSE
PABGJ7B9 | ETECH LED | E Tech | FF-T84-A2-12-50 | Linear Replacement Lamp | T8 Four-Foot | Dual Mode Internal Driver (UL Type A and Type B) |  | standard | FALSE | [10 empty] | May, 06 2017 00:00:00 | Not Dimmable | Not Dimmable | No |  | KKKZUD | [25 empty] | 5 | 1800 | 150 | 12 | 20 | 0.9 | 5000 | 85 |  |  |  | FALSE | FALSE | FALSE | [8 empty] | March, 30 2020 00:00:00 | FALSE | FALSE | FALSE | [6 empty] | AC | [7 empty] | FALSE
P4NUNHF5 | ETECH LED | ETech | FF-T84-A3A-18-30 | Linear Replacement Lamp | T8 Four-Foot | Replacement Lamps (plug and play) (UL Type A) |  | standard | TRUE |  | 2112 | 130.77 | 16.15 | 7.36 | 0.9551 | 2982 | 81.2 | 5 | 50000 | May, 06 2017 00:00:00 | Not Dimmable | Not Dimmable | NotYetVerified | Updated on 10/03/2018 | KKKZUL | [15 empty] | 84.5 |  | 1.25 | 1.21 | [6 empty] | 5 | 2112 | 130.77 | 16.15 | 20 | 0.9 | 3000 | 81.8 |  |  |  | FALSE | FALSE | FALSE | [8 empty] | March, 30 2020 00:00:00 | FALSE | FALSE | FALSE | [6 empty] | AC | [7 empty] | FALSE
PHRQA49G | ETECH LED | E Tech | FF-T84-A2-12-35 | Linear Replacement Lamp | T8 Four-Foot | Dual Mode Internal Driver (UL Type A and Type B) |  | standard | FALSE | [10 empty] | May, 06 2017 00:00:00 | Not Dimmable | Not Dimmable | No |  | KKKZUD | [25 empty] | 5 | 1700 | 142 | 12 | 20 | 0.9 | 3500 | 85 |  |  |  | FALSE | FALSE | FALSE | [8 empty] | March, 30 2020 00:00:00 | FALSE | FALSE | FALSE | [6 empty] | AC | [7 empty] | FALSE
PQN7YEPQ | ETECH LED | ETech | FF-T84-A3A-18-40 | Linear Replacement Lamp | T8 Four-Foot | Replacement Lamps (plug and play) (UL Type A) |  | standard | FALSE | [10 empty] | May, 06 2017 00:00:00 | Not Dimmable | Not Dimmable | NotYetVerified | Updated on 10/03/2018 | KKKZUL | [25 empty] | 5 | 2112 | 130.77 | 16.15 | 20 | 0.9 | 4000 | 81.8 |  |  |  | FALSE | FALSE | FALSE | [8 empty] | March, 30 2020 00:00:00 | FALSE | FALSE | FALSE | [6 empty] | AC | [7 empty] | FALSE
P3318325 | ETECH LED | ETech | FF-T84-A3A-15-45 | Linear Replacement Lamp | T8 Four-Foot | Replacement Lamps (plug and play) (UL Type A) |  | standard | FALSE | [10 empty] | May, 06 2017 00:00:00 | Not Dimmable | Not Dimmable | NotYetVerified | Updated on 10/03/2018 | KKKZUK | [25 empty] | 5 | 1920 | 133.33 | 14.4 | 20 | 0.9 | 4500 | 81.8 |  |  |  | FALSE | FALSE | FALSE | [8 empty] | March, 30 2020 00:00:00 | FALSE | FALSE | FALSE | [6 empty] | AC | [7 empty] | FALSE
PYVB72FW | ETECH LED | ETech | FF-T84-A3A-13-50 | Linear Replacement Lamp | T8 Four-Foot | Replacement Lamps (plug and play) (UL Type A) |  | standard | FALSE | [10 empty] | May, 06 2017 00:00:00 | Not Dimmable | Not Dimmable | NotYetVerified | Updated on 10/03/2018 | KKKZUJ | [25 empty] | 5 | 1769 | 132.51 | 13.35 | 20 | 0.9 | 5000 | 80.7 |  |  |  | FALSE | FALSE | FALSE | [8 empty] | March, 30 2020 00:00:00 | FALSE | FALSE | FALSE | [6 empty] | AC | [7 empty] | FALSE
PC8W5Q11 | ETECH LED | ETech | FF-T84-A3A-15-50 | Linear Replacement Lamp | T8 Four-Foot | Replacement Lamps (plug and play) (UL Type A) |  | standard | FALSE | [10 empty] | May, 06 2017 00:00:00 | Not Dimmable | Not Dimmable | NotYetVerified | Updated on 10/03/2018 | KKKZUK | [25 empty] | 5 | 1920 | 133.33 | 14.4 | 20 | 0.9 | 5000 | 80.7 |  |  |  | FALSE | FALSE | FALSE | [8 empty] | March, 30 2020 00:00:00 | FALSE | FALSE | FALSE | [6 empty] | AC | [7 empty] | FALSE
PESJFSWH | ETECH LED | E Tech | FF-T84-A3A-12-30 | Linear Replacement Lamp | T8 Four-Foot | Replacement Lamps (plug and play) (UL Type A) |  | standard | TRUE |  | 1769 | 132.51 | 13.35 | 10 | 0.9021 | 2953 | 80.4 | 5 | 50000 | May, 06 2017 00:00:00 | Not Yet Verified | Not Yet Verified | NotYetVerified |  | KKKZUJ | [15 empty] | 84.5 |  | 1.33 | 1.23 | [6 empty] | 5 | 1769 | 132.51 | 13.35 | 20 | 0.9 | 3000 | 81.8 |  |  |  | FALSE | FALSE | FALSE | [8 empty] | March, 30 2020 00:00:00 | FALSE | FALSE | FALSE | [6 empty] | AC | [7 empty] | FALSE
P4V9AXWW | Carolina Product Solutions, LLC. | CPSLED | CPS-T8-ADM-4-15W-UL-F-50 | Linear Replacement Lamp | T8 Four-Foot | Dual Mode Internal Driver (UL Type A and Type B) |  | standard | FALSE | [10 empty] | May, 05 2017 00:00:00 | Not Dimmable | Not Dimmable | No |  | HHHCHW | [25 empty] | 5 | 1839 | 131.83 | 13.95 | 13.39 | 0.91 | 5000 | 82.3 |  |  |  | FALSE | FALSE | FALSE | [8 empty] | March, 30 2020 00:00:00 | FALSE | FALSE | FALSE | [6 empty] | AC | [7 empty] | FALSE
P659KF4N | CH Lighting Technology Co.,Ltd. | CH | CH1128-48-13W 840-8 | Linear Replacement Lamp | T8 Four-Foot | Replacement Lamps (plug and play) (UL Type A) |  | standard | FALSE | [10 empty] | May, 05 2017 00:00:00 | Dimmable | Continuous Below 10 | No |  | LLLBDV | [25 empty] | 5 | 2100 | 130 | 16 | 8.14 | 1 | 4000 | 83 |  |  |  | FALSE | FALSE | FALSE | [8 empty] | March, 30 2020 00:00:00 | FALSE | FALSE | FALSE | [6 empty] | AC | [7 empty] | FALSE
PBUN5RKY | Carolina Product Solutions, LLC. | CPSLED | CPS-T8-ADM-4-15W-UL-F-40 | Linear Replacement Lamp | T8 Four-Foot | Dual Mode Internal Driver (UL Type A and Type B) |  | standard | FALSE | [10 empty] | May, 05 2017 00:00:00 | Not Dimmable | Not Dimmable | No |  | HHHCHW | [25 empty] | 5 | 1679 | 121.75 | 13.79 | 13.44 | 0.91 | 4000 | 81.7 |  |  |  | FALSE | FALSE | FALSE | [8 empty] | March, 30 2020 00:00:00 | FALSE | FALSE | FALSE | [6 empty] | AC | [7 empty] | FALSE
PR2C4F3Q | Carolina Product Solutions, LLC. | CPSLED | CPS-T8-ADM-4-15W-UL-F-35 | Linear Replacement Lamp | T8 Four-Foot | Dual Mode Internal Driver (UL Type A and Type B) |  | standard | FALSE | [10 empty] | May, 05 2017 00:00:00 | Not Dimmable | Not Dimmable | No |  | HHHCHW | [25 empty] | 5 | 1679 | 121.75 | 13.79 | 13.44 | 0.91 | 3500 | 81.7 |  |  |  | FALSE | FALSE | FALSE | [8 empty] | March, 30 2020 00:00:00 | FALSE | FALSE | FALSE | [6 empty] | AC | [7 empty] | FALSE
PGPAUJH6 | Carolina Product Solutions, LLC. | CPSLED | CPS-T8-ADM-4-15W-UL-F-30 | Linear Replacement Lamp | T8 Four-Foot | Dual Mode Internal Driver (UL Type A and Type B) |  | standard | TRUE |  | 1693 | 119.48 | 14.17 | 13.44 | 0.9064 | 2964 | 81.7 | 5 | 50000 | May, 05 2017 00:00:00 | Not Dimmable | Not Dimmable | No |  | HHHCHW | [15 empty] | 88.9 |  | 1.16 | 1.4 | [6 empty] | 5 | 1679 | 121.75 | 13.79 | 13.44 | 0.91 | 3000 | 81.7 |  |  |  | FALSE | FALSE | FALSE | [8 empty] | March, 30 2020 00:00:00 | FALSE | FALSE | FALSE | [6 empty] | AC | [7 empty] | FALSE
PP9D2NJB | CH Lighting Technology Co.,Ltd. | CH | CH1128-48-13W 850-8 | Linear Replacement Lamp | T8 Four-Foot | Replacement Lamps (plug and play) (UL Type A) |  | standard | FALSE | [10 empty] | May, 05 2017 00:00:00 | Dimmable | Continuous Below 10 | No |  | LLLBDV | [25 empty] | 5 | 2150 | 133 | 16 | 8.12 | 0.97 | 5000 | 83 |  |  |  | FALSE | FALSE | FALSE | [8 empty] | March, 30 2020 00:00:00 | FALSE | FALSE | FALSE | [6 empty] | AC | [7 empty] | FALSE
PQRP4N1U | CH Lighting Technology Co.,Ltd. | CH | CH1128-48-13W 835-8 | Linear Replacement Lamp | T8 Four-Foot | Replacement Lamps (plug and play) (UL Type A) |  | standard | FALSE | [10 empty] | May, 05 2017 00:00:00 | Dimmable | Continuous Below 10 | No |  | LLLBDV | [25 empty] | 5 | 2100 | 130 | 16 | 8.14 | 1 | 3500 | 83 |  |  |  | FALSE | FALSE | FALSE | [8 empty] | March, 30 2020 00:00:00 | FALSE | FALSE | FALSE | [6 empty] | AC | [7 empty] | FALSE
PGM3DEBJ | CH Lighting Technology Co.,Ltd. | CH | CH1128-48-13W 830-8 | Linear Replacement Lamp | T8 Four-Foot | Replacement Lamps (plug and play) (UL Type A) |  | standard | TRUE |  | 1930 | 128.8 | 14.99 | 8.14 | 0.9965 | 3037 | 83.7 | 5 | 50000 | May, 05 2017 00:00:00 | Dimmable | Continuous Below 10 | No |  | LLLBDV | [15 empty] | 81.1 |  | 1.26 | 1.26 | [6 empty] | 5 | 2050 | 128 | 16 | 8.14 | 1 | 3000 | 83 |  |  |  | FALSE | FALSE | FALSE | [8 empty] | March, 30 2020 00:00:00 | FALSE | FALSE | FALSE | [6 empty] | AC | [7 empty] | FALSE
P4QUK446 | Rimikon Inc. | Rimikon | RIM-T8A4-1700lm-11.5w-3.5K | Linear Replacement Lamp | T8 Four-Foot | Replacement Lamps (plug and play) (UL Type A) |  | standard | FALSE | [10 empty] | May, 04 2017 00:00:00 | Not Dimmable | Not Dimmable | No |  | TTTUOS | [25 empty] | 5 | 1700 | 117 | 14.5 | 13.61 | 0.95 | 3500 | 82 |  |  |  | FALSE | FALSE | FALSE | [8 empty] | March, 30 2020 00:00:00 | FALSE | FALSE | FALSE | [6 empty] | AC | [7 empty] | FALSE
PY15SF2F | Rimikon Inc. | Rimikon | RIM-T8A4-2200lm-15w-4K | Linear Replacement Lamp | T8 Four-Foot | Replacement Lamps (plug and play) (UL Type A) |  | standard | FALSE | [10 empty] | May, 04 2017 00:00:00 | Not Dimmable | Not Dimmable | No |  | TTTUOT | [25 empty] | 5 | 2200 | 124 | 18 | 9.83 | 0.97 | 4000 | 82 |  |  |  | FALSE | FALSE | FALSE | [8 empty] | March, 30 2020 00:00:00 | FALSE | FALSE | FALSE | [6 empty] | AC | [7 empty] | FALSE
PX8TBCQK | Rimikon Inc. | Rimikon | RIM-T8A4-1800lm-11.5w-4K | Linear Replacement Lamp | T8 Four-Foot | Replacement Lamps (plug and play) (UL Type A) |  | standard | FALSE | [10 empty] | May, 04 2017 00:00:00 | Not Dimmable | Not Dimmable | No |  | TTTUOS | [25 empty] | 5 | 1800 | 124 | 14.5 | 13.61 | 0.95 | 4000 | 82 |  |  |  | FALSE | FALSE | FALSE | [8 empty] | March, 30 2020 00:00:00 | FALSE | FALSE | FALSE | [6 empty] | AC | [7 empty] | FALSE
P59PJNQ8 | Rimikon Inc. | Rimikon | RIM-T8A4-1800lm-11.5w-5K | Linear Replacement Lamp | T8 Four-Foot | Replacement Lamps (plug and play) (UL Type A) |  | standard | FALSE | [10 empty] | May, 04 2017 00:00:00 | Not Dimmable | Not Dimmable | No |  | TTTUOS | [25 empty] | 5 | 1800 | 124 | 14.5 | 14.44 | 0.96 | 5000 | 82 |  |  |  | FALSE | FALSE | FALSE | [8 empty] | March, 30 2020 00:00:00 | FALSE | FALSE | FALSE | [6 empty] | AC | [7 empty] | FALSE
PFDXXXNG | Rimikon Inc. | Rimikon | RIM-T8A4-2100lm-15w-3.5K | Linear Replacement Lamp | T8 Four-Foot | Replacement Lamps (plug and play) (UL Type A) |  | standard | FALSE | [10 empty] | May, 04 2017 00:00:00 | Not Dimmable | Not Dimmable | No |  | TTTUOT | [25 empty] | 5 | 2100 | 117 | 18 | 9.83 | 0.97 | 3500 | 82 |  |  |  | FALSE | FALSE | FALSE | [8 empty] | March, 30 2020 00:00:00 | FALSE | FALSE | FALSE | [6 empty] | AC | [7 empty] | FALSE
PWH8BEKK | Rimikon Inc. | Rimikon | RIM-T8A4-2200lm-15w-5K | Linear Replacement Lamp | T8 Four-Foot | Replacement Lamps (plug and play) (UL Type A) |  | standard | FALSE | [10 empty] | May, 04 2017 00:00:00 | Not Dimmable | Not Dimmable | No |  | TTTUOT | [25 empty] | 5 | 2200 | 124 | 18 | 10.2 | 0.97 | 5000 | 82 |  |  |  | FALSE | FALSE | FALSE | [8 empty] | March, 30 2020 00:00:00 | FALSE | FALSE | FALSE | [6 empty] | AC | [7 empty] | FALSE
PE836HBB | Rimikon Inc. | Rimikon | RIM-T8A4-1700lm-11.5w-3K | Linear Replacement Lamp | T8 Four-Foot | Replacement Lamps (plug and play) (UL Type A) |  | standard | TRUE |  | 1729 | 128.6 | 13.44 | 13.61 | 0.9545 | 3051 | 83.1 | 5 | 50000 | May, 04 2017 00:00:00 | Not Dimmable | Not Dimmable | No |  | TTTUOS | [15 empty] | 83.2 |  | 1.26 | 1.3 | [6 empty] | 5 | 1700 | 117 | 14.5 | 13.61 | 0.95 | 3000 | 82 |  |  |  | FALSE | FALSE | FALSE | [8 empty] | March, 30 2020 00:00:00 | FALSE | FALSE | FALSE | [6 empty] | AC | [7 empty] | FALSE
P29U9ZER | Rimikon Inc. | Rimikon | RIM-T8A4-2100lm-15w-3K | Linear Replacement Lamp | T8 Four-Foot | Replacement Lamps (plug and play) (UL Type A) |  | standard | TRUE |  | 2177 | 128.9 | 16.9 | 9.83 | 0.9684 | 3061 | 82.9 | 5 | 50000 | May, 04 2017 00:00:00 | Not Dimmable | Not Dimmable | No |  | TTTUOT | [15 empty] | 83.2 |  | 1.26 | 1.3 | [6 empty] | 5 | 2100 | 117 | 18 | 9.83 | 0.97 | 3000 | 82 |  |  |  | FALSE | FALSE | FALSE | [8 empty] | March, 30 2020 00:00:00 | FALSE | FALSE | FALSE | [6 empty] | AC | [7 empty] | FALSE
P89CWN21 | Parmida LLC | PARMIDA | PLED-NT818W3000K-PP-UL-CL | Linear Replacement Lamp | T8 Four-Foot | Replacement Lamps (plug and play) (UL Type A) |  | standard | TRUE |  | 2267.8 | 118.93 | 19.07 | 6.71 | 0.9773 | 2931 | 82.3 | 5 | 50000 | May, 02 2017 00:00:00 | Not Dimmable | Not Dimmable | No |  | XXXAYO | [15 empty] | 89.9 |  | 1.3 | 1.4 | [6 empty] | 5 | 2200 | 122 | 18 | 7 | 0.9 | 3000 | 80 |  |  |  | FALSE | FALSE | FALSE | [8 empty] | March, 30 2020 00:00:00 | FALSE | FALSE | FALSE | [6 empty] | AC | [7 empty] | FALSE
PM2CW7R2 | Parmida LLC | PARMIDA | PLED-NT818W5000K-PP-UL-CL | Linear Replacement Lamp | T8 Four-Foot | Replacement Lamps (plug and play) (UL Type A) |  | standard | FALSE | [10 empty] | May, 02 2017 00:00:00 | Not Dimmable | Not Dimmable | No |  | XXXAYO | [25 empty] | 5 | 2300 | 128 | 18 | 7 | 0.9 | 5000 | 80 |  |  |  | FALSE | FALSE | FALSE | [8 empty] | March, 30 2020 00:00:00 | FALSE | FALSE | FALSE | [6 empty] | AC | [7 empty] | FALSE
PBJ1NJCJ | LED Trail | LED Trail | 1240(4500K) | Linear Replacement Lamp | T8 Four-Foot | Dual Mode Internal Driver (UL Type A and Type B) |  | standard | FALSE | [10 empty] | May, 02 2017 00:00:00 | Not Dimmable | Not Dimmable | NotYetVerified |  | IIIISH | [25 empty] | 4.4 | 2119 | 110.59 | 19.16 | 17.82 | 0.91 | 4500 | 82.8 |  |  |  | FALSE | FALSE | FALSE | [8 empty] | November, 02 2018 00:00:00 | FALSE | FALSE | FALSE | [6 empty] | AC | [7 empty] | FALSE
PZYWYJPQ | Parmida LLC | PARMIDA | PLED-NT818W4000K-PP-UL-CL | Linear Replacement Lamp | T8 Four-Foot | Replacement Lamps (plug and play) (UL Type A) |  | standard | FALSE | [10 empty] | May, 02 2017 00:00:00 | Not Dimmable | Not Dimmable | No |  | XXXAYO | [25 empty] | 5 | 2200 | 122 | 18 | 7 | 0.9 | 4000 | 80 |  |  |  | FALSE | FALSE | FALSE | [8 empty] | March, 30 2020 00:00:00 | FALSE | FALSE | FALSE | [6 empty] | AC | [7 empty] | FALSE
P1AD87FU | Parmida LLC | PARMIDA | PLED-NT818W4500K-PP-UL-CL | Linear Replacement Lamp | T8 Four-Foot | Replacement Lamps (plug and play) (UL Type A) |  | standard | FALSE | [10 empty] | May, 02 2017 00:00:00 | Not Dimmable | Not Dimmable | No |  | XXXAYO | [25 empty] | 5 | 2200 | 122 | 18 | 7 | 0.9 | 4500 | 80 |  |  |  | FALSE | FALSE | FALSE | [8 empty] | March, 30 2020 00:00:00 | FALSE | FALSE | FALSE | [6 empty] | AC | [7 empty] | FALSE
PYXJFZ92 | Xiamen Bymea Lighting Co., Ltd | BYMEA | T08J02-50H2 | Linear Replacement Lamp | T8 Four-Foot | Replacement Lamps (plug and play) (UL Type A) |  | standard | FALSE | [10 empty] | May, 01 2017 00:00:00 | Not Dimmable | Not Dimmable | No |  | IIIKIL | [25 empty] | 5 | 2652 | 145.24 | 18.26 | 9.3 | 0.97 | 5000 | 83.5 |  |  |  | FALSE | FALSE | FALSE | [8 empty] | March, 30 2020 00:00:00 | FALSE | FALSE | FALSE | [6 empty] | AC | [7 empty] | FALSE
PNW8MHV3 | Xiamen Bymea Lighting Co., Ltd | BYMEA | T08J02-45H2 | Linear Replacement Lamp | T8 Four-Foot | Replacement Lamps (plug and play) (UL Type A) |  | standard | FALSE | [10 empty] | May, 01 2017 00:00:00 | Not Dimmable | Not Dimmable | No |  | IIIKIL | [25 empty] | 5 | 2641 | 144.13 | 18.32 | 9.26 | 0.97 | 4500 | 83.3 |  |  |  | FALSE | FALSE | FALSE | [8 empty] | March, 30 2020 00:00:00 | FALSE | FALSE | FALSE | [6 empty] | AC | [7 empty] | FALSE
PH4HJUYD | Xiamen Bymea Lighting Co., Ltd | BYMEA | T08J02-40H2 | Linear Replacement Lamp | T8 Four-Foot | Replacement Lamps (plug and play) (UL Type A) |  | standard | TRUE |  | 2629 | 143.04 | 18.38 | 6.1 | 0.9689 | 4062 | 83.3 | 5 | 50000 | May, 01 2017 00:00:00 | Not Dimmable | Not Dimmable | No |  | IIIKIL | [15 empty] | 85.7 |  | 1.24 | 1.24 | [6 empty] | 5 | 2629 | 143.04 | 18.38 | 9.26 | 0.97 | 4000 | 83.3 |  |  |  | FALSE | FALSE | FALSE | [8 empty] | March, 30 2020 00:00:00 | FALSE | FALSE | FALSE | [6 empty] | AC | [7 empty] | FALSE
PQR465TZ | LED LEADER INC. | LED LEADER | L4PA-18T8LEDMVBF40 | Linear Replacement Lamp | T8 Four-Foot | Dual Mode Internal Driver (UL Type A and Type B) |  | standard | FALSE | [10 empty] | April, 27 2017 00:00:00 | Not Dimmable | Not Dimmable | FALSE |  | VVVWIS | [25 empty] | 4.4 | 2265 | 113.7 | 19.92 | 6.77 | 0.97 | 4000 | 81 |  |  |  | FALSE | FALSE | FALSE | May, 02 2018 00:00:00 | 4.3 |  | standard |  |  |  |  | November, 02 2018 00:00:00 | FALSE | FALSE | FALSE | [6 empty] | AC | [7 empty] | FALSE
PDM52NFE | LED LEADER INC. | LED LEADER | L4PA-18T8LEDMVBF45 | Linear Replacement Lamp | T8 Four-Foot | Dual Mode Internal Driver (UL Type A and Type B) |  | standard | FALSE | [10 empty] | April, 27 2017 00:00:00 | Not Dimmable | Not Dimmable | FALSE |  | VVVWIS | [25 empty] | 4.4 | 2283 | 114.61 | 19.92 | 6.77 | 0.97 | 4500 | 81 |  |  |  | FALSE | FALSE | FALSE | May, 02 2018 00:00:00 | 4.3 |  | standard |  |  |  |  | November, 02 2018 00:00:00 | FALSE | FALSE | FALSE | [6 empty] | AC | [7 empty] | FALSE
PUD7YDBA | LED LEADER INC. | LED LEADER | L4PA-18T8LEDMVBF50 | Linear Replacement Lamp | T8 Four-Foot | Dual Mode Internal Driver (UL Type A and Type B) |  | standard | FALSE | [10 empty] | April, 27 2017 00:00:00 | Not Dimmable | Not Dimmable | FALSE |  | VVVWIS | [25 empty] | 4.4 | 2302 | 114.81 | 20.05 | 7.88 | 0.97 | 5000 | 81.5 |  |  |  | FALSE | FALSE | FALSE | May, 02 2018 00:00:00 | 4.3 |  | standard |  |  |  |  | November, 02 2018 00:00:00 | FALSE | FALSE | FALSE | [6 empty] | AC | [7 empty] | FALSE
PBH3SUDG | LED LEADER INC. | LED LEADER | L4PA-12T8LEDMVBF50 | Linear Replacement Lamp | T8 Four-Foot | Dual Mode Internal Driver (UL Type A and Type B) |  | standard | FALSE | [10 empty] | April, 27 2017 00:00:00 | Not Dimmable | Not Dimmable | No |  | VVVWIR | [25 empty] | 5 | 1868 | 140.98 | 13.25 | 10.59 | 0.94 | 5000 | 81.3 |  |  |  | FALSE | FALSE | FALSE | May, 02 2018 00:00:00 | 4.3 |  | standard |  |  |  |  | March, 30 2020 00:00:00 | FALSE | FALSE | FALSE | [6 empty] | AC | [7 empty] | FALSE
PMMSEWSG | Xiamen Bymea Lighting Co., Ltd | BYMEA | T08B01-45H0 | Linear Replacement Lamp | T8 Four-Foot | Replacement Lamps (plug and play) (UL Type A) |  | standard | FALSE | [10 empty] | April, 27 2017 00:00:00 | Not Dimmable | Not Dimmable | No |  | MMMPHI | [25 empty] | 5 | 2204 | 117.61 | 18.74 | 8.86 | 0.97 | 4500 | 83.7 |  |  |  | FALSE | FALSE | FALSE | May, 02 2018 00:00:00 | 4.3 |  | standard |  |  |  |  | March, 30 2020 00:00:00 | FALSE | FALSE | FALSE | [6 empty] | AC | [7 empty] | FALSE
P8HU6SVS | Signify North America Corporation | Philips | 9290013433 | Linear Replacement Lamp | T8 Four-Foot | Replacement Lamps (plug and play) (UL Type A) |  | standard | FALSE | [10 empty] | April, 27 2017 00:00:00 | Not Dimmable | Not Dimmable | NO |  | KKKZTK | [25 empty] | 5 | 2100 | 123.53 | 17 | 20 | 0.9 | 5000 | 82 |  |  |  | FALSE | FALSE | FALSE | May, 02 2018 00:00:00 | 4.3 |  | standard |  |  |  |  | March, 30 2020 00:00:00 | FALSE | FALSE | FALSE | [6 empty] | AC | [7 empty] | FALSE
PYV4GMHY | LED LEADER INC. | LED LEADER | L4PA-12T8LEDMVBF40 | Linear Replacement Lamp | T8 Four-Foot | Dual Mode Internal Driver (UL Type A and Type B) |  | standard | FALSE | [10 empty] | April, 27 2017 00:00:00 | Not Dimmable | Not Dimmable | No |  | VVVWIR | [25 empty] | 5 | 1879 | 139.81 | 13.44 | 9.78 | 0.94 | 4000 | 83.2 |  |  |  | FALSE | FALSE | FALSE | May, 02 2018 00:00:00 | 4.3 |  | standard |  |  |  |  | March, 30 2020 00:00:00 | FALSE | FALSE | FALSE | [6 empty] | AC | [7 empty] | FALSE
PXJE1SCT | LED LEADER INC. | LED LEADER | L4PA-18T8LEDMVBF30 | Linear Replacement Lamp | T8 Four-Foot | Dual Mode Internal Driver (UL Type A and Type B) |  | standard | TRUE |  | 2227 | 112.57 | 19.78 | 6.77 | 0.9676 | 2966 | 81 | 5 | 50000 | April, 27 2017 00:00:00 | Not Dimmable | Not Dimmable | FALSE |  | VVVWIS | [15 empty] | 84.5 |  | 1.24 | 1.34 | [6 empty] | 4.4 | 2227 | 112.57 | 19.78 | 6.77 | 0.97 | 3000 | 81 |  |  |  | FALSE | FALSE | FALSE | May, 02 2018 00:00:00 | 4.3 |  | standard |  |  |  |  | November, 02 2018 00:00:00 | FALSE | FALSE | FALSE | [6 empty] | AC | [7 empty] | FALSE
P371HSH4 | Xiamen Bymea Lighting Co., Ltd | BYMEA | T08B01-40H0 | Linear Replacement Lamp | T8 Four-Foot | Replacement Lamps (plug and play) (UL Type A) |  | standard | TRUE |  | 2167 | 116.34 | 18.63 | 8.67 | 0.9725 | 4038 | 83.7 | 5 | 50000 | April, 27 2017 00:00:00 | Not Dimmable | Not Dimmable | FALSE |  | MMMPHI | [15 empty] | 84.9 |  | 1.2 | 1.28 | [6 empty] | 4.4 | 2174 | 116.59 | 18.65 | 8.67 | 0.97 | 4000 | 83.7 |  |  |  | FALSE | FALSE | FALSE | May, 02 2018 00:00:00 | 4.3 |  | standard |  |  |  |  | November, 02 2018 00:00:00 | FALSE | FALSE | FALSE | [6 empty] | AC | [7 empty] | FALSE
P4KUVXPT | LED LEADER INC. | LED LEADER | L4PA-12T8LEDMVBF45 | Linear Replacement Lamp | T8 Four-Foot | Dual Mode Internal Driver (UL Type A and Type B) |  | standard | FALSE | [10 empty] | April, 27 2017 00:00:00 | Not Dimmable | Not Dimmable | No |  | VVVWIR | [25 empty] | 5 | 1873 | 139.36 | 13.44 | 9.78 | 0.94 | 4500 | 83.2 |  |  |  | FALSE | FALSE | FALSE | May, 02 2018 00:00:00 | 4.3 |  | standard |  |  |  |  | March, 30 2020 00:00:00 | FALSE | FALSE | FALSE | [6 empty] | AC | [7 empty] | FALSE
PUQ6RQ2Y | LED LEADER INC. | LED LEADER | L4PA-12T8LEDMVBF30 | Linear Replacement Lamp | T8 Four-Foot | Dual Mode Internal Driver (UL Type A and Type B) |  | standard | TRUE |  | 1881 | 138.09 | 13.62 | 9.78 | 0.942 | 2945 | 83.2 | 5 | 50000 | April, 27 2017 00:00:00 | Not Dimmable | Not Dimmable | No |  | VVVWIR | [15 empty] | 84.7 |  | 1.24 | 1.38 | [6 empty] | 5 | 1889 | 138.57 | 13.63 | 9.78 | 0.94 | 3000 | 83.2 |  |  |  | FALSE | FALSE | FALSE | May, 02 2018 00:00:00 | 4.3 |  | standard |  |  |  |  | March, 30 2020 00:00:00 | FALSE | FALSE | FALSE | [6 empty] | AC | [7 empty] | FALSE
PUQ8ZEAH | Signify North America Corporation | Philips | 9290013432 | Linear Replacement Lamp | T8 Four-Foot | Replacement Lamps (plug and play) (UL Type A) |  | standard | FALSE | [10 empty] | April, 27 2017 00:00:00 | Not Dimmable | Not Dimmable | NO |  | KKKZTK | [25 empty] | 5 | 2100 | 123.53 | 17 | 20 | 0.9 | 4000 | 82 |  |  |  | FALSE | FALSE | FALSE | May, 02 2018 00:00:00 | 4.3 |  | standard |  |  |  |  | March, 30 2020 00:00:00 | FALSE | FALSE | FALSE | [6 empty] | AC | [7 empty] | FALSE
PV2NCR1M | Signify North America Corporation | Philips | 9290013431 | Linear Replacement Lamp | T8 Four-Foot | Replacement Lamps (plug and play) (UL Type A) |  | standard | TRUE |  | 2100 | 143 | 14.69 | 5.5 | 0.9983 | 3391 | 82.6 | 5 | 50000 | April, 27 2017 00:00:00 | Not Dimmable | Not Dimmable | NO |  | KKKZTK | [15 empty] | 82.89 |  | 1.28 | 1.3 | [6 empty] | 5 | 2000 | 117.65 | 17 | 20 | 0.9 | 3500 | 82 |  |  |  | FALSE | FALSE | FALSE | May, 02 2018 00:00:00 | 4.3 |  | standard |  |  |  |  | March, 30 2020 00:00:00 | FALSE | FALSE | FALSE | [6 empty] | AC | [7 empty] | FALSE
PM7R99EP | LED LEADER INC. | LED LEADER | L4PA-18T8LEDMVBF35 | Linear Replacement Lamp | T8 Four-Foot | Dual Mode Internal Driver (UL Type A and Type B) |  | standard | FALSE | [10 empty] | April, 27 2017 00:00:00 | Not Dimmable | Not Dimmable | FALSE |  | VVVWIS | [25 empty] | 4.4 | 2246 | 112.75 | 19.92 | 6.77 | 0.97 | 3500 | 81 |  |  |  | FALSE | FALSE | FALSE | May, 02 2018 00:00:00 | 4.3 |  | standard |  |  |  |  | November, 02 2018 00:00:00 | FALSE | FALSE | FALSE | [6 empty] | AC | [7 empty] | FALSE
PG37QGGJ | LED LEADER INC. | LED LEADER | L4PA-12T8LEDMVBF35 | Linear Replacement Lamp | T8 Four-Foot | Dual Mode Internal Driver (UL Type A and Type B) |  | standard | FALSE | [10 empty] | April, 27 2017 00:00:00 | Not Dimmable | Not Dimmable | No |  | VVVWIR | [25 empty] | 5 | 1884 | 140.18 | 13.44 | 9.78 | 0.94 | 3500 | 83.2 |  |  |  | FALSE | FALSE | FALSE | May, 02 2018 00:00:00 | 4.3 |  | standard |  |  |  |  | March, 30 2020 00:00:00 | FALSE | FALSE | FALSE | [6 empty] | AC | [7 empty] | FALSE
PHJPGFDT | Xiamen Bymea Lighting Co., Ltd | BYMEA | T08B01-50H0 | Linear Replacement Lamp | T8 Four-Foot | Replacement Lamps (plug and play) (UL Type A) |  | standard | FALSE | [10 empty] | April, 27 2017 00:00:00 | Not Dimmable | Not Dimmable | No |  | MMMPHI | [25 empty] | 5 | 2234 | 118.68 | 18.82 | 9.67 | 0.97 | 5000 | 83.8 |  |  |  | FALSE | FALSE | FALSE | May, 02 2018 00:00:00 | 4.3 |  | standard |  |  |  |  | March, 30 2020 00:00:00 | FALSE | FALSE | FALSE | [6 empty] | AC | [7 empty] | FALSE
PETR5AMS | Espen Technology | ESPEN | L48T8/850/12P-EB | Linear Replacement Lamp | T8 Four-Foot | Replacement Lamps (plug and play) (UL Type A) |  | standard | FALSE | [10 empty] | April, 26 2017 00:00:00 | Not Dimmable | Not Dimmable | No |  | DDDJBY | [25 empty] | 5 | 1850 | 155 | 12 | 20 | 0.9 | 5000 | 80 |  |  |  | FALSE | FALSE | FALSE | May, 02 2018 00:00:00 | 4.3 |  | standard |  |  |  |  | March, 30 2020 00:00:00 | FALSE | FALSE | FALSE | [6 empty] | AC | [7 empty] | FALSE
PPPUY3V6 | Espen Technology | ESPEN | L48T8/850/14P-EB | Linear Replacement Lamp | T8 Four-Foot | Replacement Lamps (plug and play) (UL Type A) |  | standard | FALSE | [10 empty] | April, 26 2017 00:00:00 | Not Dimmable | Not Dimmable | No |  | DDDJBZ | [25 empty] | 5 | 2150 | 155 | 14 | 20 | 0.9 | 5000 | 80 |  |  |  | FALSE | FALSE | FALSE | May, 02 2018 00:00:00 | 4.3 |  | standard |  |  |  |  | March, 30 2020 00:00:00 | FALSE | FALSE | FALSE | [6 empty] | AC | [7 empty] | FALSE
PRAVYD32 | Espen Technology | ESPEN | L48T8/850/17P-EB | Linear Replacement Lamp | T8 Four-Foot | Replacement Lamps (plug and play) (UL Type A) |  | standard | FALSE | [10 empty] | April, 26 2017 00:00:00 | Not Dimmable | Not Dimmable | No |  | DDDJCA | [25 empty] | 5 | 2590 | 152 | 17 | 20 | 0.9 | 5000 | 80 |  |  |  | FALSE | FALSE | FALSE | May, 02 2018 00:00:00 | 4.3 |  | standard |  |  |  |  | March, 30 2020 00:00:00 | FALSE | FALSE | FALSE | [6 empty] | AC | [7 empty] | FALSE
PACASTWU | Espen Technology | ESPEN | L48T8/830/12P-EB | Linear Replacement Lamp | T8 Four-Foot | Replacement Lamps (plug and play) (UL Type A) |  | standard | TRUE |  | 1798 | 130.2 | 13.81 | 8.82 | 0.971 | 3046 | 82.7 | 5 | 50000 | April, 26 2017 00:00:00 | Not Dimmable | Not Dimmable | No |  | DDDJBY | [15 empty] | 85.1 |  | 1.3 | 1.18 | [6 empty] | 5 | 1850 | 155 | 12 | 20 | 0.9 | 3000 | 80 |  |  |  | FALSE | FALSE | FALSE | May, 02 2018 00:00:00 | 4.3 |  | standard |  |  |  |  | March, 30 2020 00:00:00 | FALSE | FALSE | FALSE | [6 empty] | AC | [7 empty] | FALSE
PUUXSKCV | Espen Technology | ESPEN | L48T8/830/17P-EB | Linear Replacement Lamp | T8 Four-Foot | Replacement Lamps (plug and play) (UL Type A) |  | standard | TRUE |  | 2419 | 134.02 | 18.05 | 8.939 | 0.972 | 3060 | 82.8 | 5 | 50000 | April, 26 2017 00:00:00 | Not Dimmable | Not Dimmable | No |  | DDDJCA | [15 empty] | 84.8 |  | 1.24 | 1.18 | [6 empty] | 5 | 2590 | 152 | 17 | 20 | 0.9 | 3000 | 80 |  |  |  | FALSE | FALSE | FALSE | May, 02 2018 00:00:00 | 4.3 |  | standard |  |  |  |  | March, 30 2020 00:00:00 | FALSE | FALSE | FALSE | [6 empty] | AC | [7 empty] | FALSE
PMQ519N6 | Adapt Technologies LLC | Adapt Technologies | T8-BC-48-14W-35K-80D-BI-S | Linear Replacement Lamp | T8 Four-Foot | Replacement Lamps (plug and play) (UL Type A) |  | standard | FALSE | [10 empty] | April, 26 2017 00:00:00 | Not Dimmable | Not Dimmable | Yes |  | MMMPHG | [25 empty] | 5 | 1817.4 | 125.3 | 14.51 | 5.8 | 1 | 3126 | 82 |  |  |  | FALSE | FALSE | FALSE | May, 02 2018 00:00:00 | 4.3 |  | standard |  |  |  |  | March, 30 2020 00:00:00 | FALSE | FALSE | FALSE | [6 empty] | AC | [7 empty] | FALSE
P7N8GU9Q | Ad Art Inc | Adapt Technologies | T8-BC-48-14W-5K-80D-BI-C | Linear Replacement Lamp | T8 Four-Foot | Replacement Lamps (plug and play) (UL Type A) |  | standard | FALSE | [10 empty] | April, 26 2017 00:00:00 | Not Dimmable | Not Dimmable | YES |  | MMMPHG | [25 empty] | 5 | 2000.9 | 137.4 | 14.56 | 5.8 | 1 | 3153 | 82 |  |  |  | FALSE | FALSE | FALSE | May, 02 2018 00:00:00 | 4.3 |  | standard |  |  |  |  | March, 30 2020 00:00:00 | FALSE | FALSE | FALSE | [6 empty] | AC | [7 empty] | FALSE
PQFVNHNB | Energy Focus, Inc. | Energy Focus | LEDFLT8-850-413-[IT3IT3B]F | Linear Replacement Lamp | T8 Four-Foot | Replacement Lamps (plug and play) (UL Type A) |  | standard | FALSE | [10 empty] | April, 26 2017 00:00:00 | Not Dimmable | Not Dimmable | No |  | FFFIBF | [25 empty] | 5 | 2357.1 | 125.98 | 18.71 | 9.14 | 0.96 | 5000 | 83.4 |  |  |  | FALSE | FALSE | FALSE | May, 02 2018 00:00:00 | 4.3 |  | standard |  |  |  |  | March, 30 2020 00:00:00 | FALSE | FALSE | FALSE | [6 empty] | AC | [7 empty] | FALSE
P1F1N579 | Energy Focus, Inc. | Energy Focus | LEDFLT8-835-413-[IT3IT3B]C | Linear Replacement Lamp | T8 Four-Foot | Replacement Lamps (plug and play) (UL Type A) |  | standard | TRUE |  | 2187.9 | 118.82 | 18.41 | 9.12 | 0.955 | 3524 | 83.6 | 5 | 50000 | April, 26 2017 00:00:00 | Not Dimmable | Not Dimmable | No |  | FFFIBG | [15 empty] | 85.5 |  | 1.18 | 1.2 | [6 empty] | 5 | 2187.9 | 118.82 | 18.41 | 9.12 | 0.96 | 3500 | 83.6 |  |  |  | FALSE | FALSE | FALSE | May, 02 2018 00:00:00 | 4.3 |  | standard |  |  |  |  | March, 30 2020 00:00:00 | FALSE | FALSE | FALSE | [6 empty] | AC | [7 empty] | FALSE
PF11ZDYY | Adapt Technologies LLC | Adapt Technologies | T8-BC-48-14W-35K-80D-BI-C | Linear Replacement Lamp | T8 Four-Foot | Replacement Lamps (plug and play) (UL Type A) |  | standard | FALSE | [10 empty] | April, 26 2017 00:00:00 | Not Dimmable | Not Dimmable | Yes |  | MMMPHG | [25 empty] | 5 | 2000.9 | 137.4 | 14.56 | 5.8 | 1 | 3153 | 82 |  |  |  | FALSE | FALSE | FALSE | May, 02 2018 00:00:00 | 4.3 |  | standard |  |  |  |  | March, 30 2020 00:00:00 | FALSE | FALSE | FALSE | [6 empty] | AC | [7 empty] | FALSE
PGXMSCJT | Adapt Technologies LLC | Adapt Technologies | T8-BC-48-14W-3K-80D-BI-C | Linear Replacement Lamp | T8 Four-Foot | Replacement Lamps (plug and play) (UL Type A) |  | standard | FALSE | [10 empty] | April, 26 2017 00:00:00 | Not Dimmable | Not Dimmable | Yes |  | MMMPHG | [25 empty] | 5 | 2000.9 | 137.4 | 14.56 | 5.8 | 1 | 3153 | 82 |  |  |  | FALSE | FALSE | FALSE | May, 02 2018 00:00:00 | 4.3 |  | standard |  |  |  |  | March, 30 2020 00:00:00 | FALSE | FALSE | FALSE | [6 empty] | AC | [7 empty] | FALSE
PN15CT1M | Energy Focus, Inc. | Energy Focus | LEDFLT8-840-418-[IT3IT3B]C | Linear Replacement Lamp | T8 Four-Foot | Replacement Lamps (plug and play) (UL Type A) |  | standard | FALSE | [10 empty] | April, 26 2017 00:00:00 | Not Dimmable | Not Dimmable | No |  | FFFIBD | [25 empty] | 5 | 2500.3 | 129.16 | 19.36 | 9.2 | 0.96 | 4000 | 83.6 |  |  |  | FALSE | FALSE | FALSE | May, 02 2018 00:00:00 | 4.3 |  | standard |  |  |  |  | March, 30 2020 00:00:00 | FALSE | FALSE | FALSE | [6 empty] | AC | [7 empty] | FALSE
PSRNDG3H | Energy Focus, Inc. | Energy Focus | LEDFLT8-835-418-[IT3IT3B]F | Linear Replacement Lamp | T8 Four-Foot | Replacement Lamps (plug and play) (UL Type A) |  | standard | TRUE |  | 2233.2 | 118.85 | 18.79 | 9.1 | 0.956 | 3503 | 84.1 | 5 | 50000 | April, 26 2017 00:00:00 | Not Dimmable | Not Dimmable | No |  | FFFIBC | [15 empty] | 84.8 |  | 1.24 | 1.18 | [6 empty] | 5 | 2233.2 | 118.85 | 18.79 | 9.1 | 0.96 | 3500 | 84.1 |  |  |  | FALSE | FALSE | FALSE | May, 02 2018 00:00:00 | 4.3 |  | standard |  |  |  |  | March, 30 2020 00:00:00 | FALSE | FALSE | FALSE | [6 empty] | AC | [7 empty] | FALSE
P8YY2WD5 | Espen Technology | ESPEN | L48T8/840/12P-EB | Linear Replacement Lamp | T8 Four-Foot | Replacement Lamps (plug and play) (UL Type A) |  | standard | FALSE | [10 empty] | April, 26 2017 00:00:00 | Not Dimmable | Not Dimmable | No |  | DDDJBY | [25 empty] | 5 | 1850 | 155 | 12 | 20 | 0.9 | 4000 | 80 |  |  |  | FALSE | FALSE | FALSE | May, 02 2018 00:00:00 | 4.3 |  | standard |  |  |  |  | March, 30 2020 00:00:00 | FALSE | FALSE | FALSE | [6 empty] | AC | [7 empty] | FALSE
PWCRJNGY | Espen Technology | ESPEN | L48T8/840/14P-EB | Linear Replacement Lamp | T8 Four-Foot | Replacement Lamps (plug and play) (UL Type A) |  | standard | FALSE | [10 empty] | April, 26 2017 00:00:00 | Not Dimmable | Not Dimmable | No |  | DDDJBZ | [25 empty] | 5 | 2150 | 155 | 14 | 20 | 0.9 | 4000 | 80 |  |  |  | FALSE | FALSE | FALSE | May, 02 2018 00:00:00 | 4.3 |  | standard |  |  |  |  | March, 30 2020 00:00:00 | FALSE | FALSE | FALSE | [6 empty] | AC | [7 empty] | FALSE
PUBVJREM | Adapt Technologies LLC | Adapt Technologies | T8-BC-48-14W-4K-80D-BI-S | Linear Replacement Lamp | T8 Four-Foot | Replacement Lamps (plug and play) (UL Type A) |  | standard | FALSE | [10 empty] | April, 26 2017 00:00:00 | Not Dimmable | Not Dimmable | Yes |  | MMMPHG | [25 empty] | 5 | 1817.4 | 125.3 | 14.51 | 5.8 | 1 | 3126 | 82 |  |  |  | FALSE | FALSE | FALSE | May, 02 2018 00:00:00 | 4.3 |  | standard |  |  |  |  | March, 30 2020 00:00:00 | FALSE | FALSE | FALSE | [6 empty] | AC | [7 empty] | FALSE
PK9ZNF5Q | Energy Focus, Inc. | Energy Focus | LEDFLT8-840-415-[IT3IT3B]F | Linear Replacement Lamp | T8 Four-Foot | Replacement Lamps (plug and play) (UL Type A) |  | standard | FALSE | [10 empty] | April, 26 2017 00:00:00 | Not Dimmable | Not Dimmable | No |  | FFFIBE | [25 empty] | 5 | 2175.7 | 118.44 | 18.36 | 9.22 | 0.96 | 4000 | 83.4 |  |  |  | FALSE | FALSE | FALSE | May, 02 2018 00:00:00 | 4.3 |  | standard |  |  |  |  | March, 30 2020 00:00:00 | FALSE | FALSE | FALSE | [6 empty] | AC | [7 empty] | FALSE
PGHP6MGJ | Energy Focus, Inc. | Energy Focus | LEDFLT8-840-413-[IT3IT3B]C | Linear Replacement Lamp | T8 Four-Foot | Replacement Lamps (plug and play) (UL Type A) |  | standard | FALSE | [10 empty] | April, 26 2017 00:00:00 | Not Dimmable | Not Dimmable | No |  | FFFIBG | [25 empty] | 5 | 2366.3 | 130 | 18.21 | 9.21 | 0.96 | 4000 | 83.5 |  |  |  | FALSE | FALSE | FALSE | May, 02 2018 00:00:00 | 4.3 |  | standard |  |  |  |  | March, 30 2020 00:00:00 | FALSE | FALSE | FALSE | [6 empty] | AC | [7 empty] | FALSE
P2E5DHKT | Energy Focus, Inc. | Energy Focus | LEDFLT8-840-415-[IT3IT3B]C | Linear Replacement Lamp | T8 Four-Foot | Replacement Lamps (plug and play) (UL Type A) |  | standard | FALSE | [10 empty] | April, 26 2017 00:00:00 | Not Dimmable | Not Dimmable | No |  | FFFIBB | [25 empty] | 5 | 2280.2 | 124.15 | 18.36 | 9.19 | 0.96 | 4000 | 83.7 |  |  |  | FALSE | FALSE | FALSE | May, 02 2018 00:00:00 | 4.3 |  | standard |  |  |  |  | March, 30 2020 00:00:00 | FALSE | FALSE | FALSE | [6 empty] | AC | [7 empty] | FALSE
PQ3XQZ5H | Energy Focus, Inc. | Energy Focus | LEDFLT8-840-413-[IT3IT3B]F | Linear Replacement Lamp | T8 Four-Foot | Replacement Lamps (plug and play) (UL Type A) |  | standard | FALSE | [10 empty] | April, 26 2017 00:00:00 | Not Dimmable | Not Dimmable | No |  | FFFIBF | [25 empty] | 5 | 2184.5 | 120.3 | 18.16 | 9.18 | 0.96 | 4000 | 83.8 |  |  |  | FALSE | FALSE | FALSE | May, 02 2018 00:00:00 | 4.3 |  | standard |  |  |  |  | March, 30 2020 00:00:00 | FALSE | FALSE | FALSE | [6 empty] | AC | [7 empty] | FALSE
P1PDMHV6 | Energy Focus, Inc. | Energy Focus | LEDFLT8-850-413-[IT3IT3B]C | Linear Replacement Lamp | T8 Four-Foot | Replacement Lamps (plug and play) (UL Type A) |  | standard | FALSE | [10 empty] | April, 26 2017 00:00:00 | Not Dimmable | Not Dimmable | No |  | FFFIBG | [25 empty] | 5 | 2464.9 | 131.8 | 18.7 | 9.16 | 0.96 | 5000 | 83.7 |  |  |  | FALSE | FALSE | FALSE | May, 02 2018 00:00:00 | 4.3 |  | standard |  |  |  |  | March, 30 2020 00:00:00 | FALSE | FALSE | FALSE | [6 empty] | AC | [7 empty] | FALSE
PY6ED9HT | Energy Focus, Inc. | Energy Focus | LEDFLT8-850-415-[IT3IT3B]C | Linear Replacement Lamp | T8 Four-Foot | Replacement Lamps (plug and play) (UL Type A) |  | standard | FALSE | [10 empty] | April, 26 2017 00:00:00 | Not Dimmable | Not Dimmable | No |  | FFFIBB | [25 empty] | 5 | 2290.5 | 124.62 | 18.38 | 9.21 | 0.96 | 5000 | 86.2 |  |  |  | FALSE | FALSE | FALSE | May, 02 2018 00:00:00 | 4.3 |  | standard |  |  |  |  | March, 30 2020 00:00:00 | FALSE | FALSE | FALSE | [6 empty] | AC | [7 empty] | FALSE
P4NGQRH3 | Energy Focus, Inc. | Energy Focus | LEDFLT8-835-415-[IT3IT3B]F | Linear Replacement Lamp | T8 Four-Foot | Replacement Lamps (plug and play) (UL Type A) |  | standard | TRUE |  | 2167.1 | 117.25 | 18.48 | 9.05 | 0.955 | 3504 | 83.9 | 5 | 50000 | April, 26 2017 00:00:00 | Not Dimmable | Not Dimmable | No |  | FFFIBE | [15 empty] | 84.7 |  | 1.22 | 1.2 | [6 empty] | 5 | 2167.1 | 117.25 | 18.48 | 9.05 | 0.96 | 3500 | 83.9 |  |  |  | FALSE | FALSE | FALSE | May, 02 2018 00:00:00 | 4.3 |  | standard |  |  |  |  | March, 30 2020 00:00:00 | FALSE | FALSE | FALSE | [6 empty] | AC | [7 empty] | FALSE
PC3P93SF | Energy Focus, Inc. | Energy Focus | LEDFLT8-835-418-[IT3IT3B]C | Linear Replacement Lamp | T8 Four-Foot | Replacement Lamps (plug and play) (UL Type A) |  | standard | TRUE |  | 2337 | 124.81 | 18.73 | 9.07 | 0.955 | 3531 | 83.8 | 5 | 50000 | April, 26 2017 00:00:00 | Not Dimmable | Not Dimmable | No |  | FFFIBD | [15 empty] | 85.4 |  | 1.22 | 1.2 | [6 empty] | 5 | 2337 | 124.81 | 18.73 | 9.07 | 0.96 | 3500 | 83.8 |  |  |  | FALSE | FALSE | FALSE | May, 02 2018 00:00:00 | 4.3 |  | standard |  |  |  |  | March, 30 2020 00:00:00 | FALSE | FALSE | FALSE | [6 empty] | AC | [7 empty] | FALSE
P3YDTXEJ | Adapt Technologies LLC | Adapt Technologies | T8-BC-48-14W-3K-80D-BI-S | Linear Replacement Lamp | T8 Four-Foot | Replacement Lamps (plug and play) (UL Type A) |  | standard | TRUE |  | 1817.4 | 125.3 | 14.51 | 12.9 | 0.952 | 3126 | 82 | 5 | 50000 | April, 26 2017 00:00:00 | Not Dimmable | Not Dimmable | Yes |  | MMMPHG | [15 empty] | 85.6 |  | 1.24 | 1.24 | [6 empty] | 5 | 1817.4 | 125.3 | 14.51 | 5.8 | 1 | 3126 | 82 |  |  |  | FALSE | FALSE | FALSE | May, 02 2018 00:00:00 | 4.3 |  | standard |  |  |  |  | March, 30 2020 00:00:00 | FALSE | FALSE | FALSE | [6 empty] | AC | [7 empty] | FALSE
PDAZ4632 | Espen Technology | ESPEN | L48T8/835/14P-EB | Linear Replacement Lamp | T8 Four-Foot | Replacement Lamps (plug and play) (UL Type A) |  | standard | FALSE | [10 empty] | April, 26 2017 00:00:00 | Not Dimmable | Not Dimmable | No |  | DDDJBZ | [25 empty] | 5 | 2150 | 155 | 14 | 20 | 0.9 | 3500 | 80 |  |  |  | FALSE | FALSE | FALSE | May, 02 2018 00:00:00 | 4.3 |  | standard |  |  |  |  | March, 30 2020 00:00:00 | FALSE | FALSE | FALSE | [6 empty] | AC | [7 empty] | FALSE
P4NJCUS4 | Espen Technology | ESPEN | L48T8/835/17P-EB | Linear Replacement Lamp | T8 Four-Foot | Replacement Lamps (plug and play) (UL Type A) |  | standard | FALSE | [10 empty] | April, 26 2017 00:00:00 | Not Dimmable | Not Dimmable | No |  | DDDJCA | [25 empty] | 5 | 2590 | 152 | 17 | 20 | 0.9 | 3500 | 80 |  |  |  | FALSE | FALSE | FALSE | May, 02 2018 00:00:00 | 4.3 |  | standard |  |  |  |  | March, 30 2020 00:00:00 | FALSE | FALSE | FALSE | [6 empty] | AC | [7 empty] | FALSE
PY971MCT | Espen Technology | ESPEN | L48T8/840/17P-EB | Linear Replacement Lamp | T8 Four-Foot | Replacement Lamps (plug and play) (UL Type A) |  | standard | FALSE | [10 empty] | April, 26 2017 00:00:00 | Not Dimmable | Not Dimmable | No |  | DDDJCA | [25 empty] | 5 | 2590 | 152 | 17 | 20 | 0.9 | 4000 | 80 |  |  |  | FALSE | FALSE | FALSE | May, 02 2018 00:00:00 | 4.3 |  | standard |  |  |  |  | March, 30 2020 00:00:00 | FALSE | FALSE | FALSE | [6 empty] | AC | [7 empty] | FALSE
PFRDJ1S5 | Espen Technology | ESPEN | L48T8/830/14P-EB | Linear Replacement Lamp | T8 Four-Foot | Replacement Lamps (plug and play) (UL Type A) |  | standard | TRUE |  | 2071.9 | 131.88 | 15.71 | 6.59 | 0.9781 | 3062 | 82.8 | 5 | 50000 | April, 26 2017 00:00:00 | Not Dimmable | Not Dimmable | No |  | DDDJBZ | [15 empty] | 85.1 |  | 1.28 | 1.18 | [6 empty] | 5 | 2150 | 155 | 14 | 20 | 0.9 | 3000 | 80 |  |  |  | FALSE | FALSE | FALSE | May, 02 2018 00:00:00 | 4.3 |  | standard |  |  |  |  | March, 30 2020 00:00:00 | FALSE | FALSE | FALSE | [6 empty] | AC | [7 empty] | FALSE
P9KS644K | Energy Focus, Inc. | Energy Focus | LEDFLT8-840-418-[IT3IT3B]F | Linear Replacement Lamp | T8 Four-Foot | Replacement Lamps (plug and play) (UL Type A) |  | standard | FALSE | [10 empty] | April, 26 2017 00:00:00 | Not Dimmable | Not Dimmable | No |  | FFFIBC | [25 empty] | 5 | 2304.8 | 119.3 | 19.31 | 9.23 | 0.96 | 4000 | 83.7 |  |  |  | FALSE | FALSE | FALSE | May, 02 2018 00:00:00 | 4.3 |  | standard |  |  |  |  | March, 30 2020 00:00:00 | FALSE | FALSE | FALSE | [6 empty] | AC | [7 empty] | FALSE
P6VEQXCX | Energy Focus, Inc. | Energy Focus | LEDFLT8-850-418-[IT3IT3B]F | Linear Replacement Lamp | T8 Four-Foot | Replacement Lamps (plug and play) (UL Type A) |  | standard | FALSE | [10 empty] | April, 26 2017 00:00:00 | Not Dimmable | Not Dimmable | No |  | FFFIBC | [25 empty] | 5 | 2352.6 | 122.98 | 19.13 | 9.19 | 0.96 | 5000 | 83.3 |  |  |  | FALSE | FALSE | FALSE | May, 02 2018 00:00:00 | 4.3 |  | standard |  |  |  |  | March, 30 2020 00:00:00 | FALSE | FALSE | FALSE | [6 empty] | AC | [7 empty] | FALSE
PXFN3HP3 | Energy Focus, Inc. | Energy Focus | LEDFLT8-850-418-[IT3IT3B]C | Linear Replacement Lamp | T8 Four-Foot | Replacement Lamps (plug and play) (UL Type A) |  | standard | FALSE | [10 empty] | April, 26 2017 00:00:00 | Not Dimmable | Not Dimmable | No |  | FFFIBD | [25 empty] | 5 | 2535.5 | 132.1 | 19.19 | 9.16 | 0.96 | 5000 | 83.5 |  |  |  | FALSE | FALSE | FALSE | May, 02 2018 00:00:00 | 4.3 |  | standard |  |  |  |  | March, 30 2020 00:00:00 | FALSE | FALSE | FALSE | [6 empty] | AC | [7 empty] | FALSE
PX9DPMBW | Energy Focus, Inc. | Energy Focus | LEDFLT8-850-415-[IT3IT3B]F | Linear Replacement Lamp | T8 Four-Foot | Replacement Lamps (plug and play) (UL Type A) |  | standard | FALSE | [10 empty] | April, 26 2017 00:00:00 | Not Dimmable | Not Dimmable | No |  | FFFIBE | [25 empty] | 5 | 2180.2 | 119.1 | 18.32 | 9.18 | 0.96 | 5000 | 86.4 |  |  |  | FALSE | FALSE | FALSE | May, 02 2018 00:00:00 | 4.3 |  | standard |  |  |  |  | March, 30 2020 00:00:00 | FALSE | FALSE | FALSE | [6 empty] | AC | [7 empty] | FALSE
PVX4KD9H | Energy Focus, Inc. | Energy Focus | LEDFLT8-835-413-[IT3IT3B]F | Linear Replacement Lamp | T8 Four-Foot | Replacement Lamps (plug and play) (UL Type A) |  | standard | TRUE |  | 2076.2 | 112.2 | 18.5 | 9.12 | 0.955 | 3503 | 83.6 | 5 | 50000 | April, 26 2017 00:00:00 | Not Dimmable | Not Dimmable | No |  | FFFIBF | [15 empty] | 84.8 |  | 1.2 | 1.18 | [6 empty] | 4.4 | 2076.2 | 112.2 | 18.5 | 9.12 | 0.96 | 3500 | 83.6 |  |  |  | FALSE | FALSE | FALSE | May, 02 2018 00:00:00 | 4.3 |  | standard |  |  |  |  | November, 02 2018 00:00:00 | FALSE | FALSE | FALSE | [6 empty] | AC | [7 empty] | FALSE
P3DURABW | Energy Focus, Inc. | Energy Focus | LEDFLT8-835-415-[IT3IT3B]C | Linear Replacement Lamp | T8 Four-Foot | Replacement Lamps (plug and play) (UL Type A) |  | standard | TRUE |  | 2279.4 | 123.69 | 18.34 | 9.08 | 0.956 | 3531 | 83.8 | 5 | 50000 | April, 26 2017 00:00:00 | Not Dimmable | Not Dimmable | No |  | FFFIBB | [15 empty] | 85.6 |  | 1.2 | 1.22 | [6 empty] | 5 | 2279.4 | 123.69 | 18.34 | 9.08 | 0.96 | 3500 | 83.8 |  |  |  | FALSE | FALSE | FALSE | May, 02 2018 00:00:00 | 4.3 |  | standard |  |  |  |  | March, 30 2020 00:00:00 | FALSE | FALSE | FALSE | [6 empty] | AC | [7 empty] | FALSE
P2KSU3AM | Espen Technology | ESPEN | L48T8/835/12P-EB | Linear Replacement Lamp | T8 Four-Foot | Replacement Lamps (plug and play) (UL Type A) |  | standard | FALSE | [10 empty] | April, 26 2017 00:00:00 | Not Dimmable | Not Dimmable | No |  | DDDJBY | [25 empty] | 5 | 1850 | 155 | 12 | 20 | 0.9 | 3500 | 80 |  |  |  | FALSE | FALSE | FALSE | May, 02 2018 00:00:00 | 4.3 |  | standard |  |  |  |  | March, 30 2020 00:00:00 | FALSE | FALSE | FALSE | [6 empty] | AC | [7 empty] | FALSE
PDNESJES | Adapt Technologies LLC | Adapt Technologies | T8-BC-48-14W-4K-80D-BI-C | Linear Replacement Lamp | T8 Four-Foot | Replacement Lamps (plug and play) (UL Type A) |  | standard | FALSE | [10 empty] | April, 26 2017 00:00:00 | Not Dimmable | Not Dimmable | Yes |  | MMMPHG | [25 empty] | 5 | 2000.9 | 137.4 | 14.56 | 5.8 | 1 | 3153 | 82 |  |  |  | FALSE | FALSE | FALSE | May, 02 2018 00:00:00 | 4.3 |  | standard |  |  |  |  | March, 30 2020 00:00:00 | FALSE | FALSE | FALSE | [6 empty] | AC | [7 empty] | FALSE
PJ3ZRAMK | Adapt Technologies LLC | Adapt Technologies | T8-BC-48-14W-5K-80D-BI-S | Linear Replacement Lamp | T8 Four-Foot | Replacement Lamps (plug and play) (UL Type A) |  | standard | FALSE | [10 empty] | April, 26 2017 00:00:00 | Not Dimmable | Not Dimmable | Yes |  | MMMPHG | [25 empty] | 5 | 1873.6 | 128 | 14.64 | 5.9 | 1 | 5152 | 85 |  |  |  | FALSE | FALSE | FALSE | May, 02 2018 00:00:00 | 4.3 |  | standard |  |  |  |  | March, 30 2020 00:00:00 | FALSE | FALSE | FALSE | [6 empty] | AC | [7 empty] | FALSE
PTNF6DH9 | Shenzhen Kingplus Lighting CO.LTD | Kingplus Lighting | KP-T8415NMUG-BNY | Linear Replacement Lamp | T8 Four-Foot | Dual Mode Internal Driver (UL Type A and Type B) |  | standard | TRUE |  | 2066 | 140.35 | 14.72 | 18.75 | 0.9015 | 3943 | 80.8 | 5 | 50000 | April, 25 2017 00:00:00 | Not Dimmable | Not Dimmable | No |  | DDDJBS | [15 empty] | 84.8 |  | 1.2 | 1.34 | [6 empty] | 5 | 2066 | 140.35 | 14.72 | 18.75 | 0.9 | 4000 | 80.8 |  |  |  | FALSE | FALSE | FALSE | May, 02 2018 00:00:00 | 4.3 |  | standard |  |  |  |  | March, 30 2020 00:00:00 | FALSE | FALSE | FALSE | [6 empty] | AC | [7 empty] | FALSE
PFWNYRD7 | Radiant Lighting Inc. | RADIANT LIGHTING INC. | RL-T8P-12W1200 BIXX PLUG AND PLAY (FROSTED LENS) 3500K | Linear Replacement Lamp | T8 Four-Foot | Replacement Lamps (plug and play) (UL Type A) |  | standard | FALSE | [10 empty] | April, 25 2017 00:00:00 | Not Dimmable | Not Dimmable | NotYetVerified |  | KKKZTI | [25 empty] | 5 | 1520 | 123.68 | 12.29 | 20 | 0.9 | 3500 | 82 |  |  |  | FALSE | FALSE | FALSE | May, 02 2018 00:00:00 | 4.3 |  | standard |  |  |  |  | March, 30 2020 00:00:00 | FALSE | FALSE | FALSE | [6 empty] | AC | [7 empty] | FALSE
PH7VKCZU | Radiant Lighting Inc. | RADIANT LIGHTING INC. | RL-T8-12W1200 BIXX BALLAST COMPATIBLE LED TUBE (3500K Frosted) | Linear Replacement Lamp | T8 Four-Foot | Dual Mode Internal Driver (UL Type A and Type B) |  | standard | FALSE | [10 empty] | April, 25 2017 00:00:00 | Not Dimmable | Not Dimmable | No |  | KKKZTF | [25 empty] | 5 | 1700 | 142 | 12 | 20 | 0.9 | 3500 | 85 |  |  |  | FALSE | FALSE | FALSE | May, 02 2018 00:00:00 | 4.3 |  | standard |  |  |  |  | March, 30 2020 00:00:00 | FALSE | FALSE | FALSE | [6 empty] | AC | [7 empty] | FALSE
PHEF9FEB | Shenzhen Kingplus Lighting CO.LTD | Kingplus Lighting | KP-T8418HMUG-BNY | Linear Replacement Lamp | T8 Four-Foot | Dual Mode Internal Driver (UL Type A and Type B) |  | standard | TRUE |  | 2414 | 125.93 | 19.17 | 10.01 | 0.9005 | 3913 | 80.1 | 5 | 50000 | April, 25 2017 00:00:00 | Not Dimmable | Not Dimmable | No |  | DDDJBT | [15 empty] | 89 |  | 1.18 | 1.46 | [6 empty] | 5 | 2414 | 125.93 | 19.17 | 10.01 | 0.9 | 4000 | 80.1 |  |  |  | FALSE | FALSE | FALSE | May, 02 2018 00:00:00 | 4.3 |  | standard |  |  |  |  | March, 30 2020 00:00:00 | FALSE | FALSE | FALSE | [6 empty] | AC | [7 empty] | FALSE
PJ63U13C | Shenzhen Kingplus Lighting CO.LTD | Kingplus Lighting | KP-T8418HMUG-BHY | Linear Replacement Lamp | T8 Four-Foot | Dual Mode Internal Driver (UL Type A and Type B) |  | standard | FALSE | [10 empty] | April, 25 2017 00:00:00 | Not Dimmable | Not Dimmable | No |  | DDDJBT | [25 empty] | 5 | 2414 | 125.93 | 19.17 | 10.01 | 0.9 | 4500 | 80.1 |  |  |  | FALSE | FALSE | FALSE | May, 02 2018 00:00:00 | 4.3 |  | standard |  |  |  |  | March, 30 2020 00:00:00 | FALSE | FALSE | FALSE | [6 empty] | AC | [7 empty] | FALSE
P91VVY8D | Shenzhen Kingplus Lighting CO.LTD | Kingplus Lighting | KP-T8415NMUG-BHY | Linear Replacement Lamp | T8 Four-Foot | Dual Mode Internal Driver (UL Type A and Type B) |  | standard | FALSE | [10 empty] | April, 25 2017 00:00:00 | Not Dimmable | Not Dimmable | No |  | DDDJBS | [25 empty] | 5 | 2066 | 140.35 | 14.72 | 18.75 | 0.9 | 4500 | 80.8 |  |  |  | FALSE | FALSE | FALSE | May, 02 2018 00:00:00 | 4.3 |  | standard |  |  |  |  | March, 30 2020 00:00:00 | FALSE | FALSE | FALSE | [6 empty] | AC | [7 empty] | FALSE
PQEBWKTJ | Shenzhen Kingplus Lighting CO.LTD | Kingplus Lighting | KP-T8418NMUG-BH3 | Linear Replacement Lamp | T8 Four-Foot | Dual Mode Internal Driver (UL Type A and Type B) |  | standard | FALSE | [10 empty] | April, 25 2017 00:00:00 | Not Dimmable | Not Dimmable | No |  | DDDJBU | [25 empty] | 5 | 2516 | 130.63 | 19.26 | 16.87 | 0.96 | 4500 | 80.9 |  |  |  | FALSE | FALSE | FALSE | May, 02 2018 00:00:00 | 4.3 |  | standard |  |  |  |  | March, 30 2020 00:00:00 | FALSE | FALSE | FALSE | [6 empty] | AC | [7 empty] | FALSE
PG978C7Z | Shenzhen Kingplus Lighting CO.LTD | Kingplus Lighting | KP-T8418NMUG-BD3 | Linear Replacement Lamp | T8 Four-Foot | Dual Mode Internal Driver (UL Type A and Type B) |  | standard | FALSE | [10 empty] | April, 25 2017 00:00:00 | Not Dimmable | Not Dimmable | No |  | DDDJBU | [25 empty] | 5 | 2603 | 135.71 | 19.18 | 16.91 | 0.96 | 5000 | 80.3 |  |  |  | FALSE | FALSE | FALSE | May, 02 2018 00:00:00 | 4.3 |  | standard |  |  |  |  | March, 30 2020 00:00:00 | FALSE | FALSE | FALSE | [6 empty] | AC | [7 empty] | FALSE
PDEWXSZS | Shenzhen Kingplus Lighting CO.LTD | Kingplus Lighting | KP-T8418HMUG-BDY | Linear Replacement Lamp | T8 Four-Foot | Dual Mode Internal Driver (UL Type A and Type B) |  | standard | FALSE | [10 empty] | April, 25 2017 00:00:00 | Not Dimmable | Not Dimmable | No |  | DDDJBT | [25 empty] | 5 | 2504 | 130.35 | 19.21 | 10.48 | 0.9 | 5000 | 80.8 |  |  |  | FALSE | FALSE | FALSE | May, 02 2018 00:00:00 | 4.3 |  | standard |  |  |  |  | March, 30 2020 00:00:00 | FALSE | FALSE | FALSE | [6 empty] | AC | [7 empty] | FALSE
PEYZY41B | Shenzhen Kingplus Lighting CO.LTD | Kingplus Lighting | KP-T8418NMUG-BN3 | Linear Replacement Lamp | T8 Four-Foot | Dual Mode Internal Driver (UL Type A and Type B) |  | standard | TRUE |  | 2516 | 130.63 | 19.26 | 16.87 | 0.9591 | 4021 | 80.9 | 5 | 50000 | April, 25 2017 00:00:00 | Not Dimmable | Not Dimmable | No |  | DDDJBU | [15 empty] | 84.7 |  | 1.22 | 1.32 | [6 empty] | 5 | 2516 | 130.63 | 19.26 | 16.87 | 0.96 | 4000 | 80.9 |  |  |  | FALSE | FALSE | FALSE | May, 02 2018 00:00:00 | 4.3 |  | standard |  |  |  |  | March, 30 2020 00:00:00 | FALSE | FALSE | FALSE | [6 empty] | AC | [7 empty] | FALSE
PN63JDPH | Radiant Lighting Inc. | RADIANT LIGHTING INC. | RL-T8P-12W1200 BIXX PLUG AND PLAY (FROSTED LENS) 4000K | Linear Replacement Lamp | T8 Four-Foot | Replacement Lamps (plug and play) (UL Type A) |  | standard | FALSE | [10 empty] | April, 25 2017 00:00:00 | Not Dimmable | Not Dimmable | NotYetVerified |  | KKKZTI | [25 empty] | 5 | 1520 | 123.68 | 12.29 | 20 | 0.9 | 4000 | 82 |  |  |  | FALSE | FALSE | FALSE | May, 02 2018 00:00:00 | 4.3 |  | standard |  |  |  |  | March, 30 2020 00:00:00 | FALSE | FALSE | FALSE | [6 empty] | AC | [7 empty] | FALSE
PWWAYZQX | Radiant Lighting Inc. | RADIANT LIGHTING INC. | RL-T8-12W1200 BIXX BALLAST COMPATIBLE LED TUBE (4000K Frosted) | Linear Replacement Lamp | T8 Four-Foot | Dual Mode Internal Driver (UL Type A and Type B) |  | standard | FALSE | [10 empty] | April, 25 2017 00:00:00 | Not Dimmable | Not Dimmable | No |  | KKKZTF | [25 empty] | 5 | 1800 | 150 | 12 | 20 | 0.9 | 4000 | 85 |  |  |  | FALSE | FALSE | FALSE | May, 02 2018 00:00:00 | 4.3 |  | standard |  |  |  |  | March, 30 2020 00:00:00 | FALSE | FALSE | FALSE | [6 empty] | AC | [7 empty] | FALSE
P63R9C8Q | Radiant Lighting Inc. | RADIANT LIGHTING INC. | RL-T8P-12W1200 BIXX PLUG AND PLAY (FROSTED LENS) 5000K | Linear Replacement Lamp | T8 Four-Foot | Replacement Lamps (plug and play) (UL Type A) |  | standard | FALSE | [10 empty] | April, 25 2017 00:00:00 | Not Dimmable | Not Dimmable | NotYetVerified |  | KKKZTI | [25 empty] | 5 | 1520 | 123.68 | 12.29 | 20 | 0.9 | 5000 | 82 |  |  |  | FALSE | FALSE | FALSE | May, 02 2018 00:00:00 | 4.3 |  | standard |  |  |  |  | March, 30 2020 00:00:00 | FALSE | FALSE | FALSE | [6 empty] | AC | [7 empty] | FALSE
PQ384EMW | Radiant Lighting Inc. | RADIANT LIGHTING INC. | RL-T8P-12W1200 BIXX PLUG AND PLAY (FROSTED LENS) 3000K | Linear Replacement Lamp | T8 Four-Foot | Replacement Lamps (plug and play) (UL Type A) |  | standard | TRUE |  | 1520 | 123.68 | 12.29 | 21.22 | 0.8985 | 2987 | 81.2 | 5 | 50000 | April, 25 2017 00:00:00 | Not Dimmable | Not Dimmable | NotYetVerified |  | KKKZTI | [15 empty] | 90.6 |  | 1.35 | 1.17 | [6 empty] | 5 | 1520 | 123.68 | 12.29 | 20 | 0.9 | 3000 | 82 |  |  |  | FALSE | FALSE | FALSE | May, 02 2018 00:00:00 | 4.3 |  | standard |  |  |  |  | March, 30 2020 00:00:00 | FALSE | FALSE | FALSE | [6 empty] | AC | [7 empty] | FALSE
PY3ZNP81 | Shenzhen Kingplus Lighting CO.LTD | Kingplus Lighting | KP-T8415NMUG-BDY | Linear Replacement Lamp | T8 Four-Foot | Dual Mode Internal Driver (UL Type A and Type B) |  | standard | FALSE | [10 empty] | April, 25 2017 00:00:00 | Not Dimmable | Not Dimmable | No |  | DDDJBS | [25 empty] | 5 | 2164 | 145.14 | 14.91 | 18.48 | 0.9 | 5000 | 80.2 |  |  |  | FALSE | FALSE | FALSE | May, 02 2018 00:00:00 | 4.3 |  | standard |  |  |  |  | March, 30 2020 00:00:00 | FALSE | FALSE | FALSE | [6 empty] | AC | [7 empty] | FALSE
P5NEXZVK | Radiant Lighting Inc. | RADIANT LIGHTING INC. | RL-T8-12W1200 BIXX BALLAST COMPATIBLE LED TUBE (3000K Frosted) | Linear Replacement Lamp | T8 Four-Foot | Dual Mode Internal Driver (UL Type A and Type B) |  | standard | TRUE |  | 1705 | 141.11 | 12.21 | 14.28 | 0.9019 | 3002 | 83.1 | 5 | 50000 | April, 25 2017 00:00:00 | Not Dimmable | Not Dimmable | No |  | KKKZTF | [15 empty] | 88.5 |  | 1.37 | 1.16 | [6 empty] | 5 | 1700 | 142 | 12 | 20 | 0.9 | 3000 | 85 |  |  |  | FALSE | FALSE | FALSE | May, 02 2018 00:00:00 | 4.3 |  | standard |  |  |  |  | March, 30 2020 00:00:00 | FALSE | FALSE | FALSE | [6 empty] | AC | [7 empty] | FALSE
PXWERWFB | Emergence Technologies, LLC. | Emergence | ETA-T8-15-04-2200-DR-4000 | Linear Replacement Lamp | T8 Four-Foot | Replacement Lamps (plug and play) (UL Type A) |  | standard | FALSE | [10 empty] | April, 24 2017 00:00:00 | Not Dimmable | Not Dimmable | No |  | TYNAGT | [25 empty] | 5 | 2200 | 124 | 18 | 9.83 | 0.97 | 4000 | 82 |  |  |  | FALSE | FALSE | FALSE | May, 02 2018 00:00:00 | 4.3 |  | standard |  |  |  |  | March, 30 2020 00:00:00 | FALSE | FALSE | FALSE | [6 empty] | AC | [7 empty] | FALSE
P4JE6YNS | Emergence Technologies, LLC. | Emergence | ETA-T8-15-04-2200-DR-5000 | Linear Replacement Lamp | T8 Four-Foot | Replacement Lamps (plug and play) (UL Type A) |  | standard | FALSE | [10 empty] | April, 24 2017 00:00:00 | Not Dimmable | Not Dimmable | No |  | TYNAGT | [25 empty] | 5 | 2200 | 124 | 18 | 10.2 | 0.97 | 5000 | 82 |  |  |  | FALSE | FALSE | FALSE | May, 02 2018 00:00:00 | 4.3 |  | standard |  |  |  |  | March, 30 2020 00:00:00 | FALSE | FALSE | FALSE | [6 empty] | AC | [7 empty] | FALSE
PP2Z9K5F | Truly Green Solutions | Truly Green Solutions | 834112-35-B-X | Linear Replacement Lamp | T8 Four-Foot | Dual Mode Internal Driver (UL Type A and Type B) |  | standard | FALSE | [10 empty] | April, 24 2017 00:00:00 | Not Dimmable | Not Dimmable | No |  | LLLBDJ | [25 empty] | 5 | 1700 | 142 | 12 | 20 | 0.9 | 3500 | 85 |  |  |  | FALSE | FALSE | FALSE | May, 02 2018 00:00:00 | 4.3 |  | standard |  |  |  |  | March, 30 2020 00:00:00 | FALSE | FALSE | FALSE | [6 empty] | AC | [7 empty] | FALSE
P525GCY1 | Truly Green Solutions | Truly Green Solutions | 834115-35-B-X | Linear Replacement Lamp | T8 Four-Foot | Dual Mode Internal Driver (UL Type A and Type B) |  | standard | FALSE | [10 empty] | April, 24 2017 00:00:00 | Not Yet Verified | Not Yet Verified | NotYetVerified |  | LLLBDK | [25 empty] | 5 | 2172 | 133 | 16.3 | 20 | 0.9 | 3500 | 83 |  |  |  | FALSE | FALSE | FALSE | May, 02 2018 00:00:00 | 4.3 |  | standard |  |  |  |  | March, 30 2020 00:00:00 | FALSE | FALSE | FALSE | [6 empty] | AC | [7 empty] | FALSE
PVT4TY2Z | Truly Green Solutions | Truly Green Solutions | 834115-40-B-X | Linear Replacement Lamp | T8 Four-Foot | Dual Mode Internal Driver (UL Type A and Type B) |  | standard | FALSE | [10 empty] | April, 24 2017 00:00:00 | Not Yet Verified | Not Yet Verified | NotYetVerified |  | LLLBDK | [25 empty] | 5 | 2172 | 133 | 16.3 | 20 | 0.9 | 4000 | 83 |  |  |  | FALSE | FALSE | FALSE | May, 02 2018 00:00:00 | 4.3 |  | standard |  |  |  |  | March, 30 2020 00:00:00 | FALSE | FALSE | FALSE | [6 empty] | AC | [7 empty] | FALSE
PYCNU77J | Truly Green Solutions | Truly Green Solutions | 834112-45-B-X | Linear Replacement Lamp | T8 Four-Foot | Dual Mode Internal Driver (UL Type A and Type B) |  | standard | FALSE | [10 empty] | April, 24 2017 00:00:00 | Not Dimmable | Not Dimmable | No |  | LLLBDJ | [25 empty] | 5 | 1800 | 150 | 12 | 20 | 0.9 | 4500 | 85 |  |  |  | FALSE | FALSE | FALSE | May, 02 2018 00:00:00 | 4.3 |  | standard |  |  |  |  | March, 30 2020 00:00:00 | FALSE | FALSE | FALSE | [6 empty] | AC | [7 empty] | FALSE
PFQGGBD2 | Truly Green Solutions | Truly Green Solutions | 834115-30-B-X | Linear Replacement Lamp | T8 Four-Foot | Dual Mode Internal Driver (UL Type A and Type B) |  | standard | TRUE |  | 2172 | 133.25 | 16.3 | 6.91 | 0.9572 | 3012 | 81.8 | 5 | 50000 | April, 24 2017 00:00:00 | Not Yet Verified | Not Yet Verified | NotYetVerified |  | LLLBDK | [15 empty] | 90 |  | 1.16 | 1.38 | [6 empty] | 5 | 2172 | 133 | 16.3 | 20 | 0.9 | 3000 | 83 |  |  |  | FALSE | FALSE | FALSE | May, 02 2018 00:00:00 | 4.3 |  | standard |  |  |  |  | March, 30 2020 00:00:00 | FALSE | FALSE | FALSE | [6 empty] | AC | [7 empty] | FALSE
PS7795J9 | Bravoled Lighting Manufacturing Co. Ltd. | Bravoled | BL-T8-18W 1200 BQET(4000K) | Linear Replacement Lamp | T8 Four-Foot | Replacement Lamps (plug and play) (UL Type A) |  | standard | FALSE | [10 empty] | April, 24 2017 00:00:00 | Dimmable | Continuous Below 10 | No |  | SSSCFV | [25 empty] | 5 | 2388.99 | 121.7 | 19.63 | 16.9 | 0.91 | 4000 | 83 |  |  |  | FALSE | FALSE | FALSE | May, 02 2018 00:00:00 | 4.3 |  | standard |  |  |  |  | March, 30 2020 00:00:00 | FALSE | FALSE | FALSE | [6 empty] | AC | [7 empty] | FALSE
PYAVBYBJ | Bravoled Lighting Manufacturing Co. Ltd. | Bravoled | BL-T8-18W 1200 BQET(5000K) | Linear Replacement Lamp | T8 Four-Foot | Replacement Lamps (plug and play) (UL Type A) |  | standard | FALSE | [10 empty] | April, 24 2017 00:00:00 | Dimmable | Continuous Below 10 | No |  | SSSCFV | [25 empty] | 5 | 2520.85 | 127.9 | 19.71 | 17.4 | 0.92 | 5160 | 84.9 |  |  |  | FALSE | FALSE | FALSE | May, 02 2018 00:00:00 | 4.3 |  | standard |  |  |  |  | March, 30 2020 00:00:00 | FALSE | FALSE | FALSE | [6 empty] | AC | [7 empty] | FALSE
PHG9RS5D | Emergence Technologies, LLC. | Emergence | ETA-T8-15-04-2200-DR-3000 | Linear Replacement Lamp | T8 Four-Foot | Replacement Lamps (plug and play) (UL Type A) |  | standard | TRUE |  | 2177 | 128.9 | 16.9 | 9.83 | 0.9684 | 3061 | 82.9 | 5 | 50000 | April, 24 2017 00:00:00 | Not Dimmable | Not Dimmable | No |  | TYNAGT | [15 empty] | 83.2 |  | 1.26 | 1.3 | [6 empty] | 5 | 2100 | 117 | 18 | 9.83 | 0.97 | 3000 | 82 |  |  |  | FALSE | FALSE | FALSE | May, 02 2018 00:00:00 | 4.3 |  | standard |  |  |  |  | March, 30 2020 00:00:00 | FALSE | FALSE | FALSE | [6 empty] | AC | [7 empty] | FALSE
P6VDGJC4 | Truly Green Solutions | Truly Green Solutions | 834112-40-B-X | Linear Replacement Lamp | T8 Four-Foot | Dual Mode Internal Driver (UL Type A and Type B) |  | standard | FALSE | [10 empty] | April, 24 2017 00:00:00 | Not Dimmable | Not Dimmable | No |  | LLLBDJ | [25 empty] | 5 | 1800 | 150 | 12 | 20 | 0.9 | 4000 | 85 |  |  |  | FALSE | FALSE | FALSE | May, 02 2018 00:00:00 | 4.3 |  | standard |  |  |  |  | March, 30 2020 00:00:00 | FALSE | FALSE | FALSE | [6 empty] | AC | [7 empty] | FALSE
P6YKTW7W | Truly Green Solutions | Truly Green Solutions | 834115-50-B-X | Linear Replacement Lamp | T8 Four-Foot | Dual Mode Internal Driver (UL Type A and Type B) |  | standard | FALSE | [10 empty] | April, 24 2017 00:00:00 | Not Yet Verified | Not Yet Verified | NotYetVerified |  | LLLBDK | [25 empty] | 5 | 2172 | 133 | 16.3 | 20 | 0.9 | 5000 | 83 |  |  |  | FALSE | FALSE | FALSE | May, 02 2018 00:00:00 | 4.3 |  | standard |  |  |  |  | March, 30 2020 00:00:00 | FALSE | FALSE | FALSE | [6 empty] | AC | [7 empty] | FALSE
PDY6NRVA | Truly Green Solutions | Truly Green Solutions | 834112-30-B-X | Linear Replacement Lamp | T8 Four-Foot | Dual Mode Internal Driver (UL Type A and Type B) |  | standard | TRUE |  | 1705 | 141.11 | 12.21 | 14.28 | 0.9019 | 3002 | 83.1 | 5 | 50000 | April, 24 2017 00:00:00 | Not Dimmable | Not Dimmable | No |  | LLLBDJ | [15 empty] | 88.5 |  | 1.37 | 1.16 | [6 empty] | 5 | 1700 | 142 | 12 | 20 | 0.9 | 3000 | 85 |  |  |  | FALSE | FALSE | FALSE | May, 02 2018 00:00:00 | 4.3 |  | standard |  |  |  |  | March, 30 2020 00:00:00 | FALSE | FALSE | FALSE | [6 empty] | AC | [7 empty] | FALSE
P3C2W38D | Emergence Technologies, LLC. | Emergence | ETA-T8-15-04-2200-DR-3500 | Linear Replacement Lamp | T8 Four-Foot | Replacement Lamps (plug and play) (UL Type A) |  | standard | FALSE | [10 empty] | April, 24 2017 00:00:00 | Not Dimmable | Not Dimmable | No |  | TYNAGT | [25 empty] | 5 | 2100 | 117 | 18 | 9.83 | 0.97 | 3500 | 82 |  |  |  | FALSE | FALSE | FALSE | May, 02 2018 00:00:00 | 4.3 |  | standard |  |  |  |  | March, 30 2020 00:00:00 | FALSE | FALSE | FALSE | [6 empty] | AC | [7 empty] | FALSE
PCWR8MG5 | Bravoled Lighting Manufacturing Co. Ltd. | Bravoled | BL-T8-18W 1200 BQET(3500K) | Linear Replacement Lamp | T8 Four-Foot | Replacement Lamps (plug and play) (UL Type A) |  | standard | FALSE | [10 empty] | April, 24 2017 00:00:00 | Dimmable | Continuous Below 10 | No |  | SSSCFV | [25 empty] | 5 | 2388.99 | 121.7 | 19.63 | 16.9 | 0.91 | 3500 | 83 |  |  |  | FALSE | FALSE | FALSE | May, 02 2018 00:00:00 | 4.3 |  | standard |  |  |  |  | March, 30 2020 00:00:00 | FALSE | FALSE | FALSE | [6 empty] | AC | [7 empty] | FALSE
PQFVZ368 | Bravoled Lighting Manufacturing Co. Ltd. | Bravoled | BL-T8-18W 1200 BQET(4500K) | Linear Replacement Lamp | T8 Four-Foot | Replacement Lamps (plug and play) (UL Type A) |  | standard | FALSE | [10 empty] | April, 24 2017 00:00:00 | Dimmable | Continuous Below 10 | No |  | SSSCFV | [25 empty] | 5 | 2388.99 | 121.7 | 19.63 | 16.9 | 0.91 | 4500 | 83 |  |  |  | FALSE | FALSE | FALSE | May, 02 2018 00:00:00 | 4.3 |  | standard |  |  |  |  | March, 30 2020 00:00:00 | FALSE | FALSE | FALSE | [6 empty] | AC | [7 empty] | FALSE
P33NHMFH | Bravoled Lighting Manufacturing Co. Ltd. | Bravoled | BL-T8-18W 1200 BQET(3000K) | Linear Replacement Lamp | T8 Four-Foot | Replacement Lamps (plug and play) (UL Type A) |  | standard | TRUE |  | 2388.99 | 121.701 | 19.63 | 16.9 | 0.913 | 3058 | 83 | 5 | 50000 | April, 24 2017 00:00:00 | Dimmable | Continuous Below 10 | No |  | SSSCFV | [15 empty] | 78.6 |  | 1.12 | 1.02 | [6 empty] | 5 | 2388.99 | 121.7 | 19.63 | 16.9 | 0.91 | 3058 | 83 |  |  |  | FALSE | FALSE | FALSE | May, 02 2018 00:00:00 | 4.3 |  | standard |  |  |  |  | March, 30 2020 00:00:00 | FALSE | FALSE | FALSE | [6 empty] | AC | [7 empty] | FALSE
PJTH8HVQ | Truly Green Solutions | Truly Green Solutions | 834115-45-B-X | Linear Replacement Lamp | T8 Four-Foot | Dual Mode Internal Driver (UL Type A and Type B) |  | standard | FALSE | [10 empty] | April, 24 2017 00:00:00 | Not Yet Verified | Not Yet Verified | NotYetVerified |  | LLLBDK | [25 empty] | 5 | 2172 | 133 | 16.3 | 20 | 0.9 | 4500 | 83 |  |  |  | FALSE | FALSE | FALSE | May, 02 2018 00:00:00 | 4.3 |  | standard |  |  |  |  | March, 30 2020 00:00:00 | FALSE | FALSE | FALSE | [6 empty] | AC | [7 empty] | FALSE
PY67ED3S | Truly Green Solutions | Truly Green Solutions | 834112-50-B-X | Linear Replacement Lamp | T8 Four-Foot | Dual Mode Internal Driver (UL Type A and Type B) |  | standard | FALSE | [10 empty] | April, 24 2017 00:00:00 | Not Dimmable | Not Dimmable | No |  | LLLBDJ | [25 empty] | 5 | 1800 | 150 | 12 | 20 | 0.9 | 5000 | 85 |  |  |  | FALSE | FALSE | FALSE | May, 02 2018 00:00:00 | 4.3 |  | standard |  |  |  |  | March, 30 2020 00:00:00 | FALSE | FALSE | FALSE | [6 empty] | AC | [7 empty] | FALSE
PHHJ7VZ2 | Forest Lighting USA | Forest Lighting | FL-T8U450-15-BN | Linear Replacement Lamp | T8 Four-Foot | Dual Mode Internal Driver (UL Type A and Type B) |  | standard | FALSE | [10 empty] | April, 21 2017 00:00:00 | Not Dimmable | Not Dimmable | FALSE | Bare-lamp wattage (without ballast) is 15W | SSSCFU | [25 empty] | 4.4 | 2150 | 116 | 18 | 12 | 0.97 | 5000 | 80 |  |  |  | FALSE | FALSE | FALSE | May, 02 2018 00:00:00 | 4.3 |  | standard |  |  |  |  | November, 02 2018 00:00:00 | FALSE | FALSE | FALSE | [6 empty] | AC | [7 empty] | FALSE
PNMYHECC | LED Supply Direct LLP. Dba. LED Direct Supply | Duralife LED | ZY-T8-20W1200 BIXX BALLAST COMPATIBLE LED TUBE (4000K FROSTED LENS) | Linear Replacement Lamp | T8 Four-Foot | Dual Mode Internal Driver (UL Type A and Type B) |  | standard | FALSE | [10 empty] | April, 21 2017 00:00:00 | Not Dimmable | Not Dimmable | NotYetVerified | Lastx represents either s for single-end power input or T for double-end inputs | KKKZTD | [25 empty] | 5 | 2697 | 134.35 | 20.08 | 20 | 0.9 | 4000 | 83 |  |  |  | FALSE | FALSE | FALSE | May, 02 2018 00:00:00 | 4.3 |  | standard |  |  |  |  | March, 30 2020 00:00:00 | FALSE | FALSE | FALSE | [6 empty] | AC | [7 empty] | FALSE
PEEW22ZS | LED Supply Direct LLP. Dba. LED Direct Supply | Duralife LED | ZY-T8-20W1200 BIXX BALLAST COMPATIBLE LED TUBE (4000K CLEAR LENS) | Linear Replacement Lamp | T8 Four-Foot | Dual Mode Internal Driver (UL Type A and Type B) |  | standard | FALSE | [10 empty] | April, 21 2017 00:00:00 | Not Dimmable | Not Dimmable | NotYetVerified | Lastx represents either s for single-end power input or T for double-end inputs | KKKZTE | [25 empty] | 5 | 2807 | 140.6 | 19.97 | 20 | 0.9 | 4000 | 83 |  |  |  | FALSE | FALSE | FALSE | May, 02 2018 00:00:00 | 4.3 |  | standard |  |  |  |  | March, 30 2020 00:00:00 | FALSE | FALSE | FALSE | [6 empty] | AC | [7 empty] | FALSE
PVCYUAA2 | LED Supply Direct LLP. Dba. LED Direct Supply | Duralife LED | ZY-T8-20W1200 BIXX BALLAST COMPATIBLE LED TUBE (3000K FROSTED LENS) | Linear Replacement Lamp | T8 Four-Foot | Dual Mode Internal Driver (UL Type A and Type B) |  | standard | TRUE |  | 2697 | 134.35 | 20.08 | 6.38 | 0.9693 | 3017 | 82.2 | 5 | 50000 | April, 21 2017 00:00:00 | Not Dimmable | Not Dimmable | NotYetVerified | Lastx represents either s for single-end power input or T for double-end inputs | KKKZTD | [15 empty] | 90.3 |  | 1.16 | 1.36 | [6 empty] | 5 | 2697 | 134.35 | 20.08 | 20 | 0.9 | 3000 | 83 |  |  |  | FALSE | FALSE | FALSE | May, 02 2018 00:00:00 | 4.3 |  | standard |  |  |  |  | March, 30 2020 00:00:00 | FALSE | FALSE | FALSE | [6 empty] | AC | [7 empty] | FALSE
PRDNETFY | Carolina Product Solutions, LLC. | CPSLED | CPS-T8-4-18W-UL-F-50 | Linear Replacement Lamp | T8 Four-Foot | Dual Mode Internal Driver (UL Type A and Type B) |  | standard | FALSE | [10 empty] | April, 21 2017 00:00:00 | Not Dimmable | Not Dimmable | No |  | TYNAGP | [25 empty] | 5 | 2266.3 | 128 | 17.7 | 18.8 | 0.94 | 5128 | 87.1 |  |  |  | FALSE | FALSE | FALSE | May, 02 2018 00:00:00 | 4.3 |  | standard |  |  |  |  | March, 30 2020 00:00:00 | FALSE | FALSE | FALSE | [6 empty] | AC | [7 empty] | FALSE
PYRHZSY6 | LED Smart Inc. | NA | GL12AT8-G-1-48-120-0-C-18-50-S | Linear Replacement Lamp | T8 Four-Foot | Replacement Lamps (plug and play) (UL Type A) |  | Standard | FALSE | [10 empty] | April, 21 2017 00:00:00 | Dimmable | Continuous Below 10 | No |  | RRRUDQ | [25 empty] | 5 | 2444.69 | 123.91 | 19.73 | 16.4 | 0.99 | 4993 | 84.5 |  |  |  | FALSE | FALSE | FALSE | May, 02 2018 00:00:00 | 4.3 |  | Standard |  |  |  |  | April, 21 2020 00:00:00 | FALSE | FALSE | FALSE | [6 empty] | AC | [7 empty] | FALSE
PJWJPSZ5 | Carolina Product Solutions, LLC. | CPSLED | CPS-T8-4-18W-UL-C-40 | Linear Replacement Lamp | T8 Four-Foot | Dual Mode Internal Driver (UL Type A and Type B) |  | standard | FALSE | [10 empty] | April, 21 2017 00:00:00 | Not Dimmable | Not Dimmable | No |  | TYNAGQ | [25 empty] | 5 | 2281.8 | 129.6 | 17.6 | 17.2 | 0.93 | 4000 | 83.2 |  |  |  | FALSE | FALSE | FALSE | May, 02 2018 00:00:00 | 4.3 |  | standard |  |  |  |  | March, 30 2020 00:00:00 | FALSE | FALSE | FALSE | [6 empty] | AC | [7 empty] | FALSE
P81QWY5F | TGL Inc. | TGL | TGL-SHAT360-12W-4500K | Linear Replacement Lamp | T8 Four-Foot | Replacement Lamps (plug and play) (UL Type A) |  | standard | FALSE | [10 empty] | April, 21 2017 00:00:00 | Not Dimmable | Not Dimmable | No |  | VVVWIF | [25 empty] | 5 | 1700 | 141.7 | 12 | 10.74 | 0.96 | 4500 | 82.7 |  |  |  | FALSE | FALSE | FALSE | May, 02 2018 00:00:00 | 4.3 |  | standard |  |  |  |  | March, 30 2020 00:00:00 | FALSE | FALSE | FALSE | [6 empty] | AC | [7 empty] | FALSE
PRQWRDHE | TGL Inc. | TGL | TGL-SHAT360-12W-5000K | Linear Replacement Lamp | T8 Four-Foot | Replacement Lamps (plug and play) (UL Type A) |  | standard | FALSE | [10 empty] | April, 21 2017 00:00:00 | Not Dimmable | Not Dimmable | No |  | VVVWIF | [25 empty] | 5 | 1700 | 141.7 | 12 | 10.95 | 0.97 | 5000 | 82.7 |  |  |  | FALSE | FALSE | FALSE | May, 02 2018 00:00:00 | 4.3 |  | standard |  |  |  |  | March, 30 2020 00:00:00 | FALSE | FALSE | FALSE | [6 empty] | AC | [7 empty] | FALSE
PKM23G51 | Forest Lighting USA | Forest Lighting | FL-T8U435-15-BN | Linear Replacement Lamp | T8 Four-Foot | Dual Mode Internal Driver (UL Type A and Type B) |  | standard | FALSE | [10 empty] | April, 21 2017 00:00:00 | Not Dimmable | Not Dimmable | FALSE | Bare-lamp wattage (without ballast) is 15W | SSSCFU | [25 empty] | 4.4 | 2000 | 112 | 18 | 12 | 0.97 | 3500 | 80 |  |  |  | FALSE | FALSE | FALSE | May, 02 2018 00:00:00 | 4.3 |  | standard |  |  |  |  | November, 02 2018 00:00:00 | FALSE | FALSE | FALSE | [6 empty] | AC | [7 empty] | FALSE
PYS1Z79K | Green Ignite | GREEN IGNITE | GI-4T8-W34P-ULMF | Linear Replacement Lamp | T8 Four-Foot | Dual Mode Internal Driver (UL Type A and Type B) |  | standard | TRUE |  | 2227 | 112.57 | 19.78 | 6.77 | 0.9676 | 2966 | 81 | 5 | 50000 | April, 21 2017 00:00:00 | Not Dimmable | Not Dimmable | FALSE |  | VVVWHY | [15 empty] | 84.5 |  | 1.24 | 1.34 | [6 empty] | 4.4 | 2227 | 112.57 | 19.78 | 6.77 | 0.97 | 3000 | 81 |  |  |  | FALSE | FALSE | FALSE | May, 02 2018 00:00:00 | 4.3 |  | standard |  |  |  |  | November, 02 2018 00:00:00 | FALSE | FALSE | FALSE | [6 empty] | AC | [7 empty] | FALSE
PVV6A8ZM | Forest Lighting USA | Forest Lighting | FL-T8U430-15-BN | Linear Replacement Lamp | T8 Four-Foot | Dual Mode Internal Driver (UL Type A and Type B) |  | standard | TRUE |  | 2094.4 | 112.31 | 18.648 | 11.671 | 0.9738 | 3056 | 84.4 | 5 | 50000 | April, 21 2017 00:00:00 | Not Dimmable | Not Dimmable | FALSE | Bare-lamp wattage (without ballast) is 15W | SSSCFU | [15 empty] | 92.1 |  | 1.34 | 1.3 | [6 empty] | 4.4 | 2050 | 112 | 18 | 12 | 0.97 | 3000 | 80 |  |  |  | FALSE | FALSE | FALSE | May, 02 2018 00:00:00 | 4.3 |  | standard |  |  |  |  | November, 02 2018 00:00:00 | FALSE | FALSE | FALSE | [6 empty] | AC | [7 empty] | FALSE
PDTF9Y1S | Forest Lighting USA | Forest Lighting | FL-T8U441-15-BN | Linear Replacement Lamp | T8 Four-Foot | Dual Mode Internal Driver (UL Type A and Type B) |  | standard | FALSE | [10 empty] | April, 21 2017 00:00:00 | Not Dimmable | Not Dimmable | FALSE | Bare-lamp wattage (without ballast) is 15W | SSSCFU | [25 empty] | 4.4 | 2000 | 112 | 18 | 12 | 0.97 | 4100 | 80 |  |  |  | FALSE | FALSE | FALSE | May, 02 2018 00:00:00 | 4.3 |  | standard |  |  |  |  | November, 02 2018 00:00:00 | FALSE | FALSE | FALSE | [6 empty] | AC | [7 empty] | FALSE
PJCW5PWC | Carolina Product Solutions, LLC. | CPSLED | CPS-T8-4-15W-UL-F-50 | Linear Replacement Lamp | T8 Four-Foot | Dual Mode Internal Driver (UL Type A and Type B) |  | standard | FALSE | [10 empty] | April, 21 2017 00:00:00 | Not Dimmable | Not Dimmable | No |  | TYNAGO | [25 empty] | 5 | 2216 | 122.4 | 18.1 | 18.8 | 0.93 | 5154 | 88.1 |  |  |  | FALSE | FALSE | FALSE | May, 02 2018 00:00:00 | 4.3 |  | standard |  |  |  |  | March, 30 2020 00:00:00 | FALSE | FALSE | FALSE | [6 empty] | AC | [7 empty] | FALSE
PRSBSKRB | Carolina Product Solutions, LLC. | CPSLED | CPS-T8-4-18W-UL-C-30 | Linear Replacement Lamp | T8 Four-Foot | Dual Mode Internal Driver (UL Type A and Type B) |  | standard | TRUE |  | 2281.82 | 129.649 | 17.6 | 17.2 | 0.926 | 3073 | 83.2 | 5 | 50000 | April, 21 2017 00:00:00 | Not Dimmable | Not Dimmable | No |  | TYNAGQ | [15 empty] | 81.5 |  | 1.06 | 1.24 | [6 empty] | 5 | 2281.8 | 129.6 | 17.6 | 17.2 | 0.93 | 3073 | 83.2 |  |  |  | FALSE | FALSE | FALSE | May, 02 2018 00:00:00 | 4.3 |  | standard |  |  |  |  | March, 30 2020 00:00:00 | FALSE | FALSE | FALSE | [6 empty] | AC | [7 empty] | FALSE
PU81TW7H | Cyber Tech Lighting Inc. | Eco-Star | LB48T8-PNP/850 | Linear Replacement Lamp | T8 Four-Foot | Replacement Lamps (plug and play) (UL Type A) |  | standard | FALSE | [10 empty] | April, 21 2017 00:00:00 | Not Dimmable | Not Dimmable | No |  | VVVWIG | [25 empty] | 5 | 1900 | 126.7 | 15 | 11.49 | 0.97 | 5000 | 82.6 |  |  |  | FALSE | FALSE | FALSE | May, 02 2018 00:00:00 | 4.3 |  | standard |  |  |  |  | March, 30 2020 00:00:00 | FALSE | FALSE | FALSE | [6 empty] | AC | [7 empty] | FALSE
PHUKTZAJ | TGL Inc. | TGL | TGL-SHAT360-12W-4000K | Linear Replacement Lamp | T8 Four-Foot | Replacement Lamps (plug and play) (UL Type A) |  | standard | TRUE |  | 2106 | 128.86 | 16.34 | 10.74 | 0.9638 | 4012 | 82.7 | 5 | 50000 | April, 21 2017 00:00:00 | Not Dimmable | Not Dimmable | No |  | VVVWIF | [15 empty] | 84.9 |  | 1.22 | 1.3 | [6 empty] | 5 | 1700 | 141.7 | 12 | 10.74 | 0.96 | 4000 | 82.7 |  |  |  | FALSE | FALSE | FALSE | May, 02 2018 00:00:00 | 4.3 |  | standard |  |  |  |  | March, 30 2020 00:00:00 | FALSE | FALSE | FALSE | [6 empty] | AC | [7 empty] | FALSE
PT25U4CW | LED Supply Direct LLP. Dba. LED Direct Supply | Duralife LED | ZY-T8-20W1200 BIXX BALLAST COMPATIBLE LED TUBE (3500K FROSTED LENS) | Linear Replacement Lamp | T8 Four-Foot | Dual Mode Internal Driver (UL Type A and Type B) |  | standard | FALSE | [10 empty] | April, 21 2017 00:00:00 | Not Dimmable | Not Dimmable | NotYetVerified | Lastx represents either s for single-end power input or T for double-end inputs | KKKZTD | [25 empty] | 5 | 2697 | 134.35 | 20.08 | 20 | 0.9 | 3500 | 83 |  |  |  | FALSE | FALSE | FALSE | May, 02 2018 00:00:00 | 4.3 |  | standard |  |  |  |  | March, 30 2020 00:00:00 | FALSE | FALSE | FALSE | [6 empty] | AC | [7 empty] | FALSE
PA7GDG2B | LED Supply Direct LLP. Dba. LED Direct Supply | Duralife LED | ZY-T8-20W1200 BIXX BALLAST COMPATIBLE LED TUBE (3500K CLEAR LENS) | Linear Replacement Lamp | T8 Four-Foot | Dual Mode Internal Driver (UL Type A and Type B) |  | standard | FALSE | [10 empty] | April, 21 2017 00:00:00 | Not Dimmable | Not Dimmable | NotYetVerified | Lastx represents either s for single-end power input or T for double-end inputs | KKKZTE | [25 empty] | 5 | 2807 | 140.6 | 19.97 | 20 | 0.9 | 3500 | 83 |  |  |  | FALSE | FALSE | FALSE | May, 02 2018 00:00:00 | 4.3 |  | standard |  |  |  |  | March, 30 2020 00:00:00 | FALSE | FALSE | FALSE | [6 empty] | AC | [7 empty] | FALSE
PPMA3J1N | LED Supply Direct LLP. Dba. LED Direct Supply | Duralife LED | ZY-T8-15W1200 BIXX BALLAST COMPATIBLE LED TUBE [3500K Frosted] | Linear Replacement Lamp | T8 Four-Foot | Dual Mode Internal Driver (UL Type A and Type B) |  | standard | FALSE | [10 empty] | April, 21 2017 00:00:00 | Not Yet Verified | Not Yet Verified | NotYetVerified | Lastx represents either s for single-end power input or T for double-end inputs | KKKZTB | [25 empty] | 5 | 2172 | 133 | 16.3 | 20 | 0.9 | 3500 | 83 |  |  |  | FALSE | FALSE | FALSE | May, 02 2018 00:00:00 | 4.3 |  | standard |  |  |  |  | March, 30 2020 00:00:00 | FALSE | FALSE | FALSE | [6 empty] | AC | [7 empty] | FALSE
PWPPBG42 | LED Supply Direct LLP. Dba. LED Direct Supply | Duralife LED | ZY-T8-20W1200 BIXX BALLAST COMPATIBLE LED TUBE (5000K FROSTED LENS) | Linear Replacement Lamp | T8 Four-Foot | Dual Mode Internal Driver (UL Type A and Type B) |  | standard | FALSE | [10 empty] | April, 21 2017 00:00:00 | Not Dimmable | Not Dimmable | NotYetVerified | Lastx represents either s for single-end power input or T for double-end inputs | KKKZTD | [25 empty] | 5 | 2697 | 134.35 | 20.08 | 20 | 0.9 | 5000 | 83 |  |  |  | FALSE | FALSE | FALSE | May, 02 2018 00:00:00 | 4.3 |  | standard |  |  |  |  | March, 30 2020 00:00:00 | FALSE | FALSE | FALSE | [6 empty] | AC | [7 empty] | FALSE
PHT7QH14 | Green Ignite | GREEN IGNITE | GI-4T8-WD34P-ULMF | Linear Replacement Lamp | T8 Four-Foot | Dual Mode Internal Driver (UL Type A and Type B) |  | standard | FALSE | [10 empty] | April, 21 2017 00:00:00 | Not Dimmable | Not Dimmable | FALSE |  | VVVWHY | [25 empty] | 4.4 | 2246 | 112.75 | 19.92 | 6.77 | 0.97 | 3500 | 81 |  |  |  | FALSE | FALSE | FALSE | May, 02 2018 00:00:00 | 4.3 |  | standard |  |  |  |  | November, 02 2018 00:00:00 | FALSE | FALSE | FALSE | [6 empty] | AC | [7 empty] | FALSE
P62ZQA9N | Cyber Tech Lighting Inc. | Eco-Star | LB48T8-PNP/840 | Linear Replacement Lamp | T8 Four-Foot | Replacement Lamps (plug and play) (UL Type A) |  | standard | TRUE |  | 2275 | 123.52 | 18.42 | 11.27 | 0.9684 | 4105 | 82.7 | 5 | 50000 | April, 21 2017 00:00:00 | Not Dimmable | Not Dimmable | No |  | VVVWIG | [15 empty] | 84.9 |  | 1.22 | 1.3 | [6 empty] | 5 | 1900 | 126.7 | 15 | 11.27 | 0.97 | 4000 | 82.7 |  |  |  | FALSE | FALSE | FALSE | May, 02 2018 00:00:00 | 4.3 |  | standard |  |  |  |  | March, 30 2020 00:00:00 | FALSE | FALSE | FALSE | [6 empty] | AC | [7 empty] | FALSE
P4DA5FN3 | LED Supply Direct LLP. Dba. LED Direct Supply | Duralife LED | ZY-T8-15W1200 BIXX BALLAST COMPATIBLE LED TUBE [4000K Frosted] | Linear Replacement Lamp | T8 Four-Foot | Dual Mode Internal Driver (UL Type A and Type B) |  | standard | FALSE | [10 empty] | April, 21 2017 00:00:00 | Not Yet Verified | Not Yet Verified | NotYetVerified | Lastx represents either s for single-end power input or T for double-end inputs | KKKZTB | [25 empty] | 5 | 2172 | 133 | 16.3 | 20 | 0.9 | 4000 | 83 |  |  |  | FALSE | FALSE | FALSE | May, 02 2018 00:00:00 | 4.3 |  | standard |  |  |  |  | March, 30 2020 00:00:00 | FALSE | FALSE | FALSE | [6 empty] | AC | [7 empty] | FALSE
PKXXMSAR | LED Supply Direct LLP. Dba. LED Direct Supply | Duralife LED | ZY-T8-15W1200 BIXX BALLAST COMPATIBLE LED TUBE [5000K Frosted] | Linear Replacement Lamp | T8 Four-Foot | Dual Mode Internal Driver (UL Type A and Type B) |  | standard | FALSE | [10 empty] | April, 21 2017 00:00:00 | Not Yet Verified | Not Yet Verified | NotYetVerified | Lastx represents either s for single-end power input or T for double-end inputs | KKKZTB | [25 empty] | 5 | 2172 | 133 | 16.3 | 20 | 0.9 | 5000 | 83 |  |  |  | FALSE | FALSE | FALSE | May, 02 2018 00:00:00 | 4.3 |  | standard |  |  |  |  | March, 30 2020 00:00:00 | FALSE | FALSE | FALSE | [6 empty] | AC | [7 empty] | FALSE
PA8JCB6T | LED Supply Direct LLP. Dba. LED Direct Supply | Duralife LED | ZY-T8-20W1200 BIXX BALLAST COMPATIBLE LED TUBE (3000K CLEAR LENS) | Linear Replacement Lamp | T8 Four-Foot | Dual Mode Internal Driver (UL Type A and Type B) |  | standard | TRUE |  | 2807 | 140.6 | 19.97 | 6.92 | 0.9734 | 3079 | 83.5 | 5 | 50000 | April, 21 2017 00:00:00 | Not Dimmable | Not Dimmable | NotYetVerified | Lastx represents either s for single-end power input or T for double-end inputs | KKKZTE | [15 empty] | 91.7 |  | 1.2 | 1.4 | [6 empty] | 5 | 2807 | 140.6 | 19.97 | 20 | 0.9 | 3000 | 83 |  |  |  | FALSE | FALSE | FALSE | May, 02 2018 00:00:00 | 4.3 |  | standard |  |  |  |  | March, 30 2020 00:00:00 | FALSE | FALSE | FALSE | [6 empty] | AC | [7 empty] | FALSE
PMGTMU7R | Carolina Product Solutions, LLC. | CPSLED | CPS-T8-4-15W-UL-F-40 | Linear Replacement Lamp | T8 Four-Foot | Dual Mode Internal Driver (UL Type A and Type B) |  | standard | FALSE | [10 empty] | April, 21 2017 00:00:00 | Not Dimmable | Not Dimmable | No |  | TYNAGO | [25 empty] | 5 | 2148.3 | 118.6 | 18.1 | 17.5 | 0.92 | 3007 | 84.4 |  |  |  | FALSE | FALSE | FALSE | May, 02 2018 00:00:00 | 4.3 |  | standard |  |  |  |  | March, 30 2020 00:00:00 | FALSE | FALSE | FALSE | [6 empty] | AC | [7 empty] | FALSE
PPRZWKRU | Carolina Product Solutions, LLC. | CPSLED | CPS-T8-4-15W-UL-F-30 | Linear Replacement Lamp | T8 Four-Foot | Dual Mode Internal Driver (UL Type A and Type B) |  | standard | TRUE |  | 2148.34 | 118.693 | 18.1 | 17.5 | 0.919 | 3007 | 84.4 | 5 | 50000 | April, 21 2017 00:00:00 | Not Dimmable | Not Dimmable | No |  | TYNAGO | [15 empty] | 80 |  | 1.08 | 1.26 | [6 empty] | 5 | 2148.3 | 118.6 | 18.1 | 17.5 | 0.92 | 3007 | 84.4 |  |  |  | FALSE | FALSE | FALSE | May, 02 2018 00:00:00 | 4.3 |  | standard |  |  |  |  | March, 30 2020 00:00:00 | FALSE | FALSE | FALSE | [6 empty] | AC | [7 empty] | FALSE
P8UXTF7D | LED Smart Inc. | NA | GL12AT8-G-1-48-120-0-C-18-40-S | Linear Replacement Lamp | T8 Four-Foot | Replacement Lamps (plug and play) (UL Type A) |  | Standard | TRUE |  | 2385.54 | 120.421 | 19.81 | 15.9 | 0.926 | 4183 | 83.2 | 5 | 50000 | April, 21 2017 00:00:00 | Dimmable | Continuous Below 10 | No |  | RRRUDQ | [15 empty] | 77.7 |  | 1.12 | 1.34 | [6 empty] | 5 | 2385.5 | 120.4 | 19.8 | 15.9 | 0.99 | 4183 | 83.2 |  |  |  | FALSE | FALSE | FALSE | May, 02 2018 00:00:00 | 4.3 |  | Standard |  |  |  |  | April, 21 2020 00:00:00 | FALSE | FALSE | FALSE | [6 empty] | AC | [7 empty] | FALSE
PVQ12Y9P | Green Ignite | GREEN IGNITE | GI-4T8-D34P-ULMF | Linear Replacement Lamp | T8 Four-Foot | Dual Mode Internal Driver (UL Type A and Type B) |  | standard | FALSE | [10 empty] | April, 21 2017 00:00:00 | Not Dimmable | Not Dimmable | FALSE |  | VVVWHY | [25 empty] | 4.4 | 2265 | 113.7 | 19.92 | 6.77 | 0.97 | 4000 | 81 |  |  |  | FALSE | FALSE | FALSE | May, 02 2018 00:00:00 | 4.3 |  | standard |  |  |  |  | November, 02 2018 00:00:00 | FALSE | FALSE | FALSE | [6 empty] | AC | [7 empty] | FALSE
PKK4AF1X | Green Ignite | GREEN IGNITE | GI-4T8-DC34P-ULMF | Linear Replacement Lamp | T8 Four-Foot | Dual Mode Internal Driver (UL Type A and Type B) |  | standard | FALSE | [10 empty] | April, 21 2017 00:00:00 | Not Dimmable | Not Dimmable | FALSE |  | VVVWHY | [25 empty] | 4.4 | 2283 | 114.61 | 19.92 | 6.77 | 0.97 | 4500 | 81 |  |  |  | FALSE | FALSE | FALSE | May, 02 2018 00:00:00 | 4.3 |  | standard |  |  |  |  | November, 02 2018 00:00:00 | FALSE | FALSE | FALSE | [6 empty] | AC | [7 empty] | FALSE
P9YPMQB4 | Green Ignite | GREEN IGNITE | GI-4T8-C34P-ULMF | Linear Replacement Lamp | T8 Four-Foot | Dual Mode Internal Driver (UL Type A and Type B) |  | standard | FALSE | [10 empty] | April, 21 2017 00:00:00 | Not Dimmable | Not Dimmable | FALSE |  | VVVWHY | [25 empty] | 4.4 | 2302 | 114.81 | 20.05 | 7.88 | 0.97 | 5000 | 81.5 |  |  |  | FALSE | FALSE | FALSE | May, 02 2018 00:00:00 | 4.3 |  | standard |  |  |  |  | November, 02 2018 00:00:00 | FALSE | FALSE | FALSE | [6 empty] | AC | [7 empty] | FALSE
P63GK2D7 | LED Supply Direct LLP. Dba. LED Direct Supply | Duralife LED | ZY-T8-15W1200 BIXX BALLAST COMPATIBLE LED TUBE [3000K Clear] | Linear Replacement Lamp | T8 Four-Foot | Dual Mode Internal Driver (UL Type A and Type B) |  | standard | FALSE | [10 empty] | April, 21 2017 00:00:00 | Not Yet Verified | Not Yet Verified | NotYetVerified | Lastx represents either s for single-end power input or T for double-end inputs | KKKZTB | [25 empty] | 5 | 2172 | 133 | 16.3 | 20 | 0.9 | 3000 | 83 |  |  |  | FALSE | FALSE | FALSE | May, 02 2018 00:00:00 | 4.3 |  | standard |  |  |  |  | March, 30 2020 00:00:00 | FALSE | FALSE | FALSE | [6 empty] | AC | [7 empty] | FALSE
P2VYP6M8 | LED Supply Direct LLP. Dba. LED Direct Supply | Duralife LED | ZY-T8-15W1200 BIXX BALLAST COMPATIBLE LED TUBE [3500K Clear] | Linear Replacement Lamp | T8 Four-Foot | Dual Mode Internal Driver (UL Type A and Type B) |  | standard | FALSE | [10 empty] | April, 21 2017 00:00:00 | Not Yet Verified | Not Yet Verified | NotYetVerified | Lastx represents either s for single-end power input or T for double-end inputs | KKKZTB | [25 empty] | 5 | 2172 | 133 | 16.3 | 20 | 0.9 | 3500 | 83 |  |  |  | FALSE | FALSE | FALSE | May, 02 2018 00:00:00 | 4.3 |  | standard |  |  |  |  | March, 30 2020 00:00:00 | FALSE | FALSE | FALSE | [6 empty] | AC | [7 empty] | FALSE
PQJU7UBT | LED Supply Direct LLP. Dba. LED Direct Supply | Duralife LED | ZY-T8-15W1200 BIXX BALLAST COMPATIBLE LED TUBE [4000K Clear] | Linear Replacement Lamp | T8 Four-Foot | Dual Mode Internal Driver (UL Type A and Type B) |  | standard | FALSE | [10 empty] | April, 21 2017 00:00:00 | Not Yet Verified | Not Yet Verified | NotYetVerified | Lastx represents either s for single-end power input or T for double-end inputs | KKKZTB | [25 empty] | 5 | 2172 | 133 | 16.3 | 20 | 0.9 | 4000 | 83 |  |  |  | FALSE | FALSE | FALSE | May, 02 2018 00:00:00 | 4.3 |  | standard |  |  |  |  | March, 30 2020 00:00:00 | FALSE | FALSE | FALSE | [6 empty] | AC | [7 empty] | FALSE
PNJT4WK9 | LED Supply Direct LLP. Dba. LED Direct Supply | Duralife LED | ZY-T8-20W1200 BIXX BALLAST COMPATIBLE LED TUBE (5000K CLEAR LENS) | Linear Replacement Lamp | T8 Four-Foot | Dual Mode Internal Driver (UL Type A and Type B) |  | standard | FALSE | [10 empty] | April, 21 2017 00:00:00 | Not Dimmable | Not Dimmable | NotYetVerified | Lastx represents either s for single-end power input or T for double-end inputs | KKKZTE | [25 empty] | 5 | 2807 | 140.6 | 19.97 | 20 | 0.9 | 5000 | 83 |  |  |  | FALSE | FALSE | FALSE | May, 02 2018 00:00:00 | 4.3 |  | standard |  |  |  |  | March, 30 2020 00:00:00 | FALSE | FALSE | FALSE | [6 empty] | AC | [7 empty] | FALSE
PKVSWBUD | LED Supply Direct LLP. Dba. LED Direct Supply | Duralife LED | ZY-T8-15W1200 BIXX BALLAST COMPATIBLE LED TUBE [5000K Clear] | Linear Replacement Lamp | T8 Four-Foot | Dual Mode Internal Driver (UL Type A and Type B) |  | standard | FALSE | [10 empty] | April, 21 2017 00:00:00 | Not Yet Verified | Not Yet Verified | NotYetVerified | Lastx represents either s for single-end power input or T for double-end inputs | KKKZTB | [25 empty] | 5 | 2172 | 133 | 16.3 | 20 | 0.9 | 5000 | 83 |  |  |  | FALSE | FALSE | FALSE | May, 02 2018 00:00:00 | 4.3 |  | standard |  |  |  |  | March, 30 2020 00:00:00 | FALSE | FALSE | FALSE | [6 empty] | AC | [7 empty] | FALSE
PH15EEJG | LED Supply Direct LLP. Dba. LED Direct Supply | Duralife LED | ZY-T8-15W1200 BIXX BALLAST COMPATIBLE LED TUBE [3000K Frosted] | Linear Replacement Lamp | T8 Four-Foot | Dual Mode Internal Driver (UL Type A and Type B) |  | standard | TRUE |  | 2172 | 133.25 | 16.3 | 6.91 | 0.9572 | 3012 | 81.8 | 5 | 50000 | April, 21 2017 00:00:00 | Not Yet Verified | Not Yet Verified | NotYetVerified | Lastx represents either s for single-end power input or T for double-end inputs | KKKZTB | [15 empty] | 90 |  | 1.16 | 1.38 | [6 empty] | 5 | 2172 | 133 | 16.3 | 20 | 0.9 | 3000 | 83 |  |  |  | FALSE | FALSE | FALSE | May, 02 2018 00:00:00 | 4.3 |  | standard |  |  |  |  | March, 30 2020 00:00:00 | FALSE | FALSE | FALSE | [6 empty] | AC | [7 empty] | FALSE
P8NX46RT | Carolina Product Solutions, LLC. | CPSLED | CPS-T8-4-18W-UL-F-40 | Linear Replacement Lamp | T8 Four-Foot | Dual Mode Internal Driver (UL Type A and Type B) |  | standard | FALSE | [10 empty] | April, 21 2017 00:00:00 | Not Dimmable | Not Dimmable | No |  | TYNAGP | [25 empty] | 5 | 2210.1 | 125.5 | 17.6 | 17.1 | 0.93 | 4000 | 83.9 |  |  |  | FALSE | FALSE | FALSE | May, 02 2018 00:00:00 | 4.3 |  | standard |  |  |  |  | March, 30 2020 00:00:00 | FALSE | FALSE | FALSE | [6 empty] | AC | [7 empty] | FALSE
PYVZ5G8P | Carolina Product Solutions, LLC. | CPSLED | CPS-T8-4-18W-UL-C-50 | Linear Replacement Lamp | T8 Four-Foot | Dual Mode Internal Driver (UL Type A and Type B) |  | standard | FALSE | [10 empty] | April, 21 2017 00:00:00 | Not Dimmable | Not Dimmable | No |  | TYNAGQ | [25 empty] | 5 | 2339.7 | 132.1 | 17.7 | 18.1 | 0.93 | 5076 | 84.9 |  |  |  | FALSE | FALSE | FALSE | May, 02 2018 00:00:00 | 4.3 |  | standard |  |  |  |  | March, 30 2020 00:00:00 | FALSE | FALSE | FALSE | [6 empty] | AC | [7 empty] | FALSE
PT2E7QJV | Carolina Product Solutions, LLC. | CPSLED | CPS-T8-4-18W-UL-F-30 | Linear Replacement Lamp | T8 Four-Foot | Dual Mode Internal Driver (UL Type A and Type B) |  | standard | TRUE |  | 2210.16 | 125.577 | 17.6 | 17.1 | 0.926 | 3018 | 83.9 | 5 | 50000 | April, 21 2017 00:00:00 | Not Dimmable | Not Dimmable | No |  | TYNAGP | [15 empty] | 80.3 |  | 1.04 | 1.24 | [6 empty] | 5 | 2210.1 | 125.5 | 17.6 | 17.1 | 0.93 | 3018 | 83.9 |  |  |  | FALSE | FALSE | FALSE | May, 02 2018 00:00:00 | 4.3 |  | standard |  |  |  |  | March, 30 2020 00:00:00 | FALSE | FALSE | FALSE | [6 empty] | AC | [7 empty] | FALSE
P6ZWXJA4 | Bravoled Lighting Manufacturing Co. Ltd. | Bravoled | BL-T8-15W 1200 BQET+3500K | Linear Replacement Lamp | T8 Four-Foot | Replacement Lamps (plug and play) (UL Type A) |  | standard | FALSE | [10 empty] | April, 20 2017 00:00:00 | Not Dimmable | Not Dimmable | No |  | SSSCFT | [25 empty] | 5 | 1979.1 | 120.68 | 16.4 | 17.8 | 0.92 | 3500 | 83.1 |  |  |  | FALSE | FALSE | FALSE | May, 02 2018 00:00:00 | 4.3 |  | standard |  |  |  |  | March, 30 2020 00:00:00 | FALSE | FALSE | FALSE | [6 empty] | AC | [7 empty] | FALSE
PC33V62D | Bravoled Lighting Manufacturing Co. Ltd. | Bravoled | BL-T8-15W 1200 BQET+4000K | Linear Replacement Lamp | T8 Four-Foot | Replacement Lamps (plug and play) (UL Type A) |  | standard | FALSE | [10 empty] | April, 20 2017 00:00:00 | Not Dimmable | Not Dimmable | No |  | SSSCFT | [25 empty] | 5 | 1979.1 | 120.68 | 16.4 | 17.8 | 0.92 | 4000 | 83.1 |  |  |  | FALSE | FALSE | FALSE | May, 02 2018 00:00:00 | 4.3 |  | standard |  |  |  |  | March, 30 2020 00:00:00 | FALSE | FALSE | FALSE | [6 empty] | AC | [7 empty] | FALSE
P2B3NRUT | Bravoled Lighting Manufacturing Co. Ltd. | Bravoled | BL-T8-15W 1200 BQET+3000K | Linear Replacement Lamp | T8 Four-Foot | Replacement Lamps (plug and play) (UL Type A) |  | standard | TRUE |  | 1979.1 | 120.677 | 16.4 | 17.8 | 0.917 | 3045 | 83.1 | 5 | 50000 | April, 20 2017 00:00:00 | Not Dimmable | Not Dimmable | No |  | SSSCFT | [15 empty] | 79.8 |  | 1.12 | 1.06 | [6 empty] | 5 | 1979.1 | 120.68 | 16.4 | 17.8 | 0.92 | 3045 | 83.1 |  |  |  | FALSE | FALSE | FALSE | May, 02 2018 00:00:00 | 4.3 |  | standard |  |  |  |  | March, 30 2020 00:00:00 | FALSE | FALSE | FALSE | [6 empty] | AC | [7 empty] | FALSE
PNNC1H5P | Bravoled Lighting Manufacturing Co. Ltd. | Bravoled | BL-T8-15W 1200 BQET+4500K | Linear Replacement Lamp | T8 Four-Foot | Replacement Lamps (plug and play) (UL Type A) |  | standard | FALSE | [10 empty] | April, 20 2017 00:00:00 | Not Dimmable | Not Dimmable | No |  | SSSCFT | [25 empty] | 5 | 1979.1 | 120.68 | 16.4 | 17.8 | 0.92 | 4500 | 83.1 |  |  |  | FALSE | FALSE | FALSE | May, 02 2018 00:00:00 | 4.3 |  | standard |  |  |  |  | March, 30 2020 00:00:00 | FALSE | FALSE | FALSE | [6 empty] | AC | [7 empty] | FALSE
PB42QH1W | Bravoled Lighting Manufacturing Co. Ltd. | Bravoled | BL-T8-15W 1200 BQET+5000K | Linear Replacement Lamp | T8 Four-Foot | Replacement Lamps (plug and play) (UL Type A) |  | standard | FALSE | [10 empty] | April, 20 2017 00:00:00 | Not Dimmable | Not Dimmable | No |  | SSSCFT | [25 empty] | 5 | 2021.33 | 123.03 | 16.43 | 18.4 | 0.92 | 5082 | 84.3 |  |  |  | FALSE | FALSE | FALSE | May, 02 2018 00:00:00 | 4.3 |  | standard |  |  |  |  | March, 30 2020 00:00:00 | FALSE | FALSE | FALSE | [6 empty] | AC | [7 empty] | FALSE
P7DYQXZB | Envirotech Lighting | NA | ENV-T08PNP-PNP12W-5K | Linear Replacement Lamp | T8 Four-Foot | Replacement Lamps (plug and play) (UL Type A) |  | Standard | FALSE | [10 empty] | April, 19 2017 00:00:00 | Not Dimmable | Not Dimmable | No |  | EEEEYB | [25 empty] | 5 | 1800 | 150 | 12 | 11 | 1 | 5000 | 80 |  |  |  | FALSE | FALSE | FALSE | May, 02 2018 00:00:00 | 4.3 |  | Standard |  |  |  |  | April, 21 2020 00:00:00 | FALSE | FALSE | FALSE | [6 empty] | AC | [7 empty] | FALSE
P3XB8FV2 | Envirotech Lighting | NA | ENV-T08PNP-PNP12W-4.5K | Linear Replacement Lamp | T8 Four-Foot | Replacement Lamps (plug and play) (UL Type A) |  | Standard | FALSE | [10 empty] | April, 19 2017 00:00:00 | Not Dimmable | Not Dimmable | No |  | EEEEYB | [25 empty] | 5 | 1800 | 150 | 12 | 11 | 1 | 4500 | 80 |  |  |  | FALSE | FALSE | FALSE | May, 02 2018 00:00:00 | 4.3 |  | Standard |  |  |  |  | April, 21 2020 00:00:00 | FALSE | FALSE | FALSE | [6 empty] | AC | [7 empty] | FALSE
P5WBMQRM | Envirotech Lighting |  | ENV-T08PNP-PNP12W-4K | Linear Replacement Lamp | T8 Four-Foot | Replacement Lamps (plug and play) (UL Type A) |  | Standard | TRUE |  | 2016.2 | 139.76 | 14.43 | 11.04 | 0.9604 | 3885 | 84.6 | 5 | 50000 | April, 19 2017 00:00:00 | Not Dimmable | Not Dimmable | No |  | EEEEYB | [15 empty] | 88.1 |  | 1.26 | 1.42 | [6 empty] | 5 | 1800 | 150 | 12 | 11 | 1 | 4000 | 80 |  |  |  | FALSE | FALSE | FALSE | May, 02 2018 00:00:00 | 4.3 |  | Standard |  |  |  |  | April, 21 2020 00:00:00 | FALSE | FALSE | FALSE | [6 empty] | AC | [7 empty] | FALSE
P2GA3YTC | Shenzhen Youth Green Lighting Technology Co., Limited | YG | YGL-1200-ETLA(4000K) | Linear Replacement Lamp | T8 Four-Foot | Replacement Lamps (plug and play) (UL Type A) |  | standard | FALSE | [10 empty] | April, 18 2017 00:00:00 | Not Dimmable | Not Dimmable | FALSE |  | EJWBAP | [25 empty] | 4.4 | 2306.9 | 116.2 | 19.8 | 14.8 | 0.92 | 4000 | 82.9 |  |  |  | FALSE | FALSE | FALSE | May, 02 2018 00:00:00 | 4.3 |  | standard |  |  |  |  | November, 02 2018 00:00:00 | FALSE | FALSE | FALSE | [6 empty] | AC | [7 empty] | FALSE
PJPBMW8B | Shenzhen Youth Green Lighting Technology Co., Limited | YG | YGL-1200-ETL(4500K) | Linear Replacement Lamp | T8 Four-Foot | Replacement Lamps (plug and play) (UL Type A) |  | standard | FALSE | [10 empty] | April, 18 2017 00:00:00 | Not Dimmable | Not Dimmable | FALSE |  | EJWBAQ | [25 empty] | 4.4 | 2257.2 | 112 | 20.1 | 16.3 | 0.91 | 4500 | 83.1 |  |  |  | FALSE | FALSE | FALSE | May, 02 2018 00:00:00 | 4.3 |  | standard |  |  |  |  | November, 02 2018 00:00:00 | FALSE | FALSE | FALSE | [6 empty] | AC | [7 empty] | FALSE
PEGGA4MM | Shenzhen Youth Green Lighting Technology Co., Limited | YG | YGL-1200-ETL(5000K) | Linear Replacement Lamp | T8 Four-Foot | Replacement Lamps (plug and play) (UL Type A) |  | standard | FALSE | [10 empty] | April, 18 2017 00:00:00 | Not Dimmable | Not Dimmable | No |  | EJWBAQ | [25 empty] | 5 | 2395.8 | 119.4 | 20 | 17.1 | 0.92 | 5000 | 81.2 |  |  |  | FALSE | FALSE | FALSE | May, 02 2018 00:00:00 | 4.3 |  | standard |  |  |  |  | March, 30 2020 00:00:00 | FALSE | FALSE | FALSE | [6 empty] | AC | [7 empty] | FALSE
PHP97H97 | Shenzhen Youth Green Lighting Technology Co., Limited | YG | YGL-1200-ETL(4000K) | Linear Replacement Lamp | T8 Four-Foot | Replacement Lamps (plug and play) (UL Type A) |  | standard | FALSE | [10 empty] | April, 18 2017 00:00:00 | Not Dimmable | Not Dimmable | FALSE |  | EJWBAQ | [25 empty] | 4.4 | 2257.2 | 112 | 20.1 | 16.3 | 0.91 | 4000 | 83.1 |  |  |  | FALSE | FALSE | FALSE | May, 02 2018 00:00:00 | 4.3 |  | standard |  |  |  |  | November, 02 2018 00:00:00 | FALSE | FALSE | FALSE | [6 empty] | AC | [7 empty] | FALSE
PEK3SZ2A | Shenzhen Youth Green Lighting Technology Co., Limited | YG | YGL-1200-ETLA(4500K) | Linear Replacement Lamp | T8 Four-Foot | Replacement Lamps (plug and play) (UL Type A) |  | standard | FALSE | [10 empty] | April, 18 2017 00:00:00 | Not Dimmable | Not Dimmable | FALSE |  | EJWBAP | [25 empty] | 4.4 | 2306.9 | 116.2 | 19.8 | 14.8 | 0.92 | 4500 | 82.9 |  |  |  | FALSE | FALSE | FALSE | May, 02 2018 00:00:00 | 4.3 |  | standard |  |  |  |  | November, 02 2018 00:00:00 | FALSE | FALSE | FALSE | [6 empty] | AC | [7 empty] | FALSE
P16YUR35 | Shenzhen Youth Green Lighting Technology Co., Limited | YG | YGL-1200-ETLA(3500K) | Linear Replacement Lamp | T8 Four-Foot | Replacement Lamps (plug and play) (UL Type A) |  | standard | FALSE | [10 empty] | April, 18 2017 00:00:00 | Not Dimmable | Not Dimmable | FALSE |  | EJWBAP | [25 empty] | 4.4 | 2306.9 | 116.2 | 19.8 | 14.8 | 0.92 | 3500 | 82.9 |  |  |  | FALSE | FALSE | FALSE | May, 02 2018 00:00:00 | 4.3 |  | standard |  |  |  |  | November, 02 2018 00:00:00 | FALSE | FALSE | FALSE | [6 empty] | AC | [7 empty] | FALSE
PY1RMQ8U | Shenzhen Youth Green Lighting Technology Co., Limited | YG | YGL-1200-ETLA(5000K) | Linear Replacement Lamp | T8 Four-Foot | Replacement Lamps (plug and play) (UL Type A) |  | standard | FALSE | [10 empty] | April, 18 2017 00:00:00 | Not Dimmable | Not Dimmable | No |  | EJWBAP | [25 empty] | 5 | 2437.7 | 120.3 | 20.2 | 15.6 | 0.93 | 4979 | 81.1 |  |  |  | FALSE | FALSE | FALSE | May, 02 2018 00:00:00 | 4.3 |  | standard |  |  |  |  | March, 30 2020 00:00:00 | FALSE | FALSE | FALSE | [6 empty] | AC | [7 empty] | FALSE
PBVFUBP8 | Shenzhen Youth Green Lighting Technology Co., Limited | YG | YGL-1200-ETLA(3000K) | Linear Replacement Lamp | T8 Four-Foot | Replacement Lamps (plug and play) (UL Type A) |  | standard | TRUE |  | 2306.91 | 116.217 | 19.85 | 14.8 | 0.917 | 2914 | 82.9 | 5 | 50000 | April, 18 2017 00:00:00 | Not Dimmable | Not Dimmable | No |  | EJWBAP | [15 empty] | 79.6 |  | 1.08 | 1.32 | [6 empty] | 5 | 2306.9 | 116.2 | 19.8 | 14.8 | 0.92 | 2914 | 82.9 |  |  |  | FALSE | FALSE | FALSE | May, 02 2018 00:00:00 | 4.3 |  | standard |  |  |  |  | March, 30 2020 00:00:00 | FALSE | FALSE | FALSE | [6 empty] | AC | [7 empty] | FALSE
PD7UHZWJ | Shenzhen Youth Green Lighting Technology Co., Limited | YG | YGL-1200-ETL(3500K) | Linear Replacement Lamp | T8 Four-Foot | Replacement Lamps (plug and play) (UL Type A) |  | standard | FALSE | [10 empty] | April, 18 2017 00:00:00 | Not Dimmable | Not Dimmable | FALSE |  | EJWBAQ | [25 empty] | 4.4 | 2257.2 | 112 | 20.1 | 16.3 | 0.91 | 3500 | 83.1 |  |  |  | FALSE | FALSE | FALSE | May, 02 2018 00:00:00 | 4.3 |  | standard |  |  |  |  | November, 02 2018 00:00:00 | FALSE | FALSE | FALSE | [6 empty] | AC | [7 empty] | FALSE
PQHTJUGV | Shenzhen Youth Green Lighting Technology Co., Limited | YG | YGL-1200-ETL(3000K) | Linear Replacement Lamp | T8 Four-Foot | Replacement Lamps (plug and play) (UL Type A) |  | standard | TRUE |  | 2257.23 | 112.021 | 20.15 | 16.3 | 0.911 | 2916 | 83.1 | 5 | 50000 | April, 18 2017 00:00:00 | Not Dimmable | Not Dimmable | FALSE |  | EJWBAQ | [15 empty] | 80.2 |  | 1.16 | 1.1 | [6 empty] | 4.4 | 2257.2 | 112 | 20.1 | 16.3 | 0.91 | 2916 | 83.1 |  |  |  | FALSE | FALSE | FALSE | May, 02 2018 00:00:00 | 4.3 |  | standard |  |  |  |  | November, 02 2018 00:00:00 | FALSE | FALSE | FALSE | [6 empty] | AC | [7 empty] | FALSE
PHQVZCPF | P.Q.L. Inc. | Superior Life | 91307 | Linear Replacement Lamp | T8 Four-Foot | Replacement Lamps (plug and play) (UL Type A) |  | standard | FALSE | [10 empty] | April, 17 2017 00:00:00 | Not Yet Verified | Not Yet Verified | FALSE |  | EJWBAM | [25 empty] | 4.4 | 2200 | 115 | 18 | 11.26 | 0.99 | 5000 | 83 |  |  |  | FALSE | FALSE | FALSE | May, 02 2018 00:00:00 | 4.3 |  | standard |  |  |  |  | November, 02 2018 00:00:00 | FALSE | FALSE | FALSE | [6 empty] | AC | [7 empty] | FALSE
PFUVXRTH | E2 Lighting International inc. | E2 Lighting | E2-DT8-15W-4FT-AB (3500K) | Linear Replacement Lamp | T8 Four-Foot | Dual Mode Internal Driver (UL Type A and Type B) |  | standard | FALSE | [10 empty] | April, 17 2017 00:00:00 | Not Dimmable | Not Dimmable | No |  | HHHCGZ | [25 empty] | 5 | 1679 | 121.75 | 13.79 | 13.44 | 0.91 | 3500 | 81.7 |  |  |  | FALSE | FALSE | FALSE | May, 02 2018 00:00:00 | 4.3 |  | standard |  |  |  |  | March, 30 2020 00:00:00 | FALSE | FALSE | FALSE | [6 empty] | AC | [7 empty] | FALSE
P2JW74DB | E2 Lighting International inc. | E2 Lighting | E2-DT8-15W-4FT-AB (4000K) | Linear Replacement Lamp | T8 Four-Foot | Dual Mode Internal Driver (UL Type A and Type B) |  | standard | FALSE | [10 empty] | April, 17 2017 00:00:00 | Not Dimmable | Not Dimmable | No |  | HHHCGZ | [25 empty] | 5 | 1679 | 121.75 | 13.79 | 13.44 | 0.91 | 4000 | 81.7 |  |  |  | FALSE | FALSE | FALSE | May, 02 2018 00:00:00 | 4.3 |  | standard |  |  |  |  | March, 30 2020 00:00:00 | FALSE | FALSE | FALSE | [6 empty] | AC | [7 empty] | FALSE
P3ES56Q4 | LEDVANCE, LLC (formerly OSRAM SYLVANIA, INC) | Sylvania | LED15T8/L48/DIM/835/SUB/G7 | Linear Replacement Lamp | T8 Four-Foot | Replacement Lamps (plug and play) (UL Type A) |  | standard | FALSE | [10 empty] | April, 17 2017 00:00:00 | Dimmable | Continuous Below 10 | No |  | XXXAUZ | [25 empty] | 5 | 2414.9 | 126.76 | 19.05 | 9.79 | 0.96 | 3500 | 82.4 |  |  |  | FALSE | FALSE | FALSE | May, 02 2018 00:00:00 | 4.3 |  | standard |  |  |  |  | March, 30 2020 00:00:00 | FALSE | FALSE | FALSE | [6 empty] | AC | [7 empty] | FALSE
PZGPP1MX | LEDVANCE, LLC (formerly OSRAM SYLVANIA, INC) | Sylvania | LED15T8/L48/DIM/830/SUB/G7 | Linear Replacement Lamp | T8 Four-Foot | Replacement Lamps (plug and play) (UL Type A) |  | standard | TRUE |  | 2182.59 | 117.09 | 18.64 | 7.39 | 0.962 | 3069 | 82.8 | 5 | 50000 | April, 17 2017 00:00:00 | Dimmable | Continuous Below 10 | No |  | XXXAUZ | [15 empty] | 83.9 |  | 1.32 | 1.22 | [6 empty] | 5 | 2182.59 | 117.09 | 18.64 | 7.39 | 0.96 | 3000 | 82.8 |  |  |  | FALSE | FALSE | FALSE | May, 02 2018 00:00:00 | 4.3 |  | standard |  |  |  |  | March, 30 2020 00:00:00 | FALSE | FALSE | FALSE | [6 empty] | AC | [7 empty] | FALSE
PF95MMDN | E2 Lighting International inc. | E2 Lighting | E2-DT8-15W-4FT-AB (5000K) | Linear Replacement Lamp | T8 Four-Foot | Dual Mode Internal Driver (UL Type A and Type B) |  | standard | FALSE | [10 empty] | April, 17 2017 00:00:00 | Not Dimmable | Not Dimmable | No |  | HHHCGZ | [25 empty] | 5 | 1839 | 131.83 | 13.95 | 13.39 | 0.91 | 5000 | 82.3 |  |  |  | FALSE | FALSE | FALSE | May, 02 2018 00:00:00 | 4.3 |  | standard |  |  |  |  | March, 30 2020 00:00:00 | FALSE | FALSE | FALSE | [6 empty] | AC | [7 empty] | FALSE
PHJV6YP1 | P.Q.L. Inc. | Superior Life | 91306 | Linear Replacement Lamp | T8 Four-Foot | Replacement Lamps (plug and play) (UL Type A) |  | standard | FALSE | [10 empty] | April, 17 2017 00:00:00 | Not Yet Verified | Not Yet Verified | FALSE |  | EJWBAM | [25 empty] | 4.4 | 2100 | 112 | 18 | 11.26 | 0.99 | 4000 | 83 |  |  |  | FALSE | FALSE | FALSE | May, 02 2018 00:00:00 | 4.3 |  | standard |  |  |  |  | November, 02 2018 00:00:00 | FALSE | FALSE | FALSE | [6 empty] | AC | [7 empty] | FALSE
PJD1TRJK | P.Q.L. Inc. | Superior Life | 91305 | Linear Replacement Lamp | T8 Four-Foot | Replacement Lamps (plug and play) (UL Type A) |  | standard | FALSE | [10 empty] | April, 17 2017 00:00:00 | Not Yet Verified | Not Yet Verified | FALSE |  | EJWBAM | [25 empty] | 4.4 | 2000 | 110 | 18 | 11.26 | 0.99 | 3500 | 83 |  |  |  | FALSE | FALSE | FALSE | May, 02 2018 00:00:00 | 4.3 |  | standard |  |  |  |  | November, 02 2018 00:00:00 | FALSE | FALSE | FALSE | [6 empty] | AC | [7 empty] | FALSE
P13HCUS7 | LEDVANCE, LLC (formerly OSRAM SYLVANIA, INC) | Sylvania | LED15T8/L48/DIM/841/SUB/G7 | Linear Replacement Lamp | T8 Four-Foot | Replacement Lamps (plug and play) (UL Type A) |  | standard | FALSE | [10 empty] | April, 17 2017 00:00:00 | Dimmable | Continuous Below 10 | No |  | XXXAUZ | [25 empty] | 5 | 2426.2 | 130.13 | 18.64 | 9.81 | 0.96 | 4100 | 84.1 |  |  |  | FALSE | FALSE | FALSE | May, 02 2018 00:00:00 | 4.3 |  | standard |  |  |  |  | March, 30 2020 00:00:00 | FALSE | FALSE | FALSE | [6 empty] | AC | [7 empty] | FALSE
PN9H261X | P.Q.L. Inc. | Superior Life | 91304 | Linear Replacement Lamp | T8 Four-Foot | Replacement Lamps (plug and play) (UL Type A) |  | standard | TRUE |  | 2058 | 117.4 | 17.54 | 11.26 | 0.9669 | 3052 | 81.2 | 5 | 50000 | April, 17 2017 00:00:00 | Not Yet Verified | Not Yet Verified | FALSE |  | EJWBAM | [15 empty] | 83.8 |  | 1.26 | 1.24 | [6 empty] | 4.4 | 2000 | 110 | 18 | 11.26 | 0.99 | 3000 | 83 |  |  |  | FALSE | FALSE | FALSE | May, 02 2018 00:00:00 | 4.3 |  | standard |  |  |  |  | November, 02 2018 00:00:00 | FALSE | FALSE | FALSE | [6 empty] | AC | [7 empty] | FALSE
PM2XV6ZF | E2 Lighting International inc. | E2 Lighting | E2-DT8-15W-4FT-AB (3000K) | Linear Replacement Lamp | T8 Four-Foot | Dual Mode Internal Driver (UL Type A and Type B) |  | standard | TRUE |  | 1693 | 119.48 | 14.17 | 13.44 | 0.9064 | 2964 | 81.7 | 5 | 50000 | April, 17 2017 00:00:00 | Not Dimmable | Not Dimmable | No |  | HHHCGZ | [15 empty] | 88.9 |  | 1.16 | 1.4 | [6 empty] | 5 | 1679 | 121.75 | 13.79 | 13.44 | 0.91 | 3000 | 81.7 |  |  |  | FALSE | FALSE | FALSE | May, 02 2018 00:00:00 | 4.3 |  | standard |  |  |  |  | March, 30 2020 00:00:00 | FALSE | FALSE | FALSE | [6 empty] | AC | [7 empty] | FALSE
PD5GH5BU | LEDVANCE, LLC (formerly OSRAM SYLVANIA, INC) | Sylvania | LED15T8/L48/DIM/850/SUB/G7 | Linear Replacement Lamp | T8 Four-Foot | Replacement Lamps (plug and play) (UL Type A) |  | standard | FALSE | [10 empty] | April, 17 2017 00:00:00 | Dimmable | Continuous Below 10 | No |  | XXXAUZ | [25 empty] | 5 | 2507.3 | 134.58 | 18.63 | 8.23 | 0.96 | 5000 | 85.1 |  |  |  | FALSE | FALSE | FALSE | May, 02 2018 00:00:00 | 4.3 |  | standard |  |  |  |  | March, 30 2020 00:00:00 | FALSE | FALSE | FALSE | [6 empty] | AC | [7 empty] | FALSE
P7Q4VRD3 | US Global Glow | US Green Lighting | L/T84F/12/XU/835/JCM1 | Linear Replacement Lamp | T8 Four-Foot | Dual Mode Internal Driver (UL Type A and Type B) |  | standard | FALSE | [10 empty] | April, 14 2017 00:00:00 | Not Dimmable | Not Dimmable | NO |  | KKKZSS | [25 empty] | 5 | 1764 | 138.41 | 12.69 | 20 | 0.9 | 3500 | 82 |  |  |  | FALSE | FALSE | FALSE | May, 02 2018 00:00:00 | 4.3 |  | standard |  |  |  |  | March, 30 2020 00:00:00 | FALSE | FALSE | FALSE | [6 empty] | AC | [7 empty] | FALSE
PQ44ATMN | US Green Lighting, Inc. | US Green Lighting | L/T84F/20/XU/835/JCM1 | Linear Replacement Lamp | T8 Four-Foot | Dual Mode Internal Driver (UL Type A and Type B) |  | standard | FALSE | [10 empty] | April, 14 2017 00:00:00 | Not Dimmable | Not Dimmable | NotYetVerified |  | KKKZSW | [25 empty] | 5 | 2807 | 140.6 | 19.97 | 20 | 0.9 | 3500 | 83 |  |  |  | FALSE | FALSE | FALSE | May, 02 2018 00:00:00 | 4.3 |  | standard |  |  |  |  | March, 30 2020 00:00:00 | FALSE | FALSE | FALSE | [6 empty] | AC | [7 empty] | FALSE
PQZSENMA | US Green Lighting, Inc. | US Green Lighting | L/T84F/12/XU/845/JCM1 | Linear Replacement Lamp | T8 Four-Foot | Dual Mode Internal Driver (UL Type A and Type B) |  | standard | FALSE | [10 empty] | April, 14 2017 00:00:00 | Not Dimmable | Not Dimmable | No |  | KKKZSS | [25 empty] | 5 | 1764 | 138.41 | 12.69 | 20 | 0.9 | 4500 | 82 |  |  |  | FALSE | FALSE | FALSE | May, 02 2018 00:00:00 | 4.3 |  | standard |  |  |  |  | March, 30 2020 00:00:00 | FALSE | FALSE | FALSE | [6 empty] | AC | [7 empty] | FALSE
PKXS8V6V | US Green Lighting, Inc. | US Green Lighting | L/T84F/15/XU/845/JCM1 | Linear Replacement Lamp | T8 Four-Foot | Dual Mode Internal Driver (UL Type A and Type B) |  | standard | FALSE | [10 empty] | April, 14 2017 00:00:00 | Not Yet Verified | Not Yet Verified | NotYetVerified |  | KKKZST | [25 empty] | 5 | 2172 | 133 | 16.3 | 20 | 0.9 | 4500 | 83 |  |  |  | FALSE | FALSE | FALSE | May, 02 2018 00:00:00 | 4.3 |  | standard |  |  |  |  | March, 30 2020 00:00:00 | FALSE | FALSE | FALSE | [6 empty] | AC | [7 empty] | FALSE
PMDSBBWY | US Green Lighting, Inc. | US Green Lighting | L/T84F/12/XU/830/JFM1 | Linear Replacement Lamp | T8 Four-Foot | Dual Mode Internal Driver (UL Type A and Type B) |  | standard | TRUE |  | 1705 | 141.11 | 12.21 | 14.28 | 0.9019 | 3002 | 83.1 | 5 | 50000 | April, 14 2017 00:00:00 | Not Dimmable | Not Dimmable | No |  | KKKZSR | [15 empty] | 88.5 |  | 1.37 | 1.16 | [6 empty] | 5 | 1700 | 142 | 12 | 20 | 0.9 | 3000 | 85 |  |  |  | FALSE | FALSE | FALSE | May, 02 2018 00:00:00 | 4.3 |  | standard |  |  |  |  | March, 30 2020 00:00:00 | FALSE | FALSE | FALSE | [6 empty] | AC | [7 empty] | FALSE
PZK6W8SF | US Green Lighting, Inc. | US Green Lighting | L/T84F/15/XU/830/JCM1 | Linear Replacement Lamp | T8 Four-Foot | Dual Mode Internal Driver (UL Type A and Type B) |  | standard | FALSE | [10 empty] | April, 14 2017 00:00:00 | Not Yet Verified | Not Yet Verified | NotYetVerified |  | KKKZST | [25 empty] | 5 | 2172 | 133 | 16.3 | 20 | 0.9 | 3000 | 83 |  |  |  | FALSE | FALSE | FALSE | May, 02 2018 00:00:00 | 4.3 |  | standard |  |  |  |  | March, 30 2020 00:00:00 | FALSE | FALSE | FALSE | [6 empty] | AC | [7 empty] | FALSE
PNHPSXK2 | US Green Lighting, Inc. | US Green Lighting | L/T84F/20/XU/840/JFM1 | Linear Replacement Lamp | T8 Four-Foot | Dual Mode Internal Driver (UL Type A and Type B) |  | standard | FALSE | [10 empty] | April, 14 2017 00:00:00 | Not Dimmable | Not Dimmable | NotYetVerified |  | KKKZSV | [25 empty] | 5 | 2697 | 134.35 | 20.08 | 20 | 0.9 | 4000 | 83 |  |  |  | FALSE | FALSE | FALSE | May, 02 2018 00:00:00 | 4.3 |  | standard |  |  |  |  | March, 30 2020 00:00:00 | FALSE | FALSE | FALSE | [6 empty] | AC | [7 empty] | FALSE
PYHB7EU6 | US Green Lighting, Inc. | US Green Lighting | L/T84F/15/XU/840/JFM1 | Linear Replacement Lamp | T8 Four-Foot | Dual Mode Internal Driver (UL Type A and Type B) |  | standard | FALSE | [10 empty] | April, 14 2017 00:00:00 | Not Yet Verified | Not Yet Verified | NotYetVerified |  | KKKZST | [25 empty] | 5 | 2172 | 133 | 16.3 | 20 | 0.9 | 4000 | 83 |  |  |  | FALSE | FALSE | FALSE | May, 02 2018 00:00:00 | 4.3 |  | standard |  |  |  |  | March, 30 2020 00:00:00 | FALSE | FALSE | FALSE | [6 empty] | AC | [7 empty] | FALSE
P93UM4UA | US Green Lighting, Inc. | US Green Lighting | L/T84F/12/XU/850/JFM1 | Linear Replacement Lamp | T8 Four-Foot | Dual Mode Internal Driver (UL Type A and Type B) |  | standard | FALSE | [10 empty] | April, 14 2017 00:00:00 | Not Dimmable | Not Dimmable | No |  | KKKZSR | [25 empty] | 5 | 1800 | 150 | 12 | 20 | 0.9 | 5000 | 85 |  |  |  | FALSE | FALSE | FALSE | May, 02 2018 00:00:00 | 4.3 |  | standard |  |  |  |  | March, 30 2020 00:00:00 | FALSE | FALSE | FALSE | [6 empty] | AC | [7 empty] | FALSE
P3W17XU9 | US Green Lighting, Inc. | US Green Lighting | L/T84F/15/XU/850/JCM1 | Linear Replacement Lamp | T8 Four-Foot | Dual Mode Internal Driver (UL Type A and Type B) |  | standard | FALSE | [10 empty] | April, 14 2017 00:00:00 | Not Yet Verified | Not Yet Verified | NotYetVerified |  | KKKZST | [25 empty] | 5 | 2172 | 133 | 16.3 | 20 | 0.9 | 5000 | 83 |  |  |  | FALSE | FALSE | FALSE | May, 02 2018 00:00:00 | 4.3 |  | standard |  |  |  |  | March, 30 2020 00:00:00 | FALSE | FALSE | FALSE | [6 empty] | AC | [7 empty] | FALSE
PRN6GA9H | ZHEJIANG HONGYAO LIGHTING ELECTRICAL CO.,LTD | HONGYAO | HY-T8-N120-15W-A3500K | Linear Replacement Lamp | T8 Four-Foot | Replacement Lamps (plug and play) (UL Type A) |  | standard | TRUE |  | 2301.4 | 142.06 | 16.2 | 12.83 | 0.955 | 3429 | 79.5 | 5 | 50000 | April, 14 2017 00:00:00 | Not Dimmable | Not Dimmable | No |  | YYYBRZ | [15 empty] | 84.6 |  | 1.34 | 1.18 | [6 empty] | 5 | 2301.4 | 142.06 | 16.2 | 12.83 | 0.96 | 3500 | 80 |  |  |  | FALSE | FALSE | FALSE | May, 02 2018 00:00:00 | 4.3 |  | standard |  |  |  |  | March, 30 2020 00:00:00 | FALSE | FALSE | FALSE | [6 empty] | AC | [7 empty] | FALSE
PWHAWDYP | US Green Lighting, Inc. | US Green Lighting | L/T84F/20/XU/835/JFM1 | Linear Replacement Lamp | T8 Four-Foot | Dual Mode Internal Driver (UL Type A and Type B) |  | standard | FALSE | [10 empty] | April, 14 2017 00:00:00 | Not Dimmable | Not Dimmable | NotYetVerified |  | KKKZSV | [25 empty] | 5 | 2697 | 134.35 | 20.08 | 20 | 0.9 | 3500 | 83 |  |  |  | FALSE | FALSE | FALSE | May, 02 2018 00:00:00 | 4.3 |  | standard |  |  |  |  | March, 30 2020 00:00:00 | FALSE | FALSE | FALSE | [6 empty] | AC | [7 empty] | FALSE
PMV3ES8H | US Green Lighting, Inc. | US Green Lighting | L/T84F/20/XU/845/JFM1 | Linear Replacement Lamp | T8 Four-Foot | Dual Mode Internal Driver (UL Type A and Type B) |  | standard | FALSE | [10 empty] | April, 14 2017 00:00:00 | Not Dimmable | Not Dimmable | NotYetVerified |  | KKKZSV | [25 empty] | 5 | 2697 | 134.35 | 20.08 | 20 | 0.9 | 4500 | 83 |  |  |  | FALSE | FALSE | FALSE | May, 02 2018 00:00:00 | 4.3 |  | standard |  |  |  |  | March, 30 2020 00:00:00 | FALSE | FALSE | FALSE | [6 empty] | AC | [7 empty] | FALSE
PE4R23SH | US Green Lighting, Inc. | US Green Lighting | L/T84F/20/XU/845/JCM1 | Linear Replacement Lamp | T8 Four-Foot | Dual Mode Internal Driver (UL Type A and Type B) |  | standard | FALSE | [10 empty] | April, 14 2017 00:00:00 | Not Dimmable | Not Dimmable | NotYetVerified |  | KKKZSW | [25 empty] | 5 | 2807 | 140.6 | 19.97 | 20 | 0.9 | 4500 | 83 |  |  |  | FALSE | FALSE | FALSE | May, 02 2018 00:00:00 | 4.3 |  | standard |  |  |  |  | March, 30 2020 00:00:00 | FALSE | FALSE | FALSE | [6 empty] | AC | [7 empty] | FALSE
PPCHM7NS | US Green Lighting, Inc. | US Green Lighting | L/T84F/20/XU/850/JFM1 | Linear Replacement Lamp | T8 Four-Foot | Dual Mode Internal Driver (UL Type A and Type B) |  | standard | FALSE | [10 empty] | April, 14 2017 00:00:00 | Not Dimmable | Not Dimmable | NotYetVerified |  | KKKZSV | [25 empty] | 5 | 2697 | 134.35 | 20.08 | 20 | 0.9 | 5000 | 83 |  |  |  | FALSE | FALSE | FALSE | May, 02 2018 00:00:00 | 4.3 |  | standard |  |  |  |  | March, 30 2020 00:00:00 | FALSE | FALSE | FALSE | [6 empty] | AC | [7 empty] | FALSE
PF2JGM6R | US Green Lighting, Inc. | US Green Lighting | L/T84F/20/XU/850/JCM1 | Linear Replacement Lamp | T8 Four-Foot | Dual Mode Internal Driver (UL Type A and Type B) |  | standard | FALSE | [10 empty] | April, 14 2017 00:00:00 | Not Dimmable | Not Dimmable | NotYetVerified |  | KKKZSW | [25 empty] | 5 | 2807 | 140.6 | 19.97 | 20 | 0.9 | 5000 | 83 |  |  |  | FALSE | FALSE | FALSE | May, 02 2018 00:00:00 | 4.3 |  | standard |  |  |  |  | March, 30 2020 00:00:00 | FALSE | FALSE | FALSE | [6 empty] | AC | [7 empty] | FALSE
PMYYTHY7 | US Green Lighting, Inc. | US Green Lighting | L/T84F/12/XU/830/JCM1 | Linear Replacement Lamp | T8 Four-Foot | Dual Mode Internal Driver (UL Type A and Type B) |  | standard | TRUE |  | 1764 | 138.41 | 12.69 | 9.87 | 0.9029 | 2973 | 81.7 | 5 | 50000 | April, 14 2017 00:00:00 | Not Dimmable | Not Dimmable | No |  | KKKZSS | [15 empty] | 92 |  | 1.2 | 1.36 | [6 empty] | 5 | 1764 | 138.41 | 12.69 | 20 | 0.9 | 3000 | 82 |  |  |  | FALSE | FALSE | FALSE | May, 02 2018 00:00:00 | 4.3 |  | standard |  |  |  |  | March, 30 2020 00:00:00 | FALSE | FALSE | FALSE | [6 empty] | AC | [7 empty] | FALSE
P6QGP4VE | US Green Lighting, Inc. | US Green Lighting | L/T84F/20/XU/830/JCM1 | Linear Replacement Lamp | T8 Four-Foot | Dual Mode Internal Driver (UL Type A and Type B) |  | standard | TRUE |  | 2807 | 140.6 | 19.97 | 6.92 | 0.9734 | 3079 | 83.5 | 5 | 50000 | April, 14 2017 00:00:00 | Not Dimmable | Not Dimmable | NotYetVerified |  | KKKZSW | [15 empty] | 91.7 |  | 1.2 | 1.4 | [6 empty] | 5 | 2807 | 140.6 | 19.97 | 20 | 0.9 | 3000 | 83 |  |  |  | FALSE | FALSE | FALSE | May, 02 2018 00:00:00 | 4.3 |  | standard |  |  |  |  | March, 30 2020 00:00:00 | FALSE | FALSE | FALSE | [6 empty] | AC | [7 empty] | FALSE
P8USYQ74 | Wen Lighting | Wen Lighting | WENT84DUA-20WB-D-45C | Linear Replacement Lamp | T8 Four-Foot | Dual Mode Internal Driver (UL Type A and Type B) |  | standard | FALSE | [10 empty] | April, 14 2017 00:00:00 | Not Dimmable | Not Dimmable | No |  | XXXAUJ | [25 empty] | 5 | 3060 | 136.89 | 22.35 | 16.08 | 0.9 | 4500 | 85.1 |  |  |  | FALSE | FALSE | FALSE | May, 02 2018 00:00:00 | 4.3 |  | standard |  |  |  |  | March, 30 2020 00:00:00 | FALSE | FALSE | FALSE | [6 empty] | AC | [7 empty] | FALSE
P14315Y3 | Wen Lighting | Wen Lighting | WENT84DUA-20WB-D-50C | Linear Replacement Lamp | T8 Four-Foot | Dual Mode Internal Driver (UL Type A and Type B) |  | standard | FALSE | [10 empty] | April, 14 2017 00:00:00 | Not Dimmable | Not Dimmable | No |  | XXXAUJ | [25 empty] | 5 | 3075 | 137.34 | 22.39 | 15.84 | 0.9 | 5000 | 85.3 |  |  |  | FALSE | FALSE | FALSE | May, 02 2018 00:00:00 | 4.3 |  | standard |  |  |  |  | March, 30 2020 00:00:00 | FALSE | FALSE | FALSE | [6 empty] | AC | [7 empty] | FALSE
PAXKABJ6 | US Green Lighting, Inc. | US Green Lighting | L/T84F/12/XU/835/JFM1 | Linear Replacement Lamp | T8 Four-Foot | Dual Mode Internal Driver (UL Type A and Type B) |  | standard | FALSE | [10 empty] | April, 14 2017 00:00:00 | Not Dimmable | Not Dimmable | No |  | KKKZSR | [25 empty] | 5 | 1700 | 142 | 12 | 20 | 0.9 | 3500 | 85 |  |  |  | FALSE | FALSE | FALSE | May, 02 2018 00:00:00 | 4.3 |  | standard |  |  |  |  | March, 30 2020 00:00:00 | FALSE | FALSE | FALSE | [6 empty] | AC | [7 empty] | FALSE
PG9XAJG1 | US Green Lighting, Inc. | US Green Lighting | L/T84F/20/XU/840/JCM1 | Linear Replacement Lamp | T8 Four-Foot | Dual Mode Internal Driver (UL Type A and Type B) |  | standard | FALSE | [10 empty] | April, 14 2017 00:00:00 | Not Dimmable | Not Dimmable | NotYetVerified |  | KKKZSW | [25 empty] | 5 | 2807 | 140.6 | 19.97 | 20 | 0.9 | 4000 | 83 |  |  |  | FALSE | FALSE | FALSE | May, 02 2018 00:00:00 | 4.3 |  | standard |  |  |  |  | March, 30 2020 00:00:00 | FALSE | FALSE | FALSE | [6 empty] | AC | [7 empty] | FALSE
PHTETW9P | US Green Lighting, Inc. | US Green Lighting | L/T84F/12/XU/840/JFM1 | Linear Replacement Lamp | T8 Four-Foot | Dual Mode Internal Driver (UL Type A and Type B) |  | standard | FALSE | [10 empty] | April, 14 2017 00:00:00 | Not Dimmable | Not Dimmable | No |  | KKKZSR | [25 empty] | 5 | 1800 | 150 | 12 | 20 | 0.9 | 4000 | 85 |  |  |  | FALSE | FALSE | FALSE | May, 02 2018 00:00:00 | 4.3 |  | standard |  |  |  |  | March, 30 2020 00:00:00 | FALSE | FALSE | FALSE | [6 empty] | AC | [7 empty] | FALSE
PUYKWMA5 | US Green Lighting, Inc. | US Green Lighting | L/T84F/15/XU/840/JCM1 | Linear Replacement Lamp | T8 Four-Foot | Dual Mode Internal Driver (UL Type A and Type B) |  | standard | FALSE | [10 empty] | April, 14 2017 00:00:00 | Not Yet Verified | Not Yet Verified | NotYetVerified |  | KKKZST | [25 empty] | 5 | 2172 | 133 | 16.3 | 20 | 0.9 | 4000 | 83 |  |  |  | FALSE | FALSE | FALSE | May, 02 2018 00:00:00 | 4.3 |  | standard |  |  |  |  | March, 30 2020 00:00:00 | FALSE | FALSE | FALSE | [6 empty] | AC | [7 empty] | FALSE
P5Y2U7JM | US Green Lighting, Inc. | US Green Lighting | L/T84F/12/XU/845/JFM1 | Linear Replacement Lamp | T8 Four-Foot | Dual Mode Internal Driver (UL Type A and Type B) |  | standard | FALSE | [10 empty] | April, 14 2017 00:00:00 | Not Dimmable | Not Dimmable | No |  | KKKZSR | [25 empty] | 5 | 1800 | 150 | 12 | 20 | 0.9 | 4500 | 85 |  |  |  | FALSE | FALSE | FALSE | May, 02 2018 00:00:00 | 4.3 |  | standard |  |  |  |  | March, 30 2020 00:00:00 | FALSE | FALSE | FALSE | [6 empty] | AC | [7 empty] | FALSE
P9FN6M6C | US Green Lighting, Inc. | US Green Lighting | L/T84F/15/XU/845/JFM1 | Linear Replacement Lamp | T8 Four-Foot | Dual Mode Internal Driver (UL Type A and Type B) |  | standard | FALSE | [10 empty] | April, 14 2017 00:00:00 | Not Yet Verified | Not Yet Verified | NotYetVerified |  | KKKZST | [25 empty] | 5 | 2172 | 133 | 16.3 | 20 | 0.9 | 4500 | 83 |  |  |  | FALSE | FALSE | FALSE | May, 02 2018 00:00:00 | 4.3 |  | standard |  |  |  |  | March, 30 2020 00:00:00 | FALSE | FALSE | FALSE | [6 empty] | AC | [7 empty] | FALSE
PYEN1H63 | US Green Lighting, Inc. | US Green Lighting | L/T84F/15/XU/850/JFM1 | Linear Replacement Lamp | T8 Four-Foot | Dual Mode Internal Driver (UL Type A and Type B) |  | standard | FALSE | [10 empty] | April, 14 2017 00:00:00 | Not Yet Verified | Not Yet Verified | NotYetVerified |  | KKKZST | [25 empty] | 5 | 2172 | 133 | 16.3 | 20 | 0.9 | 5000 | 83 |  |  |  | FALSE | FALSE | FALSE | May, 02 2018 00:00:00 | 4.3 |  | standard |  |  |  |  | March, 30 2020 00:00:00 | FALSE | FALSE | FALSE | [6 empty] | AC | [7 empty] | FALSE
P5RAPKR8 | US Green Lighting, Inc. | US Green Lighting | L/T84F/15/XU/830/JFM1 | Linear Replacement Lamp | T8 Four-Foot | Dual Mode Internal Driver (UL Type A and Type B) |  | standard | TRUE |  | 2172 | 133.25 | 16.3 | 6.91 | 0.9572 | 3012 | 81.8 | 5 | 50000 | April, 14 2017 00:00:00 | Not Yet Verified | Not Yet Verified | NotYetVerified |  | KKKZST | [15 empty] | 90 |  | 1.16 | 1.38 | [6 empty] | 5 | 2172 | 133 | 16.3 | 20 | 0.9 | 3000 | 83 |  |  |  | FALSE | FALSE | FALSE | May, 02 2018 00:00:00 | 4.3 |  | standard |  |  |  |  | March, 30 2020 00:00:00 | FALSE | FALSE | FALSE | [6 empty] | AC | [7 empty] | FALSE
PWXW5G7Z | Wen Lighting | Wen Lighting | WENT84DUA-20WB-D-35C | Linear Replacement Lamp | T8 Four-Foot | Dual Mode Internal Driver (UL Type A and Type B) |  | standard | FALSE | [10 empty] | April, 14 2017 00:00:00 | Not Dimmable | Not Dimmable | No |  | XXXAUJ | [25 empty] | 5 | 3029 | 135.5 | 22.35 | 16.08 | 0.9 | 3500 | 85.1 |  |  |  | FALSE | FALSE | FALSE | May, 02 2018 00:00:00 | 4.3 |  | standard |  |  |  |  | March, 30 2020 00:00:00 | FALSE | FALSE | FALSE | [6 empty] | AC | [7 empty] | FALSE
PKJ191FX | Wen Lighting | Wen Lighting | WENT84DUA-20WB-D-40C | Linear Replacement Lamp | T8 Four-Foot | Dual Mode Internal Driver (UL Type A and Type B) |  | standard | FALSE | [10 empty] | April, 14 2017 00:00:00 | Not Dimmable | Not Dimmable | No |  | XXXAUJ | [25 empty] | 5 | 3044 | 136.2 | 22.35 | 16.08 | 0.9 | 4000 | 85.1 |  |  |  | FALSE | FALSE | FALSE | May, 02 2018 00:00:00 | 4.3 |  | standard |  |  |  |  | March, 30 2020 00:00:00 | FALSE | FALSE | FALSE | [6 empty] | AC | [7 empty] | FALSE
PZFXZV4M | Wen Lighting | Wen Lighting | WENT84DUA-20WB-D-30C | Linear Replacement Lamp | T8 Four-Foot | Dual Mode Internal Driver (UL Type A and Type B) |  | standard | TRUE |  | 3013 | 135.05 | 22.31 | 17.22 | 0.8991 | 3078 | 83.1 | 5 | 50000 | April, 14 2017 00:00:00 | Not Dimmable | Not Dimmable | No |  | XXXAUJ | [15 empty] | 91.1 |  | 1.24 | 1.38 | [6 empty] | 5 | 3013 | 135.05 | 22.31 | 16.08 | 0.9 | 3000 | 85.1 |  |  |  | FALSE | FALSE | FALSE | May, 02 2018 00:00:00 | 4.3 |  | standard |  |  |  |  | March, 30 2020 00:00:00 | FALSE | FALSE | FALSE | [6 empty] | AC | [7 empty] | FALSE
P3UZG3YF | US Green Lighting, Inc. | US Green Lighting | L/T84F/15/XU/835/JCM1 | Linear Replacement Lamp | T8 Four-Foot | Dual Mode Internal Driver (UL Type A and Type B) |  | standard | FALSE | [10 empty] | April, 14 2017 00:00:00 | Not Yet Verified | Not Yet Verified | NotYetVerified |  | KKKZST | [25 empty] | 5 | 2172 | 133 | 16.3 | 20 | 0.9 | 3500 | 83 |  |  |  | FALSE | FALSE | FALSE | May, 02 2018 00:00:00 | 4.3 |  | standard |  |  |  |  | March, 30 2020 00:00:00 | FALSE | FALSE | FALSE | [6 empty] | AC | [7 empty] | FALSE
PH78RETN | US Green Lighting, Inc. | US Green Lighting | L/T84F/15/XU/835/JFM1 | Linear Replacement Lamp | T8 Four-Foot | Dual Mode Internal Driver (UL Type A and Type B) |  | standard | FALSE | [10 empty] | April, 14 2017 00:00:00 | Not Yet Verified | Not Yet Verified | NotYetVerified |  | KKKZST | [25 empty] | 5 | 2172 | 133 | 16.3 | 20 | 0.9 | 3500 | 83 |  |  |  | FALSE | FALSE | FALSE | May, 02 2018 00:00:00 | 4.3 |  | standard |  |  |  |  | March, 30 2020 00:00:00 | FALSE | FALSE | FALSE | [6 empty] | AC | [7 empty] | FALSE
PXEKJ6PR | US Green Lighting, Inc. | US Green Lighting | L/T84F/12/XU/840/JCM1 | Linear Replacement Lamp | T8 Four-Foot | Dual Mode Internal Driver (UL Type A and Type B) |  | standard | FALSE | [10 empty] | April, 14 2017 00:00:00 | Not Dimmable | Not Dimmable | No |  | KKKZSS | [25 empty] | 5 | 1764 | 138.41 | 12.69 | 20 | 0.9 | 4000 | 82 |  |  |  | FALSE | FALSE | FALSE | May, 02 2018 00:00:00 | 4.3 |  | standard |  |  |  |  | March, 30 2020 00:00:00 | FALSE | FALSE | FALSE | [6 empty] | AC | [7 empty] | FALSE
P52ZH167 | US Green Lighting, Inc. | US Green Lighting | L/T84F/12/XU/850/JCM1 | Linear Replacement Lamp | T8 Four-Foot | Dual Mode Internal Driver (UL Type A and Type B) |  | standard | FALSE | [10 empty] | April, 14 2017 00:00:00 | Not Dimmable | Not Dimmable | No |  | KKKZSS | [25 empty] | 5 | 1764 | 138.41 | 12.69 | 20 | 0.9 | 5000 | 82 |  |  |  | FALSE | FALSE | FALSE | May, 02 2018 00:00:00 | 4.3 |  | standard |  |  |  |  | March, 30 2020 00:00:00 | FALSE | FALSE | FALSE | [6 empty] | AC | [7 empty] | FALSE
PCZXVH1Z | US Green Lighting, Inc. | US Green Lighting | L/T84F/20/XU/830/JFM1 | Linear Replacement Lamp | T8 Four-Foot | Dual Mode Internal Driver (UL Type A and Type B) |  | standard | TRUE |  | 2697 | 134.35 | 20.08 | 6.38 | 0.9693 | 3017 | 82.2 | 5 | 50000 | April, 14 2017 00:00:00 | Not Dimmable | Not Dimmable | NotYetVerified |  | KKKZSV | [15 empty] | 90.3 |  | 1.16 | 1.36 | [6 empty] | 5 | 2697 | 134.35 | 20.08 | 20 | 0.9 | 3000 | 83 |  |  |  | FALSE | FALSE | FALSE | May, 02 2018 00:00:00 | 4.3 |  | standard |  |  |  |  | March, 30 2020 00:00:00 | FALSE | FALSE | FALSE | [6 empty] | AC | [7 empty] | FALSE
PU16HSVZ | ZHEJIANG HONGYAO LIGHTING ELECTRICAL CO.,LTD | HONGYAO | HY-T8-F120-15W-A3500K | Linear Replacement Lamp | T8 Four-Foot | Replacement Lamps (plug and play) (UL Type A) |  | standard | TRUE |  | 2302 | 140.88 | 16.34 | 12.78 | 0.963 | 3453 | 79.1 | 5 | 50000 | April, 14 2017 00:00:00 | Not Dimmable | Not Dimmable | No |  | YYYBRY | [15 empty] | 84.6 |  | 1.32 | 1.18 | [6 empty] | 5 | 2302 | 140.88 | 16.34 | 12.78 | 0.96 | 3500 | 80 |  |  |  | FALSE | FALSE | FALSE | May, 02 2018 00:00:00 | 4.3 |  | standard |  |  |  |  | March, 30 2020 00:00:00 | FALSE | FALSE | FALSE | [6 empty] | AC | [7 empty] | FALSE
PY5GYDWC | James Trading Company Limited | JAMES | ZY-T8P-12W1200 BIXX BALLAST COMPATIBLE LED TUBE (FROSTED LENS) 3500K | Linear Replacement Lamp | T8 Four-Foot | Dual Mode Internal Driver (UL Type A and Type B) |  | standard | FALSE | [10 empty] | April, 13 2017 00:00:00 | Not Dimmable | Not Dimmable | NotYetVerified |  | KKKZSO | [25 empty] | 5 | 1664 | 132.1 | 12.6 | 20 | 0.9 | 3500 | 82 |  |  |  | FALSE | FALSE | FALSE | May, 02 2018 00:00:00 | 4.3 |  | standard |  |  |  |  | March, 30 2020 00:00:00 | FALSE | FALSE | FALSE | [6 empty] | AC | [7 empty] | FALSE
PC79ZSF3 | ZHEJIANG HONGYAO LIGHTING ELECTRICAL CO.,LTD | HONGYAO | HY-T8-F120-15W-A+B3500K | Linear Replacement Lamp | T8 Four-Foot | Dual Mode Internal Driver (UL Type A and Type B) |  | standard | TRUE |  | 2264.2 | 128.72 | 17.59 | 11.635 | 0.968 | 3434 | 78.9 | 5 | 50000 | April, 13 2017 00:00:00 | Not Dimmable | Not Dimmable | No |  | YYYBRW | [15 empty] | 84.45 |  | 1.4 | 1.18 | [6 empty] | 5 | 2264.2 | 128.72 | 17.59 | 11.63 | 0.97 | 3500 | 80 |  |  |  | FALSE | FALSE | FALSE | May, 02 2018 00:00:00 | 4.3 |  | standard |  |  |  |  | March, 30 2020 00:00:00 | FALSE | FALSE | FALSE | [6 empty] | AC | [7 empty] | FALSE
PKCHEECC | ZHEJIANG HONGYAO LIGHTING ELECTRICAL CO.,LTD | HONGYAO | HY-T8-N120-15W-A+B3500K | Linear Replacement Lamp | T8 Four-Foot | Dual Mode Internal Driver (UL Type A and Type B) |  | standard | TRUE |  | 2306.6 | 135.36 | 17.04 | 12.023 | 0.965 | 3431 | 79.5 | 5 | 50000 | April, 13 2017 00:00:00 | Not Dimmable | Not Dimmable | No |  | YYYBRX | [15 empty] | 84.6 |  | 1.32 | 1.18 | [6 empty] | 5 | 2306.6 | 135.36 | 17.04 | 12.02 | 0.97 | 3500 | 80 |  |  |  | FALSE | FALSE | FALSE | May, 02 2018 00:00:00 | 4.3 |  | standard |  |  |  |  | March, 30 2020 00:00:00 | FALSE | FALSE | FALSE | [6 empty] | AC | [7 empty] | FALSE
P1RPT9KR | James Trading Company Limited | JAMES | ZY-T8P-12W1200 BIXX PLUG AND PLAY (FROSTED LENS) 5000K | Linear Replacement Lamp | T8 Four-Foot | Replacement Lamps (plug and play) (UL Type A) |  | standard | FALSE | [10 empty] | April, 13 2017 00:00:00 | Not Dimmable | Not Dimmable | NotYetVerified |  | KKKZSP | [25 empty] | 5 | 1520 | 123.68 | 12.29 | 20 | 0.9 | 5000 | 82 |  |  |  | FALSE | FALSE | FALSE | May, 02 2018 00:00:00 | 4.3 |  | standard |  |  |  |  | March, 30 2020 00:00:00 | FALSE | FALSE | FALSE | [6 empty] | AC | [7 empty] | FALSE
PVRMZH5E | James Trading Company Limited | JAMES | ZY-T8P-18W1200 BIXX PLUG AND PLAY (FROSTED LENS) 5000K | Linear Replacement Lamp | T8 Four-Foot | Replacement Lamps (plug and play) (UL Type A) |  | standard | FALSE | [10 empty] | April, 13 2017 00:00:00 | Not Dimmable | Not Dimmable | NotYetVerified |  | KKKZSL | [25 empty] | 5 | 2171 | 117.22 | 18.52 | 20 | 0.9 | 5000 | 82 |  |  |  | FALSE | FALSE | FALSE | May, 02 2018 00:00:00 | 4.3 |  | standard |  |  |  |  | March, 30 2020 00:00:00 | FALSE | FALSE | FALSE | [6 empty] | AC | [7 empty] | FALSE
PPHE659K | James Trading Company Limited | JAMES | ZY-T8P-15W1200 BIXX PLUG AND PLAY (FROSTED LENS) 3500K | Linear Replacement Lamp | T8 Four-Foot | Replacement Lamps (plug and play) (UL Type A) |  | standard | FALSE | [10 empty] | April, 13 2017 00:00:00 | Not Dimmable | Not Dimmable | NotYetVerified |  | KKKZSM | [25 empty] | 5 | 1888 | 117.2 | 16.11 | 20 | 0.9 | 3500 | 82 |  |  |  | FALSE | FALSE | FALSE | May, 02 2018 00:00:00 | 4.3 |  | standard |  |  |  |  | March, 30 2020 00:00:00 | FALSE | FALSE | FALSE | [6 empty] | AC | [7 empty] | FALSE
PYE3QXWZ | James Trading Company Limited | JAMES | ZY-T8P-12W1200 BIXX PLUG AND PLAY (FROSTED LENS) 4000K | Linear Replacement Lamp | T8 Four-Foot | Replacement Lamps (plug and play) (UL Type A) |  | standard | FALSE | [10 empty] | April, 13 2017 00:00:00 | Not Dimmable | Not Dimmable | NotYetVerified |  | KKKZSP | [25 empty] | 5 | 1520 | 123.68 | 12.29 | 20 | 0.9 | 4000 | 82 |  |  |  | FALSE | FALSE | FALSE | May, 02 2018 00:00:00 | 4.3 |  | standard |  |  |  |  | March, 30 2020 00:00:00 | FALSE | FALSE | FALSE | [6 empty] | AC | [7 empty] | FALSE
PFB13QJE | James Trading Company Limited | JAMES | ZY-T8P-15W1200 BIXX PLUG AND PLAY (FROSTED LENS) 4000K | Linear Replacement Lamp | T8 Four-Foot | Replacement Lamps (plug and play) (UL Type A) |  | standard | FALSE | [10 empty] | April, 13 2017 00:00:00 | Not Dimmable | Not Dimmable | NotYetVerified |  | KKKZSM | [25 empty] | 5 | 1888 | 117.2 | 16.11 | 20 | 0.9 | 4000 | 82 |  |  |  | FALSE | FALSE | FALSE | May, 02 2018 00:00:00 | 4.3 |  | standard |  |  |  |  | March, 30 2020 00:00:00 | FALSE | FALSE | FALSE | [6 empty] | AC | [7 empty] | FALSE
PGE2KWW2 | James Trading Company Limited | JAMES | ZY-T8P-12W1200 BIXX BALLAST COMPATIBLE LED TUBE (FROSTED LENS) 5000K | Linear Replacement Lamp | T8 Four-Foot | Dual Mode Internal Driver (UL Type A and Type B) |  | standard | FALSE | [10 empty] | April, 13 2017 00:00:00 | Not Dimmable | Not Dimmable | NotYetVerified |  | KKKZSO | [25 empty] | 5 | 1664 | 132.1 | 12.6 | 20 | 0.9 | 5000 | 82 |  |  |  | FALSE | FALSE | FALSE | May, 02 2018 00:00:00 | 4.3 |  | standard |  |  |  |  | March, 30 2020 00:00:00 | FALSE | FALSE | FALSE | [6 empty] | AC | [7 empty] | FALSE
PSAD1JZ4 | James Trading Company Limited | JAMES | ZY-T8P-15W1200 BIXX PLUG AND PLAY (FROSTED LENS) 3000K | Linear Replacement Lamp | T8 Four-Foot | Replacement Lamps (plug and play) (UL Type A) |  | standard | TRUE |  | 1888 | 117.2 | 16.11 | 7 | 0.9638 | 2993 | 81.7 | 5 | 50000 | April, 13 2017 00:00:00 | Not Dimmable | Not Dimmable | NotYetVerified |  | KKKZSM | [15 empty] | 90.2 |  | 1.32 | 1.17 | [6 empty] | 5 | 1888 | 117.2 | 16.11 | 20 | 0.9 | 3000 | 82 |  |  |  | FALSE | FALSE | FALSE | May, 02 2018 00:00:00 | 4.3 |  | standard |  |  |  |  | March, 30 2020 00:00:00 | FALSE | FALSE | FALSE | [6 empty] | AC | [7 empty] | FALSE
P6RKU4GS | James Trading Company Limited | JAMES | ZY-T8P-12W1200 BIXX PLUG AND PLAY (FROSTED LENS) 4500K | Linear Replacement Lamp | T8 Four-Foot | Replacement Lamps (plug and play) (UL Type A) |  | standard | FALSE | [10 empty] | April, 13 2017 00:00:00 | Not Dimmable | Not Dimmable | NotYetVerified |  | KKKZSP | [25 empty] | 5 | 1520 | 123.68 | 12.29 | 20 | 0.9 | 4500 | 82 |  |  |  | FALSE | FALSE | FALSE | May, 02 2018 00:00:00 | 4.3 |  | standard |  |  |  |  | March, 30 2020 00:00:00 | FALSE | FALSE | FALSE | [6 empty] | AC | [7 empty] | FALSE
PXAQSJ4A | James Trading Company Limited | JAMES | ZY-T8P-12W1200 BIXX PLUG AND PLAY (FROSTED LENS) 3500K | Linear Replacement Lamp | T8 Four-Foot | Replacement Lamps (plug and play) (UL Type A) |  | standard | FALSE | [10 empty] | April, 13 2017 00:00:00 | Not Dimmable | Not Dimmable | NotYetVerified |  | KKKZSP | [25 empty] | 5 | 1520 | 123.68 | 12.29 | 20 | 0.9 | 3500 | 82 |  |  |  | FALSE | FALSE | FALSE | May, 02 2018 00:00:00 | 4.3 |  | standard |  |  |  |  | March, 30 2020 00:00:00 | FALSE | FALSE | FALSE | [6 empty] | AC | [7 empty] | FALSE
PU7G6TE7 | James Trading Company Limited | JAMES | ZY-T8P-18W1200 BIXX PLUG AND PLAY (FROSTED LENS) 3500K | Linear Replacement Lamp | T8 Four-Foot | Replacement Lamps (plug and play) (UL Type A) |  | standard | FALSE | [10 empty] | April, 13 2017 00:00:00 | Not Dimmable | Not Dimmable | NotYetVerified |  | KKKZSL | [25 empty] | 5 | 2171 | 117.22 | 18.52 | 20 | 0.9 | 3500 | 82 |  |  |  | FALSE | FALSE | FALSE | May, 02 2018 00:00:00 | 4.3 |  | standard |  |  |  |  | March, 30 2020 00:00:00 | FALSE | FALSE | FALSE | [6 empty] | AC | [7 empty] | FALSE
PKJS131F | James Trading Company Limited | JAMES | ZY-T8P-12W1200 BIXX BALLAST COMPATIBLE LED TUBE (FROSTED LENS) 4000K | Linear Replacement Lamp | T8 Four-Foot | Dual Mode Internal Driver (UL Type A and Type B) |  | standard | FALSE | [10 empty] | April, 13 2017 00:00:00 | Not Dimmable | Not Dimmable | NotYetVerified |  | KKKZSO | [25 empty] | 5 | 1664 | 132.1 | 12.6 | 20 | 0.9 | 4000 | 82 |  |  |  | FALSE | FALSE | FALSE | May, 02 2018 00:00:00 | 4.3 |  | standard |  |  |  |  | March, 30 2020 00:00:00 | FALSE | FALSE | FALSE | [6 empty] | AC | [7 empty] | FALSE
P74W2RG5 | James Trading Company Limited | JAMES | ZY-T8P-12W1200 BIXX BALLAST COMPATIBLE LED TUBE (FROSTED LENS) 4500K | Linear Replacement Lamp | T8 Four-Foot | Dual Mode Internal Driver (UL Type A and Type B) |  | standard | FALSE | [10 empty] | April, 13 2017 00:00:00 | Not Dimmable | Not Dimmable | NotYetVerified |  | KKKZSO | [25 empty] | 5 | 1664 | 132.1 | 12.6 | 20 | 0.9 | 4500 | 82 |  |  |  | FALSE | FALSE | FALSE | May, 02 2018 00:00:00 | 4.3 |  | standard |  |  |  |  | March, 30 2020 00:00:00 | FALSE | FALSE | FALSE | [6 empty] | AC | [7 empty] | FALSE
PSQJXETK | James Trading Company Limited | JAMES | ZY-T8P-18W1200 BIXX PLUG AND PLAY (FROSTED LENS) 4500K | Linear Replacement Lamp | T8 Four-Foot | Replacement Lamps (plug and play) (UL Type A) |  | standard | FALSE | [10 empty] | April, 13 2017 00:00:00 | Not Dimmable | Not Dimmable | NotYetVerified |  | KKKZSL | [25 empty] | 5 | 2171 | 117.22 | 18.52 | 20 | 0.9 | 4500 | 82 |  |  |  | FALSE | FALSE | FALSE | May, 02 2018 00:00:00 | 4.3 |  | standard |  |  |  |  | March, 30 2020 00:00:00 | FALSE | FALSE | FALSE | [6 empty] | AC | [7 empty] | FALSE
PS6FKK37 | James Trading Company Limited | JAMES | ZY-T8P-15W1200 BIXX PLUG AND PLAY (FROSTED LENS) 5000K | Linear Replacement Lamp | T8 Four-Foot | Replacement Lamps (plug and play) (UL Type A) |  | standard | FALSE | [10 empty] | April, 13 2017 00:00:00 | Not Dimmable | Not Dimmable | NotYetVerified |  | KKKZSM | [25 empty] | 5 | 1888 | 117.2 | 16.11 | 20 | 0.9 | 5000 | 82 |  |  |  | FALSE | FALSE | FALSE | May, 02 2018 00:00:00 | 4.3 |  | standard |  |  |  |  | March, 30 2020 00:00:00 | FALSE | FALSE | FALSE | [6 empty] | AC | [7 empty] | FALSE
PXZCJYYP | James Trading Company Limited | JAMES | ZY-T8P-18W1200 BIXX PLUG AND PLAY (FROSTED LENS) 3000K | Linear Replacement Lamp | T8 Four-Foot | Replacement Lamps (plug and play) (UL Type A) |  | standard | TRUE |  | 2171 | 117.22 | 18.52 | 17.32 | 0.9318 | 3033 | 82.2 | 5 | 50000 | April, 13 2017 00:00:00 | Not Dimmable | Not Dimmable | NotYetVerified |  | KKKZSL | [15 empty] | 90.5 |  | 1.38 | 1.16 | [6 empty] | 5 | 2171 | 117.22 | 18.52 | 20 | 0.9 | 3000 | 82 |  |  |  | FALSE | FALSE | FALSE | May, 02 2018 00:00:00 | 4.3 |  | standard |  |  |  |  | March, 30 2020 00:00:00 | FALSE | FALSE | FALSE | [6 empty] | AC | [7 empty] | FALSE
PJ4WTFD9 | James Trading Company Limited | JAMES | ZY-T8P-15W1200 BIXX PLUG AND PLAY (FROSTED LENS) 4500K | Linear Replacement Lamp | T8 Four-Foot | Replacement Lamps (plug and play) (UL Type A) |  | standard | FALSE | [10 empty] | April, 13 2017 00:00:00 | Not Dimmable | Not Dimmable | NotYetVerified |  | KKKZSM | [25 empty] | 5 | 1888 | 117.2 | 16.11 | 20 | 0.9 | 4500 | 82 |  |  |  | FALSE | FALSE | FALSE | May, 02 2018 00:00:00 | 4.3 |  | standard |  |  |  |  | March, 30 2020 00:00:00 | FALSE | FALSE | FALSE | [6 empty] | AC | [7 empty] | FALSE
P541V8EU | James Trading Company Limited | JAMES | ZY-T8P-12W1200 BIXX PLUG AND PLAY (FROSTED LENS) 3000K | Linear Replacement Lamp | T8 Four-Foot | Replacement Lamps (plug and play) (UL Type A) |  | standard | TRUE |  | 1520 | 123.68 | 12.29 | 21.22 | 0.8985 | 2987 | 81.2 | 5 | 50000 | April, 13 2017 00:00:00 | Not Dimmable | Not Dimmable | NotYetVerified |  | KKKZSP | [15 empty] | 90.6 |  | 1.35 | 1.17 | [6 empty] | 5 | 1520 | 123.68 | 12.29 | 20 | 0.9 | 3000 | 82 |  |  |  | FALSE | FALSE | FALSE | May, 02 2018 00:00:00 | 4.3 |  | standard |  |  |  |  | March, 30 2020 00:00:00 | FALSE | FALSE | FALSE | [6 empty] | AC | [7 empty] | FALSE
PXZCC9BC | James Trading Company Limited | JAMES | ZY-T8P-12W1200 BIXX BALLAST COMPATIBLE LED TUBE (FROSTED LENS) 3000K | Linear Replacement Lamp | T8 Four-Foot | Dual Mode Internal Driver (UL Type A and Type B) |  | standard | TRUE |  | 1664 | 132.1 | 12.6 | 9.04 | 0.9017 | 3001 | 82.2 | 5 | 50000 | April, 13 2017 00:00:00 | Not Dimmable | Not Dimmable | NotYetVerified |  | KKKZSO | [15 empty] | 90 |  | 1.42 | 1.15 | [6 empty] | 5 | 1664 | 132.1 | 12.6 | 20 | 0.9 | 3000 | 82 |  |  |  | FALSE | FALSE | FALSE | May, 02 2018 00:00:00 | 4.3 |  | standard |  |  |  |  | March, 30 2020 00:00:00 | FALSE | FALSE | FALSE | [6 empty] | AC | [7 empty] | FALSE
PQQT18BE | James Trading Company Limited | JAMES | ZY-T8P-18W1200 BIXX PLUG AND PLAY (FROSTED LENS) 4000K | Linear Replacement Lamp | T8 Four-Foot | Replacement Lamps (plug and play) (UL Type A) |  | standard | FALSE | [10 empty] | April, 13 2017 00:00:00 | Not Dimmable | Not Dimmable | NotYetVerified |  | KKKZSL | [25 empty] | 5 | 2171 | 117.22 | 18.52 | 20 | 0.9 | 4000 | 82 |  |  |  | FALSE | FALSE | FALSE | May, 02 2018 00:00:00 | 4.3 |  | standard |  |  |  |  | March, 30 2020 00:00:00 | FALSE | FALSE | FALSE | [6 empty] | AC | [7 empty] | FALSE
P6JSHNRP | James Trading Company Limited | JAMES | ZY-T8-20W1200 BIXX PLUG AND PLAY TUBE (FROSTED LENS)(3500K) | Linear Replacement Lamp | T8 Four-Foot | Replacement Lamps (plug and play) (UL Type A) |  | standard | FALSE | [10 empty] | April, 12 2017 00:00:00 | Not Dimmable | Not Dimmable | NotYetVerified | x is placeholder where is can be eitehr S or T | KKKZSH | [25 empty] | 5 | 2300 | 120 | 19.2 | 20 | 0.9 | 3500 | 82 |  |  |  | FALSE | FALSE | FALSE | May, 02 2018 00:00:00 | 4.3 |  | standard |  |  |  |  | March, 30 2020 00:00:00 | FALSE | FALSE | FALSE | [6 empty] | AC | [7 empty] | FALSE
PASBHUHK | James Trading Company Limited | JAMES | ZY-T8-20W1200 BIXX PLUG AND PLAY TUBE (FROSTED LENS)(4500K) | Linear Replacement Lamp | T8 Four-Foot | Replacement Lamps (plug and play) (UL Type A) |  | standard | FALSE | [10 empty] | April, 12 2017 00:00:00 | Not Dimmable | Not Dimmable | NotYetVerified | x is placeholder where is can be eitehr S or T | KKKZSH | [25 empty] | 5 | 2300 | 120 | 19.2 | 20 | 0.9 | 4500 | 82 |  |  |  | FALSE | FALSE | FALSE | May, 02 2018 00:00:00 | 4.3 |  | standard |  |  |  |  | March, 30 2020 00:00:00 | FALSE | FALSE | FALSE | [6 empty] | AC | [7 empty] | FALSE
P9VEMMWP | James Trading Company Limited | JAMES | ZY-T8-20W1200 BIXX PLUG AND PLAY TUBE (FROSTED LENS)(3000K) | Linear Replacement Lamp | T8 Four-Foot | Replacement Lamps (plug and play) (UL Type A) |  | standard | TRUE |  | 2302 | 119.09 | 19.33 | 20.78 | 0.9013 | 3011 | 81.6 | 5 | 50000 | April, 12 2017 00:00:00 | Not Dimmable | Not Dimmable | NotYetVerified | x is placeholder where is can be eitehr S or T | KKKZSH | [15 empty] | 90.6 |  | 1.38 | 1.18 | [6 empty] | 5 | 2300 | 120 | 19.2 | 20 | 0.9 | 3000 | 82 |  |  |  | FALSE | FALSE | FALSE | May, 02 2018 00:00:00 | 4.3 |  | standard |  |  |  |  | March, 30 2020 00:00:00 | FALSE | FALSE | FALSE | [6 empty] | AC | [7 empty] | FALSE
PZFVRX4H | James Trading Company Limited | JAMES | ZY-T8-20W1200 BIXX PLUG AND PLAY TUBE (FROSTED LENS)(4000K) | Linear Replacement Lamp | T8 Four-Foot | Replacement Lamps (plug and play) (UL Type A) |  | standard | FALSE | [10 empty] | April, 12 2017 00:00:00 | Not Dimmable | Not Dimmable | NotYetVerified | x is placeholder where is can be eitehr S or T | KKKZSH | [25 empty] | 5 | 2300 | 120 | 19.2 | 20 | 0.9 | 4000 | 82 |  |  |  | FALSE | FALSE | FALSE | May, 02 2018 00:00:00 | 4.3 |  | standard |  |  |  |  | March, 30 2020 00:00:00 | FALSE | FALSE | FALSE | [6 empty] | AC | [7 empty] | FALSE
PXM28AR9 | James Trading Company Limited | JAMES | ZY-T8-20W1200 BIXX PLUG AND PLAY TUBE (FROSTED LENS)(5000K) | Linear Replacement Lamp | T8 Four-Foot | Replacement Lamps (plug and play) (UL Type A) |  | standard | FALSE | [10 empty] | April, 12 2017 00:00:00 | Not Dimmable | Not Dimmable | NotYetVerified | x is placeholder where is can be eitehr S or T | KKKZSH | [25 empty] | 5 | 2300 | 120 | 19.2 | 20 | 0.9 | 5000 | 82 |  |  |  | FALSE | FALSE | FALSE | May, 02 2018 00:00:00 | 4.3 |  | standard |  |  |  |  | March, 30 2020 00:00:00 | FALSE | FALSE | FALSE | [6 empty] | AC | [7 empty] | FALSE
PRVK37G3 | Eiko Global, LLC | EiKO | LED15WT8/48/830-PET-G7DR | Linear Replacement Lamp | T8 Four-Foot | Replacement Lamps (plug and play) (UL Type A) |  | standard | TRUE |  | 2167 | 125.4 | 17.28 | 10.15 | 0.9699 | 3079 | 85.1 | 5 | 50000 | April, 11 2017 00:00:00 | Not Dimmable | Not Dimmable | No |  | IIIKGK | [15 empty] | 82.9 |  | 1.26 | 1.3 | [6 empty] | 5 | 2100 | 120 | 18 | 20 | 0.9 | 3000 | 82 |  |  |  | FALSE | FALSE | FALSE | May, 02 2018 00:00:00 | 4.3 |  | standard |  |  |  |  | March, 30 2020 00:00:00 | FALSE | FALSE | FALSE | [6 empty] | AC | [7 empty] | FALSE
P5ZMXDY2 | Eiko Global, LLC | EiKO | LED11.5WT8/48/830-PET-G7DR | Linear Replacement Lamp | T8 Four-Foot | Replacement Lamps (plug and play) (UL Type A) |  | standard | TRUE |  | 1747 | 125.1 | 13.97 | 14.09 | 0.9564 | 3076 | 85.2 | 5 | 50000 | April, 11 2017 00:00:00 | Not Dimmable | Not Dimmable | No |  | IIIKGL | [15 empty] | 83 |  | 1.26 | 1.32 | [6 empty] | 5 | 1700 | 120 | 14.5 | 20 | 0.9 | 3000 | 82 |  |  |  | FALSE | FALSE | FALSE | May, 02 2018 00:00:00 | 4.3 |  | standard |  |  |  |  | March, 30 2020 00:00:00 | FALSE | FALSE | FALSE | [6 empty] | AC | [7 empty] | FALSE
PY31ZP9N | Sunpark | Sunpark | T8-48T-840-14W-EB4 | Linear Replacement Lamp | T8 Four-Foot | Replacement Lamps (plug and play) (UL Type A) |  | standard | TRUE |  | 2234 | 128.2 | 17.42 | 13.88 | 0.935 | 4090 | 81.4 | 5 | 50000 | April, 11 2017 00:00:00 | Not Yet Verified | Not Yet Verified | No |  | WWWBKW | [15 empty] | 84.1 |  | 1.32 | 1.3 | [6 empty] | 5 | 2200 | 133.33 | 16.5 | 14 | 0.9 | 4000 | 80 |  |  |  | FALSE | FALSE | FALSE | May, 02 2018 00:00:00 | 4.3 |  | standard |  |  |  |  | March, 30 2020 00:00:00 | FALSE | FALSE | FALSE | [6 empty] | AC | [7 empty] | FALSE
P8FC1EUH | MEBULBS.COM | LED Xtreme Duty | PLT117 | Linear Replacement Lamp | T8 Four-Foot | Replacement Lamps (plug and play) (UL Type A) |  | standard | FALSE | [10 empty] | April, 11 2017 00:00:00 | Dimmable | Continuous Below 10 | No | Updated on 4/11/2017 | IIIJXF | [25 empty] | 4.4 | 2200 | 110 | 20 | 7.59 | 0.98 | 3500 | 83 |  |  |  | FALSE | FALSE | FALSE | May, 02 2018 00:00:00 | 4.3 |  | standard |  |  |  |  | November, 02 2018 00:00:00 | FALSE | FALSE | FALSE | [6 empty] | AC | [7 empty] | FALSE
PY456STX | Eiko Global, LLC | EiKO | LED11.5WT8/48/835-PET-G7DR | Linear Replacement Lamp | T8 Four-Foot | Replacement Lamps (plug and play) (UL Type A) |  | standard | FALSE | [10 empty] | April, 11 2017 00:00:00 | Not Dimmable | Not Dimmable | No |  | IIIKGL | [25 empty] | 5 | 1700 | 120 | 14.5 | 20 | 0.9 | 3500 | 82 |  |  |  | FALSE | FALSE | FALSE | May, 02 2018 00:00:00 | 4.3 |  | standard |  |  |  |  | March, 30 2020 00:00:00 | FALSE | FALSE | FALSE | [6 empty] | AC | [7 empty] | FALSE
PMH33MCY | Eiko Global, LLC | EiKO | LED11.5WT8/48/840-PET-G7DR | Linear Replacement Lamp | T8 Four-Foot | Replacement Lamps (plug and play) (UL Type A) |  | standard | FALSE | [10 empty] | April, 11 2017 00:00:00 | Not Dimmable | Not Dimmable | No |  | IIIKGL | [25 empty] | 5 | 1800 | 125 | 14.5 | 20 | 0.9 | 4000 | 82 |  |  |  | FALSE | FALSE | FALSE | May, 02 2018 00:00:00 | 4.3 |  | standard |  |  |  |  | March, 30 2020 00:00:00 | FALSE | FALSE | FALSE | [6 empty] | AC | [7 empty] | FALSE
PZW9DPZT | Sunpark | Sunpark | T8-48T-850-14W-EB4 | Linear Replacement Lamp | T8 Four-Foot | Replacement Lamps (plug and play) (UL Type A) |  | standard | FALSE | [10 empty] | April, 11 2017 00:00:00 | Not Yet Verified | Not Yet Verified | No |  | WWWBKW | [25 empty] | 5 | 2200 | 133.33 | 16.5 | 14 | 0.9 | 5000 | 80 |  |  |  | FALSE | FALSE | FALSE | May, 02 2018 00:00:00 | 4.3 |  | standard |  |  |  |  | March, 30 2020 00:00:00 | FALSE | FALSE | FALSE | [6 empty] | AC | [7 empty] | FALSE
PBY5A3DU | Eiko Global, LLC | EiKO | LED11.5WT8/48/850-PET-G7DR | Linear Replacement Lamp | T8 Four-Foot | Replacement Lamps (plug and play) (UL Type A) |  | standard | FALSE | [10 empty] | April, 11 2017 00:00:00 | Not Dimmable | Not Dimmable | No |  | IIIKGL | [25 empty] | 5 | 1800 | 125 | 14.5 | 20 | 0.9 | 5000 | 82 |  |  |  | FALSE | FALSE | FALSE | May, 02 2018 00:00:00 | 4.3 |  | standard |  |  |  |  | March, 30 2020 00:00:00 | FALSE | FALSE | FALSE | [6 empty] | AC | [7 empty] | FALSE
PX75BTB1 | MEBULBS.COM | LED Xtreme Duty | PLT417 | Linear Replacement Lamp | T8 Four-Foot | Replacement Lamps (plug and play) (UL Type A) |  | standard | FALSE | [10 empty] | April, 11 2017 00:00:00 | Dimmable | Continuous Below 10 | No | Updated on 4/11/2017 | IIIJXF | [25 empty] | 4.4 | 2300 | 115 | 20 | 7.59 | 0.98 | 4000 | 83 |  |  |  | FALSE | FALSE | FALSE | May, 02 2018 00:00:00 | 4.3 |  | standard |  |  |  |  | November, 02 2018 00:00:00 | FALSE | FALSE | FALSE | [6 empty] | AC | [7 empty] | FALSE
PCJGUNSU | MEBULBS.COM | LED Xtreme Duty | PLT317 | Linear Replacement Lamp | T8 Four-Foot | Replacement Lamps (plug and play) (UL Type A) |  | standard | TRUE |  | 2323 | 120.2 | 19.32 | 7.59 | 0.9751 | 3073 | 82.7 | 5 | 50000 | April, 11 2017 00:00:00 | Dimmable | Continuous Below 10 | No | Updated on 4/11/2017 | IIIJXF | [15 empty] | 83.2 |  | 1.26 | 1.3 | [6 empty] | 4.4 | 2200 | 110 | 20 | 7.59 | 0.98 | 3000 | 83 |  |  |  | FALSE | FALSE | FALSE | May, 02 2018 00:00:00 | 4.3 |  | standard |  |  |  |  | November, 02 2018 00:00:00 | FALSE | FALSE | FALSE | [6 empty] | AC | [7 empty] | FALSE
PZ14D14U | MEBULBS.COM | LED Xtreme Duty | PLT517 | Linear Replacement Lamp | T8 Four-Foot | Replacement Lamps (plug and play) (UL Type A) |  | standard | FALSE | [10 empty] | April, 11 2017 00:00:00 | Dimmable | Continuous Below 10 | No | Updated on 4/11/2017 | IIIJXF | [25 empty] | 5 | 2400 | 120 | 20 | 7.64 | 0.98 | 5000 | 83 |  |  |  | FALSE | FALSE | FALSE | May, 02 2018 00:00:00 | 4.3 |  | standard | July, 28 2017 00:00:00 | 4.2 |  | standard | March, 30 2020 00:00:00 | FALSE | FALSE | FALSE | [6 empty] | AC | [7 empty] | FALSE
PBJRKSZD | Eiko Global, LLC | EiKO | LED15WT8/48/835-PET-G7DR | Linear Replacement Lamp | T8 Four-Foot | Replacement Lamps (plug and play) (UL Type A) |  | standard | FALSE | [10 empty] | April, 11 2017 00:00:00 | Not Dimmable | Not Dimmable | No |  | IIIKGK | [25 empty] | 5 | 2100 | 120 | 18 | 20 | 0.9 | 3500 | 82 |  |  |  | FALSE | FALSE | FALSE | May, 02 2018 00:00:00 | 4.3 |  | standard |  |  |  |  | March, 30 2020 00:00:00 | FALSE | FALSE | FALSE | [6 empty] | AC | [7 empty] | FALSE
PHYXDYR5 | Eiko Global, LLC | EiKO | LED15WT8/48/840-PET-G7DR | Linear Replacement Lamp | T8 Four-Foot | Replacement Lamps (plug and play) (UL Type A) |  | standard | FALSE | [10 empty] | April, 11 2017 00:00:00 | Not Dimmable | Not Dimmable | No |  | IIIKGK | [25 empty] | 5 | 2200 | 125 | 18 | 20 | 0.9 | 4000 | 82 |  |  |  | FALSE | FALSE | FALSE | May, 02 2018 00:00:00 | 4.3 |  | standard |  |  |  |  | March, 30 2020 00:00:00 | FALSE | FALSE | FALSE | [6 empty] | AC | [7 empty] | FALSE
P7896TJH | Eiko Global, LLC | EiKO | LED15WT8/48/850-PET-G7DR | Linear Replacement Lamp | T8 Four-Foot | Replacement Lamps (plug and play) (UL Type A) |  | standard | FALSE | [10 empty] | April, 11 2017 00:00:00 | Not Dimmable | Not Dimmable | No |  | IIIKGK | [25 empty] | 5 | 2200 | 125 | 18 | 20 | 0.9 | 5000 | 82 |  |  |  | FALSE | FALSE | FALSE | May, 02 2018 00:00:00 | 4.3 |  | standard |  |  |  |  | March, 30 2020 00:00:00 | FALSE | FALSE | FALSE | [6 empty] | AC | [7 empty] | FALSE
PG2PHFQS | Sunshine Lighting | SUNLITE | T8/LED/4'/11.5W/IS/40K | Linear Replacement Lamp | T8 Four-Foot | Replacement Lamps (plug and play) (UL Type A) |  | standard | FALSE | [10 empty] | April, 10 2017 00:00:00 | Not Dimmable | Not Dimmable | No | Product updated on 03/22/2018 | XXXATA | [25 empty] | 5 | 1800 | 124 | 14.5 | 13.61 | 0.95 | 4000 | 82 |  |  |  | FALSE | FALSE | FALSE | May, 02 2018 00:00:00 | 4.3 |  | standard |  |  |  |  | March, 30 2020 00:00:00 | FALSE | FALSE | FALSE | [6 empty] | AC | [7 empty] | FALSE
PKQZJCGJ | Wen Lighting | Wen Lighting | WENT84DUA-20WB-D-45M | Linear Replacement Lamp | T8 Four-Foot | Dual Mode Internal Driver (UL Type A and Type B) |  | standard | FALSE | [10 empty] | April, 10 2017 00:00:00 | Not Dimmable | Not Dimmable | NotYetVerified | Product updated 9/21/2016 | FFFHWR | [25 empty] | 5 | 2600 | 130 | 20 | 5.79 | 0.9 | 4500 | 80 |  |  |  | FALSE | FALSE | FALSE | May, 02 2018 00:00:00 | 4.3 |  | standard |  |  |  |  | March, 30 2020 00:00:00 | FALSE | FALSE | FALSE | [6 empty] | AC | [7 empty] | FALSE
P4TT85KH | Wen Lighting | Wen Lighting | WENT84DUA-16WB-D-45C | Linear Replacement Lamp | T8 Four-Foot | Dual Mode Internal Driver (UL Type A and Type B) |  | standard | FALSE | [10 empty] | April, 10 2017 00:00:00 | Not Dimmable | Not Dimmable | NotYetVerified |  | FFFHWT | [25 empty] | 5 | 2340 | 130 | 18 | 7.7 | 0.9 | 4500 | 80 |  |  |  | FALSE | FALSE | FALSE | May, 02 2018 00:00:00 | 4.3 |  | standard |  |  |  |  | March, 30 2020 00:00:00 | FALSE | FALSE | FALSE | [6 empty] | AC | [7 empty] | FALSE
PHN4QNEH | ZHEJIANG HONGYAO LIGHTING ELECTRICAL CO.,LTD | HONGYAO | HY-T8-F120-13W-A3500K | Linear Replacement Lamp | T8 Four-Foot | Replacement Lamps (plug and play) (UL Type A) |  | standard | TRUE |  | 2022.3 | 137.38 | 14.72 | 14.816 | 0.957 | 3443 | 79 | 5 | 50000 | April, 10 2017 00:00:00 | Not Dimmable | Not Dimmable | No |  | FFFHWY | [15 empty] | 84.6 |  | 1.36 | 1.18 | [6 empty] | 5 | 2022.3 | 137.38 | 14.72 | 14.82 | 0.96 | 3500 | 80 |  |  |  | FALSE | FALSE | FALSE | May, 02 2018 00:00:00 | 4.3 |  | standard |  |  |  |  | March, 30 2020 00:00:00 | FALSE | FALSE | FALSE | [6 empty] | AC | [7 empty] | FALSE
P9WMVRVG | ZHEJIANG HONGYAO LIGHTING ELECTRICAL CO.,LTD | HONGYAO | HY-T8-F120-13W-A+B3500K | Linear Replacement Lamp | T8 Four-Foot | Dual Mode Internal Driver (UL Type A and Type B) |  | standard | TRUE |  | 1946.2 | 120.88 | 16.1 | 13.259 | 0.97 | 3431 | 78.9 | 5 | 50000 | April, 10 2017 00:00:00 | Not Dimmable | Not Dimmable | No |  | FFFHWW | [15 empty] | 84.7 |  | 1.34 | 1.18 | [6 empty] | 5 | 1946.2 | 120.88 | 16.1 | 13.26 | 0.97 | 3500 | 80 |  |  |  | FALSE | FALSE | FALSE | May, 02 2018 00:00:00 | 4.3 |  | standard |  |  |  |  | March, 30 2020 00:00:00 | FALSE | FALSE | FALSE | [6 empty] | AC | [7 empty] | FALSE
P3S7Z6JM | Wen Lighting | Wen Lighting | WENT84DUA-12WB-D-40M | Linear Replacement Lamp | T8 Four-Foot | Dual Mode Internal Driver (UL Type A and Type B) |  | standard | FALSE | [10 empty] | April, 10 2017 00:00:00 | Not Dimmable | Not Dimmable | NotYetVerified |  | FFFHWU | [25 empty] | 5 | 1680 | 140 | 12 | 14.16 | 0.9 | 4000 | 80 |  |  |  | FALSE | FALSE | FALSE | May, 02 2018 00:00:00 | 4.3 |  | standard |  |  |  |  | March, 30 2020 00:00:00 | FALSE | FALSE | FALSE | [6 empty] | AC | [7 empty] | FALSE
P2C53C4A | Wen Lighting | Wen Lighting | WENT84DUA-12WB-D-45C | Linear Replacement Lamp | T8 Four-Foot | Dual Mode Internal Driver (UL Type A and Type B) |  | standard | FALSE | [10 empty] | April, 10 2017 00:00:00 | Not Dimmable | Not Dimmable | NotYetVerified |  | FFFHWV | [25 empty] | 5 | 1800 | 150 | 12 | 11.66 | 0.9 | 4500 | 80 |  |  |  | FALSE | FALSE | FALSE | May, 02 2018 00:00:00 | 4.3 |  | standard |  |  |  |  | March, 30 2020 00:00:00 | FALSE | FALSE | FALSE | [6 empty] | AC | [7 empty] | FALSE
PDG6P1Y7 | Wen Lighting | Wen Lighting | WENT84DUA-12WB-D-45M | Linear Replacement Lamp | T8 Four-Foot | Dual Mode Internal Driver (UL Type A and Type B) |  | standard | FALSE | [10 empty] | April, 10 2017 00:00:00 | Not Dimmable | Not Dimmable | NotYetVerified |  | FFFHWU | [25 empty] | 5 | 1680 | 140 | 12 | 14.16 | 0.9 | 4500 | 80 |  |  |  | FALSE | FALSE | FALSE | May, 02 2018 00:00:00 | 4.3 |  | standard |  |  |  |  | March, 30 2020 00:00:00 | FALSE | FALSE | FALSE | [6 empty] | AC | [7 empty] | FALSE
P6X1ERJR | Wen Lighting | Wen Lighting | WENT84DUA-20WB-D-50M | Linear Replacement Lamp | T8 Four-Foot | Dual Mode Internal Driver (UL Type A and Type B) |  | standard | FALSE | [10 empty] | April, 10 2017 00:00:00 | Not Dimmable | Not Dimmable | NotYetVerified | Product updated 9/21/2016 | FFFHWR | [25 empty] | 5 | 2600 | 130 | 20 | 5.79 | 0.9 | 5000 | 80 |  |  |  | FALSE | FALSE | FALSE | May, 02 2018 00:00:00 | 4.3 |  | standard |  |  |  |  | March, 30 2020 00:00:00 | FALSE | FALSE | FALSE | [6 empty] | AC | [7 empty] | FALSE
PCWW8KH8 | ZHEJIANG HONGYAO LIGHTING ELECTRICAL CO.,LTD | HONGYAO | HY-T8-N120-13W-A3500K | Linear Replacement Lamp | T8 Four-Foot | Replacement Lamps (plug and play) (UL Type A) |  | standard | TRUE |  | 1941 | 135.36 | 14.34 | 15.212 | 0.951 | 3409 | 79.3 | 5 | 50000 | April, 10 2017 00:00:00 | Not Dimmable | Not Dimmable | No |  | FFFHWZ | [15 empty] | 84.5 |  | 1.32 | 1.18 | [6 empty] | 5 | 1941 | 135.36 | 14.34 | 15.21 | 0.95 | 3500 | 80 |  |  |  | FALSE | FALSE | FALSE | May, 02 2018 00:00:00 | 4.3 |  | standard |  |  |  |  | March, 30 2020 00:00:00 | FALSE | FALSE | FALSE | [6 empty] | AC | [7 empty] | FALSE
PGR2VJAJ | Sunshine Lighting | SUNLITE | T8/LED/4'/15W/IS/40K | Linear Replacement Lamp | T8 Four-Foot | Replacement Lamps (plug and play) (UL Type A) |  | standard | FALSE | [10 empty] | April, 10 2017 00:00:00 | Not Dimmable | Not Dimmable | No | Product updated on 03/22/2018 | XXXATB | [25 empty] | 5 | 2200 | 124 | 18 | 9.83 | 0.97 | 4000 | 82 |  |  |  | FALSE | FALSE | FALSE | May, 02 2018 00:00:00 | 4.3 |  | standard |  |  |  |  | March, 30 2020 00:00:00 | FALSE | FALSE | FALSE | [6 empty] | AC | [7 empty] | FALSE
PER9Z4UF | Sunshine Lighting | SUNLITE | T8/LED/4'/15W/IS/50K | Linear Replacement Lamp | T8 Four-Foot | Replacement Lamps (plug and play) (UL Type A) |  | standard | FALSE | [10 empty] | April, 10 2017 00:00:00 | Not Dimmable | Not Dimmable | No | Product updated on 03/22/2018 | XXXATB | [25 empty] | 5 | 2200 | 124 | 18 | 10.2 | 0.97 | 5000 | 82 |  |  |  | FALSE | FALSE | FALSE | May, 02 2018 00:00:00 | 4.3 |  | standard |  |  |  |  | March, 30 2020 00:00:00 | FALSE | FALSE | FALSE | [6 empty] | AC | [7 empty] | FALSE
P9VGENCW | Gielight Co., Ltd. | Gielight | GL-UL-g18N | Linear Replacement Lamp | T8 Four-Foot | Replacement Lamps (plug and play) (UL Type A) |  | standard | FALSE | [10 empty] | April, 10 2017 00:00:00 | Not Dimmable | Not Dimmable | FALSE |  | YYYBRK | [25 empty] | 4.4 | 2000 | 111 | 18 | 15 | 0.9 | 4000 | 80 |  |  |  | FALSE | FALSE | FALSE | May, 02 2018 00:00:00 | 4.3 |  | standard |  |  |  |  | November, 02 2018 00:00:00 | FALSE | FALSE | FALSE | [6 empty] | AC | [7 empty] | FALSE
P4BZVZJW | Gielight Co., Ltd. | Gielight | GL-UL-g18W | Linear Replacement Lamp | T8 Four-Foot | Replacement Lamps (plug and play) (UL Type A) |  | standard | TRUE |  | 2563.4 | 129.53 | 19.79 | 4.62 | 0.986 | 2909 | 81.5 | 5 | 50000 | April, 10 2017 00:00:00 | Not Dimmable | Not Dimmable | FALSE |  | YYYBRK | [15 empty] | 84.2 |  | 1.2 | 1.32 | [6 empty] | 4.4 | 2000 | 111 | 18 | 15 | 0.9 | 3000 | 80 |  |  |  | FALSE | FALSE | FALSE | May, 02 2018 00:00:00 | 4.3 |  | standard |  |  |  |  | November, 02 2018 00:00:00 | FALSE | FALSE | FALSE | [6 empty] | AC | [7 empty] | FALSE
PJ29CKN9 | Wen Lighting | Wen Lighting | WENT84DUA-20WB-D-35M | Linear Replacement Lamp | T8 Four-Foot | Dual Mode Internal Driver (UL Type A and Type B) |  | standard | FALSE | [10 empty] | April, 10 2017 00:00:00 | Not Dimmable | Not Dimmable | NotYetVerified | Product updated 9/21/2016 | FFFHWR | [25 empty] | 5 | 2600 | 130 | 20 | 5.79 | 0.9 | 3500 | 80 |  |  |  | FALSE | FALSE | FALSE | May, 02 2018 00:00:00 | 4.3 |  | standard |  |  |  |  | March, 30 2020 00:00:00 | FALSE | FALSE | FALSE | [6 empty] | AC | [7 empty] | FALSE
PMHBSXGD | Wen Lighting | Wen Lighting | WENT84DUA-12WB-D-40C | Linear Replacement Lamp | T8 Four-Foot | Dual Mode Internal Driver (UL Type A and Type B) |  | standard | FALSE | [10 empty] | April, 10 2017 00:00:00 | Not Dimmable | Not Dimmable | NotYetVerified |  | FFFHWV | [25 empty] | 5 | 1800 | 150 | 12 | 11.66 | 0.9 | 4000 | 80 |  |  |  | FALSE | FALSE | FALSE | May, 02 2018 00:00:00 | 4.3 |  | standard |  |  |  |  | March, 30 2020 00:00:00 | FALSE | FALSE | FALSE | [6 empty] | AC | [7 empty] | FALSE
PX27MS2G | Wen Lighting | Wen Lighting | WENT84DUA-16WB-D-45M | Linear Replacement Lamp | T8 Four-Foot | Dual Mode Internal Driver (UL Type A and Type B) |  | standard | FALSE | [10 empty] | April, 10 2017 00:00:00 | Not Dimmable | Not Dimmable | NotYetVerified |  | FFFHWS | [25 empty] | 5 | 2160 | 120 | 18 | 7.63 | 0.9 | 4500 | 80 |  |  |  | FALSE | FALSE | FALSE | May, 02 2018 00:00:00 | 4.3 |  | standard |  |  |  |  | March, 30 2020 00:00:00 | FALSE | FALSE | FALSE | [6 empty] | AC | [7 empty] | FALSE
PS33CU5C | Wen Lighting | Wen Lighting | WENT84DUA-12WB-D-50C | Linear Replacement Lamp | T8 Four-Foot | Dual Mode Internal Driver (UL Type A and Type B) |  | standard | FALSE | [10 empty] | April, 10 2017 00:00:00 | Not Dimmable | Not Dimmable | NotYetVerified |  | FFFHWV | [25 empty] | 5 | 1800 | 150 | 12 | 11.66 | 0.9 | 5000 | 80 |  |  |  | FALSE | FALSE | FALSE | May, 02 2018 00:00:00 | 4.3 |  | standard |  |  |  |  | March, 30 2020 00:00:00 | FALSE | FALSE | FALSE | [6 empty] | AC | [7 empty] | FALSE
PMV3J8MJ | Wen Lighting | Wen Lighting | WENT84DUA-12WB-D-50M | Linear Replacement Lamp | T8 Four-Foot | Dual Mode Internal Driver (UL Type A and Type B) |  | standard | FALSE | [10 empty] | April, 10 2017 00:00:00 | Not Dimmable | Not Dimmable | NotYetVerified |  | FFFHWU | [25 empty] | 5 | 1680 | 140 | 12 | 14.16 | 0.9 | 5000 | 80 |  |  |  | FALSE | FALSE | FALSE | May, 02 2018 00:00:00 | 4.3 |  | standard |  |  |  |  | March, 30 2020 00:00:00 | FALSE | FALSE | FALSE | [6 empty] | AC | [7 empty] | FALSE
PSZX7GUS | Wen Lighting | Wen Lighting | WENT84DUA-16WB-D-30C | Linear Replacement Lamp | T8 Four-Foot | Dual Mode Internal Driver (UL Type A and Type B) |  | standard | TRUE |  | 2195.5 | 123.34 | 17.8 | 7.7 | 0.9727 | 2896 | 81.9 | 5 | 50000 | April, 10 2017 00:00:00 | Not Dimmable | Not Dimmable | NotYetVerified |  | FFFHWT | [15 empty] | 89.3 |  | 1.28 | 1.44 | [6 empty] | 5 | 2250 | 125 | 18 | 7.7 | 0.9 | 3000 | 80 |  |  |  | FALSE | FALSE | FALSE | May, 02 2018 00:00:00 | 4.3 |  | standard |  |  |  |  | March, 30 2020 00:00:00 | FALSE | FALSE | FALSE | [6 empty] | AC | [7 empty] | FALSE
PNPSA17T | ZHEJIANG HONGYAO LIGHTING ELECTRICAL CO.,LTD | HONGYAO | HY-T8-N120-13W-A+B3500K | Linear Replacement Lamp | T8 Four-Foot | Dual Mode Internal Driver (UL Type A and Type B) |  | standard | TRUE |  | 1965.4 | 122.76 | 16.01 | 13.194 | 0.955 | 3430 | 79.4 | 5 | 50000 | April, 10 2017 00:00:00 | Not Dimmable | Not Dimmable | No |  | FFFHWX | [15 empty] | 84.6 |  | 1.36 | 1.18 | [6 empty] | 5 | 1965.4 | 122.76 | 16.01 | 13.19 | 0.96 | 3500 | 80 |  |  |  | FALSE | FALSE | FALSE | May, 02 2018 00:00:00 | 4.3 |  | standard |  |  |  |  | March, 30 2020 00:00:00 | FALSE | FALSE | FALSE | [6 empty] | AC | [7 empty] | FALSE
PPGURVH1 | Gielight Co., Ltd. | Gielight | GL-UL-g18P | Linear Replacement Lamp | T8 Four-Foot | Replacement Lamps (plug and play) (UL Type A) |  | standard | FALSE | [10 empty] | April, 10 2017 00:00:00 | Not Dimmable | Not Dimmable | FALSE |  | YYYBRK | [25 empty] | 4.4 | 2000 | 111 | 18 | 15 | 0.9 | 5000 | 80 |  |  |  | FALSE | FALSE | FALSE | May, 02 2018 00:00:00 | 4.3 |  | standard |  |  |  |  | November, 02 2018 00:00:00 | FALSE | FALSE | FALSE | [6 empty] | AC | [7 empty] | FALSE
PWQYQCVA | Wen Lighting | Wen lighting | WENT84DUA-12WB-D-30M | Linear Replacement Lamp | T8 Four-Foot | Dual Mode Internal Driver (UL Type A and Type B) |  | standard | TRUE |  | 1572.9 | 112.36 | 14 | 14.16 | 0.9756 | 2900 | 83.8 | 5 | 50000 | April, 10 2017 00:00:00 | Not Dimmable | Not Dimmable | NotYetVerified |  | FFFHWU | [15 empty] | 84.5 |  | 1.24 | 1.42 | [6 empty] | 4.4 | 1620 | 135 | 12 | 14.16 | 0.9 | 3000 | 80 |  |  |  | FALSE | FALSE | FALSE | May, 02 2018 00:00:00 | 4.3 |  | standard |  |  |  |  | November, 02 2018 00:00:00 | FALSE | FALSE | FALSE | [6 empty] | AC | [7 empty] | FALSE
P6ZCZUPS | Sunshine Lighting | SUNLITE | T8/LED/4'/11.5W/IS/50K | Linear Replacement Lamp | T8 Four-Foot | Replacement Lamps (plug and play) (UL Type A) |  | standard | FALSE | [10 empty] | April, 10 2017 00:00:00 | Not Dimmable | Not Dimmable | No | Product updated on 03/22/2018 | XXXATA | [25 empty] | 5 | 1800 | 124 | 14.5 | 14.44 | 0.96 | 5000 | 82 |  |  |  | FALSE | FALSE | FALSE | May, 02 2018 00:00:00 | 4.3 |  | standard |  |  |  |  | March, 30 2020 00:00:00 | FALSE | FALSE | FALSE | [6 empty] | AC | [7 empty] | FALSE
PCB9VJTW | Sunshine Lighting | SUNLITE | T8/LED/4'/11.5W/IS/30K | Linear Replacement Lamp | T8 Four-Foot | Replacement Lamps (plug and play) (UL Type A) |  | standard | TRUE |  | 1729 | 128.6 | 13.44 | 13.61 | 0.9545 | 3051 | 83.1 | 5 | 50000 | April, 10 2017 00:00:00 | Not Dimmable | Not Dimmable | No | Product updated on 03/22/2018 | XXXATA | [15 empty] | 83.2 |  | 1.26 | 1.3 | [6 empty] | 5 | 1700 | 117 | 14.5 | 13.61 | 0.95 | 3000 | 82 |  |  |  | FALSE | FALSE | FALSE | May, 02 2018 00:00:00 | 4.3 |  | standard |  |  |  |  | March, 30 2020 00:00:00 | FALSE | FALSE | FALSE | [6 empty] | AC | [7 empty] | FALSE
PMHDTYDS | Wen Lighting | Wen Lighting | WENT84DUA-16WB-D-35C | Linear Replacement Lamp | T8 Four-Foot | Dual Mode Internal Driver (UL Type A and Type B) |  | standard | FALSE | [10 empty] | April, 10 2017 00:00:00 | Not Dimmable | Not Dimmable | NotYetVerified |  | FFFHWT | [25 empty] | 5 | 2250 | 125 | 18 | 7.7 | 0.9 | 3500 | 80 |  |  |  | FALSE | FALSE | FALSE | May, 02 2018 00:00:00 | 4.3 |  | standard |  |  |  |  | March, 30 2020 00:00:00 | FALSE | FALSE | FALSE | [6 empty] | AC | [7 empty] | FALSE
PN13KEEQ | Wen Lighting | Wen Lighting | WENT84DUA-20WB-D-40M | Linear Replacement Lamp | T8 Four-Foot | Dual Mode Internal Driver (UL Type A and Type B) |  | standard | FALSE | [10 empty] | April, 10 2017 00:00:00 | Not Dimmable | Not Dimmable | NotYetVerified | Product updated 9/21/2016 | FFFHWR | [25 empty] | 5 | 2600 | 130 | 20 | 5.79 | 0.9 | 4000 | 80 |  |  |  | FALSE | FALSE | FALSE | May, 02 2018 00:00:00 | 4.3 |  | standard |  |  |  |  | March, 30 2020 00:00:00 | FALSE | FALSE | FALSE | [6 empty] | AC | [7 empty] | FALSE
PP2BZDEG | Wen Lighting | Wen Lighting | WENT84DUA-16WB-D-40M | Linear Replacement Lamp | T8 Four-Foot | Dual Mode Internal Driver (UL Type A and Type B) |  | standard | FALSE | [10 empty] | April, 10 2017 00:00:00 | Not Dimmable | Not Dimmable | NotYetVerified |  | FFFHWS | [25 empty] | 5 | 2160 | 120 | 18 | 7.63 | 0.9 | 4000 | 80 |  |  |  | FALSE | FALSE | FALSE | May, 02 2018 00:00:00 | 4.3 |  | standard |  |  |  |  | March, 30 2020 00:00:00 | FALSE | FALSE | FALSE | [6 empty] | AC | [7 empty] | FALSE
PFNKTN7H | Wen Lighting | Wen Lighting | WENT84DUA-12WB-D-30C | Linear Replacement Lamp | T8 Four-Foot | Dual Mode Internal Driver (UL Type A and Type B) |  | standard | TRUE |  | 1700.7 | 123.07 | 13.82 | 11.66 | 0.9585 | 2877 | 82 | 5 | 50000 | April, 10 2017 00:00:00 | Not Dimmable | Not Dimmable | NotYetVerified |  | FFFHWV | [15 empty] | 88.6 |  | 1.26 | 1.44 | [6 empty] | 5 | 1680 | 140 | 12 | 11.66 | 0.9 | 3000 | 80 |  |  |  | FALSE | FALSE | FALSE | May, 02 2018 00:00:00 | 4.3 |  | standard |  |  |  |  | March, 30 2020 00:00:00 | FALSE | FALSE | FALSE | [6 empty] | AC | [7 empty] | FALSE
P6GFSMNX | Wen Lighting | Wen Lighting | WENT84DUA-20WB-D-30M | Linear Replacement Lamp | T8 Four-Foot | Dual Mode Internal Driver (UL Type A and Type B) |  | standard | TRUE |  | 2395 | 114.8 | 20.86 | 5.79 | 0.9799 | 2887 | 81.9 | 5 | 50000 | April, 10 2017 00:00:00 | Not Dimmable | Not Dimmable | NotYetVerified | Product updated 9/21/2016 | FFFHWR | [15 empty] | 84.7 |  | 1.22 | 1.38 | [6 empty] | 5 | 2600 | 130 | 20 | 5.79 | 0.9 | 3000 | 80 |  |  |  | FALSE | FALSE | FALSE | May, 02 2018 00:00:00 | 4.3 |  | standard |  |  |  |  | March, 30 2020 00:00:00 | FALSE | FALSE | FALSE | [6 empty] | AC | [7 empty] | FALSE
PQRB3K8P | Sunshine Lighting | SUNLITE | T8/LED/4'/15W/IS/35K | Linear Replacement Lamp | T8 Four-Foot | Replacement Lamps (plug and play) (UL Type A) |  | standard | FALSE | [10 empty] | April, 10 2017 00:00:00 | Not Dimmable | Not Dimmable | No | Product updated on 03/22/2018 | XXXATB | [25 empty] | 5 | 2100 | 117 | 18 | 9.83 | 0.97 | 3500 | 82 |  |  |  | FALSE | FALSE | FALSE | May, 02 2018 00:00:00 | 4.3 |  | standard |  |  |  |  | March, 30 2020 00:00:00 | FALSE | FALSE | FALSE | [6 empty] | AC | [7 empty] | FALSE
PD2G6KSE | Sunshine Lighting | SUNLITE | T8/LED/4'/11.5W/IS/35K | Linear Replacement Lamp | T8 Four-Foot | Replacement Lamps (plug and play) (UL Type A) |  | standard | FALSE | [10 empty] | April, 10 2017 00:00:00 | Not Dimmable | Not Dimmable | No | Product updated on 03/22/2018 | XXXATA | [25 empty] | 5 | 1700 | 117 | 14.5 | 13.61 | 0.95 | 3500 | 82 |  |  |  | FALSE | FALSE | FALSE | May, 02 2018 00:00:00 | 4.3 |  | standard |  |  |  |  | March, 30 2020 00:00:00 | FALSE | FALSE | FALSE | [6 empty] | AC | [7 empty] | FALSE
PM6Z2RAD | Wen Lighting | Wen Lighting | WENT84DUA-16WB-D-35M | Linear Replacement Lamp | T8 Four-Foot | Dual Mode Internal Driver (UL Type A and Type B) |  | standard | FALSE | [10 empty] | April, 10 2017 00:00:00 | Not Dimmable | Not Dimmable | NotYetVerified |  | FFFHWS | [25 empty] | 5 | 2160 | 120 | 18 | 7.63 | 0.9 | 3500 | 80 |  |  |  | FALSE | FALSE | FALSE | May, 02 2018 00:00:00 | 4.3 |  | standard |  |  |  |  | March, 30 2020 00:00:00 | FALSE | FALSE | FALSE | [6 empty] | AC | [7 empty] | FALSE
P2YR4ZMM | Wen Lighting | Wen Lighting | WENT84DUA-12WB-D-35C | Linear Replacement Lamp | T8 Four-Foot | Dual Mode Internal Driver (UL Type A and Type B) |  | standard | FALSE | [10 empty] | April, 10 2017 00:00:00 | Not Dimmable | Not Dimmable | NotYetVerified |  | FFFHWV | [25 empty] | 5 | 1680 | 140 | 12 | 11.66 | 0.9 | 3500 | 80 |  |  |  | FALSE | FALSE | FALSE | May, 02 2018 00:00:00 | 4.3 |  | standard |  |  |  |  | March, 30 2020 00:00:00 | FALSE | FALSE | FALSE | [6 empty] | AC | [7 empty] | FALSE
PV4XFCW1 | Wen Lighting | Wen Lighting | WENT84DUA-12WB-D-35M | Linear Replacement Lamp | T8 Four-Foot | Dual Mode Internal Driver (UL Type A and Type B) |  | standard | FALSE | [10 empty] | April, 10 2017 00:00:00 | Not Dimmable | Not Dimmable | NotYetVerified |  | FFFHWU | [25 empty] | 5 | 1620 | 135 | 12 | 14.16 | 0.9 | 3500 | 80 |  |  |  | FALSE | FALSE | FALSE | May, 02 2018 00:00:00 | 4.3 |  | standard |  |  |  |  | March, 30 2020 00:00:00 | FALSE | FALSE | FALSE | [6 empty] | AC | [7 empty] | FALSE
PB8WU227 | Wen Lighting | Wen Lighting | WENT84DUA-16WB-D-40C | Linear Replacement Lamp | T8 Four-Foot | Dual Mode Internal Driver (UL Type A and Type B) |  | standard | FALSE | [10 empty] | April, 10 2017 00:00:00 | Not Dimmable | Not Dimmable | NotYetVerified |  | FFFHWT | [25 empty] | 5 | 2340 | 130 | 18 | 7.7 | 0.9 | 4000 | 80 |  |  |  | FALSE | FALSE | FALSE | May, 02 2018 00:00:00 | 4.3 |  | standard |  |  |  |  | March, 30 2020 00:00:00 | FALSE | FALSE | FALSE | [6 empty] | AC | [7 empty] | FALSE
PG3DB1WG | Wen Lighting | Wen Lighting | WENT84DUA-16WB-D-50M | Linear Replacement Lamp | T8 Four-Foot | Dual Mode Internal Driver (UL Type A and Type B) |  | standard | FALSE | [10 empty] | April, 10 2017 00:00:00 | Not Dimmable | Not Dimmable | NotYetVerified |  | FFFHWS | [25 empty] | 5 | 2160 | 120 | 18 | 7.63 | 0.9 | 5000 | 80 |  |  |  | FALSE | FALSE | FALSE | May, 02 2018 00:00:00 | 4.3 |  | standard |  |  |  |  | March, 30 2020 00:00:00 | FALSE | FALSE | FALSE | [6 empty] | AC | [7 empty] | FALSE
PDNG47BF | Wen Lighting | Wen Lighting | WENT84DUA-16WB-D-50C | Linear Replacement Lamp | T8 Four-Foot | Dual Mode Internal Driver (UL Type A and Type B) |  | standard | FALSE | [10 empty] | April, 10 2017 00:00:00 | Not Dimmable | Not Dimmable | NotYetVerified |  | FFFHWT | [25 empty] | 5 | 2340 | 130 | 18 | 7.7 | 0.9 | 5000 | 80 |  |  |  | FALSE | FALSE | FALSE | May, 02 2018 00:00:00 | 4.3 |  | standard |  |  |  |  | March, 30 2020 00:00:00 | FALSE | FALSE | FALSE | [6 empty] | AC | [7 empty] | FALSE
PA59K4ST | Wen Lighting | Wen Lighting | WENT84DUA-16WB-D-30M | Linear Replacement Lamp | T8 Four-Foot | Dual Mode Internal Driver (UL Type A and Type B) |  | standard | TRUE |  | 2034.7 | 114.76 | 17.73 | 7.63 | 0.9727 | 2884 | 81.9 | 5 | 50000 | April, 10 2017 00:00:00 | Not Dimmable | Not Dimmable | NotYetVerified |  | FFFHWS | [15 empty] | 84.2 |  | 1.24 | 1.42 | [6 empty] | 5 | 2160 | 120 | 18 | 7.63 | 0.9 | 3000 | 80 |  |  |  | FALSE | FALSE | FALSE | May, 02 2018 00:00:00 | 4.3 |  | standard |  |  |  |  | March, 30 2020 00:00:00 | FALSE | FALSE | FALSE | [6 empty] | AC | [7 empty] | FALSE
P13SZMMU | Sunshine Lighting | SUNLITE | T8/LED/4'/15W/IS/30K | Linear Replacement Lamp | T8 Four-Foot | Replacement Lamps (plug and play) (UL Type A) |  | standard | TRUE |  | 2177 | 128.9 | 16.9 | 9.83 | 0.9684 | 3061 | 82.9 | 5 | 50000 | April, 10 2017 00:00:00 | Not Dimmable | Not Dimmable | No | Product updated on 03/22/2018 | XXXATB | [15 empty] | 83.2 |  | 1.26 | 1.3 | [6 empty] | 5 | 2100 | 117 | 18 | 9.83 | 0.97 | 3000 | 82 |  |  |  | FALSE | FALSE | FALSE | May, 02 2018 00:00:00 | 4.3 |  | standard |  |  |  |  | March, 30 2020 00:00:00 | FALSE | FALSE | FALSE | [6 empty] | AC | [7 empty] | FALSE
P839J4M5 | WING (SHANGHAI) INTERNATIONAL TRADE CO LTD | TOPSTAR | L48T8-840-11P-G4-EB | Linear Replacement Lamp | T8 Four-Foot | Replacement Lamps (plug and play) (UL Type A) |  | standard | FALSE | [10 empty] | April, 07 2017 00:00:00 | Not Dimmable | Not Dimmable | No |  | NNNMHV | [25 empty] | 5 | 1800 | 129 | 14 | 14 | 0.9 | 4000 | 80 |  |  |  | FALSE | FALSE | FALSE | May, 02 2018 00:00:00 | 4.3 |  | standard |  |  |  |  | March, 30 2020 00:00:00 | FALSE | FALSE | FALSE | [6 empty] | AC | [7 empty] | FALSE
PPG3A75D | WING (SHANGHAI) INTERNATIONAL TRADE CO LTD | TOPSTAR | L48T8-835-11P-G4-EB | Linear Replacement Lamp | T8 Four-Foot | Replacement Lamps (plug and play) (UL Type A) |  | standard | FALSE | [10 empty] | April, 07 2017 00:00:00 | Not Dimmable | Not Dimmable | No |  | NNNMHV | [25 empty] | 5 | 1700 | 122 | 14 | 14 | 0.9 | 3500 | 80 |  |  |  | FALSE | FALSE | FALSE | May, 02 2018 00:00:00 | 4.3 |  | standard |  |  |  |  | March, 30 2020 00:00:00 | FALSE | FALSE | FALSE | [6 empty] | AC | [7 empty] | FALSE
P56DZYTR | WING (SHANGHAI) INTERNATIONAL TRADE CO LTD | TOPSTAR | L48T8-850-11P-G4-EB | Linear Replacement Lamp | T8 Four-Foot | Replacement Lamps (plug and play) (UL Type A) |  | standard | FALSE | [10 empty] | April, 07 2017 00:00:00 | Not Dimmable | Not Dimmable | No |  | NNNMHV | [25 empty] | 5 | 1800 | 129 | 14 | 14 | 0.9 | 5000 | 80 |  |  |  | FALSE | FALSE | FALSE | May, 02 2018 00:00:00 | 4.3 |  | standard |  |  |  |  | March, 30 2020 00:00:00 | FALSE | FALSE | FALSE | [6 empty] | AC | [7 empty] | FALSE
PFREN47B | WING (SHANGHAI) INTERNATIONAL TRADE CO LTD | TOPSTAR | L48T8-830-11P-G4-EB | Linear Replacement Lamp | T8 Four-Foot | Replacement Lamps (plug and play) (UL Type A) |  | standard | TRUE |  | 1642 | 120.8 | 13.59 | 14.09 | 0.942 | 3073 | 82 | 5 |  | April, 07 2017 00:00:00 | Not Dimmable | Not Dimmable | No |  | NNNMHV | [15 empty] | 84.1 |  | 1.32 | 1.28 | [6 empty] | 5 | 1700 | 122 | 14 | 14 | 0.9 | 3000 | 80 |  |  |  | FALSE | FALSE | FALSE | May, 02 2018 00:00:00 | 4.3 |  | standard |  |  |  |  | March, 30 2020 00:00:00 | FALSE | FALSE | FALSE | [6 empty] | AC | [7 empty] | FALSE
PW7KPKY3 | Shenzhen Ephan Technology Co.,Ltd | EPHAN | EPT-1200AP-ETL(3000K) | Linear Replacement Lamp | T8 Four-Foot | Replacement Lamps (plug and play) (UL Type A) |  | standard | TRUE |  | 2257.23 | 112.021 | 20.15 | 16.3 | 0.911 | 2916 | 83.1 | 5 | 50000 | April, 06 2017 00:00:00 | Not Dimmable | Not Dimmable | FALSE |  | PPPRSF | [15 empty] | 80.2 |  | 1.16 | 1.1 | [6 empty] | 4.4 | 2257.2 | 112 | 20.1 | 16.3 | 0.91 | 2916 | 83.1 |  |  |  | FALSE | FALSE | FALSE | May, 02 2018 00:00:00 | 4.3 |  | standard |  |  |  |  | November, 02 2018 00:00:00 | FALSE | FALSE | FALSE | [6 empty] | AC | [7 empty] | FALSE
PU65BRP6 | Shenzhen Ephan Technology Co.,Ltd | EPHAN | EPT-1200AP-ETL(4000K) | Linear Replacement Lamp | T8 Four-Foot | Replacement Lamps (plug and play) (UL Type A) |  | standard | FALSE | [10 empty] | April, 06 2017 00:00:00 | Not Dimmable | Not Dimmable | FALSE |  | PPPRSF | [25 empty] | 4.4 | 2257.2 | 112 | 20.1 | 16.3 | 0.91 | 4000 | 83.1 |  |  |  | FALSE | FALSE | FALSE | May, 02 2018 00:00:00 | 4.3 |  | standard |  |  |  |  | November, 02 2018 00:00:00 | FALSE | FALSE | FALSE | [6 empty] | AC | [7 empty] | FALSE
PA12676C | Shenzhen Ephan Technology Co.,Ltd | EPHAN | EPT-1200AA-ETL(4000K) | Linear Replacement Lamp | T8 Four-Foot | Replacement Lamps (plug and play) (UL Type A) |  | standard | FALSE | [10 empty] | April, 06 2017 00:00:00 | Not Dimmable | Not Dimmable | FALSE |  | PPPRSE | [25 empty] | 4.4 | 2306.9 | 116.2 | 19.8 | 14.8 | 0.92 | 4000 | 82.9 |  |  |  | FALSE | FALSE | FALSE | May, 02 2018 00:00:00 | 4.3 |  | standard |  |  |  |  | November, 02 2018 00:00:00 | FALSE | FALSE | FALSE | [6 empty] | AC | [7 empty] | FALSE
PY73Z851 | Turolight Inc. | TUROLIGHT | VIV-T8DFSP4/17W/50F | Linear Replacement Lamp | T8 Four-Foot | Replacement Lamps (plug and play) (UL Type A) |  | standard | FALSE | [10 empty] | April, 06 2017 00:00:00 | Dimmable | Continuous Below 10 | No |  | IIIKFJ | [25 empty] | 5 | 2400 | 120 | 20 | 7.64 | 0.98 | 5000 | 83 |  |  |  | FALSE | FALSE | FALSE | May, 02 2018 00:00:00 | 4.3 |  | standard |  |  |  |  | March, 30 2020 00:00:00 | FALSE | FALSE | FALSE | [6 empty] | AC | [7 empty] | FALSE
PM5YYW9T | Espen Technology | ESPEN | L48T8/835/12G-EB F | Linear Replacement Lamp | T8 Four-Foot | Replacement Lamps (plug and play) (UL Type A) |  | standard | FALSE | [10 empty] | April, 06 2017 00:00:00 | Not Dimmable | Not Dimmable | No |  | XXXARZ | [25 empty] | 5 | 1700 | 117 | 14.5 | 13.61 | 0.95 | 3500 | 82 |  |  |  | FALSE | FALSE | FALSE | May, 02 2018 00:00:00 | 4.3 |  | standard |  |  |  |  | March, 30 2020 00:00:00 | FALSE | FALSE | FALSE | [6 empty] | AC | [7 empty] | FALSE
PM1UBPJY | Espen Technology | ESPEN | L48T8/845/15G-EB F | Linear Replacement Lamp | T8 Four-Foot | Replacement Lamps (plug and play) (UL Type A) |  | standard | FALSE | [10 empty] | April, 06 2017 00:00:00 | Not Dimmable | Not Dimmable | No |  | XXXASA | [25 empty] | 5 | 2200 | 124 | 18 | 9.83 | 0.97 | 4500 | 82 |  |  |  | FALSE | FALSE | FALSE | May, 02 2018 00:00:00 | 4.3 |  | standard |  |  |  |  | March, 30 2020 00:00:00 | FALSE | FALSE | FALSE | [6 empty] | AC | [7 empty] | FALSE
PXWUD354 | Espen Technology | ESPEN | L48T8/850/12G-EB F | Linear Replacement Lamp | T8 Four-Foot | Replacement Lamps (plug and play) (UL Type A) |  | standard | FALSE | [10 empty] | April, 06 2017 00:00:00 | Not Dimmable | Not Dimmable | No |  | XXXARZ | [25 empty] | 5 | 1800 | 124 | 14.5 | 14.44 | 0.96 | 5000 | 82 |  |  |  | FALSE | FALSE | FALSE | May, 02 2018 00:00:00 | 4.3 |  | standard |  |  |  |  | March, 30 2020 00:00:00 | FALSE | FALSE | FALSE | [6 empty] | AC | [7 empty] | FALSE
P234AGTY | Shenzhen Ephan Technology Co.,Ltd | EPHAN | EPT-1200AP-ETL(5000K) | Linear Replacement Lamp | T8 Four-Foot | Replacement Lamps (plug and play) (UL Type A) |  | standard | FALSE | [10 empty] | April, 06 2017 00:00:00 | Not Dimmable | Not Dimmable | No |  | PPPRSF | [25 empty] | 5 | 2395.8 | 119.4 | 20 | 17.1 | 0.92 | 5000 | 81.2 |  |  |  | FALSE | FALSE | FALSE | May, 02 2018 00:00:00 | 4.3 |  | standard |  |  |  |  | March, 30 2020 00:00:00 | FALSE | FALSE | FALSE | [6 empty] | AC | [7 empty] | FALSE
PA2HJG1M | Shenzhen Ephan Technology Co.,Ltd | EPHAN | EPT-1200AA-ETL(3000K) | Linear Replacement Lamp | T8 Four-Foot | Replacement Lamps (plug and play) (UL Type A) |  | standard | TRUE |  | 2306.91 | 116.217 | 19.85 | 14.8 | 0.917 | 2914 | 82.9 | 5 | 50000 | April, 06 2017 00:00:00 | Not Dimmable | Not Dimmable | No |  | PPPRSE | [15 empty] | 79.6 |  | 1.08 | 1.32 | [6 empty] | 5 | 2306.9 | 116.2 | 19.8 | 14.8 | 0.92 | 2914 | 82.9 |  |  |  | FALSE | FALSE | FALSE | May, 02 2018 00:00:00 | 4.3 |  | standard |  |  |  |  | March, 30 2020 00:00:00 | FALSE | FALSE | FALSE | [6 empty] | AC | [7 empty] | FALSE
P41857DR | Espen Technology | ESPEN | L48T8/835/15G-EB F | Linear Replacement Lamp | T8 Four-Foot | Replacement Lamps (plug and play) (UL Type A) |  | standard | FALSE | [10 empty] | April, 06 2017 00:00:00 | Not Dimmable | Not Dimmable | No |  | XXXASA | [25 empty] | 5 | 2100 | 117 | 18 | 9.83 | 0.97 | 3500 | 82 |  |  |  | FALSE | FALSE | FALSE | May, 02 2018 00:00:00 | 4.3 |  | standard |  |  |  |  | March, 30 2020 00:00:00 | FALSE | FALSE | FALSE | [6 empty] | AC | [7 empty] | FALSE
PWMAU2KB | Shenzhen Ephan Technology Co.,Ltd | EPHAN | EPT-1200AA-ETL(4500K) | Linear Replacement Lamp | T8 Four-Foot | Replacement Lamps (plug and play) (UL Type A) |  | standard | FALSE | [10 empty] | April, 06 2017 00:00:00 | Not Dimmable | Not Dimmable | FALSE |  | PPPRSE | [25 empty] | 4.4 | 2306.9 | 116.2 | 19.8 | 14.8 | 0.92 | 4500 | 82.9 |  |  |  | FALSE | FALSE | FALSE | May, 02 2018 00:00:00 | 4.3 |  | standard |  |  |  |  | November, 02 2018 00:00:00 | FALSE | FALSE | FALSE | [6 empty] | AC | [7 empty] | FALSE
PQRCC4PJ | Turolight Inc. | TUROLIGHT | VIV-T8DFSP4/17W/45F | Linear Replacement Lamp | T8 Four-Foot | Replacement Lamps (plug and play) (UL Type A) |  | Standard | FALSE | [10 empty] | April, 06 2017 00:00:00 | Dimmable | Continuous Below 10 | No |  | IIIKFJ | [25 empty] | 4.4 | 2300 | 115 | 20 | 7.59 | 0.98 | 4500 | 83 |  |  |  | FALSE | FALSE | FALSE | May, 02 2018 00:00:00 | 4.3 |  | Standard |  |  |  |  | November, 02 2018 00:00:00 | FALSE | FALSE | FALSE | [6 empty] | AC | [7 empty] | FALSE
PNQBGUMY | Turolight Inc. | TUROLIGHT | VIV-T8DFSP4/17W/35F | Linear Replacement Lamp | T8 Four-Foot | Replacement Lamps (plug and play) (UL Type A) |  | Standard | FALSE | [10 empty] | April, 06 2017 00:00:00 | Dimmable | Continuous Below 10 | No |  | IIIKFJ | [25 empty] | 4.4 | 2200 | 110 | 20 | 7.59 | 0.98 | 3500 | 83 |  |  |  | FALSE | FALSE | FALSE | May, 02 2018 00:00:00 | 4.3 |  | Standard |  |  |  |  | November, 02 2018 00:00:00 | FALSE | FALSE | FALSE | [6 empty] | AC | [7 empty] | FALSE
P8YXEWQU | Turolight Inc. | TUROLIGHT | VIV-T8DFSP4/17W/30F | Linear Replacement Lamp | T8 Four-Foot | Replacement Lamps (plug and play) (UL Type A) |  | Standard | TRUE |  | 2323 | 120.2 | 19.32 | 7.59 | 0.9751 | 3073 | 82.7 | 5 | 50000 | April, 06 2017 00:00:00 | Dimmable | Continuous Below 10 | No |  | IIIKFJ | [15 empty] | 83.2 |  | 1.26 | 1.3 | [6 empty] | 4.4 | 2200 | 110 | 20 | 7.59 | 0.98 | 3000 | 83 |  |  |  | FALSE | FALSE | FALSE | May, 02 2018 00:00:00 | 4.3 |  | Standard |  |  |  |  | November, 02 2018 00:00:00 | FALSE | FALSE | FALSE | [6 empty] | AC | [7 empty] | FALSE
PUD51XDT | Shenzhen Ephan Technology Co.,Ltd | EPHAN | EPT-1200AP-ETL(3500K) | Linear Replacement Lamp | T8 Four-Foot | Replacement Lamps (plug and play) (UL Type A) |  | standard | FALSE | [10 empty] | April, 06 2017 00:00:00 | Not Dimmable | Not Dimmable | FALSE |  | PPPRSF | [25 empty] | 4.4 | 2257.2 | 112 | 20.1 | 16.3 | 0.91 | 3500 | 83.1 |  |  |  | FALSE | FALSE | FALSE | May, 02 2018 00:00:00 | 4.3 |  | standard |  |  |  |  | November, 02 2018 00:00:00 | FALSE | FALSE | FALSE | [6 empty] | AC | [7 empty] | FALSE
P5N6F34W | Espen Technology | ESPEN | L48T8/840/15G-EB F | Linear Replacement Lamp | T8 Four-Foot | Replacement Lamps (plug and play) (UL Type A) |  | standard | FALSE | [10 empty] | April, 06 2017 00:00:00 | Not Dimmable | Not Dimmable | No |  | XXXASA | [25 empty] | 5 | 2200 | 124 | 18 | 9.83 | 0.97 | 4000 | 82 |  |  |  | FALSE | FALSE | FALSE | May, 02 2018 00:00:00 | 4.3 |  | standard |  |  |  |  | March, 30 2020 00:00:00 | FALSE | FALSE | FALSE | [6 empty] | AC | [7 empty] | FALSE
PGH73FST | Espen Technology | ESPEN | L48T8/830/12G-EB F | Linear Replacement Lamp | T8 Four-Foot | Replacement Lamps (plug and play) (UL Type A) |  | standard | TRUE |  | 1729 | 128.6 | 13.44 | 13.61 | 0.9545 | 3051 | 83.1 | 5 | 50000 | April, 06 2017 00:00:00 | Not Dimmable | Not Dimmable | No |  | XXXARZ | [15 empty] | 83.2 |  | 1.26 | 1.3 | [6 empty] | 5 | 1700 | 117 | 14.5 | 13.61 | 0.95 | 3000 | 82 |  |  |  | FALSE | FALSE | FALSE | May, 02 2018 00:00:00 | 4.3 |  | standard |  |  |  |  | March, 30 2020 00:00:00 | FALSE | FALSE | FALSE | [6 empty] | AC | [7 empty] | FALSE
PZHR19HB | Espen Technology | ESPEN | L48T8/830/15G-EB F | Linear Replacement Lamp | T8 Four-Foot | Replacement Lamps (plug and play) (UL Type A) |  | standard | TRUE |  | 2177 | 128.9 | 16.9 | 9.83 | 0.9684 | 3061 | 82.9 | 5 | 50000 | April, 06 2017 00:00:00 | Not Dimmable | Not Dimmable | No |  | XXXASA | [15 empty] | 83.2 |  | 1.26 | 1.3 | [6 empty] | 5 | 2100 | 117 | 18 | 9.83 | 0.97 | 3000 | 82 |  |  |  | FALSE | FALSE | FALSE | May, 02 2018 00:00:00 | 4.3 |  | standard |  |  |  |  | March, 30 2020 00:00:00 | FALSE | FALSE | FALSE | [6 empty] | AC | [7 empty] | FALSE
PRYVQE6R | Turolight Inc. | TUROLIGHT | VIV-T8DFSP4/17W/40F | Linear Replacement Lamp | T8 Four-Foot | Replacement Lamps (plug and play) (UL Type A) |  | Standard | FALSE | [10 empty] | April, 06 2017 00:00:00 | Dimmable | Continuous Below 10 | No |  | IIIKFJ | [25 empty] | 4.4 | 2300 | 115 | 20 | 7.59 | 0.98 | 4000 | 83 |  |  |  | FALSE | FALSE | FALSE | May, 02 2018 00:00:00 | 4.3 |  | Standard |  |  |  |  | November, 02 2018 00:00:00 | FALSE | FALSE | FALSE | [6 empty] | AC | [7 empty] | FALSE
PV7GJDCH | Espen Technology | ESPEN | L48T8/845/12G-EB F | Linear Replacement Lamp | T8 Four-Foot | Replacement Lamps (plug and play) (UL Type A) |  | standard | FALSE | [10 empty] | April, 06 2017 00:00:00 | Not Dimmable | Not Dimmable | No |  | XXXARZ | [25 empty] | 5 | 1800 | 124 | 14.5 | 13.61 | 0.95 | 4500 | 82 |  |  |  | FALSE | FALSE | FALSE | May, 02 2018 00:00:00 | 4.3 |  | standard |  |  |  |  | March, 30 2020 00:00:00 | FALSE | FALSE | FALSE | [6 empty] | AC | [7 empty] | FALSE
PYAH39XH | Shenzhen Ephan Technology Co.,Ltd | EPHAN | EPT-1200AP-ETL(4500K) | Linear Replacement Lamp | T8 Four-Foot | Replacement Lamps (plug and play) (UL Type A) |  | standard | FALSE | [10 empty] | April, 06 2017 00:00:00 | Not Dimmable | Not Dimmable | FALSE |  | PPPRSF | [25 empty] | 4.4 | 2257.2 | 112 | 20.1 | 16.3 | 0.91 | 4500 | 83.1 |  |  |  | FALSE | FALSE | FALSE | May, 02 2018 00:00:00 | 4.3 |  | standard |  |  |  |  | November, 02 2018 00:00:00 | FALSE | FALSE | FALSE | [6 empty] | AC | [7 empty] | FALSE
PCUV46XW | Shenzhen Ephan Technology Co.,Ltd | EPHAN | EPT-1200AA-ETL(3500K) | Linear Replacement Lamp | T8 Four-Foot | Replacement Lamps (plug and play) (UL Type A) |  | standard | FALSE | [10 empty] | April, 06 2017 00:00:00 | Not Dimmable | Not Dimmable | FALSE |  | PPPRSE | [25 empty] | 4.4 | 2306.9 | 116.2 | 19.8 | 14.8 | 0.92 | 3500 | 82.9 |  |  |  | FALSE | FALSE | FALSE | May, 02 2018 00:00:00 | 4.3 |  | standard |  |  |  |  | November, 02 2018 00:00:00 | FALSE | FALSE | FALSE | [6 empty] | AC | [7 empty] | FALSE
P9KMYDD8 | Espen Technology | ESPEN | L48T8/840/12G-EB F | Linear Replacement Lamp | T8 Four-Foot | Replacement Lamps (plug and play) (UL Type A) |  | standard | FALSE | [10 empty] | April, 06 2017 00:00:00 | Not Dimmable | Not Dimmable | No |  | XXXARZ | [25 empty] | 5 | 1800 | 124 | 14.5 | 13.61 | 0.95 | 4000 | 82 |  |  |  | FALSE | FALSE | FALSE | May, 02 2018 00:00:00 | 4.3 |  | standard |  |  |  |  | March, 30 2020 00:00:00 | FALSE | FALSE | FALSE | [6 empty] | AC | [7 empty] | FALSE
PJDV4DZJ | Espen Technology | ESPEN | L48T8/850/15G-EB F | Linear Replacement Lamp | T8 Four-Foot | Replacement Lamps (plug and play) (UL Type A) |  | standard | FALSE | [10 empty] | April, 06 2017 00:00:00 | Not Dimmable | Not Dimmable | No |  | XXXASA | [25 empty] | 5 | 2200 | 124 | 18 | 10.2 | 0.97 | 5000 | 82 |  |  |  | FALSE | FALSE | FALSE | May, 02 2018 00:00:00 | 4.3 |  | standard |  |  |  |  | March, 30 2020 00:00:00 | FALSE | FALSE | FALSE | [6 empty] | AC | [7 empty] | FALSE
PZRW54A4 | Shenzhen Ephan Technology Co.,Ltd | EPHAN | EPT-1200AA-ETL(5000K) | Linear Replacement Lamp | T8 Four-Foot | Replacement Lamps (plug and play) (UL Type A) |  | standard | FALSE | [10 empty] | April, 06 2017 00:00:00 | Not Dimmable | Not Dimmable | No |  | PPPRSE | [25 empty] | 5 | 2437.7 | 120.3 | 20.2 | 15.6 | 0.93 | 4979 | 81.1 |  |  |  | FALSE | FALSE | FALSE | May, 02 2018 00:00:00 | 4.3 |  | standard |  |  |  |  | March, 30 2020 00:00:00 | FALSE | FALSE | FALSE | [6 empty] | AC | [7 empty] | FALSE
P7NZAR4A | Topaz Lighting Corp. | TOPAZ | L4T8E/850/13/F-70 | Linear Replacement Lamp | T8 Four-Foot | Replacement Lamps (plug and play) (UL Type A) |  | standard | FALSE | [10 empty] | April, 04 2017 00:00:00 | Not Dimmable | Not Dimmable | FALSE |  | YYYBRD | [25 empty] | 4.4 | 2000 | 115 | 16 | 12.41 | 0.97 | 5000 | 83 |  |  |  | FALSE | FALSE | FALSE | May, 02 2018 00:00:00 | 4.3 |  | standard |  |  |  |  | November, 02 2018 00:00:00 | FALSE | FALSE | FALSE | [6 empty] | AC | [7 empty] | FALSE
P26D2S4F | Topaz Lighting Corp. | TOPAZ | L4T8E/830/13/F-70 | Linear Replacement Lamp | T8 Four-Foot | Replacement Lamps (plug and play) (UL Type A) |  | standard | TRUE |  | 1955 | 119 | 16.43 | 12.41 | 0.9634 | 3056 | 81.3 | 5 | 50000 | April, 04 2017 00:00:00 | Not Dimmable | Not Dimmable | FALSE |  | YYYBRD | [15 empty] | 84 |  | 1.24 | 1.22 | [6 empty] | 4.4 | 1800 | 110 | 16 | 12.41 | 0.97 | 3000 | 83 |  |  |  | FALSE | FALSE | FALSE | May, 02 2018 00:00:00 | 4.3 |  | standard |  |  |  |  | November, 02 2018 00:00:00 | FALSE | FALSE | FALSE | [6 empty] | AC | [7 empty] | FALSE
P00001BFQ | Truly Green Solutions | Truly Green Solutions | 834118-50-B-F | Linear Replacement Lamp | T8 Four-Foot | Dual Mode Internal Driver (UL Type A and Type B) |  | standard | FALSE | [10 empty] | April, 04 2017 00:00:00 | Not Yet Verified | Not Yet Verified | NotYetVerified | Lastx represents either s for single-end power input or T for double-end inputs. Updated on 4/4/2017. Delisted on 4/1/2017; relisted on 4/4/2018. | JJJKHK | [25 empty] | 5 | 2400 | 130 | 18 | 20 | 0.9 | 5000 | 83 |  |  |  | FALSE | FALSE | FALSE | May, 02 2018 00:00:00 | 4.3 |  | standard |  |  |  |  | March, 30 2020 00:00:00 | FALSE | FALSE | FALSE | [6 empty] | AC | [7 empty] | FALSE
P00001BFO | Truly Green Solutions | Truly Green Solutions | 834118-40-B-F | Linear Replacement Lamp | T8 Four-Foot | Dual Mode Internal Driver (UL Type A and Type B) |  | standard | FALSE | [10 empty] | April, 04 2017 00:00:00 | Not Yet Verified | Not Yet Verified | NotYetVerified | Lastx represents either s for single-end power input or T for double-end inputs. Updated on 4/4/2017. Delisted on 4/1/2017; relisted on 4/4/2018. | JJJKHK | [25 empty] | 5 | 2400 | 130 | 18 | 20 | 0.9 | 4000 | 83 |  |  |  | FALSE | FALSE | FALSE | May, 02 2018 00:00:00 | 4.3 |  | standard |  |  |  |  | March, 30 2020 00:00:00 | FALSE | FALSE | FALSE | [6 empty] | AC | [7 empty] | FALSE
PJJSR63D | Technical Consumer Products | TCP | L12T8D5050KXX | Linear Replacement Lamp | T8 Four-Foot | Replacement Lamps (plug and play) (UL Type A) |  | standard | FALSE | [10 empty] | April, 04 2017 00:00:00 | Dimmable | Continuous Below 10 | No | Updated on 1/25/2018 | MMMPGA | [25 empty] | 5 | 1904 | 128 | 14.85 | 9.54 | 0.957 | 5000 | 83 |  |  |  | FALSE | FALSE | FALSE | May, 02 2018 00:00:00 | 4.3 |  | standard |  |  |  |  | March, 30 2020 00:00:00 | FALSE | FALSE | FALSE | [6 empty] | AC | [7 empty] | FALSE
PH7Q5JC7 | Technical Consumer Products | TCP | L12T8D5035KXX | Linear Replacement Lamp | T8 Four-Foot | Replacement Lamps (plug and play) (UL Type A) |  | standard | TRUE |  | 1805 | 120 | 15 | 9.3 | 0.958 | 3409 | 84 | 5 | 50000 | April, 04 2017 00:00:00 | Dimmable | Continuous Below 10 | NO | Updated on 1/25/2018 | MMMPGA | [15 empty] | 77.6 |  | 1.26 | 1.26 | [6 empty] | 5 | 1805 | 120 | 15 | 9.5 | 0.958 | 3500 | 83 |  |  |  | FALSE | FALSE | FALSE | May, 02 2018 00:00:00 | 4.3 |  | standard |  |  |  |  | March, 30 2020 00:00:00 | FALSE | FALSE | FALSE | [6 empty] | AC | [7 empty] | FALSE
PB7P7A85 | Topaz Lighting Corp. | TOPAZ | L4T8E/850/15/F-70 | Linear Replacement Lamp | T8 Four-Foot | Replacement Lamps (plug and play) (UL Type A) |  | standard | FALSE | [10 empty] | April, 04 2017 00:00:00 | Not Dimmable | Not Dimmable | FALSE |  | YYYBRE | [25 empty] | 4.4 | 2200 | 115 | 18 | 11.26 | 0.99 | 5000 | 83 |  |  |  | FALSE | FALSE | FALSE | May, 02 2018 00:00:00 | 4.3 |  | standard |  |  |  |  | November, 02 2018 00:00:00 | FALSE | FALSE | FALSE | [6 empty] | AC | [7 empty] | FALSE
PZ7W4PST | Topaz Lighting Corp. | TOPAZ | L4T8E/840/13/F-70 | Linear Replacement Lamp | T8 Four-Foot | Replacement Lamps (plug and play) (UL Type A) |  | standard | FALSE | [10 empty] | April, 04 2017 00:00:00 | Not Dimmable | Not Dimmable | FALSE |  | YYYBRD | [25 empty] | 4.4 | 1900 | 112 | 16 | 12.41 | 0.97 | 4000 | 83 |  |  |  | FALSE | FALSE | FALSE | May, 02 2018 00:00:00 | 4.3 |  | standard |  |  |  |  | November, 02 2018 00:00:00 | FALSE | FALSE | FALSE | [6 empty] | AC | [7 empty] | FALSE
P1VZ5YM8 | Topaz Lighting Corp. | TOPAZ | L4T8E/830/15/F-70 | Linear Replacement Lamp | T8 Four-Foot | Replacement Lamps (plug and play) (UL Type A) |  | standard | TRUE |  | 2058 | 117.4 | 17.54 | 11.26 | 0.9669 | 3052 | 81.2 | 5 | 50000 | April, 04 2017 00:00:00 | Not Dimmable | Not Dimmable | FALSE |  | YYYBRE | [15 empty] | 83.8 |  | 1.26 | 1.24 | [6 empty] | 4.4 | 2000 | 110 | 18 | 11.26 | 0.99 | 3000 | 83 |  |  |  | FALSE | FALSE | FALSE | May, 02 2018 00:00:00 | 4.3 |  | standard |  |  |  |  | November, 02 2018 00:00:00 | FALSE | FALSE | FALSE | [6 empty] | AC | [7 empty] | FALSE
PRC5JZAX | Truly Green Solutions | Truly Green Solutions | 834118-30-B-F | Linear Replacement Lamp | T8 Four-Foot | Dual Mode Internal Driver (UL Type A and Type B) |  | standard | TRUE |  | 2399 | 130.56 | 18.1 | 6.74 | 0.9426 | 3001 | 82.2 | 5 | 50000 | April, 04 2017 00:00:00 | Not Yet Verified | Not Yet Verified | NotYetVerified | Lastx represents either s for single-end power input or T for double-end inputs. Updated on 4/4/2017. Delisted on 4/1/2017; relisted on 4/4/2018. | NNNNJR | [15 empty] | 86.83 |  | 1.22 | 1.32 | [6 empty] | 5 | 2400 | 130 | 18 | 20 | 0.9 | 3000 | 83 |  |  |  | FALSE | FALSE | FALSE | May, 02 2018 00:00:00 | 4.3 |  | standard |  |  |  |  | March, 30 2020 00:00:00 | FALSE | FALSE | FALSE | [6 empty] | AC | [7 empty] | FALSE
P324M27A | Topaz Lighting Corp. | TOPAZ | L4T8E/840/15/F-70 | Linear Replacement Lamp | T8 Four-Foot | Replacement Lamps (plug and play) (UL Type A) |  | standard | FALSE | [10 empty] | April, 04 2017 00:00:00 | Not Dimmable | Not Dimmable | FALSE |  | YYYBRE | [25 empty] | 4.4 | 2100 | 112 | 18 | 11.26 | 0.99 | 4000 | 83 |  |  |  | FALSE | FALSE | FALSE | May, 02 2018 00:00:00 | 4.3 |  | standard |  |  |  |  | November, 02 2018 00:00:00 | FALSE | FALSE | FALSE | [6 empty] | AC | [7 empty] | FALSE
PB6XSCVS | Topaz Lighting Corp. | TOPAZ | L4T8E/835/15/F-70 | Linear Replacement Lamp | T8 Four-Foot | Replacement Lamps (plug and play) (UL Type A) |  | standard | FALSE | [10 empty] | April, 04 2017 00:00:00 | Not Dimmable | Not Dimmable | FALSE |  | YYYBRE | [25 empty] | 4.4 | 2000 | 110 | 18 | 11.26 | 0.99 | 3500 | 83 |  |  |  | FALSE | FALSE | FALSE | May, 02 2018 00:00:00 | 4.3 |  | standard |  |  |  |  | November, 02 2018 00:00:00 | FALSE | FALSE | FALSE | [6 empty] | AC | [7 empty] | FALSE
PKC2DS4F | Topaz Lighting Corp. | TOPAZ | L4T8E/835/13/F-70 | Linear Replacement Lamp | T8 Four-Foot | Replacement Lamps (plug and play) (UL Type A) |  | standard | FALSE | [10 empty] | April, 04 2017 00:00:00 | Not Dimmable | Not Dimmable | FALSE |  | YYYBRD | [25 empty] | 4.4 | 1800 | 110 | 16 | 12.41 | 0.97 | 3500 | 83 |  |  |  | FALSE | FALSE | FALSE | May, 02 2018 00:00:00 | 4.3 |  | standard |  |  |  |  | November, 02 2018 00:00:00 | FALSE | FALSE | FALSE | [6 empty] | AC | [7 empty] | FALSE
P2EJMYVN | Truly Green Solutions | Truly Green Solutions | 834118-35-B-F | Linear Replacement Lamp | T8 Four-Foot | Dual Mode Internal Driver (UL Type A and Type B) |  | standard | FALSE | [10 empty] | April, 04 2017 00:00:00 | Not Yet Verified | Not Yet Verified | NotYetVerified | Lastx represents either s for single-end power input or T for double-end inputs. Updated on 4/4/2017. Delisted on 4/1/2017; relisted on 4/4/2018. | NNNNJR | [25 empty] | 5 | 2400 | 130 | 18 | 20 | 0.9 | 3500 | 83 |  |  |  | FALSE | FALSE | FALSE | May, 02 2018 00:00:00 | 4.3 |  | standard |  |  |  |  | March, 30 2020 00:00:00 | FALSE | FALSE | FALSE | [6 empty] | AC | [7 empty] | FALSE
P00001BFP | Truly Green Solutions | Truly Green Solutions | 834118-45-B-F | Linear Replacement Lamp | T8 Four-Foot | Dual Mode Internal Driver (UL Type A and Type B) |  | standard | FALSE | [10 empty] | April, 04 2017 00:00:00 | Not Yet Verified | Not Yet Verified | NotYetVerified | Lastx represents either s for single-end power input or T for double-end inputs. Updated on 4/4/2017. Delisted on 4/1/2017; relisted on 4/4/2018. | JJJKHK | [25 empty] | 5 | 2400 | 130 | 18 | 20 | 0.9 | 4500 | 83 |  |  |  | FALSE | FALSE | FALSE | May, 02 2018 00:00:00 | 4.3 |  | standard |  |  |  |  | March, 30 2020 00:00:00 | FALSE | FALSE | FALSE | [6 empty] | AC | [7 empty] | FALSE
PKHSZB2P | Technical Consumer Products | TCP | L12T8D5041KXX | Linear Replacement Lamp | T8 Four-Foot | Replacement Lamps (plug and play) (UL Type A) |  | standard | FALSE | [10 empty] | April, 04 2017 00:00:00 | Dimmable | Continuous Below 10 | No |  | MMMPGA | [25 empty] | 5 | 1838 | 122.53 | 15 | 9.54 | 0.96 | 4100 | 83 |  |  |  | FALSE | FALSE | FALSE | May, 02 2018 00:00:00 | 4.3 |  | standard |  |  |  |  | March, 30 2020 00:00:00 | FALSE | FALSE | FALSE | [6 empty] | AC | [7 empty] | FALSE
PA18MUDJ | Xiamen Bymea Lighting Co., Ltd | BYMEA | T08G11-40H | Linear Replacement Lamp | T8 Four-Foot | Dual Mode Internal Driver (UL Type A and Type B) |  | standard | TRUE |  | 1793 | 119.98 | 14.94 | 11.95 | 0.9605 | 4028 | 82.9 | 5 | 50000 | March, 31 2017 00:00:00 | Not Dimmable | Not Dimmable | No |  | WWWBKJ | [15 empty] | 84.8 |  | 1.22 | 1.32 | [6 empty] | 5 | 1700 | 141.7 | 12 | 11.95 | 0.96 | 4000 | 82.9 |  |  |  | FALSE | FALSE | FALSE | May, 02 2018 00:00:00 | 4.3 |  | standard |  |  |  |  | March, 30 2020 00:00:00 | FALSE | FALSE | FALSE | [6 empty] | AC | [7 empty] | FALSE
PMV2JCWN | Xiamen Bymea Lighting Co., Ltd | BYMEA | T08G01-45H | Linear Replacement Lamp | T8 Four-Foot | Dual Mode Internal Driver (UL Type A and Type B) |  | standard | FALSE | [10 empty] | March, 31 2017 00:00:00 | Not Dimmable | Not Dimmable | No |  | WWWBKI | [25 empty] | 5 | 2100 | 140 | 15 | 10.15 | 0.97 | 4500 | 82.7 |  |  |  | FALSE | FALSE | FALSE | May, 02 2018 00:00:00 | 4.3 |  | standard |  |  |  |  | March, 30 2020 00:00:00 | FALSE | FALSE | FALSE | [6 empty] | AC | [7 empty] | FALSE
PWG93ACH | Xiamen Bymea Lighting Co., Ltd | BYMEA | T08G11-45H | Linear Replacement Lamp | T8 Four-Foot | Dual Mode Internal Driver (UL Type A and Type B) |  | standard | FALSE | [10 empty] | March, 31 2017 00:00:00 | Not Dimmable | Not Dimmable | No |  | WWWBKJ | [25 empty] | 5 | 1700 | 141.7 | 12 | 11.95 | 0.96 | 4500 | 82.9 |  |  |  | FALSE | FALSE | FALSE | May, 02 2018 00:00:00 | 4.3 |  | standard |  |  |  |  | March, 30 2020 00:00:00 | FALSE | FALSE | FALSE | [6 empty] | AC | [7 empty] | FALSE
PB584VU7 | Xiamen Bymea Lighting Co., Ltd | BYMEA | T08G31-50H | Linear Replacement Lamp | T8 Four-Foot | Replacement Lamps (plug and play) (UL Type A) |  | standard | FALSE | [10 empty] | March, 31 2017 00:00:00 | Not Dimmable | Not Dimmable | No |  | WWWBKL | [25 empty] | 5 | 1700 | 141.7 | 12 | 10.95 | 0.97 | 5000 | 82.7 |  |  |  | FALSE | FALSE | FALSE | May, 02 2018 00:00:00 | 4.3 |  | standard |  |  |  |  | March, 30 2020 00:00:00 | FALSE | FALSE | FALSE | [6 empty] | AC | [7 empty] | FALSE
PV5CNFUQ | Xiamen Bymea Lighting Co., Ltd | BYMEA | T08G01-40H | Linear Replacement Lamp | T8 Four-Foot | Dual Mode Internal Driver (UL Type A and Type B) |  | standard | TRUE |  | 2054 | 119.62 | 17.17 | 10.15 | 0.9667 | 4014 | 82.7 | 5 | 50000 | March, 31 2017 00:00:00 | Not Dimmable | Not Dimmable | No |  | WWWBKI | [15 empty] | 84.8 |  | 1.22 | 1.32 | [6 empty] | 5 | 2100 | 140 | 15 | 10.15 | 0.97 | 4000 | 82.7 |  |  |  | FALSE | FALSE | FALSE | May, 02 2018 00:00:00 | 4.3 |  | standard |  |  |  |  | March, 30 2020 00:00:00 | FALSE | FALSE | FALSE | [6 empty] | AC | [7 empty] | FALSE
PRFFDYM9 | Xiamen Bymea Lighting Co., Ltd | BYMEA | T08G21-45H | Linear Replacement Lamp | T8 Four-Foot | Replacement Lamps (plug and play) (UL Type A) |  | standard | FALSE | [10 empty] | March, 31 2017 00:00:00 | Not Dimmable | Not Dimmable | No |  | WWWBKM | [25 empty] | 5 | 1900 | 126.7 | 15 | 11.27 | 0.97 | 4500 | 82.7 |  |  |  | FALSE | FALSE | FALSE | May, 02 2018 00:00:00 | 4.3 |  | standard |  |  |  |  | March, 30 2020 00:00:00 | FALSE | FALSE | FALSE | [6 empty] | AC | [7 empty] | FALSE
P7WKGQAT | Xiamen Bymea Lighting Co., Ltd | BYMEA | T08G21-50H | Linear Replacement Lamp | T8 Four-Foot | Replacement Lamps (plug and play) (UL Type A) |  | standard | FALSE | [10 empty] | March, 31 2017 00:00:00 | Not Dimmable | Not Dimmable | NO |  | WWWBKM | [25 empty] | 5 | 1900 | 126.7 | 15 | 11.49 | 0.97 | 5000 | 82.6 |  |  |  | FALSE | FALSE | FALSE | May, 02 2018 00:00:00 | 4.3 |  | standard |  |  |  |  | March, 30 2020 00:00:00 | FALSE | FALSE | FALSE | [6 empty] | AC | [7 empty] | FALSE
PP2SCTEZ | Xiamen Bymea Lighting Co., Ltd | BYMEA | T08G31-40H | Linear Replacement Lamp | T8 Four-Foot | Replacement Lamps (plug and play) (UL Type A) |  | standard | TRUE |  | 2106 | 128.86 | 16.34 | 10.74 | 0.9638 | 4012 | 82.7 | 5 | 50000 | March, 31 2017 00:00:00 | Not Dimmable | Not Dimmable | No |  | WWWBKL | [15 empty] | 84.9 |  | 1.22 | 1.3 | [6 empty] | 5 | 1700 | 141.7 | 12 | 10.74 | 0.96 | 4000 | 82.7 |  |  |  | FALSE | FALSE | FALSE | May, 02 2018 00:00:00 | 4.3 |  | standard |  |  |  |  | March, 30 2020 00:00:00 | FALSE | FALSE | FALSE | [6 empty] | AC | [7 empty] | FALSE
PFAUXWMX | Xiamen Bymea Lighting Co., Ltd | BYMEA | T08G31-45H | Linear Replacement Lamp | T8 Four-Foot | Replacement Lamps (plug and play) (UL Type A) |  | standard | FALSE | [10 empty] | March, 31 2017 00:00:00 | Not Dimmable | Not Dimmable | No |  | WWWBKL | [25 empty] | 5 | 1700 | 141.7 | 12 | 10.74 | 0.96 | 4500 | 82.7 |  |  |  | FALSE | FALSE | FALSE | May, 02 2018 00:00:00 | 4.3 |  | standard |  |  |  |  | March, 30 2020 00:00:00 | FALSE | FALSE | FALSE | [6 empty] | AC | [7 empty] | FALSE
PVVF4T4B | Xiamen Bymea Lighting Co., Ltd | BYMEA | T08G11-50H | Linear Replacement Lamp | T8 Four-Foot | Dual Mode Internal Driver (UL Type A and Type B) |  | standard | FALSE | [10 empty] | March, 31 2017 00:00:00 | Not Dimmable | Not Dimmable | No |  | WWWBKJ | [25 empty] | 5 | 1700 | 141.7 | 12 | 12.38 | 0.95 | 5000 | 82.7 |  |  |  | FALSE | FALSE | FALSE | May, 02 2018 00:00:00 | 4.3 |  | standard |  |  |  |  | March, 30 2020 00:00:00 | FALSE | FALSE | FALSE | [6 empty] | AC | [7 empty] | FALSE
PDDAXQFZ | Xiamen Bymea Lighting Co., Ltd | BYMEA | T08H11-50H | Linear Replacement Lamp | T8 Four-Foot | Dual Mode Internal Driver (UL Type A and Type B) |  | standard | FALSE | [10 empty] | March, 31 2017 00:00:00 | Not Dimmable | Not Dimmable | No |  | WWWBKK | [25 empty] | 5 | 1700 | 141.7 | 12 | 12.54 | 0.95 | 5000 | 83.2 |  |  |  | FALSE | FALSE | FALSE | May, 02 2018 00:00:00 | 4.3 |  | standard |  |  |  |  | March, 30 2020 00:00:00 | FALSE | FALSE | FALSE | [6 empty] | AC | [7 empty] | FALSE
PZ43GSVV | Xiamen Bymea Lighting Co., Ltd | BYMEA | T08H11-45H | Linear Replacement Lamp | T8 Four-Foot | Dual Mode Internal Driver (UL Type A and Type B) |  | standard | FALSE | [10 empty] | March, 31 2017 00:00:00 | Not Dimmable | Not Dimmable | No |  | WWWBKK | [25 empty] | 5 | 1700 | 141.7 | 12 | 12.01 | 0.95 | 4500 | 83.5 |  |  |  | FALSE | FALSE | FALSE | May, 02 2018 00:00:00 | 4.3 |  | standard |  |  |  |  | March, 30 2020 00:00:00 | FALSE | FALSE | FALSE | [6 empty] | AC | [7 empty] | FALSE
PJ2GNFQN | Xiamen Bymea Lighting Co., Ltd | BYMEA | T08G01-50H | Linear Replacement Lamp | T8 Four-Foot | Dual Mode Internal Driver (UL Type A and Type B) |  | standard | FALSE | [10 empty] | March, 31 2017 00:00:00 | Not Dimmable | Not Dimmable | No |  | WWWBKI | [25 empty] | 5 | 2100 | 140 | 15 | 10.35 | 0.96 | 5000 | 83.5 |  |  |  | FALSE | FALSE | FALSE | May, 02 2018 00:00:00 | 4.3 |  | standard |  |  |  |  | March, 30 2020 00:00:00 | FALSE | FALSE | FALSE | [6 empty] | AC | [7 empty] | FALSE
PNZDN1UZ | Xiamen Bymea Lighting Co., Ltd | BYMEA | T08H11-40H | Linear Replacement Lamp | T8 Four-Foot | Dual Mode Internal Driver (UL Type A and Type B) |  | standard | TRUE |  | 1885 | 126.07 | 14.95 | 12.01 | 0.9547 | 4041 | 83.5 | 5 | 50000 | March, 31 2017 00:00:00 | Not Dimmable | Not Dimmable | No |  | WWWBKK | [15 empty] | 85 |  | 1.22 | 1.34 | [6 empty] | 5 | 1700 | 141.7 | 12 | 12.01 | 0.95 | 4000 | 83.5 |  |  |  | FALSE | FALSE | FALSE | May, 02 2018 00:00:00 | 4.3 |  | standard |  |  |  |  | March, 30 2020 00:00:00 | FALSE | FALSE | FALSE | [6 empty] | AC | [7 empty] | FALSE
PNGVTSXR | Xiamen Bymea Lighting Co., Ltd | BYMEA | T08G21-40H | Linear Replacement Lamp | T8 Four-Foot | Replacement Lamps (plug and play) (UL Type A) |  | standard | TRUE |  | 2275 | 123.52 | 18.42 | 11.27 | 0.9684 | 4105 | 82.7 | 5 | 50000 | March, 31 2017 00:00:00 | Not Dimmable | Not Dimmable | No |  | WWWBKM | [15 empty] | 84.9 |  | 1.22 | 1.3 | [6 empty] | 5 | 1900 | 126.7 | 15 | 11.27 | 0.97 | 4000 | 82.7 |  |  |  | FALSE | FALSE | FALSE | May, 02 2018 00:00:00 | 4.3 |  | standard |  |  |  |  | March, 30 2020 00:00:00 | FALSE | FALSE | FALSE | [6 empty] | AC | [7 empty] | FALSE
PDXCAWEW | FY Lighting Co., Ltd | Fen Yong | FY-T8-4FTF(45K120CGSA) | Linear Replacement Lamp | T8 Four-Foot | Replacement Lamps (plug and play) (UL Type A) |  | standard | FALSE | [10 empty] | March, 30 2017 00:00:00 | Not Dimmable | Not Dimmable | No |  | UUUBAK | [25 empty] | 5 | 2550 | 142 | 18 | 15 | 0.9 | 4500 | 80 |  |  |  | FALSE | FALSE | FALSE | May, 02 2018 00:00:00 | 4.3 |  | standard |  |  |  |  | March, 30 2020 00:00:00 | FALSE | FALSE | FALSE | [6 empty] | AC | [7 empty] | FALSE
P9D57PTB | FY Lighting Co., Ltd | Fen Yong | FY-T8-4FTF(50K120CGSA) | Linear Replacement Lamp | T8 Four-Foot | Replacement Lamps (plug and play) (UL Type A) |  | standard | FALSE | [10 empty] | March, 30 2017 00:00:00 | Not Dimmable | Not Dimmable | No |  | UUUBAK | [25 empty] | 5 | 2600 | 144 | 18 | 15 | 0.9 | 5000 | 80 |  |  |  | FALSE | FALSE | FALSE | May, 02 2018 00:00:00 | 4.3 |  | standard |  |  |  |  | March, 30 2020 00:00:00 | FALSE | FALSE | FALSE | [6 empty] | AC | [7 empty] | FALSE
PKK3B2JK | FY Lighting Co., Ltd | Fen Yong | FY-T8-4FTF(35K120CGSA) | Linear Replacement Lamp | T8 Four-Foot | Replacement Lamps (plug and play) (UL Type A) |  | standard | FALSE | [10 empty] | March, 30 2017 00:00:00 | Not Dimmable | Not Dimmable | No |  | UUUBAK | [25 empty] | 5 | 2450 | 136 | 18 | 15 | 0.9 | 3500 | 80 |  |  |  | FALSE | FALSE | FALSE | May, 02 2018 00:00:00 | 4.3 |  | standard |  |  |  |  | March, 30 2020 00:00:00 | FALSE | FALSE | FALSE | [6 empty] | AC | [7 empty] | FALSE
PEW6MVDP | FY Lighting Co., Ltd | Fen Yong | FY-T8-4FTF(40K120CGSA) | Linear Replacement Lamp | T8 Four-Foot | Replacement Lamps (plug and play) (UL Type A) |  | standard | FALSE | [10 empty] | March, 30 2017 00:00:00 | Not Dimmable | Not Dimmable | No |  | UUUBAK | [25 empty] | 5 | 2500 | 139 | 18 | 15 | 0.9 | 4000 | 80 |  |  |  | FALSE | FALSE | FALSE | May, 02 2018 00:00:00 | 4.3 |  | standard |  |  |  |  | March, 30 2020 00:00:00 | FALSE | FALSE | FALSE | [6 empty] | AC | [7 empty] | FALSE
PCERUSNZ | FY Lighting Co., Ltd | Fen Yong | FY-T8-4FTF(30K120CGSA) | Linear Replacement Lamp | T8 Four-Foot | Replacement Lamps (plug and play) (UL Type A) |  | standard | TRUE |  | 2391.5 | 126.77 | 18.86 | 12.01 | 0.921 | 2883 | 82.9 | 5 | 50000 | March, 30 2017 00:00:00 | Not Dimmable | Not Dimmable | No |  | UUUBAK | [15 empty] | 85 |  | 1.24 | 1.18 | [6 empty] | 5 | 2400 | 133 | 18 | 15 | 0.9 | 3000 | 80 |  |  |  | FALSE | FALSE | FALSE | May, 02 2018 00:00:00 | 4.3 |  | standard |  |  |  |  | March, 30 2020 00:00:00 | FALSE | FALSE | FALSE | [6 empty] | AC | [7 empty] | FALSE
P7WEAP2Z | James Trading Company Limited | JAMES | ZY-T8-12W1200 BIXX PLUG AND PLAY TUBE (FROSTED LENS)(5000K) | Linear Replacement Lamp | T8 Four-Foot | Replacement Lamps (plug and play) (UL Type A) |  | standard | FALSE | [10 empty] | March, 29 2017 00:00:00 | Not Dimmable | Not Dimmable | NotYetVerified |  | KKKZRH | [25 empty] | 5 | 1715 | 138.64 | 12.37 | 20 | 0.9 | 5000 | 82 |  |  |  | FALSE | FALSE | FALSE | May, 02 2018 00:00:00 | 4.3 |  | standard |  |  |  |  | March, 30 2020 00:00:00 | FALSE | FALSE | FALSE | [6 empty] | AC | [7 empty] | FALSE
PF3QAXB4 | James Trading Company Limited | JAMES | ZY-T8-12W1200 BIXX PLUG AND PLAY TUBE (FROSTED LENS)(4500K) | Linear Replacement Lamp | T8 Four-Foot | Replacement Lamps (plug and play) (UL Type A) |  | standard | FALSE | [10 empty] | March, 29 2017 00:00:00 | Not Dimmable | Not Dimmable | NotYetVerified |  | KKKZRH | [25 empty] | 5 | 1715 | 138.64 | 12.37 | 20 | 0.9 | 4500 | 82 |  |  |  | FALSE | FALSE | FALSE | May, 02 2018 00:00:00 | 4.3 |  | standard |  |  |  |  | March, 30 2020 00:00:00 | FALSE | FALSE | FALSE | [6 empty] | AC | [7 empty] | FALSE
P7T8EDYS | James Trading Company Limited | JAMES | ZY-T8-12W1200 BIXX PLUG AND PLAY TUBE (FROSTED LENS)(4000K) | Linear Replacement Lamp | T8 Four-Foot | Replacement Lamps (plug and play) (UL Type A) |  | standard | FALSE | [10 empty] | March, 29 2017 00:00:00 | Not Dimmable | Not Dimmable | NotYetVerified |  | KKKZRH | [25 empty] | 5 | 1715 | 138.64 | 12.37 | 20 | 0.9 | 4000 | 82 |  |  |  | FALSE | FALSE | FALSE | May, 02 2018 00:00:00 | 4.3 |  | standard |  |  |  |  | March, 30 2020 00:00:00 | FALSE | FALSE | FALSE | [6 empty] | AC | [7 empty] | FALSE
PS9GTJJJ | James Trading Company Limited | JAMES | ZY-T8-12W1200 BIXX PLUG AND PLAY TUBE (FROSTED LENS)(3000K) | Linear Replacement Lamp | T8 Four-Foot | Replacement Lamps (plug and play) (UL Type A) |  | standard | TRUE |  | 1715 | 138.64 | 12.37 | 18.3 | 0.8966 | 3009 | 81.3 | 5 | 50000 | March, 29 2017 00:00:00 | Not Dimmable | Not Dimmable | NotYetVerified |  | KKKZRH | [15 empty] | 90.5 |  | 1.38 | 1.16 | [6 empty] | 5 | 1715 | 138.64 | 12.37 | 20 | 0.9 | 3000 | 82 |  |  |  | FALSE | FALSE | FALSE | May, 02 2018 00:00:00 | 4.3 |  | standard |  |  |  |  | March, 30 2020 00:00:00 | FALSE | FALSE | FALSE | [6 empty] | AC | [7 empty] | FALSE
PANJMUP9 | James Trading Company Limited | JAMES | ZY-T8-12W1200 BIXX PLUG AND PLAY TUBE (FROSTED LENS)(3500K) | Linear Replacement Lamp | T8 Four-Foot | Replacement Lamps (plug and play) (UL Type A) |  | standard | FALSE | [10 empty] | March, 29 2017 00:00:00 | Not Dimmable | Not Dimmable | NotYetVerified |  | KKKZRH | [25 empty] | 5 | 1715 | 138.64 | 12.37 | 20 | 0.9 | 3500 | 82 |  |  |  | FALSE | FALSE | FALSE | May, 02 2018 00:00:00 | 4.3 |  | standard |  |  |  |  | March, 30 2020 00:00:00 | FALSE | FALSE | FALSE | [6 empty] | AC | [7 empty] | FALSE
PK5W16TV | Lextar Electronics Corp. | Lextar | 97.AE8O1.421D200 | Linear Replacement Lamp | T8 Four-Foot | Replacement Lamps (plug and play) (UL Type A) |  | standard | FALSE | [10 empty] | March, 28 2017 00:00:00 | Dimmable | Continuous Below 10 | No |  | MMMPFR | [25 empty] | 5 | 2414.9 | 126.76 | 19.05 | 9.79 | 0.96 | 3500 | 82.4 |  |  |  | FALSE | FALSE | FALSE | May, 02 2018 00:00:00 | 4.3 |  | standard |  |  |  |  | March, 30 2020 00:00:00 | FALSE | FALSE | FALSE | [6 empty] | AC | [7 empty] | FALSE
PJM2RAMN | Lextar Electronics Corp. | Lextar | 97.AE8O1.422D500 | Linear Replacement Lamp | T8 Four-Foot | Replacement Lamps (plug and play) (UL Type A) |  | standard | FALSE | [10 empty] | March, 28 2017 00:00:00 | Dimmable | Continuous Below 10 | No |  | MMMPFR | [25 empty] | 5 | 2507.3 | 134.58 | 18.63 | 8.23 | 0.96 | 5000 | 85.1 |  |  |  | FALSE | FALSE | FALSE | May, 02 2018 00:00:00 | 4.3 |  | standard |  |  |  |  | March, 30 2020 00:00:00 | FALSE | FALSE | FALSE | [6 empty] | AC | [7 empty] | FALSE
PGFHFJS9 | Lextar Electronics Corp. | Lextar | 97.AE8O1.421D100 | Linear Replacement Lamp | T8 Four-Foot | Replacement Lamps (plug and play) (UL Type A) |  | standard | TRUE |  | 2182.59 | 117.09 | 18.64 | 7.39 | 0.962 | 3069 | 82.8 | 5 | 50000 | March, 28 2017 00:00:00 | Dimmable | Continuous Below 10 | No |  | MMMPFR | [15 empty] | 83.9 |  | 1.32 | 1.22 | [6 empty] | 5 | 2182.59 | 117.09 | 18.64 | 7.39 | 0.96 | 3000 | 82.8 |  |  |  | FALSE | FALSE | FALSE | May, 02 2018 00:00:00 | 4.3 |  | standard |  |  |  |  | March, 30 2020 00:00:00 | FALSE | FALSE | FALSE | [6 empty] | AC | [7 empty] | FALSE
PKAS7PUY | Lextar Electronics Corp. | Lextar | 97.AE8O1.422D300 | Linear Replacement Lamp | T8 Four-Foot | Replacement Lamps (plug and play) (UL Type A) |  | standard | FALSE | [10 empty] | March, 28 2017 00:00:00 | Dimmable | Continuous Below 10 | No |  | MMMPFR | [25 empty] | 5 | 2426.2 | 130.13 | 18.64 | 9.81 | 0.96 | 4100 | 84.1 |  |  |  | FALSE | FALSE | FALSE | May, 02 2018 00:00:00 | 4.3 |  | standard |  |  |  |  | March, 30 2020 00:00:00 | FALSE | FALSE | FALSE | [6 empty] | AC | [7 empty] | FALSE
P1322F6Y | LED One Corporation | LED ONE | LOD-GDMT84F-12W35KF YM2 | Linear Replacement Lamp | T8 Four-Foot | Dual Mode Internal Driver (UL Type A and Type B) |  | standard | FALSE | [10 empty] | March, 27 2017 00:00:00 | Not Dimmable | Not Dimmable | No | Updated 5/12/2017, Updated on 12/19/2019, Updated on 1/29/2020 | UUUBAG | [25 empty] | 5 | 1900 | 158.333 | 12 | 20 | 0.9 | 3500 | 80 |  |  |  | FALSE | FALSE | FALSE | May, 02 2018 00:00:00 | 4.3 |  | standard |  |  |  |  | March, 30 2020 00:00:00 | FALSE | FALSE | FALSE | [6 empty] | AC | 120 | 277 | [5 empty] | FALSE
P3S5Q6RM | LED One Corporation | LED ONE | LOD-GDMT84F-12W45KF YM2 | Linear Replacement Lamp | T8 Four-Foot | Dual Mode Internal Driver (UL Type A and Type B) |  | standard | FALSE | [10 empty] | March, 27 2017 00:00:00 | Not Dimmable | Not Dimmable | No | Updated 5/12/2017, Updated on 12/19/2019, Updated on 1/29/2020 | UUUBAG | [25 empty] | 5 | 2000 | 166.667 | 12 | 20 | 0.9 | 4500 | 80 |  |  |  | FALSE | FALSE | FALSE | May, 02 2018 00:00:00 | 4.3 |  | standard |  |  |  |  | March, 30 2020 00:00:00 | FALSE | FALSE | FALSE | [6 empty] | AC | 120 | 277 | [5 empty] | FALSE
P4GQKA16 | LED One Corporation | LED ONE | LOD-GDMT84F-17W45KF YM2 | Linear Replacement Lamp | T8 Four-Foot | Dual Mode Internal Driver (UL Type A and Type B) |  | standard | FALSE | [10 empty] | March, 27 2017 00:00:00 | Not Dimmable | Not Dimmable | No | Updated on 5/12/2017, 12/19/2019, and 01/22/2020 | UUUBAF | [25 empty] | 5 | 2500 | 147.059 | 17 | 20 | 0.9 | 4500 | 80 |  |  |  | FALSE | FALSE | FALSE | May, 02 2018 00:00:00 | 4.3 |  | standard |  |  |  |  | March, 30 2020 00:00:00 | FALSE | FALSE | FALSE | [6 empty] | AC | 120 | 277 | [5 empty] | FALSE
PDGVSD2W | LED One Corporation | LED ONE | LOD-GDMT84F-12W50KF YM2 | Linear Replacement Lamp | T8 Four-Foot | Dual Mode Internal Driver (UL Type A and Type B) |  | standard | FALSE | [10 empty] | March, 27 2017 00:00:00 | Not Dimmable | Not Dimmable | No | Updated 5/12/2017, Updated on 12/19/2019, Updated on 1/29/2020 | UUUBAG | [25 empty] | 5 | 2000 | 166.667 | 12 | 20 | 0.9 | 5000 | 80 |  |  |  | FALSE | FALSE | FALSE | May, 18 2018 00:00:00 | 4.3 |  | standard |  |  |  |  | March, 30 2020 00:00:00 | FALSE | FALSE | FALSE | [6 empty] | AC | 120 | 277 | [5 empty] | FALSE
P962BKKB | ZHEJIANG HONGYAO LIGHTING ELECTRICAL CO.,LTD | HONGYAO | HY-T8-F120-13W-A4000K | Linear Replacement Lamp | T8 Four-Foot | Replacement Lamps (plug and play) (UL Type A) |  | standard | TRUE |  | 1671.5 | 123.54 | 13.53 | 16.691 | 0.951 | 4021 | 81.1 | 5 | 50000 | March, 27 2017 00:00:00 | Not Dimmable | Not Dimmable | No |  | PPPRRV | [15 empty] | 84.6 |  | 1.54 | 1.2 | [6 empty] | 5 | 1671.5 | 123.54 | 13.53 | 16.69 | 0.95 | 4000 | 80 |  |  |  | FALSE | FALSE | FALSE | May, 02 2018 00:00:00 | 4.3 |  | standard |  |  |  |  | March, 30 2020 00:00:00 | FALSE | FALSE | FALSE | [6 empty] | AC | [7 empty] | FALSE
P8QNJ5PB | ZHEJIANG HONGYAO LIGHTING ELECTRICAL CO.,LTD | HONGYAO | HY-T8-N120-13W-A+B4000K | Linear Replacement Lamp | T8 Four-Foot | Dual Mode Internal Driver (UL Type A and Type B) |  | standard | TRUE |  | 1880.6 | 122.83 | 15.31 | 14.265 | 0.957 | 4176 | 82.4 | 5 | 50000 | March, 27 2017 00:00:00 | Not Dimmable | Not Dimmable | No |  | PPPRRU | [15 empty] | 84.6 |  | 1.32 | 1.18 | [6 empty] | 5 | 1880.6 | 122.83 | 15.31 | 14.27 | 0.96 | 4000 | 80 |  |  |  | FALSE | FALSE | FALSE | May, 02 2018 00:00:00 | 4.3 |  | standard |  |  |  |  | March, 30 2020 00:00:00 | FALSE | FALSE | FALSE | [6 empty] | AC | [7 empty] | FALSE
PSYFXBRV | ZHEJIANG HONGYAO LIGHTING ELECTRICAL CO.,LTD | HONGYAO | HY-T8-F120-15W-A+B4000K | Linear Replacement Lamp | T8 Four-Foot | Dual Mode Internal Driver (UL Type A and Type B) |  | standard | TRUE |  | 2278.6 | 130.35 | 17.48 | 11.98 | 0.966 | 3989 | 80.4 | 5 | 50000 | March, 27 2017 00:00:00 | Not Dimmable | Not Dimmable | No |  | PPPRRX | [15 empty] | 84.9 |  | 1.3 | 1.18 | [6 empty] | 5 | 2278.6 | 130.35 | 17.48 | 11.98 | 0.97 | 4000 | 80 |  |  |  | FALSE | FALSE | FALSE | May, 02 2018 00:00:00 | 4.3 |  | standard |  |  |  |  | March, 30 2020 00:00:00 | FALSE | FALSE | FALSE | [6 empty] | AC | [7 empty] | FALSE
P3NH26TE | LED One Corporation | LED ONE | LOD-GDMT84F-12W40KF YM2 | Linear Replacement Lamp | T8 Four-Foot | Dual Mode Internal Driver (UL Type A and Type B) |  | standard | FALSE | [10 empty] | March, 27 2017 00:00:00 | Not Dimmable | Not Dimmable | No | Updated 5/12/2017, Updated on 12/19/2019, Updated on 1/29/2020 | UUUBAG | [25 empty] | 5 | 2000 | 166.667 | 12 | 20 | 0.9 | 4000 | 80 |  |  |  | FALSE | FALSE | FALSE | May, 18 2018 00:00:00 | 4.3 |  | standard |  |  |  |  | March, 30 2020 00:00:00 | FALSE | FALSE | FALSE | [6 empty] | AC | 120 | 277 | [5 empty] | FALSE
PSMHQGN1 | LED One Corporation | LED ONE | LOD-GDMT84F-17W40KF YM2 | Linear Replacement Lamp | T8 Four-Foot | Dual Mode Internal Driver (UL Type A and Type B) |  | standard | FALSE | [10 empty] | March, 27 2017 00:00:00 | Not Dimmable | Not Dimmable | No | Updated on 5/12/2017, 12/19/2019, and 01/22/2020 | UUUBAF | [25 empty] | 5 | 2500 | 147.059 | 17 | 20 | 0.9 | 4000 | 80 |  |  |  | FALSE | FALSE | FALSE | May, 18 2018 00:00:00 | 4.3 |  | standard |  |  |  |  | March, 30 2020 00:00:00 | FALSE | FALSE | FALSE | [6 empty] | AC | 120 | 277 | [5 empty] | FALSE
PFXEK4GJ | LED One Corporation | LED ONE | LOD-GDMT84F-17W50KF YM2 | Linear Replacement Lamp | T8 Four-Foot | Dual Mode Internal Driver (UL Type A and Type B) |  | standard | FALSE | [10 empty] | March, 27 2017 00:00:00 | Not Dimmable | Not Dimmable | No | Updated on 5/12/2017, 12/19/2019, and 01/22/2020 | UUUBAF | [25 empty] | 5 | 2500 | 147.059 | 17 | 20 | 0.9 | 5000 | 80 |  |  |  | FALSE | FALSE | FALSE | May, 18 2018 00:00:00 | 4.3 |  | standard |  |  |  |  | March, 30 2020 00:00:00 | FALSE | FALSE | FALSE | [6 empty] | AC | 120 | 277 | [5 empty] | FALSE
PBRJD26P | ZHEJIANG HONGYAO LIGHTING ELECTRICAL CO.,LTD | HONGYAO | HY-T8-N120-13W-A4000K | Linear Replacement Lamp | T8 Four-Foot | Replacement Lamps (plug and play) (UL Type A) |  | standard | TRUE |  | 1802.7 | 130.44 | 13.82 | 16.348 | 0.954 | 4156 | 82.5 | 5 | 50000 | March, 27 2017 00:00:00 | Not Dimmable | Not Dimmable | No |  | PPPRRW | [15 empty] | 84.6 |  | 1.32 | 1.18 | [6 empty] | 5 | 1802.7 | 130.44 | 13.82 | 16.35 | 0.95 | 4000 | 80 |  |  |  | FALSE | FALSE | FALSE | May, 02 2018 00:00:00 | 4.3 |  | standard |  |  |  |  | March, 30 2020 00:00:00 | FALSE | FALSE | FALSE | [6 empty] | AC | [7 empty] | FALSE
PYB3Y2BP | LED One Corporation | LED ONE | LOD-GDMT84F-12W30KF YM2 | Linear Replacement Lamp | T8 Four-Foot | Dual Mode Internal Driver (UL Type A and Type B) |  | standard | TRUE |  | 1989 | 165.8 | 12 | 23.53 | 0.973 | 2984 | 80.5 | 5 |  | March, 27 2017 00:00:00 | Not Dimmable | Not Dimmable | No | Updated 5/12/2017, Updated on 12/19/2019, Updated on 1/29/2020 | UUUBAG | [15 empty] | 81.9 |  | 1.34 | 1.28 | [6 empty] | 5 | 1900 | 158.333 | 12 | 20 | 0.9 | 3000 | 80 |  |  |  | FALSE | FALSE | FALSE | May, 02 2018 00:00:00 | 4.3 |  | standard |  |  |  |  | March, 30 2020 00:00:00 | FALSE | FALSE | FALSE | [6 empty] | AC | 120 | 277 | 120 |  |  |  |  | FALSE
PB6NTBAP | LED One Corporation | LED ONE | LOD-GDMT84F-17W35KF YM2 | Linear Replacement Lamp | T8 Four-Foot | Dual Mode Internal Driver (UL Type A and Type B) |  | standard | FALSE | [10 empty] | March, 27 2017 00:00:00 | Not Dimmable | Not Dimmable | No | Updated on 5/12/2017, 12/19/2019, and 01/22/2020 | UUUBAF | [25 empty] | 5 | 2400 | 141.176 | 17 | 20 | 0.9 | 3500 | 80 |  |  |  | FALSE | FALSE | FALSE | May, 02 2018 00:00:00 | 4.3 |  | standard |  |  |  |  | March, 30 2020 00:00:00 | FALSE | FALSE | FALSE | [6 empty] | AC | 120 | 277 | [5 empty] | FALSE
P9C11EKC | ZHEJIANG HONGYAO LIGHTING ELECTRICAL CO.,LTD | HONGYAO | HY-T8-F120-13W-A+B4000K | Linear Replacement Lamp | T8 Four-Foot | Dual Mode Internal Driver (UL Type A and Type B) |  | standard | TRUE |  | 1846 | 123.35 | 14.97 | 14.559 | 0.963 | 3970 | 80.7 | 5 | 50000 | March, 27 2017 00:00:00 | Not Dimmable | Not Dimmable | No |  | PPPRRT | [15 empty] | 85 |  | 1.28 | 1.18 | [6 empty] | 5 | 1846 | 123.35 | 14.97 | 14.56 | 0.96 | 4000 | 80 |  |  |  | FALSE | FALSE | FALSE | May, 02 2018 00:00:00 | 4.3 |  | standard |  |  |  |  | March, 30 2020 00:00:00 | FALSE | FALSE | FALSE | [6 empty] | AC | [7 empty] | FALSE
PEUNTM84 | LED One Corporation | LED ONE | LOD-GDMT84F-17W30KF YM2 | Linear Replacement Lamp | T8 Four-Foot | Dual Mode Internal Driver (UL Type A and Type B) |  | standard | TRUE |  | 2478 | 144.9 | 17.1 | 23.94 | 0.966 | 3053 | 82.9 | 5 |  | March, 27 2017 00:00:00 | Not Dimmable | Not Dimmable | No | Updated on 5/12/2017, 12/19/2019, and 01/22/2020 | UUUBAF | [15 empty] | 82.1 |  | 1.32 | 1.3 | [6 empty] | 5 | 2400 | 141.176 | 17 | 20 | 0.9 | 3000 | 80 |  |  |  | FALSE | FALSE | FALSE | May, 02 2018 00:00:00 | 4.3 |  | standard |  |  |  |  | March, 30 2020 00:00:00 | FALSE | FALSE | FALSE | [6 empty] | AC | 120 | 277 | 120 |  |  |  |  | FALSE
P9YK2AR8 | USHIO America, Inc. | Ushio | 3000684 | Linear Replacement Lamp | T8 Four-Foot | Replacement Lamps (plug and play) (UL Type A) |  | standard | FALSE | [10 empty] | March, 24 2017 00:00:00 | Not Dimmable | Not Dimmable | FALSE |  | IIIKAY | [25 empty] | 4.4 | 2200 | 115 | 18 | 11.26 | 0.99 | 5000 | 83 |  |  |  | FALSE | FALSE | FALSE | May, 02 2018 00:00:00 | 4.3 |  | standard |  |  |  |  | November, 02 2018 00:00:00 | FALSE | FALSE | FALSE | [6 empty] | AC | [7 empty] | FALSE
PEMVD3PJ | Shenzhen Bonld Electronics Co.,LTD | BONLD | BDT84DUA-20WB-DDCA | Linear Replacement Lamp | T8 Four-Foot | Dual Mode Internal Driver (UL Type A and Type B) |  | standard | FALSE | [10 empty] | March, 24 2017 00:00:00 | Not Dimmable | Not Dimmable | No |  | EAEETM | [25 empty] | 5 | 3075 | 137.34 | 22.39 | 15.84 | 0.9 | 5000 | 85.3 |  |  |  | FALSE | FALSE | FALSE | May, 02 2018 00:00:00 | 4.3 |  | standard |  |  |  |  | March, 30 2020 00:00:00 | FALSE | FALSE | FALSE | [6 empty] | AC | [7 empty] | FALSE
P1EU9WPC | Shenzhen Bonld Electronics Co.,LTD | BONLD | BDT84DUA-20WB-DWCA | Linear Replacement Lamp | T8 Four-Foot | Dual Mode Internal Driver (UL Type A and Type B) |  | standard | TRUE |  | 3013 | 135.05 | 22.31 | 17.22 | 0.8991 | 3078 | 83.1 | 5 | 50000 | March, 24 2017 00:00:00 | Not Dimmable | Not Dimmable | No |  | EAEETM | [15 empty] | 91.1 |  | 1.24 | 1.38 | [6 empty] | 5 | 3013 | 135.05 | 22.31 | 16.08 | 0.9 | 3000 | 85.1 |  |  |  | FALSE | FALSE | FALSE | May, 02 2018 00:00:00 | 4.3 |  | standard |  |  |  |  | March, 30 2020 00:00:00 | FALSE | FALSE | FALSE | [6 empty] | AC | [7 empty] | FALSE
P6KB8MSF | Litetronics International | Litetronics | LT15T84835 | Linear Replacement Lamp | T8 Four-Foot | Replacement Lamps (plug and play) (UL Type A) |  | standard | FALSE | [10 empty] | March, 24 2017 00:00:00 | Not Dimmable | Not Dimmable | No |  | XXXAQB | [25 empty] | 5 | 2100 | 117 | 18 | 9.83 | 0.97 | 3500 | 82 |  |  |  | FALSE | FALSE | FALSE | May, 02 2018 00:00:00 | 4.3 |  | standard |  |  |  |  | March, 30 2020 00:00:00 | FALSE | FALSE | FALSE | [6 empty] | AC | [7 empty] | FALSE
PWDRG3JQ | Litetronics International | Litetronics | LT11ET84830 | Linear Replacement Lamp | T8 Four-Foot | Replacement Lamps (plug and play) (UL Type A) |  | standard | TRUE |  | 1729 | 128.6 | 13.44 | 13.61 | 0.9545 | 3051 | 83.1 | 5 | 50000 | March, 24 2017 00:00:00 | Not Dimmable | Not Dimmable | No |  | XXXAQA | [15 empty] | 83.2 |  | 1.26 | 1.3 | [6 empty] | 5 | 1700 | 117 | 14.5 | 13.61 | 0.95 | 3000 | 82 |  |  |  | FALSE | FALSE | FALSE | May, 02 2018 00:00:00 | 4.3 |  | standard |  |  |  |  | March, 30 2020 00:00:00 | FALSE | FALSE | FALSE | [6 empty] | AC | [7 empty] | FALSE
PHF8DVX5 | Lunera Lighting | Lunera | HN-T8-D-48-11W-850-G2P | Linear Replacement Lamp | T8 Four-Foot | Replacement Lamps (plug and play) (UL Type A) |  | standard | FALSE | [10 empty] | March, 24 2017 00:00:00 | Not Dimmable | Not Dimmable | No |  | XXXAQD | [25 empty] | 5 | 1800 | 125 | 14.5 | 20 | 0.9 | 5000 | 82 |  |  |  | FALSE | FALSE | FALSE | May, 02 2018 00:00:00 | 4.3 |  | standard |  |  |  |  | March, 30 2020 00:00:00 | FALSE | FALSE | FALSE | [6 empty] | AC | [7 empty] | FALSE
PSN8ZSAK | Shenzhen Bonld Electronics Co.,LTD | BONLD | BDT84DUA-20WB-DBCA | Linear Replacement Lamp | T8 Four-Foot | Dual Mode Internal Driver (UL Type A and Type B) |  | standard | FALSE | [10 empty] | March, 24 2017 00:00:00 | Not Dimmable | Not Dimmable | No |  | EAEETM | [25 empty] | 5 | 3029 | 135.5 | 22.35 | 16.08 | 0.9 | 3500 | 85.1 |  |  |  | FALSE | FALSE | FALSE | May, 02 2018 00:00:00 | 4.3 |  | standard |  |  |  |  | March, 30 2020 00:00:00 | FALSE | FALSE | FALSE | [6 empty] | AC | [7 empty] | FALSE
PF8QN44H | Shenzhen Bonld Electronics Co.,LTD | BONLD | BDT84DUA-20WB-DNCA | Linear Replacement Lamp | T8 Four-Foot | Dual Mode Internal Driver (UL Type A and Type B) |  | standard | FALSE | [10 empty] | March, 24 2017 00:00:00 | Not Dimmable | Not Dimmable | No |  | EAEETM | [25 empty] | 5 | 3044 | 136.2 | 22.35 | 16.08 | 0.9 | 4000 | 85.1 |  |  |  | FALSE | FALSE | FALSE | May, 02 2018 00:00:00 | 4.3 |  | standard |  |  |  |  | March, 30 2020 00:00:00 | FALSE | FALSE | FALSE | [6 empty] | AC | [7 empty] | FALSE
PUR2QJKS | Lunera Lighting | Lunera | HN-T8-D-48-15W-830-G2P | Linear Replacement Lamp | T8 Four-Foot | Replacement Lamps (plug and play) (UL Type A) |  | standard | TRUE |  | 2167 | 125.4 | 17.28 | 10.15 | 0.9699 | 3079 | 85.1 | 5 | 50000 | March, 24 2017 00:00:00 | Not Dimmable | Not Dimmable | No |  | XXXAQE | [15 empty] | 82.9 |  | 1.26 | 1.3 | [6 empty] | 5 | 2100 | 120 | 18 | 20 | 0.9 | 3000 | 82 |  |  |  | FALSE | FALSE | FALSE | May, 02 2018 00:00:00 | 4.3 |  | standard |  |  |  |  | March, 30 2020 00:00:00 | FALSE | FALSE | FALSE | [6 empty] | AC | [7 empty] | FALSE
PS6CX4QJ | Light Efficient Design | Remphos | RPT-BCTUBE-T8-48IN-4000K | Linear Replacement Lamp | T8 Four-Foot | Replacement Lamps (plug and play) (UL Type A) |  | standard | FALSE | [10 empty] | March, 24 2017 00:00:00 | Not Dimmable | Not Dimmable | NotYetVerified | updated on 1/19/2017 | IIIKAI | [25 empty] | 5 | 1920 | 133.33 | 14.4 | 20 | 0.9 | 4000 | 81.8 |  |  |  | FALSE | FALSE | FALSE | May, 02 2018 00:00:00 | 4.3 |  | standard |  |  |  |  | March, 30 2020 00:00:00 | FALSE | FALSE | FALSE | [6 empty] | AC | [7 empty] | FALSE
PGPQPDKQ | USHIO America, Inc. | Ushio | 3000682 | Linear Replacement Lamp | T8 Four-Foot | Replacement Lamps (plug and play) (UL Type A) |  | standard | FALSE | [10 empty] | March, 24 2017 00:00:00 | Not Dimmable | Not Dimmable | FALSE |  | IIIKAY | [25 empty] | 4.4 | 2000 | 110 | 18 | 11.26 | 0.99 | 3500 | 83 |  |  |  | FALSE | FALSE | FALSE | May, 02 2018 00:00:00 | 4.3 |  | standard |  |  |  |  | November, 02 2018 00:00:00 | FALSE | FALSE | FALSE | [6 empty] | AC | [7 empty] | FALSE
PJRTKFNF | Litetronics International | Litetronics | LT11ET84835 | Linear Replacement Lamp | T8 Four-Foot | Replacement Lamps (plug and play) (UL Type A) |  | standard | FALSE | [10 empty] | March, 24 2017 00:00:00 | Not Dimmable | Not Dimmable | No |  | XXXAQA | [25 empty] | 5 | 1700 | 117 | 14.5 | 13.61 | 0.95 | 3500 | 82 |  |  |  | FALSE | FALSE | FALSE | May, 02 2018 00:00:00 | 4.3 |  | standard |  |  |  |  | March, 30 2020 00:00:00 | FALSE | FALSE | FALSE | [6 empty] | AC | [7 empty] | FALSE
PZE7F34W | Litetronics International | Litetronics | LT15T84840 | Linear Replacement Lamp | T8 Four-Foot | Replacement Lamps (plug and play) (UL Type A) |  | standard | FALSE | [10 empty] | March, 24 2017 00:00:00 | Not Dimmable | Not Dimmable | No |  | XXXAQB | [25 empty] | 5 | 2200 | 124 | 18 | 9.83 | 0.97 | 4000 | 82 |  |  |  | FALSE | FALSE | FALSE | May, 02 2018 00:00:00 | 4.3 |  | standard |  |  |  |  | March, 30 2020 00:00:00 | FALSE | FALSE | FALSE | [6 empty] | AC | [7 empty] | FALSE
PS919XGM | Litetronics International | Litetronics | LT11ET84840 | Linear Replacement Lamp | T8 Four-Foot | Replacement Lamps (plug and play) (UL Type A) |  | standard | FALSE | [10 empty] | March, 24 2017 00:00:00 | Not Dimmable | Not Dimmable | No |  | XXXAQA | [25 empty] | 5 | 1800 | 124 | 14.5 | 13.61 | 0.95 | 4000 | 82 |  |  |  | FALSE | FALSE | FALSE | May, 02 2018 00:00:00 | 4.3 |  | standard |  |  |  |  | March, 30 2020 00:00:00 | FALSE | FALSE | FALSE | [6 empty] | AC | [7 empty] | FALSE
PE4WGG92 | Lunera Lighting | Lunera | HN-T8-D-48-15W-850-G2P | Linear Replacement Lamp | T8 Four-Foot | Replacement Lamps (plug and play) (UL Type A) |  | standard | FALSE | [10 empty] | March, 24 2017 00:00:00 | Not Dimmable | Not Dimmable | No |  | XXXAQE | [25 empty] | 5 | 2200 | 125 | 18 | 20 | 0.9 | 5000 | 82 |  |  |  | FALSE | FALSE | FALSE | May, 02 2018 00:00:00 | 4.3 |  | standard |  |  |  |  | March, 30 2020 00:00:00 | FALSE | FALSE | FALSE | [6 empty] | AC | [7 empty] | FALSE
P9U5SRYD | Lunera Lighting | Lunera | HN-T8-D-48-11W-830-G2P | Linear Replacement Lamp | T8 Four-Foot | Replacement Lamps (plug and play) (UL Type A) |  | standard | TRUE |  | 1747 | 125.1 | 13.97 | 14.09 | 0.9564 | 3076 | 85.2 | 5 | 50000 | March, 24 2017 00:00:00 | Not Dimmable | Not Dimmable | No |  | XXXAQD | [15 empty] | 83 |  | 1.26 | 1.32 | [6 empty] | 5 | 1700 | 120 | 14.5 | 20 | 0.9 | 3000 | 82 |  |  |  | FALSE | FALSE | FALSE | May, 02 2018 00:00:00 | 4.3 |  | standard |  |  |  |  | March, 30 2020 00:00:00 | FALSE | FALSE | FALSE | [6 empty] | AC | [7 empty] | FALSE
P34M4QRQ | Light Efficient Design | Remphos | RPT-BCTUBE-T8-48IN-5000K | Linear Replacement Lamp | T8 Four-Foot | Replacement Lamps (plug and play) (UL Type A) |  | standard | FALSE | [10 empty] | March, 24 2017 00:00:00 | Not Dimmable | Not Dimmable | NotYetVerified | updated on 1/19/2017 | IIIKAI | [25 empty] | 5 | 1920 | 133.33 | 14.4 | 20 | 0.9 | 5000 | 80.7 |  |  |  | FALSE | FALSE | FALSE | May, 02 2018 00:00:00 | 4.3 |  | standard |  |  |  |  | March, 30 2020 00:00:00 | FALSE | FALSE | FALSE | [6 empty] | AC | [7 empty] | FALSE
P6813XN2 | Litetronics International | Litetronics | LT15T84850 | Linear Replacement Lamp | T8 Four-Foot | Replacement Lamps (plug and play) (UL Type A) |  | standard | FALSE | [10 empty] | March, 24 2017 00:00:00 | Not Dimmable | Not Dimmable | No |  | XXXAQB | [25 empty] | 5 | 2200 | 124 | 18 | 10.2 | 0.97 | 5000 | 82 |  |  |  | FALSE | FALSE | FALSE | May, 02 2018 00:00:00 | 4.3 |  | standard |  |  |  |  | March, 30 2020 00:00:00 | FALSE | FALSE | FALSE | [6 empty] | AC | [7 empty] | FALSE
P75PGXJW | Litetronics International | Litetronics | LT15T84830 | Linear Replacement Lamp | T8 Four-Foot | Replacement Lamps (plug and play) (UL Type A) |  | standard | TRUE |  | 2177 | 128.9 | 16.9 | 9.83 | 0.9684 | 3061 | 82.9 | 5 | 50000 | March, 24 2017 00:00:00 | Not Dimmable | Not Dimmable | No |  | XXXAQB | [15 empty] | 83.2 |  | 1.26 | 1.3 | [6 empty] | 5 | 2100 | 117 | 18 | 9.83 | 0.97 | 3000 | 82 |  |  |  | FALSE | FALSE | FALSE | May, 02 2018 00:00:00 | 4.3 |  | standard |  |  |  |  | March, 30 2020 00:00:00 | FALSE | FALSE | FALSE | [6 empty] | AC | [7 empty] | FALSE
PUHCPSSJ | Lunera Lighting | Lunera | HN-T8-D-48-11W-835-G2P | Linear Replacement Lamp | T8 Four-Foot | Replacement Lamps (plug and play) (UL Type A) |  | standard | FALSE | [10 empty] | March, 24 2017 00:00:00 | Not Dimmable | Not Dimmable | No |  | XXXAQD | [25 empty] | 5 | 1700 | 120 | 14.5 | 20 | 0.9 | 3500 | 82 |  |  |  | FALSE | FALSE | FALSE | May, 02 2018 00:00:00 | 4.3 |  | standard |  |  |  |  | March, 30 2020 00:00:00 | FALSE | FALSE | FALSE | [6 empty] | AC | [7 empty] | FALSE
PD55J1M1 | Lunera Lighting | Lunera | HN-T8-D-48-11W-840-G2P | Linear Replacement Lamp | T8 Four-Foot | Replacement Lamps (plug and play) (UL Type A) |  | standard | FALSE | [10 empty] | March, 24 2017 00:00:00 | Not Dimmable | Not Dimmable | No |  | XXXAQD | [25 empty] | 5 | 1800 | 125 | 14.5 | 20 | 0.9 | 4000 | 82 |  |  |  | FALSE | FALSE | FALSE | May, 02 2018 00:00:00 | 4.3 |  | standard |  |  |  |  | March, 30 2020 00:00:00 | FALSE | FALSE | FALSE | [6 empty] | AC | [7 empty] | FALSE
PGMT91EM | USHIO America, Inc. | Ushio | 3000683 | Linear Replacement Lamp | T8 Four-Foot | Replacement Lamps (plug and play) (UL Type A) |  | standard | FALSE | [10 empty] | March, 24 2017 00:00:00 | Not Dimmable | Not Dimmable | FALSE |  | IIIKAY | [25 empty] | 4.4 | 2100 | 112 | 18 | 11.26 | 0.99 | 4000 | 83 |  |  |  | FALSE | FALSE | FALSE | May, 02 2018 00:00:00 | 4.3 |  | standard |  |  |  |  | November, 02 2018 00:00:00 | FALSE | FALSE | FALSE | [6 empty] | AC | [7 empty] | FALSE
PP8Q99AW | USHIO America, Inc. | Ushio | 3000687 | Linear Replacement Lamp | T8 Four-Foot | Replacement Lamps (plug and play) (UL Type A) |  | standard | TRUE |  | 2058 | 117.4 | 17.54 | 11.26 | 0.9669 | 3052 | 81.2 | 5 | 50000 | March, 24 2017 00:00:00 | Not Dimmable | Not Dimmable | FALSE |  | IIIKAY | [15 empty] | 83.8 |  | 1.26 | 1.24 | [6 empty] | 4.4 | 2000 | 110 | 18 | 11.26 | 0.99 | 3000 | 83 |  |  |  | FALSE | FALSE | FALSE | May, 02 2018 00:00:00 | 4.3 |  | standard |  |  |  |  | November, 02 2018 00:00:00 | FALSE | FALSE | FALSE | [6 empty] | AC | [7 empty] | FALSE
PN8MJ89V | Shenzhen Bonld Electronics Co.,LTD | BONLD | BDT84DUA-20WB-DHCA | Linear Replacement Lamp | T8 Four-Foot | Dual Mode Internal Driver (UL Type A and Type B) |  | standard | FALSE | [10 empty] | March, 24 2017 00:00:00 | Not Dimmable | Not Dimmable | No |  | EAEETM | [25 empty] | 5 | 3060 | 136.89 | 22.35 | 16.08 | 0.9 | 4500 | 85.1 |  |  |  | FALSE | FALSE | FALSE | May, 02 2018 00:00:00 | 4.3 |  | standard |  |  |  |  | March, 30 2020 00:00:00 | FALSE | FALSE | FALSE | [6 empty] | AC | [7 empty] | FALSE
P4TY2T4V | Litetronics International | Litetronics | LT11ET84850 | Linear Replacement Lamp | T8 Four-Foot | Replacement Lamps (plug and play) (UL Type A) |  | standard | FALSE | [10 empty] | March, 24 2017 00:00:00 | Not Dimmable | Not Dimmable | No |  | XXXAQA | [25 empty] | 5 | 1800 | 124 | 14.5 | 14.44 | 0.96 | 5000 | 82 |  |  |  | FALSE | FALSE | FALSE | May, 02 2018 00:00:00 | 4.3 |  | standard |  |  |  |  | March, 30 2020 00:00:00 | FALSE | FALSE | FALSE | [6 empty] | AC | [7 empty] | FALSE
PM9Z6URC | Lunera Lighting | Lunera | HN-T8-D-48-15W-835-G2P | Linear Replacement Lamp | T8 Four-Foot | Replacement Lamps (plug and play) (UL Type A) |  | standard | FALSE | [10 empty] | March, 24 2017 00:00:00 | Not Dimmable | Not Dimmable | No |  | XXXAQE | [25 empty] | 5 | 2100 | 120 | 18 | 20 | 0.9 | 3500 | 82 |  |  |  | FALSE | FALSE | FALSE | May, 02 2018 00:00:00 | 4.3 |  | standard |  |  |  |  | March, 30 2020 00:00:00 | FALSE | FALSE | FALSE | [6 empty] | AC | [7 empty] | FALSE
PY4KAGXA | Lunera Lighting | Lunera | HN-T8-D-48-15W-840-G2P | Linear Replacement Lamp | T8 Four-Foot | Replacement Lamps (plug and play) (UL Type A) |  | standard | FALSE | [10 empty] | March, 24 2017 00:00:00 | Not Dimmable | Not Dimmable | No |  | XXXAQE | [25 empty] | 5 | 2200 | 125 | 18 | 20 | 0.9 | 4000 | 82 |  |  |  | FALSE | FALSE | FALSE | May, 02 2018 00:00:00 | 4.3 |  | standard |  |  |  |  | March, 30 2020 00:00:00 | FALSE | FALSE | FALSE | [6 empty] | AC | [7 empty] | FALSE
P24N8P4Q | Light Efficient Design | Remphos | RPT-BCTUBE-T8-48IN-3500K | Linear Replacement Lamp | T8 Four-Foot | Replacement Lamps (plug and play) (UL Type A) |  | standard | FALSE | [10 empty] | March, 24 2017 00:00:00 | Not Dimmable | Not Dimmable | NotYetVerified | updated on 1/19/2017 | IIIKAI | [25 empty] | 5 | 1920 | 133.33 | 14.4 | 20 | 0.9 | 3500 | 81.8 |  |  |  | FALSE | FALSE | FALSE | May, 02 2018 00:00:00 | 4.3 |  | standard |  |  |  |  | March, 30 2020 00:00:00 | FALSE | FALSE | FALSE | [6 empty] | AC | [7 empty] | FALSE
PH76SMWE | Light Efficient Design | Remphos | RPT-BCTUBE-T8-48IN-4500K | Linear Replacement Lamp | T8 Four-Foot | Replacement Lamps (plug and play) (UL Type A) |  | standard | FALSE | [10 empty] | March, 24 2017 00:00:00 | Not Dimmable | Not Dimmable | NotYetVerified | updated on 1/19/2017 | IIIKAI | [25 empty] | 5 | 1920 | 133.33 | 14.4 | 20 | 0.9 | 4500 | 81.8 |  |  |  | FALSE | FALSE | FALSE | May, 02 2018 00:00:00 | 4.3 |  | standard |  |  |  |  | March, 30 2020 00:00:00 | FALSE | FALSE | FALSE | [6 empty] | AC | [7 empty] | FALSE
P5RWGBAU | Light Efficient Design | Remphos | RPT-BCTUBE-T8-48IN-3000K | Linear Replacement Lamp | T8 Four-Foot | Replacement Lamps (plug and play) (UL Type A) |  | standard | TRUE |  | 1920 | 133.33 | 14.4 | 9.66 | 0.9019 | 3025 | 81.9 | 5 | 50000 | March, 24 2017 00:00:00 | Not Dimmable | Not Dimmable | NotYetVerified | updated on 1/19/2017 | IIIKAI | [15 empty] | 84.6 |  | 1.38 | 1.22 | [6 empty] | 5 | 1920 | 133.33 | 14.4 | 20 | 0.9 | 3000 | 81.8 |  |  |  | FALSE | FALSE | FALSE | May, 02 2018 00:00:00 | 4.3 |  | standard |  |  |  |  | March, 30 2020 00:00:00 | FALSE | FALSE | FALSE | [6 empty] | AC | [7 empty] | FALSE
P1ACSVTJ | Silver Stream AiCos | Silver Stream | SST8NB707-D(5000K) | Linear Replacement Lamp | T8 Four-Foot | Dual Mode Internal Driver (UL Type A and Type B) |  | standard | FALSE | [10 empty] | March, 23 2017 00:00:00 | Not Dimmable | Not Dimmable | NotYetVerified | Updated on 3/23/2017 | LLLACP | [25 empty] | 4.4 | 2198 | 113.47 | 19.37 | 18.67 | 0.9 | 5000 | 81 |  |  |  | FALSE | FALSE | FALSE | May, 02 2018 00:00:00 | 4.3 |  | standard |  |  |  |  | November, 02 2018 00:00:00 | FALSE | FALSE | FALSE | [6 empty] | AC | [7 empty] | FALSE
PFMQ2ARV | Silver Stream AiCos | Silver Stream | SST8NB707-D(3500K) | Linear Replacement Lamp | T8 Four-Foot | Dual Mode Internal Driver (UL Type A and Type B) |  | standard | FALSE | [10 empty] | March, 23 2017 00:00:00 | Not Dimmable | Not Dimmable | NotYetVerified | Updated on 3/23/2017 | LLLACP | [25 empty] | 4.4 | 2119 | 110.59 | 19.16 | 17.82 | 0.91 | 3500 | 82.8 |  |  |  | FALSE | FALSE | FALSE | May, 02 2018 00:00:00 | 4.3 |  | standard |  |  |  |  | November, 02 2018 00:00:00 | FALSE | FALSE | FALSE | [6 empty] | AC | [7 empty] | FALSE
PBQZWYET | Silver Stream AiCos | Silver Stream | SST8NB707-D(4500K) | Linear Replacement Lamp | T8 Four-Foot | Dual Mode Internal Driver (UL Type A and Type B) |  | standard | FALSE | [10 empty] | March, 23 2017 00:00:00 | Not Dimmable | Not Dimmable | NotYetVerified | Updated on 3/23/2017 | LLLACP | [25 empty] | 4.4 | 2119 | 110.59 | 19.16 | 17.82 | 0.91 | 4500 | 82.8 |  |  |  | FALSE | FALSE | FALSE | May, 02 2018 00:00:00 | 4.3 |  | standard |  |  |  |  | November, 02 2018 00:00:00 | FALSE | FALSE | FALSE | [6 empty] | AC | [7 empty] | FALSE
P85B6KXQ | Vastino LED Lighting(Shenzhen)Co.,Ltd | Vastino | YRT8-1812135-005 | Linear Replacement Lamp | T8 Four-Foot | Dual Mode Internal Driver (UL Type A and Type B) |  | standard | FALSE | [10 empty] | March, 23 2017 00:00:00 | Not Dimmable | Not Dimmable | FALSE |  | XXXALV | [25 empty] | 4.4 | 2348 | 115.38 | 20.35 | 6.79 | 0.9739 | 3500 | 84.3 |  |  |  | FALSE | FALSE | FALSE | May, 02 2018 00:00:00 | 4.3 |  | standard |  |  |  |  | November, 02 2018 00:00:00 | FALSE | FALSE | FALSE | [6 empty] | AC | [7 empty] | FALSE
PNDSZPPA | Silver Stream AiCos | Silver Stream | SST8NB707-D(4000K) | Linear Replacement Lamp | T8 Four-Foot | Dual Mode Internal Driver (UL Type A and Type B) |  | standard | FALSE | [10 empty] | March, 23 2017 00:00:00 | Not Dimmable | Not Dimmable | NotYetVerified | Updated on 3/23/2017 | LLLACP | [25 empty] | 4.4 | 2119 | 110.59 | 19.16 | 17.82 | 0.91 | 4000 | 82.8 |  |  |  | FALSE | FALSE | FALSE | May, 02 2018 00:00:00 | 4.3 |  | standard |  |  |  |  | November, 02 2018 00:00:00 | FALSE | FALSE | FALSE | [6 empty] | AC | [7 empty] | FALSE
PWHY32FU | Silver Stream AiCos | Silver Stream | SST8NB707-D(3000K) | Linear Replacement Lamp | T8 Four-Foot | Dual Mode Internal Driver (UL Type A and Type B) |  | standard | TRUE |  | 2119 | 110.59 | 19.16 | 17.82 | 0.9052 | 2953 | 82.8 | 5 | 50000 | March, 23 2017 00:00:00 | Not Dimmable | Not Dimmable | NotYetVerified | Updated on 3/23/2017 | LLLACP | [15 empty] | 91.2 |  | 1.2 | 1.42 | [6 empty] | 4.4 | 2119 | 110.59 | 19.16 | 17.82 | 0.91 | 3000 | 82.8 |  |  |  | FALSE | FALSE | FALSE | May, 02 2018 00:00:00 | 4.3 |  | standard |  |  |  |  | November, 02 2018 00:00:00 | FALSE | FALSE | FALSE | [6 empty] | AC | [7 empty] | FALSE
PPSE2NRH | Vastino LED Lighting(Shenzhen)Co.,Ltd | Vastino | YRT8-1812145-005 | Linear Replacement Lamp | T8 Four-Foot | Dual Mode Internal Driver (UL Type A and Type B) |  | standard | FALSE | [10 empty] | March, 23 2017 00:00:00 | Not Dimmable | Not Dimmable | No |  | XXXALV | [25 empty] | 5 | 2415 | 118.67 | 20.35 | 6.79 | 0.9739 | 4500 | 84.3 |  |  |  | FALSE | FALSE | FALSE | May, 02 2018 00:00:00 | 4.3 |  | standard |  |  |  |  | March, 30 2020 00:00:00 | FALSE | FALSE | FALSE | [6 empty] | AC | [7 empty] | FALSE
PGVUHK4K | CH Lighting Technology Co.,Ltd. | CH | CH1170-48-15W 840-9 | Linear Replacement Lamp | T8 Four-Foot | Replacement Lamps (plug and play) (UL Type A) |  | standard | FALSE | [10 empty] | March, 21 2017 00:00:00 | Dimmable | Continuous Below 10 | No |  | NNNMHC | [25 empty] | 4.4 | 2050 | 113 | 18 | 11.57 | 0.97 | 4000 | 83 |  |  |  | FALSE | FALSE | FALSE | May, 02 2018 00:00:00 | 4.3 |  | standard |  |  |  |  | November, 02 2018 00:00:00 | FALSE | FALSE | FALSE | [6 empty] | AC | [7 empty] | FALSE
P5NYFWHT | CH Lighting Technology Co.,Ltd. | CH | CH1170-48-15W 845-9 | Linear Replacement Lamp | T8 Four-Foot | Replacement Lamps (plug and play) (UL Type A) |  | standard | FALSE | [10 empty] | March, 21 2017 00:00:00 | Dimmable | Continuous Below 10 | No |  | NNNMHC | [25 empty] | 4.4 | 2050 | 113 | 18 | 11.57 | 0.97 | 4500 | 83 |  |  |  | FALSE | FALSE | FALSE | May, 02 2018 00:00:00 | 4.3 |  | standard |  |  |  |  | November, 02 2018 00:00:00 | FALSE | FALSE | FALSE | [6 empty] | AC | [7 empty] | FALSE
PGBJ8QC8 | CH Lighting Technology Co.,Ltd. | CH | CH1170-48-13W 845-9 | Linear Replacement Lamp | T8 Four-Foot | Replacement Lamps (plug and play) (UL Type A) |  | standard | FALSE | [10 empty] | March, 21 2017 00:00:00 | Dimmable | Continuous Below 10 | No |  | NNNMHB | [25 empty] | 4.4 | 1800 | 113 | 16 | 13.04 | 0.96 | 4500 | 83 |  |  |  | FALSE | FALSE | FALSE | May, 02 2018 00:00:00 | 4.3 |  | standard |  |  |  |  | November, 02 2018 00:00:00 | FALSE | FALSE | FALSE | [6 empty] | AC | [7 empty] | FALSE
PVKZBQZA | CH Lighting Technology Co.,Ltd. | CH | CH1170-48-15W 830-9 | Linear Replacement Lamp | T8 Four-Foot | Replacement Lamps (plug and play) (UL Type A) |  | standard | TRUE |  | 1987 | 125.1 | 15.88 | 11.57 | 0.9651 | 3020 | 82.5 | 5 | 50000 | March, 21 2017 00:00:00 | Dimmable | Continuous Below 10 | No |  | NNNMHC | [15 empty] | 83.8 |  | 1.26 | 1.26 | [6 empty] | 4.4 | 2000 | 111 | 18 | 11.57 | 0.97 | 3000 | 83 |  |  |  | FALSE | FALSE | FALSE | May, 02 2018 00:00:00 | 4.3 |  | standard |  |  |  |  | November, 02 2018 00:00:00 | FALSE | FALSE | FALSE | [6 empty] | AC | [7 empty] | FALSE
PR4H9PTK | Light Efficient Design | LIGHT EFFICIENT DESIGN | LED-6204-4-50K-TFR | Linear Replacement Lamp | T8 Four-Foot | Replacement Lamps (plug and play) (UL Type A) |  | standard | FALSE | [10 empty] | March, 21 2017 00:00:00 | Not Dimmable | Not Dimmable | No |  | TYNAFH | [25 empty] | 5 | 2200 | 122.22 | 18 | 7 | 0.98 | 5000 | 80 |  |  |  | FALSE | FALSE | FALSE | May, 02 2018 00:00:00 | 4.3 |  | standard |  |  |  |  | March, 30 2020 00:00:00 | FALSE | FALSE | FALSE | [6 empty] | AC | [7 empty] | FALSE
PFRM3FG9 | Light Efficient Design | LIGHT EFFICIENT DESIGN | LED-6204-4-40K-TFR | Linear Replacement Lamp | T8 Four-Foot | Replacement Lamps (plug and play) (UL Type A) |  | standard | TRUE |  | 2344.3 | 125.03 | 18.75 | 7 | 0.983 | 4107 | 84.9 | 5 | 50000 | March, 21 2017 00:00:00 | Not Dimmable | Not Dimmable | No |  | TYNAFH | [15 empty] | 84.4 |  | 1.32 | 1.24 | [6 empty] | 5 | 2200 | 122.22 | 18 | 7 | 0.98 | 4000 | 80 |  |  |  | FALSE | FALSE | FALSE | May, 02 2018 00:00:00 | 4.3 |  | standard |  |  |  |  | March, 30 2020 00:00:00 | FALSE | FALSE | FALSE | [6 empty] | AC | [7 empty] | FALSE
PVCXS8X8 | CH Lighting Technology Co.,Ltd. | CH | CH1170-48-15W 850-9 | Linear Replacement Lamp | T8 Four-Foot | Replacement Lamps (plug and play) (UL Type A) |  | standard | FALSE | [10 empty] | March, 21 2017 00:00:00 | Dimmable | Continuous Below 10 | No |  | NNNMHC | [25 empty] | 4.4 | 2100 | 116 | 18 | 11.59 | 0.97 | 5000 | 83 |  |  |  | FALSE | FALSE | FALSE | May, 02 2018 00:00:00 | 4.3 |  | standard |  |  |  |  | November, 02 2018 00:00:00 | FALSE | FALSE | FALSE | [6 empty] | AC | [7 empty] | FALSE
PD5K261U | CH Lighting Technology Co.,Ltd. | CH | CH1170-48-13W 850-9 | Linear Replacement Lamp | T8 Four-Foot | Replacement Lamps (plug and play) (UL Type A) |  | standard | FALSE | [10 empty] | March, 21 2017 00:00:00 | Dimmable | Continuous Below 10 | No |  | NNNMHB | [25 empty] | 4.4 | 1850 | 116 | 16 | 13.09 | 0.96 | 5000 | 83 |  |  |  | FALSE | FALSE | FALSE | May, 02 2018 00:00:00 | 4.3 |  | standard |  |  |  |  | November, 02 2018 00:00:00 | FALSE | FALSE | FALSE | [6 empty] | AC | [7 empty] | FALSE
PQEDU15E | CH Lighting Technology Co.,Ltd. | CH | CH1170-48-15W 835-9 | Linear Replacement Lamp | T8 Four-Foot | Replacement Lamps (plug and play) (UL Type A) |  | standard | FALSE | [10 empty] | March, 21 2017 00:00:00 | Dimmable | Continuous Below 10 | No |  | NNNMHC | [25 empty] | 4.4 | 2000 | 111 | 18 | 11.57 | 0.97 | 3500 | 83 |  |  |  | FALSE | FALSE | FALSE | May, 02 2018 00:00:00 | 4.3 |  | standard |  |  |  |  | November, 02 2018 00:00:00 | FALSE | FALSE | FALSE | [6 empty] | AC | [7 empty] | FALSE
PT6WXVYG | CH Lighting Technology Co.,Ltd. | CH | CH1170-48-13W 830-9 | Linear Replacement Lamp | T8 Four-Foot | Replacement Lamps (plug and play) (UL Type A) |  | standard | TRUE |  | 1801 | 122 | 14.76 | 13.04 | 0.9603 | 3022 | 82.5 | 5 | 50000 | March, 21 2017 00:00:00 | Dimmable | Continuous Below 10 | No |  | NNNMHB | [15 empty] | 83.7 |  | 1.24 | 1.24 | [6 empty] | 4.4 | 1760 | 111 | 16 | 13.04 | 0.96 | 3000 | 83 |  |  |  | FALSE | FALSE | FALSE | May, 02 2018 00:00:00 | 4.3 |  | standard |  |  |  |  | November, 02 2018 00:00:00 | FALSE | FALSE | FALSE | [6 empty] | AC | [7 empty] | FALSE
PWQPPNYG | CH Lighting Technology Co.,Ltd. | CH | CH1170-48-13W 835-9 | Linear Replacement Lamp | T8 Four-Foot | Replacement Lamps (plug and play) (UL Type A) |  | standard | FALSE | [10 empty] | March, 21 2017 00:00:00 | Dimmable | Continuous Below 10 | No |  | NNNMHB | [25 empty] | 4.4 | 1760 | 111 | 16 | 13.04 | 0.96 | 3500 | 83 |  |  |  | FALSE | FALSE | FALSE | May, 02 2018 00:00:00 | 4.3 |  | standard |  |  |  |  | November, 02 2018 00:00:00 | FALSE | FALSE | FALSE | [6 empty] | AC | [7 empty] | FALSE
PUBJBRGN | CH Lighting Technology Co.,Ltd. | CH | CH1170-48-13W 840-9 | Linear Replacement Lamp | T8 Four-Foot | Replacement Lamps (plug and play) (UL Type A) |  | standard | FALSE | [10 empty] | March, 21 2017 00:00:00 | Dimmable | Continuous Below 10 | No |  | NNNMHB | [25 empty] | 4.4 | 1800 | 113 | 16 | 13.04 | 0.96 | 4000 | 83 |  |  |  | FALSE | FALSE | FALSE | May, 02 2018 00:00:00 | 4.3 |  | standard |  |  |  |  | November, 02 2018 00:00:00 | FALSE | FALSE | FALSE | [6 empty] | AC | [7 empty] | FALSE
PNX7CHVF | ARKSMART INC | ARK SMART | ARK/UE/18K(4000K) | Linear Replacement Lamp | T8 Four-Foot | Dual Mode Internal Driver (UL Type A and Type B) |  | standard | FALSE | [10 empty] | March, 20 2017 00:00:00 | Not Dimmable | Not Dimmable | FALSE |  | JJJMSF | [25 empty] | 4.4 | 2265 | 113.7 | 19.92 | 6.77 | 0.97 | 4000 | 81 |  |  |  | FALSE | FALSE | FALSE | May, 02 2018 00:00:00 | 4.3 |  | standard |  |  |  |  | November, 02 2018 00:00:00 | FALSE | FALSE | FALSE | [6 empty] | AC | [7 empty] | FALSE
P1N9UMWS | ARKSMART INC | ARK SMART | ARK/UE/18K(5000K) | Linear Replacement Lamp | T8 Four-Foot | Dual Mode Internal Driver (UL Type A and Type B) |  | standard | FALSE | [10 empty] | March, 20 2017 00:00:00 | Not Dimmable | Not Dimmable | FALSE |  | JJJMSF | [25 empty] | 4.4 | 2302 | 114.81 | 20.05 | 7.88 | 0.97 | 5000 | 81.5 |  |  |  | FALSE | FALSE | FALSE | May, 02 2018 00:00:00 | 4.3 |  | standard |  |  |  |  | November, 02 2018 00:00:00 | FALSE | FALSE | FALSE | [6 empty] | AC | [7 empty] | FALSE
P28TFGCV | ARKSMART INC | ARK SMART | ARK/UE/12K(3000K) | Linear Replacement Lamp | T8 Four-Foot | Dual Mode Internal Driver (UL Type A and Type B) |  | standard | TRUE |  | 1881 | 138.09 | 13.62 | 9.78 | 0.942 | 2945 | 83.2 | 5 | 50000 | March, 20 2017 00:00:00 | Not Dimmable | Not Dimmable | No |  | JJJMSE | [15 empty] | 84.7 |  | 1.24 | 1.38 | [6 empty] | 5 | 1889 | 138.57 | 13.63 | 9.78 | 0.94 | 3000 | 83.2 |  |  |  | FALSE | FALSE | FALSE | May, 02 2018 00:00:00 | 4.3 |  | standard |  |  |  |  | March, 30 2020 00:00:00 | FALSE | FALSE | FALSE | [6 empty] | AC | [7 empty] | FALSE
PBZA8GSM | Metrosphere Light Corp. | METROSPHERE | MET-WIBC-4/12/4/FR | Linear Replacement Lamp | T8 Four-Foot | Replacement Lamps (plug and play) (UL Type A) |  | standard | TRUE |  | 2022 | 128.8 | 15.7 | 13.71 | 0.942 | 4101 | 81.8 | 5 | 50000 | March, 20 2017 00:00:00 | Not Dimmable | Not Dimmable | No |  | YYYBPK | [15 empty] | 84.2 |  | 1.32 | 1.28 | [6 empty] | 5 | 1900 | 127 | 15 | 14 | 0.9 | 4000 | 80 |  |  |  | FALSE | FALSE | FALSE | May, 02 2018 00:00:00 | 4.3 |  | standard |  |  |  |  | March, 30 2020 00:00:00 | FALSE | FALSE | FALSE | [6 empty] | AC | [7 empty] | FALSE
PZ5W9AVT | Metrosphere Light Corp. | METROSPHERE | MET-WIBC-4/14/5/FR | Linear Replacement Lamp | T8 Four-Foot | Replacement Lamps (plug and play) (UL Type A) |  | standard | FALSE | [10 empty] | March, 20 2017 00:00:00 | Not Dimmable | Not Dimmable | No |  | YYYBPL | [25 empty] | 5 | 2200 | 133.33 | 16.5 | 14 | 0.9 | 5000 | 80 |  |  |  | FALSE | FALSE | FALSE | May, 02 2018 00:00:00 | 4.3 |  | standard |  |  |  |  | March, 30 2020 00:00:00 | FALSE | FALSE | FALSE | [6 empty] | AC | [7 empty] | FALSE
PX5N7WRZ | Metrosphere Light Corp. | METROSPHERE | MET-WIBC-4/14/4/FR | Linear Replacement Lamp | T8 Four-Foot | Replacement Lamps (plug and play) (UL Type A) |  | standard | TRUE |  | 2234 | 128.2 | 17.42 | 13.88 | 0.935 | 4090 | 81.4 | 5 | 50000 | March, 20 2017 00:00:00 | Not Dimmable | Not Dimmable | No |  | YYYBPL | [15 empty] | 84.1 |  | 1.32 | 1.3 | [6 empty] | 5 | 2200 | 133.33 | 16.5 | 14 | 0.9 | 4000 | 80 |  |  |  | FALSE | FALSE | FALSE | May, 02 2018 00:00:00 | 4.3 |  | standard |  |  |  |  | March, 30 2020 00:00:00 | FALSE | FALSE | FALSE | [6 empty] | AC | [7 empty] | FALSE
P49HPGXF | ETI Solid State Lighting (Zhuhai) Limited | ETI | 541402XX(XX=61-70) | Linear Replacement Lamp | T8 Four-Foot | Replacement Lamps (plug and play) (UL Type A) |  | standard | FALSE | [10 empty] | March, 20 2017 00:00:00 | Not Dimmable | Not Dimmable | FALSE | Product updated on 3/20/17; updated on 11/2/2017 | PPPRPJ | [25 empty] | 4.4 | 2160 | 108 | 20 | 9.44 | 0.9 | 5000 | 80 |  |  |  | FALSE | FALSE | FALSE | May, 02 2018 00:00:00 | 4.3 |  | standard |  |  |  |  | November, 02 2018 00:00:00 | FALSE | FALSE | FALSE | [6 empty] | AC | [7 empty] | FALSE
P4J333EA | ARKSMART INC | ARK SMART | ARK/UE/18K(3000K) | Linear Replacement Lamp | T8 Four-Foot | Dual Mode Internal Driver (UL Type A and Type B) |  | standard | TRUE |  | 2227 | 112.57 | 19.78 | 6.77 | 0.9676 | 2966 | 81 | 5 | 50000 | March, 20 2017 00:00:00 | Not Dimmable | Not Dimmable | FALSE |  | JJJMSF | [15 empty] | 84.5 |  | 1.24 | 1.34 | [6 empty] | 4.4 | 2227 | 112.57 | 19.78 | 6.77 | 0.97 | 3000 | 81 |  |  |  | FALSE | FALSE | FALSE | May, 02 2018 00:00:00 | 4.3 |  | standard |  |  |  |  | November, 02 2018 00:00:00 | FALSE | FALSE | FALSE | [6 empty] | AC | [7 empty] | FALSE
P53NRG5N | ARKSMART INC | ARK SMART | ARK/UE/12K(5000K) | Linear Replacement Lamp | T8 Four-Foot | Dual Mode Internal Driver (UL Type A and Type B) |  | standard | FALSE | [10 empty] | March, 20 2017 00:00:00 | Not Dimmable | Not Dimmable | No |  | JJJMSE | [25 empty] | 5 | 1868 | 140.98 | 13.25 | 10.59 | 0.94 | 5000 | 81.3 |  |  |  | FALSE | FALSE | FALSE | May, 02 2018 00:00:00 | 4.3 |  | standard |  |  |  |  | March, 30 2020 00:00:00 | FALSE | FALSE | FALSE | [6 empty] | AC | [7 empty] | FALSE
P1NCG2T6 | ARKSMART INC | ARK SMART | ARK/UE/18K(3500K) | Linear Replacement Lamp | T8 Four-Foot | Dual Mode Internal Driver (UL Type A and Type B) |  | standard | FALSE | [10 empty] | March, 20 2017 00:00:00 | Not Dimmable | Not Dimmable | FALSE |  | JJJMSF | [25 empty] | 4.4 | 2246 | 112.75 | 19.92 | 6.77 | 0.97 | 3500 | 81 |  |  |  | FALSE | FALSE | FALSE | May, 02 2018 00:00:00 | 4.3 |  | standard |  |  |  |  | November, 02 2018 00:00:00 | FALSE | FALSE | FALSE | [6 empty] | AC | [7 empty] | FALSE
P7H5KSNP | ARKSMART INC | ARK SMART | ARK/UE/18K(4500K) | Linear Replacement Lamp | T8 Four-Foot | Dual Mode Internal Driver (UL Type A and Type B) |  | standard | FALSE | [10 empty] | March, 20 2017 00:00:00 | Not Dimmable | Not Dimmable | FALSE |  | JJJMSF | [25 empty] | 4.4 | 2283 | 114.61 | 19.92 | 6.77 | 0.97 | 4500 | 81 |  |  |  | FALSE | FALSE | FALSE | May, 02 2018 00:00:00 | 4.3 |  | standard |  |  |  |  | November, 02 2018 00:00:00 | FALSE | FALSE | FALSE | [6 empty] | AC | [7 empty] | FALSE
PQGGK1CX | ETI Solid State Lighting (Zhuhai) Limited | ETI | 541402XX(XX=41-50) | Linear Replacement Lamp | T8 Four-Foot | Replacement Lamps (plug and play) (UL Type A) |  | standard | TRUE |  | 2123 | 117.8 | 18.02 | 9.26 | 0.9722 | 4010 | 83.2 | 5 | 50000 | March, 20 2017 00:00:00 | Not Dimmable | Not Dimmable | FALSE | Product updated on 3/20/17; updated on 11/2/2017 | PPPRPJ | [15 empty] | 82.8 |  | 1.26 | 1.32 | [6 empty] | 4.4 | 2160 | 108 | 20 | 9.26 | 0.9 | 4000 | 80 |  |  |  | FALSE | FALSE | FALSE | May, 02 2018 00:00:00 | 4.3 |  | standard |  |  |  |  | November, 02 2018 00:00:00 | FALSE | FALSE | FALSE | [6 empty] | AC | [7 empty] | FALSE
P3QF4QD7 | Metrosphere Light Corp. | METROSPHERE | MET-WIBC-4/12/5/FR | Linear Replacement Lamp | T8 Four-Foot | Replacement Lamps (plug and play) (UL Type A) |  | standard | FALSE | [10 empty] | March, 20 2017 00:00:00 | Not Dimmable | Not Dimmable | No |  | YYYBPK | [25 empty] | 5 | 1900 | 127 | 15 | 14 | 0.9 | 5000 | 80 |  |  |  | FALSE | FALSE | FALSE | May, 02 2018 00:00:00 | 4.3 |  | standard |  |  |  |  | March, 30 2020 00:00:00 | FALSE | FALSE | FALSE | [6 empty] | AC | [7 empty] | FALSE
PHTZR1F8 | ARKSMART INC | ARK SMART | ARK/UE/12K(3500K) | Linear Replacement Lamp | T8 Four-Foot | Dual Mode Internal Driver (UL Type A and Type B) |  | standard | FALSE | [10 empty] | March, 20 2017 00:00:00 | Not Dimmable | Not Dimmable | No |  | JJJMSE | [25 empty] | 5 | 1884 | 140.18 | 13.44 | 9.78 | 0.94 | 3500 | 83.2 |  |  |  | FALSE | FALSE | FALSE | May, 02 2018 00:00:00 | 4.3 |  | standard |  |  |  |  | March, 30 2020 00:00:00 | FALSE | FALSE | FALSE | [6 empty] | AC | [7 empty] | FALSE
PVBKK6VH | ARKSMART INC | ARK SMART | ARK/UE/12K(4500K) | Linear Replacement Lamp | T8 Four-Foot | Dual Mode Internal Driver (UL Type A and Type B) |  | standard | FALSE | [10 empty] | March, 20 2017 00:00:00 | Not Dimmable | Not Dimmable | No |  | JJJMSE | [25 empty] | 5 | 1873 | 139.36 | 13.44 | 9.78 | 0.94 | 4500 | 83.2 |  |  |  | FALSE | FALSE | FALSE | May, 02 2018 00:00:00 | 4.3 |  | standard |  |  |  |  | March, 30 2020 00:00:00 | FALSE | FALSE | FALSE | [6 empty] | AC | [7 empty] | FALSE
PMA1NJN5 | ARKSMART INC | ARK SMART | ARK/UE/12K(4000K) | Linear Replacement Lamp | T8 Four-Foot | Dual Mode Internal Driver (UL Type A and Type B) |  | standard | FALSE | [10 empty] | March, 20 2017 00:00:00 | Not Dimmable | Not Dimmable | No |  | JJJMSE | [25 empty] | 5 | 1879 | 139.81 | 13.44 | 9.78 | 0.94 | 4000 | 83.2 |  |  |  | FALSE | FALSE | FALSE | May, 02 2018 00:00:00 | 4.3 |  | standard |  |  |  |  | March, 30 2020 00:00:00 | FALSE | FALSE | FALSE | [6 empty] | AC | [7 empty] | FALSE
PYRY5K71 | ZHEJIANG HONGYAO LIGHTING ELECTRICAL CO.,LTD | HONGYAO | HY-T8-F120-15W-A5000K | Linear Replacement Lamp | T8 Four-Foot | Replacement Lamps (plug and play) (UL Type A) |  | standard | TRUE |  | 2056.6 | 142.23 | 14.46 | 15.29 | 0.9514 | 4972 | 79.8 | 5 | 50000 | March, 17 2017 00:00:00 | Not Dimmable | Not Dimmable | No |  | NNNMGY | [15 empty] | 84.6 |  | 1.32 | 1.2 | [6 empty] | 5 | 2056.6 | 142.23 | 14.46 | 15.29 | 0.95 | 5000 | 80 |  |  |  | FALSE | FALSE | FALSE | May, 02 2018 00:00:00 | 4.3 |  | standard |  |  |  |  | March, 30 2020 00:00:00 | FALSE | FALSE | FALSE | [6 empty] | AC | [7 empty] | FALSE
P9BMESB9 | James Trading Company Limited | JAMES | BT8P12W4FT(FROSTED LENS)(3000K) | Linear Replacement Lamp | T8 Four-Foot | Replacement Lamps (plug and play) (UL Type A) |  | standard | TRUE |  | 1718 | 132.46 | 12.97 | 7.38 | 0.9481 | 2954 | 81.6 | 5 | 50000 | March, 17 2017 00:00:00 | Not Dimmable | Not Dimmable | NotYetVerified |  | KKKXPU | [15 empty] | 85.5 |  | 1.12 | 1.16 | [6 empty] | 5 | 1718 | 132.46 | 12.97 | 20 | 0.9 | 3000 | 82 |  |  |  | FALSE | FALSE | FALSE | May, 02 2018 00:00:00 | 4.3 |  | standard |  |  |  |  | March, 30 2020 00:00:00 | FALSE | FALSE | FALSE | [6 empty] | AC | [7 empty] | FALSE
P3SHPGHN | ZHEJIANG HONGYAO LIGHTING ELECTRICAL CO.,LTD | HONGYAO | HY-T8-F120-15W-A+B5000K | Linear Replacement Lamp | T8 Four-Foot | Dual Mode Internal Driver (UL Type A and Type B) |  | standard | TRUE |  | 2330.7 | 138.81 | 16.79 | 12.62 | 0.9613 | 4959 | 79.8 | 5 | 50000 | March, 17 2017 00:00:00 | Not Dimmable | Not Dimmable | No |  | NNNMGW | [15 empty] | 84.2 |  | 1.38 | 1.2 | [6 empty] | 5 | 2330.7 | 138.81 | 16.79 | 12.62 | 0.96 | 5000 | 80 |  |  |  | FALSE | FALSE | FALSE | May, 02 2018 00:00:00 | 4.3 |  | standard |  |  |  |  | March, 30 2020 00:00:00 | FALSE | FALSE | FALSE | [6 empty] | AC | [7 empty] | FALSE
P8SRK5ZZ | ZHEJIANG HONGYAO LIGHTING ELECTRICAL CO.,LTD | HONGYAO | HY-T8-N120-15W-A5000K | Linear Replacement Lamp | T8 Four-Foot | Replacement Lamps (plug and play) (UL Type A) |  | standard | TRUE |  | 2071.4 | 143.55 | 14.43 | 15.184 | 0.941 | 4925 | 80.4 | 5 | 50000 | March, 17 2017 00:00:00 | Not Dimmable | Not Dimmable | No |  | NNNMHA | [15 empty] | 84.4 |  | 1.34 | 1.18 | [6 empty] | 5 | 2071.4 | 143.55 | 14.43 | 15.18 | 0.94 | 5000 | 80 |  |  |  | FALSE | FALSE | FALSE | May, 02 2018 00:00:00 | 4.3 |  | standard |  |  |  |  | March, 30 2020 00:00:00 | FALSE | FALSE | FALSE | [6 empty] | AC | [7 empty] | FALSE
PRDPFBXF | ZHEJIANG HONGYAO LIGHTING ELECTRICAL CO.,LTD | HONGYAO | HY-T8-N120-15W-A4000K | Linear Replacement Lamp | T8 Four-Foot | Replacement Lamps (plug and play) (UL Type A) |  | standard | TRUE |  | 1758.1 | 118.8 | 14.8 | 14.85 | 0.9456 | 4119 | 82.5 | 5 | 50000 | March, 17 2017 00:00:00 | Not Dimmable | Not Dimmable | No |  | NNNMGZ | [15 empty] | 84.2 |  | 1.38 | 1.18 | [6 empty] | 5 | 1758.1 | 118.8 | 14.8 | 14.85 | 0.95 | 4000 | 80 |  |  |  | FALSE | FALSE | FALSE | May, 02 2018 00:00:00 | 4.3 |  | standard |  |  |  |  | March, 30 2020 00:00:00 | FALSE | FALSE | FALSE | [6 empty] | AC | [7 empty] | FALSE
P22ZF8XJ | ZHEJIANG HONGYAO LIGHTING ELECTRICAL CO.,LTD | HONGYAO | HY-T8-F120-15W-A4000K | Linear Replacement Lamp | T8 Four-Foot | Replacement Lamps (plug and play) (UL Type A) |  | standard | TRUE |  | 1793.2 | 123.58 | 14.51 | 15.261 | 0.953 | 4176 | 81.9 | 5 | 50000 | March, 17 2017 00:00:00 | Not Dimmable | Not Dimmable | No |  | NNNMGX | [15 empty] | 84.2 |  | 1.34 | 1.2 | [6 empty] | 5 | 1793.2 | 123.58 | 14.51 | 15.26 | 0.95 | 4000 | 80 |  |  |  | FALSE | FALSE | FALSE | May, 02 2018 00:00:00 | 4.3 |  | standard |  |  |  |  | March, 30 2020 00:00:00 | FALSE | FALSE | FALSE | [6 empty] | AC | [7 empty] | FALSE
PDDD3PDH | James Trading Company Limited | JAMES | BT8P12W4FT(FROSTED LENS)(3500K) | Linear Replacement Lamp | T8 Four-Foot | Replacement Lamps (plug and play) (UL Type A) |  | standard | FALSE | [10 empty] | March, 17 2017 00:00:00 | Not Dimmable | Not Dimmable | NotYetVerified |  | KKKXPU | [25 empty] | 5 | 1718 | 132.46 | 12.97 | 20 | 0.9 | 3500 | 82 |  |  |  | FALSE | FALSE | FALSE | May, 02 2018 00:00:00 | 4.3 |  | standard |  |  |  |  | March, 30 2020 00:00:00 | FALSE | FALSE | FALSE | [6 empty] | AC | [7 empty] | FALSE
PRFXH2KQ | Keystone Technologies | Keystone Technologies | KT-LED11.5T8-48GC-835-S | Linear Replacement Lamp | T8 Four-Foot | Replacement Lamps (plug and play) (UL Type A) |  | standard | FALSE | [10 empty] | March, 16 2017 00:00:00 | Not Dimmable | Not Dimmable | NO |  | UUUBDU | [25 empty] | 5 | 1700 | 122 | 13.9 | 20 | 0.9 | 3500 | 80 |  |  |  | FALSE | FALSE | FALSE | May, 02 2018 00:00:00 | 4.3 |  | standard |  |  |  |  | March, 30 2020 00:00:00 | FALSE | FALSE | FALSE | [6 empty] | AC | [7 empty] | FALSE
PW87YQZ5 | Keystone Technologies | KEYSTONE | KT-LED15T8-48GC-835-S | Linear Replacement Lamp | T8 Four-Foot | Replacement Lamps (plug and play) (UL Type A) |  | standard | FALSE | [10 empty] | March, 16 2017 00:00:00 | Not Dimmable | Not Dimmable | NotYetVerified |  | EJWBAI | [25 empty] | 5 | 2100 | 120 | 18 | 20 | 0.9 | 3500 | 82 |  |  |  | FALSE | FALSE | FALSE | May, 02 2018 00:00:00 | 4.3 |  | standard |  |  |  |  | March, 30 2020 00:00:00 | FALSE | FALSE | FALSE | [6 empty] | AC | [7 empty] | FALSE
PM8EMEKS | Keystone Technologies | KEYSTONE | KT-LED15T8-48GC-850-S | Linear Replacement Lamp | T8 Four-Foot | Replacement Lamps (plug and play) (UL Type A) |  | standard | FALSE | [10 empty] | March, 16 2017 00:00:00 | Not Dimmable | Not Dimmable | NotYetVerified |  | EJWBAI | [25 empty] | 5 | 2200 | 125 | 18 | 20 | 0.9 | 5000 | 82 |  |  |  | FALSE | FALSE | FALSE | May, 02 2018 00:00:00 | 4.3 |  | standard |  |  |  |  | March, 30 2020 00:00:00 | FALSE | FALSE | FALSE | [6 empty] | AC | [7 empty] | FALSE
PQ82QD82 | ZHEJIANG HONGYAO LIGHTING ELECTRICAL CO.,LTD | HONGYAO | HY-T8-N120-13W-A5000K | Linear Replacement Lamp | T8 Four-Foot | Replacement Lamps (plug and play) (UL Type A) |  | standard | TRUE |  | 1716.5 | 138.76 | 12.37 | 17.97 | 0.932 | 4908 | 80.4 | 5 | 50000 | March, 16 2017 00:00:00 | Not Dimmable | Not Dimmable | No |  | RRRUBS | [15 empty] | 84.4 |  | 1.28 | 1.2 | [6 empty] | 5 | 1716.5 | 138.76 | 12.37 | 17.98 | 0.93 | 5000 | 80 |  |  |  | FALSE | FALSE | FALSE | May, 02 2018 00:00:00 | 4.3 |  | standard |  |  |  |  | March, 30 2020 00:00:00 | FALSE | FALSE | FALSE | [6 empty] | AC | [7 empty] | FALSE
PQFFP515 | WING (SHANGHAI) INTERNATIONAL TRADE CO LTD | TOPSTAR | L48T8-830-12P-G4-EB | Linear Replacement Lamp | T8 Four-Foot | Replacement Lamps (plug and play) (UL Type A) |  | standard | TRUE |  | 1836 | 123.6 | 14.85 | 13.32 | 0.946 | 2949 | 82.7 | 5 | 50000 | March, 16 2017 00:00:00 | Not Dimmable | Not Dimmable | No |  | YYYBOV | [15 empty] | 84.2 |  | 1.32 | 1.3 | [6 empty] | 5 | 1845 | 123 | 15 | 14 | 0.9 | 3000 | 82 |  |  |  | FALSE | FALSE | FALSE | May, 02 2018 00:00:00 | 4.3 |  | standard |  |  |  |  | March, 30 2020 00:00:00 | FALSE | FALSE | FALSE | [6 empty] | AC | [7 empty] | FALSE
PMUBKIGU | Keystone Technologies | Keystone Technologies | KT-LED11.5T8-48GC-850-S | Linear Replacement Lamp | T8 Four-Foot | Replacement Lamps (plug and play) (UL Type A) |  | standard | FALSE | [10 empty] | March, 16 2017 00:00:00 | Not Dimmable | Not Dimmable | NO |  | UUUBDU | [25 empty] | 5 | 1800 | 130 | 13.9 | 20 | 0.9 | 5000 | 80 |  |  |  | FALSE | FALSE | FALSE | May, 02 2018 00:00:00 | 4.3 |  | standard |  |  |  |  | March, 30 2020 00:00:00 | FALSE | FALSE | FALSE | [6 empty] | AC | [7 empty] | FALSE
P81RSY52 | Keystone Technologies | KEYSTONE | KT-LED15T8-48GC-840-S | Linear Replacement Lamp | T8 Four-Foot | Replacement Lamps (plug and play) (UL Type A) |  | standard | FALSE | [10 empty] | March, 16 2017 00:00:00 | Not Dimmable | Not Dimmable | NotYetVerified |  | EJWBAI | [25 empty] | 5 | 2200 | 125 | 18 | 20 | 0.9 | 4000 | 82 |  |  |  | FALSE | FALSE | FALSE | May, 02 2018 00:00:00 | 4.3 |  | standard |  |  |  |  | March, 30 2020 00:00:00 | FALSE | FALSE | FALSE | [6 empty] | AC | [7 empty] | FALSE
PTJ6YUQZ | Keystone Technologies | KEYSTONE | KT-LED15T8-48GC-830-S | Linear Replacement Lamp | T8 Four-Foot | Replacement Lamps (plug and play) (UL Type A) |  | standard | TRUE |  | 2167 | 125.4 | 17.28 | 10.15 | 0.9699 | 3079 | 85.1 | 5 | 50000 | March, 16 2017 00:00:00 | Not Dimmable | Not Dimmable | NotYetVerified |  | EJWBAI | [15 empty] | 82.9 |  | 1.26 | 1.3 | [6 empty] | 5 | 2100 | 120 | 18 | 20 | 0.9 | 3000 | 82 |  |  |  | FALSE | FALSE | FALSE | May, 02 2018 00:00:00 | 4.3 |  | standard |  |  |  |  | March, 30 2020 00:00:00 | FALSE | FALSE | FALSE | [6 empty] | AC | [7 empty] | FALSE
P3CA1U4S | ZHEJIANG HONGYAO LIGHTING ELECTRICAL CO.,LTD | HONGYAO | HY-T8-N120-13W-A+B5000K | Linear Replacement Lamp | T8 Four-Foot | Dual Mode Internal Driver (UL Type A and Type B) |  | standard | TRUE |  | 2136.4 | 137.56 | 15.53 | 14.017 | 0.951 | 4898 | 80.4 | 5 | 50000 | March, 16 2017 00:00:00 | Not Dimmable | Not Dimmable | No |  | RRRUBQ | [15 empty] | 84.4 |  | 1.34 | 1.18 | [6 empty] | 5 | 2136.4 | 137.56 | 15.53 | 14.02 | 0.95 | 5000 | 80 |  |  |  | FALSE | FALSE | FALSE | May, 02 2018 00:00:00 | 4.3 |  | standard |  |  |  |  | March, 30 2020 00:00:00 | FALSE | FALSE | FALSE | [6 empty] | AC | [7 empty] | FALSE
P1HRKAE1 | ZHEJIANG HONGYAO LIGHTING ELECTRICAL CO.,LTD | HONGYAO | HY-T8-F120-13W-A5000K | Linear Replacement Lamp | T8 Four-Foot | Replacement Lamps (plug and play) (UL Type A) |  | standard | TRUE |  | 1744.2 | 139.97 | 12.47 | 18.064 | 0.972 | 4983 | 79.8 | 5 | 50000 | March, 16 2017 00:00:00 | Not Dimmable | Not Dimmable | No |  | RRRUBR | [15 empty] | 84.7 |  | 1.34 | 1.2 | [6 empty] | 5 | 1744.2 | 139.87 | 12.47 | 18.06 | 0.97 | 5000 | 80 |  |  |  | FALSE | FALSE | FALSE | May, 02 2018 00:00:00 | 4.3 |  | standard |  |  |  |  | March, 30 2020 00:00:00 | FALSE | FALSE | FALSE | [6 empty] | AC | [7 empty] | FALSE
PKXCYU2E | Keystone Technologies | Keystone Technologies | KT-LED11.5T8-48GC-840-S | Linear Replacement Lamp | T8 Four-Foot | Replacement Lamps (plug and play) (UL Type A) |  | standard | FALSE | [10 empty] | March, 16 2017 00:00:00 | Not Dimmable | Not Dimmable | NO |  | UUUBDU | [25 empty] | 5 | 1800 | 130 | 13.9 | 20 | 0.9 | 4000 | 80 |  |  |  | FALSE | FALSE | FALSE | May, 02 2018 00:00:00 | 4.3 |  | standard |  |  |  |  | March, 30 2020 00:00:00 | FALSE | FALSE | FALSE | [6 empty] | AC | [7 empty] | FALSE
P58XN8D2 | Keystone Technologies | Keystone Technologies | KT-LED11.5T8-48GC-830-S | Linear Replacement Lamp | T8 Four-Foot | Replacement Lamps (plug and play) (UL Type A) |  | standard | TRUE |  | 1752 | 126.4 | 13.87 | 14.84 | 0.9536 | 3068 | 81.9 | 5 | 50000 | March, 16 2017 00:00:00 | Not Dimmable | Not Dimmable | NO |  | UUUBDU | [15 empty] | 81.1 |  | 1.32 | 1.22 | [6 empty] | 5 | 1700 | 122 | 13.9 | 20 | 0.9 | 3000 | 80 |  |  |  | FALSE | FALSE | FALSE | May, 02 2018 00:00:00 | 4.3 |  | standard |  |  |  |  | March, 30 2020 00:00:00 | FALSE | FALSE | FALSE | [6 empty] | AC | [7 empty] | FALSE
PGMS88A1 | OLYMPIA LIGHTING, INC. | Olympia | F32T8T-16W-35K-DBD | Linear Replacement Lamp | T8 Four-Foot | Dual Mode Internal Driver (UL Type A and Type B) |  | standard | FALSE | [10 empty] | March, 15 2017 00:00:00 | Not Dimmable | Not Dimmable | NotYetVerified |  | FFFHVA | [25 empty] | 5 | 2250 | 125 | 18 | 7.7 | 0.9 | 3500 | 80 |  |  |  | FALSE | FALSE | FALSE | May, 02 2018 00:00:00 | 4.3 |  | standard |  |  |  |  | March, 30 2020 00:00:00 | FALSE | FALSE | FALSE | [6 empty] | AC | [7 empty] | FALSE
PFHM2MPW | OLYMPIA LIGHTING, INC. | Olympia | F32T8D-20W-35K-DBC | Linear Replacement Lamp | T8 Four-Foot | Replacement Lamps (plug and play) (UL Type A) |  | standard | FALSE | [10 empty] | March, 15 2017 00:00:00 | Not Dimmable | Not Dimmable | No |  | FFFHUV | [25 empty] | 5 | 2545 | 117.34 | 21.69 | 6.15 | 0.9149 | 3500 | 82.3 |  |  |  | FALSE | FALSE | FALSE | May, 02 2018 00:00:00 | 4.3 |  | standard |  |  |  |  | March, 30 2020 00:00:00 | FALSE | FALSE | FALSE | [6 empty] | AC | [7 empty] | FALSE
PHB6H9XV | OLYMPIA LIGHTING, INC. | Olympia | F32T8T-20W-35K-DBC | Linear Replacement Lamp | T8 Four-Foot | Replacement Lamps (plug and play) (UL Type A) |  | standard | FALSE | [10 empty] | March, 15 2017 00:00:00 | Not Dimmable | Not Dimmable | No |  | FFFHUW | [25 empty] | 5 | 2860 | 132.71 | 21.55 | 6.08 | 0.9126 | 3500 | 82.4 |  |  |  | FALSE | FALSE | FALSE | May, 02 2018 00:00:00 | 4.3 |  | standard |  |  |  |  | March, 30 2020 00:00:00 | FALSE | FALSE | FALSE | [6 empty] | AC | [7 empty] | FALSE
PMRPPUC4 | GreenTek Energy Systems | GreenTEK | GT-T8-20W1200 BIXX BALLAST COMPATIBLE LED TUBE (4500K CLEAR LENS) | Linear Replacement Lamp | T8 Four-Foot | Dual Mode Internal Driver (UL Type A and Type B) |  | standard | FALSE | [10 empty] | March, 15 2017 00:00:00 | Not Dimmable | Not Dimmable | NotYetVerified |  | MMMOJY | [25 empty] | 5 | 2807 | 140.6 | 19.97 | 20 | 0.9 | 4500 | 83 |  |  |  | FALSE | FALSE | FALSE | May, 02 2018 00:00:00 | 4.3 |  | standard |  |  |  |  | March, 30 2020 00:00:00 | FALSE | FALSE | FALSE | [6 empty] | AC | [7 empty] | FALSE
PDVN7E7R | GreenTek Energy Systems | GreenTEK | GT-T8-13W1200 BIXX Ballast Compatible (4000K Clear) | Linear Replacement Lamp | T8 Four-Foot | Dual Mode Internal Driver (UL Type A and Type B) |  | standard | TRUE |  | 1930 | 135.06 | 14.3 | 14.92 | 0.9034 | 3996 | 82.7 | 5 | 50000 | March, 15 2017 00:00:00 | Not Dimmable | Not Dimmable | NotYetVerified | Lastx represents either s for single-end power input or T for double-end inputs | KKKZRY | [15 empty] | 85.3 |  | 1.3 | 1.23 | [6 empty] | 5 | 1930 | 135 | 14.3 | 20 | 0.9 | 4000 | 83 |  |  |  | FALSE | FALSE | FALSE | May, 02 2018 00:00:00 | 4.3 |  | standard |  |  |  |  | March, 30 2020 00:00:00 | FALSE | FALSE | FALSE | [6 empty] | AC | [7 empty] | FALSE
P4ZVW62K | OLYMPIA LIGHTING, INC. | Olympia | F32T8D-20W-40K-DBC | Linear Replacement Lamp | T8 Four-Foot | Replacement Lamps (plug and play) (UL Type A) |  | standard | FALSE | [10 empty] | March, 15 2017 00:00:00 | Not Dimmable | Not Dimmable | No |  | FFFHUV | [25 empty] | 5 | 2579 | 118.74 | 21.72 | 5.87 | 0.911 | 4000 | 84.4 |  |  |  | FALSE | FALSE | FALSE | May, 02 2018 00:00:00 | 4.3 |  | standard |  |  |  |  | March, 30 2020 00:00:00 | FALSE | FALSE | FALSE | [6 empty] | AC | [7 empty] | FALSE
PPFM1AHM | OLYMPIA LIGHTING, INC. | Olympia | F32T8T-12W-40K-DBC | Linear Replacement Lamp | T8 Four-Foot | Replacement Lamps (plug and play) (UL Type A) |  | standard | FALSE | [10 empty] | March, 15 2017 00:00:00 | Not Dimmable | Not Dimmable | No |  | FFFHUS | [25 empty] | 5 | 2028 | 136.02 | 14.91 | 9.08 | 0.9068 | 4000 | 85.1 |  |  |  | FALSE | FALSE | FALSE | May, 02 2018 00:00:00 | 4.3 |  | standard |  |  |  |  | March, 30 2020 00:00:00 | FALSE | FALSE | FALSE | [6 empty] | AC | [7 empty] | FALSE
P5R1Y3E5 | OLYMPIA LIGHTING, INC. | Olympia | F32T8D-12W-45K-DBC | Linear Replacement Lamp | T8 Four-Foot | Replacement Lamps (plug and play) (UL Type A) |  | standard | FALSE | [10 empty] | March, 15 2017 00:00:00 | Not Dimmable | Not Dimmable | No |  | FFFHUR | [25 empty] | 5 | 1912 | 123.66 | 14.86 | 9.35 | 0.9073 | 4500 | 85.2 |  |  |  | FALSE | FALSE | FALSE | May, 02 2018 00:00:00 | 4.3 |  | standard |  |  |  |  | March, 30 2020 00:00:00 | FALSE | FALSE | FALSE | [6 empty] | AC | [7 empty] | FALSE
PWSPXVNH | OLYMPIA LIGHTING, INC. | Olympia | F32T8D-16W-45K-DBC | Linear Replacement Lamp | T8 Four-Foot | Replacement Lamps (plug and play) (UL Type A) |  | standard | FALSE | [10 empty] | March, 15 2017 00:00:00 | Not Dimmable | Not Dimmable | No |  | FFFHUU | [25 empty] | 5 | 2251 | 117.73 | 19.12 | 10.62 | 0.9745 | 4500 | 85.2 |  |  |  | FALSE | FALSE | FALSE | May, 02 2018 00:00:00 | 4.3 |  | standard |  |  |  |  | March, 30 2020 00:00:00 | FALSE | FALSE | FALSE | [6 empty] | AC | [7 empty] | FALSE
P8YW3E1P | OLYMPIA LIGHTING, INC. | Olympia | F32T8T-16W-50K-DBD | Linear Replacement Lamp | T8 Four-Foot | Dual Mode Internal Driver (UL Type A and Type B) |  | standard | FALSE | [10 empty] | March, 15 2017 00:00:00 | Not Dimmable | Not Dimmable | NotYetVerified |  | FFFHVA | [25 empty] | 5 | 2340 | 130 | 18 | 7.7 | 0.9 | 5000 | 80 |  |  |  | FALSE | FALSE | FALSE | May, 02 2018 00:00:00 | 4.3 |  | standard |  |  |  |  | March, 30 2020 00:00:00 | FALSE | FALSE | FALSE | [6 empty] | AC | [7 empty] | FALSE
PZ79WWJG | OLYMPIA LIGHTING, INC. | Olympia | F32T8T-16W-50K-DBC | Linear Replacement Lamp | T8 Four-Foot | Replacement Lamps (plug and play) (UL Type A) |  | standard | FALSE | [10 empty] | March, 15 2017 00:00:00 | Not Dimmable | Not Dimmable | No |  | FFFHUT | [25 empty] | 5 | 2481 | 133.89 | 18.53 | 10.89 | 0.9729 | 5000 | 84 |  |  |  | FALSE | FALSE | FALSE | May, 02 2018 00:00:00 | 4.3 |  | standard |  |  |  |  | March, 30 2020 00:00:00 | FALSE | FALSE | FALSE | [6 empty] | AC | [7 empty] | FALSE
PE4VNE6R | OLYMPIA LIGHTING, INC. | Olympia | F32T8T-12W-30K-DBD | Linear Replacement Lamp | T8 Four-Foot | Dual Mode Internal Driver (UL Type A and Type B) |  | standard | TRUE |  | 1700.7 | 123.07 | 13.82 | 11.66 | 0.9585 | 2877 | 82 | 5 | 50000 | March, 15 2017 00:00:00 | Not Dimmable | Not Dimmable | NotYetVerified |  | FFFHUZ | [15 empty] | 88.6 |  | 1.26 | 1.44 | [6 empty] | 5 | 1680 | 140 | 12 | 11.66 | 0.9 | 3000 | 80 |  |  |  | FALSE | FALSE | FALSE | May, 02 2018 00:00:00 | 4.3 |  | standard |  |  |  |  | March, 30 2020 00:00:00 | FALSE | FALSE | FALSE | [6 empty] | AC | [7 empty] | FALSE
PKEPRQ7X | GreenTek Energy Systems | GreenTEK | GT-T8-20W1200 BIXX BALLAST COMPATIBLE LED TUBE (3500K CLEAR LENS) | Linear Replacement Lamp | T8 Four-Foot | Dual Mode Internal Driver (UL Type A and Type B) |  | standard | FALSE | [10 empty] | March, 15 2017 00:00:00 | Not Dimmable | Not Dimmable | NotYetVerified |  | MMMOJY | [25 empty] | 5 | 2807 | 140.6 | 19.97 | 20 | 0.9 | 3500 | 83 |  |  |  | FALSE | FALSE | FALSE | May, 02 2018 00:00:00 | 4.3 |  | standard |  |  |  |  | March, 30 2020 00:00:00 | FALSE | FALSE | FALSE | [6 empty] | AC | [7 empty] | FALSE
P2X9AZ78 | GreenTek Energy Systems | GreenTEK | GT-T8-13W1200 BIXX Ballast Compatible (5000K Frosted) | Linear Replacement Lamp | T8 Four-Foot | Dual Mode Internal Driver (UL Type A and Type B) |  | standard | FALSE | [10 empty] | March, 15 2017 00:00:00 | Not Dimmable | Not Dimmable | NotYetVerified | Nominal wattage 13W | KKKZRZ | [25 empty] | 5 | 1850 | 130 | 14.2 | 20 | 0.9 | 4000 | 81 |  |  |  | FALSE | FALSE | FALSE | May, 02 2018 00:00:00 | 4.3 |  | standard |  |  |  |  | March, 30 2020 00:00:00 | FALSE | FALSE | FALSE | [6 empty] | AC | [7 empty] | FALSE
PSSYDC7S | GreenTek Energy Systems | GreenTEK | GT-T8-20W1200 BIXX BALLAST COMPATIBLE LED TUBE (4500K FROSTED LENS) | Linear Replacement Lamp | T8 Four-Foot | Dual Mode Internal Driver (UL Type A and Type B) |  | standard | FALSE | [10 empty] | March, 15 2017 00:00:00 | Not Dimmable | Not Dimmable | NotYetVerified |  | MMMOJX | [25 empty] | 5 | 2697 | 134.35 | 20.08 | 20 | 0.9 | 4500 | 83 |  |  |  | FALSE | FALSE | FALSE | May, 02 2018 00:00:00 | 4.3 |  | standard |  |  |  |  | March, 30 2020 00:00:00 | FALSE | FALSE | FALSE | [6 empty] | AC | [7 empty] | FALSE
PWQG2P5X | OLYMPIA LIGHTING, INC. | Olympia | F32T8T-20W-40K-DBD | Linear Replacement Lamp | T8 Four-Foot | Dual Mode Internal Driver (UL Type A and Type B) |  | standard | FALSE | [10 empty] | March, 15 2017 00:00:00 | Not Dimmable | Not Dimmable | NotYetVerified | Product updated 9/21/2016 | FFFHVC | [25 empty] | 5 | 2600 | 130 | 20 | 20 | 0.9 | 4000 | 80 |  |  |  | FALSE | FALSE | FALSE | May, 02 2018 00:00:00 | 4.3 |  | standard |  |  |  |  | March, 30 2020 00:00:00 | FALSE | FALSE | FALSE | [6 empty] | AC | [7 empty] | FALSE
PNK2J3Q3 | OLYMPIA LIGHTING, INC. | Olympia | F32T8T-12W-50K-DBD | Linear Replacement Lamp | T8 Four-Foot | Dual Mode Internal Driver (UL Type A and Type B) |  | standard | FALSE | [10 empty] | March, 15 2017 00:00:00 | Not Dimmable | Not Dimmable | NotYetVerified |  | FFFHUZ | [25 empty] | 5 | 1800 | 150 | 12 | 11.66 | 0.9 | 5000 | 80 |  |  |  | FALSE | FALSE | FALSE | May, 02 2018 00:00:00 | 4.3 |  | standard |  |  |  |  | March, 30 2020 00:00:00 | FALSE | FALSE | FALSE | [6 empty] | AC | [7 empty] | FALSE
PS2SUKGE | OLYMPIA LIGHTING, INC. | Olympia | F32T8T-20W-50K-DBD | Linear Replacement Lamp | T8 Four-Foot | Dual Mode Internal Driver (UL Type A and Type B) |  | standard | FALSE | [10 empty] | March, 15 2017 00:00:00 | Not Dimmable | Not Dimmable | NotYetVerified | Product updated 9/21/2016 | FFFHVC | [25 empty] | 5 | 2600 | 130 | 20 | 20 | 0.9 | 5000 | 80 |  |  |  | FALSE | FALSE | FALSE | May, 02 2018 00:00:00 | 4.3 |  | standard |  |  |  |  | March, 30 2020 00:00:00 | FALSE | FALSE | FALSE | [6 empty] | AC | [7 empty] | FALSE
PH6ACUXA | OLYMPIA LIGHTING, INC. | Olympia | F32T8D-12W-50K-DBC | Linear Replacement Lamp | T8 Four-Foot | Replacement Lamps (plug and play) (UL Type A) |  | standard | FALSE | [10 empty] | March, 15 2017 00:00:00 | Not Dimmable | Not Dimmable | No |  | FFFHUR | [25 empty] | 5 | 1987 | 133.62 | 14.87 | 9.31 | 0.9055 | 5000 | 83.8 |  |  |  | FALSE | FALSE | FALSE | May, 02 2018 00:00:00 | 4.3 |  | standard |  |  |  |  | March, 30 2020 00:00:00 | FALSE | FALSE | FALSE | [6 empty] | AC | [7 empty] | FALSE
PFW8AFYT | OLYMPIA LIGHTING, INC. | Olympia | F32T8D-12W-30K-DBC | Linear Replacement Lamp | T8 Four-Foot | Replacement Lamps (plug and play) (UL Type A) |  | standard | TRUE |  | 1771 | 119.74 | 14.76 | 9.08 | 0.9047 | 2885 | 82.6 | 5 |  | March, 15 2017 00:00:00 | Not Dimmable | Not Dimmable | No |  | FFFHUR | [15 empty] | 89.9 |  | 1.16 | 1.36 | [6 empty] | 5 | 1778 | 120.46 | 14.76 | 9.08 | 0.9047 | 3000 | 82.6 |  |  |  | FALSE | FALSE | FALSE | May, 02 2018 00:00:00 | 4.3 |  | standard |  |  |  |  | March, 30 2020 00:00:00 | FALSE | FALSE | FALSE | [6 empty] | AC | [7 empty] | FALSE
P1AW6RB5 | OLYMPIA LIGHTING, INC. | Olympia | F32T8D-20W-30K-DBC | Linear Replacement Lamp | T8 Four-Foot | Replacement Lamps (plug and play) (UL Type A) |  | standard | TRUE |  | 2511 | 115.93 | 21.66 | 6.15 | 0.9149 | 2908 | 82.3 | 5 | 50000 | March, 15 2017 00:00:00 | Not Dimmable | Not Dimmable | No |  | FFFHUV | [15 empty] | 90 |  | 1.16 | 1.42 | [6 empty] | 5 | 2511 | 115.93 | 21.66 | 6.15 | 0.9149 | 3000 | 82.3 |  |  |  | FALSE | FALSE | FALSE | May, 02 2018 00:00:00 | 4.3 |  | standard |  |  |  |  | March, 30 2020 00:00:00 | FALSE | FALSE | FALSE | [6 empty] | AC | [7 empty] | FALSE
PBFPJB8Q | OLYMPIA LIGHTING, INC. | Olympia | F32T8D-16W-30K-DBD | Linear Replacement Lamp | T8 Four-Foot | Dual Mode Internal Driver (UL Type A and Type B) |  | standard | TRUE |  | 2034.7 | 114.76 | 17.73 | 7.63 | 0.9727 | 2884 | 81.9 | 5 | 50000 | March, 15 2017 00:00:00 | Not Dimmable | Not Dimmable | NotYetVerified |  | FFFHVB | [15 empty] | 84.2 |  | 1.24 | 1.42 | [6 empty] | 5 | 2160 | 120 | 18 | 7.63 | 0.9 | 3000 | 80 |  |  |  | FALSE | FALSE | FALSE | May, 02 2018 00:00:00 | 4.3 |  | standard |  |  |  |  | March, 30 2020 00:00:00 | FALSE | FALSE | FALSE | [6 empty] | AC | [7 empty] | FALSE
PXSW9B2V | OLYMPIA LIGHTING, INC. | Olympia | F32T8D-16W-35K-DBD | Linear Replacement Lamp | T8 Four-Foot | Dual Mode Internal Driver (UL Type A and Type B) |  | standard | FALSE | [10 empty] | March, 15 2017 00:00:00 | Not Dimmable | Not Dimmable | NotYetVerified |  | FFFHVB | [25 empty] | 5 | 2160 | 120 | 18 | 7.63 | 0.9 | 3500 | 80 |  |  |  | FALSE | FALSE | FALSE | May, 02 2018 00:00:00 | 4.3 |  | standard |  |  |  |  | March, 30 2020 00:00:00 | FALSE | FALSE | FALSE | [6 empty] | AC | [7 empty] | FALSE
PJ1MHKQ1 | OLYMPIA LIGHTING, INC. | Olympia | F32T8D-20W-40K-DBD | Linear Replacement Lamp | T8 Four-Foot | Dual Mode Internal Driver (UL Type A and Type B) |  | standard | FALSE | [10 empty] | March, 15 2017 00:00:00 | Not Dimmable | Not Dimmable | NotYetVerified | Product updated 9/21/2016 | FFFHVD | [25 empty] | 5 | 2600 | 130 | 20 | 5.79 | 0.9 | 4000 | 80 |  |  |  | FALSE | FALSE | FALSE | May, 02 2018 00:00:00 | 4.3 |  | standard |  |  |  |  | March, 30 2020 00:00:00 | FALSE | FALSE | FALSE | [6 empty] | AC | [7 empty] | FALSE
P6DH3NH5 | OLYMPIA LIGHTING, INC. | Olympia | F32T8D-16W-40K-DBD | Linear Replacement Lamp | T8 Four-Foot | Dual Mode Internal Driver (UL Type A and Type B) |  | standard | FALSE | [10 empty] | March, 15 2017 00:00:00 | Not Dimmable | Not Dimmable | NotYetVerified |  | FFFHVB | [25 empty] | 5 | 2160 | 120 | 18 | 7.63 | 0.9 | 4000 | 80 |  |  |  | FALSE | FALSE | FALSE | May, 02 2018 00:00:00 | 4.3 |  | standard |  |  |  |  | March, 30 2020 00:00:00 | FALSE | FALSE | FALSE | [6 empty] | AC | [7 empty] | FALSE
P2QYB9CU | OLYMPIA LIGHTING, INC. | Olympia | F32T8T-16W-40K-DBD | Linear Replacement Lamp | T8 Four-Foot | Dual Mode Internal Driver (UL Type A and Type B) |  | standard | FALSE | [10 empty] | March, 15 2017 00:00:00 | Not Dimmable | Not Dimmable | NotYetVerified |  | FFFHVA | [25 empty] | 5 | 2340 | 130 | 18 | 7.7 | 0.9 | 4000 | 80 |  |  |  | FALSE | FALSE | FALSE | May, 02 2018 00:00:00 | 4.3 |  | standard |  |  |  |  | March, 30 2020 00:00:00 | FALSE | FALSE | FALSE | [6 empty] | AC | [7 empty] | FALSE
P6SWYY4M | OLYMPIA LIGHTING, INC. | Olympia | F32T8D-16W-35K-DBC | Linear Replacement Lamp | T8 Four-Foot | Replacement Lamps (plug and play) (UL Type A) |  | standard | FALSE | [10 empty] | March, 15 2017 00:00:00 | Not Dimmable | Not Dimmable | No |  | FFFHUU | [25 empty] | 4.4 | 2221 | 115.62 | 19.21 | 10.58 | 0.9751 | 3500 | 82.7 |  |  |  | FALSE | FALSE | FALSE | May, 02 2018 00:00:00 | 4.3 |  | standard |  |  |  |  | November, 02 2018 00:00:00 | FALSE | FALSE | FALSE | [6 empty] | AC | [7 empty] | FALSE
PWDBW78G | OLYMPIA LIGHTING, INC. | Olympia | F32T8D-20W-35K-DBD | Linear Replacement Lamp | T8 Four-Foot | Dual Mode Internal Driver (UL Type A and Type B) |  | standard | FALSE | [10 empty] | March, 15 2017 00:00:00 | Not Dimmable | Not Dimmable | NotYetVerified | Product updated 9/21/2016 | FFFHVD | [25 empty] | 5 | 2600 | 130 | 20 | 5.79 | 0.9 | 3500 | 80 |  |  |  | FALSE | FALSE | FALSE | May, 02 2018 00:00:00 | 4.3 |  | standard |  |  |  |  | March, 30 2020 00:00:00 | FALSE | FALSE | FALSE | [6 empty] | AC | [7 empty] | FALSE
P674UPBY | OLYMPIA LIGHTING, INC. | Olympia | F32T8D-12W-35K-DBC | Linear Replacement Lamp | T8 Four-Foot | Replacement Lamps (plug and play) (UL Type A) |  | standard | FALSE | [10 empty] | March, 15 2017 00:00:00 | Not Dimmable | Not Dimmable | No |  | FFFHUR | [25 empty] | 5 | 1807 | 122.01 | 14.81 | 9.08 | 0.9047 | 3500 | 82.6 |  |  |  | FALSE | FALSE | FALSE | May, 02 2018 00:00:00 | 4.3 |  | standard |  |  |  |  | March, 30 2020 00:00:00 | FALSE | FALSE | FALSE | [6 empty] | AC | [7 empty] | FALSE
P8M52594 | OLYMPIA LIGHTING, INC. | Olympia | F32T8T-16W-35K-DBC | Linear Replacement Lamp | T8 Four-Foot | Replacement Lamps (plug and play) (UL Type A) |  | standard | FALSE | [10 empty] | March, 15 2017 00:00:00 | Not Dimmable | Not Dimmable | No |  | FFFHUT | [25 empty] | 5 | 2395 | 128.83 | 18.59 | 10.69 | 0.9739 | 3500 | 82.6 |  |  |  | FALSE | FALSE | FALSE | May, 02 2018 00:00:00 | 4.3 |  | standard |  |  |  |  | March, 30 2020 00:00:00 | FALSE | FALSE | FALSE | [6 empty] | AC | [7 empty] | FALSE
PBEKU8FU | OLYMPIA LIGHTING, INC. | Olympia | F32T8D-12W-40K-DBC | Linear Replacement Lamp | T8 Four-Foot | Replacement Lamps (plug and play) (UL Type A) |  | standard | FALSE | [10 empty] | March, 15 2017 00:00:00 | Not Dimmable | Not Dimmable | No |  | FFFHUR | [25 empty] | 5 | 1836 | 123.64 | 14.85 | 9.35 | 0.9073 | 4000 | 85.2 |  |  |  | FALSE | FALSE | FALSE | May, 02 2018 00:00:00 | 4.3 |  | standard |  |  |  |  | March, 30 2020 00:00:00 | FALSE | FALSE | FALSE | [6 empty] | AC | [7 empty] | FALSE
P8DUMWPT | OLYMPIA LIGHTING, INC. | Olympia | F32T8D-20W-45K-DBD | Linear Replacement Lamp | T8 Four-Foot | Dual Mode Internal Driver (UL Type A and Type B) |  | standard | FALSE | [10 empty] | March, 15 2017 00:00:00 | Not Dimmable | Not Dimmable | NotYetVerified | Product updated 9/21/2016 | FFFHVD | [25 empty] | 5 | 2600 | 130 | 20 | 5.79 | 0.9 | 4500 | 80 |  |  |  | FALSE | FALSE | FALSE | May, 02 2018 00:00:00 | 4.3 |  | standard |  |  |  |  | March, 30 2020 00:00:00 | FALSE | FALSE | FALSE | [6 empty] | AC | [7 empty] | FALSE
P1FZVFRJ | OLYMPIA LIGHTING, INC. | Olympia | F32T8D-16W-45K-DBD | Linear Replacement Lamp | T8 Four-Foot | Dual Mode Internal Driver (UL Type A and Type B) |  | standard | FALSE | [10 empty] | March, 15 2017 00:00:00 | Not Dimmable | Not Dimmable | NotYetVerified |  | FFFHVB | [25 empty] | 5 | 2160 | 120 | 18 | 7.63 | 0.9 | 4500 | 80 |  |  |  | FALSE | FALSE | FALSE | May, 02 2018 00:00:00 | 4.3 |  | standard |  |  |  |  | March, 30 2020 00:00:00 | FALSE | FALSE | FALSE | [6 empty] | AC | [7 empty] | FALSE
PS8J858S | OLYMPIA LIGHTING, INC. | Olympia | F32T8D-20W-45K-DBC | Linear Replacement Lamp | T8 Four-Foot | Replacement Lamps (plug and play) (UL Type A) |  | standard | FALSE | [10 empty] | March, 15 2017 00:00:00 | Not Dimmable | Not Dimmable | No |  | FFFHUV | [25 empty] | 5 | 2605 | 119.66 | 21.77 | 5.87 | 0.911 | 4500 | 84.4 |  |  |  | FALSE | FALSE | FALSE | May, 02 2018 00:00:00 | 4.3 |  | standard |  |  |  |  | March, 30 2020 00:00:00 | FALSE | FALSE | FALSE | [6 empty] | AC | [7 empty] | FALSE
PBM8VDPU | OLYMPIA LIGHTING, INC. | Olympia | F32T8T-20W-45K-DBC | Linear Replacement Lamp | T8 Four-Foot | Replacement Lamps (plug and play) (UL Type A) |  | standard | FALSE | [10 empty] | March, 15 2017 00:00:00 | Not Dimmable | Not Dimmable | No |  | FFFHUW | [25 empty] | 5 | 2911 | 134.96 | 21.57 | 5.97 | 0.9133 | 4500 | 84.5 |  |  |  | FALSE | FALSE | FALSE | May, 02 2018 00:00:00 | 4.3 |  | standard |  |  |  |  | March, 30 2020 00:00:00 | FALSE | FALSE | FALSE | [6 empty] | AC | [7 empty] | FALSE
PEHMNUXY | OLYMPIA LIGHTING, INC. | Olympia | F32T8T-12W-45K-DBC | Linear Replacement Lamp | T8 Four-Foot | Replacement Lamps (plug and play) (UL Type A) |  | standard | FALSE | [10 empty] | March, 15 2017 00:00:00 | Not Dimmable | Not Dimmable | No |  | FFFHUS | [25 empty] | 5 | 2053 | 137.42 | 14.94 | 9.08 | 0.9068 | 4500 | 85.1 |  |  |  | FALSE | FALSE | FALSE | May, 02 2018 00:00:00 | 4.3 |  | standard |  |  |  |  | March, 30 2020 00:00:00 | FALSE | FALSE | FALSE | [6 empty] | AC | [7 empty] | FALSE
PNV17AKZ | OLYMPIA LIGHTING, INC. | Olympia | F32T8D-12W-50K-DBD | Linear Replacement Lamp | T8 Four-Foot | Dual Mode Internal Driver (UL Type A and Type B) |  | standard | FALSE | [10 empty] | March, 15 2017 00:00:00 | Not Dimmable | Not Dimmable | NotYetVerified |  | FFFHUY | [25 empty] | 5 | 1680 | 140 | 12 | 14.16 | 0.9 | 5000 | 80 |  |  |  | FALSE | FALSE | FALSE | May, 02 2018 00:00:00 | 4.3 |  | standard |  |  |  |  | March, 30 2020 00:00:00 | FALSE | FALSE | FALSE | [6 empty] | AC | [7 empty] | FALSE
PDZDTKWQ | OLYMPIA LIGHTING, INC. | Olympia | F32T8T-20W-30K-DBC | Linear Replacement Lamp | T8 Four-Foot | Replacement Lamps (plug and play) (UL Type A) |  | standard | TRUE |  | 2834 | 131.33 | 21.58 | 6.08 | 0.9126 | 2893 | 82.4 | 5 | 50000 | March, 15 2017 00:00:00 | Not Dimmable | Not Dimmable | No |  | FFFHUW | [15 empty] | 91.3 |  | 1.22 | 1.4 | [6 empty] | 5 | 2834 | 131.33 | 21.58 | 6.08 | 0.9126 | 3000 | 82.4 |  |  |  | FALSE | FALSE | FALSE | May, 02 2018 00:00:00 | 4.3 |  | standard |  |  |  |  | March, 30 2020 00:00:00 | FALSE | FALSE | FALSE | [6 empty] | AC | [7 empty] | FALSE
PFKMPCZC | OLYMPIA LIGHTING, INC. | Olympia | F32T8T-16W-30K-DBC | Linear Replacement Lamp | T8 Four-Foot | Replacement Lamps (plug and play) (UL Type A) |  | standard | TRUE |  | 2368 | 127.24 | 18.61 | 10.69 | 0.9739 | 2886 | 82.6 | 5 | 50000 | March, 15 2017 00:00:00 | Not Dimmable | Not Dimmable | No |  | FFFHUT | [15 empty] | 91.7 |  | 1.22 | 1.4 | [6 empty] | 5 | 2368 | 127.24 | 18.61 | 10.69 | 0.9739 | 3000 | 82.6 |  |  |  | FALSE | FALSE | FALSE | May, 02 2018 00:00:00 | 4.3 |  | standard |  |  |  |  | March, 30 2020 00:00:00 | FALSE | FALSE | FALSE | [6 empty] | AC | [7 empty] | FALSE
P69N7THG | OLYMPIA LIGHTING, INC. | Olympia | F32T8D-16W-30K-DBC | Linear Replacement Lamp | T8 Four-Foot | Replacement Lamps (plug and play) (UL Type A) |  | standard | TRUE |  | 2209 | 114.69 | 19.26 | 10.58 | 0.9751 | 2897 | 82.7 | 5 | 50000 | March, 15 2017 00:00:00 | Not Dimmable | Not Dimmable | No |  | FFFHUU | [15 empty] | 90 |  | 1.16 | 1.4 | [6 empty] | 5 | 2209 | 114.69 | 19.26 | 10.58 | 0.9751 | 3000 | 82.7 |  |  |  | FALSE | FALSE | FALSE | May, 02 2018 00:00:00 | 4.3 |  | standard |  |  |  |  | March, 30 2020 00:00:00 | FALSE | FALSE | FALSE | [6 empty] | AC | [7 empty] | FALSE
PHK37DD7 | OLYMPIA LIGHTING, INC. | Olympia | F32T8T-20W-30K-DBD | Linear Replacement Lamp | T8 Four-Foot | Dual Mode Internal Driver (UL Type A and Type B) |  | standard | TRUE |  | 2589.3 | 124.41 | 20.81 | 5.83 | 0.9791 | 2898 | 81.8 | 5 | 50000 | March, 15 2017 00:00:00 | Not Dimmable | Not Dimmable | NotYetVerified | Product updated 9/21/2016 | FFFHVC | [15 empty] | 88.9 |  | 1.26 | 1.42 | [6 empty] | 5 | 2600 | 130 | 20 | 20 | 0.9 | 3000 | 80 |  |  |  | FALSE | FALSE | FALSE | May, 02 2018 00:00:00 | 4.3 |  | standard |  |  |  |  | March, 30 2020 00:00:00 | FALSE | FALSE | FALSE | [6 empty] | AC | [7 empty] | FALSE
PSG934QJ | OLYMPIA LIGHTING, INC. | Olympia | F32T8D-20W-30K-DBD | Linear Replacement Lamp | T8 Four-Foot | Dual Mode Internal Driver (UL Type A and Type B) |  | standard | TRUE |  | 2395 | 114.8 | 20.86 | 5.79 | 0.9799 | 2887 | 81.9 | 5 | 50000 | March, 15 2017 00:00:00 | Not Dimmable | Not Dimmable | NotYetVerified | Product updated 9/21/2016 | FFFHVD | [15 empty] | 84.7 |  | 1.22 | 1.38 | [6 empty] | 5 | 2600 | 130 | 20 | 5.79 | 0.9 | 3000 | 80 |  |  |  | FALSE | FALSE | FALSE | May, 02 2018 00:00:00 | 4.3 |  | standard |  |  |  |  | March, 30 2020 00:00:00 | FALSE | FALSE | FALSE | [6 empty] | AC | [7 empty] | FALSE
P4GR3RAN | GreenTek Energy Systems | GreenTEK | GT-T8-15W1200 BIXX BALLAST COMPATIBLE LED TUBE [4500K Clear] | Linear Replacement Lamp | T8 Four-Foot | Dual Mode Internal Driver (UL Type A and Type B) |  | standard | FALSE | [10 empty] | March, 15 2017 00:00:00 | Not Yet Verified | Not Yet Verified | NotYetVerified |  | KKKXAG | [25 empty] | 5 | 2172 | 133 | 16.3 | 20 | 0.9 | 4500 | 83 |  |  |  | FALSE | FALSE | FALSE | May, 02 2018 00:00:00 | 4.3 |  | standard |  |  |  |  | March, 30 2020 00:00:00 | FALSE | FALSE | FALSE | [6 empty] | AC | [7 empty] | FALSE
P3YH2RZG | GreenTek Energy Systems | GreenTEK | GT-T8-13W1200 BIXX Ballast Compatible (4000K Frosted) | Linear Replacement Lamp | T8 Four-Foot | Dual Mode Internal Driver (UL Type A and Type B) |  | standard | TRUE |  | 1850 | 131.2 | 14.1 | 14.45 | 0.9042 | 3995 | 82.6 | 5 | 50000 | March, 15 2017 00:00:00 | Not Dimmable | Not Dimmable | NotYetVerified | Nominal wattage 13W | KKKZRZ | [15 empty] | 84.5 |  | 1.33 | 1.23 | [6 empty] | 5 | 1850 | 130 | 14.2 | 20 | 0.9 | 4000 | 81 |  |  |  | FALSE | FALSE | FALSE | May, 02 2018 00:00:00 | 4.3 |  | standard |  |  |  |  | March, 30 2020 00:00:00 | FALSE | FALSE | FALSE | [6 empty] | AC | [7 empty] | FALSE
PDVJ1X9F | OLYMPIA LIGHTING, INC. | Olympia | F32T8D-12W-30K-DBD | Linear Replacement Lamp | T8 Four-Foot | Dual Mode Internal Driver (UL Type A and Type B) |  | standard | TRUE |  | 1572.9 | 112.36 | 14 | 14.16 | 0.9756 | 2900 | 83.8 | 5 | 50000 | March, 15 2017 00:00:00 | Not Dimmable | Not Dimmable | NotYetVerified |  | FFFHUY | [15 empty] | 84.5 |  | 1.24 | 1.42 | [6 empty] | 4.4 | 1620 | 135 | 12 | 14.16 | 0.9 | 3000 | 80 |  |  |  | FALSE | FALSE | FALSE | May, 02 2018 00:00:00 | 4.3 |  | standard |  |  |  |  | November, 02 2018 00:00:00 | FALSE | FALSE | FALSE | [6 empty] | AC | [7 empty] | FALSE
PDHQ6VVT | OLYMPIA LIGHTING, INC. | Olympia | F32T8T-12W-35K-DBD | Linear Replacement Lamp | T8 Four-Foot | Dual Mode Internal Driver (UL Type A and Type B) |  | standard | FALSE | [10 empty] | March, 15 2017 00:00:00 | Not Dimmable | Not Dimmable | NotYetVerified |  | FFFHUZ | [25 empty] | 5 | 1680 | 140 | 12 | 11.66 | 0.9 | 3500 | 80 |  |  |  | FALSE | FALSE | FALSE | May, 02 2018 00:00:00 | 4.3 |  | standard |  |  |  |  | March, 30 2020 00:00:00 | FALSE | FALSE | FALSE | [6 empty] | AC | [7 empty] | FALSE
P7JZ2SCA | OLYMPIA LIGHTING, INC. | Olympia | F32T8D-12W-35K-DBD | Linear Replacement Lamp | T8 Four-Foot | Dual Mode Internal Driver (UL Type A and Type B) |  | standard | FALSE | [10 empty] | March, 15 2017 00:00:00 | Not Dimmable | Not Dimmable | NotYetVerified |  | FFFHUY | [25 empty] | 5 | 1620 | 135 | 12 | 14.16 | 0.9 | 3500 | 80 |  |  |  | FALSE | FALSE | FALSE | May, 02 2018 00:00:00 | 4.3 |  | standard |  |  |  |  | March, 30 2020 00:00:00 | FALSE | FALSE | FALSE | [6 empty] | AC | [7 empty] | FALSE
P2SP4AJ5 | OLYMPIA LIGHTING, INC. | Olympia | F32T8T-12W-35K-DBC | Linear Replacement Lamp | T8 Four-Foot | Replacement Lamps (plug and play) (UL Type A) |  | standard | FALSE | [10 empty] | March, 15 2017 00:00:00 | Not Dimmable | Not Dimmable | No |  | FFFHUS | [25 empty] | 5 | 2000 | 134.59 | 14.86 | 9.11 | 0.9072 | 3500 | 82.6 |  |  |  | FALSE | FALSE | FALSE | May, 02 2018 00:00:00 | 4.3 |  | standard |  |  |  |  | March, 30 2020 00:00:00 | FALSE | FALSE | FALSE | [6 empty] | AC | [7 empty] | FALSE
P3BX98WE | OLYMPIA LIGHTING, INC. | Olympia | F32T8T-12W-40K-DBD | Linear Replacement Lamp | T8 Four-Foot | Dual Mode Internal Driver (UL Type A and Type B) |  | standard | FALSE | [10 empty] | March, 15 2017 00:00:00 | Not Dimmable | Not Dimmable | NotYetVerified |  | FFFHUZ | [25 empty] | 5 | 1800 | 150 | 12 | 11.66 | 0.9 | 4000 | 80 |  |  |  | FALSE | FALSE | FALSE | May, 02 2018 00:00:00 | 4.3 |  | standard |  |  |  |  | March, 30 2020 00:00:00 | FALSE | FALSE | FALSE | [6 empty] | AC | [7 empty] | FALSE
P4Q6HE77 | OLYMPIA LIGHTING, INC. | Olympia | F32T8T-20W-45K-DBD | Linear Replacement Lamp | T8 Four-Foot | Dual Mode Internal Driver (UL Type A and Type B) |  | standard | FALSE | [10 empty] | March, 15 2017 00:00:00 | Not Dimmable | Not Dimmable | NotYetVerified | Product updated 9/21/2016 | FFFHVC | [25 empty] | 5 | 2600 | 130 | 20 | 20 | 0.9 | 4500 | 80 |  |  |  | FALSE | FALSE | FALSE | May, 02 2018 00:00:00 | 4.3 |  | standard |  |  |  |  | March, 30 2020 00:00:00 | FALSE | FALSE | FALSE | [6 empty] | AC | [7 empty] | FALSE
PY6F3KN1 | OLYMPIA LIGHTING, INC. | Olympia | F32T8D-16W-50K-DBD | Linear Replacement Lamp | T8 Four-Foot | Dual Mode Internal Driver (UL Type A and Type B) |  | standard | FALSE | [10 empty] | March, 15 2017 00:00:00 | Not Dimmable | Not Dimmable | NotYetVerified |  | FFFHVB | [25 empty] | 5 | 2160 | 120 | 18 | 7.63 | 0.9 | 5000 | 80 |  |  |  | FALSE | FALSE | FALSE | May, 02 2018 00:00:00 | 4.3 |  | standard |  |  |  |  | March, 30 2020 00:00:00 | FALSE | FALSE | FALSE | [6 empty] | AC | [7 empty] | FALSE
PB3R4QYW | OLYMPIA LIGHTING, INC. | Olympia | F32T8T-12W-50K-DBC | Linear Replacement Lamp | T8 Four-Foot | Replacement Lamps (plug and play) (UL Type A) |  | standard | FALSE | [10 empty] | March, 15 2017 00:00:00 | Not Dimmable | Not Dimmable | No |  | FFFHUS | [25 empty] | 5 | 2077 | 138.74 | 14.97 | 9.48 | 0.9051 | 5000 | 83.6 |  |  |  | FALSE | FALSE | FALSE | May, 02 2018 00:00:00 | 4.3 |  | standard |  |  |  |  | March, 30 2020 00:00:00 | FALSE | FALSE | FALSE | [6 empty] | AC | [7 empty] | FALSE
P474D5H1 | OLYMPIA LIGHTING, INC. | Olympia | F32T8T-20W-50K-DBC | Linear Replacement Lamp | T8 Four-Foot | Replacement Lamps (plug and play) (UL Type A) |  | standard | FALSE | [10 empty] | March, 15 2017 00:00:00 | Not Dimmable | Not Dimmable | No |  | FFFHUW | [25 empty] | 5 | 2937 | 135.85 | 21.62 | 6.12 | 0.9117 | 5000 | 84 |  |  |  | FALSE | FALSE | FALSE | May, 02 2018 00:00:00 | 4.3 |  | standard |  |  |  |  | March, 30 2020 00:00:00 | FALSE | FALSE | FALSE | [6 empty] | AC | [7 empty] | FALSE
PXQP8GTN | OLYMPIA LIGHTING, INC. | Olympia | F32T8D-20W-50K-DBC | Linear Replacement Lamp | T8 Four-Foot | Replacement Lamps (plug and play) (UL Type A) |  | standard | FALSE | [10 empty] | March, 15 2017 00:00:00 | Not Dimmable | Not Dimmable | No |  | FFFHUV | [25 empty] | 5 | 2631 | 120.63 | 21.81 | 6.39 | 0.9093 | 5000 | 84 |  |  |  | FALSE | FALSE | FALSE | May, 02 2018 00:00:00 | 4.3 |  | standard |  |  |  |  | March, 30 2020 00:00:00 | FALSE | FALSE | FALSE | [6 empty] | AC | [7 empty] | FALSE
PQ5FJ1X3 | OLYMPIA LIGHTING, INC. | Olympia | F32T8D-16W-50K-DBC | Linear Replacement Lamp | T8 Four-Foot | Replacement Lamps (plug and play) (UL Type A) |  | standard | FALSE | [10 empty] | March, 15 2017 00:00:00 | Not Dimmable | Not Dimmable | No |  | FFFHUU | [25 empty] | 5 | 2268 | 118.87 | 19.08 | 10.95 | 0.9744 | 5000 | 84.2 |  |  |  | FALSE | FALSE | FALSE | May, 02 2018 00:00:00 | 4.3 |  | standard |  |  |  |  | March, 30 2020 00:00:00 | FALSE | FALSE | FALSE | [6 empty] | AC | [7 empty] | FALSE
P336BEZ9 | GreenTek Energy Systems | GreenTEK | GT-T8-15W1200 BIXX BALLAST COMPATIBLE LED TUBE [3500K Frosted] | Linear Replacement Lamp | T8 Four-Foot | Dual Mode Internal Driver (UL Type A and Type B) |  | standard | FALSE | [10 empty] | March, 15 2017 00:00:00 | Not Yet Verified | Not Yet Verified | NotYetVerified |  | KKKXAG | [25 empty] | 5 | 2172 | 133 | 16.3 | 20 | 0.9 | 3500 | 83 |  |  |  | FALSE | FALSE | FALSE | May, 02 2018 00:00:00 | 4.3 |  | standard |  |  |  |  | March, 30 2020 00:00:00 | FALSE | FALSE | FALSE | [6 empty] | AC | [7 empty] | FALSE
PNASET98 | GreenTek Energy Systems | GreenTEK | GT-T8-15W1200 BIXX BALLAST COMPATIBLE LED TUBE [4500K Frosted] | Linear Replacement Lamp | T8 Four-Foot | Dual Mode Internal Driver (UL Type A and Type B) |  | standard | FALSE | [10 empty] | March, 15 2017 00:00:00 | Not Yet Verified | Not Yet Verified | NotYetVerified |  | KKKXAG | [25 empty] | 5 | 2172 | 133 | 16.3 | 20 | 0.9 | 4500 | 83 |  |  |  | FALSE | FALSE | FALSE | May, 02 2018 00:00:00 | 4.3 |  | standard |  |  |  |  | March, 30 2020 00:00:00 | FALSE | FALSE | FALSE | [6 empty] | AC | [7 empty] | FALSE
PFWY46TH | OLYMPIA LIGHTING, INC. | Olympia | F32T8T-20W-40K-DBC | Linear Replacement Lamp | T8 Four-Foot | Replacement Lamps (plug and play) (UL Type A) |  | standard | FALSE | [10 empty] | March, 15 2017 00:00:00 | Not Dimmable | Not Dimmable | No |  | FFFHUW | [25 empty] | 5 | 2885 | 134.12 | 21.51 | 5.97 | 0.9133 | 4000 | 84.5 |  |  |  | FALSE | FALSE | FALSE | May, 02 2018 00:00:00 | 4.3 |  | standard |  |  |  |  | March, 30 2020 00:00:00 | FALSE | FALSE | FALSE | [6 empty] | AC | [7 empty] | FALSE
PZZNUQYJ | OLYMPIA LIGHTING, INC. | Olympia | F32T8T-16W-40K-DBC | Linear Replacement Lamp | T8 Four-Foot | Replacement Lamps (plug and play) (UL Type A) |  | standard | FALSE | [10 empty] | March, 15 2017 00:00:00 | Not Dimmable | Not Dimmable | No |  | FFFHUT | [25 empty] | 5 | 2421 | 130.37 | 18.57 | 11.06 | 0.9715 | 4000 | 85.1 |  |  |  | FALSE | FALSE | FALSE | May, 02 2018 00:00:00 | 4.3 |  | standard |  |  |  |  | March, 30 2020 00:00:00 | FALSE | FALSE | FALSE | [6 empty] | AC | [7 empty] | FALSE
PVKK7EP1 | OLYMPIA LIGHTING, INC. | Olympia | F32T8T-16W-45K-DBD | Linear Replacement Lamp | T8 Four-Foot | Dual Mode Internal Driver (UL Type A and Type B) |  | standard | FALSE | [10 empty] | March, 15 2017 00:00:00 | Not Dimmable | Not Dimmable | NotYetVerified |  | FFFHVA | [25 empty] | 5 | 2340 | 130 | 18 | 7.7 | 0.9 | 4500 | 80 |  |  |  | FALSE | FALSE | FALSE | May, 02 2018 00:00:00 | 4.3 |  | standard |  |  |  |  | March, 30 2020 00:00:00 | FALSE | FALSE | FALSE | [6 empty] | AC | [7 empty] | FALSE
PMEN7942 | OLYMPIA LIGHTING, INC. | Olympia | F32T8D-12W-45K-DBD | Linear Replacement Lamp | T8 Four-Foot | Dual Mode Internal Driver (UL Type A and Type B) |  | standard | FALSE | [10 empty] | March, 15 2017 00:00:00 | Not Dimmable | Not Dimmable | NotYetVerified |  | FFFHUY | [25 empty] | 5 | 1680 | 140 | 12 | 14.16 | 0.9 | 4500 | 80 |  |  |  | FALSE | FALSE | FALSE | May, 02 2018 00:00:00 | 4.3 |  | standard |  |  |  |  | March, 30 2020 00:00:00 | FALSE | FALSE | FALSE | [6 empty] | AC | [7 empty] | FALSE
PDDKA9NR | OLYMPIA LIGHTING, INC. | Olympia | F32T8D-16W-40K-DBC | Linear Replacement Lamp | T8 Four-Foot | Replacement Lamps (plug and play) (UL Type A) |  | standard | FALSE | [10 empty] | March, 15 2017 00:00:00 | Not Dimmable | Not Dimmable | No |  | FFFHUU | [25 empty] | 5 | 2234 | 116.66 | 19.15 | 10.62 | 0.9745 | 4000 | 85.2 |  |  |  | FALSE | FALSE | FALSE | May, 02 2018 00:00:00 | 4.3 |  | standard |  |  |  |  | March, 30 2020 00:00:00 | FALSE | FALSE | FALSE | [6 empty] | AC | [7 empty] | FALSE
PX99U7CT | OLYMPIA LIGHTING, INC. | Olympia | F32T8T-12W-45K-DBD | Linear Replacement Lamp | T8 Four-Foot | Dual Mode Internal Driver (UL Type A and Type B) |  | standard | FALSE | [10 empty] | March, 15 2017 00:00:00 | Not Dimmable | Not Dimmable | NotYetVerified |  | FFFHUZ | [25 empty] | 5 | 1800 | 150 | 12 | 11.66 | 0.9 | 4500 | 80 |  |  |  | FALSE | FALSE | FALSE | May, 02 2018 00:00:00 | 4.3 |  | standard |  |  |  |  | March, 30 2020 00:00:00 | FALSE | FALSE | FALSE | [6 empty] | AC | [7 empty] | FALSE
P1Y5AREZ | OLYMPIA LIGHTING, INC. | Olympia | F32T8T-16W-45K-DBC | Linear Replacement Lamp | T8 Four-Foot | Replacement Lamps (plug and play) (UL Type A) |  | standard | FALSE | [10 empty] | March, 15 2017 00:00:00 | Not Dimmable | Not Dimmable | No |  | FFFHUT | [25 empty] | 5 | 2451 | 132.13 | 18.55 | 11.06 | 0.9715 | 4500 | 85.1 |  |  |  | FALSE | FALSE | FALSE | May, 02 2018 00:00:00 | 4.3 |  | standard |  |  |  |  | March, 30 2020 00:00:00 | FALSE | FALSE | FALSE | [6 empty] | AC | [7 empty] | FALSE
P7GMG84D | OLYMPIA LIGHTING, INC. | Olympia | F32T8D-20W-50K-DBD | Linear Replacement Lamp | T8 Four-Foot | Dual Mode Internal Driver (UL Type A and Type B) |  | standard | FALSE | [10 empty] | March, 15 2017 00:00:00 | Not Dimmable | Not Dimmable | NotYetVerified | Product updated 9/21/2016 | FFFHVD | [25 empty] | 5 | 2600 | 130 | 20 | 5.79 | 0.9 | 5000 | 80 |  |  |  | FALSE | FALSE | FALSE | May, 02 2018 00:00:00 | 4.3 |  | standard |  |  |  |  | March, 30 2020 00:00:00 | FALSE | FALSE | FALSE | [6 empty] | AC | [7 empty] | FALSE
PQ8AHUC4 | OLYMPIA LIGHTING, INC. | Olympia | F32T8T-12W-30K-DBC | Linear Replacement Lamp | T8 Four-Foot | Replacement Lamps (plug and play) (UL Type A) |  | standard | TRUE |  | 1968 | 132.53 | 14.82 | 9.11 | 0.9072 | 2871 | 82.6 | 5 |  | March, 15 2017 00:00:00 | Not Dimmable | Not Dimmable | No |  | FFFHUS | [15 empty] | 92 |  | 1.2 | 1.44 | [6 empty] | 5 | 1972 | 133.06 | 14.82 | 9.11 | 0.9072 | 3000 | 82.6 |  |  |  | FALSE | FALSE | FALSE | May, 02 2018 00:00:00 | 4.3 |  | standard |  |  |  |  | March, 30 2020 00:00:00 | FALSE | FALSE | FALSE | [6 empty] | AC | [7 empty] | FALSE
PQASWZUF | OLYMPIA LIGHTING, INC. | Olympia | F32T8T-16W-30K-DBD | Linear Replacement Lamp | T8 Four-Foot | Dual Mode Internal Driver (UL Type A and Type B) |  | standard | TRUE |  | 2195.5 | 123.34 | 17.8 | 7.7 | 0.9727 | 2896 | 81.9 | 5 | 50000 | March, 15 2017 00:00:00 | Not Dimmable | Not Dimmable | NotYetVerified |  | FFFHVA | [15 empty] | 89.3 |  | 1.28 | 1.44 | [6 empty] | 5 | 2250 | 125 | 18 | 7.7 | 0.9 | 3000 | 80 |  |  |  | FALSE | FALSE | FALSE | May, 02 2018 00:00:00 | 4.3 |  | standard |  |  |  |  | March, 30 2020 00:00:00 | FALSE | FALSE | FALSE | [6 empty] | AC | [7 empty] | FALSE
PSDQXAQJ | GreenTek Energy Systems | GreenTEK | GT-T8-20W1200 BIXX BALLAST COMPATIBLE LED TUBE (3500K FROSTED LENS) | Linear Replacement Lamp | T8 Four-Foot | Dual Mode Internal Driver (UL Type A and Type B) |  | standard | FALSE | [10 empty] | March, 15 2017 00:00:00 | Not Dimmable | Not Dimmable | NotYetVerified |  | MMMOJX | [25 empty] | 5 | 2697 | 134.35 | 20.08 | 20 | 0.9 | 3500 | 83 |  |  |  | FALSE | FALSE | FALSE | May, 02 2018 00:00:00 | 4.3 |  | standard |  |  |  |  | March, 30 2020 00:00:00 | FALSE | FALSE | FALSE | [6 empty] | AC | [7 empty] | FALSE
PJ9BW4D6 | GreenTek Energy Systems | GreenTEK | GT-T8-15W1200 BIXX BALLAST COMPATIBLE LED TUBE [3500K Clear] | Linear Replacement Lamp | T8 Four-Foot | Dual Mode Internal Driver (UL Type A and Type B) |  | standard | FALSE | [10 empty] | March, 15 2017 00:00:00 | Not Yet Verified | Not Yet Verified | NotYetVerified |  | KKKXAG | [25 empty] | 5 | 2172 | 133 | 16.3 | 20 | 0.9 | 3500 | 83 |  |  |  | FALSE | FALSE | FALSE | May, 02 2018 00:00:00 | 4.3 |  | standard |  |  |  |  | March, 30 2020 00:00:00 | FALSE | FALSE | FALSE | [6 empty] | AC | [7 empty] | FALSE
PHAB3HZZ | GreenTek Energy Systems | GreenTEK | GT-T8-13W1200 BIXX Ballast Compatible (5000K Clear) | Linear Replacement Lamp | T8 Four-Foot | Dual Mode Internal Driver (UL Type A and Type B) |  | standard | FALSE | [10 empty] | March, 15 2017 00:00:00 | Not Dimmable | Not Dimmable | NotYetVerified | Lastx represents either s for single-end power input or T for double-end inputs | KKKZRY | [25 empty] | 5 | 1930 | 135 | 14.3 | 20 | 0.9 | 5000 | 83 |  |  |  | FALSE | FALSE | FALSE | May, 02 2018 00:00:00 | 4.3 |  | standard |  |  |  |  | March, 30 2020 00:00:00 | FALSE | FALSE | FALSE | [6 empty] | AC | [7 empty] | FALSE
P9ZZ6TF8 | OLYMPIA LIGHTING, INC. | Olympia | F32T8T-20W-35K-DBD | Linear Replacement Lamp | T8 Four-Foot | Dual Mode Internal Driver (UL Type A and Type B) |  | standard | FALSE | [10 empty] | March, 15 2017 00:00:00 | Not Dimmable | Not Dimmable | NotYetVerified | Product updated 9/21/2016 | FFFHVC | [25 empty] | 5 | 2600 | 130 | 20 | 20 | 0.9 | 3500 | 80 |  |  |  | FALSE | FALSE | FALSE | May, 02 2018 00:00:00 | 4.3 |  | standard |  |  |  |  | March, 30 2020 00:00:00 | FALSE | FALSE | FALSE | [6 empty] | AC | [7 empty] | FALSE
PG135DYW | OLYMPIA LIGHTING, INC. | Olympia | F32T8D-12W-40K-DBD | Linear Replacement Lamp | T8 Four-Foot | Dual Mode Internal Driver (UL Type A and Type B) |  | standard | FALSE | [10 empty] | March, 15 2017 00:00:00 | Not Dimmable | Not Dimmable | NotYetVerified |  | FFFHUY | [25 empty] | 5 | 1680 | 140 | 12 | 14.16 | 0.9 | 4000 | 80 |  |  |  | FALSE | FALSE | FALSE | May, 02 2018 00:00:00 | 4.3 |  | standard |  |  |  |  | March, 30 2020 00:00:00 | FALSE | FALSE | FALSE | [6 empty] | AC | [7 empty] | FALSE
P3151GUP | SHENZHEN YOUXINGUANG TECHNOLOGY CO.,LTD. | YXG | U608-4F18W35MM | Linear Replacement Lamp | T8 Four-Foot | Dual Mode Internal Driver (UL Type A and Type B) |  | standard | FALSE | [10 empty] | March, 14 2017 00:00:00 | Not Dimmable | Not Dimmable | No | Updated on 3/14/2017 | PPPRRR | [25 empty] | 5 | 2522 | 136.92 | 18.42 | 20.48 | 0.9045 | 3500 | 81.8 |  |  |  | FALSE | FALSE | FALSE | May, 02 2018 00:00:00 | 4.3 |  | standard |  |  |  |  | March, 30 2020 00:00:00 | FALSE | FALSE | FALSE | [6 empty] | AC | [7 empty] | FALSE
PJYK78RB | P.Q.L. Inc. | Superior Life | 91290 | Linear Replacement Lamp | T8 Four-Foot | Replacement Lamps (plug and play) (UL Type A) |  | standard | FALSE | [10 empty] | March, 14 2017 00:00:00 | Not Dimmable | Not Dimmable | FALSE |  | TTTUNM | [25 empty] | 4.4 | 1900 | 112 | 16 | 12.41 | 0.97 | 4000 | 83 |  |  |  | FALSE | FALSE | FALSE | May, 02 2018 00:00:00 | 4.3 |  | standard |  |  |  |  | November, 02 2018 00:00:00 | FALSE | FALSE | FALSE | [6 empty] | AC | [7 empty] | FALSE
PVRJPT4F | P.Q.L. Inc. | Superior Life | 91288 | Linear Replacement Lamp | T8 Four-Foot | Replacement Lamps (plug and play) (UL Type A) |  | standard | TRUE |  | 1955 | 119 | 16.43 | 12.41 | 0.9634 | 3056 | 81.3 | 5 | 50000 | March, 14 2017 00:00:00 | Not Dimmable | Not Dimmable | FALSE |  | TTTUNM | [15 empty] | 84 |  | 1.24 | 1.22 | [6 empty] | 4.4 | 1800 | 110 | 16 | 12.41 | 0.97 | 3000 | 83 |  |  |  | FALSE | FALSE | FALSE | May, 02 2018 00:00:00 | 4.3 |  | standard |  |  |  |  | November, 02 2018 00:00:00 | FALSE | FALSE | FALSE | [6 empty] | AC | [7 empty] | FALSE
P29M3QZN | P.Q.L. Inc. | Superior Life | 91289 | Linear Replacement Lamp | T8 Four-Foot | Replacement Lamps (plug and play) (UL Type A) |  | standard | FALSE | [10 empty] | March, 14 2017 00:00:00 | Not Dimmable | Not Dimmable | FALSE |  | TTTUNM | [25 empty] | 4.4 | 1800 | 110 | 16 | 12.41 | 0.97 | 3500 | 83 |  |  |  | FALSE | FALSE | FALSE | May, 02 2018 00:00:00 | 4.3 |  | standard |  |  |  |  | November, 02 2018 00:00:00 | FALSE | FALSE | FALSE | [6 empty] | AC | [7 empty] | FALSE
PVWJ8K9H | P.Q.L. Inc. | Superior Life | 91291 | Linear Replacement Lamp | T8 Four-Foot | Replacement Lamps (plug and play) (UL Type A) |  | standard | FALSE | [10 empty] | March, 14 2017 00:00:00 | Not Dimmable | Not Dimmable | FALSE |  | TTTUNM | [25 empty] | 4.4 | 2000 | 115 | 16 | 12.41 | 0.97 | 5000 | 83 |  |  |  | FALSE | FALSE | FALSE | May, 02 2018 00:00:00 | 4.3 |  | standard |  |  |  |  | November, 02 2018 00:00:00 | FALSE | FALSE | FALSE | [6 empty] | AC | [7 empty] | FALSE
P6NFJKU6 | SHENZHEN YOUXINGUANG TECHNOLOGY CO.,LTD. | YXG | U608-4F18W45MM | Linear Replacement Lamp | T8 Four-Foot | Dual Mode Internal Driver (UL Type A and Type B) |  | standard | FALSE | [10 empty] | March, 14 2017 00:00:00 | Not Dimmable | Not Dimmable | No | Updated on 3/14/2017 | PPPRRR | [25 empty] | 5 | 2561 | 139.03 | 18.42 | 20.48 | 0.9045 | 4500 | 81.8 |  |  |  | FALSE | FALSE | FALSE | May, 02 2018 00:00:00 | 4.3 |  | standard |  |  |  |  | March, 30 2020 00:00:00 | FALSE | FALSE | FALSE | [6 empty] | AC | [7 empty] | FALSE
PG158JZE | TORCHSTAR CORP | TORCHSTAR | BWT8-18WDM-50CL | Linear Replacement Lamp | T8 Four-Foot | Dual Mode Internal Driver (UL Type A and Type B) |  | standard | FALSE | [10 empty] | March, 13 2017 00:00:00 | Not Dimmable | Not Dimmable | No |  | SSSCCG | [25 empty] | 5 | 2339.7 | 132.1 | 17.7 | 18.1 | 0.93 | 5076 | 84.9 |  |  |  | FALSE | FALSE | FALSE | May, 02 2018 00:00:00 | 4.3 |  | standard |  |  |  |  | March, 30 2020 00:00:00 | FALSE | FALSE | FALSE | [6 empty] | AC | [7 empty] | FALSE
PPV7DNVF | TORCHSTAR CORP | TORCHSTAR | BWT8-18WDM-30FL | Linear Replacement Lamp | T8 Four-Foot | Dual Mode Internal Driver (UL Type A and Type B) |  | standard | TRUE |  | 2210.16 | 125.577 | 17.6 | 17.1 | 0.926 | 3018 | 83.9 | 5 | 50000 | March, 13 2017 00:00:00 | Not Dimmable | Not Dimmable | No |  | SSSCCF | [15 empty] | 80.3 |  | 1.04 | 1.24 | [6 empty] | 5 | 2210.1 | 125.5 | 17.6 | 17.1 | 0.93 | 3018 | 83.9 |  |  |  | FALSE | FALSE | FALSE | May, 02 2018 00:00:00 | 4.3 |  | standard |  |  |  |  | March, 30 2020 00:00:00 | FALSE | FALSE | FALSE | [6 empty] | AC | [7 empty] | FALSE
PG3UH18F | TORCHSTAR CORP | TORCHSTAR | BWT8-18WDM-30CL | Linear Replacement Lamp | T8 Four-Foot | Dual Mode Internal Driver (UL Type A and Type B) |  | standard | TRUE |  | 2281.82 | 129.649 | 17.6 | 17.2 | 0.926 | 3073 | 83.2 | 5 | 50000 | March, 13 2017 00:00:00 | Not Dimmable | Not Dimmable | No |  | SSSCCG | [15 empty] | 81.5 |  | 1.06 | 1.24 | [6 empty] | 5 | 2281.8 | 129.6 | 17.6 | 17.2 | 0.93 | 3073 | 83.2 |  |  |  | FALSE | FALSE | FALSE | May, 02 2018 00:00:00 | 4.3 |  | standard |  |  |  |  | March, 30 2020 00:00:00 | FALSE | FALSE | FALSE | [6 empty] | AC | [7 empty] | FALSE
PE734XDJ | TORCHSTAR CORP | TORCHSTAR | BWT8-18WDM-50FL | Linear Replacement Lamp | T8 Four-Foot | Dual Mode Internal Driver (UL Type A and Type B) |  | standard | FALSE | [10 empty] | March, 13 2017 00:00:00 | Not Dimmable | Not Dimmable | No |  | SSSCCF | [25 empty] | 5 | 2266.3 | 128 | 17.7 | 18.8 | 0.94 | 5128 | 87.1 |  |  |  | FALSE | FALSE | FALSE | May, 02 2018 00:00:00 | 4.3 |  | standard |  |  |  |  | March, 30 2020 00:00:00 | FALSE | FALSE | FALSE | [6 empty] | AC | [7 empty] | FALSE
PUBB1CG7 | Atlantic Energy | AELED | AELED4FT8CBG25457 (3000K) | Linear Replacement Lamp | T8 Four-Foot | Dual Mode Internal Driver (UL Type A and Type B) |  | standard | TRUE |  | 2148.34 | 118.693 | 18.1 | 17.5 | 0.919 | 3007 | 84.4 | 5 | 50000 | March, 13 2017 00:00:00 | Not Dimmable | Not Dimmable | No |  | SSSCCH | [15 empty] | 80 |  | 1.08 | 1.26 | [6 empty] | 5 | 2148.3 | 118.6 | 18.1 | 17.5 | 0.92 | 3007 | 84.4 |  |  |  | FALSE | FALSE | FALSE | May, 02 2018 00:00:00 | 4.3 |  | standard |  |  |  |  | March, 30 2020 00:00:00 | FALSE | FALSE | FALSE | [6 empty] | AC | [7 empty] | FALSE
PNFAT563 | TORCHSTAR CORP | TORCHSTAR | BWT8-18WDM-40CL | Linear Replacement Lamp | T8 Four-Foot | Dual Mode Internal Driver (UL Type A and Type B) |  | standard | FALSE | [10 empty] | March, 13 2017 00:00:00 | Not Dimmable | Not Dimmable | No |  | SSSCCG | [25 empty] | 5 | 2281.8 | 129.6 | 17.6 | 17.2 | 0.93 | 4000 | 83.2 |  |  |  | FALSE | FALSE | FALSE | May, 02 2018 00:00:00 | 4.3 |  | standard |  |  |  |  | March, 30 2020 00:00:00 | FALSE | FALSE | FALSE | [6 empty] | AC | [7 empty] | FALSE
PF86PQDU | Atlantic Energy | AELED | AELED4FT8CBG25457 (4000K) | Linear Replacement Lamp | T8 Four-Foot | Dual Mode Internal Driver (UL Type A and Type B) |  | standard | FALSE | [10 empty] | March, 13 2017 00:00:00 | Not Dimmable | Not Dimmable | No |  | SSSCCH | [25 empty] | 5 | 2148.3 | 118.6 | 18.1 | 17.5 | 0.92 | 3007 | 84.4 |  |  |  | FALSE | FALSE | FALSE | May, 02 2018 00:00:00 | 4.3 |  | standard |  |  |  |  | March, 30 2020 00:00:00 | FALSE | FALSE | FALSE | [6 empty] | AC | [7 empty] | FALSE
PMXSBD2N | Atlantic Energy | AELED | AELED4FT8CBG25457 (5000K) | Linear Replacement Lamp | T8 Four-Foot | Dual Mode Internal Driver (UL Type A and Type B) |  | standard | FALSE | [10 empty] | March, 13 2017 00:00:00 | Not Dimmable | Not Dimmable | No |  | SSSCCH | [25 empty] | 5 | 2216 | 122.4 | 18.1 | 18.8 | 0.93 | 5154 | 88.1 |  |  |  | FALSE | FALSE | FALSE | May, 02 2018 00:00:00 | 4.3 |  | standard |  |  |  |  | March, 30 2020 00:00:00 | FALSE | FALSE | FALSE | [6 empty] | AC | [7 empty] | FALSE
PH1BVW89 | TORCHSTAR CORP | TORCHSTAR | BWT8-18WDM-40FL | Linear Replacement Lamp | T8 Four-Foot | Dual Mode Internal Driver (UL Type A and Type B) |  | standard | FALSE | [10 empty] | March, 13 2017 00:00:00 | Not Dimmable | Not Dimmable | No |  | SSSCCF | [25 empty] | 5 | 2210.1 | 125.5 | 17.6 | 17.1 | 0.93 | 4000 | 83.9 |  |  |  | FALSE | FALSE | FALSE | May, 02 2018 00:00:00 | 4.3 |  | standard |  |  |  |  | March, 30 2020 00:00:00 | FALSE | FALSE | FALSE | [6 empty] | AC | [7 empty] | FALSE
PQKHUQAK | Parmida LLC | PARMIDA | PLED-NT818W4500K-PP-UL | Linear Replacement Lamp | T8 Four-Foot | Replacement Lamps (plug and play) (UL Type A) |  | standard | FALSE | [10 empty] | March, 10 2017 00:00:00 | Not Dimmable | Not Dimmable | No |  | BBBCVG | [25 empty] | 4.4 | 2100 | 116 | 18 | 11.29 | 0.98 | 4500 | 82.8 |  |  |  | FALSE | FALSE | FALSE | May, 02 2018 00:00:00 | 4.3 |  | standard |  |  |  |  | November, 02 2018 00:00:00 | FALSE | FALSE | FALSE | [6 empty] | AC | [7 empty] | FALSE
P1CQM7G4 | Parmida LLC | PARMIDA | PLED-NT818W5000K-PP-UL | Linear Replacement Lamp | T8 Four-Foot | Replacement Lamps (plug and play) (UL Type A) |  | standard | FALSE | [10 empty] | March, 10 2017 00:00:00 | Not Dimmable | Not Dimmable | No |  | BBBCVG | [25 empty] | 5 | 2200 | 122 | 18 | 11.48 | 0.97 | 5000 | 82.7 |  |  |  | FALSE | FALSE | FALSE | May, 02 2018 00:00:00 | 4.3 |  | standard |  |  |  |  | March, 30 2020 00:00:00 | FALSE | FALSE | FALSE | [6 empty] | AC | [7 empty] | FALSE
PCSEUF7Z | Parmida LLC | PARMIDA | PLED-NT818W4000K-PP-UL | Linear Replacement Lamp | T8 Four-Foot | Replacement Lamps (plug and play) (UL Type A) |  | standard | FALSE | [10 empty] | March, 10 2017 00:00:00 | Not Dimmable | Not Dimmable | NO |  | BBBCVG | [15 empty] | 85 |  | 1.22 | 1.3 | [6 empty] | 4.4 | 2100 | 116 | 18 | 11.29 | 0.98 | 4000 | 82.8 |  |  |  | FALSE | FALSE | FALSE | May, 02 2018 00:00:00 | 4.3 |  | standard |  |  |  |  | November, 02 2018 00:00:00 | FALSE | FALSE | FALSE | [6 empty] | AC | [7 empty] | FALSE
PVSCNNGF | Dot Lighting (Canada) Inc | QPLUS | DTA05A32-T8-18W-830-T | Linear Replacement Lamp | T8 Four-Foot | Replacement Lamps (plug and play) (UL Type A) |  | standard | TRUE |  | 2155 | 112.36 | 19.18 | 13.35 | 0.9306 | 3068 | 82.3 | 5 | 50000 | March, 09 2017 00:00:00 | Not Dimmable | Not Dimmable | FALSE |  | YYYBON | [15 empty] | 84.4 |  | 1.22 | 1.32 | [6 empty] | 4.4 | 2155 | 112.36 | 19.18 | 13.35 | 0.9306 | 3000 | 82.3 |  |  |  | FALSE | FALSE | FALSE | May, 02 2018 00:00:00 | 4.3 |  | standard |  |  |  |  | November, 02 2018 00:00:00 | FALSE | FALSE | FALSE | [6 empty] | AC | [7 empty] | FALSE
PBXEBVJ7 | Dot Lighting (Canada) Inc | QPLUS | DTA05A32-T8-18W-850-T | Linear Replacement Lamp | T8 Four-Foot | Replacement Lamps (plug and play) (UL Type A) |  | standard | FALSE | [10 empty] | March, 09 2017 00:00:00 | Not Dimmable | Not Dimmable | No |  | YYYBON | [25 empty] | 5 | 2252 | 116.45 | 19.34 | 13.77 | 0.9348 | 5000 | 84.4 |  |  |  | FALSE | FALSE | FALSE | May, 02 2018 00:00:00 | 4.3 |  | standard |  |  |  |  | March, 30 2020 00:00:00 | FALSE | FALSE | FALSE | [6 empty] | AC | [7 empty] | FALSE
PWQRKHFW | Dot Lighting (Canada) Inc | QPLUS | DTA05A32-T8-18W-840-T | Linear Replacement Lamp | T8 Four-Foot | Replacement Lamps (plug and play) (UL Type A) |  | standard | FALSE | [10 empty] | March, 09 2017 00:00:00 | Not Dimmable | Not Dimmable | FALSE |  | YYYBON | [25 empty] | 4.4 | 2204 | 114.41 | 19.26 | 13.35 | 0.9306 | 4000 | 82.3 |  |  |  | FALSE | FALSE | FALSE | May, 02 2018 00:00:00 | 4.3 |  | standard |  |  |  |  | November, 02 2018 00:00:00 | FALSE | FALSE | FALSE | [6 empty] | AC | [7 empty] | FALSE
PAUEHAX7 | Topaz Lighting Corp. | TOPAZ | L4T8D/835/15/F-88 | Linear Replacement Lamp | T8 Four-Foot | Dual Mode Internal Driver (UL Type A and Type B) |  | standard | FALSE | [10 empty] | March, 08 2017 00:00:00 | Dimmable | Continuous Below 10 | FALSE |  | BBBDEW | [25 empty] | 4.4 | 2157.53 | 111.21 | 19.4 | 13.5 | 0.99 | 3500 | 83 |  |  |  | FALSE | FALSE | FALSE | May, 02 2018 00:00:00 | 4.3 |  | standard |  |  |  |  | November, 02 2018 00:00:00 | FALSE | FALSE | FALSE | [6 empty] | AC | [7 empty] | FALSE
PN9BAWTV | Topaz Lighting Corp. | TOPAZ | L4T8D/840/15/F-88 | Linear Replacement Lamp | T8 Four-Foot | Dual Mode Internal Driver (UL Type A and Type B) |  | standard | FALSE | [10 empty] | March, 08 2017 00:00:00 | Dimmable | Continuous Below 10 | FALSE |  | BBBDEW | [25 empty] | 4.4 | 2157.53 | 111.21 | 19.4 | 13.5 | 0.99 | 4000 | 83 |  |  |  | FALSE | FALSE | FALSE | May, 02 2018 00:00:00 | 4.3 |  | standard |  |  |  |  | November, 02 2018 00:00:00 | FALSE | FALSE | FALSE | [6 empty] | AC | [7 empty] | FALSE
PTG7A9YQ | Topaz Lighting Corp. | TOPAZ | L4T8D/850/15/F-88 | Linear Replacement Lamp | T8 Four-Foot | Dual Mode Internal Driver (UL Type A and Type B) |  | standard | FALSE | [10 empty] | March, 08 2017 00:00:00 | Dimmable | Continuous Below 10 | FALSE |  | BBBDEW | [25 empty] | 4.4 | 2197.19 | 113.26 | 19.4 | 13.7 | 0.99 | 5000 | 81.3 |  |  |  | FALSE | FALSE | FALSE | May, 02 2018 00:00:00 | 4.3 |  | standard |  |  |  |  | November, 02 2018 00:00:00 | FALSE | FALSE | FALSE | [6 empty] | AC | [7 empty] | FALSE
PV8VBP23 | Topaz Lighting Corp. | TOPAZ | L4T8D/830/15/F-88 | Linear Replacement Lamp | T8 Four-Foot | Dual Mode Internal Driver (UL Type A and Type B) |  | standard | TRUE |  | 2157.53 | 111.213 | 19.4 | 13.5 | 0.924 | 3022 | 83 | 5 | 50000 | March, 08 2017 00:00:00 | Dimmable | Continuous Below 10 | FALSE |  | BBBDEW | [15 empty] | 79.9 |  | 1.2 | 1.22 | [6 empty] | 4.4 | 2157.53 | 111.21 | 19.4 | 13.5 | 0.99 | 3000 | 83 |  |  |  | FALSE | FALSE | FALSE | May, 02 2018 00:00:00 | 4.3 |  | standard |  |  |  |  | November, 02 2018 00:00:00 | FALSE | FALSE | FALSE | [6 empty] | AC | [7 empty] | FALSE
PR3XE3EQ | SmartRay Inc. | SmartRay | SR4MT818W(5000K) | Linear Replacement Lamp | T8 Four-Foot | Dual Mode Internal Driver (UL Type A and Type B) |  | standard | FALSE | [10 empty] | March, 07 2017 00:00:00 | Not Dimmable | Not Dimmable | No |  | IIIKFX | [25 empty] | 5 | 2339.7 | 132.1 | 17.7 | 18.1 | 0.93 | 5076 | 84.9 |  |  |  | FALSE | FALSE | FALSE | May, 02 2018 00:00:00 | 4.3 |  | standard |  |  |  |  | March, 30 2020 00:00:00 | FALSE | FALSE | FALSE | [6 empty] | AC | [7 empty] | FALSE
PZ6D67JN | ELB Electronics, Inc. | ELB | LED T8-48-850-[F,R]HF | Linear Replacement Lamp | T8 Four-Foot | Replacement Lamps (plug and play) (UL Type A) |  | standard | FALSE | [10 empty] | March, 07 2017 00:00:00 | Dimmable | Continuous Below 10 | No |  | NNNMFF | [25 empty] | 5 | 1650 | 122.2 | 13.5 | 20 | 0.9 | 5000 | 80 |  |  |  | FALSE | FALSE | FALSE | May, 02 2018 00:00:00 | 4.3 |  | standard |  |  |  |  | March, 30 2020 00:00:00 | FALSE | FALSE | FALSE | [6 empty] | AC | [7 empty] | FALSE
PPR3F87G | SmartRay Inc. | SmartRay | SR4MT818W(4000K) | Linear Replacement Lamp | T8 Four-Foot | Dual Mode Internal Driver (UL Type A and Type B) |  | standard | FALSE | [10 empty] | March, 07 2017 00:00:00 | Not Dimmable | Not Dimmable | No |  | IIIKFX | [25 empty] | 5 | 2281.8 | 129.6 | 17.6 | 17.2 | 0.93 | 4000 | 83.2 |  |  |  | FALSE | FALSE | FALSE | May, 02 2018 00:00:00 | 4.3 |  | standard |  |  |  |  | March, 30 2020 00:00:00 | FALSE | FALSE | FALSE | [6 empty] | AC | [7 empty] | FALSE
PC5QTMFN | ELB Electronics, Inc. | ELB | LED T8-48-840-[F,R]HF | Linear Replacement Lamp | T8 Four-Foot | Replacement Lamps (plug and play) (UL Type A) |  | standard | FALSE | [10 empty] | March, 07 2017 00:00:00 | Dimmable | Continuous Below 10 | No |  | NNNMFF | [25 empty] | 5 | 1650 | 122.2 | 13.5 | 20 | 0.9 | 4000 | 80 |  |  |  | FALSE | FALSE | FALSE | May, 02 2018 00:00:00 | 4.3 |  | standard |  |  |  |  | March, 30 2020 00:00:00 | FALSE | FALSE | FALSE | [6 empty] | AC | [7 empty] | FALSE
P1HKBN4Q | ELB Electronics, Inc. | ELB | LED T8-48-830-[F,R]HF | Linear Replacement Lamp | T8 Four-Foot | Replacement Lamps (plug and play) (UL Type A) |  | standard | TRUE |  | 1691 | 126.14 | 13.41 | 10.23 | 0.9617 | 3050 | 83.8 | 5 | 50000 | March, 07 2017 00:00:00 | Dimmable | Continuous Below 10 | No |  | NNNMFF | [15 empty] | 81.6 |  | 1.3 | 1.32 | [6 empty] | 5 | 1650 | 122.2 | 13.5 | 20 | 0.9 | 3000 | 80 |  |  |  | FALSE | FALSE | FALSE | May, 02 2018 00:00:00 | 4.3 |  | standard |  |  |  |  | March, 30 2020 00:00:00 | FALSE | FALSE | FALSE | [6 empty] | AC | [7 empty] | FALSE
P9XQUZ7T | SmartRay Inc. | SmartRay | SR4MT818W(3000K) | Linear Replacement Lamp | T8 Four-Foot | Dual Mode Internal Driver (UL Type A and Type B) |  | standard | TRUE |  | 2281.82 | 129.649 | 17.6 | 17.2 | 0.926 | 3073 | 83.2 | 5 | 50000 | March, 07 2017 00:00:00 | Not Dimmable | Not Dimmable | No |  | IIIKFX | [15 empty] | 81.5 |  | 1.06 | 1.24 | [6 empty] | 5 | 2281.8 | 129.6 | 17.6 | 17.2 | 0.93 | 3073 | 83.2 |  |  |  | FALSE | FALSE | FALSE | May, 02 2018 00:00:00 | 4.3 |  | standard |  |  |  |  | March, 30 2020 00:00:00 | FALSE | FALSE | FALSE | [6 empty] | AC | [7 empty] | FALSE
P4JUC7SV | ELB Electronics, Inc. | ELB | LED T8-48-835-[F,R]HF | Linear Replacement Lamp | T8 Four-Foot | Replacement Lamps (plug and play) (UL Type A) |  | standard | FALSE | [10 empty] | March, 07 2017 00:00:00 | Dimmable | Continuous Below 10 | No |  | NNNMFF | [25 empty] | 5 | 1650 | 122.2 | 13.5 | 20 | 0.9 | 3500 | 80 |  |  |  | FALSE | FALSE | FALSE | May, 02 2018 00:00:00 | 4.3 |  | standard |  |  |  |  | March, 30 2020 00:00:00 | FALSE | FALSE | FALSE | [6 empty] | AC | [7 empty] | FALSE
P2U967SQ | HTM Lighting | HTM | HTM-LEDT8AB-18W-T 4000K | Linear Replacement Lamp | T8 Four-Foot | Dual Mode Internal Driver (UL Type A and Type B) |  | standard | FALSE | [10 empty] | March, 06 2017 00:00:00 | Dimmable | Continuous Below 10 | No |  | YYYBNY | [25 empty] | 5 | 2668.22 | 120.73 | 22.1 | 13.7 | 0.95 | 4000 | 82.1 |  |  |  | FALSE | FALSE | FALSE | May, 02 2018 00:00:00 | 4.3 |  | standard |  |  |  |  | March, 30 2020 00:00:00 | FALSE | FALSE | FALSE | [6 empty] | AC | [7 empty] | FALSE
P4XR51UU | HTM Lighting | HTM | HTM-LEDT8AB-18W-T 5000K | Linear Replacement Lamp | T8 Four-Foot | Dual Mode Internal Driver (UL Type A and Type B) |  | standard | FALSE | [10 empty] | March, 06 2017 00:00:00 | Dimmable | Continuous Below 10 | No |  | YYYBNY | [25 empty] | 5 | 2716.6 | 122.92 | 22.1 | 13.8 | 0.94 | 5000 | 82.9 |  |  |  | FALSE | FALSE | FALSE | May, 02 2018 00:00:00 | 4.3 |  | standard |  |  |  |  | March, 30 2020 00:00:00 | FALSE | FALSE | FALSE | [6 empty] | AC | [7 empty] | FALSE
PAZEX2S5 | HTM Lighting | HTM | HTM-GLT8AB-18W 3000K | Linear Replacement Lamp | T8 Four-Foot | Dual Mode Internal Driver (UL Type A and Type B) |  | standard | TRUE |  | 2447.48 | 112.787 | 21.7 | 13.6 | 0.925 | 3011 | 83 | 5 | 50000 | March, 06 2017 00:00:00 | Dimmable | Continuous Below 10 | FALSE |  | YYYBNX | [15 empty] | 79.8 |  | 1.22 | 1.22 | [6 empty] | 4.4 | 2447.48 | 112.79 | 21.7 | 13.6 | 0.99 | 3000 | 83 |  |  |  | FALSE | FALSE | FALSE | May, 02 2018 00:00:00 | 4.3 |  | standard |  |  |  |  | November, 02 2018 00:00:00 | FALSE | FALSE | FALSE | [6 empty] | AC | [7 empty] | FALSE
P7X5H3SY | HTM Lighting | HTM | HTM-LEDT8AB-18W-T 3000K | Linear Replacement Lamp | T8 Four-Foot | Dual Mode Internal Driver (UL Type A and Type B) |  | standard | TRUE |  | 2668.22 | 120.734 | 22.1 | 13.7 | 0.903 | 2969 | 82.1 | 5 | 50000 | March, 06 2017 00:00:00 | Dimmable | Continuous Below 10 | No |  | YYYBNY | [15 empty] | 80.3 |  | 1.2 | 1.2 | [6 empty] | 5 | 2668.22 | 120.73 | 22.1 | 13.7 | 0.95 | 3000 | 82.1 |  |  |  | FALSE | FALSE | FALSE | May, 02 2018 00:00:00 | 4.3 |  | standard |  |  |  |  | March, 30 2020 00:00:00 | FALSE | FALSE | FALSE | [6 empty] | AC | [7 empty] | FALSE
PR8SV9K5 | HTM Lighting | HTM | HTM-GLT8AB-18W 4000K | Linear Replacement Lamp | T8 Four-Foot | Dual Mode Internal Driver (UL Type A and Type B) |  | standard | FALSE | [10 empty] | March, 06 2017 00:00:00 | Dimmable | Continuous Below 10 | FALSE |  | YYYBNX | [25 empty] | 4.4 | 2447.48 | 112.79 | 21.7 | 13.6 | 0.99 | 4000 | 83 |  |  |  | FALSE | FALSE | FALSE | May, 02 2018 00:00:00 | 4.3 |  | standard |  |  |  |  | November, 02 2018 00:00:00 | FALSE | FALSE | FALSE | [6 empty] | AC | [7 empty] | FALSE
PFCE7EF4 | HTM Lighting | HTM | HTM-GLT8AB-18W 5000K | Linear Replacement Lamp | T8 Four-Foot | Dual Mode Internal Driver (UL Type A and Type B) |  | standard | FALSE | [10 empty] | March, 06 2017 00:00:00 | Dimmable | Continuous Below 10 | FALSE |  | YYYBNX | [25 empty] | 4.4 | 2521.3 | 115.66 | 21.8 | 13.8 | 1 | 5000 | 81.4 |  |  |  | FALSE | FALSE | FALSE | May, 02 2018 00:00:00 | 4.3 |  | standard |  |  |  |  | November, 02 2018 00:00:00 | FALSE | FALSE | FALSE | [6 empty] | AC | [7 empty] | FALSE
PFC9TKKR | Fujian Scoton Electronic Technology Co. Ltd | Scoton | SCT-015-351G1-AB-XXX | Linear Replacement Lamp | T8 Four-Foot | Dual Mode Internal Driver (UL Type A and Type B) |  | standard | FALSE | [10 empty] | March, 03 2017 00:00:00 | Not Dimmable | Not Dimmable | No |  | FFFHSA | [25 empty] | 5 | 1905 | 127 | 15 | 10.63 | 0.96 | 3500 | 81.7 |  |  |  | FALSE | FALSE | FALSE | May, 02 2018 00:00:00 | 4.3 |  | standard |  |  |  |  | March, 30 2020 00:00:00 | FALSE | FALSE | FALSE | [6 empty] | AC | [7 empty] | FALSE
PECCRATS | Fujian Scoton Electronic Technology Co. Ltd | Scoton | SCT-015-301G1-AB-XXX | Linear Replacement Lamp | T8 Four-Foot | Dual Mode Internal Driver (UL Type A and Type B) |  | standard | TRUE |  | 2096 | 127.03 | 16.5 | 10.63 | 0.9627 | 2878 | 81.7 | 5 | 50000 | March, 03 2017 00:00:00 | Not Dimmable | Not Dimmable | No |  | FFFHSA | [15 empty] | 84.7 |  | 1.24 | 1.32 | [6 empty] | 5 | 1905 | 127 | 15 | 10.63 | 0.96 | 3000 | 81.7 |  |  |  | FALSE | FALSE | FALSE | May, 02 2018 00:00:00 | 4.3 |  | standard |  |  |  |  | March, 30 2020 00:00:00 | FALSE | FALSE | FALSE | [6 empty] | AC | [7 empty] | FALSE
PK9FKTHP | LEDVANCE, LLC (formerly OSRAM SYLVANIA, INC) | Sylvania | LED15T8/L48/FP/841/SUB/G6 | Linear Replacement Lamp | T8 Four-Foot | Replacement Lamps (plug and play) (UL Type A) |  | standard | FALSE | [10 empty] | March, 03 2017 00:00:00 | Not Dimmable | Not Dimmable | No |  | FFFHSU | [25 empty] | 5 | 2268.1 | 127.37 | 17.81 | 15.57 | 0.96 | 4100 | 83.2 |  |  |  | FALSE | FALSE | FALSE | May, 02 2018 00:00:00 | 4.3 |  | standard |  |  |  |  | March, 30 2020 00:00:00 | FALSE | FALSE | FALSE | [6 empty] | AC | [7 empty] | FALSE
P1ZB4VNE | Fujian Scoton Electronic Technology Co. Ltd | Scoton | SCT-015-451G1-AB-XXX | Linear Replacement Lamp | T8 Four-Foot | Dual Mode Internal Driver (UL Type A and Type B) |  | standard | FALSE | [10 empty] | March, 03 2017 00:00:00 | Not Dimmable | Not Dimmable | No |  | FFFHSA | [25 empty] | 5 | 1935 | 129 | 15 | 10.63 | 0.96 | 4500 | 81.7 |  |  |  | FALSE | FALSE | FALSE | May, 02 2018 00:00:00 | 4.3 |  | standard |  |  |  |  | March, 30 2020 00:00:00 | FALSE | FALSE | FALSE | [6 empty] | AC | [7 empty] | FALSE
PYVRMVYR | LEDVANCE, LLC (formerly OSRAM SYLVANIA, INC) | Sylvania | LED15T8/L48/FP/835/SUB/G6 | Linear Replacement Lamp | T8 Four-Foot | Replacement Lamps (plug and play) (UL Type A) |  | standard | FALSE | [10 empty] | March, 03 2017 00:00:00 | Not Dimmable | Not Dimmable | No |  | FFFHSU | [25 empty] | 5 | 2196.6 | 121.77 | 18.04 | 15.34 | 0.96 | 3500 | 84.5 |  |  |  | FALSE | FALSE | FALSE | May, 02 2018 00:00:00 | 4.3 |  | standard |  |  |  |  | March, 30 2020 00:00:00 | FALSE | FALSE | FALSE | [6 empty] | AC | [7 empty] | FALSE
PQ9QTBFX | LEDVANCE, LLC (formerly OSRAM SYLVANIA, INC) | Sylvania | LED15T8/L48/FP/850/SUB/G6 | Linear Replacement Lamp | T8 Four-Foot | Replacement Lamps (plug and play) (UL Type A) |  | standard | FALSE | [10 empty] | March, 03 2017 00:00:00 | Not Dimmable | Not Dimmable | No |  | FFFHSU | [25 empty] | 5 | 2286.8 | 127.52 | 17.93 | 15.39 | 0.96 | 5000 | 83.3 |  |  |  | FALSE | FALSE | FALSE | May, 02 2018 00:00:00 | 4.3 |  | standard |  |  |  |  | March, 30 2020 00:00:00 | FALSE | FALSE | FALSE | [6 empty] | AC | [7 empty] | FALSE
PA47U467 | Fujian Scoton Electronic Technology Co. Ltd | Scoton | SCT-015-401G1-AB-XXX | Linear Replacement Lamp | T8 Four-Foot | Dual Mode Internal Driver (UL Type A and Type B) |  | standard | FALSE | [10 empty] | March, 03 2017 00:00:00 | Not Dimmable | Not Dimmable | No |  | FFFHSA | [25 empty] | 5 | 1920 | 128 | 15 | 10.63 | 0.96 | 4000 | 81.7 |  |  |  | FALSE | FALSE | FALSE | May, 02 2018 00:00:00 | 4.3 |  | standard |  |  |  |  | March, 30 2020 00:00:00 | FALSE | FALSE | FALSE | [6 empty] | AC | [7 empty] | FALSE
PKJQREYQ | Fujian Scoton Electronic Technology Co. Ltd | Scoton | SCT-015-501G1-AB-XXX | Linear Replacement Lamp | T8 Four-Foot | Dual Mode Internal Driver (UL Type A and Type B) |  | standard | FALSE | [10 empty] | March, 03 2017 00:00:00 | Not Dimmable | Not Dimmable | No |  | FFFHSA | [25 empty] | 5 | 1950 | 130 | 15 | 10.47 | 0.96 | 5000 | 83.1 |  |  |  | FALSE | FALSE | FALSE | May, 02 2018 00:00:00 | 4.3 |  | standard |  |  |  |  | March, 30 2020 00:00:00 | FALSE | FALSE | FALSE | [6 empty] | AC | [7 empty] | FALSE
PJF15423 | LEDVANCE, LLC (formerly OSRAM SYLVANIA, INC) | Sylvania | LED15T8/L48/FP/830/SUB/G6 | Linear Replacement Lamp | T8 Four-Foot | Replacement Lamps (plug and play) (UL Type A) |  | standard | TRUE |  | 2109.98 | 118.6 | 17.79 | 15.57 | 0.961 | 3091 | 83.6 | 5 | 50000 | March, 03 2017 00:00:00 | Not Dimmable | Not Dimmable | No |  | FFFHSU | [15 empty] | 83.9 |  | 1.32 | 1.24 | [6 empty] | 5 | 2109.98 | 118.6 | 17.79 | 15.57 | 0.96 | 3000 | 83.6 |  |  |  | FALSE | FALSE | FALSE | May, 02 2018 00:00:00 | 4.3 |  | standard |  |  |  |  | March, 30 2020 00:00:00 | FALSE | FALSE | FALSE | [6 empty] | AC | [7 empty] | FALSE
PWKAC6UR | Keystone Technologies | KEYSTONE | KT-LED11.5T8-48G-835-S | Linear Replacement Lamp | T8 Four-Foot | Replacement Lamps (plug and play) (UL Type A) |  | standard | FALSE | [10 empty] | March, 02 2017 00:00:00 | Not Dimmable | Not Dimmable | No |  | VVVWCG | [25 empty] | 5 | 1700 | 117 | 14.5 | 13.61 | 0.95 | 3500 | 82 |  |  |  | FALSE | FALSE | FALSE | May, 02 2018 00:00:00 | 4.3 |  | standard |  |  |  |  | March, 30 2020 00:00:00 | FALSE | FALSE | FALSE | [6 empty] | AC | [7 empty] | FALSE
P6V1WGQQ | Keystone Technologies | KEYSTONE | KT-LED15T8-48G-835-S | Linear Replacement Lamp | T8 Four-Foot | Replacement Lamps (plug and play) (UL Type A) |  | standard | FALSE | [10 empty] | March, 02 2017 00:00:00 | Not Dimmable | Not Dimmable | No |  | VVVWCH | [25 empty] | 5 | 2100 | 117 | 18 | 9.83 | 0.97 | 3500 | 82 |  |  |  | FALSE | FALSE | FALSE | May, 02 2018 00:00:00 | 4.3 |  | standard |  |  |  |  | March, 30 2020 00:00:00 | FALSE | FALSE | FALSE | [6 empty] | AC | [7 empty] | FALSE
PDXDM1HW | Keystone Technologies | KEYSTONE | KT-LED15T8-48G-850-S | Linear Replacement Lamp | T8 Four-Foot | Replacement Lamps (plug and play) (UL Type A) |  | standard | FALSE | [10 empty] | March, 02 2017 00:00:00 | Not Dimmable | Not Dimmable | No |  | VVVWCH | [25 empty] | 5 | 2200 | 124 | 18 | 10.2 | 0.97 | 5000 | 82 |  |  |  | FALSE | FALSE | FALSE | May, 02 2018 00:00:00 | 4.3 |  | standard |  |  |  |  | March, 30 2020 00:00:00 | FALSE | FALSE | FALSE | [6 empty] | AC | [7 empty] | FALSE
PQ4VBQMM | Keystone Technologies | KEYSTONE | KT-LED11.5T8-48G-830-S | Linear Replacement Lamp | T8 Four-Foot | Replacement Lamps (plug and play) (UL Type A) |  | standard | TRUE |  | 1729 | 128.6 | 13.44 | 13.61 | 0.9545 | 3051 | 83.1 | 5 | 50000 | March, 02 2017 00:00:00 | Not Dimmable | Not Dimmable | No |  | VVVWCG | [15 empty] | 83.2 |  | 1.26 | 1.3 | [6 empty] | 5 | 1700 | 117 | 14.5 | 13.61 | 0.95 | 3000 | 82 |  |  |  | FALSE | FALSE | FALSE | May, 02 2018 00:00:00 | 4.3 |  | standard |  |  |  |  | March, 30 2020 00:00:00 | FALSE | FALSE | FALSE | [6 empty] | AC | [7 empty] | FALSE
P3HC7X1P | Keystone Technologies | KEYSTONE | KT-LED11.5T8-48G-850-S | Linear Replacement Lamp | T8 Four-Foot | Replacement Lamps (plug and play) (UL Type A) |  | standard | FALSE | [10 empty] | March, 02 2017 00:00:00 | Not Dimmable | Not Dimmable | No |  | VVVWCG | [25 empty] | 5 | 1800 | 124 | 14.5 | 14.44 | 0.96 | 5000 | 82 |  |  |  | FALSE | FALSE | FALSE | May, 02 2018 00:00:00 | 4.3 |  | standard |  |  |  |  | March, 30 2020 00:00:00 | FALSE | FALSE | FALSE | [6 empty] | AC | [7 empty] | FALSE
PYWWZTT2 | Keystone Technologies | KEYSTONE | KT-LED15T8-48G-830-S | Linear Replacement Lamp | T8 Four-Foot | Replacement Lamps (plug and play) (UL Type A) |  | standard | TRUE |  | 2177 | 128.9 | 16.9 | 9.83 | 0.9684 | 3061 | 82.9 | 5 | 50000 | March, 02 2017 00:00:00 | Not Dimmable | Not Dimmable | No |  | VVVWCH | [15 empty] | 83.2 |  | 1.26 | 1.3 | [6 empty] | 5 | 2100 | 117 | 18 | 9.83 | 0.97 | 3000 | 82 |  |  |  | FALSE | FALSE | FALSE | May, 02 2018 00:00:00 | 4.3 |  | standard |  |  |  |  | March, 30 2020 00:00:00 | FALSE | FALSE | FALSE | [6 empty] | AC | [7 empty] | FALSE
PVWVR46E | Keystone Technologies | KEYSTONE | KT-LED15T8-48G-840-S | Linear Replacement Lamp | T8 Four-Foot | Replacement Lamps (plug and play) (UL Type A) |  | standard | FALSE | [10 empty] | March, 02 2017 00:00:00 | Not Dimmable | Not Dimmable | No |  | VVVWCH | [25 empty] | 5 | 2200 | 124 | 18 | 9.83 | 0.97 | 4000 | 82 |  |  |  | FALSE | FALSE | FALSE | May, 02 2018 00:00:00 | 4.3 |  | standard |  |  |  |  | March, 30 2020 00:00:00 | FALSE | FALSE | FALSE | [6 empty] | AC | [7 empty] | FALSE
P8ZCCCRC | Keystone Technologies | KEYSTONE | KT-LED11.5T8-48G-840-S | Linear Replacement Lamp | T8 Four-Foot | Replacement Lamps (plug and play) (UL Type A) |  | standard | FALSE | [10 empty] | March, 02 2017 00:00:00 | Not Dimmable | Not Dimmable | No |  | VVVWCG | [25 empty] | 5 | 1800 | 124 | 14.5 | 13.61 | 0.95 | 4000 | 82 |  |  |  | FALSE | FALSE | FALSE | May, 02 2018 00:00:00 | 4.3 |  | standard |  |  |  |  | March, 30 2020 00:00:00 | FALSE | FALSE | FALSE | [6 empty] | AC | [7 empty] | FALSE
P7ARJ7X6 | TAI MING GREEN POWER Co., Ltd. | TAI MING GREEN POWER CO. LTD. | TMG-T8GF-4F240-35KD YM | Linear Replacement Lamp | T8 Four-Foot | Dual Mode Internal Driver (UL Type A and Type B) |  | standard | FALSE | [10 empty] | March, 01 2017 00:00:00 | Not Dimmable | Not Dimmable | No | Product Updated on 4/25/2017. | MMMPEQ | [25 empty] | 5 | 2990 | 125 | 24 | 10 | 0.9 | 3500 | 80 |  |  |  | FALSE | FALSE | FALSE | May, 02 2018 00:00:00 | 4.3 |  | standard |  |  |  |  | March, 30 2020 00:00:00 | FALSE | FALSE | FALSE | [6 empty] | AC | [7 empty] | FALSE
PWQGPVGZ | James Trading Company Limited | JAMES | ZY-T8-12W1200 BIXX BALLAST COMPATIBLE LED TUBE (3500K Clear) | Linear Replacement Lamp | T8 Four-Foot | Dual Mode Internal Driver (UL Type A and Type B) |  | standard | FALSE | [10 empty] | March, 01 2017 00:00:00 | Not Dimmable | Not Dimmable | No |  | SSSCBF | [25 empty] | 5 | 1764 | 138.41 | 12.69 | 20 | 0.9 | 3500 | 82 |  |  |  | FALSE | FALSE | FALSE | May, 02 2018 00:00:00 | 4.3 |  | standard |  |  |  |  | March, 30 2020 00:00:00 | FALSE | FALSE | FALSE | [6 empty] | AC | [7 empty] | FALSE
PDZD41ZW | James Trading Company Limited | JAMES | ZY-T8-12W1200 BIXX BALLAST COMPATIBLE LED TUBE (4000K Clear) | Linear Replacement Lamp | T8 Four-Foot | Dual Mode Internal Driver (UL Type A and Type B) |  | standard | FALSE | [10 empty] | March, 01 2017 00:00:00 | Not Dimmable | Not Dimmable | No |  | SSSCBF | [25 empty] | 5 | 1764 | 138.41 | 12.69 | 20 | 0.9 | 4000 | 82 |  |  |  | FALSE | FALSE | FALSE | May, 02 2018 00:00:00 | 4.3 |  | standard |  |  |  |  | March, 30 2020 00:00:00 | FALSE | FALSE | FALSE | [6 empty] | AC | [7 empty] | FALSE
P2WX144D | TAI MING GREEN POWER Co., Ltd. | TAI MING GREEN POWER CO. LTD. | TMG-T8GF-4F240-45KD YM | Linear Replacement Lamp | T8 Four-Foot | Dual Mode Internal Driver (UL Type A and Type B) |  | standard | FALSE | [10 empty] | March, 01 2017 00:00:00 | Not Dimmable | Not Dimmable | No | Product Updated on 4/25/2017. | MMMPEQ | [25 empty] | 5 | 3200 | 134 | 24 | 10 | 0.9 | 4500 | 80 |  |  |  | FALSE | FALSE | FALSE | May, 02 2018 00:00:00 | 4.3 |  | standard |  |  |  |  | March, 30 2020 00:00:00 | FALSE | FALSE | FALSE | [6 empty] | AC | [7 empty] | FALSE
P8KWJY1H | TAI MING GREEN POWER Co., Ltd. | TAI MING GREEN POWER CO. LTD. | TMG-T8GF-4F240-30KD YM | Linear Replacement Lamp | T8 Four-Foot | Dual Mode Internal Driver (UL Type A and Type B) |  | standard | TRUE |  | 3239 | 134.3 | 24.11 | 15.27 | 0.902 | 3085 | 83 | 5 | 50000 | March, 01 2017 00:00:00 | Not Dimmable | Not Dimmable | No | Product Updated on 4/25/2017. | MMMPEQ | [15 empty] | 84.4 |  | 1.28 | 1.24 | [6 empty] | 5 | 2990 | 125 | 24 | 10 | 0.9 | 3000 | 80 |  |  |  | FALSE | FALSE | FALSE | May, 02 2018 00:00:00 | 4.3 |  | standard |  |  |  |  | March, 30 2020 00:00:00 | FALSE | FALSE | FALSE | [6 empty] | AC | [7 empty] | FALSE
PHMQVPEJ | James Trading Company Limited | JAMES | ZY-T8-12W1200 BIXX BALLAST COMPATIBLE LED TUBE (5000K Clear) | Linear Replacement Lamp | T8 Four-Foot | Dual Mode Internal Driver (UL Type A and Type B) |  | standard | FALSE | [10 empty] | March, 01 2017 00:00:00 | Not Dimmable | Not Dimmable | No |  | SSSCBF | [25 empty] | 5 | 1764 | 138.41 | 12.69 | 20 | 0.9 | 5000 | 82 |  |  |  | FALSE | FALSE | FALSE | May, 02 2018 00:00:00 | 4.3 |  | standard |  |  |  |  | March, 30 2020 00:00:00 | FALSE | FALSE | FALSE | [6 empty] | AC | [7 empty] | FALSE
P7D8NJY9 | TAI MING GREEN POWER Co., Ltd. | TAI MING GREEN POWER CO. LTD. | TMG-T8GF-4F240-40KD YM | Linear Replacement Lamp | T8 Four-Foot | Dual Mode Internal Driver (UL Type A and Type B) |  | standard | FALSE | [10 empty] | March, 01 2017 00:00:00 | Not Dimmable | Not Dimmable | No | Product Updated on 4/25/2017. | MMMPEQ | [25 empty] | 5 | 3200 | 134 | 24 | 10 | 0.9 | 4000 | 80 |  |  |  | FALSE | FALSE | FALSE | May, 02 2018 00:00:00 | 4.3 |  | standard |  |  |  |  | March, 30 2020 00:00:00 | FALSE | FALSE | FALSE | [6 empty] | AC | [7 empty] | FALSE
PC3JEC51 | TAI MING GREEN POWER Co., Ltd. | TAI MING GREEN POWER CO. LTD. | TMG-T8GF-4F240-50KD YM | Linear Replacement Lamp | T8 Four-Foot | Dual Mode Internal Driver (UL Type A and Type B) |  | standard | FALSE | [10 empty] | March, 01 2017 00:00:00 | Not Dimmable | Not Dimmable | No | Product Updated on 4/25/2017. | MMMPEQ | [25 empty] | 5 | 3200 | 134 | 24 | 10 | 0.9 | 5000 | 80 |  |  |  | FALSE | FALSE | FALSE | May, 02 2018 00:00:00 | 4.3 |  | standard |  |  |  |  | March, 30 2020 00:00:00 | FALSE | FALSE | FALSE | [6 empty] | AC | [7 empty] | FALSE
PQRQESZZ | James Trading Company Limited | JAMES | ZY-T8-12W1200 BIXX BALLAST COMPATIBLE LED TUBE (3000K Clear) | Linear Replacement Lamp | T8 Four-Foot | Dual Mode Internal Driver (UL Type A and Type B) |  | standard | TRUE |  | 1764 | 138.41 | 12.69 | 9.87 | 0.9029 | 2973 | 81.7 | 5 | 50000 | March, 01 2017 00:00:00 | Not Dimmable | Not Dimmable | No |  | SSSCBF | [15 empty] | 92 |  | 1.2 | 1.36 | [6 empty] | 5 | 1764 | 138.41 | 12.69 | 20 | 0.9 | 3000 | 82 |  |  |  | FALSE | FALSE | FALSE | May, 02 2018 00:00:00 | 4.3 |  | standard |  |  |  |  | March, 30 2020 00:00:00 | FALSE | FALSE | FALSE | [6 empty] | AC | [7 empty] | FALSE
PDV72UJ7 | James Trading Company Limited | JAMES | ZY-T8-12W1200 BIXX BALLAST COMPATIBLE LED TUBE (4500K Clear) | Linear Replacement Lamp | T8 Four-Foot | Dual Mode Internal Driver (UL Type A and Type B) |  | standard | FALSE | [10 empty] | March, 01 2017 00:00:00 | Not Dimmable | Not Dimmable | No |  | SSSCBF | [25 empty] | 5 | 1764 | 138.41 | 12.69 | 20 | 0.9 | 4500 | 82 |  |  |  | FALSE | FALSE | FALSE | May, 02 2018 00:00:00 | 4.3 |  | standard |  |  |  |  | March, 30 2020 00:00:00 | FALSE | FALSE | FALSE | [6 empty] | AC | [7 empty] | FALSE
PMDDWQMC | ZHEJIANG HONGYAO LIGHTING ELECTRICAL CO.,LTD | HONGYAO | HY-T8-N120-15W-A+B4000K | Linear Replacement Lamp | T8 Four-Foot | Dual Mode Internal Driver (UL Type A and Type B) |  | standard | TRUE |  | 2127.7 | 120.75 | 17.62 | 11.8 | 0.967 | 4089 | 81.7 | 5 |  | February, 28 2017 00:00:00 | Not Dimmable | Not Dimmable | No |  | RRRUAP | [15 empty] | 86.1 |  | 2 | 1.18 | [6 empty] | 5 | 2127.7 | 120.75 | 17.62 | 11.8 | 0.97 | 4000 | 80 |  |  |  | FALSE | FALSE | FALSE | May, 02 2018 00:00:00 | 4.3 |  | standard |  |  |  |  | March, 30 2020 00:00:00 | FALSE | FALSE | FALSE | [6 empty] | AC | [7 empty] | FALSE
PXHU2J3D | ZHEJIANG HONGYAO LIGHTING ELECTRICAL CO.,LTD | HONGYAO | HY-T8-N120-15W-A+B5000K | Linear Replacement Lamp | T8 Four-Foot | Dual Mode Internal Driver (UL Type A and Type B) |  | standard | TRUE |  | 2184.2 | 126.04 | 17.33 | 13.93 | 0.956 | 4986 | 80.2 | 5 |  | February, 28 2017 00:00:00 | Not Dimmable | Not Dimmable | No |  | RRRUAQ | [15 empty] | 84.5 |  | 1.36 | 1.2 | [6 empty] | 5 | 2184.2 | 126.04 | 17.33 | 13.93 | 0.96 | 5000 | 80 |  |  |  | FALSE | FALSE | FALSE | May, 02 2018 00:00:00 | 4.3 |  | standard |  |  |  |  | March, 30 2020 00:00:00 | FALSE | FALSE | FALSE | [6 empty] | AC | [7 empty] | FALSE
PEH9AK46 | Lunera Lighting | Lunera | HN-T8-D-48-15W-850-G2 | Linear Replacement Lamp | T8 Four-Foot | Replacement Lamps (plug and play) (UL Type A) |  | standard | FALSE | [10 empty] | February, 27 2017 00:00:00 | Not Dimmable | Not Dimmable | No |  | VVVWCC | [25 empty] | 5 | 2200 | 124 | 18 | 10.2 | 0.97 | 5000 | 82 |  |  |  | FALSE | FALSE | FALSE | May, 02 2018 00:00:00 | 4.3 |  | standard |  |  |  |  | March, 30 2020 00:00:00 | FALSE | FALSE | FALSE | [6 empty] | AC | [7 empty] | FALSE
P2R6NWYB | Lunera Lighting | Lunera | HN-T8-D-48-15W-830-G2 | Linear Replacement Lamp | T8 Four-Foot | Replacement Lamps (plug and play) (UL Type A) |  | standard | TRUE |  | 2177 | 128.9 | 16.9 | 9.83 | 0.9684 | 3061 | 82.9 | 5 | 50000 | February, 27 2017 00:00:00 | Not Dimmable | Not Dimmable | No |  | VVVWCC | [15 empty] | 83.2 |  | 1.26 | 1.3 | [6 empty] | 5 | 2100 | 117 | 18 | 9.83 | 0.97 | 3000 | 82 |  |  |  | FALSE | FALSE | FALSE | May, 02 2018 00:00:00 | 4.3 |  | standard |  |  |  |  | March, 30 2020 00:00:00 | FALSE | FALSE | FALSE | [6 empty] | AC | [7 empty] | FALSE
PAFBEPC7 | Lunera Lighting | Lunera | HN-T8-D-48-11W-840-G2 | Linear Replacement Lamp | T8 Four-Foot | Replacement Lamps (plug and play) (UL Type A) |  | standard | FALSE | [10 empty] | February, 27 2017 00:00:00 | Not Dimmable | Not Dimmable | No |  | VVVWCB | [25 empty] | 5 | 1800 | 124 | 14.5 | 13.61 | 0.95 | 4000 | 82 |  |  |  | FALSE | FALSE | FALSE | May, 02 2018 00:00:00 | 4.3 |  | standard |  |  |  |  | March, 30 2020 00:00:00 | FALSE | FALSE | FALSE | [6 empty] | AC | [7 empty] | FALSE
PT4YEXSQ | P.Q.L. Inc. | Superior Life | 91292 | Linear Replacement Lamp | T8 Four-Foot | Replacement Lamps (plug and play) (UL Type A) |  | standard | TRUE |  | 2323 | 120.2 | 19.32 | 7.59 | 0.9751 | 3073 | 82.7 | 5 | 50000 | February, 27 2017 00:00:00 | Dimmable | Continuous Below 10 | FALSE |  | VAVWFS | [15 empty] | 83.2 |  | 1.26 | 1.3 | [6 empty] | 4.4 | 2200 | 110 | 20 | 7.59 | 0.98 | 3000 | 83 |  |  |  | FALSE | FALSE | FALSE | May, 02 2018 00:00:00 | 4.3 |  | standard |  |  |  |  | November, 02 2018 00:00:00 | FALSE | FALSE | FALSE | [6 empty] | AC | [7 empty] | FALSE
P8BW61CD | TORCHSTAR CORP | TORCHSTAR | DB4PT8-18WPC50BC | Linear Replacement Lamp | T8 Four-Foot | Replacement Lamps (plug and play) (UL Type A) |  | standard | FALSE | [10 empty] | February, 27 2017 00:00:00 | Not Dimmable | Not Dimmable | No |  | WWWBHX | [25 empty] | 5 | 2200 | 122.22 | 18 | 7 | 0.98 | 5000 | 80 |  |  |  | FALSE | FALSE | FALSE | May, 02 2018 00:00:00 | 4.3 |  | standard |  |  |  |  | March, 30 2020 00:00:00 | FALSE | FALSE | FALSE | [6 empty] | AC | [7 empty] | FALSE
PFRYZP16 | TORCHSTAR CORP | TORCHSTAR | DB4PT8-18WPC40BC | Linear Replacement Lamp | T8 Four-Foot | Replacement Lamps (plug and play) (UL Type A) |  | standard | TRUE |  | 2344.3 | 125.03 | 18.75 | 7 | 0.983 | 4107 | 84.9 | 5 | 50000 | February, 27 2017 00:00:00 | Not Dimmable | Not Dimmable | No |  | WWWBHX | [15 empty] | 84.4 |  | 1.32 | 1.24 | [6 empty] | 5 | 2200 | 122.22 | 18 | 7 | 0.98 | 4000 | 80 |  |  |  | FALSE | FALSE | FALSE | May, 02 2018 00:00:00 | 4.3 |  | standard |  |  |  |  | March, 30 2020 00:00:00 | FALSE | FALSE | FALSE | [6 empty] | AC | [7 empty] | FALSE
PNKCXUNJ | Lunera Lighting | Lunera | HN-T8-D-48-11W-850-G2 | Linear Replacement Lamp | T8 Four-Foot | Replacement Lamps (plug and play) (UL Type A) |  | standard | FALSE | [10 empty] | February, 27 2017 00:00:00 | Not Dimmable | Not Dimmable | No |  | VVVWCB | [25 empty] | 5 | 1800 | 124 | 14.5 | 14.44 | 0.96 | 5000 | 82 |  |  |  | FALSE | FALSE | FALSE | May, 02 2018 00:00:00 | 4.3 |  | standard |  |  |  |  | March, 30 2020 00:00:00 | FALSE | FALSE | FALSE | [6 empty] | AC | [7 empty] | FALSE
PU6S5XR8 | Lunera Lighting | Lunera | HN-T8-D-48-11W-830-G2 | Linear Replacement Lamp | T8 Four-Foot | Replacement Lamps (plug and play) (UL Type A) |  | standard | TRUE |  | 1729 | 128.6 | 13.44 | 13.61 | 0.9545 | 3051 | 83.1 | 5 | 50000 | February, 27 2017 00:00:00 | Not Dimmable | Not Dimmable | No |  | VVVWCB | [15 empty] | 83.2 |  | 1.26 | 1.3 | [6 empty] | 5 | 1700 | 117 | 14.5 | 13.61 | 0.95 | 3000 | 82 |  |  |  | FALSE | FALSE | FALSE | May, 02 2018 00:00:00 | 4.3 |  | standard |  |  |  |  | March, 30 2020 00:00:00 | FALSE | FALSE | FALSE | [6 empty] | AC | [7 empty] | FALSE
PY75K2MQ | P.Q.L. Inc. | Superior Life | 91293 | Linear Replacement Lamp | T8 Four-Foot | Replacement Lamps (plug and play) (UL Type A) |  | standard | FALSE | [10 empty] | February, 27 2017 00:00:00 | Dimmable | Continuous Below 10 | FALSE |  | VAVWFS | [25 empty] | 4.4 | 2200 | 110 | 20 | 7.59 | 0.98 | 3500 | 83 |  |  |  | FALSE | FALSE | FALSE | May, 02 2018 00:00:00 | 4.3 |  | standard |  |  |  |  | November, 02 2018 00:00:00 | FALSE | FALSE | FALSE | [6 empty] | AC | [7 empty] | FALSE
P8RPE5QX | P.Q.L. Inc. | Superior Life | 91295 | Linear Replacement Lamp | T8 Four-Foot | Replacement Lamps (plug and play) (UL Type A) |  | standard | FALSE | [10 empty] | February, 27 2017 00:00:00 | Dimmable | Continuous Below 10 | FALSE |  | VAVWFS | [25 empty] | 4.4 | 2300 | 115 | 20 | 7.59 | 0.98 | 4000 | 83 |  |  |  | FALSE | FALSE | FALSE | May, 02 2018 00:00:00 | 4.3 |  | standard |  |  |  |  | November, 02 2018 00:00:00 | FALSE | FALSE | FALSE | [6 empty] | AC | [7 empty] | FALSE
PC1RUEZT | Lunera Lighting | Lunera | HN-T8-D-48-15W-835-G2 | Linear Replacement Lamp | T8 Four-Foot | Replacement Lamps (plug and play) (UL Type A) |  | standard | FALSE | [10 empty] | February, 27 2017 00:00:00 | Not Dimmable | Not Dimmable | No |  | VVVWCC | [25 empty] | 5 | 2100 | 117 | 18 | 9.83 | 0.97 | 3500 | 82 |  |  |  | FALSE | FALSE | FALSE | May, 02 2018 00:00:00 | 4.3 |  | standard |  |  |  |  | March, 30 2020 00:00:00 | FALSE | FALSE | FALSE | [6 empty] | AC | [7 empty] | FALSE
PNJGATYS | Lunera Lighting | Lunera | HN-T8-D-48-11W-835-G2 | Linear Replacement Lamp | T8 Four-Foot | Replacement Lamps (plug and play) (UL Type A) |  | standard | FALSE | [10 empty] | February, 27 2017 00:00:00 | Not Dimmable | Not Dimmable | No |  | VVVWCB | [25 empty] | 5 | 1700 | 117 | 14.5 | 13.61 | 0.95 | 3500 | 82 |  |  |  | FALSE | FALSE | FALSE | May, 02 2018 00:00:00 | 4.3 |  | standard |  |  |  |  | March, 30 2020 00:00:00 | FALSE | FALSE | FALSE | [6 empty] | AC | [7 empty] | FALSE
PBZJ2CMY | Lunera Lighting | Lunera | HN-T8-D-48-15W-840-G2 | Linear Replacement Lamp | T8 Four-Foot | Replacement Lamps (plug and play) (UL Type A) |  | standard | FALSE | [10 empty] | February, 27 2017 00:00:00 | Not Dimmable | Not Dimmable | No |  | VVVWCC | [25 empty] | 5 | 2200 | 124 | 18 | 9.83 | 0.97 | 4000 | 82 |  |  |  | FALSE | FALSE | FALSE | May, 02 2018 00:00:00 | 4.3 |  | standard |  |  |  |  | March, 30 2020 00:00:00 | FALSE | FALSE | FALSE | [6 empty] | AC | [7 empty] | FALSE
PQ6NMBPJ | P.Q.L. Inc. | Superior Life | 91294 | Linear Replacement Lamp | T8 Four-Foot | Replacement Lamps (plug and play) (UL Type A) |  | standard | FALSE | [10 empty] | February, 27 2017 00:00:00 | Dimmable | Continuous Below 10 | NO |  | VAVWFS | [25 empty] | 5 | 2400 | 120 | 20 | 7.64 | 0.98 | 5000 | 83 |  |  |  | FALSE | FALSE | FALSE | May, 02 2018 00:00:00 | 4.3 |  | standard |  |  |  |  | March, 30 2020 00:00:00 | FALSE | FALSE | FALSE | [6 empty] | AC | [7 empty] | FALSE
PBXCE3S6 | TAI MING GREEN POWER Co., Ltd. | TAI MING GREEN POWER CO. LTD. | TMG-T8GF-4F170-30KD YM | Linear Replacement Lamp | T8 Four-Foot | Dual Mode Internal Driver (UL Type A and Type B) |  | standard | TRUE |  | 2289 | 132.8 | 17.23 | 13.6 | 0.91 | 3066 | 82.8 | 5 | 50000 | February, 22 2017 00:00:00 | Not Dimmable | Not Dimmable | No | Product updated on 4/25/2017. | MMMPEG | [15 empty] | 84.5 |  | 1.28 | 1.26 | [6 empty] | 5 | 2150 | 127 | 17 | 10 | 0.9 | 3000 | 80 |  |  |  | FALSE | FALSE | FALSE | May, 02 2018 00:00:00 | 4.3 |  | standard |  |  |  |  | March, 30 2020 00:00:00 | FALSE | FALSE | FALSE | [6 empty] | AC | [7 empty] | FALSE
P1PCRGBA | TAI MING GREEN POWER Co., Ltd. | TAI MING GREEN POWER CO. LTD. | TMG-T8GF-4F120-50KD YM | Linear Replacement Lamp | T8 Four-Foot | Dual Mode Internal Driver (UL Type A and Type B) |  | standard | FALSE | [10 empty] | February, 22 2017 00:00:00 | Not Dimmable | Not Dimmable | No | Product updated on 4/25/2017. | MMMPEH | [25 empty] | 5 | 1800 | 150 | 12 | 10 | 0.9 | 5000 | 80 |  |  |  | FALSE | FALSE | FALSE | May, 02 2018 00:00:00 | 4.3 |  | standard |  |  |  |  | March, 30 2020 00:00:00 | FALSE | FALSE | FALSE | [6 empty] | AC | [7 empty] | FALSE
PXRBH2N7 | JIAXING SUPER LIGHTING ELECTRIC APPLIANCE CO.,LTD | Super | T8L-IDDM13-2200-4ft-CCA-91 | Linear Replacement Lamp | T8 Four-Foot | Replacement Lamps (plug and play) (UL Type A) |  | standard | FALSE | [10 empty] | February, 22 2017 00:00:00 | Not Dimmable | Not Dimmable | No | Updated on 6/27/2018 | DDDIWX | [25 empty] | 5 | 2200 | 122 | 18 | 20 | 0.9 | 4000 | 82 |  |  |  | FALSE | FALSE | FALSE | June, 27 2018 00:00:00 | 4.3 |  | standard |  |  |  |  | March, 30 2020 00:00:00 | FALSE | FALSE | FALSE | [6 empty] | AC | [7 empty] | FALSE
PWQJ9UPM | JIAXING SUPER LIGHTING ELECTRIC APPLIANCE CO.,LTD | Super | T8L-IDDM13-2200-4ft-ECA-91 | Linear Replacement Lamp | T8 Four-Foot | Replacement Lamps (plug and play) (UL Type A) |  | standard | FALSE | [10 empty] | February, 22 2017 00:00:00 | Not Dimmable | Not Dimmable | No | Updated on 6/27/2018 | DDDIWX | [25 empty] | 5 | 2200 | 122 | 18 | 20 | 0.9 | 5000 | 82 |  |  |  | FALSE | FALSE | FALSE | June, 27 2018 00:00:00 | 4.3 |  | standard |  |  |  |  | March, 30 2020 00:00:00 | FALSE | FALSE | FALSE | [6 empty] | AC | [7 empty] | FALSE
PX863WE1 | TAI MING GREEN POWER Co., Ltd. | TAI MING GREEN POWER CO. LTD. | TMG-T8GF-4F170-45KD YM | Linear Replacement Lamp | T8 Four-Foot | Dual Mode Internal Driver (UL Type A and Type B) |  | standard | FALSE | [10 empty] | February, 22 2017 00:00:00 | Not Dimmable | Not Dimmable | No | Product updated on 4/25/2017. | MMMPEG | [25 empty] | 5 | 2300 | 136 | 17 | 10 | 0.9 | 4500 | 80 |  |  |  | FALSE | FALSE | FALSE | May, 02 2018 00:00:00 | 4.3 |  | standard |  |  |  |  | March, 30 2020 00:00:00 | FALSE | FALSE | FALSE | [6 empty] | AC | [7 empty] | FALSE
PQZVA6KF | TAI MING GREEN POWER Co., Ltd. | TAI MING GREEN POWER CO. LTD. | TMG-T8GF-4F120-40KD YM | Linear Replacement Lamp | T8 Four-Foot | Dual Mode Internal Driver (UL Type A and Type B) |  | standard | FALSE | [10 empty] | February, 22 2017 00:00:00 | Not Dimmable | Not Dimmable | No | Product updated on 4/25/2017. | MMMPEH | [25 empty] | 5 | 1800 | 150 | 12 | 10 | 0.9 | 4000 | 80 |  |  |  | FALSE | FALSE | FALSE | May, 02 2018 00:00:00 | 4.3 |  | standard |  |  |  |  | March, 30 2020 00:00:00 | FALSE | FALSE | FALSE | [6 empty] | AC | [7 empty] | FALSE
PMETBKSC | TAI MING GREEN POWER Co., Ltd. | TAI MING GREEN POWER CO. LTD. | TMG-T8GF-4F120-45KD YM | Linear Replacement Lamp | T8 Four-Foot | Dual Mode Internal Driver (UL Type A and Type B) |  | standard | FALSE | [10 empty] | February, 22 2017 00:00:00 | Not Dimmable | Not Dimmable | No | Product updated on 4/25/2017. | MMMPEH | [25 empty] | 5 | 1800 | 150 | 12 | 10 | 0.9 | 4500 | 80 |  |  |  | FALSE | FALSE | FALSE | May, 02 2018 00:00:00 | 4.3 |  | standard |  |  |  |  | March, 30 2020 00:00:00 | FALSE | FALSE | FALSE | [6 empty] | AC | [7 empty] | FALSE
PM2ZB97A | JIAXING SUPER LIGHTING ELECTRIC APPLIANCE CO.,LTD | Super | T8L-IDDM13-2200-4ft-BCA-91 | Linear Replacement Lamp | T8 Four-Foot | Replacement Lamps (plug and play) (UL Type A) |  | standard | FALSE | [10 empty] | February, 22 2017 00:00:00 | Not Dimmable | Not Dimmable | No | Updated on 6/27/2018 | DDDIWX | [25 empty] | 5 | 2100 | 117 | 18 | 20 | 0.9 | 3500 | 82 |  |  |  | FALSE | FALSE | FALSE | June, 27 2018 00:00:00 | 4.3 |  | standard |  |  |  |  | March, 30 2020 00:00:00 | FALSE | FALSE | FALSE | [6 empty] | AC | [7 empty] | FALSE
PFPZ45VZ | JIAXING SUPER LIGHTING ELECTRIC APPLIANCE CO.,LTD | Super | T8L-IDDM13-2600-4ft-BBA-91 | Linear Replacement Lamp | T8 Four-Foot | Replacement Lamps (plug and play) (UL Type A) |  | standard | FALSE | [10 empty] | February, 22 2017 00:00:00 | Not Dimmable | Not Dimmable | No |  | MMMPDS | [25 empty] | 5 | 2450 | 120 | 21 | 20 | 0.9 | 3500 | 82 |  |  |  | FALSE | FALSE | FALSE | May, 02 2018 00:00:00 | 4.3 |  | standard |  |  |  |  | March, 30 2020 00:00:00 | FALSE | FALSE | FALSE | [6 empty] | AC | [7 empty] | FALSE
P58UJJAN | TAI MING GREEN POWER Co., Ltd. | TAI MING GREEN POWER CO. LTD. | TMG-T8GF-4F170-35KD YM | Linear Replacement Lamp | T8 Four-Foot | Dual Mode Internal Driver (UL Type A and Type B) |  | standard | FALSE | [10 empty] | February, 22 2017 00:00:00 | Not Dimmable | Not Dimmable | No | Product updated on 4/25/2017. | MMMPEG | [25 empty] | 5 | 2150 | 127 | 17 | 10 | 0.9 | 3500 | 80 |  |  |  | FALSE | FALSE | FALSE | May, 02 2018 00:00:00 | 4.3 |  | standard |  |  |  |  | March, 30 2020 00:00:00 | FALSE | FALSE | FALSE | [6 empty] | AC | [7 empty] | FALSE
PT437H46 | TAI MING GREEN POWER Co., Ltd. | TAI MING GREEN POWER CO. LTD. | TMG-T8GF-4F170-50KD YM | Linear Replacement Lamp | T8 Four-Foot | Dual Mode Internal Driver (UL Type A and Type B) |  | standard | FALSE | [10 empty] | February, 22 2017 00:00:00 | Not Dimmable | Not Dimmable | No | Product updated on 4/25/2017. | MMMPEG | [25 empty] | 5 | 2300 | 136 | 17 | 10 | 0.9 | 5000 | 80 |  |  |  | FALSE | FALSE | FALSE | May, 02 2018 00:00:00 | 4.3 |  | standard |  |  |  |  | March, 30 2020 00:00:00 | FALSE | FALSE | FALSE | [6 empty] | AC | [7 empty] | FALSE
P3NQAE4J | TAI MING GREEN POWER Co., Ltd. | TAI MING GREEN POWER CO. LTD. | TMG-T8GF-4F120-35KD YM | Linear Replacement Lamp | T8 Four-Foot | Dual Mode Internal Driver (UL Type A and Type B) |  | standard | FALSE | [10 empty] | February, 22 2017 00:00:00 | Not Dimmable | Not Dimmable | No | Product updated on 4/25/2017. | MMMPEH | [25 empty] | 5 | 1680 | 140 | 12 | 10 | 0.9 | 3500 | 80 |  |  |  | FALSE | FALSE | FALSE | May, 02 2018 00:00:00 | 4.3 |  | standard |  |  |  |  | March, 30 2020 00:00:00 | FALSE | FALSE | FALSE | [6 empty] | AC | [7 empty] | FALSE
PGVKP5VQ | JIAXING SUPER LIGHTING ELECTRIC APPLIANCE CO.,LTD | Super | T8L-IDDM13-2600-4ft-CBA-91 | Linear Replacement Lamp | T8 Four-Foot | Replacement Lamps (plug and play) (UL Type A) |  | standard | FALSE | [10 empty] | February, 22 2017 00:00:00 | Not Dimmable | Not Dimmable | No |  | MMMPDS | [25 empty] | 5 | 2600 | 125 | 21 | 20 | 0.9 | 4000 | 82 |  |  |  | FALSE | FALSE | FALSE | May, 02 2018 00:00:00 | 4.3 |  | standard |  |  |  |  | March, 30 2020 00:00:00 | FALSE | FALSE | FALSE | [6 empty] | AC | [7 empty] | FALSE
PZPYEVVY | JIAXING SUPER LIGHTING ELECTRIC APPLIANCE CO.,LTD | Super | T8L-IDDM13-2600-4ft-DBA-91 | Linear Replacement Lamp | T8 Four-Foot | Replacement Lamps (plug and play) (UL Type A) |  | standard | FALSE | [10 empty] | February, 22 2017 00:00:00 | Not Dimmable | Not Dimmable | No |  | MMMPDS | [25 empty] | 5 | 2600 | 125 | 21 | 20 | 0.9 | 4500 | 82 |  |  |  | FALSE | FALSE | FALSE | May, 02 2018 00:00:00 | 4.3 |  | standard |  |  |  |  | March, 30 2020 00:00:00 | FALSE | FALSE | FALSE | [6 empty] | AC | [7 empty] | FALSE
PWSUWDWN | JIAXING SUPER LIGHTING ELECTRIC APPLIANCE CO.,LTD | Super | T8L-IDDM13-2600-4ft-EBA-91 | Linear Replacement Lamp | T8 Four-Foot | Replacement Lamps (plug and play) (UL Type A) |  | standard | FALSE | [10 empty] | February, 22 2017 00:00:00 | Not Dimmable | Not Dimmable | No |  | MMMPDS | [25 empty] | 5 | 2600 | 125 | 21 | 20 | 0.9 | 5000 | 82 |  |  |  | FALSE | FALSE | FALSE | May, 02 2018 00:00:00 | 4.3 |  | standard |  |  |  |  | March, 30 2020 00:00:00 | FALSE | FALSE | FALSE | [6 empty] | AC | [7 empty] | FALSE
PMFPZ15J | JIAXING SUPER LIGHTING ELECTRIC APPLIANCE CO.,LTD | Super | T8L-IDDM13-2600-4ft-ABA-91 | Linear Replacement Lamp | T8 Four-Foot | Replacement Lamps (plug and play) (UL Type A) |  | standard | TRUE |  | 2555 | 123.7 | 20.65 | 7.48 | 0.9861 | 3092 | 84.6 | 5 | 50000 | February, 22 2017 00:00:00 | Not Dimmable | Not Dimmable | No |  | MMMPDS | [15 empty] | 82.9 |  | 1.28 | 1.38 | [6 empty] | 5 | 2450 | 120 | 21 | 20 | 0.9 | 3000 | 82 |  |  |  | FALSE | FALSE | FALSE | May, 02 2018 00:00:00 | 4.3 |  | standard |  |  |  |  | March, 30 2020 00:00:00 | FALSE | FALSE | FALSE | [6 empty] | AC | [7 empty] | FALSE
PBHNHBA6 | JIAXING SUPER LIGHTING ELECTRIC APPLIANCE CO.,LTD | Super | T8L-IDDM13-2200-4ft-DCA-91 | Linear Replacement Lamp | T8 Four-Foot | Replacement Lamps (plug and play) (UL Type A) |  | standard | FALSE | [10 empty] | February, 22 2017 00:00:00 | Not Dimmable | Not Dimmable | No | Updated on 6/27/2018 | DDDIWX | [25 empty] | 5 | 2200 | 122 | 18 | 20 | 0.9 | 4500 | 82 |  |  |  | FALSE | FALSE | FALSE | June, 27 2018 00:00:00 | 4.3 |  | standard |  |  |  |  | March, 30 2020 00:00:00 | FALSE | FALSE | FALSE | [6 empty] | AC | [7 empty] | FALSE
PB2SNVGK | JIAXING SUPER LIGHTING ELECTRIC APPLIANCE CO.,LTD | Super | T8L-IDDM13-2200-4ft-ACA-91 | Linear Replacement Lamp | T8 Four-Foot | Replacement Lamps (plug and play) (UL Type A) |  | standard | TRUE |  | 2120 | 119.8 | 17.69 | 8.22 | 0.9689 | 3072 | 82.7 | 5 | 50000 | February, 22 2017 00:00:00 | Not Dimmable | Not Dimmable | No | Updated on 6/27/2018 | DDDIWX | [15 empty] | 81.7 |  | 1.24 | 1.26 | [6 empty] | 5 | 2100 | 117 | 18 | 20 | 0.9 | 3000 | 82 |  |  |  | FALSE | FALSE | FALSE | June, 27 2018 00:00:00 | 4.3 |  | standard |  |  |  |  | March, 30 2020 00:00:00 | FALSE | FALSE | FALSE | [6 empty] | AC | [7 empty] | FALSE
PVGH3P57 | TAI MING GREEN POWER Co., Ltd. | TAI MING GREEN POWER CO. LTD. | TMG-T8GF-4F170-40KD YM | Linear Replacement Lamp | T8 Four-Foot | Dual Mode Internal Driver (UL Type A and Type B) |  | standard | FALSE | [10 empty] | February, 22 2017 00:00:00 | Not Dimmable | Not Dimmable | No | Product updated on 4/25/2017. | MMMPEG | [25 empty] | 5 | 2300 | 136 | 17 | 10 | 0.9 | 4000 | 80 |  |  |  | FALSE | FALSE | FALSE | May, 02 2018 00:00:00 | 4.3 |  | standard |  |  |  |  | March, 30 2020 00:00:00 | FALSE | FALSE | FALSE | [6 empty] | AC | [7 empty] | FALSE
P9GS48HA | TAI MING GREEN POWER Co., Ltd. | TAI MING GREEN POWER CO. LTD. | TMG-T8GF-4F120-30KD YM | Linear Replacement Lamp | T8 Four-Foot | Dual Mode Internal Driver (UL Type A and Type B) |  | standard | TRUE |  | 1823 | 150.8 | 12.09 | 14.63 | 0.9 | 3056 | 83.2 | 5 | 50000 | February, 22 2017 00:00:00 | Not Dimmable | Not Dimmable | No | Product updated on 4/25/2017. | MMMPEH | [15 empty] | 84.6 |  | 1.28 | 1.26 | [6 empty] | 5 | 1680 | 140 | 12 | 10 | 0.9 | 3000 | 80 |  |  |  | FALSE | FALSE | FALSE | May, 02 2018 00:00:00 | 4.3 |  | standard |  |  |  |  | March, 30 2020 00:00:00 | FALSE | FALSE | FALSE | [6 empty] | AC | [7 empty] | FALSE
P9GSXH52 | JIAXING SUPER LIGHTING ELECTRIC APPLIANCE CO.,LTD | Super | T8L-IDDM13-1800-4ft-BCA-91 | Linear Replacement Lamp | T8 Four-Foot | Replacement Lamps (plug and play) (UL Type A) |  | standard | FALSE | [10 empty] | February, 20 2017 00:00:00 | Not Dimmable | Not Dimmable | No | Updated on 06/27/2018 | MMMPEF | [25 empty] | 5 | 1700 | 117 | 14.5 | 20 | 0.9 | 3500 | 82 |  |  |  | FALSE | FALSE | FALSE | June, 27 2018 00:00:00 | 4.3 |  | standard |  |  |  |  | March, 30 2020 00:00:00 | FALSE | FALSE | FALSE | [6 empty] | AC | [7 empty] | FALSE
PQZA7UHY | JIAXING SUPER LIGHTING ELECTRIC APPLIANCE CO.,LTD | Super | T8L-IDDM13-1800-4ft-DCA-91 | Linear Replacement Lamp | T8 Four-Foot | Replacement Lamps (plug and play) (UL Type A) |  | standard | FALSE | [10 empty] | February, 20 2017 00:00:00 | Not Dimmable | Not Dimmable | No | Updated on 06/27/2018 | MMMPEF | [25 empty] | 5 | 1800 | 124 | 14.5 | 20 | 0.9 | 4500 | 82 |  |  |  | FALSE | FALSE | FALSE | June, 27 2018 00:00:00 | 4.3 |  | standard |  |  |  |  | March, 30 2020 00:00:00 | FALSE | FALSE | FALSE | [6 empty] | AC | [7 empty] | FALSE
PADRUKTM | JIAXING SUPER LIGHTING ELECTRIC APPLIANCE CO.,LTD | Super | T8L-IDDM13-1800-4ft-ACA-91 | Linear Replacement Lamp | T8 Four-Foot | Replacement Lamps (plug and play) (UL Type A) |  | standard | TRUE |  | 1673.1 | 123.2 | 13.59 | 14.74 | 0.9535 | 3059 | 82.8 | 5 | 50000 | February, 20 2017 00:00:00 | Not Dimmable | Not Dimmable | No | Updated on 06/27/2018 | MMMPEF | [15 empty] | 81.8 |  | 1.24 | 1.28 | [6 empty] | 5 | 1700 | 117 | 14.5 | 20 | 0.9 | 3000 | 82 |  |  |  | FALSE | FALSE | FALSE | June, 27 2018 00:00:00 | 4.3 |  | standard |  |  |  |  | March, 30 2020 00:00:00 | FALSE | FALSE | FALSE | [6 empty] | AC | [7 empty] | FALSE
PZWW1S5M | JIAXING SUPER LIGHTING ELECTRIC APPLIANCE CO.,LTD | Super | T8L-IDDM13-1800-4ft-CCA-91 | Linear Replacement Lamp | T8 Four-Foot | Replacement Lamps (plug and play) (UL Type A) |  | standard | FALSE | [10 empty] | February, 20 2017 00:00:00 | Not Dimmable | Not Dimmable | No | Updated on 06/27/2018 | MMMPEF | [25 empty] | 5 | 1800 | 124 | 14.5 | 20 | 0.9 | 4000 | 82 |  |  |  | FALSE | FALSE | FALSE | June, 27 2018 00:00:00 | 4.3 |  | standard |  |  |  |  | March, 30 2020 00:00:00 | FALSE | FALSE | FALSE | [6 empty] | AC | [7 empty] | FALSE
PB4UNWNP | JIAXING SUPER LIGHTING ELECTRIC APPLIANCE CO.,LTD | Super | T8L-IDDM13-1800-4ft-ECA-91 | Linear Replacement Lamp | T8 Four-Foot | Replacement Lamps (plug and play) (UL Type A) |  | standard | FALSE | [10 empty] | February, 20 2017 00:00:00 | Not Dimmable | Not Dimmable | No | Updated on 06/27/2018 | MMMPEF | [25 empty] | 5 | 1800 | 124 | 14.5 | 20 | 0.9 | 5000 | 82 |  |  |  | FALSE | FALSE | FALSE | June, 27 2018 00:00:00 | 4.3 |  | standard |  |  |  |  | March, 30 2020 00:00:00 | FALSE | FALSE | FALSE | [6 empty] | AC | [7 empty] | FALSE
PFKZ84CM | ELB Electronics, Inc. | ELB | LEDT8-48-840-H-[F R]HF | Linear Replacement Lamp | T8 Four-Foot | Replacement Lamps (plug and play) (UL Type A) |  | standard | FALSE | [10 empty] | February, 16 2017 00:00:00 | Dimmable | Continuous Below 10 | No |  | NNNMCT | [25 empty] | 5 | 1880 | 117.5 | 16 | 20 | 0.9 | 4000 | 80 |  |  |  | FALSE | FALSE | FALSE | May, 02 2018 00:00:00 | 4.3 |  | standard |  |  |  |  | March, 30 2020 00:00:00 | FALSE | FALSE | FALSE | [6 empty] | AC | [7 empty] | FALSE
P4HF8K51 | ELB Electronics, Inc. | ELB | LEDT8-48-835-H-[F R]HF | Linear Replacement Lamp | T8 Four-Foot | Replacement Lamps (plug and play) (UL Type A) |  | standard | FALSE | [10 empty] | February, 16 2017 00:00:00 | Dimmable | Continuous Below 10 | No |  | NNNMCT | [25 empty] | 5 | 1880 | 117.5 | 16 | 20 | 0.9 | 3500 | 80 |  |  |  | FALSE | FALSE | FALSE | May, 02 2018 00:00:00 | 4.3 |  | standard |  |  |  |  | March, 30 2020 00:00:00 | FALSE | FALSE | FALSE | [6 empty] | AC | [7 empty] | FALSE
PUYF3U6E | ELB Electronics, Inc. | ELB | LEDT8-48-850-H-[F R]HF | Linear Replacement Lamp | T8 Four-Foot | Replacement Lamps (plug and play) (UL Type A) |  | standard | FALSE | [10 empty] | February, 16 2017 00:00:00 | Dimmable | Continuous Below 10 | No |  | NNNMCT | [25 empty] | 5 | 1880 | 117.5 | 16 | 20 | 0.9 | 5000 | 80 |  |  |  | FALSE | FALSE | FALSE | May, 02 2018 00:00:00 | 4.3 |  | standard |  |  |  |  | March, 30 2020 00:00:00 | FALSE | FALSE | FALSE | [6 empty] | AC | [7 empty] | FALSE
PB96UJZ2 | ELB Electronics, Inc. | ELB | LEDT8-48-830-H-[F R]HF | Linear Replacement Lamp | T8 Four-Foot | Replacement Lamps (plug and play) (UL Type A) |  | standard | TRUE |  | 1883 | 119.44 | 15.77 | 9.05 | 0.9694 | 3019 | 82.7 | 5 | 50000 | February, 16 2017 00:00:00 | Dimmable | Continuous Below 10 | No |  | NNNMCT | [15 empty] | 81 |  | 1.32 | 1.32 | [6 empty] | 5 | 1880 | 117.5 | 16 | 20 | 0.9 | 3000 | 80 |  |  |  | FALSE | FALSE | FALSE | May, 02 2018 00:00:00 | 4.3 |  | standard |  |  |  |  | March, 30 2020 00:00:00 | FALSE | FALSE | FALSE | [6 empty] | AC | [7 empty] | FALSE
PB5XG7NH | Online Stores LLC. | Lumegen | LG-4T8-12WBC-SM40K | Linear Replacement Lamp | T8 Four-Foot | Replacement Lamps (plug and play) (UL Type A) |  | standard | FALSE | [10 empty] | February, 15 2017 00:00:00 | Not Dimmable | Not Dimmable | NO | De-listed on 9/6/2018, re-listed on 10/1/2018 | YYYBMA | [25 empty] | 5 | 1836 | 123.64 | 14.85 | 9.35 | 0.9073 | 4000 | 85.2 |  |  |  | FALSE | FALSE | FALSE | October, 01 2018 00:00:00 | 4.3 |  | standard |  |  |  |  | March, 30 2020 00:00:00 | FALSE | FALSE | FALSE | [6 empty] | AC | [7 empty] | FALSE
PS8UU5C7 | Online Stores LLC. | Lumegen | LG-4T8-20WU-SM45K | Linear Replacement Lamp | T8 Four-Foot | Dual Mode Internal Driver (UL Type A and Type B) |  | standard | FALSE | [10 empty] | February, 15 2017 00:00:00 | Not Dimmable | Not Dimmable | NotYetVerified | Product updated 9/21/2016, de-listed on 9/6/2018, re-listed on 10/1/2018 | YYYBMP | [25 empty] | 5 | 2600 | 130 | 20 | 5.79 | 0.9 | 4500 | 80 |  |  |  | FALSE | FALSE | FALSE | October, 01 2018 00:00:00 | 4.3 |  | standard |  |  |  |  | March, 30 2020 00:00:00 | FALSE | FALSE | FALSE | [6 empty] | AC | [7 empty] | FALSE
P95468PF | Online Stores LLC. | Lumegen | LG-4T8-16WU-SC45K | Linear Replacement Lamp | T8 Four-Foot | Dual Mode Internal Driver (UL Type A and Type B) |  | standard | FALSE | [10 empty] | February, 15 2017 00:00:00 | Not Dimmable | Not Dimmable | NotYetVerified | De-listed on 9/6/2018, re-listed on 10/1/2018 | YYYBMO | [25 empty] | 5 | 2340 | 130 | 18 | 7.7 | 0.9 | 4500 | 80 |  |  |  | FALSE | FALSE | FALSE | October, 01 2018 00:00:00 | 4.3 |  | standard |  |  |  |  | March, 30 2020 00:00:00 | FALSE | FALSE | FALSE | [6 empty] | AC | [7 empty] | FALSE
P2SYAMYX | Online Stores LLC. | Lumegen | LG-4T8-20WU-SC45K | Linear Replacement Lamp | T8 Four-Foot | Dual Mode Internal Driver (UL Type A and Type B) |  | standard | FALSE | [10 empty] | February, 15 2017 00:00:00 | Not Dimmable | Not Dimmable | NotYetVerified | Product updated 9/21/2016, de-listed on 9/6/2018, re-listed on 10/1/2018 | YYYBMQ | [25 empty] | 5 | 2600 | 130 | 20 | 20 | 0.9 | 4500 | 80 |  |  |  | FALSE | FALSE | FALSE | October, 01 2018 00:00:00 | 4.3 |  | standard |  |  |  |  | March, 30 2020 00:00:00 | FALSE | FALSE | FALSE | [6 empty] | AC | [7 empty] | FALSE
P59TZ35H | Online Stores LLC. | Lumegen | LG-4T8-20WBC-SM45K | Linear Replacement Lamp | T8 Four-Foot | Replacement Lamps (plug and play) (UL Type A) |  | standard | FALSE | [10 empty] | February, 15 2017 00:00:00 | Not Dimmable | Not Dimmable | NO | De-listed on 9/6/2018, re-listed on 10/1/2018 | YYYBME | [25 empty] | 5 | 2605 | 119.66 | 21.77 | 5.87 | 0.911 | 4500 | 84.4 |  |  |  | FALSE | FALSE | FALSE | October, 01 2018 00:00:00 | 4.3 |  | standard |  |  |  |  | March, 30 2020 00:00:00 | FALSE | FALSE | FALSE | [6 empty] | AC | [7 empty] | FALSE
PNMPUP8M | Online Stores LLC. | Lumegen | LG-4T8-16WBC-SM45K | Linear Replacement Lamp | T8 Four-Foot | Replacement Lamps (plug and play) (UL Type A) |  | standard | FALSE | [10 empty] | February, 15 2017 00:00:00 | Not Dimmable | Not Dimmable | NO | De-listed on 9/6/2018, re-listed on 10/1/2018 | YYYBMC | [25 empty] | 5 | 2251 | 117.73 | 19.12 | 10.62 | 0.9745 | 4500 | 85.2 |  |  |  | FALSE | FALSE | FALSE | October, 01 2018 00:00:00 | 4.3 |  | standard |  |  |  |  | March, 30 2020 00:00:00 | FALSE | FALSE | FALSE | [6 empty] | AC | [7 empty] | FALSE
PZHYJPNU | Online Stores LLC. | Lumegen | LG-4T8-20WU-SM50K | Linear Replacement Lamp | T8 Four-Foot | Dual Mode Internal Driver (UL Type A and Type B) |  | standard | FALSE | [10 empty] | February, 15 2017 00:00:00 | Not Dimmable | Not Dimmable | NotYetVerified | Product updated 9/21/2016, de-listed on 9/6/2018, re-listed on 10/1/2018 | YYYBMP | [25 empty] | 5 | 2600 | 130 | 20 | 5.79 | 0.9 | 5000 | 80 |  |  |  | FALSE | FALSE | FALSE | October, 01 2018 00:00:00 | 4.3 |  | standard |  |  |  |  | March, 30 2020 00:00:00 | FALSE | FALSE | FALSE | [6 empty] | AC | [7 empty] | FALSE
PTRSPVC4 | Online Stores LLC. | Lumegen | LG-4T8-12WU-SC50K | Linear Replacement Lamp | T8 Four-Foot | Dual Mode Internal Driver (UL Type A and Type B) |  | standard | FALSE | [10 empty] | February, 15 2017 00:00:00 | Not Dimmable | Not Dimmable | NotYetVerified | De-listed on 9/6/2018, re-listed on 10/1/2018 | YYYBMM | [25 empty] | 5 | 1800 | 150 | 12 | 11.66 | 0.9 | 5000 | 80 |  |  |  | FALSE | FALSE | FALSE | October, 01 2018 00:00:00 | 4.3 |  | standard |  |  |  |  | March, 30 2020 00:00:00 | FALSE | FALSE | FALSE | [6 empty] | AC | [7 empty] | FALSE
PVZJ47E5 | Online Stores LLC. | Lumegen | LG-4T8-12WBC-SC50K | Linear Replacement Lamp | T8 Four-Foot | Replacement Lamps (plug and play) (UL Type A) |  | standard | FALSE | [10 empty] | February, 15 2017 00:00:00 | Not Dimmable | Not Dimmable | NO | De-listed on 9/6/2018, re-listed on 10/1/2018 | YYYBMB | [25 empty] | 5 | 2077 | 138.74 | 14.97 | 9.48 | 0.9051 | 5000 | 83.6 |  |  |  | FALSE | FALSE | FALSE | October, 01 2018 00:00:00 | 4.3 |  | standard |  |  |  |  | March, 30 2020 00:00:00 | FALSE | FALSE | FALSE | [6 empty] | AC | [7 empty] | FALSE
PXDG3884 | Online Stores LLC. | Lumegen | LG-4T8-16WU-SC35K | Linear Replacement Lamp | T8 Four-Foot | Dual Mode Internal Driver (UL Type A and Type B) |  | standard | FALSE | [10 empty] | February, 15 2017 00:00:00 | Not Dimmable | Not Dimmable | NotYetVerified | De-listed on 9/6/2018, re-listed on 10/1/2018 | YYYBMO | [25 empty] | 5 | 2250 | 125 | 18 | 7.7 | 0.9 | 3500 | 80 |  |  |  | FALSE | FALSE | FALSE | October, 01 2018 00:00:00 | 4.3 |  | standard |  |  |  |  | March, 30 2020 00:00:00 | FALSE | FALSE | FALSE | [6 empty] | AC | [7 empty] | FALSE
PTB77X53 | Online Stores LLC. | Lumegen | LG-4T8-16WBC-SC35K | Linear Replacement Lamp | T8 Four-Foot | Replacement Lamps (plug and play) (UL Type A) |  | standard | FALSE | [10 empty] | February, 15 2017 00:00:00 | Not Dimmable | Not Dimmable | NO | De-listed on 9/6/2018, re-listed on 10/1/2018 | YYYBMD | [25 empty] | 5 | 2395 | 128.83 | 18.59 | 10.69 | 0.9739 | 3500 | 82.6 |  |  |  | FALSE | FALSE | FALSE | October, 01 2018 00:00:00 | 4.3 |  | standard |  |  |  |  | March, 30 2020 00:00:00 | FALSE | FALSE | FALSE | [6 empty] | AC | [7 empty] | FALSE
PRJ7UJQJ | Online Stores LLC. | Lumegen | LG-4T8-20WU-SM40K | Linear Replacement Lamp | T8 Four-Foot | Dual Mode Internal Driver (UL Type A and Type B) |  | standard | FALSE | [10 empty] | February, 15 2017 00:00:00 | Not Dimmable | Not Dimmable | NotYetVerified | Product updated 9/21/2016, de-listed on 9/6/2018, re-listed on 10/1/2018 | YYYBMP | [25 empty] | 5 | 2600 | 130 | 20 | 5.79 | 0.9 | 4000 | 80 |  |  |  | FALSE | FALSE | FALSE | October, 01 2018 00:00:00 | 4.3 |  | standard |  |  |  |  | March, 30 2020 00:00:00 | FALSE | FALSE | FALSE | [6 empty] | AC | [7 empty] | FALSE
PFYAX877 | Online Stores LLC. | Lumegen | LG-4T8-12WU-SC40K | Linear Replacement Lamp | T8 Four-Foot | Dual Mode Internal Driver (UL Type A and Type B) |  | standard | FALSE | [10 empty] | February, 15 2017 00:00:00 | Not Dimmable | Not Dimmable | NotYetVerified | De-listed on 9/6/2018, re-listed on 10/1/2018 | YYYBMM | [25 empty] | 5 | 1800 | 150 | 12 | 11.66 | 0.9 | 4000 | 80 |  |  |  | FALSE | FALSE | FALSE | October, 01 2018 00:00:00 | 4.3 |  | standard |  |  |  |  | March, 30 2020 00:00:00 | FALSE | FALSE | FALSE | [6 empty] | AC | [7 empty] | FALSE
PBAWRNGU | Online Stores LLC. | Lumegen | LG-4T8-12WU-SM40K | Linear Replacement Lamp | T8 Four-Foot | Dual Mode Internal Driver (UL Type A and Type B) |  | standard | FALSE | [10 empty] | February, 15 2017 00:00:00 | Not Dimmable | Not Dimmable | NotYetVerified | De-listed on 9/6/2018, re-listed on 10/1/2018 | YYYBML | [25 empty] | 5 | 1680 | 140 | 12 | 14.16 | 0.9 | 4000 | 80 |  |  |  | FALSE | FALSE | FALSE | October, 01 2018 00:00:00 | 4.3 |  | standard |  |  |  |  | March, 30 2020 00:00:00 | FALSE | FALSE | FALSE | [6 empty] | AC | [7 empty] | FALSE
PFT1CFWN | Online Stores LLC. | Lumegen | LG-4T8-16WBC-SM30K | Linear Replacement Lamp | T8 Four-Foot | Replacement Lamps (plug and play) (UL Type A) |  | standard | TRUE |  | 2209 | 114.69 | 19.26 | 10.58 | 0.9751 | 2897 | 82.7 | 5 | 50000 | February, 15 2017 00:00:00 | Not Dimmable | Not Dimmable | NO | De-listed on 9/6/2018, re-listed on 10/1/2018 | YYYBMC | [15 empty] | 90 |  | 1.16 | 1.4 | [6 empty] | 5 | 2209 | 114.69 | 19.26 | 10.58 | 0.9751 | 3000 | 82.7 |  |  |  | FALSE | FALSE | FALSE | October, 01 2018 00:00:00 | 4.3 |  | standard |  |  |  |  | March, 30 2020 00:00:00 | FALSE | FALSE | FALSE | [6 empty] | AC | [7 empty] | FALSE
P71WMY1W | ELB Electronics, Inc. | ELB | LED T8/12-48-850-[F,R]HF | Linear Replacement Lamp | T8 Four-Foot | Replacement Lamps (plug and play) (UL Type A) |  | standard | FALSE | [10 empty] | February, 15 2017 00:00:00 | Dimmable | Continuous Below 10 | No | Updated: 3/8/17 | YYYBLY | [25 empty] | 5 | 1650 | 117 | 14 | 20 | 0.9 | 5000 | 80 |  |  |  | FALSE | FALSE | FALSE | May, 02 2018 00:00:00 | 4.3 |  | standard |  |  |  |  | March, 30 2020 00:00:00 | FALSE | FALSE | FALSE | [6 empty] | AC | [7 empty] | FALSE
PUW9EKCV | James Trading Company Limited | JAMES | ZY-T8-15W1200 BIXX PLUG AND PLAY(FROSTED LENS)(3000K) | Linear Replacement Lamp | T8 Four-Foot | Replacement Lamps (plug and play) (UL Type A) |  | standard | TRUE |  | 1985 | 118.9 | 16.69 | 7.1 | 0.9654 | 2992 | 81.7 | 5 | 50000 | February, 15 2017 00:00:00 | Not Dimmable | Not Dimmable | NotYetVerified |  | KKKZQH | [15 empty] | 90.7 |  | 1.38 | 1.17 | [6 empty] | 5 | 1985 | 118.9 | 16.69 | 20 | 0.9 | 3000 | 82 |  |  |  | FALSE | FALSE | FALSE | May, 02 2018 00:00:00 | 4.3 |  | standard |  |  |  |  | March, 30 2020 00:00:00 | FALSE | FALSE | FALSE | [6 empty] | AC | [7 empty] | FALSE
PKGV1YC2 | Online Stores LLC. | Lumegen | LG-4T8-16WU-SM35K | Linear Replacement Lamp | T8 Four-Foot | Dual Mode Internal Driver (UL Type A and Type B) |  | standard | FALSE | [10 empty] | February, 15 2017 00:00:00 | Not Dimmable | Not Dimmable | NotYetVerified | De-listed on 9/6/2018, re-listed on 10/1/2018 | YYYBMN | [25 empty] | 5 | 2160 | 120 | 18 | 7.63 | 0.9 | 3500 | 80 |  |  |  | FALSE | FALSE | FALSE | October, 01 2018 00:00:00 | 4.3 |  | standard |  |  |  |  | March, 30 2020 00:00:00 | FALSE | FALSE | FALSE | [6 empty] | AC | [7 empty] | FALSE
PJSW1DUU | Online Stores LLC. | Lumegen | LG-4T8-20WBC-SM35K | Linear Replacement Lamp | T8 Four-Foot | Replacement Lamps (plug and play) (UL Type A) |  | standard | FALSE | [10 empty] | February, 15 2017 00:00:00 | Not Dimmable | Not Dimmable | NO | De-listed on 9/6/2018, re-listed on 10/1/2018 | YYYBME | [25 empty] | 5 | 2545 | 117.34 | 21.69 | 6.15 | 0.9149 | 3500 | 82.3 |  |  |  | FALSE | FALSE | FALSE | October, 01 2018 00:00:00 | 4.3 |  | standard |  |  |  |  | March, 30 2020 00:00:00 | FALSE | FALSE | FALSE | [6 empty] | AC | [7 empty] | FALSE
PEBWQEGK | Online Stores LLC. | Lumegen | LG-4T8-20WU-SC40K | Linear Replacement Lamp | T8 Four-Foot | Dual Mode Internal Driver (UL Type A and Type B) |  | standard | FALSE | [10 empty] | February, 15 2017 00:00:00 | Not Dimmable | Not Dimmable | NotYetVerified | Product updated 9/21/2016, de-listed on 9/6/2018, re-listed on 10/1/2018 | YYYBMQ | [25 empty] | 5 | 2600 | 130 | 20 | 20 | 0.9 | 4000 | 80 |  |  |  | FALSE | FALSE | FALSE | October, 01 2018 00:00:00 | 4.3 |  | standard |  |  |  |  | March, 30 2020 00:00:00 | FALSE | FALSE | FALSE | [6 empty] | AC | [7 empty] | FALSE
PFT7WT9G | Online Stores LLC. | Lumegen | LG-4T8-12WBC-SC40K | Linear Replacement Lamp | T8 Four-Foot | Replacement Lamps (plug and play) (UL Type A) |  | standard | FALSE | [10 empty] | February, 15 2017 00:00:00 | Not Dimmable | Not Dimmable | NO | De-listed on 9/6/2018, re-listed on 10/1/2018 | YYYBMB | [25 empty] | 5 | 2028 | 136.02 | 14.91 | 9.08 | 0.9068 | 4000 | 85.1 |  |  |  | FALSE | FALSE | FALSE | October, 01 2018 00:00:00 | 4.3 |  | standard |  |  |  |  | March, 30 2020 00:00:00 | FALSE | FALSE | FALSE | [6 empty] | AC | [7 empty] | FALSE
P2K383SH | Online Stores LLC. | Lumegen | LG-4T8-16WBC-SM40K | Linear Replacement Lamp | T8 Four-Foot | Replacement Lamps (plug and play) (UL Type A) |  | standard | FALSE | [10 empty] | February, 15 2017 00:00:00 | Not Dimmable | Not Dimmable | NO | De-listed on 9/6/2018, re-listed on 10/1/2018 | YYYBMC | [25 empty] | 5 | 2234 | 116.66 | 19.15 | 10.62 | 0.9745 | 4000 | 85.2 |  |  |  | FALSE | FALSE | FALSE | October, 01 2018 00:00:00 | 4.3 |  | standard |  |  |  |  | March, 30 2020 00:00:00 | FALSE | FALSE | FALSE | [6 empty] | AC | [7 empty] | FALSE
PT5EDDKM | Online Stores LLC. | Lumegen | LG-4T8-12WU-SM45K | Linear Replacement Lamp | T8 Four-Foot | Dual Mode Internal Driver (UL Type A and Type B) |  | standard | FALSE | [10 empty] | February, 15 2017 00:00:00 | Not Dimmable | Not Dimmable | NotYetVerified | De-listed on 9/6/2018, re-listed on 10/1/2018 | YYYBML | [25 empty] | 5 | 1680 | 140 | 12 | 14.16 | 0.9 | 4500 | 80 |  |  |  | FALSE | FALSE | FALSE | October, 01 2018 00:00:00 | 4.3 |  | standard |  |  |  |  | March, 30 2020 00:00:00 | FALSE | FALSE | FALSE | [6 empty] | AC | [7 empty] | FALSE
PKD248XU | Online Stores LLC. | Lumegen | LG-4T8-20WBC-SC45K | Linear Replacement Lamp | T8 Four-Foot | Replacement Lamps (plug and play) (UL Type A) |  | standard | FALSE | [10 empty] | February, 15 2017 00:00:00 | Not Dimmable | Not Dimmable | NO | De-listed on 9/6/2018, re-listed on 10/1/2018 | YYYBMF | [25 empty] | 5 | 2911 | 134.96 | 21.57 | 5.97 | 0.9133 | 4500 | 84.5 |  |  |  | FALSE | FALSE | FALSE | October, 01 2018 00:00:00 | 4.3 |  | standard |  |  |  |  | March, 30 2020 00:00:00 | FALSE | FALSE | FALSE | [6 empty] | AC | [7 empty] | FALSE
P8UQA5AA | Online Stores LLC. | Lumegen | LG-4T8-16WBC-SM50K | Linear Replacement Lamp | T8 Four-Foot | Replacement Lamps (plug and play) (UL Type A) |  | standard | FALSE | [10 empty] | February, 15 2017 00:00:00 | Not Dimmable | Not Dimmable | NO | De-listed on 9/6/2018, re-listed on 10/1/2018 | YYYBMC | [25 empty] | 5 | 2268 | 118.87 | 19.08 | 10.95 | 0.9744 | 5000 | 84.2 |  |  |  | FALSE | FALSE | FALSE | October, 01 2018 00:00:00 | 4.3 |  | standard |  |  |  |  | March, 30 2020 00:00:00 | FALSE | FALSE | FALSE | [6 empty] | AC | [7 empty] | FALSE
PRD93GV5 | Online Stores LLC. | Lumegen | LG-4T8-12WBC-SM30K | Linear Replacement Lamp | T8 Four-Foot | Replacement Lamps (plug and play) (UL Type A) |  | standard | TRUE |  | 1771 | 119.74 | 14.76 | 9.08 | 0.9047 | 2885 | 82.6 | 5 |  | February, 15 2017 00:00:00 | Not Dimmable | Not Dimmable | NO | De-listed on 9/6/2018, re-listed on 10/1/2018 | YYYBMA | [15 empty] | 89.9 |  | 1.16 | 1.36 | [6 empty] | 5 | 1778 | 120.46 | 14.76 | 9.08 | 0.9047 | 3000 | 82.6 |  |  |  | FALSE | FALSE | FALSE | October, 01 2018 00:00:00 | 4.3 |  | standard |  |  |  |  | March, 30 2020 00:00:00 | FALSE | FALSE | FALSE | [6 empty] | AC | [7 empty] | FALSE
PAGTMN4Q | Online Stores LLC. | Lumegen | LG-4T8-16WBC-SC30K | Linear Replacement Lamp | T8 Four-Foot | Replacement Lamps (plug and play) (UL Type A) |  | standard | TRUE |  | 2368 | 127.24 | 18.61 | 10.69 | 0.9739 | 2886 | 82.6 | 5 | 50000 | February, 15 2017 00:00:00 | Not Dimmable | Not Dimmable | NO | De-listed on 9/6/2018, re-listed on 10/1/2018 | YYYBMD | [15 empty] | 91.7 |  | 1.22 | 1.4 | [6 empty] | 5 | 2368 | 127.24 | 18.61 | 10.69 | 0.9739 | 3000 | 82.6 |  |  |  | FALSE | FALSE | FALSE | October, 01 2018 00:00:00 | 4.3 |  | standard |  |  |  |  | March, 30 2020 00:00:00 | FALSE | FALSE | FALSE | [6 empty] | AC | [7 empty] | FALSE
PRQ83C2N | Online Stores LLC. | Lumegen | LG-4T8-12WU-SM30K | Linear Replacement Lamp | T8 Four-Foot | Dual Mode Internal Driver (UL Type A and Type B) |  | standard | TRUE |  | 1572.9 | 112.36 | 14 | 14.16 | 0.9756 | 2900 | 83.8 | 5 | 50000 | February, 15 2017 00:00:00 | Not Dimmable | Not Dimmable | NotYetVerified | De-listed on 9/6/2018, re-listed on 10/1/2018 | YYYBML | [15 empty] | 84.5 |  | 1.24 | 1.42 | [6 empty] | 4.4 | 1620 | 135 | 12 | 14.16 | 0.9 | 3000 | 80 |  |  |  | FALSE | FALSE | FALSE | October, 01 2018 00:00:00 | 4.3 |  | standard |  |  |  |  | November, 02 2018 00:00:00 | FALSE | FALSE | FALSE | [6 empty] | AC | [7 empty] | FALSE
PFFTCXDA | James Trading Company Limited | JAMES | ZY-T8-15W1200 BIXX PLUG AND PLAY(FROSTED LENS)(3500K) | Linear Replacement Lamp | T8 Four-Foot | Replacement Lamps (plug and play) (UL Type A) |  | standard | FALSE | [10 empty] | February, 15 2017 00:00:00 | Not Dimmable | Not Dimmable | NotYetVerified |  | KKKZQH | [25 empty] | 5 | 1985 | 118.9 | 16.69 | 20 | 0.9 | 3500 | 82 |  |  |  | FALSE | FALSE | FALSE | May, 02 2018 00:00:00 | 4.3 |  | standard |  |  |  |  | March, 30 2020 00:00:00 | FALSE | FALSE | FALSE | [6 empty] | AC | [7 empty] | FALSE
PMWHZSS3 | Online Stores LLC. | Lumegen | LG-4T8-20WU-SM35K | Linear Replacement Lamp | T8 Four-Foot | Dual Mode Internal Driver (UL Type A and Type B) |  | standard | FALSE | [10 empty] | February, 15 2017 00:00:00 | Not Dimmable | Not Dimmable | NotYetVerified | Product updated 9/21/2016, de-listed on 9/6/2018, re-listed on 10/1/2018 | YYYBMP | [25 empty] | 5 | 2600 | 130 | 20 | 5.79 | 0.9 | 3500 | 80 |  |  |  | FALSE | FALSE | FALSE | October, 01 2018 00:00:00 | 4.3 |  | standard |  |  |  |  | March, 30 2020 00:00:00 | FALSE | FALSE | FALSE | [6 empty] | AC | [7 empty] | FALSE
P4V8TNWH | Online Stores LLC. | Lumegen | LG-4T8-12WU-SC35K | Linear Replacement Lamp | T8 Four-Foot | Dual Mode Internal Driver (UL Type A and Type B) |  | standard | FALSE | [10 empty] | February, 15 2017 00:00:00 | Not Dimmable | Not Dimmable | NotYetVerified | De-listed on 9/6/2018, re-listed on 10/1/2018 | YYYBMM | [25 empty] | 5 | 1680 | 140 | 12 | 11.66 | 0.9 | 3500 | 80 |  |  |  | FALSE | FALSE | FALSE | October, 01 2018 00:00:00 | 4.3 |  | standard |  |  |  |  | March, 30 2020 00:00:00 | FALSE | FALSE | FALSE | [6 empty] | AC | [7 empty] | FALSE
PX57YJ14 | Online Stores LLC. | Lumegen | LG-4T8-12WBC-SM35K | Linear Replacement Lamp | T8 Four-Foot | Replacement Lamps (plug and play) (UL Type A) |  | standard | FALSE | [10 empty] | February, 15 2017 00:00:00 | Not Dimmable | Not Dimmable | NO | De-listed on 9/6/2018, re-listed on 10/1/2018 | YYYBMA | [25 empty] | 5 | 1807 | 122.01 | 14.81 | 9.08 | 0.9047 | 3500 | 82.6 |  |  |  | FALSE | FALSE | FALSE | October, 01 2018 00:00:00 | 4.3 |  | standard |  |  |  |  | March, 30 2020 00:00:00 | FALSE | FALSE | FALSE | [6 empty] | AC | [7 empty] | FALSE
PU4Z8SAZ | Online Stores LLC. | Lumegen | LG-4T8-12WU-SC45K | Linear Replacement Lamp | T8 Four-Foot | Dual Mode Internal Driver (UL Type A and Type B) |  | standard | FALSE | [10 empty] | February, 15 2017 00:00:00 | Not Dimmable | Not Dimmable | NotYetVerified | De-listed on 9/6/2018, re-listed on 10/1/2018 | YYYBMM | [25 empty] | 5 | 1800 | 150 | 12 | 11.66 | 0.9 | 4500 | 80 |  |  |  | FALSE | FALSE | FALSE | October, 01 2018 00:00:00 | 4.3 |  | standard |  |  |  |  | March, 30 2020 00:00:00 | FALSE | FALSE | FALSE | [6 empty] | AC | [7 empty] | FALSE
P1Q9EYVR | Online Stores LLC. | Lumegen | LG-4T8-16WU-SC50K | Linear Replacement Lamp | T8 Four-Foot | Dual Mode Internal Driver (UL Type A and Type B) |  | standard | FALSE | [10 empty] | February, 15 2017 00:00:00 | Not Dimmable | Not Dimmable | NotYetVerified | De-listed on 9/6/2018, re-listed on 10/1/2018 | YYYBMO | [25 empty] | 5 | 2340 | 130 | 18 | 7.7 | 0.9 | 5000 | 80 |  |  |  | FALSE | FALSE | FALSE | October, 01 2018 00:00:00 | 4.3 |  | standard |  |  |  |  | March, 30 2020 00:00:00 | FALSE | FALSE | FALSE | [6 empty] | AC | [7 empty] | FALSE
PZ2RSBBK | Online Stores LLC. | Lumegen | LG-4T8-20WBC-SM50K | Linear Replacement Lamp | T8 Four-Foot | Replacement Lamps (plug and play) (UL Type A) |  | standard | FALSE | [10 empty] | February, 15 2017 00:00:00 | Not Dimmable | Not Dimmable | NO | De-listed on 9/6/2018, re-listed on 10/1/2018 | YYYBME | [25 empty] | 5 | 2631 | 120.63 | 21.81 | 6.39 | 0.9093 | 5000 | 84 |  |  |  | FALSE | FALSE | FALSE | October, 01 2018 00:00:00 | 4.3 |  | standard |  |  |  |  | March, 30 2020 00:00:00 | FALSE | FALSE | FALSE | [6 empty] | AC | [7 empty] | FALSE
PDKXRX35 | Online Stores LLC. | Lumegen | LG-4T8-20WBC-SM30K | Linear Replacement Lamp | T8 Four-Foot | Replacement Lamps (plug and play) (UL Type A) |  | standard | TRUE |  | 2511 | 115.93 | 21.66 | 6.15 | 0.9149 | 2908 | 82.3 | 5 | 50000 | February, 15 2017 00:00:00 | Not Dimmable | Not Dimmable | NO | De-listed on 9/6/2018, re-listed on 10/1/2018 | YYYBME | [15 empty] | 90 |  | 1.16 | 1.42 | [6 empty] | 5 | 2511 | 115.93 | 21.66 | 6.15 | 0.9149 | 3000 | 82.3 |  |  |  | FALSE | FALSE | FALSE | October, 01 2018 00:00:00 | 4.3 |  | standard |  |  |  |  | March, 30 2020 00:00:00 | FALSE | FALSE | FALSE | [6 empty] | AC | [7 empty] | FALSE
P9RY5TQZ | Online Stores LLC. | Lumegen | LG-4T8-16WU-SM30K | Linear Replacement Lamp | T8 Four-Foot | Dual Mode Internal Driver (UL Type A and Type B) |  | standard | TRUE |  | 2034.7 | 114.76 | 17.73 | 7.63 | 0.9727 | 2884 | 81.9 | 5 | 50000 | February, 15 2017 00:00:00 | Not Dimmable | Not Dimmable | NotYetVerified | De-listed on 9/6/2018, re-listed on 10/1/2018 | YYYBMN | [15 empty] | 84.2 |  | 1.24 | 1.42 | [6 empty] | 5 | 2160 | 120 | 18 | 7.63 | 0.9 | 3000 | 80 |  |  |  | FALSE | FALSE | FALSE | October, 01 2018 00:00:00 | 4.3 |  | standard |  |  |  |  | March, 30 2020 00:00:00 | FALSE | FALSE | FALSE | [6 empty] | AC | [7 empty] | FALSE
PTWGX9UQ | ELB Electronics, Inc. | ELB | LED T8/12-48-835-[F,R]HF | Linear Replacement Lamp | T8 Four-Foot | Replacement Lamps (plug and play) (UL Type A) |  | standard | FALSE | [10 empty] | February, 15 2017 00:00:00 | Dimmable | Continuous Below 10 | No | Updated: 3/8/17 | YYYBLY | [25 empty] | 5 | 1650 | 117 | 14 | 20 | 0.9 | 3500 | 80 |  |  |  | FALSE | FALSE | FALSE | May, 02 2018 00:00:00 | 4.3 |  | standard |  |  |  |  | March, 30 2020 00:00:00 | FALSE | FALSE | FALSE | [6 empty] | AC | [7 empty] | FALSE
PDU6FPG4 | Online Stores LLC. | Lumegen | LG-4T8-20WBC-SM40K | Linear Replacement Lamp | T8 Four-Foot | Replacement Lamps (plug and play) (UL Type A) |  | standard | FALSE | [10 empty] | February, 15 2017 00:00:00 | Not Dimmable | Not Dimmable | NO | De-listed on 9/6/2018, re-listed on 10/1/2018 | YYYBME | [25 empty] | 5 | 2579 | 118.74 | 21.72 | 5.87 | 0.911 | 4000 | 84.4 |  |  |  | FALSE | FALSE | FALSE | October, 01 2018 00:00:00 | 4.3 |  | standard |  |  |  |  | March, 30 2020 00:00:00 | FALSE | FALSE | FALSE | [6 empty] | AC | [7 empty] | FALSE
PPR5DYX3 | Online Stores LLC. | Lumegen | LG-4T8-16WBC-SC40K | Linear Replacement Lamp | T8 Four-Foot | Replacement Lamps (plug and play) (UL Type A) |  | standard | FALSE | [10 empty] | February, 15 2017 00:00:00 | Not Dimmable | Not Dimmable | NO | De-listed on 9/6/2018, re-listed on 10/1/2018 | YYYBMD | [25 empty] | 5 | 2421 | 130.37 | 18.57 | 11.06 | 0.9715 | 4000 | 85.1 |  |  |  | FALSE | FALSE | FALSE | October, 01 2018 00:00:00 | 4.3 |  | standard |  |  |  |  | March, 30 2020 00:00:00 | FALSE | FALSE | FALSE | [6 empty] | AC | [7 empty] | FALSE
P8M3CJ3Y | Online Stores LLC. | Lumegen | LG-4T8-12WBC-SC45K | Linear Replacement Lamp | T8 Four-Foot | Replacement Lamps (plug and play) (UL Type A) |  | standard | FALSE | [10 empty] | February, 15 2017 00:00:00 | Not Dimmable | Not Dimmable | NO | De-listed on 9/6/2018, re-listed on 10/1/2018 | YYYBMB | [25 empty] | 5 | 2053 | 137.42 | 14.94 | 9.08 | 0.9068 | 4500 | 85.1 |  |  |  | FALSE | FALSE | FALSE | October, 01 2018 00:00:00 | 4.3 |  | standard |  |  |  |  | March, 30 2020 00:00:00 | FALSE | FALSE | FALSE | [6 empty] | AC | [7 empty] | FALSE
PGNT3YAV | Online Stores LLC. | Lumegen | LG-4T8-16WBC-SC45K | Linear Replacement Lamp | T8 Four-Foot | Replacement Lamps (plug and play) (UL Type A) |  | standard | FALSE | [10 empty] | February, 15 2017 00:00:00 | Not Dimmable | Not Dimmable | NO | De-listed on 9/6/2018, re-listed on 10/1/2018 | YYYBMD | [25 empty] | 5 | 2451 | 132.13 | 18.55 | 11.06 | 0.9715 | 4500 | 85.1 |  |  |  | FALSE | FALSE | FALSE | October, 01 2018 00:00:00 | 4.3 |  | standard |  |  |  |  | March, 30 2020 00:00:00 | FALSE | FALSE | FALSE | [6 empty] | AC | [7 empty] | FALSE
PJFX9DMB | Online Stores LLC. | Lumegen | LG-4T8-12WBC-SM45K | Linear Replacement Lamp | T8 Four-Foot | Replacement Lamps (plug and play) (UL Type A) |  | standard | FALSE | [10 empty] | February, 15 2017 00:00:00 | Not Dimmable | Not Dimmable | NO | De-listed on 9/6/2018, re-listed on 10/1/2018 | YYYBMA | [25 empty] | 5 | 1912 | 123.66 | 14.86 | 9.35 | 0.9073 | 4500 | 85.2 |  |  |  | FALSE | FALSE | FALSE | October, 01 2018 00:00:00 | 4.3 |  | standard |  |  |  |  | March, 30 2020 00:00:00 | FALSE | FALSE | FALSE | [6 empty] | AC | [7 empty] | FALSE
P7PFERYA | Online Stores LLC. | Lumegen | LG-4T8-12WU-SM50K | Linear Replacement Lamp | T8 Four-Foot | Dual Mode Internal Driver (UL Type A and Type B) |  | standard | FALSE | [10 empty] | February, 15 2017 00:00:00 | Not Dimmable | Not Dimmable | NotYetVerified | De-listed on 9/6/2018, re-listed on 10/1/2018 | YYYBML | [25 empty] | 5 | 1680 | 140 | 12 | 14.16 | 0.9 | 5000 | 80 |  |  |  | FALSE | FALSE | FALSE | October, 01 2018 00:00:00 | 4.3 |  | standard |  |  |  |  | March, 30 2020 00:00:00 | FALSE | FALSE | FALSE | [6 empty] | AC | [7 empty] | FALSE
PNURDDHF | Online Stores LLC. | Lumegen | LG-4T8-20WU-SC50K | Linear Replacement Lamp | T8 Four-Foot | Dual Mode Internal Driver (UL Type A and Type B) |  | standard | FALSE | [10 empty] | February, 15 2017 00:00:00 | Not Dimmable | Not Dimmable | NotYetVerified | Product updated 9/21/2016, de-listed on 9/6/2018, re-listed on 10/1/2018 | YYYBMQ | [25 empty] | 5 | 2600 | 130 | 20 | 20 | 0.9 | 5000 | 80 |  |  |  | FALSE | FALSE | FALSE | October, 01 2018 00:00:00 | 4.3 |  | standard |  |  |  |  | March, 30 2020 00:00:00 | FALSE | FALSE | FALSE | [6 empty] | AC | [7 empty] | FALSE
PZFJCSJ8 | Online Stores LLC. | Lumegen | LG-4T8-20WBC-SC50K | Linear Replacement Lamp | T8 Four-Foot | Replacement Lamps (plug and play) (UL Type A) |  | standard | FALSE | [10 empty] | February, 15 2017 00:00:00 | Not Dimmable | Not Dimmable | NO | De-listed on 9/6/2018, re-listed on 10/1/2018 | YYYBMF | [25 empty] | 5 | 2937 | 135.85 | 21.62 | 6.12 | 0.9117 | 5000 | 84 |  |  |  | FALSE | FALSE | FALSE | October, 01 2018 00:00:00 | 4.3 |  | standard |  |  |  |  | March, 30 2020 00:00:00 | FALSE | FALSE | FALSE | [6 empty] | AC | [7 empty] | FALSE
PFZER4FW | Online Stores LLC. | Lumegen | LG-4T8-12WBC-SC30K | Linear Replacement Lamp | T8 Four-Foot | Replacement Lamps (plug and play) (UL Type A) |  | standard | TRUE |  | 1968 | 132.53 | 14.82 | 9.11 | 0.9072 | 2871 | 82.6 | 5 |  | February, 15 2017 00:00:00 | Not Dimmable | Not Dimmable | NO | De-listed on 9/6/2018, re-listed on 10/1/2018 | YYYBMB | [15 empty] | 92 |  | 1.2 | 1.44 | [6 empty] | 5 | 1972 | 133.06 | 14.82 | 9.11 | 0.9072 | 3000 | 82.6 |  |  |  | FALSE | FALSE | FALSE | October, 01 2018 00:00:00 | 4.3 |  | standard |  |  |  |  | March, 30 2020 00:00:00 | FALSE | FALSE | FALSE | [6 empty] | AC | [7 empty] | FALSE
PFHYB477 | Online Stores LLC. | Lumegen | LG-4T8-20WBC-SC30K | Linear Replacement Lamp | T8 Four-Foot | Replacement Lamps (plug and play) (UL Type A) |  | standard | TRUE |  | 2834 | 131.33 | 21.58 | 6.08 | 0.9126 | 2893 | 82.4 | 5 | 50000 | February, 15 2017 00:00:00 | Not Dimmable | Not Dimmable | NO | De-listed on 9/6/2018, re-listed on 10/1/2018 | YYYBMF | [15 empty] | 91.3 |  | 1.22 | 1.4 | [6 empty] | 5 | 2834 | 131.33 | 21.58 | 6.08 | 0.9126 | 3000 | 82.4 |  |  |  | FALSE | FALSE | FALSE | October, 01 2018 00:00:00 | 4.3 |  | standard |  |  |  |  | March, 30 2020 00:00:00 | FALSE | FALSE | FALSE | [6 empty] | AC | [7 empty] | FALSE
PJWFS6PJ | Online Stores LLC. | Lumegen | LG-4T8-20WU-SC35K | Linear Replacement Lamp | T8 Four-Foot | Dual Mode Internal Driver (UL Type A and Type B) |  | standard | FALSE | [10 empty] | February, 15 2017 00:00:00 | Not Dimmable | Not Dimmable | NotYetVerified | Product updated 9/21/2016, de-listed on 9/6/2018, re-listed on 10/1/2018 | YYYBMQ | [25 empty] | 5 | 2600 | 130 | 20 | 20 | 0.9 | 3500 | 80 |  |  |  | FALSE | FALSE | FALSE | October, 01 2018 00:00:00 | 4.3 |  | standard |  |  |  |  | March, 30 2020 00:00:00 | FALSE | FALSE | FALSE | [6 empty] | AC | [7 empty] | FALSE
PZESS1CY | Online Stores LLC. | Lumegen | LG-4T8-16WU-SM40K | Linear Replacement Lamp | T8 Four-Foot | Dual Mode Internal Driver (UL Type A and Type B) |  | standard | FALSE | [10 empty] | February, 15 2017 00:00:00 | Not Dimmable | Not Dimmable | NotYetVerified | De-listed on 9/6/2018, re-listed on 10/1/2018 | YYYBMN | [25 empty] | 5 | 2160 | 120 | 18 | 7.63 | 0.9 | 4000 | 80 |  |  |  | FALSE | FALSE | FALSE | October, 01 2018 00:00:00 | 4.3 |  | standard |  |  |  |  | March, 30 2020 00:00:00 | FALSE | FALSE | FALSE | [6 empty] | AC | [7 empty] | FALSE
PM9659F2 | Online Stores LLC. | Lumegen | LG-4T8-16WU-SC40K | Linear Replacement Lamp | T8 Four-Foot | Dual Mode Internal Driver (UL Type A and Type B) |  | standard | FALSE | [10 empty] | February, 15 2017 00:00:00 | Not Dimmable | Not Dimmable | NotYetVerified | De-listed on 9/6/2018, re-listed on 10/1/2018 | YYYBMO | [25 empty] | 5 | 2340 | 130 | 18 | 7.7 | 0.9 | 4000 | 80 |  |  |  | FALSE | FALSE | FALSE | October, 01 2018 00:00:00 | 4.3 |  | standard |  |  |  |  | March, 30 2020 00:00:00 | FALSE | FALSE | FALSE | [6 empty] | AC | [7 empty] | FALSE
PGBF3TYE | Online Stores LLC. | Lumegen | LG-4T8-12WU-SC30K | Linear Replacement Lamp | T8 Four-Foot | Dual Mode Internal Driver (UL Type A and Type B) |  | standard | TRUE |  | 1700.7 | 123.07 | 13.82 | 11.66 | 0.9585 | 2877 | 82 | 5 | 50000 | February, 15 2017 00:00:00 | Not Dimmable | Not Dimmable | NotYetVerified | De-listed on 9/6/2018, re-listed on 10/1/2018 | YYYBMM | [15 empty] | 88.6 |  | 1.26 | 1.44 | [6 empty] | 5 | 1680 | 140 | 12 | 11.66 | 0.9 | 3000 | 80 |  |  |  | FALSE | FALSE | FALSE | October, 01 2018 00:00:00 | 4.3 |  | standard |  |  |  |  | March, 30 2020 00:00:00 | FALSE | FALSE | FALSE | [6 empty] | AC | [7 empty] | FALSE
PHN3RTHH | Online Stores LLC. | Lumegen | LG-4T8-16WU-SC30K | Linear Replacement Lamp | T8 Four-Foot | Dual Mode Internal Driver (UL Type A and Type B) |  | standard | TRUE |  | 2195.5 | 123.34 | 17.8 | 7.7 | 0.9727 | 2896 | 81.9 | 5 | 50000 | February, 15 2017 00:00:00 | Not Dimmable | Not Dimmable | NotYetVerified | De-listed on 9/6/2018, re-listed on 10/1/2018 | YYYBMO | [15 empty] | 89.3 |  | 1.28 | 1.44 | [6 empty] | 5 | 2250 | 125 | 18 | 7.7 | 0.9 | 3000 | 80 |  |  |  | FALSE | FALSE | FALSE | October, 01 2018 00:00:00 | 4.3 |  | standard |  |  |  |  | March, 30 2020 00:00:00 | FALSE | FALSE | FALSE | [6 empty] | AC | [7 empty] | FALSE
PK5WD2GX | Online Stores LLC. | Lumegen | LG-4T8-20WU-SC30K | Linear Replacement Lamp | T8 Four-Foot | Dual Mode Internal Driver (UL Type A and Type B) |  | standard | TRUE |  | 2589.3 | 124.41 | 20.81 | 5.83 | 0.9791 | 2898 | 81.8 | 5 | 50000 | February, 15 2017 00:00:00 | Not Dimmable | Not Dimmable | NotYetVerified | Product updated 9/21/2016, de-listed on 9/6/2018, re-listed on 10/1/2018 | YYYBMQ | [15 empty] | 88.9 |  | 1.26 | 1.42 | [6 empty] | 5 | 2600 | 130 | 20 | 20 | 0.9 | 3000 | 80 |  |  |  | FALSE | FALSE | FALSE | October, 01 2018 00:00:00 | 4.3 |  | standard |  |  |  |  | March, 30 2020 00:00:00 | FALSE | FALSE | FALSE | [6 empty] | AC | [7 empty] | FALSE
PX7WX4HC | Online Stores LLC. | Lumegen | LG-4T8-12WU-SM35K | Linear Replacement Lamp | T8 Four-Foot | Dual Mode Internal Driver (UL Type A and Type B) |  | standard | FALSE | [10 empty] | February, 15 2017 00:00:00 | Not Dimmable | Not Dimmable | NotYetVerified | De-listed on 9/6/2018, re-listed on 10/1/2018 | YYYBML | [25 empty] | 5 | 1620 | 135 | 12 | 14.16 | 0.9 | 3500 | 80 |  |  |  | FALSE | FALSE | FALSE | October, 01 2018 00:00:00 | 4.3 |  | standard |  |  |  |  | March, 30 2020 00:00:00 | FALSE | FALSE | FALSE | [6 empty] | AC | [7 empty] | FALSE
P56BUSBF | Online Stores LLC. | Lumegen | LG-4T8-20WBC-SC35K | Linear Replacement Lamp | T8 Four-Foot | Replacement Lamps (plug and play) (UL Type A) |  | standard | FALSE | [10 empty] | February, 15 2017 00:00:00 | Not Dimmable | Not Dimmable | NO | De-listed on 9/6/2018, re-listed on 10/1/2018 | YYYBMF | [25 empty] | 5 | 2860 | 132.71 | 21.55 | 6.08 | 0.9126 | 3500 | 82.4 |  |  |  | FALSE | FALSE | FALSE | October, 01 2018 00:00:00 | 4.3 |  | standard |  |  |  |  | March, 30 2020 00:00:00 | FALSE | FALSE | FALSE | [6 empty] | AC | [7 empty] | FALSE
P6X4H896 | Online Stores LLC. | Lumegen | LG-4T8-12WBC-SC35K | Linear Replacement Lamp | T8 Four-Foot | Replacement Lamps (plug and play) (UL Type A) |  | standard | FALSE | [10 empty] | February, 15 2017 00:00:00 | Not Dimmable | Not Dimmable | NO | De-listed on 9/6/2018, re-listed on 10/1/2018 | YYYBMB | [25 empty] | 5 | 2000 | 134.59 | 14.86 | 9.11 | 0.9072 | 3500 | 82.6 |  |  |  | FALSE | FALSE | FALSE | October, 01 2018 00:00:00 | 4.3 |  | standard |  |  |  |  | March, 30 2020 00:00:00 | FALSE | FALSE | FALSE | [6 empty] | AC | [7 empty] | FALSE
PT42FMF3 | Online Stores LLC. | Lumegen | LG-4T8-16WBC-SM35K | Linear Replacement Lamp | T8 Four-Foot | Replacement Lamps (plug and play) (UL Type A) |  | standard | FALSE | [10 empty] | February, 15 2017 00:00:00 | Not Dimmable | Not Dimmable | NO | De-listed on 9/6/2018, re-listed on 10/1/2018 | YYYBMC | [25 empty] | 4.4 | 2221 | 115.62 | 19.21 | 10.58 | 0.9751 | 3500 | 82.7 |  |  |  | FALSE | FALSE | FALSE | October, 01 2018 00:00:00 | 4.3 |  | standard |  |  |  |  | November, 02 2018 00:00:00 | FALSE | FALSE | FALSE | [6 empty] | AC | [7 empty] | FALSE
P3HK2W8J | Online Stores LLC. | Lumegen | LG-4T8-20WBC-SC40K | Linear Replacement Lamp | T8 Four-Foot | Replacement Lamps (plug and play) (UL Type A) |  | standard | FALSE | [10 empty] | February, 15 2017 00:00:00 | Not Dimmable | Not Dimmable | NO | De-listed on 9/6/2018, re-listed on 10/1/2018 | YYYBMF | [25 empty] | 5 | 2885 | 134.12 | 21.51 | 5.97 | 0.9133 | 4000 | 84.5 |  |  |  | FALSE | FALSE | FALSE | October, 01 2018 00:00:00 | 4.3 |  | standard |  |  |  |  | March, 30 2020 00:00:00 | FALSE | FALSE | FALSE | [6 empty] | AC | [7 empty] | FALSE
PGR4AXRK | Online Stores LLC. | Lumegen | LG-4T8-16WU-SM45K | Linear Replacement Lamp | T8 Four-Foot | Dual Mode Internal Driver (UL Type A and Type B) |  | standard | FALSE | [10 empty] | February, 15 2017 00:00:00 | Not Dimmable | Not Dimmable | NotYetVerified | De-listed on 9/6/2018, re-listed on 10/1/2018 | YYYBMN | [25 empty] | 5 | 2160 | 120 | 18 | 7.63 | 0.9 | 4500 | 80 |  |  |  | FALSE | FALSE | FALSE | October, 01 2018 00:00:00 | 4.3 |  | standard |  |  |  |  | March, 30 2020 00:00:00 | FALSE | FALSE | FALSE | [6 empty] | AC | [7 empty] | FALSE
PDRE2UQF | Online Stores LLC. | Lumegen | LG-4T8-16WU-SM50K | Linear Replacement Lamp | T8 Four-Foot | Dual Mode Internal Driver (UL Type A and Type B) |  | standard | FALSE | [10 empty] | February, 15 2017 00:00:00 | Not Dimmable | Not Dimmable | NotYetVerified | De-listed on 9/6/2018, re-listed on 10/1/2018 | YYYBMN | [25 empty] | 5 | 2160 | 120 | 18 | 7.63 | 0.9 | 5000 | 80 |  |  |  | FALSE | FALSE | FALSE | October, 01 2018 00:00:00 | 4.3 |  | standard |  |  |  |  | March, 30 2020 00:00:00 | FALSE | FALSE | FALSE | [6 empty] | AC | [7 empty] | FALSE
P9KHQR3Y | Online Stores LLC. | Lumegen | LG-4T8-12WBC-SM50K | Linear Replacement Lamp | T8 Four-Foot | Replacement Lamps (plug and play) (UL Type A) |  | standard | FALSE | [10 empty] | February, 15 2017 00:00:00 | Not Dimmable | Not Dimmable | NO | De-listed on 9/6/2018, re-listed on 10/1/2018 | YYYBMA | [25 empty] | 5 | 1987 | 133.62 | 14.87 | 9.31 | 0.9055 | 5000 | 83.8 |  |  |  | FALSE | FALSE | FALSE | October, 01 2018 00:00:00 | 4.3 |  | standard |  |  |  |  | March, 30 2020 00:00:00 | FALSE | FALSE | FALSE | [6 empty] | AC | [7 empty] | FALSE
PJMESE32 | Online Stores LLC. | Lumegen | LG-4T8-16WBC-SC50K | Linear Replacement Lamp | T8 Four-Foot | Replacement Lamps (plug and play) (UL Type A) |  | standard | FALSE | [10 empty] | February, 15 2017 00:00:00 | Not Dimmable | Not Dimmable | NO | De-listed on 9/6/2018, re-listed on 10/1/2018 | YYYBMD | [25 empty] | 5 | 2481 | 133.89 | 18.53 | 10.89 | 0.9729 | 5000 | 84 |  |  |  | FALSE | FALSE | FALSE | October, 01 2018 00:00:00 | 4.3 |  | standard |  |  |  |  | March, 30 2020 00:00:00 | FALSE | FALSE | FALSE | [6 empty] | AC | [7 empty] | FALSE
P3ZBH5QV | Online Stores LLC. | Lumegen | LG-4T8-20WU-SM30K | Linear Replacement Lamp | T8 Four-Foot | Dual Mode Internal Driver (UL Type A and Type B) |  | standard | TRUE |  | 2395 | 114.8 | 20.86 | 5.79 | 0.9799 | 2887 | 81.9 | 5 | 50000 | February, 15 2017 00:00:00 | Not Dimmable | Not Dimmable | NotYetVerified | Product updated 9/21/2016, de-listed on 9/6/2018, re-listed on 10/1/2018 | YYYBMP | [15 empty] | 84.7 |  | 1.22 | 1.38 | [6 empty] | 5 | 2600 | 130 | 20 | 5.79 | 0.9 | 3000 | 80 |  |  |  | FALSE | FALSE | FALSE | October, 01 2018 00:00:00 | 4.3 |  | standard |  |  |  |  | March, 30 2020 00:00:00 | FALSE | FALSE | FALSE | [6 empty] | AC | [7 empty] | FALSE
PTU9CE76 | ELB Electronics, Inc. | ELB | LED T8/12-48-840-[F,R]HF | Linear Replacement Lamp | T8 Four-Foot | Replacement Lamps (plug and play) (UL Type A) |  | standard | FALSE | [10 empty] | February, 15 2017 00:00:00 | Dimmable | Continuous Below 10 | No | Updated: 3/8/17 | YYYBLY | [25 empty] | 5 | 1650 | 117 | 14 | 20 | 0.9 | 4000 | 80 |  |  |  | FALSE | FALSE | FALSE | May, 02 2018 00:00:00 | 4.3 |  | standard |  |  |  |  | March, 30 2020 00:00:00 | FALSE | FALSE | FALSE | [6 empty] | AC | [7 empty] | FALSE
PKNB9XT6 | ELB Electronics, Inc. | ELB | LED T8/12-48-830-[F,R]HF | Linear Replacement Lamp | T8 Four-Foot | Replacement Lamps (plug and play) (UL Type A) |  | standard | TRUE |  | 1676.4 | 118.58 | 14.14 | 16.76 | 0.9441 | 3046 | 82.8 | 5 | 50000 | February, 15 2017 00:00:00 | Dimmable | Continuous Below 10 | No | Updated: 3/8/17 | YYYBLY | [15 empty] | 81.2 |  | 1.32 | 1.32 | [6 empty] | 5 | 1650 | 117 | 14 | 20 | 0.9 | 3000 | 80 |  |  |  | FALSE | FALSE | FALSE | May, 02 2018 00:00:00 | 4.3 |  | standard |  |  |  |  | March, 30 2020 00:00:00 | FALSE | FALSE | FALSE | [6 empty] | AC | [7 empty] | FALSE
PGJ9Z35N | Archipelago Lighting, Inc. | LIFEBULB | LBT8F2141C | Linear Replacement Lamp | T8 Four-Foot | Replacement Lamps (plug and play) (UL Type A) |  | standard | FALSE | [10 empty] | February, 14 2017 00:00:00 | Not Dimmable | Not Dimmable | FALSE |  | VVVWAR | [25 empty] | 4.4 | 2100 | 112 | 18 | 11.26 | 0.99 | 4000 | 83 |  |  |  | FALSE | FALSE | FALSE | May, 02 2018 00:00:00 | 4.3 |  | standard |  |  |  |  | November, 02 2018 00:00:00 | FALSE | FALSE | FALSE | [6 empty] | AC | [7 empty] | FALSE
PNA1MXWA | Archipelago Lighting, Inc. | LIFEBULB | LBT8F1945C | Linear Replacement Lamp | T8 Four-Foot | Replacement Lamps (plug and play) (UL Type A) |  | standard | FALSE | [10 empty] | February, 14 2017 00:00:00 | Not Dimmable | Not Dimmable | FALSE |  | VVVWAQ | [25 empty] | 4.4 | 1900 | 112 | 16 | 12.41 | 0.97 | 4500 | 83 |  |  |  | FALSE | FALSE | FALSE | May, 02 2018 00:00:00 | 4.3 |  | standard |  |  |  |  | November, 02 2018 00:00:00 | FALSE | FALSE | FALSE | [6 empty] | AC | [7 empty] | FALSE
PEG5NZ9Y | Emium Lighting LLC | Emium | EL-ZY-T8-20W1200 BIXX BALLAST COMPATIBLE LED TUBE(3500K CLEAR) | Linear Replacement Lamp | T8 Four-Foot | Dual Mode Internal Driver (UL Type A and Type B) |  | standard | TRUE |  | 2807 | 140.6 | 19.97 | 6.92 | 0.9734 | 3079 | 83.5 | 5 | 50000 | February, 14 2017 00:00:00 | Not Dimmable | Not Dimmable | NotYetVerified | Updated on 5/4/2017 | VAVWFG | [15 empty] | 91.7 |  | 1.2 | 1.4 | [6 empty] | 5 | 2807 | 140.6 | 19.97 | 20 | 0.9 | 3000 | 83 |  |  |  | FALSE | FALSE | FALSE | May, 02 2018 00:00:00 | 4.3 |  | standard |  |  |  |  | March, 30 2020 00:00:00 | FALSE | FALSE | FALSE | [6 empty] | AC | [7 empty] | FALSE
PF7BPMUH | Emium Lighting LLC | Emium | EL-ZY-T8-20W1200 BIXX BALLAST COMPATIBLE LED TUBE(4000K CLEAR) | Linear Replacement Lamp | T8 Four-Foot | Dual Mode Internal Driver (UL Type A and Type B) |  | standard | FALSE | [10 empty] | February, 14 2017 00:00:00 | Not Yet Verified | Not Yet Verified | NotYetVerified | Updated on 5/4/2017 | VAVWFG | [25 empty] | 5 | 2400 | 130 | 18 | 20 | 0.9 | 3500 | 83 |  |  |  | FALSE | FALSE | FALSE | May, 02 2018 00:00:00 | 4.3 |  | standard |  |  |  |  | March, 30 2020 00:00:00 | FALSE | FALSE | FALSE | [6 empty] | AC | [7 empty] | FALSE
P5NA87DM | Emium Lighting LLC | Emium | EL-ZY-T8-15W1200 BIXX BALLAST COMPATIBLE LED TUBE(5000K FROSTED) | Linear Replacement Lamp | T8 Four-Foot | Dual Mode Internal Driver (UL Type A and Type B) |  | standard | FALSE | [10 empty] | February, 14 2017 00:00:00 | Not Yet Verified | Not Yet Verified | NotYetVerified | Updated on 5/4/2017 | VAVWFD | [25 empty] | 5 | 2172 | 133 | 16.3 | 20 | 0.9 | 3000 | 83 |  |  |  | FALSE | FALSE | FALSE | May, 02 2018 00:00:00 | 4.3 |  | standard |  |  |  |  | March, 30 2020 00:00:00 | FALSE | FALSE | FALSE | [6 empty] | AC | [7 empty] | FALSE
PMKHU2C8 | Emium Lighting LLC | Emium | EL-ZY-T8-15W1200 BIXX BALLAST COMPATIBLE LED TUBE(3000K FROSTED) | Linear Replacement Lamp | T8 Four-Foot | Dual Mode Internal Driver (UL Type A and Type B) |  | standard | TRUE |  | 2172 | 133.25 | 16.3 | 6.91 | 0.9572 | 3012 | 81.8 | 5 | 50000 | February, 14 2017 00:00:00 | Not Yet Verified | Not Yet Verified | NotYetVerified |  | VAVWFD | [15 empty] | 90 |  | 1.16 | 1.38 | [6 empty] | 5 | 2172 | 133 | 16.3 | 20 | 0.9 | 3000 | 83 |  |  |  | FALSE | FALSE | FALSE | May, 02 2018 00:00:00 | 4.3 |  | standard |  |  |  |  | March, 30 2020 00:00:00 | FALSE | FALSE | FALSE | [6 empty] | AC | [7 empty] | FALSE
P3YK23CQ | Emium Lighting LLC | Emium | EL-ZY-T8-20W1200 BIXX BALLAST COMPATIBLE LED TUBE(3000K FROSTED) | Linear Replacement Lamp | T8 Four-Foot | Dual Mode Internal Driver (UL Type A and Type B) |  | standard | FALSE | [10 empty] | February, 14 2017 00:00:00 | Not Yet Verified | Not Yet Verified | NotYetVerified | Updated on 5/4/2017 | VAVWFF | [25 empty] | 5 | 2172 | 133 | 16.3 | 20 | 0.9 | 5000 | 83 |  |  |  | FALSE | FALSE | FALSE | May, 02 2018 00:00:00 | 4.3 |  | standard |  |  |  |  | March, 30 2020 00:00:00 | FALSE | FALSE | FALSE | [6 empty] | AC | [7 empty] | FALSE
P3X3Q7MD | Emium Lighting LLC | Emium | EL-ZY-T8-20W1200 BIXX BALLAST COMPATIBLE LED TUBE(4000K FROSTED) | Linear Replacement Lamp | T8 Four-Foot | Dual Mode Internal Driver (UL Type A and Type B) |  | standard | FALSE | [10 empty] | February, 14 2017 00:00:00 | Not Yet Verified | Not Yet Verified | NotYetVerified | Updated on 5/4/2017 | VAVWFF | [25 empty] | 5 | 2580 | 140 | 18 | 20 | 0.9 | 3000 | 83 |  |  |  | FALSE | FALSE | FALSE | May, 02 2018 00:00:00 | 4.3 |  | standard |  |  |  |  | March, 30 2020 00:00:00 | FALSE | FALSE | FALSE | [6 empty] | AC | [7 empty] | FALSE
P8AN2MJV | Archipelago Lighting, Inc. | LIFEBULB | LBT8F1935C | Linear Replacement Lamp | T8 Four-Foot | Replacement Lamps (plug and play) (UL Type A) |  | standard | FALSE | [10 empty] | February, 14 2017 00:00:00 | Not Dimmable | Not Dimmable | FALSE |  | VVVWAQ | [25 empty] | 4.4 | 1800 | 110 | 16 | 12.41 | 0.97 | 3500 | 83 |  |  |  | FALSE | FALSE | FALSE | May, 02 2018 00:00:00 | 4.3 |  | standard |  |  |  |  | November, 02 2018 00:00:00 | FALSE | FALSE | FALSE | [6 empty] | AC | [7 empty] | FALSE
PRQ14QN2 | Archipelago Lighting, Inc. | LIFEBULB | LBT8F1941C | Linear Replacement Lamp | T8 Four-Foot | Replacement Lamps (plug and play) (UL Type A) |  | standard | FALSE | [10 empty] | February, 14 2017 00:00:00 | Not Dimmable | Not Dimmable | FALSE |  | VVVWAQ | [25 empty] | 4.4 | 1900 | 112 | 16 | 12.41 | 0.97 | 4000 | 83 |  |  |  | FALSE | FALSE | FALSE | May, 02 2018 00:00:00 | 4.3 |  | standard |  |  |  |  | November, 02 2018 00:00:00 | FALSE | FALSE | FALSE | [6 empty] | AC | [7 empty] | FALSE
P5WJQBN9 | Archipelago Lighting, Inc. | LIFEBULB | LBT8F1950C | Linear Replacement Lamp | T8 Four-Foot | Replacement Lamps (plug and play) (UL Type A) |  | standard | FALSE | [10 empty] | February, 14 2017 00:00:00 | Not Dimmable | Not Dimmable | FALSE |  | VVVWAQ | [25 empty] | 4.4 | 2000 | 115 | 16 | 12.41 | 0.97 | 5000 | 83 |  |  |  | FALSE | FALSE | FALSE | May, 02 2018 00:00:00 | 4.3 |  | standard |  |  |  |  | November, 02 2018 00:00:00 | FALSE | FALSE | FALSE | [6 empty] | AC | [7 empty] | FALSE
PUWGEJ6W | Emium Lighting LLC | Emium | EL-ZY-T8-20W1200 BIXX BALLAST COMPATIBLE LED TUBE(3500K FROSTED) | Linear Replacement Lamp | T8 Four-Foot | Dual Mode Internal Driver (UL Type A and Type B) |  | standard | FALSE | [10 empty] | February, 14 2017 00:00:00 | Not Dimmable | Not Dimmable | NotYetVerified | Updated on 5/4/2017 | VAVWFF | [25 empty] | 5 | 2807 | 140.6 | 19.97 | 20 | 0.9 | 5000 | 83 |  |  |  | FALSE | FALSE | FALSE | May, 02 2018 00:00:00 | 4.3 |  | standard |  |  |  |  | March, 30 2020 00:00:00 | FALSE | FALSE | FALSE | [6 empty] | AC | [7 empty] | FALSE
PXSBRAP8 | Emium Lighting LLC | Emium | EL-ZY-T8-15W1200 BIXX BALLAST COMPATIBLE LED TUBE(4000K FROSTED) | Linear Replacement Lamp | T8 Four-Foot | Dual Mode Internal Driver (UL Type A and Type B) |  | standard | FALSE | [10 empty] | February, 14 2017 00:00:00 | Not Yet Verified | Not Yet Verified | NotYetVerified | Updated on 5/4/2017 | VAVWFD | [25 empty] | 5 | 2400 | 130 | 18 | 20 | 0.9 | 4000 | 83 |  |  |  | FALSE | FALSE | FALSE | May, 02 2018 00:00:00 | 4.3 |  | standard |  |  |  |  | March, 30 2020 00:00:00 | FALSE | FALSE | FALSE | [6 empty] | AC | [7 empty] | FALSE
PX2MUWHK | Emium Lighting LLC | Emium | EL-ZY-T8-20W1200 BIXX BALLAST COMPATIBLE LED TUBE(5000K FROSTED) | Linear Replacement Lamp | T8 Four-Foot | Dual Mode Internal Driver (UL Type A and Type B) |  | standard | FALSE | [10 empty] | February, 14 2017 00:00:00 | Not Yet Verified | Not Yet Verified | NotYetVerified | Updated on 5/4/2017 | VAVWFF | [25 empty] | 5 | 2580 | 140 | 18 | 20 | 0.9 | 5000 | 83 |  |  |  | FALSE | FALSE | FALSE | May, 02 2018 00:00:00 | 4.3 |  | standard |  |  |  |  | March, 30 2020 00:00:00 | FALSE | FALSE | FALSE | [6 empty] | AC | [7 empty] | FALSE
PW4X5NPE | Archipelago Lighting, Inc. | LIFEBULB | LBT8F2135C | Linear Replacement Lamp | T8 Four-Foot | Replacement Lamps (plug and play) (UL Type A) |  | standard | FALSE | [10 empty] | February, 14 2017 00:00:00 | Not Dimmable | Not Dimmable | FALSE |  | VVVWAR | [25 empty] | 4.4 | 2000 | 110 | 18 | 11.26 | 0.99 | 3500 | 83 |  |  |  | FALSE | FALSE | FALSE | May, 02 2018 00:00:00 | 4.3 |  | standard |  |  |  |  | November, 02 2018 00:00:00 | FALSE | FALSE | FALSE | [6 empty] | AC | [7 empty] | FALSE
PPDMJ7VG | Archipelago Lighting, Inc. | LIFEBULB | LBT8F2150C | Linear Replacement Lamp | T8 Four-Foot | Replacement Lamps (plug and play) (UL Type A) |  | standard | FALSE | [10 empty] | February, 14 2017 00:00:00 | Not Dimmable | Not Dimmable | FALSE |  | VVVWAR | [25 empty] | 4.4 | 2200 | 115 | 18 | 11.26 | 0.99 | 5000 | 83 |  |  |  | FALSE | FALSE | FALSE | May, 02 2018 00:00:00 | 4.3 |  | standard |  |  |  |  | November, 02 2018 00:00:00 | FALSE | FALSE | FALSE | [6 empty] | AC | [7 empty] | FALSE
PHXTEY5V | Archipelago Lighting, Inc. | LIFEBULB | LBT8F2130C | Linear Replacement Lamp | T8 Four-Foot | Replacement Lamps (plug and play) (UL Type A) |  | standard | TRUE |  | 2058 | 117.4 | 17.54 | 11.26 | 0.9669 | 3052 | 81.2 | 5 | 50000 | February, 14 2017 00:00:00 | Not Dimmable | Not Dimmable | FALSE |  | VVVWAR | [15 empty] | 83.8 |  | 1.26 | 1.24 | [6 empty] | 4.4 | 2000 | 110 | 18 | 11.26 | 0.99 | 3000 | 83 |  |  |  | FALSE | FALSE | FALSE | May, 02 2018 00:00:00 | 4.3 |  | standard |  |  |  |  | November, 02 2018 00:00:00 | FALSE | FALSE | FALSE | [6 empty] | AC | [7 empty] | FALSE
PNUQMW3H | Emium Lighting LLC | Emium | EL-ZY-T8-15W1200 BIXX BALLAST COMPATIBLE LED TUBE(3500K CLEAR) | Linear Replacement Lamp | T8 Four-Foot | Dual Mode Internal Driver (UL Type A and Type B) |  | standard | FALSE | [10 empty] | February, 14 2017 00:00:00 | Not Dimmable | Not Dimmable | NotYetVerified | Updated on 5/4/2017 | VAVWFD | [25 empty] | 5 | 2697 | 134.35 | 20.08 | 20 | 0.9 | 4000 | 83 |  |  |  | FALSE | FALSE | FALSE | May, 02 2018 00:00:00 | 4.3 |  | standard |  |  |  |  | March, 30 2020 00:00:00 | FALSE | FALSE | FALSE | [6 empty] | AC | [7 empty] | FALSE
PDYJ8T5R | Emium Lighting LLC | Emium | EL-ZY-T8-15W1200 BIXX BALLAST COMPATIBLE LED TUBE(5000K CLEAR) | Linear Replacement Lamp | T8 Four-Foot | Dual Mode Internal Driver (UL Type A and Type B) |  | standard | FALSE | [10 empty] | February, 14 2017 00:00:00 | Not Yet Verified | Not Yet Verified | NotYetVerified | Updated on 5/4/2017 | VAVWFD | [25 empty] | 5 | 2172 | 133 | 16.3 | 20 | 0.9 | 3500 | 83 |  |  |  | FALSE | FALSE | FALSE | May, 02 2018 00:00:00 | 4.3 |  | standard |  |  |  |  | March, 30 2020 00:00:00 | FALSE | FALSE | FALSE | [6 empty] | AC | [7 empty] | FALSE
PZCMWSNM | Archipelago Lighting, Inc. | LIFEBULB | LBT8F1930C | Linear Replacement Lamp | T8 Four-Foot | Replacement Lamps (plug and play) (UL Type A) |  | standard | TRUE |  | 1955 | 119 | 16.43 | 12.41 | 0.9634 | 3056 | 81.3 | 5 | 50000 | February, 14 2017 00:00:00 | Not Dimmable | Not Dimmable | FALSE |  | VVVWAQ | [15 empty] | 84 |  | 1.24 | 1.22 | [6 empty] | 4.4 | 1800 | 110 | 16 | 12.41 | 0.97 | 3000 | 83 |  |  |  | FALSE | FALSE | FALSE | May, 02 2018 00:00:00 | 4.3 |  | standard |  |  |  |  | November, 02 2018 00:00:00 | FALSE | FALSE | FALSE | [6 empty] | AC | [7 empty] | FALSE
PCWJ51MC | Archipelago Lighting, Inc. | LIFEBULB | LBT8F2145C | Linear Replacement Lamp | T8 Four-Foot | Replacement Lamps (plug and play) (UL Type A) |  | standard | FALSE | [10 empty] | February, 14 2017 00:00:00 | Not Dimmable | Not Dimmable | FALSE |  | VVVWAR | [25 empty] | 4.4 | 2100 | 112 | 18 | 11.26 | 0.99 | 4500 | 83 |  |  |  | FALSE | FALSE | FALSE | May, 02 2018 00:00:00 | 4.3 |  | standard |  |  |  |  | November, 02 2018 00:00:00 | FALSE | FALSE | FALSE | [6 empty] | AC | [7 empty] | FALSE
PTATFG5R | Emium Lighting LLC | Emium | EL-ZY-T8-15W1200 BIXX BALLAST COMPATIBLE LED TUBE(3000K CLEAR) | Linear Replacement Lamp | T8 Four-Foot | Dual Mode Internal Driver (UL Type A and Type B) |  | standard | FALSE | [10 empty] | February, 14 2017 00:00:00 | Not Dimmable | Not Dimmable | NotYetVerified | Updated on 5/4/2017 | VAVWFD | [25 empty] | 5 | 2807 | 140.6 | 19.97 | 20 | 0.9 | 3500 | 83 |  |  |  | FALSE | FALSE | FALSE | May, 02 2018 00:00:00 | 4.3 |  | standard |  |  |  |  | March, 30 2020 00:00:00 | FALSE | FALSE | FALSE | [6 empty] | AC | [7 empty] | FALSE
PA2K9DAZ | Emium Lighting LLC | Emium | EL-ZY-T8-15W1200 BIXX BALLAST COMPATIBLE LED TUBE(3500K FROSTED) | Linear Replacement Lamp | T8 Four-Foot | Dual Mode Internal Driver (UL Type A and Type B) |  | standard | FALSE | [10 empty] | February, 14 2017 00:00:00 | Not Dimmable | Not Dimmable | NotYetVerified | Updated on 5/4/2017 | VAVWFD | [25 empty] | 5 | 2697 | 134.35 | 20.08 | 20 | 0.9 | 3500 | 83 |  |  |  | FALSE | FALSE | FALSE | May, 02 2018 00:00:00 | 4.3 |  | standard |  |  |  |  | March, 30 2020 00:00:00 | FALSE | FALSE | FALSE | [6 empty] | AC | [7 empty] | FALSE
PEAWBN6T | Emium Lighting LLC | Emium | EL-ZY-T8-15W1200 BIXX BALLAST COMPATIBLE LED TUBE(4000K CLEAR) | Linear Replacement Lamp | T8 Four-Foot | Dual Mode Internal Driver (UL Type A and Type B) |  | standard | FALSE | [10 empty] | February, 14 2017 00:00:00 | Not Yet Verified | Not Yet Verified | NotYetVerified | Updated on 5/4/2017 | VAVWFD | [25 empty] | 5 | 2580 | 140 | 18 | 20 | 0.9 | 3500 | 83 |  |  |  | FALSE | FALSE | FALSE | May, 02 2018 00:00:00 | 4.3 |  | standard |  |  |  |  | March, 30 2020 00:00:00 | FALSE | FALSE | FALSE | [6 empty] | AC | [7 empty] | FALSE
PS1SHQTE | Emium Lighting LLC | Emium | EL-ZY-T8-20W1200 BIXX BALLAST COMPATIBLE LED TUBE(5000K CLEAR) | Linear Replacement Lamp | T8 Four-Foot | Dual Mode Internal Driver (UL Type A and Type B) |  | standard | TRUE |  | 2399 | 130.56 | 18.3 | 6.74 | 0.9426 | 3001 | 82.2 | 5 | 50000 | February, 14 2017 00:00:00 | Not Yet Verified | Not Yet Verified | NotYetVerified | Updated on 5/4/2017 | VAVWFG | [15 empty] | 86.83 |  | 1.22 | 1.32 | [6 empty] | 5 | 2400 | 130 | 18 | 20 | 0.9 | 3000 | 83 |  |  |  | FALSE | FALSE | FALSE | May, 02 2018 00:00:00 | 4.3 |  | standard |  |  |  |  | March, 30 2020 00:00:00 | FALSE | FALSE | FALSE | [6 empty] | AC | [7 empty] | FALSE
PEZ25H2U | Emium Lighting LLC | Emium | EL-ZY-T8-20W1200 BIXX BALLAST COMPATIBLE LED TUBE(3000K CLEAR) | Linear Replacement Lamp | T8 Four-Foot | Dual Mode Internal Driver (UL Type A and Type B) |  | standard | TRUE |  | 2172 | 133.25 | 16.3 | 6.91 | 0.9572 | 3012 | 81.8 | 5 | 50000 | February, 14 2017 00:00:00 | Not Yet Verified | Not Yet Verified | NotYetVerified | Updated on 5/4/2017 | VAVWFG | [15 empty] | 90 |  | 1.16 | 1.38 | [6 empty] | 5 | 2172 | 133 | 16.3 | 20 | 0.9 | 3000 | 83 |  |  |  | FALSE | FALSE | FALSE | May, 02 2018 00:00:00 | 4.3 |  | standard |  |  |  |  | March, 30 2020 00:00:00 | FALSE | FALSE | FALSE | [6 empty] | AC | [7 empty] | FALSE
PMDXD89B | Bravoled Lighting Manufacturing Co. Ltd. | Bravoled | BL-T8-18W1200-BQET+50C | Linear Replacement Lamp | T8 Four-Foot | Dual Mode Internal Driver (UL Type A and Type B) |  | standard | FALSE | [10 empty] | February, 13 2017 00:00:00 | Not Dimmable | Not Dimmable | No |  | SSSCAK | [25 empty] | 5 | 2339.7 | 132.1 | 17.7 | 18.1 | 0.93 | 5076 | 84.9 |  |  |  | FALSE | FALSE | FALSE | May, 02 2018 00:00:00 | 4.3 |  | standard |  |  |  |  | March, 30 2020 00:00:00 | FALSE | FALSE | FALSE | [6 empty] | AC | [7 empty] | FALSE
P926GRQM | Bravoled Lighting Manufacturing Co. Ltd. | Bravoled | BL-T8-18W1200-BQET+50F | Linear Replacement Lamp | T8 Four-Foot | Dual Mode Internal Driver (UL Type A and Type B) |  | standard | FALSE | [10 empty] | February, 13 2017 00:00:00 | Not Dimmable | Not Dimmable | No |  | SSSCAL | [25 empty] | 5 | 2266.3 | 128 | 17.7 | 18.8 | 0.94 | 5128 | 87.1 |  |  |  | FALSE | FALSE | FALSE | May, 02 2018 00:00:00 | 4.3 |  | standard |  |  |  |  | March, 30 2020 00:00:00 | FALSE | FALSE | FALSE | [6 empty] | AC | [7 empty] | FALSE
P5VQ4TJ8 | Jarvis Lighting | Jarvis Lighting | T8LED-12W-50K | Linear Replacement Lamp | T8 Four-Foot | Dual Mode Internal Driver (UL Type A and Type B) |  | standard | FALSE | [10 empty] | February, 13 2017 00:00:00 | Not Dimmable | Not Dimmable | NotYetVerified |  | WWWBHN | [25 empty] | 5 | 1800 | 150 | 12 | 11.66 | 0.9 | 5000 | 80 |  |  |  | FALSE | FALSE | FALSE | May, 02 2018 00:00:00 | 4.3 |  | standard |  |  |  |  | March, 30 2020 00:00:00 | FALSE | FALSE | FALSE | [6 empty] | AC | [7 empty] | FALSE
PY2CWAEV | Bravoled Lighting Manufacturing Co. Ltd. | Bravoled | BL-T8-18W1200-BQET+30C | Linear Replacement Lamp | T8 Four-Foot | Dual Mode Internal Driver (UL Type A and Type B) |  | standard | TRUE |  | 2281.82 | 129.649 | 17.6 | 17.2 | 0.926 | 3073 | 83.2 | 5 | 50000 | February, 13 2017 00:00:00 | Not Dimmable | Not Dimmable | No |  | SSSCAK | [15 empty] | 81.5 |  | 1.06 | 1.24 | [6 empty] | 5 | 2281.8 | 129.6 | 17.6 | 17.2 | 0.93 | 3073 | 83.2 |  |  |  | FALSE | FALSE | FALSE | May, 02 2018 00:00:00 | 4.3 |  | standard |  |  |  |  | March, 30 2020 00:00:00 | FALSE | FALSE | FALSE | [6 empty] | AC | [7 empty] | FALSE
PQNTP8PR | Jarvis Lighting | Jarvis Lighting | T8LED-12W-40K | Linear Replacement Lamp | T8 Four-Foot | Dual Mode Internal Driver (UL Type A and Type B) |  | standard | FALSE | [10 empty] | February, 13 2017 00:00:00 | Not Dimmable | Not Dimmable | NotYetVerified |  | WWWBHN | [25 empty] | 5 | 1800 | 150 | 12 | 11.66 | 0.9 | 4000 | 80 |  |  |  | FALSE | FALSE | FALSE | May, 02 2018 00:00:00 | 4.3 |  | standard |  |  |  |  | March, 30 2020 00:00:00 | FALSE | FALSE | FALSE | [6 empty] | AC | [7 empty] | FALSE
PH7MEXU8 | Jarvis Lighting | Jarvis Lighting | T8LED-12W-45K | Linear Replacement Lamp | T8 Four-Foot | Dual Mode Internal Driver (UL Type A and Type B) |  | standard | FALSE | [10 empty] | February, 13 2017 00:00:00 | Not Dimmable | Not Dimmable | NotYetVerified |  | WWWBHN | [25 empty] | 5 | 1800 | 150 | 12 | 11.66 | 0.9 | 4500 | 80 |  |  |  | FALSE | FALSE | FALSE | May, 02 2018 00:00:00 | 4.3 |  | standard |  |  |  |  | March, 30 2020 00:00:00 | FALSE | FALSE | FALSE | [6 empty] | AC | [7 empty] | FALSE
PH1YJNJX | Jarvis Lighting | Jarvis Lighting | T8LED-12W-30K | Linear Replacement Lamp | T8 Four-Foot | Dual Mode Internal Driver (UL Type A and Type B) |  | standard | TRUE |  | 1700.7 | 123.07 | 13.82 | 11.66 | 0.9585 | 2877 | 82 | 5 | 50000 | February, 13 2017 00:00:00 | Not Dimmable | Not Dimmable | NotYetVerified |  | WWWBHN | [15 empty] | 88.6 |  | 1.26 | 1.44 | [6 empty] | 5 | 1680 | 140 | 12 | 11.66 | 0.9 | 3000 | 80 |  |  |  | FALSE | FALSE | FALSE | May, 02 2018 00:00:00 | 4.3 |  | standard |  |  |  |  | March, 30 2020 00:00:00 | FALSE | FALSE | FALSE | [6 empty] | AC | [7 empty] | FALSE
P8FS4EJB | Bravoled Lighting Manufacturing Co. Ltd. | Bravoled | BL-T8-18W1200-BQET+40F | Linear Replacement Lamp | T8 Four-Foot | Dual Mode Internal Driver (UL Type A and Type B) |  | standard | FALSE | [10 empty] | February, 13 2017 00:00:00 | Not Dimmable | Not Dimmable | No |  | SSSCAL | [25 empty] | 5 | 2210.1 | 125.5 | 17.6 | 17.1 | 0.93 | 4000 | 83.9 |  |  |  | FALSE | FALSE | FALSE | May, 02 2018 00:00:00 | 4.3 |  | standard |  |  |  |  | March, 30 2020 00:00:00 | FALSE | FALSE | FALSE | [6 empty] | AC | [7 empty] | FALSE
PNCX7QKV | Bravoled Lighting Manufacturing Co. Ltd. | Bravoled | BL-T8-18W1200-BQET+40C | Linear Replacement Lamp | T8 Four-Foot | Dual Mode Internal Driver (UL Type A and Type B) |  | standard | FALSE | [10 empty] | February, 13 2017 00:00:00 | Not Dimmable | Not Dimmable | No |  | SSSCAK | [25 empty] | 5 | 2281.8 | 129.6 | 17.6 | 17.2 | 0.93 | 4000 | 83.2 |  |  |  | FALSE | FALSE | FALSE | May, 02 2018 00:00:00 | 4.3 |  | standard |  |  |  |  | March, 30 2020 00:00:00 | FALSE | FALSE | FALSE | [6 empty] | AC | [7 empty] | FALSE
P469MM6P | Jarvis Lighting | Jarvis Lighting | T8LED-12W-35K | Linear Replacement Lamp | T8 Four-Foot | Dual Mode Internal Driver (UL Type A and Type B) |  | standard | FALSE | [10 empty] | February, 13 2017 00:00:00 | Not Dimmable | Not Dimmable | NotYetVerified |  | WWWBHN | [25 empty] | 5 | 1680 | 140 | 12 | 11.66 | 0.9 | 3500 | 80 |  |  |  | FALSE | FALSE | FALSE | May, 02 2018 00:00:00 | 4.3 |  | standard |  |  |  |  | March, 30 2020 00:00:00 | FALSE | FALSE | FALSE | [6 empty] | AC | [7 empty] | FALSE
P5J2XM9W | Bravoled Lighting Manufacturing Co. Ltd. | Bravoled | BL-T8-18W1200-BQET+30F | Linear Replacement Lamp | T8 Four-Foot | Dual Mode Internal Driver (UL Type A and Type B) |  | standard | TRUE |  | 2210.16 | 125.577 | 17.6 | 17.1 | 0.926 | 3018 | 83.9 | 5 | 50000 | February, 13 2017 00:00:00 | Not Dimmable | Not Dimmable | No |  | SSSCAL | [15 empty] | 80.3 |  | 1.04 | 1.24 | [6 empty] | 5 | 2210.1 | 125.5 | 17.6 | 17.1 | 0.93 | 3018 | 83.9 |  |  |  | FALSE | FALSE | FALSE | May, 02 2018 00:00:00 | 4.3 |  | standard |  |  |  |  | March, 30 2020 00:00:00 | FALSE | FALSE | FALSE | [6 empty] | AC | [7 empty] | FALSE
PBR6R2FN | Gielight Co., Ltd. | Gielight | GL-UL-g12P(5000K) | Linear Replacement Lamp | T8 Four-Foot | Replacement Lamps (plug and play) (UL Type A) |  | standard | FALSE | [10 empty] | February, 09 2017 00:00:00 | Not Dimmable | Not Dimmable | No |  | OOOAKK | [25 empty] | 5 | 1800 | 150 | 12 | 11.88 | 0.9 | 5000 | 80.3 |  |  |  | FALSE | FALSE | FALSE | May, 02 2018 00:00:00 | 4.3 |  | standard |  |  |  |  | March, 30 2020 00:00:00 | FALSE | FALSE | FALSE | [6 empty] | AC | [7 empty] | FALSE
PBQ46UX9 | Gielight Co., Ltd. | Gielight | GL-UL-g12N(4000K) | Linear Replacement Lamp | T8 Four-Foot | Replacement Lamps (plug and play) (UL Type A) |  | standard | TRUE |  | 1943 | 125.27 | 15.5 | 11.81 | 0.9041 | 3933 | 80.9 | 5 | 50000 | February, 09 2017 00:00:00 | Not Dimmable | Not Dimmable | No |  | OOOAKK | [15 empty] | 84.5 |  | 1.24 | 1.32 | [6 empty] | 5 | 1800 | 150 | 12 | 11.81 | 0.9 | 4000 | 80.9 |  |  |  | FALSE | FALSE | FALSE | May, 02 2018 00:00:00 | 4.3 |  | standard |  |  |  |  | March, 30 2020 00:00:00 | FALSE | FALSE | FALSE | [6 empty] | AC | [7 empty] | FALSE
P93BGBCA | Gielight Co., Ltd. | Gielight | GL-UL-g12N(4500K) | Linear Replacement Lamp | T8 Four-Foot | Replacement Lamps (plug and play) (UL Type A) |  | standard | FALSE | [10 empty] | February, 09 2017 00:00:00 | Not Dimmable | Not Dimmable | No |  | OOOAKK | [25 empty] | 5 | 1800 | 150 | 12 | 11.81 | 0.9 | 4500 | 80.9 |  |  |  | FALSE | FALSE | FALSE | May, 02 2018 00:00:00 | 4.3 |  | standard |  |  |  |  | March, 30 2020 00:00:00 | FALSE | FALSE | FALSE | [6 empty] | AC | [7 empty] | FALSE
PAT3KYPA | AVIS CO., LTD. | AVIS Co. Ltd | T8CH-12-20H | Linear Replacement Lamp | T8 Four-Foot | Replacement Lamps (plug and play) (UL Type A) |  | standard | TRUE |  | 2676.56 | 128.43 | 20.84 | 8.04 | 0.927 | 5022 | 82.6 | 5 | 50000 | February, 08 2017 00:00:00 | Not Dimmable | Not Dimmable | FALSE |  | PPPRQK | [15 empty] | 88.1 |  | 1.28 | 1.2 | [6 empty] | 4.4 | 2200 | 110 | 20 | 6.4 | 1 | 5000 | 80 |  |  |  | FALSE | FALSE | FALSE | May, 02 2018 00:00:00 | 4.3 |  | standard |  |  |  |  | November, 02 2018 00:00:00 | FALSE | FALSE | FALSE | [6 empty] | AC | [7 empty] | FALSE
PU63VGAJ | Archipelago Lighting, Inc. | ARCHIPELAGO | LT8F210035K4 | Linear Replacement Lamp | T8 Four-Foot | Replacement Lamps (plug and play) (UL Type A) |  | standard | FALSE | [10 empty] | February, 03 2017 00:00:00 | Not Dimmable | Not Dimmable | FALSE |  | VVVVYL | [25 empty] | 4.4 | 2000 | 110 | 18 | 11.26 | 0.99 | 3500 | 83 |  |  |  | FALSE | FALSE | FALSE | May, 02 2018 00:00:00 | 4.3 |  | standard |  |  |  |  | November, 02 2018 00:00:00 | FALSE | FALSE | FALSE | [6 empty] | AC | [7 empty] | FALSE
P8HXR751 | Archipelago Lighting, Inc. | ARCHIPELAGO | LT8F190045K4 | Linear Replacement Lamp | T8 Four-Foot | Replacement Lamps (plug and play) (UL Type A) |  | standard | FALSE | [10 empty] | February, 03 2017 00:00:00 | Not Dimmable | Not Dimmable | FALSE |  | VVVVYK | [25 empty] | 4.4 | 1900 | 112 | 16 | 12.41 | 0.97 | 4500 | 83 |  |  |  | FALSE | FALSE | FALSE | May, 02 2018 00:00:00 | 4.3 |  | standard |  |  |  |  | November, 02 2018 00:00:00 | FALSE | FALSE | FALSE | [6 empty] | AC | [7 empty] | FALSE
PP1WAX1J | Archipelago Lighting, Inc. | ARCHIPELAGO | LT8F210030K4 | Linear Replacement Lamp | T8 Four-Foot | Replacement Lamps (plug and play) (UL Type A) |  | standard | TRUE |  | 2058 | 117.4 | 17.54 | 11.26 | 0.9669 | 3052 | 81.2 | 5 | 50000 | February, 03 2017 00:00:00 | Not Dimmable | Not Dimmable | FALSE |  | VVVVYL | [15 empty] | 83.8 |  | 1.26 | 1.24 | [6 empty] | 4.4 | 2000 | 110 | 18 | 11.26 | 0.99 | 3000 | 83 |  |  |  | FALSE | FALSE | FALSE | May, 02 2018 00:00:00 | 4.3 |  | standard |  |  |  |  | November, 02 2018 00:00:00 | FALSE | FALSE | FALSE | [6 empty] | AC | [7 empty] | FALSE
P68KFD8G | Archipelago Lighting, Inc. | ARCHIPELAGO | LT8F190050K4 | Linear Replacement Lamp | T8 Four-Foot | Replacement Lamps (plug and play) (UL Type A) |  | standard | FALSE | [10 empty] | February, 03 2017 00:00:00 | Not Dimmable | Not Dimmable | FALSE |  | VVVVYK | [25 empty] | 4.4 | 2000 | 115 | 16 | 12.41 | 0.97 | 5000 | 83 |  |  |  | FALSE | FALSE | FALSE | May, 02 2018 00:00:00 | 4.3 |  | standard |  |  |  |  | November, 02 2018 00:00:00 | FALSE | FALSE | FALSE | [6 empty] | AC | [7 empty] | FALSE
PTTN3WGS | Archipelago Lighting, Inc. | ARCHIPELAGO | LT8F190030K4 | Linear Replacement Lamp | T8 Four-Foot | Replacement Lamps (plug and play) (UL Type A) |  | standard | TRUE |  | 1955 | 119 | 16.43 | 12.41 | 0.9634 | 3056 | 81.3 | 5 | 50000 | February, 03 2017 00:00:00 | Not Dimmable | Not Dimmable | FALSE |  | VVVVYK | [15 empty] | 84 |  | 1.24 | 1.22 | [6 empty] | 4.4 | 1800 | 110 | 16 | 12.41 | 0.97 | 3000 | 83 |  |  |  | FALSE | FALSE | FALSE | May, 02 2018 00:00:00 | 4.3 |  | standard |  |  |  |  | November, 02 2018 00:00:00 | FALSE | FALSE | FALSE | [6 empty] | AC | [7 empty] | FALSE
P3N96PH2 | Archipelago Lighting, Inc. | ARCHIPELAGO | LT8F190041K4 | Linear Replacement Lamp | T8 Four-Foot | Replacement Lamps (plug and play) (UL Type A) |  | standard | FALSE | [10 empty] | February, 03 2017 00:00:00 | Not Dimmable | Not Dimmable | FALSE |  | VVVVYK | [25 empty] | 4.4 | 1900 | 112 | 16 | 12.41 | 0.97 | 4000 | 83 |  |  |  | FALSE | FALSE | FALSE | May, 02 2018 00:00:00 | 4.3 |  | standard |  |  |  |  | November, 02 2018 00:00:00 | FALSE | FALSE | FALSE | [6 empty] | AC | [7 empty] | FALSE
PJ1MYM2B | Archipelago Lighting, Inc. | ARCHIPELAGO | LT8F210045K4 | Linear Replacement Lamp | T8 Four-Foot | Replacement Lamps (plug and play) (UL Type A) |  | standard | FALSE | [10 empty] | February, 03 2017 00:00:00 | Not Dimmable | Not Dimmable | FALSE |  | VVVVYL | [25 empty] | 4.4 | 2100 | 112 | 18 | 11.26 | 0.99 | 4500 | 83 |  |  |  | FALSE | FALSE | FALSE | May, 02 2018 00:00:00 | 4.3 |  | standard |  |  |  |  | November, 02 2018 00:00:00 | FALSE | FALSE | FALSE | [6 empty] | AC | [7 empty] | FALSE
P8T2DTSG | Archipelago Lighting, Inc. | ARCHIPELAGO | LT8F190035K4 | Linear Replacement Lamp | T8 Four-Foot | Replacement Lamps (plug and play) (UL Type A) |  | standard | FALSE | [10 empty] | February, 03 2017 00:00:00 | Not Dimmable | Not Dimmable | FALSE |  | VVVVYK | [25 empty] | 4.4 | 1800 | 110 | 16 | 12.41 | 0.97 | 3500 | 83 |  |  |  | FALSE | FALSE | FALSE | May, 02 2018 00:00:00 | 4.3 |  | standard |  |  |  |  | November, 02 2018 00:00:00 | FALSE | FALSE | FALSE | [6 empty] | AC | [7 empty] | FALSE
PNQMJASU | Archipelago Lighting, Inc. | ARCHIPELAGO | LT8F210041K4 | Linear Replacement Lamp | T8 Four-Foot | Replacement Lamps (plug and play) (UL Type A) |  | standard | FALSE | [10 empty] | February, 03 2017 00:00:00 | Not Dimmable | Not Dimmable | FALSE |  | VVVVYL | [25 empty] | 4.4 | 2100 | 112 | 18 | 11.26 | 0.99 | 4000 | 83 |  |  |  | FALSE | FALSE | FALSE | May, 02 2018 00:00:00 | 4.3 |  | standard |  |  |  |  | November, 02 2018 00:00:00 | FALSE | FALSE | FALSE | [6 empty] | AC | [7 empty] | FALSE
PUS8QTAQ | Archipelago Lighting, Inc. | ARCHIPELAGO | LT8F210050K4 | Linear Replacement Lamp | T8 Four-Foot | Replacement Lamps (plug and play) (UL Type A) |  | standard | FALSE | [10 empty] | February, 03 2017 00:00:00 | Not Dimmable | Not Dimmable | FALSE |  | VVVVYL | [25 empty] | 4.4 | 2200 | 115 | 18 | 11.26 | 0.99 | 5000 | 83 |  |  |  | FALSE | FALSE | FALSE | May, 02 2018 00:00:00 | 4.3 |  | standard |  |  |  |  | November, 02 2018 00:00:00 | FALSE | FALSE | FALSE | [6 empty] | AC | [7 empty] | FALSE
PNRG6B8A | ELB Electronics, Inc. | ELB | LED T8E-48-850-GH-[FR]HF | Linear Replacement Lamp | T8 Four-Foot | Replacement Lamps (plug and play) (UL Type A) |  | standard | FALSE | [10 empty] | February, 02 2017 00:00:00 | Not Dimmable | Not Dimmable | No | Rotatable end caps lamp is qualified pointing straight down only | SSSCAH | [25 empty] | 5 | 1900 | 120 | 16 | 20 | 0.9 | 5000 | 80 |  |  |  | FALSE | FALSE | FALSE | May, 02 2018 00:00:00 | 4.3 |  | standard |  |  |  |  | March, 30 2020 00:00:00 | FALSE | FALSE | FALSE | [6 empty] | AC | [7 empty] | FALSE
PXQ541P6 | ELB Electronics, Inc. | ELB | LED T8E-48-840-GH-[FR]HF | Linear Replacement Lamp | T8 Four-Foot | Replacement Lamps (plug and play) (UL Type A) |  | standard | FALSE | [10 empty] | February, 02 2017 00:00:00 | Not Dimmable | Not Dimmable | No | Rotatable end caps lamp is qualified pointing straight down only | SSSCAH | [25 empty] | 5 | 1900 | 120 | 16 | 20 | 0.9 | 4000 | 80 |  |  |  | FALSE | FALSE | FALSE | May, 02 2018 00:00:00 | 4.3 |  | standard |  |  |  |  | March, 30 2020 00:00:00 | FALSE | FALSE | FALSE | [6 empty] | AC | [7 empty] | FALSE
P4XEUNP3 | ELB Electronics, Inc. | ELB | LED T8E-48-830-GH-[FR]HF | Linear Replacement Lamp | T8 Four-Foot | Replacement Lamps (plug and play) (UL Type A) |  | standard | TRUE |  | 1910.7 | 120.1 | 15.91 | 7.62 | 0.9605 | 3056 | 82.7 | 5 | 50000 | February, 02 2017 00:00:00 | Not Dimmable | Not Dimmable | No | Rotatable end caps lamp is qualified pointing straight down only | SSSCAH | [15 empty] | 81.2 |  | 1.36 | 1.32 | [6 empty] | 5 | 1900 | 120 | 16 | 20 | 0.9 | 3000 | 80 |  |  |  | FALSE | FALSE | FALSE | May, 02 2018 00:00:00 | 4.3 |  | standard |  |  |  |  | March, 30 2020 00:00:00 | FALSE | FALSE | FALSE | [6 empty] | AC | [7 empty] | FALSE
P7CVBTBU | ELB Electronics, Inc. | ELB | LED T8E-48-835-GH-[FR]HF | Linear Replacement Lamp | T8 Four-Foot | Replacement Lamps (plug and play) (UL Type A) |  | standard | FALSE | [10 empty] | February, 02 2017 00:00:00 | Not Dimmable | Not Dimmable | No | Rotatable end caps lamp is qualified pointing straight down only | SSSCAH | [25 empty] | 5 | 1900 | 120 | 16 | 20 | 0.9 | 3500 | 80 |  |  |  | FALSE | FALSE | FALSE | May, 02 2018 00:00:00 | 4.3 |  | standard |  |  |  |  | March, 30 2020 00:00:00 | FALSE | FALSE | FALSE | [6 empty] | AC | [7 empty] | FALSE
PAB245NP | Lighting Science Group, Corp. | LSPro | LSPro T8 A 12 4000K 48 MVOLT SB20 yyyy | Linear Replacement Lamp | T8 Four-Foot | Replacement Lamps (plug and play) (UL Type A) |  | standard | FALSE | [10 empty] | February, 01 2017 00:00:00 | Not Dimmable | Not Dimmable | No |  | YYYBKS | [25 empty] | 5 | 1800 | 124 | 14.5 | 13.61 | 0.95 | 4000 | 82 |  |  |  | FALSE | FALSE | FALSE | May, 02 2018 00:00:00 | 4.3 |  | standard |  |  |  |  | March, 30 2020 00:00:00 | FALSE | FALSE | FALSE | [6 empty] | AC | [7 empty] | FALSE
P9V2497D | Lighting Science Group, Corp. | LSPro | LSPro T8 A 12 5000K 48 MVOLT SB20 yyyy | Linear Replacement Lamp | T8 Four-Foot | Replacement Lamps (plug and play) (UL Type A) |  | standard | FALSE | [10 empty] | February, 01 2017 00:00:00 | Not Dimmable | Not Dimmable | No |  | YYYBKS | [25 empty] | 5 | 1800 | 124 | 14.5 | 14.44 | 0.96 | 5000 | 82 |  |  |  | FALSE | FALSE | FALSE | May, 02 2018 00:00:00 | 4.3 |  | standard |  |  |  |  | March, 30 2020 00:00:00 | FALSE | FALSE | FALSE | [6 empty] | AC | [7 empty] | FALSE
PN997N9S | Lighting Science Group, Corp. | LSPro | LSPro T8 A 12 3500K 48 MVOLT SB20 yyyy | Linear Replacement Lamp | T8 Four-Foot | Replacement Lamps (plug and play) (UL Type A) |  | standard | FALSE | [10 empty] | February, 01 2017 00:00:00 | Not Dimmable | Not Dimmable | No |  | YYYBKS | [25 empty] | 5 | 1700 | 117 | 14.5 | 13.61 | 0.95 | 3500 | 82 |  |  |  | FALSE | FALSE | FALSE | May, 02 2018 00:00:00 | 4.3 |  | standard |  |  |  |  | March, 30 2020 00:00:00 | FALSE | FALSE | FALSE | [6 empty] | AC | [7 empty] | FALSE
PJKYZR1S | Lighting Science Group, Corp. | LSPro | LSPro T8 A 12 3000K 48 MVOLT SB20 yyyy | Linear Replacement Lamp | T8 Four-Foot | Replacement Lamps (plug and play) (UL Type A) |  | standard | TRUE |  | 1729 | 128.6 | 13.44 | 13.61 | 0.9545 | 3051 | 83.1 | 5 | 50000 | February, 01 2017 00:00:00 | Not Dimmable | Not Dimmable | No |  | YYYBKS | [15 empty] | 83.2 |  | 1.26 | 1.3 | [6 empty] | 5 | 1700 | 117 | 14.5 | 13.61 | 0.95 | 3000 | 82 |  |  |  | FALSE | FALSE | FALSE | May, 02 2018 00:00:00 | 4.3 |  | standard |  |  |  |  | March, 30 2020 00:00:00 | FALSE | FALSE | FALSE | [6 empty] | AC | [7 empty] | FALSE
P9UPB1AK | LED One Corporation | LED ONE | LOD-GDMT84F-12W50KF | Linear Replacement Lamp | T8 Four-Foot | Dual Mode Internal Driver (UL Type A and Type B) |  | standard | FALSE | [10 empty] | January, 31 2017 00:00:00 | Not Dimmable | Not Dimmable | No |  | VVVVYI | [25 empty] | 5 | 1800 | 150 | 12 | 10 | 0.9 | 5000 | 80 |  |  |  | FALSE | FALSE | FALSE | May, 02 2018 00:00:00 | 4.3 |  | standard |  |  |  |  | March, 30 2020 00:00:00 | FALSE | FALSE | FALSE | [6 empty] | AC | [7 empty] | FALSE
PMR21BG8 | LED One Corporation | LED ONE | LOD-GDMT84F-15W50KF | Linear Replacement Lamp | T8 Four-Foot | Dual Mode Internal Driver (UL Type A and Type B) |  | standard | FALSE | [10 empty] | January, 31 2017 00:00:00 | Not Dimmable | Not Dimmable | No |  | VVVVYH | [25 empty] | 5 | 1900 | 127 | 15 | 10 | 0.9 | 5000 | 80 |  |  |  | FALSE | FALSE | FALSE | May, 02 2018 00:00:00 | 4.3 |  | standard |  |  |  |  | March, 30 2020 00:00:00 | FALSE | FALSE | FALSE | [6 empty] | AC | [7 empty] | FALSE
PRYW4TJR | LED One Corporation | LED ONE | LOD-GDMT84F-17W30KF | Linear Replacement Lamp | T8 Four-Foot | Dual Mode Internal Driver (UL Type A and Type B) |  | standard | TRUE |  | 2411 | 129.6 | 18.61 | 5.81 | 0.99 | 3008 | 80.8 | 5 | 50000 | January, 31 2017 00:00:00 | Not Dimmable | Not Dimmable | No |  | VVVVYG | [15 empty] | 84.5 |  | 1.28 | 1.3 | [6 empty] | 5 | 2150 | 127 | 17 | 10 | 0.9 | 3000 | 80 |  |  |  | FALSE | FALSE | FALSE | May, 02 2018 00:00:00 | 4.3 |  | standard |  |  |  |  | March, 30 2020 00:00:00 | FALSE | FALSE | FALSE | [6 empty] | AC | [7 empty] | FALSE
PM7VXJ12 | Luxul Technology Inc. | LUXUL | Cello T8 4ft 4000K | Linear Replacement Lamp | T8 Four-Foot | Replacement Lamps (plug and play) (UL Type A) |  | standard | FALSE | [10 empty] | January, 31 2017 00:00:00 | Not Dimmable | Not Dimmable | No |  | MMMPDI | [25 empty] | 5 | 2430.4 | 124.15 | 19.58 | 10.98 | 0.97 | 4044 | 83.7 |  |  |  | FALSE | FALSE | FALSE | May, 02 2018 00:00:00 | 4.3 |  | standard |  |  |  |  | March, 30 2020 00:00:00 | FALSE | FALSE | FALSE | [6 empty] | AC | [7 empty] | FALSE
P7NG3V2V | Westinghouse Lighting | Westinghouse | LED11.5T8/48'/30 Direct Install | Linear Replacement Lamp | T8 Four-Foot | Replacement Lamps (plug and play) (UL Type A) |  | standard | TRUE |  | 1729 | 128.6 | 13.44 | 13.61 | 0.9545 | 3051 | 83.1 | 5 | 50000 | January, 31 2017 00:00:00 | Not Dimmable | Not Dimmable | NO |  | TTTULY | [15 empty] | 83.2 |  | 1.26 | 1.3 | [6 empty] | 5 | 1700 | 117 | 14.5 | 13.61 | 0.95 | 3000 | 82 |  |  |  | FALSE | FALSE | FALSE | May, 02 2018 00:00:00 | 4.3 |  | standard |  |  |  |  | March, 30 2020 00:00:00 | FALSE | FALSE | FALSE | [6 empty] | AC | [7 empty] | FALSE
PTDYWXGZ | Halco Lighting Technologies | ProLED | T8FR15/830/DIR/LED | Linear Replacement Lamp | T8 Four-Foot | Replacement Lamps (plug and play) (UL Type A) |  | standard | TRUE |  | 2177 | 128.9 | 16.9 | 9.83 | 0.9684 | 3061 | 82.9 | 5 | 50000 | January, 31 2017 00:00:00 | Not Dimmable | Not Dimmable | No |  | TTTULT | [15 empty] | 83.2 |  | 1.26 | 1.3 | [6 empty] | 5 | 2100 | 117 | 18 | 9.83 | 0.97 | 3000 | 82 |  |  |  | FALSE | FALSE | FALSE | May, 02 2018 00:00:00 | 4.3 |  | standard |  |  |  |  | March, 30 2020 00:00:00 | FALSE | FALSE | FALSE | [6 empty] | AC | [7 empty] | FALSE
PV699YH4 | Westinghouse Lighting | Westinghouse | 33852 | Linear Replacement Lamp | T8 Four-Foot | Replacement Lamps (plug and play) (UL Type A) |  | standard | FALSE | [10 empty] | January, 31 2017 00:00:00 | Not Dimmable | Not Dimmable | No |  | TTTULY | [25 empty] | 5 | 1800 | 124 | 14.5 | 14.44 | 0.96 | 5000 | 82 |  |  |  | FALSE | FALSE | FALSE | May, 02 2018 00:00:00 | 4.3 |  | standard |  |  |  |  | March, 30 2020 00:00:00 | FALSE | FALSE | FALSE | [6 empty] | AC | [7 empty] | FALSE
P8RD5F6G | Halco Lighting Technologies | ProLED | T8FR11/840/DIR2/LED | Linear Replacement Lamp | T8 Four-Foot | Replacement Lamps (plug and play) (UL Type A) |  | standard | FALSE | [10 empty] | January, 31 2017 00:00:00 | Not Dimmable | Not Dimmable | No |  | TTTULS | [25 empty] | 5 | 1800 | 124 | 14.5 | 13.61 | 0.95 | 4000 | 82 |  |  |  | FALSE | FALSE | FALSE | May, 02 2018 00:00:00 | 4.3 |  | standard |  |  |  |  | March, 30 2020 00:00:00 | FALSE | FALSE | FALSE | [6 empty] | AC | [7 empty] | FALSE
P1UE3UJA | Halco Lighting Technologies | ProLED | T8FR15/850/DIR/LED | Linear Replacement Lamp | T8 Four-Foot | Replacement Lamps (plug and play) (UL Type A) |  | standard | FALSE | [10 empty] | January, 31 2017 00:00:00 | Not Dimmable | Not Dimmable | No |  | TTTULT | [25 empty] | 5 | 2200 | 124 | 18 | 10.2 | 0.97 | 5000 | 82 |  |  |  | FALSE | FALSE | FALSE | May, 02 2018 00:00:00 | 4.3 |  | standard |  |  |  |  | March, 30 2020 00:00:00 | FALSE | FALSE | FALSE | [6 empty] | AC | [7 empty] | FALSE
PBFX3QK6 | LED One Corporation | LED ONE | LOD-GDMT84F-15W45KF | Linear Replacement Lamp | T8 Four-Foot | Dual Mode Internal Driver (UL Type A and Type B) |  | standard | FALSE | [10 empty] | January, 31 2017 00:00:00 | Not Dimmable | Not Dimmable | No |  | VVVVYH | [25 empty] | 5 | 1900 | 127 | 15 | 10 | 0.9 | 4500 | 80 |  |  |  | FALSE | FALSE | FALSE | May, 02 2018 00:00:00 | 4.3 |  | standard |  |  |  |  | March, 30 2020 00:00:00 | FALSE | FALSE | FALSE | [6 empty] | AC | [7 empty] | FALSE
P41D18HP | LED One Corporation | LED ONE | LOD-GDMT84F-17W45KF | Linear Replacement Lamp | T8 Four-Foot | Dual Mode Internal Driver (UL Type A and Type B) |  | standard | FALSE | [10 empty] | January, 31 2017 00:00:00 | Not Dimmable | Not Dimmable | No |  | VVVVYG | [25 empty] | 5 | 2300 | 136 | 17 | 10 | 0.9 | 4500 | 80 |  |  |  | FALSE | FALSE | FALSE | May, 02 2018 00:00:00 | 4.3 |  | standard |  |  |  |  | March, 30 2020 00:00:00 | FALSE | FALSE | FALSE | [6 empty] | AC | [7 empty] | FALSE
P8XEV6CZ | LED One Corporation | LED ONE | LOD-GDMT84F-24W30KF | Linear Replacement Lamp | T8 Four-Foot | Dual Mode Internal Driver (UL Type A and Type B) |  | standard | TRUE |  | 3112 | 120.7 | 25.79 | 5.71 | 0.99 | 3018 | 80.3 | 5 | 50000 | January, 31 2017 00:00:00 | Not Dimmable | Not Dimmable | No |  | VVVVYF | [15 empty] | 84.5 |  | 1.3 | 1.26 | [6 empty] | 5 | 2990 | 125 | 24 | 10 | 0.9 | 3000 | 80 |  |  |  | FALSE | FALSE | FALSE | May, 02 2018 00:00:00 | 4.3 |  | standard |  |  |  |  | March, 30 2020 00:00:00 | FALSE | FALSE | FALSE | [6 empty] | AC | [7 empty] | FALSE
PC5T864R | Luxul Technology Inc. | LUXUL | Cello T8 4ft 3000K | Linear Replacement Lamp | T8 Four-Foot | Replacement Lamps (plug and play) (UL Type A) |  | standard | FALSE | [10 empty] | January, 31 2017 00:00:00 | Not Dimmable | Not Dimmable | No |  | MMMPDI | [25 empty] | 5 | 2286.67 | 116.67 | 19.6 | 11.09 | 0.97 | 3071 | 83.7 |  |  |  | FALSE | FALSE | FALSE | May, 02 2018 00:00:00 | 4.3 |  | standard |  |  |  |  | March, 30 2020 00:00:00 | FALSE | FALSE | FALSE | [6 empty] | AC | [7 empty] | FALSE
P11NVMFE | Luxul Technology Inc. | LUXUL | Cello T8 4ft DIM 4000K | Linear Replacement Lamp | T8 Four-Foot | Replacement Lamps (plug and play) (UL Type A) |  | standard | FALSE | [10 empty] | January, 31 2017 00:00:00 | Dimmable | Stepped | No |  | MMMPDI | [25 empty] | 5 | 2430.4 | 124.15 | 19.58 | 10.98 | 0.97 | 4044 | 83.7 |  |  |  | FALSE | FALSE | FALSE | May, 02 2018 00:00:00 | 4.3 |  | standard |  |  |  |  | March, 30 2020 00:00:00 | FALSE | FALSE | FALSE | [6 empty] | AC | [7 empty] | FALSE
PMRMDC79 | LED One Corporation | LED ONE | LOD-GDMT84F-15W40KF | Linear Replacement Lamp | T8 Four-Foot | Dual Mode Internal Driver (UL Type A and Type B) |  | standard | FALSE | [10 empty] | January, 31 2017 00:00:00 | Not Dimmable | Not Dimmable | No |  | VVVVYH | [25 empty] | 5 | 1900 | 127 | 15 | 10 | 0.9 | 4000 | 80 |  |  |  | FALSE | FALSE | FALSE | May, 02 2018 00:00:00 | 4.3 |  | standard |  |  |  |  | March, 30 2020 00:00:00 | FALSE | FALSE | FALSE | [6 empty] | AC | [7 empty] | FALSE
PWW12KTE | LED One Corporation | LED ONE | LOD-GDMT84F-12W45KF | Linear Replacement Lamp | T8 Four-Foot | Dual Mode Internal Driver (UL Type A and Type B) |  | standard | FALSE | [10 empty] | January, 31 2017 00:00:00 | Not Dimmable | Not Dimmable | No |  | VVVVYI | [25 empty] | 5 | 1800 | 150 | 12 | 10 | 0.9 | 4500 | 80 |  |  |  | FALSE | FALSE | FALSE | May, 02 2018 00:00:00 | 4.3 |  | standard |  |  |  |  | March, 30 2020 00:00:00 | FALSE | FALSE | FALSE | [6 empty] | AC | [7 empty] | FALSE
PS9HSB9V | LED One Corporation | LED ONE | LOD-GDMT84F-17W50KF | Linear Replacement Lamp | T8 Four-Foot | Dual Mode Internal Driver (UL Type A and Type B) |  | standard | FALSE | [10 empty] | January, 31 2017 00:00:00 | Not Dimmable | Not Dimmable | No |  | VVVVYG | [25 empty] | 5 | 2300 | 136 | 17 | 10 | 0.9 | 5000 | 80 |  |  |  | FALSE | FALSE | FALSE | May, 02 2018 00:00:00 | 4.3 |  | standard |  |  |  |  | March, 30 2020 00:00:00 | FALSE | FALSE | FALSE | [6 empty] | AC | [7 empty] | FALSE
PAUJT5TX | Luxul Technology Inc. | LUXUL | Cello T8 4ft DIM 5000K | Linear Replacement Lamp | T8 Four-Foot | Replacement Lamps (plug and play) (UL Type A) |  | standard | FALSE | [10 empty] | January, 31 2017 00:00:00 | Dimmable | Stepped | No |  | MMMPDI | [25 empty] | 5 | 2477 | 126.43 | 19.59 | 11.05 | 0.97 | 4974 | 82.8 |  |  |  | FALSE | FALSE | FALSE | May, 02 2018 00:00:00 | 4.3 |  | standard |  |  |  |  | March, 30 2020 00:00:00 | FALSE | FALSE | FALSE | [6 empty] | AC | [7 empty] | FALSE
P2H5ZUU6 | Luxul Technology Inc. | LUXUL | Cello T8 4ft DIM 3000K | Linear Replacement Lamp | T8 Four-Foot | Replacement Lamps (plug and play) (UL Type A) |  | standard | TRUE |  | 2286.67 | 116.67 | 19.6 | 11.09 | 0.968 | 3071 | 83.7 | 5 | 50000 | January, 31 2017 00:00:00 | Dimmable | Stepped | No |  | MMMPDI | [15 empty] | 84.5 |  | 1.28 | 1.2 | [6 empty] | 5 | 2286.67 | 116.67 | 19.6 | 11.09 | 0.97 | 3071 | 83.7 |  |  |  | FALSE | FALSE | FALSE | May, 02 2018 00:00:00 | 4.3 |  | standard |  |  |  |  | March, 30 2020 00:00:00 | FALSE | FALSE | FALSE | [6 empty] | AC | [7 empty] | FALSE
PHCYRGSX | Westinghouse Lighting | Westinghouse | 43652 | Linear Replacement Lamp | T8 Four-Foot | Replacement Lamps (plug and play) (UL Type A) |  | standard | FALSE | [10 empty] | January, 31 2017 00:00:00 | Not Dimmable | Not Dimmable | No |  | TTTULX | [25 empty] | 5 | 2100 | 117 | 18 | 9.83 | 0.97 | 3500 | 82 |  |  |  | FALSE | FALSE | FALSE | May, 02 2018 00:00:00 | 4.3 |  | standard |  |  |  |  | March, 30 2020 00:00:00 | FALSE | FALSE | FALSE | [6 empty] | AC | [7 empty] | FALSE
PXJWC88Z | Westinghouse Lighting | Westinghouse | 33851 | Linear Replacement Lamp | T8 Four-Foot | Replacement Lamps (plug and play) (UL Type A) |  | standard | FALSE | [10 empty] | January, 31 2017 00:00:00 | Not Dimmable | Not Dimmable | No |  | TTTULY | [25 empty] | 5 | 1700 | 117 | 14.5 | 13.61 | 0.95 | 3500 | 82 |  |  |  | FALSE | FALSE | FALSE | May, 02 2018 00:00:00 | 4.3 |  | standard |  |  |  |  | March, 30 2020 00:00:00 | FALSE | FALSE | FALSE | [6 empty] | AC | [7 empty] | FALSE
P2UZQVXW | Westinghouse Lighting | Westinghouse | 43653 | Linear Replacement Lamp | T8 Four-Foot | Replacement Lamps (plug and play) (UL Type A) |  | standard | FALSE | [10 empty] | January, 31 2017 00:00:00 | Not Dimmable | Not Dimmable | No |  | TTTULX | [25 empty] | 5 | 2200 | 124 | 18 | 9.83 | 0.97 | 4000 | 82 |  |  |  | FALSE | FALSE | FALSE | May, 02 2018 00:00:00 | 4.3 |  | standard |  |  |  |  | March, 30 2020 00:00:00 | FALSE | FALSE | FALSE | [6 empty] | AC | [7 empty] | FALSE
PJUTTYKC | Westinghouse Lighting | Westinghouse | 43655 | Linear Replacement Lamp | T8 Four-Foot | Replacement Lamps (plug and play) (UL Type A) |  | standard | FALSE | [10 empty] | January, 31 2017 00:00:00 | Not Dimmable | Not Dimmable | No |  | TTTULX | [25 empty] | 5 | 2200 | 124 | 18 | 10.2 | 0.97 | 5000 | 82 |  |  |  | FALSE | FALSE | FALSE | May, 02 2018 00:00:00 | 4.3 |  | standard |  |  |  |  | March, 30 2020 00:00:00 | FALSE | FALSE | FALSE | [6 empty] | AC | [7 empty] | FALSE
PZS1CTY3 | Halco Lighting Technologies | ProLED | T8FR11/850/DIR2/LED | Linear Replacement Lamp | T8 Four-Foot | Replacement Lamps (plug and play) (UL Type A) |  | standard | FALSE | [10 empty] | January, 31 2017 00:00:00 | Not Dimmable | Not Dimmable | No |  | TTTULS | [25 empty] | 5 | 1800 | 124 | 14.5 | 14.44 | 0.96 | 5000 | 82 |  |  |  | FALSE | FALSE | FALSE | May, 02 2018 00:00:00 | 4.3 |  | standard |  |  |  |  | March, 30 2020 00:00:00 | FALSE | FALSE | FALSE | [6 empty] | AC | [7 empty] | FALSE
PND3GZV9 | LED One Corporation | LED ONE | LOD-GDMT84F-24W45KF | Linear Replacement Lamp | T8 Four-Foot | Dual Mode Internal Driver (UL Type A and Type B) |  | standard | FALSE | [10 empty] | January, 31 2017 00:00:00 | Not Dimmable | Not Dimmable | No |  | VVVVYF | [25 empty] | 5 | 3200 | 134 | 24 | 10 | 0.9 | 4500 | 80 |  |  |  | FALSE | FALSE | FALSE | May, 02 2018 00:00:00 | 4.3 |  | standard |  |  |  |  | March, 30 2020 00:00:00 | FALSE | FALSE | FALSE | [6 empty] | AC | [7 empty] | FALSE
PY1NRMKA | LED One Corporation | LED ONE | LOD-GDMT84F-12W30KF | Linear Replacement Lamp | T8 Four-Foot | Dual Mode Internal Driver (UL Type A and Type B) |  | standard | TRUE |  | 1758 | 123 | 14.29 | 5.91 | 0.99 | 3011 | 80.8 | 5 | 50000 | January, 31 2017 00:00:00 | Not Dimmable | Not Dimmable | No |  | VVVVYI | [15 empty] | 84.5 |  | 1.3 | 1.18 | [6 empty] | 5 | 1680 | 140 | 12 | 10 | 0.9 | 3000 | 80 |  |  |  | FALSE | FALSE | FALSE | May, 02 2018 00:00:00 | 4.3 |  | standard |  |  |  |  | March, 30 2020 00:00:00 | FALSE | FALSE | FALSE | [6 empty] | AC | [7 empty] | FALSE
PGGVXMPJ | Luxul Technology Inc. | LUXUL | Cello T8 4ft 5000K | Linear Replacement Lamp | T8 Four-Foot | Replacement Lamps (plug and play) (UL Type A) |  | standard | FALSE | [10 empty] | January, 31 2017 00:00:00 | Not Dimmable | Not Dimmable | No |  | MMMPDI | [25 empty] | 5 | 2477 | 126.43 | 19.59 | 11.05 | 0.97 | 4974 | 82.8 |  |  |  | FALSE | FALSE | FALSE | May, 02 2018 00:00:00 | 4.3 |  | standard |  |  |  |  | March, 30 2020 00:00:00 | FALSE | FALSE | FALSE | [6 empty] | AC | [7 empty] | FALSE
PB1W5YCQ | Halco Lighting Technologies | ProLED | T8FR11/835/DIR2/LED | Linear Replacement Lamp | T8 Four-Foot | Replacement Lamps (plug and play) (UL Type A) |  | standard | FALSE | [10 empty] | January, 31 2017 00:00:00 | Not Dimmable | Not Dimmable | No |  | TTTULS | [25 empty] | 5 | 1700 | 117 | 14.5 | 13.61 | 0.95 | 3500 | 82 |  |  |  | FALSE | FALSE | FALSE | May, 02 2018 00:00:00 | 4.3 |  | standard |  |  |  |  | March, 30 2020 00:00:00 | FALSE | FALSE | FALSE | [6 empty] | AC | [7 empty] | FALSE
PZHQ7UUX | Halco Lighting Technologies | ProLED | T8FR11/830/DIR2/LED | Linear Replacement Lamp | T8 Four-Foot | Replacement Lamps (plug and play) (UL Type A) |  | standard | TRUE |  | 1729 | 128.6 | 13.44 | 13.61 | 0.9545 | 3051 | 83.1 | 5 | 50000 | January, 31 2017 00:00:00 | Not Dimmable | Not Dimmable | No |  | TTTULS | [15 empty] | 83.2 |  | 1.26 | 1.3 | [6 empty] | 5 | 1700 | 117 | 14.5 | 13.61 | 0.95 | 3000 | 82 |  |  |  | FALSE | FALSE | FALSE | May, 02 2018 00:00:00 | 4.3 |  | standard |  |  |  |  | March, 30 2020 00:00:00 | FALSE | FALSE | FALSE | [6 empty] | AC | [7 empty] | FALSE
PA3JUFVP | LED One Corporation | LED ONE | LOD-GDMT84F-17W35KF | Linear Replacement Lamp | T8 Four-Foot | Dual Mode Internal Driver (UL Type A and Type B) |  | standard | FALSE | [10 empty] | January, 31 2017 00:00:00 | Not Dimmable | Not Dimmable | No |  | VVVVYG | [25 empty] | 5 | 2150 | 127 | 17 | 10 | 0.9 | 3500 | 80 |  |  |  | FALSE | FALSE | FALSE | May, 02 2018 00:00:00 | 4.3 |  | standard |  |  |  |  | March, 30 2020 00:00:00 | FALSE | FALSE | FALSE | [6 empty] | AC | [7 empty] | FALSE
PQ3KP2YY | LED One Corporation | LED ONE | LOD-GDMT84F-24W35KF | Linear Replacement Lamp | T8 Four-Foot | Dual Mode Internal Driver (UL Type A and Type B) |  | standard | FALSE | [10 empty] | January, 31 2017 00:00:00 | Not Dimmable | Not Dimmable | No |  | VVVVYF | [25 empty] | 5 | 2990 | 125 | 24 | 10 | 0.9 | 3500 | 80 |  |  |  | FALSE | FALSE | FALSE | May, 02 2018 00:00:00 | 4.3 |  | standard |  |  |  |  | March, 30 2020 00:00:00 | FALSE | FALSE | FALSE | [6 empty] | AC | [7 empty] | FALSE
PHJZQNRV | LED One Corporation | LED ONE | LOD-GDMT84F-12W40KF | Linear Replacement Lamp | T8 Four-Foot | Dual Mode Internal Driver (UL Type A and Type B) |  | standard | FALSE | [10 empty] | January, 31 2017 00:00:00 | Not Dimmable | Not Dimmable | No |  | VVVVYI | [25 empty] | 5 | 1800 | 150 | 12 | 10 | 0.9 | 4000 | 80 |  |  |  | FALSE | FALSE | FALSE | May, 02 2018 00:00:00 | 4.3 |  | standard |  |  |  |  | March, 30 2020 00:00:00 | FALSE | FALSE | FALSE | [6 empty] | AC | [7 empty] | FALSE
PRF9BPF5 | LED One Corporation | LED ONE | LOD-GDMT84F-24W40KF | Linear Replacement Lamp | T8 Four-Foot | Dual Mode Internal Driver (UL Type A and Type B) |  | standard | FALSE | [10 empty] | January, 31 2017 00:00:00 | Not Dimmable | Not Dimmable | No |  | VVVVYF | [25 empty] | 5 | 3200 | 134 | 24 | 10 | 0.9 | 4000 | 80 |  |  |  | FALSE | FALSE | FALSE | May, 02 2018 00:00:00 | 4.3 |  | standard |  |  |  |  | March, 30 2020 00:00:00 | FALSE | FALSE | FALSE | [6 empty] | AC | [7 empty] | FALSE
PJ92TSH9 | LED One Corporation | LED ONE | LOD-GDMT84F-12W35KF | Linear Replacement Lamp | T8 Four-Foot | Dual Mode Internal Driver (UL Type A and Type B) |  | standard | FALSE | [10 empty] | January, 31 2017 00:00:00 | Not Dimmable | Not Dimmable | No |  | VVVVYI | [25 empty] | 5 | 1680 | 140 | 12 | 10 | 0.9 | 3500 | 80 |  |  |  | FALSE | FALSE | FALSE | May, 02 2018 00:00:00 | 4.3 |  | standard |  |  |  |  | March, 30 2020 00:00:00 | FALSE | FALSE | FALSE | [6 empty] | AC | [7 empty] | FALSE
P6ZH1USN | LED One Corporation | LED ONE | LOD-GDMT84F-15W35KF | Linear Replacement Lamp | T8 Four-Foot | Dual Mode Internal Driver (UL Type A and Type B) |  | standard | FALSE | [10 empty] | January, 31 2017 00:00:00 | Not Dimmable | Not Dimmable | No |  | VVVVYH | [25 empty] | 5 | 1780 | 119 | 15 | 10 | 0.9 | 3500 | 80 |  |  |  | FALSE | FALSE | FALSE | May, 02 2018 00:00:00 | 4.3 |  | standard |  |  |  |  | March, 30 2020 00:00:00 | FALSE | FALSE | FALSE | [6 empty] | AC | [7 empty] | FALSE
PCKZJ2A3 | LED One Corporation | LED ONE | LOD-GDMT84F-17W40KF | Linear Replacement Lamp | T8 Four-Foot | Dual Mode Internal Driver (UL Type A and Type B) |  | standard | FALSE | [10 empty] | January, 31 2017 00:00:00 | Not Dimmable | Not Dimmable | No |  | VVVVYG | [25 empty] | 5 | 2300 | 136 | 17 | 10 | 0.9 | 4000 | 80 |  |  |  | FALSE | FALSE | FALSE | May, 02 2018 00:00:00 | 4.3 |  | standard |  |  |  |  | March, 30 2020 00:00:00 | FALSE | FALSE | FALSE | [6 empty] | AC | [7 empty] | FALSE
PAZ936D6 | LED One Corporation | LED ONE | LOD-GDMT84F-24W50KF | Linear Replacement Lamp | T8 Four-Foot | Dual Mode Internal Driver (UL Type A and Type B) |  | standard | FALSE | [10 empty] | January, 31 2017 00:00:00 | Not Dimmable | Not Dimmable | No |  | VVVVYF | [25 empty] | 5 | 3200 | 134 | 24 | 10 | 0.9 | 5000 | 80 |  |  |  | FALSE | FALSE | FALSE | May, 02 2018 00:00:00 | 4.3 |  | standard |  |  |  |  | March, 30 2020 00:00:00 | FALSE | FALSE | FALSE | [6 empty] | AC | [7 empty] | FALSE
PCT6R98V | LED One Corporation | LED ONE | LOD-GDMT84F-15W30KF | Linear Replacement Lamp | T8 Four-Foot | Dual Mode Internal Driver (UL Type A and Type B) |  | standard | TRUE |  | 1986 | 127.7 | 15.55 | 5.45 | 0.99 | 3006 | 80.8 | 5 | 50000 | January, 31 2017 00:00:00 | Not Dimmable | Not Dimmable | No |  | VVVVYH | [15 empty] | 84.6 |  | 1.3 | 1.26 | [6 empty] | 5 | 1780 | 119 | 15 | 10 | 0.9 | 3000 | 80 |  |  |  | FALSE | FALSE | FALSE | May, 02 2018 00:00:00 | 4.3 |  | standard |  |  |  |  | March, 30 2020 00:00:00 | FALSE | FALSE | FALSE | [6 empty] | AC | [7 empty] | FALSE
PQZBC1GU | Westinghouse Lighting | Westinghouse | 33739 | Linear Replacement Lamp | T8 Four-Foot | Replacement Lamps (plug and play) (UL Type A) |  | standard | FALSE | [10 empty] | January, 31 2017 00:00:00 | Not Dimmable | Not Dimmable | No |  | TTTULY | [25 empty] | 5 | 1800 | 124 | 14.5 | 13.61 | 0.95 | 4000 | 82 |  |  |  | FALSE | FALSE | FALSE | May, 02 2018 00:00:00 | 4.3 |  | standard |  |  |  |  | March, 30 2020 00:00:00 | FALSE | FALSE | FALSE | [6 empty] | AC | [7 empty] | FALSE
PC5X13J7 | Westinghouse Lighting | Westinghouse | LED15T8/48/30 Direct Install | Linear Replacement Lamp | T8 Four-Foot | Replacement Lamps (plug and play) (UL Type A) |  | standard | TRUE |  | 2177 | 128.9 | 16.9 | 9.83 | 0.9684 | 3061 | 82.9 | 5 | 50000 | January, 31 2017 00:00:00 | Not Dimmable | Not Dimmable | No |  | TTTULX | [15 empty] | 83.2 |  | 1.26 | 1.3 | [6 empty] | 5 | 2100 | 117 | 18 | 9.83 | 0.97 | 3000 | 82 |  |  |  | FALSE | FALSE | FALSE | May, 02 2018 00:00:00 | 4.3 |  | standard |  |  |  |  | March, 30 2020 00:00:00 | FALSE | FALSE | FALSE | [6 empty] | AC | [7 empty] | FALSE
P1W5C7S8 | Halco Lighting Technologies | ProLED | T8FR15/835/DIR/LED | Linear Replacement Lamp | T8 Four-Foot | Replacement Lamps (plug and play) (UL Type A) |  | standard | FALSE | [10 empty] | January, 31 2017 00:00:00 | Not Dimmable | Not Dimmable | No |  | TTTULT | [25 empty] | 5 | 2100 | 117 | 18 | 9.83 | 0.97 | 3500 | 82 |  |  |  | FALSE | FALSE | FALSE | May, 02 2018 00:00:00 | 4.3 |  | standard |  |  |  |  | March, 30 2020 00:00:00 | FALSE | FALSE | FALSE | [6 empty] | AC | [7 empty] | FALSE
PRYAEG58 | Halco Lighting Technologies | ProLED | T8FR15/840/DIR/LED | Linear Replacement Lamp | T8 Four-Foot | Replacement Lamps (plug and play) (UL Type A) |  | standard | FALSE | [10 empty] | January, 31 2017 00:00:00 | Not Dimmable | Not Dimmable | No |  | TTTULT | [25 empty] | 5 | 2200 | 124 | 18 | 9.83 | 0.97 | 4000 | 82 |  |  |  | FALSE | FALSE | FALSE | May, 02 2018 00:00:00 | 4.3 |  | standard |  |  |  |  | March, 30 2020 00:00:00 | FALSE | FALSE | FALSE | [6 empty] | AC | [7 empty] | FALSE
PBXGEKWE | V-TAC USA CORP. | V-TAC | VT-T8BC15/850/4 | Linear Replacement Lamp | T8 Four-Foot | Replacement Lamps (plug and play) (UL Type A) |  | standard | FALSE | [10 empty] | January, 30 2017 00:00:00 | Not Dimmable | Not Dimmable | FALSE |  | FFFHPK | [25 empty] | 4.4 | 2200 | 115 | 18 | 11.26 | 0.99 | 5000 | 83 |  |  |  | FALSE | FALSE | FALSE | May, 02 2018 00:00:00 | 4.3 |  | standard |  |  |  |  | November, 02 2018 00:00:00 | FALSE | FALSE | FALSE | [6 empty] | AC | [7 empty] | FALSE
PN1CX7R2 | V-TAC USA CORP. | V-TAC | VT-T8BC13/850/4 | Linear Replacement Lamp | T8 Four-Foot | Replacement Lamps (plug and play) (UL Type A) |  | standard | FALSE | [10 empty] | January, 30 2017 00:00:00 | Not Dimmable | Not Dimmable | FALSE |  | FFFHPJ | [25 empty] | 4.4 | 2000 | 115 | 16 | 12.41 | 0.97 | 5000 | 83 |  |  |  | FALSE | FALSE | FALSE | May, 02 2018 00:00:00 | 4.3 |  | standard |  |  |  |  | November, 02 2018 00:00:00 | FALSE | FALSE | FALSE | [6 empty] | AC | [7 empty] | FALSE
PWWB9E8E | Ascent Battery Supply,LLC | WERKER | LED11663A | Linear Replacement Lamp | T8 Four-Foot | Replacement Lamps (plug and play) (UL Type A) |  | standard | FALSE | [10 empty] | January, 30 2017 00:00:00 | Not Dimmable | Not Dimmable | NO |  | TYNADR | [25 empty] | 5 | 1800 | 124 | 14.5 | 14.44 | 0.96 | 5000 | 82 |  |  |  | FALSE | FALSE | FALSE | May, 02 2018 00:00:00 | 4.3 |  | standard |  |  |  |  | March, 30 2020 00:00:00 | FALSE | FALSE | FALSE | [6 empty] | AC | [7 empty] | FALSE
PCHEDBSU | Eiko Global, LLC | EiKO | LED15WT8/48/835-G7DR | Linear Replacement Lamp | T8 Four-Foot | Replacement Lamps (plug and play) (UL Type A) |  | standard | FALSE | [10 empty] | January, 30 2017 00:00:00 | Not Dimmable | Not Dimmable | No |  | DDDIVB | [25 empty] | 5 | 2100 | 117 | 18 | 9.83 | 0.97 | 3500 | 82 |  |  |  | FALSE | FALSE | FALSE | May, 02 2018 00:00:00 | 4.3 |  | standard |  |  |  |  | March, 30 2020 00:00:00 | FALSE | FALSE | FALSE | [6 empty] | AC | [7 empty] | FALSE
PWVDHQ6T | Eiko Global, LLC | EiKO | LED11.5WT8/48/835-G7DR | Linear Replacement Lamp | T8 Four-Foot | Replacement Lamps (plug and play) (UL Type A) |  | standard | FALSE | [10 empty] | January, 30 2017 00:00:00 | Not Dimmable | Not Dimmable | No |  | DDDIVA | [25 empty] | 5 | 1700 | 117 | 14.5 | 13.61 | 0.95 | 3500 | 82 |  |  |  | FALSE | FALSE | FALSE | May, 02 2018 00:00:00 | 4.3 |  | standard |  |  |  |  | March, 30 2020 00:00:00 | FALSE | FALSE | FALSE | [6 empty] | AC | [7 empty] | FALSE
P1QBTQBS | Eiko Global, LLC | EiKO | LED11.5WT8/48/840-G7DR | Linear Replacement Lamp | T8 Four-Foot | Replacement Lamps (plug and play) (UL Type A) |  | standard | FALSE | [10 empty] | January, 30 2017 00:00:00 | Not Dimmable | Not Dimmable | No |  | DDDIVA | [25 empty] | 5 | 1800 | 124 | 14.5 | 13.61 | 0.95 | 4000 | 82 |  |  |  | FALSE | FALSE | FALSE | May, 02 2018 00:00:00 | 4.3 |  | standard |  |  |  |  | March, 30 2020 00:00:00 | FALSE | FALSE | FALSE | [6 empty] | AC | [7 empty] | FALSE
PYJKDCFC | Eiko Global, LLC | EiKO | LED11.5WT8/48/850-G7DR | Linear Replacement Lamp | T8 Four-Foot | Replacement Lamps (plug and play) (UL Type A) |  | standard | FALSE | [10 empty] | January, 30 2017 00:00:00 | Not Dimmable | Not Dimmable | No |  | DDDIVA | [25 empty] | 5 | 1800 | 124 | 14.5 | 14.44 | 0.96 | 5000 | 82 |  |  |  | FALSE | FALSE | FALSE | May, 02 2018 00:00:00 | 4.3 |  | standard |  |  |  |  | March, 30 2020 00:00:00 | FALSE | FALSE | FALSE | [6 empty] | AC | [7 empty] | FALSE
P3RX5VSP | Ascent Battery Supply,LLC | WERKER | LED11662A | Linear Replacement Lamp | T8 Four-Foot | Replacement Lamps (plug and play) (UL Type A) |  | standard | FALSE | [10 empty] | January, 30 2017 00:00:00 | Not Dimmable | Not Dimmable | NO |  | TYNADR | [25 empty] | 5 | 1800 | 124 | 14.5 | 13.61 | 0.95 | 4000 | 82 |  |  |  | FALSE | FALSE | FALSE | May, 02 2018 00:00:00 | 4.3 |  | standard |  |  |  |  | March, 30 2020 00:00:00 | FALSE | FALSE | FALSE | [6 empty] | AC | [7 empty] | FALSE
PF9FYKMS | Ascent Battery Supply,LLC | WERKER | LED12487 | Linear Replacement Lamp | T8 Four-Foot | Replacement Lamps (plug and play) (UL Type A) |  | standard | TRUE |  | 1729 | 128.6 | 13.44 | 13.61 | 0.9545 | 3051 | 83.1 | 5 | 50000 | January, 30 2017 00:00:00 | Not Dimmable | Not Dimmable | NO |  | TYNADR | [15 empty] | 83.2 |  | 1.26 | 1.3 | [6 empty] | 5 | 1700 | 117 | 14.5 | 13.61 | 0.95 | 3000 | 82 |  |  |  | FALSE | FALSE | FALSE | May, 02 2018 00:00:00 | 4.3 |  | standard |  |  |  |  | March, 30 2020 00:00:00 | FALSE | FALSE | FALSE | [6 empty] | AC | [7 empty] | FALSE
PVMZDZRD | V-TAC USA CORP. | V-TAC | VT-T8BC15/840/4 | Linear Replacement Lamp | T8 Four-Foot | Replacement Lamps (plug and play) (UL Type A) |  | standard | FALSE | [10 empty] | January, 30 2017 00:00:00 | Not Dimmable | Not Dimmable | FALSE |  | FFFHPK | [25 empty] | 4.4 | 2100 | 112 | 18 | 11.26 | 0.99 | 4000 | 83 |  |  |  | FALSE | FALSE | FALSE | May, 02 2018 00:00:00 | 4.3 |  | standard |  |  |  |  | November, 02 2018 00:00:00 | FALSE | FALSE | FALSE | [6 empty] | AC | [7 empty] | FALSE
PGWZA9EF | Eiko Global, LLC | EiKO | LED15WT8/48/850-G7DR | Linear Replacement Lamp | T8 Four-Foot | Replacement Lamps (plug and play) (UL Type A) |  | standard | FALSE | [10 empty] | January, 30 2017 00:00:00 | Not Dimmable | Not Dimmable | No |  | DDDIVB | [25 empty] | 5 | 2200 | 124 | 18 | 10.2 | 0.97 | 5000 | 82 |  |  |  | FALSE | FALSE | FALSE | May, 02 2018 00:00:00 | 4.3 |  | standard |  |  |  |  | March, 30 2020 00:00:00 | FALSE | FALSE | FALSE | [6 empty] | AC | [7 empty] | FALSE
PNG811TP | V-TAC USA CORP. | V-TAC | VT-T8BC15/835/4 | Linear Replacement Lamp | T8 Four-Foot | Replacement Lamps (plug and play) (UL Type A) |  | standard | FALSE | [10 empty] | January, 30 2017 00:00:00 | Not Dimmable | Not Dimmable | FALSE |  | FFFHPK | [25 empty] | 4.4 | 2000 | 110 | 18 | 11.26 | 0.99 | 3500 | 83 |  |  |  | FALSE | FALSE | FALSE | May, 02 2018 00:00:00 | 4.3 |  | standard |  |  |  |  | November, 02 2018 00:00:00 | FALSE | FALSE | FALSE | [6 empty] | AC | [7 empty] | FALSE
PX83441G | V-TAC USA CORP. | V-TAC | VT-T8BC13/835/4 | Linear Replacement Lamp | T8 Four-Foot | Replacement Lamps (plug and play) (UL Type A) |  | standard | FALSE | [10 empty] | January, 30 2017 00:00:00 | Not Dimmable | Not Dimmable | FALSE |  | FFFHPJ | [25 empty] | 4.4 | 1800 | 110 | 16 | 12.41 | 0.97 | 3500 | 83 |  |  |  | FALSE | FALSE | FALSE | May, 02 2018 00:00:00 | 4.3 |  | standard |  |  |  |  | November, 02 2018 00:00:00 | FALSE | FALSE | FALSE | [6 empty] | AC | [7 empty] | FALSE
PSZP7632 | V-TAC USA CORP. | V-TAC | VT-T8BC13/830/4 | Linear Replacement Lamp | T8 Four-Foot | Replacement Lamps (plug and play) (UL Type A) |  | standard | TRUE |  | 1955 | 119 | 16.43 | 12.41 | 0.9634 | 3056 | 81.3 | 5 | 50000 | January, 30 2017 00:00:00 | Not Dimmable | Not Dimmable | FALSE |  | FFFHPJ | [15 empty] | 84 |  | 1.24 | 1.22 | [6 empty] | 4.4 | 1800 | 110 | 16 | 12.41 | 0.97 | 3000 | 83 |  |  |  | FALSE | FALSE | FALSE | May, 02 2018 00:00:00 | 4.3 |  | standard |  |  |  |  | November, 02 2018 00:00:00 | FALSE | FALSE | FALSE | [6 empty] | AC | [7 empty] | FALSE
P59RFETQ | Eiko Global, LLC | EiKO | LED11.5WT8/48/830-G7DR | Linear Replacement Lamp | T8 Four-Foot | Replacement Lamps (plug and play) (UL Type A) |  | standard | TRUE |  | 1729 | 128.6 | 13.44 | 13.61 | 0.9545 | 3051 | 83.1 | 5 | 50000 | January, 30 2017 00:00:00 | Not Dimmable | Not Dimmable | No |  | DDDIVA | [15 empty] | 83.2 |  | 1.26 | 1.3 | [6 empty] | 5 | 1700 | 117 | 14.5 | 13.61 | 0.95 | 3000 | 82 |  |  |  | FALSE | FALSE | FALSE | May, 02 2018 00:00:00 | 4.3 |  | standard |  |  |  |  | March, 30 2020 00:00:00 | FALSE | FALSE | FALSE | [6 empty] | AC | [7 empty] | FALSE
PB66EMWZ | Eiko Global, LLC | EiKO | LED15WT8/48/830-G7DR | Linear Replacement Lamp | T8 Four-Foot | Replacement Lamps (plug and play) (UL Type A) |  | standard | TRUE |  | 2177 | 128.9 | 16.9 | 9.83 | 0.9684 | 3061 | 82.9 | 5 | 50000 | January, 30 2017 00:00:00 | Not Dimmable | Not Dimmable | No |  | DDDIVB | [15 empty] | 83.2 |  | 1.26 | 1.3 | [6 empty] | 5 | 2100 | 117 | 18 | 9.83 | 0.97 | 3000 | 82 |  |  |  | FALSE | FALSE | FALSE | May, 02 2018 00:00:00 | 4.3 |  | standard |  |  |  |  | March, 30 2020 00:00:00 | FALSE | FALSE | FALSE | [6 empty] | AC | [7 empty] | FALSE
PC4M9GNG | V-TAC USA CORP. | V-TAC | VT-T8BC13/840/4 | Linear Replacement Lamp | T8 Four-Foot | Replacement Lamps (plug and play) (UL Type A) |  | standard | FALSE | [10 empty] | January, 30 2017 00:00:00 | Not Dimmable | Not Dimmable | FALSE |  | FFFHPJ | [25 empty] | 4.4 | 1900 | 112 | 16 | 12.41 | 0.97 | 4000 | 83 |  |  |  | FALSE | FALSE | FALSE | May, 02 2018 00:00:00 | 4.3 |  | standard |  |  |  |  | November, 02 2018 00:00:00 | FALSE | FALSE | FALSE | [6 empty] | AC | [7 empty] | FALSE
PXSJXGHH | V-TAC USA CORP. | V-TAC | VT-T8BC15/830/4 | Linear Replacement Lamp | T8 Four-Foot | Replacement Lamps (plug and play) (UL Type A) |  | standard | TRUE |  | 2058 | 117.4 | 17.54 | 11.26 | 0.9669 | 3052 | 81.2 | 5 | 50000 | January, 30 2017 00:00:00 | Not Dimmable | Not Dimmable | FALSE |  | FFFHPK | [15 empty] | 83.8 |  | 1.26 | 1.24 | [6 empty] | 4.4 | 2000 | 110 | 18 | 11.26 | 0.99 | 3000 | 83 |  |  |  | FALSE | FALSE | FALSE | May, 02 2018 00:00:00 | 4.3 |  | standard |  |  |  |  | November, 02 2018 00:00:00 | FALSE | FALSE | FALSE | [6 empty] | AC | [7 empty] | FALSE
P7JADB29 | Ascent Battery Supply,LLC | WERKER | LED12478 | Linear Replacement Lamp | T8 Four-Foot | Replacement Lamps (plug and play) (UL Type A) |  | standard | FALSE | [10 empty] | January, 30 2017 00:00:00 | Not Dimmable | Not Dimmable | NO |  | TYNADR | [25 empty] | 5 | 1700 | 117 | 14.5 | 13.61 | 0.95 | 3500 | 82 |  |  |  | FALSE | FALSE | FALSE | May, 02 2018 00:00:00 | 4.3 |  | standard |  |  |  |  | March, 30 2020 00:00:00 | FALSE | FALSE | FALSE | [6 empty] | AC | [7 empty] | FALSE
P56EU9QH | Eiko Global, LLC | EiKO | LED15WT8/48/840-G7DR | Linear Replacement Lamp | T8 Four-Foot | Replacement Lamps (plug and play) (UL Type A) |  | standard | FALSE | [10 empty] | January, 30 2017 00:00:00 | Not Dimmable | Not Dimmable | No |  | DDDIVB | [25 empty] | 5 | 2200 | 124 | 18 | 9.83 | 0.97 | 4000 | 82 |  |  |  | FALSE | FALSE | FALSE | May, 02 2018 00:00:00 | 4.3 |  | standard |  |  |  |  | March, 30 2020 00:00:00 | FALSE | FALSE | FALSE | [6 empty] | AC | [7 empty] | FALSE
PREVHH7E | Verlite Company Ltd. | Verlite | VL-T84FT-4012CC | Linear Replacement Lamp | T8 Four-Foot | Dual Mode Internal Driver (UL Type A and Type B) |  | standard | FALSE | [10 empty] | January, 26 2017 00:00:00 | Not Yet Verified | Not Yet Verified | No |  | JJJMOW | [25 empty] | 5 | 1765 | 137.54 | 12.83 | 10.98 | 0.9 | 4000 | 83 |  |  |  | FALSE | FALSE | FALSE | May, 02 2018 00:00:00 | 4.3 |  | standard |  |  |  |  | March, 30 2020 00:00:00 | FALSE | FALSE | FALSE | [6 empty] | AC | [7 empty] | FALSE
PJP49HTW | Lextar Electronics Corp. | Lextar | 97.AE8O4.422D300 | Linear Replacement Lamp | T8 Four-Foot | Replacement Lamps (plug and play) (UL Type A) |  | standard | FALSE | [10 empty] | January, 26 2017 00:00:00 | Not Dimmable | Not Dimmable | No |  | SSSBZU | [25 empty] | 5 | 2268.1 | 127.37 | 17.81 | 15.57 | 0.96 | 4100 | 83.2 |  |  |  | FALSE | FALSE | FALSE | May, 02 2018 00:00:00 | 4.3 |  | standard |  |  |  |  | March, 30 2020 00:00:00 | FALSE | FALSE | FALSE | [6 empty] | AC | [7 empty] | FALSE
P9MESX9F | CH Lighting Technology Co.,Ltd. | CH | CH1157SD-48-13W 835-2 | Linear Replacement Lamp | T8 Four-Foot | Dual Mode Internal Driver (UL Type A and Type B) |  | standard | FALSE | [10 empty] | January, 26 2017 00:00:00 | Dimmable | Continuous Below 10 | No |  | SSSBZR | [25 empty] | 4.4 | 1800 | 112 | 16 | 12.47 | 0.96 | 3500 | 83 |  |  |  | FALSE | FALSE | FALSE | May, 02 2018 00:00:00 | 4.3 |  | standard |  |  |  |  | November, 02 2018 00:00:00 | FALSE | FALSE | FALSE | [6 empty] | AC | [7 empty] | FALSE
PSHPQBEH | CH Lighting Technology Co.,Ltd. | CH | CH1157SD-48-13W 830-2 | Linear Replacement Lamp | T8 Four-Foot | Dual Mode Internal Driver (UL Type A and Type B) |  | standard | TRUE |  | 1782 | 123.4 | 14.44 | 12.47 | 0.9589 | 2942 | 82.2 | 5 | 50000 | January, 26 2017 00:00:00 | Dimmable | Continuous Below 10 | No |  | SSSBZR | [15 empty] | 83.8 |  | 1.26 | 1.26 | [6 empty] | 4.4 | 1800 | 112 | 16 | 12.47 | 0.96 | 3000 | 83 |  |  |  | FALSE | FALSE | FALSE | May, 02 2018 00:00:00 | 4.3 |  | standard |  |  |  |  | November, 02 2018 00:00:00 | FALSE | FALSE | FALSE | [6 empty] | AC | [7 empty] | FALSE
PKT45TQB | CH Lighting Technology Co.,Ltd. | CH | CH1157SD-48-15W 845-2 | Linear Replacement Lamp | T8 Four-Foot | Dual Mode Internal Driver (UL Type A and Type B) |  | standard | FALSE | [10 empty] | January, 26 2017 00:00:00 | Dimmable | Continuous Below 10 | No |  | SSSBZS | [25 empty] | 5 | 2100 | 118 | 18 | 10.82 | 0.96 | 4500 | 83 |  |  |  | FALSE | FALSE | FALSE | May, 02 2018 00:00:00 | 4.3 |  | standard |  |  |  |  | March, 30 2020 00:00:00 | FALSE | FALSE | FALSE | [6 empty] | AC | [7 empty] | FALSE
P7KSCC4E | Verlite Company Ltd. | Verlite | VL-T84FT-4015FC | Linear Replacement Lamp | T8 Four-Foot | Dual Mode Internal Driver (UL Type A and Type B) |  | standard | FALSE | [10 empty] | January, 26 2017 00:00:00 | Not Yet Verified | Not Yet Verified | No |  | JJJMOW | [25 empty] | 5 | 1950 | 129.07 | 15.11 | 13.91 | 0.9 | 4000 | 83.5 |  |  |  | FALSE | FALSE | FALSE | May, 02 2018 00:00:00 | 4.3 |  | standard |  |  |  |  | March, 30 2020 00:00:00 | FALSE | FALSE | FALSE | [6 empty] | AC | [7 empty] | FALSE
PHWD14K1 | Verlite Company Ltd. | Verlite | VL-T84FT-5012CC | Linear Replacement Lamp | T8 Four-Foot | Dual Mode Internal Driver (UL Type A and Type B) |  | standard | FALSE | [10 empty] | January, 26 2017 00:00:00 | Not Yet Verified | Not Yet Verified | No |  | JJJMOW | [25 empty] | 5 | 1817 | 142.29 | 12.77 | 11.03 | 0.9 | 5000 | 83 |  |  |  | FALSE | FALSE | FALSE | May, 02 2018 00:00:00 | 4.3 |  | standard |  |  |  |  | March, 30 2020 00:00:00 | FALSE | FALSE | FALSE | [6 empty] | AC | [7 empty] | FALSE
P6B5C7W8 | Lextar Electronics Corp. | Lextar | 97.AE8O4.422D500 | Linear Replacement Lamp | T8 Four-Foot | Replacement Lamps (plug and play) (UL Type A) |  | standard | FALSE | [10 empty] | January, 26 2017 00:00:00 | Not Dimmable | Not Dimmable | No |  | SSSBZU | [25 empty] | 5 | 2286.8 | 127.52 | 17.93 | 15.39 | 0.96 | 5000 | 83.3 |  |  |  | FALSE | FALSE | FALSE | May, 02 2018 00:00:00 | 4.3 |  | standard |  |  |  |  | March, 30 2020 00:00:00 | FALSE | FALSE | FALSE | [6 empty] | AC | [7 empty] | FALSE
P8F1ZMF3 | Verlite Company Ltd. | Verlite | VL-T84FT-4012FC | Linear Replacement Lamp | T8 Four-Foot | Dual Mode Internal Driver (UL Type A and Type B) |  | standard | FALSE | [10 empty] | January, 26 2017 00:00:00 | Not Yet Verified | Not Yet Verified | No |  | JJJMOW | [25 empty] | 5 | 1579 | 123.05 | 12.81 | 10.76 | 0.9 | 4000 | 83.6 |  |  |  | FALSE | FALSE | FALSE | May, 02 2018 00:00:00 | 4.3 |  | standard |  |  |  |  | March, 30 2020 00:00:00 | FALSE | FALSE | FALSE | [6 empty] | AC | [7 empty] | FALSE
PMU69J4E | Verlite Company Ltd. | Verlite | VL-T84FT-5012FC | Linear Replacement Lamp | T8 Four-Foot | Dual Mode Internal Driver (UL Type A and Type B) |  | standard | FALSE | [10 empty] | January, 26 2017 00:00:00 | Not Yet Verified | Not Yet Verified | No |  | JJJMOW | [25 empty] | 5 | 1606 | 127.13 | 12.63 | 10.43 | 0.9 | 5000 | 83.7 |  |  |  | FALSE | FALSE | FALSE | May, 02 2018 00:00:00 | 4.3 |  | standard |  |  |  |  | March, 30 2020 00:00:00 | FALSE | FALSE | FALSE | [6 empty] | AC | [7 empty] | FALSE
PAGQ4S93 | Verlite Company Ltd. | Verlite | VL-T84FT-5015CC | Linear Replacement Lamp | T8 Four-Foot | Dual Mode Internal Driver (UL Type A and Type B) |  | standard | FALSE | [10 empty] | January, 26 2017 00:00:00 | Not Yet Verified | Not Yet Verified | No |  | JJJMOW | [25 empty] | 5 | 2232 | 146.18 | 15.27 | 12.44 | 0.9 | 5000 | 84.2 |  |  |  | FALSE | FALSE | FALSE | May, 02 2018 00:00:00 | 4.3 |  | standard |  |  |  |  | March, 30 2020 00:00:00 | FALSE | FALSE | FALSE | [6 empty] | AC | [7 empty] | FALSE
PQZAP9G2 | Verlite Company Ltd. | Verlite | VL-T84FT-5015FC | Linear Replacement Lamp | T8 Four-Foot | Dual Mode Internal Driver (UL Type A and Type B) |  | standard | FALSE | [10 empty] | January, 26 2017 00:00:00 | Not Yet Verified | Not Yet Verified | No |  | JJJMOW | [25 empty] | 5 | 2034 | 134.15 | 15.16 | 13.47 | 0.9 | 5000 | 84.3 |  |  |  | FALSE | FALSE | FALSE | May, 02 2018 00:00:00 | 4.3 |  | standard |  |  |  |  | March, 30 2020 00:00:00 | FALSE | FALSE | FALSE | [6 empty] | AC | [7 empty] | FALSE
PRHA8KWF | Verlite Company Ltd. | Verlite | VL-T84FT-5018FC | Linear Replacement Lamp | T8 Four-Foot | Dual Mode Internal Driver (UL Type A and Type B) |  | standard | FALSE | [10 empty] | January, 26 2017 00:00:00 | Not Yet Verified | Not Yet Verified | No |  | JJJMOW | [25 empty] | 5 | 2214 | 128.73 | 17.2 | 14.05 | 0.9 | 5000 | 84.3 |  |  |  | FALSE | FALSE | FALSE | May, 02 2018 00:00:00 | 4.3 |  | standard |  |  |  |  | March, 30 2020 00:00:00 | FALSE | FALSE | FALSE | [6 empty] | AC | [7 empty] | FALSE
PX2ZDBE2 | Verlite Company Ltd. | Verlite | VL-T84FT-3012FC | Linear Replacement Lamp | T8 Four-Foot | Dual Mode Internal Driver (UL Type A and Type B) |  | standard | TRUE |  | 1586 | 120.06 | 13.21 | 13.14 | 0.9006 | 2918 | 83.6 | 5 | 50000 | January, 26 2017 00:00:00 | Not Yet Verified | Not Yet Verified | No |  | JJJMOW | [15 empty] | 89.5 |  | 1.16 | 1.36 | [6 empty] | 5 | 1579 | 123.05 | 12.81 | 10.76 | 0.9 | 3000 | 83.6 |  |  |  | FALSE | FALSE | FALSE | May, 02 2018 00:00:00 | 4.3 |  | standard |  |  |  |  | March, 30 2020 00:00:00 | FALSE | FALSE | FALSE | [6 empty] | AC | [7 empty] | FALSE
PCYWKDD4 | Lextar Electronics Corp. | Lextar | 97.AE8O4.421D200 | Linear Replacement Lamp | T8 Four-Foot | Replacement Lamps (plug and play) (UL Type A) |  | standard | FALSE | [10 empty] | January, 26 2017 00:00:00 | Not Dimmable | Not Dimmable | No |  | SSSBZU | [25 empty] | 5 | 2196.6 | 121.77 | 18.04 | 15.34 | 0.96 | 3500 | 84.5 |  |  |  | FALSE | FALSE | FALSE | May, 02 2018 00:00:00 | 4.3 |  | standard |  |  |  |  | March, 30 2020 00:00:00 | FALSE | FALSE | FALSE | [6 empty] | AC | [7 empty] | FALSE
PJDSS6GY | CH Lighting Technology Co.,Ltd. | CH | CH1157SD-48-13W 840-2 | Linear Replacement Lamp | T8 Four-Foot | Dual Mode Internal Driver (UL Type A and Type B) |  | standard | FALSE | [10 empty] | January, 26 2017 00:00:00 | Dimmable | Continuous Below 10 | No |  | SSSBZR | [25 empty] | 5 | 1900 | 118 | 16 | 12.47 | 0.96 | 4000 | 83 |  |  |  | FALSE | FALSE | FALSE | May, 02 2018 00:00:00 | 4.3 |  | standard |  |  |  |  | March, 30 2020 00:00:00 | FALSE | FALSE | FALSE | [6 empty] | AC | [7 empty] | FALSE
PPHY1WQH | CH Lighting Technology Co.,Ltd. | CH | CH1157SD-48-15W 835-2 | Linear Replacement Lamp | T8 Four-Foot | Dual Mode Internal Driver (UL Type A and Type B) |  | standard | FALSE | [10 empty] | January, 26 2017 00:00:00 | Dimmable | Continuous Below 10 | No |  | SSSBZS | [25 empty] | 4.4 | 2000 | 112 | 18 | 10.82 | 0.96 | 3500 | 83 |  |  |  | FALSE | FALSE | FALSE | May, 02 2018 00:00:00 | 4.3 |  | standard |  |  |  |  | November, 02 2018 00:00:00 | FALSE | FALSE | FALSE | [6 empty] | AC | [7 empty] | FALSE
PZ7GCRKG | CH Lighting Technology Co.,Ltd. | CH | CH1157SD-48-15W 830-2 | Linear Replacement Lamp | T8 Four-Foot | Dual Mode Internal Driver (UL Type A and Type B) |  | standard | TRUE |  | 1971 | 125.1 | 15.76 | 10.82 | 0.9646 | 2949 | 82.3 | 5 | 50000 | January, 26 2017 00:00:00 | Dimmable | Continuous Below 10 | No |  | SSSBZS | [15 empty] | 83.6 |  | 1.26 | 1.24 | [6 empty] | 4.4 | 2000 | 112 | 18 | 10.82 | 0.96 | 3000 | 83 |  |  |  | FALSE | FALSE | FALSE | May, 02 2018 00:00:00 | 4.3 |  | standard |  |  |  |  | November, 02 2018 00:00:00 | FALSE | FALSE | FALSE | [6 empty] | AC | [7 empty] | FALSE
P79CFA5U | Lextar Electronics Corp. | Lextar | 97.AE8O4.421D100 | Linear Replacement Lamp | T8 Four-Foot | Replacement Lamps (plug and play) (UL Type A) |  | standard | TRUE |  | 2109.98 | 118.6 | 17.79 | 15.57 | 0.961 | 3091 | 83.6 | 5 | 50000 | January, 26 2017 00:00:00 | Not Dimmable | Not Dimmable | No |  | SSSBZU | [15 empty] | 83.9 |  | 1.32 | 1.24 | [6 empty] | 5 | 2109.98 | 118.6 | 17.79 | 15.57 | 0.96 | 3000 | 83.6 |  |  |  | FALSE | FALSE | FALSE | May, 02 2018 00:00:00 | 4.3 |  | standard |  |  |  |  | March, 30 2020 00:00:00 | FALSE | FALSE | FALSE | [6 empty] | AC | [7 empty] | FALSE
PVEC25B3 | Verlite Company Ltd. | Verlite | VL-T84FT-4015CC | Linear Replacement Lamp | T8 Four-Foot | Dual Mode Internal Driver (UL Type A and Type B) |  | standard | FALSE | [10 empty] | January, 26 2017 00:00:00 | Not Yet Verified | Not Yet Verified | No |  | JJJMOW | [25 empty] | 5 | 2146 | 141.82 | 15.13 | 12.34 | 0.9 | 4000 | 83.2 |  |  |  | FALSE | FALSE | FALSE | May, 02 2018 00:00:00 | 4.3 |  | standard |  |  |  |  | March, 30 2020 00:00:00 | FALSE | FALSE | FALSE | [6 empty] | AC | [7 empty] | FALSE
PHXWEYPR | Verlite Company Ltd. | Verlite | VL-T84FT-4018CC | Linear Replacement Lamp | T8 Four-Foot | Dual Mode Internal Driver (UL Type A and Type B) |  | standard | FALSE | [10 empty] | January, 26 2017 00:00:00 | Not Yet Verified | Not Yet Verified | No |  | JJJMOW | [25 empty] | 5 | 2367 | 138.66 | 17.07 | 14.07 | 0.9 | 4000 | 83.2 |  |  |  | FALSE | FALSE | FALSE | May, 02 2018 00:00:00 | 4.3 |  | standard |  |  |  |  | March, 30 2020 00:00:00 | FALSE | FALSE | FALSE | [6 empty] | AC | [7 empty] | FALSE
PE77FDNZ | Verlite Company Ltd. | Verlite | VL-T84FT-4018FC | Linear Replacement Lamp | T8 Four-Foot | Dual Mode Internal Driver (UL Type A and Type B) |  | standard | FALSE | [10 empty] | January, 26 2017 00:00:00 | Not Yet Verified | Not Yet Verified | No |  | JJJMOW | [25 empty] | 5 | 2122 | 124.17 | 17.09 | 14.19 | 0.9 | 4000 | 83.2 |  |  |  | FALSE | FALSE | FALSE | May, 02 2018 00:00:00 | 4.3 |  | standard |  |  |  |  | March, 30 2020 00:00:00 | FALSE | FALSE | FALSE | [6 empty] | AC | [7 empty] | FALSE
PBQ4F1YH | Verlite Company Ltd. | Verlite | VL-T84FT-5018CC | Linear Replacement Lamp | T8 Four-Foot | Dual Mode Internal Driver (UL Type A and Type B) |  | standard | FALSE | [10 empty] | January, 26 2017 00:00:00 | Not Yet Verified | Not Yet Verified | No |  | JJJMOW | [25 empty] | 5 | 2464 | 142.91 | 17.24 | 14.12 | 0.9 | 5000 | 84.2 |  |  |  | FALSE | FALSE | FALSE | May, 02 2018 00:00:00 | 4.3 |  | standard |  |  |  |  | March, 30 2020 00:00:00 | FALSE | FALSE | FALSE | [6 empty] | AC | [7 empty] | FALSE
PN8MMRC8 | CH Lighting Technology Co.,Ltd. | CH | CH1157SD-48-13W 845-2 | Linear Replacement Lamp | T8 Four-Foot | Dual Mode Internal Driver (UL Type A and Type B) |  | standard | FALSE | [10 empty] | January, 26 2017 00:00:00 | Dimmable | Continuous Below 10 | No |  | SSSBZR | [25 empty] | 5 | 1900 | 118 | 16 | 12.47 | 0.96 | 4500 | 83 |  |  |  | FALSE | FALSE | FALSE | May, 02 2018 00:00:00 | 4.3 |  | standard |  |  |  |  | March, 30 2020 00:00:00 | FALSE | FALSE | FALSE | [6 empty] | AC | [7 empty] | FALSE
PEDPS792 | CH Lighting Technology Co.,Ltd. | CH | CH1157SD-48-13W 850-2 | Linear Replacement Lamp | T8 Four-Foot | Dual Mode Internal Driver (UL Type A and Type B) |  | standard | FALSE | [10 empty] | January, 26 2017 00:00:00 | Dimmable | Continuous Below 10 | No |  | SSSBZR | [25 empty] | 5 | 2000 | 122 | 16 | 8.07 | 0.98 | 5000 | 83 |  |  |  | FALSE | FALSE | FALSE | May, 02 2018 00:00:00 | 4.3 |  | standard |  |  |  |  | March, 30 2020 00:00:00 | FALSE | FALSE | FALSE | [6 empty] | AC | [7 empty] | FALSE
PW636B2A | CH Lighting Technology Co.,Ltd. | CH | CH1157SD-48-15W 840-2 | Linear Replacement Lamp | T8 Four-Foot | Dual Mode Internal Driver (UL Type A and Type B) |  | standard | FALSE | [10 empty] | January, 26 2017 00:00:00 | Dimmable | Continuous Below 10 | No |  | SSSBZS | [25 empty] | 5 | 2100 | 118 | 18 | 10.82 | 0.96 | 4000 | 83 |  |  |  | FALSE | FALSE | FALSE | May, 02 2018 00:00:00 | 4.3 |  | standard |  |  |  |  | March, 30 2020 00:00:00 | FALSE | FALSE | FALSE | [6 empty] | AC | [7 empty] | FALSE
P7HDDHVN | CH Lighting Technology Co.,Ltd. | CH | CH1157SD-48-15W 850-2 | Linear Replacement Lamp | T8 Four-Foot | Dual Mode Internal Driver (UL Type A and Type B) |  | standard | FALSE | [10 empty] | January, 26 2017 00:00:00 | Dimmable | Continuous Below 10 | No |  | SSSBZS | [25 empty] | 5 | 2200 | 122 | 18 | 7.39 | 0.98 | 5000 | 83 |  |  |  | FALSE | FALSE | FALSE | May, 02 2018 00:00:00 | 4.3 |  | standard |  |  |  |  | March, 30 2020 00:00:00 | FALSE | FALSE | FALSE | [6 empty] | AC | [7 empty] | FALSE
PH5XBNHQ | P.Q.L. Inc. | Superior Life | 91310 | Linear Replacement Lamp | T8 Four-Foot | Replacement Lamps (plug and play) (UL Type A) |  | standard | FALSE | [10 empty] | January, 25 2017 00:00:00 | Not Dimmable | Not Dimmable | FALSE |  | YYYBJV | [25 empty] | 4.4 | 2100 | 112 | 18 | 11.26 | 0.99 | 4000 | 83 |  |  |  | FALSE | FALSE | FALSE | May, 02 2018 00:00:00 | 4.3 |  | standard |  |  |  |  | November, 02 2018 00:00:00 | FALSE | FALSE | FALSE | [6 empty] | AC | [7 empty] | FALSE
PQVBJ6SJ | P.Q.L. Inc. | Superior Life | 91315 | Linear Replacement Lamp | T8 Four-Foot | Replacement Lamps (plug and play) (UL Type A) |  | standard | FALSE | [10 empty] | January, 25 2017 00:00:00 | Not Dimmable | Not Dimmable | FALSE |  | YYYBJW | [25 empty] | 4.4 | 2000 | 115 | 16 | 12.41 | 0.97 | 5000 | 83 |  |  |  | FALSE | FALSE | FALSE | May, 02 2018 00:00:00 | 4.3 |  | standard |  |  |  |  | November, 02 2018 00:00:00 | FALSE | FALSE | FALSE | [6 empty] | AC | [7 empty] | FALSE
PQCATDM2 | The Straits Lighting Company, LLC | SL917 | SL917T8BC-48-15W-100/277V-4000-C-120-I-N-G13 | Linear Replacement Lamp | T8 Four-Foot | Dual Mode Internal Driver (UL Type A and Type B) |  | standard | FALSE | [10 empty] | January, 25 2017 00:00:00 | Not Yet Verified | Not Yet Verified | NotYetVerified | Lastx represents either s for single-end power input or T for double-end inputs; Update on 11/22/2016 | KKKZPC | [25 empty] | 5 | 2172 | 133 | 16.3 | 20 | 0.9 | 4000 | 83 |  |  |  | FALSE | FALSE | FALSE | May, 02 2018 00:00:00 | 4.3 |  | standard |  |  |  |  | March, 30 2020 00:00:00 | FALSE | FALSE | FALSE | [6 empty] | AC | [7 empty] | FALSE
PSRC3VKY | The Straits Lighting Company, LLC | SL917 | SL917T8BC-48-15W-100/277V-5000-F-120-I-N-G13 | Linear Replacement Lamp | T8 Four-Foot | Dual Mode Internal Driver (UL Type A and Type B) |  | standard | FALSE | [10 empty] | January, 25 2017 00:00:00 | Not Yet Verified | Not Yet Verified | NotYetVerified | Lastx represents either s for single-end power input or T for double-end inputs; Update on 11/22/2016 | KKKZPC | [25 empty] | 5 | 2172 | 133 | 16.3 | 20 | 0.9 | 5000 | 83 |  |  |  | FALSE | FALSE | FALSE | May, 02 2018 00:00:00 | 4.3 |  | standard |  |  |  |  | March, 30 2020 00:00:00 | FALSE | FALSE | FALSE | [6 empty] | AC | [7 empty] | FALSE
PHXTKRFH | The Straits Lighting Company, LLC | SL917 | SL917T8BC-48-12W-100/277V-3000-F-120-I-N-G13 | Linear Replacement Lamp | T8 Four-Foot | Dual Mode Internal Driver (UL Type A and Type B) |  | standard | TRUE |  | 1705 | 141.11 | 12.21 | 14.28 | 0.9019 | 3002 | 83.1 | 5 | 50000 | January, 25 2017 00:00:00 | Not Yet Verified | Not Yet Verified | No |  | KKKZPB | [15 empty] | 88.5 |  | 1.37 | 1.16 | [6 empty] | 5 | 1700 | 142 | 12 | 20 | 0.9 | 3000 | 85 |  |  |  | FALSE | FALSE | FALSE | May, 02 2018 00:00:00 | 4.3 |  | standard |  |  |  |  | March, 30 2020 00:00:00 | FALSE | FALSE | FALSE | [6 empty] | AC | [7 empty] | FALSE
P4NWQ23C | The Straits Lighting Company, LLC | SL917 | SL917T8BC-48-15W-100/277V-3000-F-120-I-N-G13 | Linear Replacement Lamp | T8 Four-Foot | Dual Mode Internal Driver (UL Type A and Type B) |  | standard | TRUE |  | 2172 | 133.25 | 16.3 | 6.91 | 0.9572 | 3012 | 81.8 | 5 | 50000 | January, 25 2017 00:00:00 | Not Yet Verified | Not Yet Verified | NotYetVerified | Lastx represents either s for single-end power input or T for double-end inputs; Update on 11/22/2016 | KKKZPC | [15 empty] | 90 |  | 1.16 | 1.38 | [6 empty] | 5 | 2172 | 133 | 16.3 | 20 | 0.9 | 3000 | 83 |  |  |  | FALSE | FALSE | FALSE | May, 02 2018 00:00:00 | 4.3 |  | standard |  |  |  |  | March, 30 2020 00:00:00 | FALSE | FALSE | FALSE | [6 empty] | AC | [7 empty] | FALSE
PSK1TSAP | The Straits Lighting Company, LLC | SL917 | SL917T8BC-48-20W-100/277V-3000-F-120-I-N-G13 | Linear Replacement Lamp | T8 Four-Foot | Dual Mode Internal Driver (UL Type A and Type B) |  | standard | TRUE |  | 2697 | 134.35 | 20.08 | 6.38 | 0.9693 | 3017 | 82.2 | 5 | 50000 | January, 25 2017 00:00:00 | Not Yet Verified | Not Yet Verified | NotYetVerified | Lastx represents either s for single-end power input or T for double-end inputs; Updated on 11/22/2016 | KKKZPE | [15 empty] | 90.3 |  | 1.16 | 1.36 | [6 empty] | 5 | 2697 | 134.35 | 20.08 | 20 | 0.9 | 3000 | 83 |  |  |  | FALSE | FALSE | FALSE | May, 02 2018 00:00:00 | 4.3 |  | standard |  |  |  |  | March, 30 2020 00:00:00 | FALSE | FALSE | FALSE | [6 empty] | AC | [7 empty] | FALSE
PM77AH3U | Green Creative LTD | GREEN CREATIVE | 10.5T8/4F/835/DIR | Linear Replacement Lamp | T8 Four-Foot | Replacement Lamps (plug and play) (UL Type A) |  | standard | FALSE | [10 empty] | January, 25 2017 00:00:00 | Dimmable | Continuous Below 10 | No |  | EAEEPH | [25 empty] | 5 | 1650 | 127 | 13 | 20 | 0.9 | 3500 | 82 |  |  |  | FALSE | FALSE | FALSE | May, 02 2018 00:00:00 | 4.3 |  | standard |  |  |  |  | March, 30 2020 00:00:00 | FALSE | FALSE | FALSE | [6 empty] | AC | [7 empty] | FALSE
PJ585KKS | Green Creative LTD | GREEN CREATIVE | 10.5T8/4F/840/DIR | Linear Replacement Lamp | T8 Four-Foot | Replacement Lamps (plug and play) (UL Type A) |  | standard | FALSE | [10 empty] | January, 25 2017 00:00:00 | Dimmable | Continuous Below 10 | No |  | EAEEPH | [25 empty] | 5 | 1700 | 131 | 13 | 20 | 0.9 | 4000 | 82 |  |  |  | FALSE | FALSE | FALSE | May, 02 2018 00:00:00 | 4.3 |  | standard |  |  |  |  | March, 30 2020 00:00:00 | FALSE | FALSE | FALSE | [6 empty] | AC | [7 empty] | FALSE
PYWNWZ77 | Green Creative LTD | GREEN CREATIVE | 13T8/4F/835/DIR | Linear Replacement Lamp | T8 Four-Foot | Replacement Lamps (plug and play) (UL Type A) |  | standard | FALSE | [10 empty] | January, 25 2017 00:00:00 | Dimmable | Continuous Below 10 | No |  | EAEEPI | [25 empty] | 5 | 2000 | 121 | 16.5 | 20 | 0.9 | 3500 | 82 |  |  |  | FALSE | FALSE | FALSE | May, 02 2018 00:00:00 | 4.3 |  | standard |  |  |  |  | March, 30 2020 00:00:00 | FALSE | FALSE | FALSE | [6 empty] | AC | [7 empty] | FALSE
PJMGBC87 | Green Creative LTD | GREEN CREATIVE | 13T8/4F/830/DIR | Linear Replacement Lamp | T8 Four-Foot | Replacement Lamps (plug and play) (UL Type A) |  | standard | TRUE |  | 1958 | 119.2 | 16.42 | 12.23 | 0.954 | 2993 | 82.6 | 5 | 50000 | January, 25 2017 00:00:00 | Dimmable | Continuous Below 10 | No |  | EAEEPI | [15 empty] | 84.2 |  | 1.32 | 1.3 | [6 empty] | 5 | 2000 | 121 | 16.5 | 20 | 0.9 | 3000 | 82 |  |  |  | FALSE | FALSE | FALSE | May, 02 2018 00:00:00 | 4.3 |  | standard |  |  |  |  | March, 30 2020 00:00:00 | FALSE | FALSE | FALSE | [6 empty] | AC | [7 empty] | FALSE
PBQ3MKHX | Green Creative LTD | GREEN CREATIVE | 10.5T8/4F/850/DIR | Linear Replacement Lamp | T8 Four-Foot | Replacement Lamps (plug and play) (UL Type A) |  | standard | FALSE | [10 empty] | January, 25 2017 00:00:00 | Dimmable | Continuous Below 10 | No |  | EAEEPH | [25 empty] | 5 | 1700 | 131 | 13 | 20 | 0.9 | 5000 | 82 |  |  |  | FALSE | FALSE | FALSE | May, 02 2018 00:00:00 | 4.3 |  | standard |  |  |  |  | March, 30 2020 00:00:00 | FALSE | FALSE | FALSE | [6 empty] | AC | [7 empty] | FALSE
P492K2SZ | The Straits Lighting Company, LLC | SL917 | SL917T8BC-48-12W-100/277V-3500-F-120-I-N-G13 | Linear Replacement Lamp | T8 Four-Foot | Dual Mode Internal Driver (UL Type A and Type B) |  | standard | FALSE | [10 empty] | January, 25 2017 00:00:00 | Not Yet Verified | Not Yet Verified | No |  | KKKZPB | [25 empty] | 5 | 1700 | 142 | 12 | 20 | 0.9 | 3500 | 85 |  |  |  | FALSE | FALSE | FALSE | May, 02 2018 00:00:00 | 4.3 |  | standard |  |  |  |  | March, 30 2020 00:00:00 | FALSE | FALSE | FALSE | [6 empty] | AC | [7 empty] | FALSE
P62AGETW | The Straits Lighting Company, LLC | SL917 | SL917T8BC-48-15W-100/277V-3500-F-120-I-N-G13 | Linear Replacement Lamp | T8 Four-Foot | Dual Mode Internal Driver (UL Type A and Type B) |  | standard | FALSE | [10 empty] | January, 25 2017 00:00:00 | Not Yet Verified | Not Yet Verified | NotYetVerified | Lastx represents either s for single-end power input or T for double-end inputs; Update on 11/22/2016 | KKKZPC | [25 empty] | 5 | 2172 | 133 | 16.3 | 20 | 0.9 | 3500 | 83 |  |  |  | FALSE | FALSE | FALSE | May, 02 2018 00:00:00 | 4.3 |  | standard |  |  |  |  | March, 30 2020 00:00:00 | FALSE | FALSE | FALSE | [6 empty] | AC | [7 empty] | FALSE
PUUQ7YY2 | The Straits Lighting Company, LLC | SL917 | SL917T8BC-48-15W-100/277V-3500-C-120-I-N-G13 | Linear Replacement Lamp | T8 Four-Foot | Dual Mode Internal Driver (UL Type A and Type B) |  | standard | FALSE | [10 empty] | January, 25 2017 00:00:00 | Not Yet Verified | Not Yet Verified | NotYetVerified | Lastx represents either s for single-end power input or T for double-end inputs; Update on 11/22/2016 | KKKZPC | [25 empty] | 5 | 2172 | 133 | 16.3 | 20 | 0.9 | 3500 | 83 |  |  |  | FALSE | FALSE | FALSE | May, 02 2018 00:00:00 | 4.3 |  | standard |  |  |  |  | March, 30 2020 00:00:00 | FALSE | FALSE | FALSE | [6 empty] | AC | [7 empty] | FALSE
PP6EXCV1 | The Straits Lighting Company, LLC | SL917 | SL917T8PP-48-12W-100/277V-4000-F-120-I-N-G13 | Linear Replacement Lamp | T8 Four-Foot | Replacement Lamps (plug and play) (UL Type A) |  | standard | FALSE | [10 empty] | January, 25 2017 00:00:00 | Not Yet Verified | Not Yet Verified | NotYetVerified | updated on 1/19/2017 | KKKZOX | [25 empty] | 5 | 1769 | 132.51 | 13.35 | 20 | 0.9 | 4000 | 81.8 |  |  |  | FALSE | FALSE | FALSE | May, 02 2018 00:00:00 | 4.3 |  | standard |  |  |  |  | March, 30 2020 00:00:00 | FALSE | FALSE | FALSE | [6 empty] | AC | [7 empty] | FALSE
PAGRHRB7 | The Straits Lighting Company, LLC | SL917 | SL917T8PP-48-16W-100/277V-5000-F-120-I-N-G13 | Linear Replacement Lamp | T8 Four-Foot | Replacement Lamps (plug and play) (UL Type A) |  | standard | FALSE | [10 empty] | January, 25 2017 00:00:00 | Not Yet Verified | Not Yet Verified | NotYetVerified | updated on 1/19/2017 | KKKZOZ | [25 empty] | 5 | 2112 | 130.77 | 16.15 | 20 | 0.9 | 5000 | 80.7 |  |  |  | FALSE | FALSE | FALSE | May, 02 2018 00:00:00 | 4.3 |  | standard |  |  |  |  | March, 30 2020 00:00:00 | FALSE | FALSE | FALSE | [6 empty] | AC | [7 empty] | FALSE
P6D9D3FT | The Straits Lighting Company, LLC | SL917 | SL917T8BC-48-20W-100/277V-3000-C-120-I-N-G13 | Linear Replacement Lamp | T8 Four-Foot | Dual Mode Internal Driver (UL Type A and Type B) |  | standard | TRUE |  | 2807 | 140.6 | 19.97 | 6.92 | 0.9734 | 3079 | 83.5 | 5 | 50000 | January, 25 2017 00:00:00 | Not Yet Verified | Not Yet Verified | NotYetVerified | Lastx represents either s for single-end power input or T for double-end inputs; Updated on 11/22/2016 | KKKZPF | [15 empty] | 91.7 |  | 1.2 | 1.4 | [6 empty] | 5 | 2807 | 140.6 | 19.97 | 20 | 0.9 | 3000 | 83 |  |  |  | FALSE | FALSE | FALSE | May, 02 2018 00:00:00 | 4.3 |  | standard |  |  |  |  | March, 30 2020 00:00:00 | FALSE | FALSE | FALSE | [6 empty] | AC | [7 empty] | FALSE
PSTGGG8H | P.Q.L. Inc. | Superior Life | 91309 | Linear Replacement Lamp | T8 Four-Foot | Replacement Lamps (plug and play) (UL Type A) |  | standard | FALSE | [10 empty] | January, 25 2017 00:00:00 | Not Dimmable | Not Dimmable | FALSE |  | YYYBJV | [25 empty] | 4.4 | 2000 | 110 | 18 | 11.26 | 0.99 | 3500 | 83 |  |  |  | FALSE | FALSE | FALSE | May, 02 2018 00:00:00 | 4.3 |  | standard |  |  |  |  | November, 02 2018 00:00:00 | FALSE | FALSE | FALSE | [6 empty] | AC | [7 empty] | FALSE
PT925UU8 | P.Q.L. Inc. | Superior Life | 91313 | Linear Replacement Lamp | T8 Four-Foot | Replacement Lamps (plug and play) (UL Type A) |  | standard | FALSE | [10 empty] | January, 25 2017 00:00:00 | Not Dimmable | Not Dimmable | FALSE |  | YYYBJW | [25 empty] | 4.4 | 1800 | 110 | 16 | 12.41 | 0.97 | 3500 | 83 |  |  |  | FALSE | FALSE | FALSE | May, 02 2018 00:00:00 | 4.3 |  | standard |  |  |  |  | November, 02 2018 00:00:00 | FALSE | FALSE | FALSE | [6 empty] | AC | [7 empty] | FALSE
P8QA7JHV | P.Q.L. Inc. | Superior Life | 91311 | Linear Replacement Lamp | T8 Four-Foot | Replacement Lamps (plug and play) (UL Type A) |  | standard | FALSE | [10 empty] | January, 25 2017 00:00:00 | Not Dimmable | Not Dimmable | FALSE |  | YYYBJV | [25 empty] | 4.4 | 2200 | 115 | 18 | 11.26 | 0.99 | 5000 | 83 |  |  |  | FALSE | FALSE | FALSE | May, 02 2018 00:00:00 | 4.3 |  | standard |  |  |  |  | November, 02 2018 00:00:00 | FALSE | FALSE | FALSE | [6 empty] | AC | [7 empty] | FALSE
P5GXZJTQ | The Straits Lighting Company, LLC | SL917 | SL917T8BC-48-15W-100/277V-3000-C-120-I-N-G13 | Linear Replacement Lamp | T8 Four-Foot | Dual Mode Internal Driver (UL Type A and Type B) |  | standard | FALSE | [10 empty] | January, 25 2017 00:00:00 | Not Yet Verified | Not Yet Verified | NotYetVerified | Lastx represents either s for single-end power input or T for double-end inputs; Update on 11/22/2016 | KKKZPC | [25 empty] | 5 | 2172 | 133 | 16.3 | 20 | 0.9 | 3000 | 83 |  |  |  | FALSE | FALSE | FALSE | May, 02 2018 00:00:00 | 4.3 |  | standard |  |  |  |  | March, 30 2020 00:00:00 | FALSE | FALSE | FALSE | [6 empty] | AC | [7 empty] | FALSE
PT9Y3ZR3 | The Straits Lighting Company, LLC | SL917 | SL917T8BC-48-20W-100/277V-3500-C-120-I-N-G13 | Linear Replacement Lamp | T8 Four-Foot | Dual Mode Internal Driver (UL Type A and Type B) |  | standard | FALSE | [10 empty] | January, 25 2017 00:00:00 | Not Yet Verified | Not Yet Verified | NotYetVerified | Lastx represents either s for single-end power input or T for double-end inputs; Updated on 11/22/2016 | KKKZPF | [25 empty] | 5 | 2807 | 140.6 | 19.97 | 20 | 0.9 | 3500 | 83 |  |  |  | FALSE | FALSE | FALSE | May, 02 2018 00:00:00 | 4.3 |  | standard |  |  |  |  | March, 30 2020 00:00:00 | FALSE | FALSE | FALSE | [6 empty] | AC | [7 empty] | FALSE
PPKVS27V | The Straits Lighting Company, LLC | SL917 | SL917T8BC-48-15W-100/277V-4000-F-120-I-N-G13 | Linear Replacement Lamp | T8 Four-Foot | Dual Mode Internal Driver (UL Type A and Type B) |  | standard | FALSE | [10 empty] | January, 25 2017 00:00:00 | Not Yet Verified | Not Yet Verified | NotYetVerified | Lastx represents either s for single-end power input or T for double-end inputs; Update on 11/22/2016 | KKKZPC | [25 empty] | 5 | 2172 | 133 | 16.3 | 20 | 0.9 | 4000 | 83 |  |  |  | FALSE | FALSE | FALSE | May, 02 2018 00:00:00 | 4.3 |  | standard |  |  |  |  | March, 30 2020 00:00:00 | FALSE | FALSE | FALSE | [6 empty] | AC | [7 empty] | FALSE
PZNBZC37 | The Straits Lighting Company, LLC | SL917 | SL917T8BC-48-20W-100/277V-5000-C-120-I-N-G13 | Linear Replacement Lamp | T8 Four-Foot | Dual Mode Internal Driver (UL Type A and Type B) |  | standard | FALSE | [10 empty] | January, 25 2017 00:00:00 | Not Yet Verified | Not Yet Verified | NotYetVerified | Lastx represents either s for single-end power input or T for double-end inputs; Updated on 11/22/2016 | KKKZPF | [25 empty] | 5 | 2807 | 140.6 | 19.97 | 20 | 0.9 | 5000 | 83 |  |  |  | FALSE | FALSE | FALSE | May, 02 2018 00:00:00 | 4.3 |  | standard |  |  |  |  | March, 30 2020 00:00:00 | FALSE | FALSE | FALSE | [6 empty] | AC | [7 empty] | FALSE
PEEVYCGG | The Straits Lighting Company, LLC | SL917 | SL917T8BC-48-12W-100/277V-5000-F-120-I-N-G13 | Linear Replacement Lamp | T8 Four-Foot | Dual Mode Internal Driver (UL Type A and Type B) |  | standard | FALSE | [10 empty] | January, 25 2017 00:00:00 | Not Yet Verified | Not Yet Verified | No |  | KKKZPB | [25 empty] | 5 | 1800 | 150 | 12 | 20 | 0.9 | 5000 | 85 |  |  |  | FALSE | FALSE | FALSE | May, 02 2018 00:00:00 | 4.3 |  | standard |  |  |  |  | March, 30 2020 00:00:00 | FALSE | FALSE | FALSE | [6 empty] | AC | [7 empty] | FALSE
P3DK1PPK | P.Q.L. Inc. | Superior Life | 91314 | Linear Replacement Lamp | T8 Four-Foot | Replacement Lamps (plug and play) (UL Type A) |  | standard | FALSE | [10 empty] | January, 25 2017 00:00:00 | Not Dimmable | Not Dimmable | FALSE |  | YYYBJW | [25 empty] | 4.4 | 1900 | 112 | 16 | 12.41 | 0.97 | 4000 | 83 |  |  |  | FALSE | FALSE | FALSE | May, 02 2018 00:00:00 | 4.3 |  | standard |  |  |  |  | November, 02 2018 00:00:00 | FALSE | FALSE | FALSE | [6 empty] | AC | [7 empty] | FALSE
PZ12VDJ8 | Green Creative LTD | GREEN CREATIVE | 10.5T8/4F/830/DIR | Linear Replacement Lamp | T8 Four-Foot | Replacement Lamps (plug and play) (UL Type A) |  | standard | TRUE |  | 1642 | 120.8 | 13.59 | 14.09 | 0.942 | 3073 | 82 | 5 | 50000 | January, 25 2017 00:00:00 | Dimmable | Continuous Below 10 | No |  | EAEEPH | [15 empty] | 84.1 |  | 1.32 | 1.28 | [6 empty] | 5 | 1650 | 127 | 13 | 20 | 0.9 | 3000 | 82 |  |  |  | FALSE | FALSE | FALSE | May, 02 2018 00:00:00 | 4.3 |  | standard |  |  |  |  | March, 30 2020 00:00:00 | FALSE | FALSE | FALSE | [6 empty] | AC | [7 empty] | FALSE
PS96AVKW | The Straits Lighting Company, LLC | SL917 | SL917T8PP-48-12W-100/277V-3500-F-120-I-N-G13 | Linear Replacement Lamp | T8 Four-Foot | Replacement Lamps (plug and play) (UL Type A) |  | standard | FALSE | [10 empty] | January, 25 2017 00:00:00 | Not Yet Verified | Not Yet Verified | NotYetVerified | updated on 1/19/2017 | KKKZOX | [25 empty] | 5 | 1769 | 132.51 | 13.35 | 20 | 0.9 | 3500 | 81.8 |  |  |  | FALSE | FALSE | FALSE | May, 02 2018 00:00:00 | 4.3 |  | standard |  |  |  |  | March, 30 2020 00:00:00 | FALSE | FALSE | FALSE | [6 empty] | AC | [7 empty] | FALSE
PDPACBFF | The Straits Lighting Company, LLC | SL917 | SL917T8PP-48-14W-100/277V-3500-F-120-I-N-G13 | Linear Replacement Lamp | T8 Four-Foot | Replacement Lamps (plug and play) (UL Type A) |  | standard | FALSE | [10 empty] | January, 25 2017 00:00:00 | Not Yet Verified | Not Yet Verified | NotYetVerified | updated on 1/19/2017 | KKKZOY | [25 empty] | 5 | 1920 | 133.33 | 14.4 | 20 | 0.9 | 3500 | 81.8 |  |  |  | FALSE | FALSE | FALSE | May, 02 2018 00:00:00 | 4.3 |  | standard |  |  |  |  | March, 30 2020 00:00:00 | FALSE | FALSE | FALSE | [6 empty] | AC | [7 empty] | FALSE
PT5883JF | The Straits Lighting Company, LLC | SL917 | SL917T8PP-48-16W-100/277V-3500-F-120-I-N-G13 | Linear Replacement Lamp | T8 Four-Foot | Replacement Lamps (plug and play) (UL Type A) |  | standard | FALSE | [10 empty] | January, 25 2017 00:00:00 | Not Yet Verified | Not Yet Verified | NotYetVerified | updated on 1/19/2017 | KKKZOZ | [25 empty] | 5 | 2112 | 130.77 | 16.15 | 20 | 0.9 | 3500 | 81.8 |  |  |  | FALSE | FALSE | FALSE | May, 02 2018 00:00:00 | 4.3 |  | standard |  |  |  |  | March, 30 2020 00:00:00 | FALSE | FALSE | FALSE | [6 empty] | AC | [7 empty] | FALSE
P6F5BCF3 | The Straits Lighting Company, LLC | SL917 | SL917T8BC-48-20W-100/277V-3500-F-120-I-N-G13 | Linear Replacement Lamp | T8 Four-Foot | Dual Mode Internal Driver (UL Type A and Type B) |  | standard | FALSE | [10 empty] | January, 25 2017 00:00:00 | Not Yet Verified | Not Yet Verified | NotYetVerified | Lastx represents either s for single-end power input or T for double-end inputs; Updated on 11/22/2016 | KKKZPE | [25 empty] | 5 | 2697 | 134.35 | 20.08 | 20 | 0.9 | 3500 | 83 |  |  |  | FALSE | FALSE | FALSE | May, 02 2018 00:00:00 | 4.3 |  | standard |  |  |  |  | March, 30 2020 00:00:00 | FALSE | FALSE | FALSE | [6 empty] | AC | [7 empty] | FALSE
PQXEY6PK | The Straits Lighting Company, LLC | SL917 | SL917T8PP-48-14W-100/277V-4000-F-120-I-N-G13 | Linear Replacement Lamp | T8 Four-Foot | Replacement Lamps (plug and play) (UL Type A) |  | standard | FALSE | [10 empty] | January, 25 2017 00:00:00 | Not Yet Verified | Not Yet Verified | NotYetVerified | updated on 1/19/2017 | KKKZOY | [25 empty] | 5 | 1920 | 133.33 | 14.4 | 20 | 0.9 | 4000 | 81.8 |  |  |  | FALSE | FALSE | FALSE | May, 02 2018 00:00:00 | 4.3 |  | standard |  |  |  |  | March, 30 2020 00:00:00 | FALSE | FALSE | FALSE | [6 empty] | AC | [7 empty] | FALSE
PFNUBCVB | The Straits Lighting Company, LLC | SL917 | SL917T8PP-48-16W-100/277V-4000-F-120-I-N-G13 | Linear Replacement Lamp | T8 Four-Foot | Replacement Lamps (plug and play) (UL Type A) |  | standard | FALSE | [10 empty] | January, 25 2017 00:00:00 | Not Yet Verified | Not Yet Verified | NotYetVerified | updated on 1/19/2017 | KKKZOZ | [25 empty] | 5 | 2112 | 130.77 | 16.15 | 20 | 0.9 | 4000 | 81.8 |  |  |  | FALSE | FALSE | FALSE | May, 02 2018 00:00:00 | 4.3 |  | standard |  |  |  |  | March, 30 2020 00:00:00 | FALSE | FALSE | FALSE | [6 empty] | AC | [7 empty] | FALSE
PM569CHZ | The Straits Lighting Company, LLC | SL917 | SL917T8BC-48-20W-100/277V-4000-F-120-I-N-G13 | Linear Replacement Lamp | T8 Four-Foot | Dual Mode Internal Driver (UL Type A and Type B) |  | standard | FALSE | [10 empty] | January, 25 2017 00:00:00 | Not Yet Verified | Not Yet Verified | NotYetVerified | Lastx represents either s for single-end power input or T for double-end inputs; Updated on 11/22/2016 | KKKZPE | [25 empty] | 5 | 2697 | 134.35 | 20.08 | 20 | 0.9 | 4000 | 83 |  |  |  | FALSE | FALSE | FALSE | May, 02 2018 00:00:00 | 4.3 |  | standard |  |  |  |  | March, 30 2020 00:00:00 | FALSE | FALSE | FALSE | [6 empty] | AC | [7 empty] | FALSE
PM3CC2JT | The Straits Lighting Company, LLC | SL917 | SL917T8BC-48-20W-100/277V-4000-C-120-I-N-G13 | Linear Replacement Lamp | T8 Four-Foot | Dual Mode Internal Driver (UL Type A and Type B) |  | standard | FALSE | [10 empty] | January, 25 2017 00:00:00 | Not Yet Verified | Not Yet Verified | NotYetVerified | Lastx represents either s for single-end power input or T for double-end inputs; Updated on 11/22/2016 | KKKZPF | [25 empty] | 5 | 2807 | 140.6 | 19.97 | 20 | 0.9 | 4000 | 83 |  |  |  | FALSE | FALSE | FALSE | May, 02 2018 00:00:00 | 4.3 |  | standard |  |  |  |  | March, 30 2020 00:00:00 | FALSE | FALSE | FALSE | [6 empty] | AC | [7 empty] | FALSE
PJ7E4YS1 | The Straits Lighting Company, LLC | SL917 | SL917T8BC-48-12W-100/277V-4000-F-120-I-N-G13 | Linear Replacement Lamp | T8 Four-Foot | Dual Mode Internal Driver (UL Type A and Type B) |  | standard | FALSE | [10 empty] | January, 25 2017 00:00:00 | Not Yet Verified | Not Yet Verified | No |  | KKKZPB | [25 empty] | 5 | 1800 | 150 | 12 | 20 | 0.9 | 4000 | 85 |  |  |  | FALSE | FALSE | FALSE | May, 02 2018 00:00:00 | 4.3 |  | standard |  |  |  |  | March, 30 2020 00:00:00 | FALSE | FALSE | FALSE | [6 empty] | AC | [7 empty] | FALSE
PX76A99Q | The Straits Lighting Company, LLC | SL917 | SL917T8PP-48-12W-100/277V-4500-F-120-I-N-G13 | Linear Replacement Lamp | T8 Four-Foot | Replacement Lamps (plug and play) (UL Type A) |  | standard | FALSE | [10 empty] | January, 25 2017 00:00:00 | Not Yet Verified | Not Yet Verified | NotYetVerified | updated on 1/19/2017 | KKKZOX | [25 empty] | 5 | 1769 | 132.51 | 13.35 | 20 | 0.9 | 4500 | 81.8 |  |  |  | FALSE | FALSE | FALSE | May, 02 2018 00:00:00 | 4.3 |  | standard |  |  |  |  | March, 30 2020 00:00:00 | FALSE | FALSE | FALSE | [6 empty] | AC | [7 empty] | FALSE
PXFCHXW7 | The Straits Lighting Company, LLC | SL917 | SL917T8BC-48-12W-100/277V-4500-F-120-I-N-G13 | Linear Replacement Lamp | T8 Four-Foot | Dual Mode Internal Driver (UL Type A and Type B) |  | standard | FALSE | [10 empty] | January, 25 2017 00:00:00 | Not Yet Verified | Not Yet Verified | No |  | KKKZPB | [25 empty] | 5 | 1800 | 150 | 12 | 20 | 0.9 | 4500 | 85 |  |  |  | FALSE | FALSE | FALSE | May, 02 2018 00:00:00 | 4.3 |  | standard |  |  |  |  | March, 30 2020 00:00:00 | FALSE | FALSE | FALSE | [6 empty] | AC | [7 empty] | FALSE
PW4TG8S6 | The Straits Lighting Company, LLC | SL917 | SL917T8PP-48-12W-100/277V-5000-F-120-I-N-G13 | Linear Replacement Lamp | T8 Four-Foot | Replacement Lamps (plug and play) (UL Type A) |  | standard | FALSE | [10 empty] | January, 25 2017 00:00:00 | Not Yet Verified | Not Yet Verified | NotYetVerified | updated on 1/19/2017 | KKKZOX | [25 empty] | 5 | 1769 | 132.51 | 13.35 | 20 | 0.9 | 5000 | 80.7 |  |  |  | FALSE | FALSE | FALSE | May, 02 2018 00:00:00 | 4.3 |  | standard |  |  |  |  | March, 30 2020 00:00:00 | FALSE | FALSE | FALSE | [6 empty] | AC | [7 empty] | FALSE
P7EDZJYG | The Straits Lighting Company, LLC | SL917 | SL917T8PP-48-12W-100/277V-3000-F-120-I-N-G13 | Linear Replacement Lamp | T8 Four-Foot | Replacement Lamps (plug and play) (UL Type A) |  | standard | TRUE |  | 1769 | 132.51 | 13.35 | 10 | 0.9021 | 2953 | 80.4 | 5 | 50000 | January, 25 2017 00:00:00 | Not Yet Verified | Not Yet Verified | NotYetVerified | updated on 1/19/2017 | KKKZOX | [15 empty] | 84.5 |  | 1.33 | 1.23 | [6 empty] | 5 | 1769 | 132.51 | 13.35 | 20 | 0.9 | 3000 | 81.8 |  |  |  | FALSE | FALSE | FALSE | May, 02 2018 00:00:00 | 4.3 |  | standard |  |  |  |  | March, 30 2020 00:00:00 | FALSE | FALSE | FALSE | [6 empty] | AC | [7 empty] | FALSE
P6FPWJX2 | P.Q.L. Inc. | Superior Life | 91312 | Linear Replacement Lamp | T8 Four-Foot | Replacement Lamps (plug and play) (UL Type A) |  | standard | TRUE |  | 1955 | 119 | 16.43 | 12.41 | 0.9634 | 3056 | 81.3 | 5 | 50000 | January, 25 2017 00:00:00 | Not Dimmable | Not Dimmable | FALSE |  | YYYBJW | [15 empty] | 84 |  | 1.24 | 1.22 | [6 empty] | 4.4 | 1800 | 110 | 16 | 12.41 | 0.97 | 3000 | 83 |  |  |  | FALSE | FALSE | FALSE | May, 02 2018 00:00:00 | 4.3 |  | standard |  |  |  |  | November, 02 2018 00:00:00 | FALSE | FALSE | FALSE | [6 empty] | AC | [7 empty] | FALSE
PHQ5S684 | P.Q.L. Inc. | Superior Life | 91308 | Linear Replacement Lamp | T8 Four-Foot | Replacement Lamps (plug and play) (UL Type A) |  | standard | TRUE |  | 2058 | 117.4 | 17.54 | 11.26 | 0.9669 | 3052 | 81.2 | 5 | 50000 | January, 25 2017 00:00:00 | Not Dimmable | Not Dimmable | FALSE |  | YYYBJV | [15 empty] | 83.8 |  | 1.26 | 1.24 | [6 empty] | 4.4 | 2000 | 110 | 18 | 11.26 | 0.99 | 3000 | 83 |  |  |  | FALSE | FALSE | FALSE | May, 02 2018 00:00:00 | 4.3 |  | standard |  |  |  |  | November, 02 2018 00:00:00 | FALSE | FALSE | FALSE | [6 empty] | AC | [7 empty] | FALSE
PJXCYSWA | Green Creative LTD | GREEN CREATIVE | 13T8/4F/840/DIR | Linear Replacement Lamp | T8 Four-Foot | Replacement Lamps (plug and play) (UL Type A) |  | standard | FALSE | [10 empty] | January, 25 2017 00:00:00 | Dimmable | Continuous Below 10 | No |  | EAEEPI | [25 empty] | 5 | 2050 | 124 | 16.5 | 20 | 0.9 | 4000 | 82 |  |  |  | FALSE | FALSE | FALSE | May, 02 2018 00:00:00 | 4.3 |  | standard |  |  |  |  | March, 30 2020 00:00:00 | FALSE | FALSE | FALSE | [6 empty] | AC | [7 empty] | FALSE
PKWBN2PX | Green Creative LTD | GREEN CREATIVE | 13T8/4F/850/DIR | Linear Replacement Lamp | T8 Four-Foot | Replacement Lamps (plug and play) (UL Type A) |  | standard | FALSE | [10 empty] | January, 25 2017 00:00:00 | Dimmable | Continuous Below 10 | No |  | EAEEPI | [25 empty] | 5 | 2050 | 124 | 16.5 | 20 | 0.9 | 5000 | 82 |  |  |  | FALSE | FALSE | FALSE | May, 02 2018 00:00:00 | 4.3 |  | standard |  |  |  |  | March, 30 2020 00:00:00 | FALSE | FALSE | FALSE | [6 empty] | AC | [7 empty] | FALSE
PHGZKZ26 | The Straits Lighting Company, LLC | SL917 | SL917T8PP-48-14W-100/277V-4500-F-120-I-N-G13 | Linear Replacement Lamp | T8 Four-Foot | Replacement Lamps (plug and play) (UL Type A) |  | standard | FALSE | [10 empty] | January, 25 2017 00:00:00 | Not Yet Verified | Not Yet Verified | NotYetVerified | updated on 1/19/2017 | KKKZOY | [25 empty] | 5 | 1920 | 133.33 | 14.4 | 20 | 0.9 | 4500 | 81.8 |  |  |  | FALSE | FALSE | FALSE | May, 02 2018 00:00:00 | 4.3 |  | standard |  |  |  |  | March, 30 2020 00:00:00 | FALSE | FALSE | FALSE | [6 empty] | AC | [7 empty] | FALSE
PFF43PV7 | The Straits Lighting Company, LLC | SL917 | SL917T8PP-48-16W-100/277V-4500-F-120-I-N-G13 | Linear Replacement Lamp | T8 Four-Foot | Replacement Lamps (plug and play) (UL Type A) |  | standard | FALSE | [10 empty] | January, 25 2017 00:00:00 | Not Yet Verified | Not Yet Verified | NotYetVerified | updated on 1/19/2017 | KKKZOZ | [25 empty] | 5 | 2112 | 130.77 | 16.15 | 20 | 0.9 | 4500 | 81.8 |  |  |  | FALSE | FALSE | FALSE | May, 02 2018 00:00:00 | 4.3 |  | standard |  |  |  |  | March, 30 2020 00:00:00 | FALSE | FALSE | FALSE | [6 empty] | AC | [7 empty] | FALSE
PFP4X41D | The Straits Lighting Company, LLC | SL917 | SL917T8PP-48-14W-100/277V-5000-F-120-I-N-G13 | Linear Replacement Lamp | T8 Four-Foot | Replacement Lamps (plug and play) (UL Type A) |  | standard | FALSE | [10 empty] | January, 25 2017 00:00:00 | Not Yet Verified | Not Yet Verified | NotYetVerified | updated on 1/19/2017 | KKKZOY | [25 empty] | 5 | 1920 | 133.33 | 14.4 | 20 | 0.9 | 5000 | 80.7 |  |  |  | FALSE | FALSE | FALSE | May, 02 2018 00:00:00 | 4.3 |  | standard |  |  |  |  | March, 30 2020 00:00:00 | FALSE | FALSE | FALSE | [6 empty] | AC | [7 empty] | FALSE
P49FMJWN | The Straits Lighting Company, LLC | SL917 | SL917T8BC-48-15W-100/277V-4500-C-120-I-N-G13 | Linear Replacement Lamp | T8 Four-Foot | Dual Mode Internal Driver (UL Type A and Type B) |  | standard | FALSE | [10 empty] | January, 25 2017 00:00:00 | Not Yet Verified | Not Yet Verified | NotYetVerified | Lastx represents either s for single-end power input or T for double-end inputs; Update on 11/22/2016 | KKKZPC | [25 empty] | 5 | 2172 | 133 | 16.3 | 20 | 0.9 | 5000 | 83 |  |  |  | FALSE | FALSE | FALSE | May, 02 2018 00:00:00 | 4.3 |  | standard |  |  |  |  | March, 30 2020 00:00:00 | FALSE | FALSE | FALSE | [6 empty] | AC | [7 empty] | FALSE
PJP5DTER | The Straits Lighting Company, LLC | SL917 | SL917T8PP-48-14W-100/277V-3000-F-120-I-N-G13 | Linear Replacement Lamp | T8 Four-Foot | Replacement Lamps (plug and play) (UL Type A) |  | standard | TRUE |  | 1920 | 133.33 | 14.4 | 9.66 | 0.9019 | 3025 | 81.9 | 5 | 50000 | January, 25 2017 00:00:00 | Not Yet Verified | Not Yet Verified | NotYetVerified | updated on 1/19/2017 | KKKZOY | [15 empty] | 84.6 |  | 1.38 | 1.22 | [6 empty] | 5 | 1920 | 133.33 | 14.4 | 20 | 0.9 | 3000 | 81.8 |  |  |  | FALSE | FALSE | FALSE | May, 02 2018 00:00:00 | 4.3 |  | standard |  |  |  |  | March, 30 2020 00:00:00 | FALSE | FALSE | FALSE | [6 empty] | AC | [7 empty] | FALSE
PTKUVQJU | The Straits Lighting Company, LLC | SL917 | SL917T8PP-48-16W-100/277V-3000-F-120-I-N-G13 | Linear Replacement Lamp | T8 Four-Foot | Replacement Lamps (plug and play) (UL Type A) |  | standard | TRUE |  | 2112 | 130.77 | 16.15 | 7.36 | 0.9551 | 2982 | 81.2 | 5 | 50000 | January, 25 2017 00:00:00 | Not Yet Verified | Not Yet Verified | NotYetVerified | updated on 1/19/2017 | KKKZOZ | [15 empty] | 84.5 |  | 1.25 | 1.21 | [6 empty] | 5 | 2112 | 130.77 | 16.15 | 20 | 0.9 | 3000 | 81.8 |  |  |  | FALSE | FALSE | FALSE | May, 02 2018 00:00:00 | 4.3 |  | standard |  |  |  |  | March, 30 2020 00:00:00 | FALSE | FALSE | FALSE | [6 empty] | AC | [7 empty] | FALSE
PB41GNC6 | WING (SHANGHAI) INTERNATIONAL TRADE CO LTD | TOPSTAR | L48T8-840-14P-G4-EB | Linear Replacement Lamp | T8 Four-Foot | Replacement Lamps (plug and play) (UL Type A) |  | standard | TRUE |  | 2234 | 128.2 | 17.42 | 13.88 | 0.935 | 4090 | 81.4 | 5 | 50000 | January, 24 2017 00:00:00 | Not Dimmable | Not Dimmable | No |  | VAVWCP | [15 empty] | 84.1 |  | 1.32 | 1.3 | [6 empty] | 5 | 2200 | 133.33 | 16.5 | 14 | 0.9 | 4000 | 80 |  |  |  | FALSE | FALSE | FALSE | May, 02 2018 00:00:00 | 4.3 |  | standard |  |  |  |  | March, 30 2020 00:00:00 | FALSE | FALSE | FALSE | [6 empty] | AC | [7 empty] | FALSE
PN14Q56J | ELB Electronics, Inc. | ELB | LED T8E-48-850-[F R]HF | Linear Replacement Lamp | T8 Four-Foot | Replacement Lamps (plug and play) (UL Type A) |  | standard | FALSE | [10 empty] | January, 24 2017 00:00:00 | Dimmable | Continuous Below 10 | No | Rotatable end caps lamp is qualified pointing straight down only | MMMPCU | [25 empty] | 5 | 1650 | 117 | 14 | 20 | 0.9 | 5000 | 80 |  |  |  | FALSE | FALSE | FALSE | May, 02 2018 00:00:00 | 4.3 |  | standard |  |  |  |  | March, 30 2020 00:00:00 | FALSE | FALSE | FALSE | [6 empty] | AC | [7 empty] | FALSE
P8JPN35P | ELB Electronics, Inc. | ELB | LED T8E-48-840-[F R]HF | Linear Replacement Lamp | T8 Four-Foot | Replacement Lamps (plug and play) (UL Type A) |  | standard | FALSE | [10 empty] | January, 24 2017 00:00:00 | Dimmable | Continuous Below 10 | No | Rotatable end caps lamp is qualified pointing straight down only | MMMPCU | [25 empty] | 5 | 1650 | 117 | 14 | 20 | 0.9 | 4000 | 80 |  |  |  | FALSE | FALSE | FALSE | May, 02 2018 00:00:00 | 4.3 |  | standard |  |  |  |  | March, 30 2020 00:00:00 | FALSE | FALSE | FALSE | [6 empty] | AC | [7 empty] | FALSE
PXAMENVH | WING (SHANGHAI) INTERNATIONAL TRADE CO LTD | TOPSTAR | L48T8-850-14P-G4-EB | Linear Replacement Lamp | T8 Four-Foot | Replacement Lamps (plug and play) (UL Type A) |  | standard | FALSE | [10 empty] | January, 24 2017 00:00:00 | Not Dimmable | Not Dimmable | No |  | VAVWCP | [25 empty] | 5 | 2200 | 133.33 | 16.5 | 14 | 0.9 | 5000 | 80 |  |  |  | FALSE | FALSE | FALSE | May, 02 2018 00:00:00 | 4.3 |  | standard |  |  |  |  | March, 30 2020 00:00:00 | FALSE | FALSE | FALSE | [6 empty] | AC | [7 empty] | FALSE
PGEEYP8B | ELB Electronics, Inc. | ELB | LED T8E-48-840-G-[F R]HF | Linear Replacement Lamp | T8 Four-Foot | Replacement Lamps (plug and play) (UL Type A) |  | standard | FALSE | [10 empty] | January, 24 2017 00:00:00 | Dimmable | Continuous Below 10 | FALSE | Rotatable end caps lamp is qualified pointing straight down only | MMMPCV | [25 empty] | 4.4 | 1700 | 115 | 15 | 20 | 0.9 | 4000 | 80 |  |  |  | FALSE | FALSE | FALSE | May, 02 2018 00:00:00 | 4.3 |  | standard |  |  |  |  | November, 02 2018 00:00:00 | FALSE | FALSE | FALSE | [6 empty] | AC | [7 empty] | FALSE
P464BH81 | ELB Electronics, Inc. | ELB | LED T8E-48-835-G-[F R]HF | Linear Replacement Lamp | T8 Four-Foot | Replacement Lamps (plug and play) (UL Type A) |  | standard | FALSE | [10 empty] | January, 24 2017 00:00:00 | Dimmable | Continuous Below 10 | FALSE | Rotatable end caps lamp is qualified pointing straight down only | MMMPCV | [25 empty] | 4.4 | 1700 | 115 | 15 | 20 | 0.9 | 3500 | 80 |  |  |  | FALSE | FALSE | FALSE | May, 02 2018 00:00:00 | 4.3 |  | standard |  |  |  |  | November, 02 2018 00:00:00 | FALSE | FALSE | FALSE | [6 empty] | AC | [7 empty] | FALSE
P927N4TU | ELB Electronics, Inc. | ELB | LED T8E-48-830-G-[F R]HF | Linear Replacement Lamp | T8 Four-Foot | Replacement Lamps (plug and play) (UL Type A) |  | standard | TRUE |  | 1720 | 122.02 | 14.1 | 9.29 | 0.9612 | 3102 | 82.4 | 5 | 50000 | January, 24 2017 00:00:00 | Dimmable | Continuous Below 10 | No | Rotatable end caps lamp is qualified pointing straight down only | MMMPCV | [15 empty] | 81 |  | 1.36 | 1.34 | [6 empty] | 5 | 1700 | 115 | 15 | 20 | 0.9 | 3000 | 80 |  |  |  | FALSE | FALSE | FALSE | May, 02 2018 00:00:00 | 4.3 |  | standard |  |  |  |  | March, 30 2020 00:00:00 | FALSE | FALSE | FALSE | [6 empty] | AC | [7 empty] | FALSE
PMHD5MRM | ELB Electronics, Inc. | ELB | LED T8E-48-850-G-[F R]HF | Linear Replacement Lamp | T8 Four-Foot | Replacement Lamps (plug and play) (UL Type A) |  | standard | FALSE | [10 empty] | January, 24 2017 00:00:00 | Dimmable | Continuous Below 10 | FALSE | Rotatable end caps lamp is qualified pointing straight down only | MMMPCV | [25 empty] | 4.4 | 1700 | 115 | 15 | 20 | 0.9 | 5000 | 80 |  |  |  | FALSE | FALSE | FALSE | May, 02 2018 00:00:00 | 4.3 |  | standard |  |  |  |  | November, 02 2018 00:00:00 | FALSE | FALSE | FALSE | [6 empty] | AC | [7 empty] | FALSE
P2KE2X11 | WING (SHANGHAI) INTERNATIONAL TRADE CO LTD | TOPSTAR | L48T8-850-18P-G4-EB | Linear Replacement Lamp | T8 Four-Foot | Replacement Lamps (plug and play) (UL Type A) |  | standard | FALSE | [10 empty] | January, 24 2017 00:00:00 | Not Dimmable | Not Dimmable | No |  | VAVWCQ | [25 empty] | 5 | 2450 | 122.5 | 20 | 15 | 0.9 | 5000 | 80 |  |  |  | FALSE | FALSE | FALSE | May, 02 2018 00:00:00 | 4.3 |  | standard |  |  |  |  | March, 30 2020 00:00:00 | FALSE | FALSE | FALSE | [6 empty] | AC | [7 empty] | FALSE
P9YAV515 | WING (SHANGHAI) INTERNATIONAL TRADE CO LTD | TOPSTAR | L48T8-840-18P-G4-EB | Linear Replacement Lamp | T8 Four-Foot | Replacement Lamps (plug and play) (UL Type A) |  | standard | TRUE |  | 2635 | 130.2 | 20.24 | 14.56 | 0.949 | 4118 | 81.3 | 5 | 50000 | January, 24 2017 00:00:00 | Not Dimmable | Not Dimmable | No |  | VAVWCQ | [15 empty] | 83.8 |  | 1.34 | 1.26 | [6 empty] | 5 | 2450 | 122.5 | 20 | 15 | 0.9 | 4000 | 80 |  |  |  | FALSE | FALSE | FALSE | May, 02 2018 00:00:00 | 4.3 |  | standard |  |  |  |  | March, 30 2020 00:00:00 | FALSE | FALSE | FALSE | [6 empty] | AC | [7 empty] | FALSE
P3SHRECX | ELB Electronics, Inc. | ELB | LED T8E-48-835-[F R]HF | Linear Replacement Lamp | T8 Four-Foot | Replacement Lamps (plug and play) (UL Type A) |  | standard | FALSE | [10 empty] | January, 24 2017 00:00:00 | Dimmable | Continuous Below 10 | No | Rotatable end caps lamp is qualified pointing straight down only | MMMPCU | [25 empty] | 5 | 1650 | 117 | 14 | 20 | 0.9 | 3500 | 80 |  |  |  | FALSE | FALSE | FALSE | May, 02 2018 00:00:00 | 4.3 |  | standard |  |  |  |  | March, 30 2020 00:00:00 | FALSE | FALSE | FALSE | [6 empty] | AC | [7 empty] | FALSE
P87M76P2 | ELB Electronics, Inc. | ELB | LED T8E-48-830-[F R]HF | Linear Replacement Lamp | T8 Four-Foot | Replacement Lamps (plug and play) (UL Type A) |  | standard | TRUE |  | 1676.4 | 118.58 | 14.14 | 16.76 | 0.9441 | 3046 | 82.8 | 5 | 50000 | January, 24 2017 00:00:00 | Dimmable | Continuous Below 10 | No | Rotatable end caps lamp is qualified pointing straight down only | MMMPCU | [15 empty] | 81.2 |  | 1.34 | 1.32 | [6 empty] | 5 | 1650 | 117 | 14 | 20 | 0.9 | 3000 | 80 |  |  |  | FALSE | FALSE | FALSE | May, 02 2018 00:00:00 | 4.3 |  | standard |  |  |  |  | March, 30 2020 00:00:00 | FALSE | FALSE | FALSE | [6 empty] | AC | [7 empty] | FALSE
PCJDC1NP | WING (SHANGHAI) INTERNATIONAL TRADE CO LTD | TOPSTAR | L48T8-850-12P-G4-EB | Linear Replacement Lamp | T8 Four-Foot | Replacement Lamps (plug and play) (UL Type A) |  | standard | FALSE | [10 empty] | January, 24 2017 00:00:00 | Not Dimmable | Not Dimmable | No |  | VAVWCO | [25 empty] | 5 | 1900 | 127 | 15 | 14 | 0.9 | 5000 | 80 |  |  |  | FALSE | FALSE | FALSE | May, 02 2018 00:00:00 | 4.3 |  | standard |  |  |  |  | March, 30 2020 00:00:00 | FALSE | FALSE | FALSE | [6 empty] | AC | [7 empty] | FALSE
PJXD4695 | WING (SHANGHAI) INTERNATIONAL TRADE CO LTD | TOPSTAR | L48T8-840-12P-G4-EB | Linear Replacement Lamp | T8 Four-Foot | Replacement Lamps (plug and play) (UL Type A) |  | standard | TRUE |  | 2022 | 128.8 | 15.7 | 13.71 | 0.942 | 4101 | 81.8 | 5 | 50000 | January, 24 2017 00:00:00 | Not Dimmable | Not Dimmable | No |  | VAVWCO | [15 empty] | 84.2 |  | 1.32 | 1.28 | [6 empty] | 5 | 1900 | 127 | 15 | 14 | 0.9 | 4000 | 80 |  |  |  | FALSE | FALSE | FALSE | May, 02 2018 00:00:00 | 4.3 |  | standard |  |  |  |  | March, 30 2020 00:00:00 | FALSE | FALSE | FALSE | [6 empty] | AC | [7 empty] | FALSE
PQCFC5K7 | Gielight Co., Ltd. | Gielight | GL-T8LO-12-12(4000K) | Linear Replacement Lamp | T8 Four-Foot | Dual Mode Internal Driver (UL Type A and Type B) |  | standard | FALSE | [10 empty] | January, 20 2017 00:00:00 | Not Dimmable | Not Dimmable | No | Updated on 07/26/2018 | DDDIUC | [25 empty] | 5 | 1860 | 155 | 12 | 15 | 0.9 | 4000 | 80 |  |  |  | FALSE | FALSE | FALSE | July, 26 2018 00:00:00 | 4.3 |  | standard |  |  |  |  | March, 30 2020 00:00:00 | FALSE | FALSE | FALSE | [6 empty] | AC | [7 empty] | FALSE
PTUYP79P | Gielight Co., Ltd. | Gielight | GL-T8LO-12-12(4500K) | Linear Replacement Lamp | T8 Four-Foot | Dual Mode Internal Driver (UL Type A and Type B) |  | standard | FALSE | [10 empty] | January, 20 2017 00:00:00 | Not Dimmable | Not Dimmable | No | Updated on 07/26/2018 | DDDIUC | [25 empty] | 5 | 1860 | 155 | 12 | 15 | 0.9 | 4500 | 80 |  |  |  | FALSE | FALSE | FALSE | July, 26 2018 00:00:00 | 4.3 |  | standard |  |  |  |  | March, 30 2020 00:00:00 | FALSE | FALSE | FALSE | [6 empty] | AC | [7 empty] | FALSE
PFDX4VAR | TAI MING GREEN POWER Co., Ltd. | TAI MING GREEN POWER CO. LTD. | TMG-T8GF-4F120-35KD | Linear Replacement Lamp | T8 Four-Foot | Dual Mode Internal Driver (UL Type A and Type B) |  | standard | FALSE | [10 empty] | January, 20 2017 00:00:00 | Not Dimmable | Not Dimmable | No |  | IIIJWH | [25 empty] | 5 | 1680 | 140 | 12 | 10 | 0.9 | 3500 | 80 |  |  |  | FALSE | FALSE | FALSE | May, 02 2018 00:00:00 | 4.3 |  | standard |  |  |  |  | March, 30 2020 00:00:00 | FALSE | FALSE | FALSE | [6 empty] | AC | [7 empty] | FALSE
PU4HKQS9 | TAI MING GREEN POWER Co., Ltd. | TAI MING GREEN POWER CO. LTD. | TMG-T8GF-4F150-40KD | Linear Replacement Lamp | T8 Four-Foot | Dual Mode Internal Driver (UL Type A and Type B) |  | standard | FALSE | [10 empty] | January, 20 2017 00:00:00 | Not Dimmable | Not Dimmable | No |  | IIIJWF | [25 empty] | 5 | 1900 | 127 | 15 | 10 | 0.9 | 4000 | 80 |  |  |  | FALSE | FALSE | FALSE | May, 02 2018 00:00:00 | 4.3 |  | standard |  |  |  |  | March, 30 2020 00:00:00 | FALSE | FALSE | FALSE | [6 empty] | AC | [7 empty] | FALSE
PF1VETCE | TAI MING GREEN POWER Co., Ltd. | TAI MING GREEN POWER CO. LTD. | TMG-T8GF-4F120-45KD | Linear Replacement Lamp | T8 Four-Foot | Dual Mode Internal Driver (UL Type A and Type B) |  | standard | FALSE | [10 empty] | January, 20 2017 00:00:00 | Not Dimmable | Not Dimmable | No |  | IIIJWH | [25 empty] | 5 | 1800 | 150 | 12 | 10 | 0.9 | 4500 | 80 |  |  |  | FALSE | FALSE | FALSE | May, 02 2018 00:00:00 | 4.3 |  | standard |  |  |  |  | March, 30 2020 00:00:00 | FALSE | FALSE | FALSE | [6 empty] | AC | [7 empty] | FALSE
PMRGE7PN | TAI MING GREEN POWER Co., Ltd. | TAI MING GREEN POWER CO. LTD. | TMG-T8GF-4F120-30KD | Linear Replacement Lamp | T8 Four-Foot | Dual Mode Internal Driver (UL Type A and Type B) |  | standard | TRUE |  | 1758 | 123 | 14.29 | 5.91 | 0.99 | 3011 | 80.8 | 5 | 50000 | January, 20 2017 00:00:00 | Not Dimmable | Not Dimmable | No |  | IIIJWH | [15 empty] | 84.5 |  | 1.3 | 1.18 | [6 empty] | 5 | 1680 | 140 | 12 | 10 | 0.9 | 3000 | 80 |  |  |  | FALSE | FALSE | FALSE | May, 02 2018 00:00:00 | 4.3 |  | standard |  |  |  |  | March, 30 2020 00:00:00 | FALSE | FALSE | FALSE | [6 empty] | AC | [7 empty] | FALSE
P4EX4766 | InnoSys Inc | iLumens | LT84-4000-BBR-1620 | Linear Replacement Lamp | T8 Four-Foot | Replacement Lamps (plug and play) (UL Type A) |  | standard | FALSE | [10 empty] | January, 20 2017 00:00:00 | Not Dimmable | Not Dimmable | No |  | OOOAKI | [25 empty] | 5 | 2016 | 129.6 | 15.56 | 10 | 0.99 | 3937 | 83.7 |  |  |  | FALSE | FALSE | FALSE | May, 02 2018 00:00:00 | 4.3 |  | standard |  |  |  |  | March, 30 2020 00:00:00 | FALSE | FALSE | FALSE | [6 empty] | AC | [7 empty] | FALSE
PGQZVBC6 | TAI MING GREEN POWER Co., Ltd. | TAI MING GREEN POWER CO. LTD. | TMG-T8GF-4F240-35KD | Linear Replacement Lamp | T8 Four-Foot | Dual Mode Internal Driver (UL Type A and Type B) |  | standard | FALSE | [10 empty] | January, 20 2017 00:00:00 | Not Dimmable | Not Dimmable | No |  | IIIJWI | [25 empty] | 5 | 2990 | 125 | 24 | 10 | 0.9 | 3500 | 80 |  |  |  | FALSE | FALSE | FALSE | May, 02 2018 00:00:00 | 4.3 |  | standard |  |  |  |  | March, 30 2020 00:00:00 | FALSE | FALSE | FALSE | [6 empty] | AC | [7 empty] | FALSE
PRZ4P6X7 | InnoSys Inc | iLumens | LT84-3000-B[L F W]R-1620 | Linear Replacement Lamp | T8 Four-Foot | Replacement Lamps (plug and play) (UL Type A) |  | standard | TRUE |  | 2012 | 129.4 | 15.55 | 0.487 | 0.9707 | 3006 | 84.1 | 5 | 50000 | January, 20 2017 00:00:00 | Dimmable | Continuous Below 10 | No |  | OOOAKI | [15 empty] | 79.2 |  | 1.22 | 1.32 | [6 empty] | 5 | 2012 | 129.3 | 15.56 | 10 | 0.99 | 3028 | 84.1 |  |  |  | FALSE | FALSE | FALSE | May, 02 2018 00:00:00 | 4.3 |  | standard |  |  |  |  | March, 30 2020 00:00:00 | FALSE | FALSE | FALSE | [6 empty] | AC | [7 empty] | FALSE
PQX85UD5 | Gielight Co., Ltd. | Gielight | GL-T8LO-12-12(3500K) | Linear Replacement Lamp | T8 Four-Foot | Dual Mode Internal Driver (UL Type A and Type B) |  | standard | FALSE | [10 empty] | January, 20 2017 00:00:00 | Not Dimmable | Not Dimmable | No | Updated on 07/26/2018 | DDDIUC | [25 empty] | 5 | 1860 | 155 | 12 | 15 | 0.9 | 3500 | 80 |  |  |  | FALSE | FALSE | FALSE | July, 26 2018 00:00:00 | 4.3 |  | standard |  |  |  |  | March, 30 2020 00:00:00 | FALSE | FALSE | FALSE | [6 empty] | AC | [7 empty] | FALSE
P4KQXPY8 | Gielight Co., Ltd. | Gielight | GL-T8LO-12-12(3000K) | Linear Replacement Lamp | T8 Four-Foot | Dual Mode Internal Driver (UL Type A and Type B) |  | standard | TRUE |  | 1874.8 | 151.19 | 12.4 | 13.29 | 0.913 | 3001 | 82.1 | 5 | 50000 | January, 20 2017 00:00:00 | Not Dimmable | Not Dimmable | NO | Updated on 07/26/2018 | DDDIUC | [15 empty] | 88.4 |  | 1.18 | 1.28 | [6 empty] | 5 | 1860 | 155 | 12 | 15 | 0.9 | 3000 | 80 |  |  |  | FALSE | FALSE | FALSE | July, 26 2018 00:00:00 | 4.3 |  | standard |  |  |  |  | March, 30 2020 00:00:00 | FALSE | FALSE | FALSE | [6 empty] | AC | [7 empty] | FALSE
P6WWU7Y3 | TAI MING GREEN POWER Co., Ltd. | TAI MING GREEN POWER CO. LTD. | TMG-T8GF-4F170-50KD | Linear Replacement Lamp | T8 Four-Foot | Dual Mode Internal Driver (UL Type A and Type B) |  | standard | FALSE | [10 empty] | January, 20 2017 00:00:00 | Not Dimmable | Not Dimmable | No |  | IIIJWG | [25 empty] | 5 | 2300 | 136 | 17 | 10 | 0.9 | 5000 | 80 |  |  |  | FALSE | FALSE | FALSE | May, 02 2018 00:00:00 | 4.3 |  | standard |  |  |  |  | March, 30 2020 00:00:00 | FALSE | FALSE | FALSE | [6 empty] | AC | [7 empty] | FALSE
PQW189A6 | TAI MING GREEN POWER Co., Ltd. | TAI MING GREEN POWER CO. LTD. | TMG-T8GF-4F150-30KD | Linear Replacement Lamp | T8 Four-Foot | Dual Mode Internal Driver (UL Type A and Type B) |  | standard | TRUE |  | 1986 | 127.7 | 15.55 | 5.45 | 0.99 | 3006 | 80.8 | 5 | 50000 | January, 20 2017 00:00:00 | Not Dimmable | Not Dimmable | No |  | IIIJWF | [15 empty] | 84.6 |  | 1.3 | 1.26 | [6 empty] | 5 | 1780 | 119 | 15 | 10 | 0.9 | 3000 | 80 |  |  |  | FALSE | FALSE | FALSE | May, 02 2018 00:00:00 | 4.3 |  | standard |  |  |  |  | March, 30 2020 00:00:00 | FALSE | FALSE | FALSE | [6 empty] | AC | [7 empty] | FALSE
P1S2CKVW | TAI MING GREEN POWER Co., Ltd. | TAI MING GREEN POWER CO. LTD. | TMG-T8GF-4F170-30KD | Linear Replacement Lamp | T8 Four-Foot | Dual Mode Internal Driver (UL Type A and Type B) |  | standard | TRUE |  | 2411 | 129.6 | 18.61 | 5.81 | 0.99 | 3008 | 80.8 | 5 | 50000 | January, 20 2017 00:00:00 | Not Dimmable | Not Dimmable | No |  | IIIJWG | [15 empty] | 84.5 |  | 1.28 | 1.3 | [6 empty] | 5 | 2150 | 127 | 17 | 10 | 0.9 | 3000 | 80 |  |  |  | FALSE | FALSE | FALSE | May, 02 2018 00:00:00 | 4.3 |  | standard |  |  |  |  | March, 30 2020 00:00:00 | FALSE | FALSE | FALSE | [6 empty] | AC | [7 empty] | FALSE
PRKQ8W7F | Gielight Co., Ltd. | Gielight | GL-T8LO-12-12(5000K) | Linear Replacement Lamp | T8 Four-Foot | Dual Mode Internal Driver (UL Type A and Type B) |  | standard | FALSE | [10 empty] | January, 20 2017 00:00:00 | Not Dimmable | Not Dimmable | No | Updated on 07/26/2018 | DDDIUC | [25 empty] | 5 | 1860 | 155 | 12 | 15 | 0.9 | 5000 | 80 |  |  |  | FALSE | FALSE | FALSE | July, 26 2018 00:00:00 | 4.3 |  | standard |  |  |  |  | March, 30 2020 00:00:00 | FALSE | FALSE | FALSE | [6 empty] | AC | [7 empty] | FALSE
PAUMJXK4 | TAI MING GREEN POWER Co., Ltd. | TAI MING GREEN POWER CO. LTD. | TMG-T8GF-4F170-35KD | Linear Replacement Lamp | T8 Four-Foot | Dual Mode Internal Driver (UL Type A and Type B) |  | standard | FALSE | [10 empty] | January, 20 2017 00:00:00 | Not Dimmable | Not Dimmable | No |  | IIIJWG | [25 empty] | 5 | 2150 | 127 | 17 | 10 | 0.9 | 3500 | 80 |  |  |  | FALSE | FALSE | FALSE | May, 02 2018 00:00:00 | 4.3 |  | standard |  |  |  |  | March, 30 2020 00:00:00 | FALSE | FALSE | FALSE | [6 empty] | AC | [7 empty] | FALSE
P9QV1924 | TAI MING GREEN POWER Co., Ltd. | TAI MING GREEN POWER CO. LTD. | TMG-T8GF-4F120-40KD | Linear Replacement Lamp | T8 Four-Foot | Dual Mode Internal Driver (UL Type A and Type B) |  | standard | FALSE | [10 empty] | January, 20 2017 00:00:00 | Not Dimmable | Not Dimmable | No |  | IIIJWH | [25 empty] | 5 | 1800 | 150 | 12 | 10 | 0.9 | 4000 | 80 |  |  |  | FALSE | FALSE | FALSE | May, 02 2018 00:00:00 | 4.3 |  | standard |  |  |  |  | March, 30 2020 00:00:00 | FALSE | FALSE | FALSE | [6 empty] | AC | [7 empty] | FALSE
PGZ6TGPB | TAI MING GREEN POWER Co., Ltd. | TAI MING GREEN POWER CO. LTD. | TMG-T8GF-4F170-40KD | Linear Replacement Lamp | T8 Four-Foot | Dual Mode Internal Driver (UL Type A and Type B) |  | standard | FALSE | [10 empty] | January, 20 2017 00:00:00 | Not Dimmable | Not Dimmable | No |  | IIIJWG | [25 empty] | 5 | 2300 | 136 | 17 | 10 | 0.9 | 4000 | 80 |  |  |  | FALSE | FALSE | FALSE | May, 02 2018 00:00:00 | 4.3 |  | standard |  |  |  |  | March, 30 2020 00:00:00 | FALSE | FALSE | FALSE | [6 empty] | AC | [7 empty] | FALSE
PPZR6R54 | TAI MING GREEN POWER Co., Ltd. | TAI MING GREEN POWER CO. LTD. | TMG-T8GF-4F150-45KD | Linear Replacement Lamp | T8 Four-Foot | Dual Mode Internal Driver (UL Type A and Type B) |  | standard | FALSE | [10 empty] | January, 20 2017 00:00:00 | Not Dimmable | Not Dimmable | No |  | IIIJWF | [25 empty] | 5 | 1900 | 127 | 15 | 10 | 0.9 | 4500 | 80 |  |  |  | FALSE | FALSE | FALSE | May, 02 2018 00:00:00 | 4.3 |  | standard |  |  |  |  | March, 30 2020 00:00:00 | FALSE | FALSE | FALSE | [6 empty] | AC | [7 empty] | FALSE
P7ZZ1WA5 | TAI MING GREEN POWER Co., Ltd. | TAI MING GREEN POWER CO. LTD. | TMG-T8GF-4F120-50KD | Linear Replacement Lamp | T8 Four-Foot | Dual Mode Internal Driver (UL Type A and Type B) |  | standard | FALSE | [10 empty] | January, 20 2017 00:00:00 | Not Dimmable | Not Dimmable | No |  | IIIJWH | [25 empty] | 5 | 1800 | 150 | 12 | 10 | 0.9 | 5000 | 80 |  |  |  | FALSE | FALSE | FALSE | May, 02 2018 00:00:00 | 4.3 |  | standard |  |  |  |  | March, 30 2020 00:00:00 | FALSE | FALSE | FALSE | [6 empty] | AC | [7 empty] | FALSE
PXZMD7N4 | TAI MING GREEN POWER Co., Ltd. | TAI MING GREEN POWER CO. LTD. | TMG-T8GF-4F150-50KD | Linear Replacement Lamp | T8 Four-Foot | Dual Mode Internal Driver (UL Type A and Type B) |  | standard | FALSE | [10 empty] | January, 20 2017 00:00:00 | Not Dimmable | Not Dimmable | No |  | IIIJWF | [25 empty] | 5 | 1900 | 127 | 15 | 10 | 0.9 | 5000 | 80 |  |  |  | FALSE | FALSE | FALSE | May, 02 2018 00:00:00 | 4.3 |  | standard |  |  |  |  | March, 30 2020 00:00:00 | FALSE | FALSE | FALSE | [6 empty] | AC | [7 empty] | FALSE
PQ7D89V1 | TAI MING GREEN POWER Co., Ltd. | TAI MING GREEN POWER CO. LTD. | TMG-T8GF-4F240-50KD | Linear Replacement Lamp | T8 Four-Foot | Dual Mode Internal Driver (UL Type A and Type B) |  | standard | FALSE | [10 empty] | January, 20 2017 00:00:00 | Not Dimmable | Not Dimmable | No |  | IIIJWI | [25 empty] | 5 | 3200 | 134 | 24 | 10 | 0.9 | 5000 | 80 |  |  |  | FALSE | FALSE | FALSE | May, 02 2018 00:00:00 | 4.3 |  | standard |  |  |  |  | March, 30 2020 00:00:00 | FALSE | FALSE | FALSE | [6 empty] | AC | [7 empty] | FALSE
PRFAVQ6G | InnoSys Inc | iLumens | LT84-3000-BBR-1620 | Linear Replacement Lamp | T8 Four-Foot | Replacement Lamps (plug and play) (UL Type A) |  | standard | FALSE | [10 empty] | January, 20 2017 00:00:00 | Not Dimmable | Not Dimmable | No |  | OOOAKI | [25 empty] | 5 | 2012 | 129.3 | 15.56 | 10 | 0.99 | 3028 | 84.1 |  |  |  | FALSE | FALSE | FALSE | May, 02 2018 00:00:00 | 4.3 |  | standard |  |  |  |  | March, 30 2020 00:00:00 | FALSE | FALSE | FALSE | [6 empty] | AC | [7 empty] | FALSE
PNGZDD7M | InnoSys Inc | iLumens | LT84-3500-B[L F W]R-1620 | Linear Replacement Lamp | T8 Four-Foot | Replacement Lamps (plug and play) (UL Type A) |  | standard | FALSE | [10 empty] | January, 20 2017 00:00:00 | Dimmable | Continuous Below 10 | No |  | OOOAKI | [25 empty] | 5 | 2044 | 130.9 | 15.61 | 10 | 0.99 | 3498 | 85.7 |  |  |  | FALSE | FALSE | FALSE | May, 02 2018 00:00:00 | 4.3 |  | standard |  |  |  |  | March, 30 2020 00:00:00 | FALSE | FALSE | FALSE | [6 empty] | AC | [7 empty] | FALSE
PZA2W96P | InnoSys Inc | iLumens | LT84-3500-BBR-1620 | Linear Replacement Lamp | T8 Four-Foot | Replacement Lamps (plug and play) (UL Type A) |  | standard | FALSE | [10 empty] | January, 20 2017 00:00:00 | Not Dimmable | Not Dimmable | No |  | OOOAKI | [25 empty] | 5 | 2044 | 130.9 | 15.61 | 10 | 0.99 | 3498 | 85.7 |  |  |  | FALSE | FALSE | FALSE | May, 02 2018 00:00:00 | 4.3 |  | standard |  |  |  |  | March, 30 2020 00:00:00 | FALSE | FALSE | FALSE | [6 empty] | AC | [7 empty] | FALSE
PFV71RKS | TAI MING GREEN POWER Co., Ltd. | TAI MING GREEN POWER CO. LTD. | TMG-T8GF-4F150-35KD | Linear Replacement Lamp | T8 Four-Foot | Dual Mode Internal Driver (UL Type A and Type B) |  | standard | FALSE | [10 empty] | January, 20 2017 00:00:00 | Not Dimmable | Not Dimmable | No |  | IIIJWF | [25 empty] | 5 | 1780 | 119 | 15 | 10 | 0.9 | 3500 | 80 |  |  |  | FALSE | FALSE | FALSE | May, 02 2018 00:00:00 | 4.3 |  | standard |  |  |  |  | March, 30 2020 00:00:00 | FALSE | FALSE | FALSE | [6 empty] | AC | [7 empty] | FALSE
PFB4768F | TAI MING GREEN POWER Co., Ltd. | TAI MING GREEN POWER CO. LTD. | TMG-T8GF-4F240-40KD | Linear Replacement Lamp | T8 Four-Foot | Dual Mode Internal Driver (UL Type A and Type B) |  | standard | FALSE | [10 empty] | January, 20 2017 00:00:00 | Not Dimmable | Not Dimmable | No |  | IIIJWI | [25 empty] | 5 | 3200 | 134 | 24 | 10 | 0.9 | 4000 | 80 |  |  |  | FALSE | FALSE | FALSE | May, 02 2018 00:00:00 | 4.3 |  | standard |  |  |  |  | March, 30 2020 00:00:00 | FALSE | FALSE | FALSE | [6 empty] | AC | [7 empty] | FALSE
P7KBTEBU | TAI MING GREEN POWER Co., Ltd. | TAI MING GREEN POWER CO. LTD. | TMG-T8GF-4F170-45KD | Linear Replacement Lamp | T8 Four-Foot | Dual Mode Internal Driver (UL Type A and Type B) |  | standard | FALSE | [10 empty] | January, 20 2017 00:00:00 | Not Dimmable | Not Dimmable | No |  | IIIJWG | [25 empty] | 5 | 2300 | 136 | 17 | 10 | 0.9 | 4500 | 80 |  |  |  | FALSE | FALSE | FALSE | May, 02 2018 00:00:00 | 4.3 |  | standard |  |  |  |  | March, 30 2020 00:00:00 | FALSE | FALSE | FALSE | [6 empty] | AC | [7 empty] | FALSE
P1XAQMGH | TAI MING GREEN POWER Co., Ltd. | TAI MING GREEN POWER CO. LTD. | TMG-T8GF-4F240-45KD | Linear Replacement Lamp | T8 Four-Foot | Dual Mode Internal Driver (UL Type A and Type B) |  | standard | FALSE | [10 empty] | January, 20 2017 00:00:00 | Not Dimmable | Not Dimmable | No |  | IIIJWI | [25 empty] | 5 | 3200 | 134 | 24 | 10 | 0.9 | 4500 | 80 |  |  |  | FALSE | FALSE | FALSE | May, 02 2018 00:00:00 | 4.3 |  | standard |  |  |  |  | March, 30 2020 00:00:00 | FALSE | FALSE | FALSE | [6 empty] | AC | [7 empty] | FALSE
PJZPJAZ2 | TAI MING GREEN POWER Co., Ltd. | TAI MING GREEN POWER CO. LTD. | TMG-T8GF-4F240-30KD | Linear Replacement Lamp | T8 Four-Foot | Dual Mode Internal Driver (UL Type A and Type B) |  | standard | TRUE |  | 3112 | 120.7 | 25.79 | 5.71 | 0.99 | 3018 | 80.3 | 5 | 50000 | January, 20 2017 00:00:00 | Not Dimmable | Not Dimmable | No |  | IIIJWI | [15 empty] | 84.5 |  | 1.3 | 1.26 | [6 empty] | 5 | 2990 | 125 | 24 | 10 | 0.9 | 3000 | 80 |  |  |  | FALSE | FALSE | FALSE | May, 02 2018 00:00:00 | 4.3 |  | standard |  |  |  |  | March, 30 2020 00:00:00 | FALSE | FALSE | FALSE | [6 empty] | AC | [7 empty] | FALSE
P9HDMHMC | InnoSys Inc | iLumens | LT84-4000-B[L F W]R-1620 | Linear Replacement Lamp | T8 Four-Foot | Replacement Lamps (plug and play) (UL Type A) |  | standard | FALSE | [10 empty] | January, 20 2017 00:00:00 | Dimmable | Continuous Below 10 | No |  | OOOAKI | [25 empty] | 5 | 2016 | 129.6 | 15.56 | 10 | 0.99 | 3937 | 83.7 |  |  |  | FALSE | FALSE | FALSE | May, 02 2018 00:00:00 | 4.3 |  | standard |  |  |  |  | March, 30 2020 00:00:00 | FALSE | FALSE | FALSE | [6 empty] | AC | [7 empty] | FALSE
PSB8DD4J | Universal Lighting Technologies | Everline | T8LDR4F15/835B | Linear Replacement Lamp | T8 Four-Foot | Replacement Lamps (plug and play) (UL Type A) |  | standard | FALSE | [10 empty] | January, 19 2017 00:00:00 | Not Dimmable | Not Dimmable | No |  | DDDITO | [25 empty] | 5 | 2100 | 117 | 18 | 9.83 | 0.97 | 3500 | 82 |  |  |  | FALSE | FALSE | FALSE | May, 02 2018 00:00:00 | 4.3 |  | standard |  |  |  |  | March, 30 2020 00:00:00 | FALSE | FALSE | FALSE | [6 empty] | AC | [7 empty] | FALSE
PKR9U33B | Universal Lighting Technologies | Everline | T8LDR4F15/840B | Linear Replacement Lamp | T8 Four-Foot | Replacement Lamps (plug and play) (UL Type A) |  | standard | FALSE | [10 empty] | January, 19 2017 00:00:00 | Not Dimmable | Not Dimmable | No |  | DDDITO | [25 empty] | 5 | 2200 | 124 | 18 | 9.83 | 0.97 | 4000 | 82 |  |  |  | FALSE | FALSE | FALSE | May, 02 2018 00:00:00 | 4.3 |  | standard |  |  |  |  | March, 30 2020 00:00:00 | FALSE | FALSE | FALSE | [6 empty] | AC | [7 empty] | FALSE
PGX1S7YT | Universal Lighting Technologies | Everline | T8LDR4F15/850B | Linear Replacement Lamp | T8 Four-Foot | Replacement Lamps (plug and play) (UL Type A) |  | standard | FALSE | [10 empty] | January, 19 2017 00:00:00 | Not Dimmable | Not Dimmable | No |  | DDDITO | [25 empty] | 5 | 2200 | 124 | 18 | 10.2 | 0.97 | 5000 | 82 |  |  |  | FALSE | FALSE | FALSE | May, 02 2018 00:00:00 | 4.3 |  | standard |  |  |  |  | March, 30 2020 00:00:00 | FALSE | FALSE | FALSE | [6 empty] | AC | [7 empty] | FALSE
PAZCXXMP | Universal Lighting Technologies | Everline | T8LDR4F11/850B | Linear Replacement Lamp | T8 Four-Foot | Replacement Lamps (plug and play) (UL Type A) |  | standard | FALSE | [10 empty] | January, 19 2017 00:00:00 | Not Dimmable | Not Dimmable | No |  | DDDITN | [25 empty] | 5 | 1800 | 124 | 14.5 | 14.44 | 0.96 | 5000 | 82 |  |  |  | FALSE | FALSE | FALSE | May, 02 2018 00:00:00 | 4.3 |  | standard |  |  |  |  | March, 30 2020 00:00:00 | FALSE | FALSE | FALSE | [6 empty] | AC | [7 empty] | FALSE
PM26Z8RK | Universal Lighting Technologies | Everline | T8LDR4F11/840B | Linear Replacement Lamp | T8 Four-Foot | Replacement Lamps (plug and play) (UL Type A) |  | standard | FALSE | [10 empty] | January, 19 2017 00:00:00 | Not Dimmable | Not Dimmable | No |  | DDDITN | [25 empty] | 5 | 1800 | 124 | 14.5 | 13.61 | 0.95 | 4000 | 82 |  |  |  | FALSE | FALSE | FALSE | May, 02 2018 00:00:00 | 4.3 |  | standard |  |  |  |  | March, 30 2020 00:00:00 | FALSE | FALSE | FALSE | [6 empty] | AC | [7 empty] | FALSE
PKXTAT9Q | Universal Lighting Technologies | Everline | T8LDR4F11/830B | Linear Replacement Lamp | T8 Four-Foot | Replacement Lamps (plug and play) (UL Type A) |  | standard | TRUE |  | 1729 | 128.6 | 13.44 | 13.61 | 0.9545 | 3051 | 83.1 | 5 | 50000 | January, 19 2017 00:00:00 | Not Dimmable | Not Dimmable | No |  | DDDITN | [15 empty] | 83.2 |  | 1.26 | 1.3 | [6 empty] | 5 | 1700 | 117 | 14.5 | 13.61 | 0.95 | 3000 | 82 |  |  |  | FALSE | FALSE | FALSE | May, 02 2018 00:00:00 | 4.3 |  | standard |  |  |  |  | March, 30 2020 00:00:00 | FALSE | FALSE | FALSE | [6 empty] | AC | [7 empty] | FALSE
PK8P98GS | Universal Lighting Technologies | Everline | T8LDR4F15/830B | Linear Replacement Lamp | T8 Four-Foot | Replacement Lamps (plug and play) (UL Type A) |  | standard | TRUE |  | 2177 | 128.9 | 16.9 | 9.83 | 0.9684 | 3061 | 82.9 | 5 | 50000 | January, 19 2017 00:00:00 | Not Dimmable | Not Dimmable | No |  | DDDITO | [15 empty] | 83.2 |  | 1.26 | 1.3 | [6 empty] | 5 | 2100 | 117 | 18 | 9.83 | 0.97 | 3000 | 82 |  |  |  | FALSE | FALSE | FALSE | May, 02 2018 00:00:00 | 4.3 |  | standard |  |  |  |  | March, 30 2020 00:00:00 | FALSE | FALSE | FALSE | [6 empty] | AC | [7 empty] | FALSE
PCV2P3K9 | Universal Lighting Technologies | Everline | T8LDR4F11/835B | Linear Replacement Lamp | T8 Four-Foot | Replacement Lamps (plug and play) (UL Type A) |  | standard | FALSE | [10 empty] | January, 19 2017 00:00:00 | Not Dimmable | Not Dimmable | No |  | DDDITN | [25 empty] | 5 | 1700 | 117 | 14.5 | 13.61 | 0.95 | 3500 | 82 |  |  |  | FALSE | FALSE | FALSE | May, 02 2018 00:00:00 | 4.3 |  | standard |  |  |  |  | March, 30 2020 00:00:00 | FALSE | FALSE | FALSE | [6 empty] | AC | [7 empty] | FALSE
PJDMXPUG | Torshare Ltd | TORSHARE | T8-15W-120-GTB(4000K) | Linear Replacement Lamp | T8 Four-Foot | Dual Mode Internal Driver (UL Type A and Type B) |  | standard | TRUE |  | 2057 | 148.09 | 13.89 | 20.59 | 0.9015 | 4038 | 84.6 | 5 | 50000 | January, 18 2017 00:00:00 | Not Dimmable | Not Dimmable | No |  | IIIJVT | [15 empty] | 84.6 |  | 1.22 | 1.28 | [6 empty] | 5 | 2078 | 149.71 | 13.88 | 20.59 | 0.9 | 4000 | 84.6 |  |  |  | FALSE | FALSE | FALSE | May, 02 2018 00:00:00 | 4.3 |  | standard |  |  |  |  | March, 30 2020 00:00:00 | FALSE | FALSE | FALSE | [6 empty] | AC | [7 empty] | FALSE
PD18THSN | Conglom Inc | Luminus | PLT023T2 | Linear Replacement Lamp | T8 Four-Foot | Replacement Lamps (plug and play) (UL Type A) |  | standard | TRUE |  | 2499.1 | 130.77 | 19.11 | 6.8 | 0.984 | 3398 | 81.6 | 5 | 50000 | January, 18 2017 00:00:00 | Not Dimmable | Not Dimmable | No |  | EAEEPB | [15 empty] | 84.3 |  | 1.32 | 1.24 | [6 empty] | 5 | 2200 | 122.22 | 18 | 6.8 | 0.98 | 3500 | 80 |  |  |  | FALSE | FALSE | FALSE | May, 02 2018 00:00:00 | 4.3 |  | standard |  |  |  |  | March, 30 2020 00:00:00 | FALSE | FALSE | FALSE | [6 empty] | AC | [7 empty] | FALSE
PZ7U2TZJ | AVL LED | AVL LED | AV-T8-15W1200-ib 2700K | Linear Replacement Lamp | T8 Four-Foot | Dual Mode Internal Driver (UL Type A and Type B) |  | standard | TRUE |  | 1929 | 109 | 17.7 | 17.9 | 0.9557 | 2655 | 81.6 | 5 | 50000 | January, 18 2017 00:00:00 | Not Yet Verified | Not Yet Verified | NotYetVerified | Lastx represents either s for single-end power input or T for double-end inputs | WWWBFH | [15 empty] | 84.9 |  | 1.25 | 1.4 | [6 empty] | 4.4 | 2040 | 120 | 17.7 | 20 | 0.9 | 2700 | 83 |  |  |  | FALSE | FALSE | FALSE | May, 02 2018 00:00:00 | 4.3 |  | standard |  |  |  |  | November, 02 2018 00:00:00 | FALSE | FALSE | FALSE | [6 empty] | AC | [7 empty] | FALSE
P8PTCBGU | Conglom Inc | Luminus | PLT024T2 | Linear Replacement Lamp | T8 Four-Foot | Replacement Lamps (plug and play) (UL Type A) |  | standard | FALSE | [10 empty] | January, 18 2017 00:00:00 | Not Dimmable | Not Dimmable | No |  | EAEEPB | [25 empty] | 5 | 2200 | 122.22 | 18 | 6.8 | 0.98 | 4000 | 80 |  |  |  | FALSE | FALSE | FALSE | May, 02 2018 00:00:00 | 4.3 |  | standard |  |  |  |  | March, 30 2020 00:00:00 | FALSE | FALSE | FALSE | [6 empty] | AC | [7 empty] | FALSE
PJKEC2E8 | Torshare Ltd | TORSHARE | T8-15W-120-GTB(5000K) | Linear Replacement Lamp | T8 Four-Foot | Dual Mode Internal Driver (UL Type A and Type B) |  | standard | FALSE | [10 empty] | January, 18 2017 00:00:00 | Not Dimmable | Not Dimmable | No |  | IIIJVT | [25 empty] | 5 | 2153 | 154.01 | 13.98 | 20.74 | 0.9 | 5000 | 81.9 |  |  |  | FALSE | FALSE | FALSE | May, 02 2018 00:00:00 | 4.3 |  | standard |  |  |  |  | March, 30 2020 00:00:00 | FALSE | FALSE | FALSE | [6 empty] | AC | [7 empty] | FALSE
PPDUHHC3 | AVL LED | AVL LED | AV-T8-15W1200-ib | Linear Replacement Lamp | T8 Four-Foot | Dual Mode Internal Driver (UL Type A and Type B) |  | standard | FALSE | [10 empty] | January, 18 2017 00:00:00 | Not Yet Verified | Not Yet Verified | NotYetVerified | Lastx represents either s for single-end power input or T for double-end inputs; Update on 11/22/2016 | WWWBFH | [25 empty] | 5 | 2172 | 133 | 16.3 | 20 | 0.9 | 5000 | 83 |  |  |  | FALSE | FALSE | FALSE | May, 02 2018 00:00:00 | 4.3 |  | standard |  |  |  |  | March, 30 2020 00:00:00 | FALSE | FALSE | FALSE | [6 empty] | AC | [7 empty] | FALSE
PENTSQD8 | Shenzhen Baoyao Technology Co Limited | BAOYAO | RT8-X0004-181-830 | Linear Replacement Lamp | T8 Four-Foot | Replacement Lamps (plug and play) (UL Type A) |  | standard | TRUE |  | 2237 | 115.13 | 19.43 | 6.29 | 0.9727 | 2968 | 82.7 | 5 | 50000 | January, 17 2017 00:00:00 | Not Dimmable | Not Dimmable | NO |  | MMMPCJ | [15 empty] | 88.6 |  | 1.18 | 1.38 | [6 empty] | 5 | 2237 | 115.13 | 19.43 | 6.29 | 0.97 | 3000 | 82.7 |  |  |  | FALSE | FALSE | FALSE | May, 02 2018 00:00:00 | 4.3 |  | standard |  |  |  |  | March, 30 2020 00:00:00 | FALSE | FALSE | FALSE | [6 empty] | AC | [7 empty] | FALSE
PBPXHYDV | ARKSMART INC | ARKSMART | ARK/UR/22T(3500K) | Linear Replacement Lamp | T8 Four-Foot | Dual Mode Internal Driver (UL Type A and Type B) |  | standard | FALSE | [10 empty] | January, 17 2017 00:00:00 | Not Dimmable | Not Dimmable | No | Product updated 3/5/2018 | MMMPCG | [25 empty] | 5 | 2962 | 129.02 | 22.96 | 18.59 | 0.91 | 3500 | 80.2 |  |  |  | FALSE | FALSE | FALSE | May, 02 2018 00:00:00 | 4.3 |  | standard |  |  |  |  | March, 30 2020 00:00:00 | FALSE | FALSE | FALSE | [6 empty] | AC | [7 empty] | FALSE
P9HJZSX3 | Shenzhen Baoyao Technology Co Limited | BAOYAO | RT8-X0004-181-845 | Linear Replacement Lamp | T8 Four-Foot | Replacement Lamps (plug and play) (UL Type A) |  | standard | FALSE | [10 empty] | January, 17 2017 00:00:00 | Not Dimmable | Not Dimmable | NO |  | MMMPCJ | [25 empty] | 5 | 2264 | 116.52 | 19.43 | 6.29 | 0.97 | 4500 | 82.7 |  |  |  | FALSE | FALSE | FALSE | May, 02 2018 00:00:00 | 4.3 |  | standard |  |  |  |  | March, 30 2020 00:00:00 | FALSE | FALSE | FALSE | [6 empty] | AC | [7 empty] | FALSE
P2BP5GFJ | ARKSMART INC | ARKSMART | ARK/UR/22T(4000K) | Linear Replacement Lamp | T8 Four-Foot | Dual Mode Internal Driver (UL Type A and Type B) |  | standard | FALSE | [10 empty] | January, 17 2017 00:00:00 | Not Dimmable | Not Dimmable | No | Product updated 3/5/2018 | MMMPCG | [25 empty] | 5 | 2962 | 129.02 | 22.96 | 18.59 | 0.91 | 4000 | 80.2 |  |  |  | FALSE | FALSE | FALSE | May, 02 2018 00:00:00 | 4.3 |  | standard |  |  |  |  | March, 30 2020 00:00:00 | FALSE | FALSE | FALSE | [6 empty] | AC | [7 empty] | FALSE
PQA3VSA7 | ARKSMART INC | ARKSMART | ARK/UR/22T(5000K) | Linear Replacement Lamp | T8 Four-Foot | Dual Mode Internal Driver (UL Type A and Type B) |  | standard | FALSE | [10 empty] | January, 17 2017 00:00:00 | Not Dimmable | Not Dimmable | No | Product updated 3/5/2018 | MMMPCG | [25 empty] | 5 | 3111 | 132.29 | 23.52 | 17.35 | 0.9 | 5000 | 82.2 |  |  |  | FALSE | FALSE | FALSE | May, 02 2018 00:00:00 | 4.3 |  | standard |  |  |  |  | March, 30 2020 00:00:00 | FALSE | FALSE | FALSE | [6 empty] | AC | [7 empty] | FALSE
P1SGVT1J | YANKON LIGHTING, INC. | Yankon | YGA05A04-T8-18W-850-T-1 | Linear Replacement Lamp | T8 Four-Foot | Replacement Lamps (plug and play) (UL Type A) |  | standard | FALSE | [10 empty] | January, 17 2017 00:00:00 | Not Dimmable | Not Dimmable | No | Product updated on 1/17/2017 | KKKXYI | [25 empty] | 5 | 2924 | 137.92 | 21.2 | 7.94 | 0.98 | 5000 | 84.9 |  |  |  | FALSE | FALSE | FALSE | May, 02 2018 00:00:00 | 4.3 |  | standard |  |  |  |  | March, 30 2020 00:00:00 | FALSE | FALSE | FALSE | [6 empty] | AC | [7 empty] | FALSE
PZ7SQF6N | Shenzhen Baoyao Technology Co Limited | Baoyao | RT8-X0004-181-840 | Linear Replacement Lamp | T8 Four-Foot | Replacement Lamps (plug and play) (UL Type A) |  | standard | FALSE | [10 empty] | January, 17 2017 00:00:00 | Not Dimmable | Not Dimmable | FALSE |  | MMMPCJ | [25 empty] | 4.4 | 2255 | 116.06 | 19.43 | 6.29 | 0.97 | 4000 | 82.7 |  |  |  | FALSE | FALSE | FALSE | May, 02 2018 00:00:00 | 4.3 |  | standard |  |  |  |  | November, 02 2018 00:00:00 | FALSE | FALSE | FALSE | [6 empty] | AC | [7 empty] | FALSE
PK94GWNP | Fulton Science and Technology Lighting Co., Ltd. | Fulton | FLT-12T8GXPW-18L12-XX | Linear Replacement Lamp | T8 Four-Foot | Replacement Lamps (plug and play) (UL Type A) |  | standard | FALSE | [10 empty] | January, 17 2017 00:00:00 | Dimmable | Continuous Below 10 | No |  | MMMPCI | [25 empty] | 5 | 2385.5 | 120.4 | 19.8 | 15.9 | 1 | 4500 | 83.2 |  |  |  | FALSE | FALSE | FALSE | May, 02 2018 00:00:00 | 4.3 |  | standard |  |  |  |  | March, 30 2020 00:00:00 | FALSE | FALSE | FALSE | [6 empty] | AC | [7 empty] | FALSE
P93UCN19 | YANKON LIGHTING, INC. | Yankon | YGA05A04-T8-18W-835-T-1 | Linear Replacement Lamp | T8 Four-Foot | Replacement Lamps (plug and play) (UL Type A) |  | standard | FALSE | [10 empty] | January, 17 2017 00:00:00 | Not Dimmable | Not Dimmable | No | Product updated on 1/17/2017 | KKKXYI | [25 empty] | 5 | 2868.5 | 135.05 | 21.24 | 7.41 | 0.98 | 3500 | 84.8 |  |  |  | FALSE | FALSE | FALSE | May, 02 2018 00:00:00 | 4.3 |  | standard |  |  |  |  | March, 30 2020 00:00:00 | FALSE | FALSE | FALSE | [6 empty] | AC | [7 empty] | FALSE
PGCXMXB8 | YANKON LIGHTING, INC. | Yankon | YGA05A04-T8-18W-845-T-1 | Linear Replacement Lamp | T8 Four-Foot | Replacement Lamps (plug and play) (UL Type A) |  | standard | FALSE | [10 empty] | January, 17 2017 00:00:00 | Not Dimmable | Not Dimmable | No | Product updated on 1/17/2017 | KKKXYI | [25 empty] | 5 | 2905.5 | 136.79 | 21.24 | 7.41 | 0.98 | 4500 | 84.8 |  |  |  | FALSE | FALSE | FALSE | May, 02 2018 00:00:00 | 4.3 |  | standard |  |  |  |  | March, 30 2020 00:00:00 | FALSE | FALSE | FALSE | [6 empty] | AC | [7 empty] | FALSE
P7V1DSB2 | Shenzhen Baoyao Technology Co Limited | BAOYAO | RT8-X0004-181-850 | Linear Replacement Lamp | T8 Four-Foot | Replacement Lamps (plug and play) (UL Type A) |  | standard | FALSE | [10 empty] | January, 17 2017 00:00:00 | Not Dimmable | Not Dimmable | NO |  | MMMPCJ | [25 empty] | 5 | 2273 | 118.69 | 19.15 | 7.04 | 0.97 | 5000 | 82.5 |  |  |  | FALSE | FALSE | FALSE | May, 02 2018 00:00:00 | 4.3 |  | standard |  |  |  |  | March, 30 2020 00:00:00 | FALSE | FALSE | FALSE | [6 empty] | AC | [7 empty] | FALSE
PUKCR6K2 | YANKON LIGHTING, INC. | Yankon | YGA05A04-T8-18W-840-T-1 | Linear Replacement Lamp | T8 Four-Foot | Replacement Lamps (plug and play) (UL Type A) |  | standard | FALSE | [10 empty] | January, 17 2017 00:00:00 | Not Dimmable | Not Dimmable | No | Product updated on 1/17/2017 | KKKXYI | [25 empty] | 5 | 2887 | 135.92 | 21.24 | 7.41 | 0.98 | 4000 | 84.8 |  |  |  | FALSE | FALSE | FALSE | May, 02 2018 00:00:00 | 4.3 |  | standard |  |  |  |  | March, 30 2020 00:00:00 | FALSE | FALSE | FALSE | [6 empty] | AC | [7 empty] | FALSE
PG6GRTZJ | ARKSMART INC | ARKSMART | ARK/UR/22T(3000K) | Linear Replacement Lamp | T8 Four-Foot | Dual Mode Internal Driver (UL Type A and Type B) |  | standard | TRUE |  | 2876 | 126.59 | 22.72 | 18.59 | 0.9071 | 2933 | 80.2 | 5 | 50000 | January, 17 2017 00:00:00 | Not Dimmable | Not Dimmable | No | Product updated 3/5/2018 | MMMPCG | [15 empty] | 87 |  | 1.2 | 1.38 | [6 empty] | 5 | 2962 | 129.02 | 22.96 | 18.59 | 0.91 | 3000 | 80.2 |  |  |  | FALSE | FALSE | FALSE | May, 02 2018 00:00:00 | 4.3 |  | standard |  |  |  |  | March, 30 2020 00:00:00 | FALSE | FALSE | FALSE | [6 empty] | AC | [7 empty] | FALSE
PJB37QAE | Fulton Science and Technology Lighting Co., Ltd. | Fulton | FLT-12T8GXNW-18L12-XX | Linear Replacement Lamp | T8 Four-Foot | Replacement Lamps (plug and play) (UL Type A) |  | standard | TRUE |  | 2385.54 | 120.421 | 19.81 | 15.9 | 0.926 | 4183 | 83.2 | 5 | 50000 | January, 17 2017 00:00:00 | Dimmable | Continuous Below 10 | No |  | MMMPCI | [15 empty] | 77.7 |  | 1.12 | 1.34 | [6 empty] | 5 | 2385.5 | 120.4 | 19.8 | 15.9 | 1 | 4183 | 83.2 |  |  |  | FALSE | FALSE | FALSE | May, 02 2018 00:00:00 | 4.3 |  | standard |  |  |  |  | March, 30 2020 00:00:00 | FALSE | FALSE | FALSE | [6 empty] | AC | [7 empty] | FALSE
P64DRPN2 | CH Lighting Technology Co.,Ltd. | CH | CH1128-48-18W 835-2 | Linear Replacement Lamp | T8 Four-Foot | Replacement Lamps (plug and play) (UL Type A) |  | standard | FALSE | [10 empty] | January, 17 2017 00:00:00 | Dimmable | Continuous Below 10 | No |  | LLLBAU | [25 empty] | 5 | 2500 | 118 | 21 | 6.41 | 0.98 | 3500 | 83 |  |  |  | FALSE | FALSE | FALSE | May, 02 2018 00:00:00 | 4.3 |  | standard |  |  |  |  | March, 30 2020 00:00:00 | FALSE | FALSE | FALSE | [6 empty] | AC | [7 empty] | FALSE
P281HW46 | CH Lighting Technology Co.,Ltd. | CH | CH1128-48-18W 840-2 | Linear Replacement Lamp | T8 Four-Foot | Replacement Lamps (plug and play) (UL Type A) |  | standard | FALSE | [10 empty] | January, 17 2017 00:00:00 | Dimmable | Continuous Below 10 | No |  | LLLBAU | [25 empty] | 5 | 2550 | 120 | 21 | 6.41 | 0.98 | 4000 | 83 |  |  |  | FALSE | FALSE | FALSE | May, 02 2018 00:00:00 | 4.3 |  | standard |  |  |  |  | March, 30 2020 00:00:00 | FALSE | FALSE | FALSE | [6 empty] | AC | [7 empty] | FALSE
PQUAKN46 | CH Lighting Technology Co.,Ltd. | CH | CH1128-48-18W 845-2 | Linear Replacement Lamp | T8 Four-Foot | Replacement Lamps (plug and play) (UL Type A) |  | standard | FALSE | [10 empty] | January, 17 2017 00:00:00 | Dimmable | Continuous Below 10 | No |  | LLLBAU | [25 empty] | 5 | 2550 | 120 | 21 | 6.41 | 0.98 | 4500 | 83 |  |  |  | FALSE | FALSE | FALSE | May, 02 2018 00:00:00 | 4.3 |  | standard |  |  |  |  | March, 30 2020 00:00:00 | FALSE | FALSE | FALSE | [6 empty] | AC | [7 empty] | FALSE
P6W416Z8 | CH Lighting Technology Co.,Ltd. | CH | CH1128-48-18W 850-2 | Linear Replacement Lamp | T8 Four-Foot | Replacement Lamps (plug and play) (UL Type A) |  | standard | FALSE | [10 empty] | January, 17 2017 00:00:00 | Dimmable | Continuous Below 10 | No |  | LLLBAU | [25 empty] | 5 | 2600 | 122 | 21 | 6.76 | 0.98 | 5000 | 83 |  |  |  | FALSE | FALSE | FALSE | May, 02 2018 00:00:00 | 4.3 |  | standard |  |  |  |  | March, 30 2020 00:00:00 | FALSE | FALSE | FALSE | [6 empty] | AC | [7 empty] | FALSE
PDRTZT1J | CH Lighting Technology Co.,Ltd. | CH | CH1128-48-18W 830-2 | Linear Replacement Lamp | T8 Four-Foot | Replacement Lamps (plug and play) (UL Type A) |  | standard | TRUE |  | 2504 | 121 | 20.7 | 6.41 | 0.978 | 3078 | 82.6 | 5 | 50000 | January, 17 2017 00:00:00 | Dimmable | Continuous Below 10 | No |  | LLLBAU | [15 empty] | 83.2 |  | 1.28 | 1.28 | [6 empty] | 5 | 2500 | 118 | 21 | 6.41 | 0.98 | 3000 | 83 |  |  |  | FALSE | FALSE | FALSE | May, 02 2018 00:00:00 | 4.3 |  | standard |  |  |  |  | March, 30 2020 00:00:00 | FALSE | FALSE | FALSE | [6 empty] | AC | [7 empty] | FALSE
PAGNC1RN | Shenzhen Baoyao Technology Co Limited | Baoyao | RT8-X0004-181-835 | Linear Replacement Lamp | T8 Four-Foot | Replacement Lamps (plug and play) (UL Type A) |  | standard | FALSE | [10 empty] | January, 17 2017 00:00:00 | Not Dimmable | Not Dimmable | FALSE |  | MMMPCJ | [25 empty] | 4.4 | 2246 | 115.59 | 19.43 | 6.29 | 0.97 | 3500 | 82.7 |  |  |  | FALSE | FALSE | FALSE | May, 02 2018 00:00:00 | 4.3 |  | standard |  |  |  |  | November, 02 2018 00:00:00 | FALSE | FALSE | FALSE | [6 empty] | AC | [7 empty] | FALSE
PSP31K64 | YANKON LIGHTING, INC. | Yankon | YGA05A04-T8-18W-830-T-1 | Linear Replacement Lamp | T8 Four-Foot | Replacement Lamps (plug and play) (UL Type A) |  | standard | TRUE |  | 2850 | 134.62 | 21.17 | 7.41 | 0.9764 | 3006 | 84.8 | 5 | 50000 | January, 17 2017 00:00:00 | Not Dimmable | Not Dimmable | No | Product updated on 1/17/2017 | KKKXYI | [15 empty] | 84.7 |  | 1.2 | 1.34 | [6 empty] | 5 | 2850 | 133.99 | 21.27 | 7.41 | 0.98 | 3000 | 84.8 |  |  |  | FALSE | FALSE | FALSE | May, 02 2018 00:00:00 | 4.3 |  | standard |  |  |  |  | March, 30 2020 00:00:00 | FALSE | FALSE | FALSE | [6 empty] | AC | [7 empty] | FALSE
P76E13YW | ARKSMART INC | ARKSMART | ARK/UR/22T(4500K) | Linear Replacement Lamp | T8 Four-Foot | Dual Mode Internal Driver (UL Type A and Type B) |  | standard | FALSE | [10 empty] | January, 17 2017 00:00:00 | Not Dimmable | Not Dimmable | No | Product updated 3/5/2018 | MMMPCG | [25 empty] | 5 | 2962 | 129.02 | 22.96 | 18.59 | 0.91 | 4500 | 80.2 |  |  |  | FALSE | FALSE | FALSE | May, 02 2018 00:00:00 | 4.3 |  | standard |  |  |  |  | March, 30 2020 00:00:00 | FALSE | FALSE | FALSE | [6 empty] | AC | [7 empty] | FALSE
P9V2AF3G | Fulton Science and Technology Lighting Co., Ltd. | Fulton | FLT-12T8GXCW-18L12-XX | Linear Replacement Lamp | T8 Four-Foot | Replacement Lamps (plug and play) (UL Type A) |  | standard | FALSE | [10 empty] | January, 17 2017 00:00:00 | Dimmable | Continuous Below 10 | No |  | MMMPCI | [25 empty] | 5 | 2444.69 | 123.91 | 19.73 | 16.4 | 1 | 4993 | 84.5 |  |  |  | FALSE | FALSE | FALSE | May, 02 2018 00:00:00 | 4.3 |  | standard |  |  |  |  | March, 30 2020 00:00:00 | FALSE | FALSE | FALSE | [6 empty] | AC | [7 empty] | FALSE
P3YQE9E6 | Shenzhen Baoyao Technology Co Limited | Baoyao | RT8-X0004-221-835 | Linear Replacement Lamp | T8 Four-Foot | Replacement Lamps (plug and play) (UL Type A) |  | standard | FALSE | [10 empty] | January, 13 2017 00:00:00 | Not Dimmable | Not Dimmable | FALSE |  | MMMPCA | [25 empty] | 4.4 | 2579.5 | 112.35 | 22.96 | 5.83 | 0.98 | 3500 | 82.5 |  |  |  | FALSE | FALSE | FALSE | May, 02 2018 00:00:00 | 4.3 |  | standard |  |  |  |  | November, 02 2018 00:00:00 | FALSE | FALSE | FALSE | [6 empty] | AC | [7 empty] | FALSE
PPEX8PQ7 | Shenzhen Baoyao Technology Co Limited | Baoyao | RT8-X0004-221-850 | Linear Replacement Lamp | T8 Four-Foot | Replacement Lamps (plug and play) (UL Type A) |  | standard | FALSE | [10 empty] | January, 13 2017 00:00:00 | Not Dimmable | Not Dimmable | FALSE |  | MMMPCA | [25 empty] | 4.4 | 2656 | 114.83 | 23.13 | 6.81 | 0.98 | 5000 | 82.3 |  |  |  | FALSE | FALSE | FALSE | May, 02 2018 00:00:00 | 4.3 |  | standard |  |  |  |  | November, 02 2018 00:00:00 | FALSE | FALSE | FALSE | [6 empty] | AC | [7 empty] | FALSE
PTW48EMN | Shenzhen Baoyao Technology Co Limited | baoyao | RT8-X0004-221-830 | Linear Replacement Lamp | T8 Four-Foot | Replacement Lamps (plug and play) (UL Type A) |  | standard | TRUE |  | 2554 | 111.24 | 22.96 | 5.83 | 0.9785 | 2972 | 82.5 | 5 | 50000 | January, 13 2017 00:00:00 | Not Dimmable | Not Dimmable | FALSE |  | MMMPCA | [15 empty] | 88.4 |  | 1.18 | 1.38 | [6 empty] | 4.4 | 2554 | 111.24 | 22.96 | 5.83 | 0.98 | 3000 | 82.5 |  |  |  | FALSE | FALSE | FALSE | May, 02 2018 00:00:00 | 4.3 |  | standard |  |  |  |  | November, 02 2018 00:00:00 | FALSE | FALSE | FALSE | [6 empty] | AC | [7 empty] | FALSE
PPPHVDTP | Shenzhen Baoyao Technology Co Limited | Baoyao | RT8-X0004-221-840 | Linear Replacement Lamp | T8 Four-Foot | Replacement Lamps (plug and play) (UL Type A) |  | standard | FALSE | [10 empty] | January, 13 2017 00:00:00 | Not Dimmable | Not Dimmable | FALSE |  | MMMPCA | [25 empty] | 4.4 | 2605 | 113.46 | 22.96 | 5.83 | 0.98 | 4000 | 82.5 |  |  |  | FALSE | FALSE | FALSE | May, 02 2018 00:00:00 | 4.3 |  | standard |  |  |  |  | November, 02 2018 00:00:00 | FALSE | FALSE | FALSE | [6 empty] | AC | [7 empty] | FALSE
PT5P8FNY | Shenzhen Baoyao Technology Co Limited | Baoyao | RT8-X0004-221-845 | Linear Replacement Lamp | T8 Four-Foot | Replacement Lamps (plug and play) (UL Type A) |  | standard | FALSE | [10 empty] | January, 13 2017 00:00:00 | Not Dimmable | Not Dimmable | FALSE |  | MMMPCA | [25 empty] | 4.4 | 2630.5 | 114.57 | 22.96 | 5.83 | 0.98 | 4500 | 82.5 |  |  |  | FALSE | FALSE | FALSE | May, 02 2018 00:00:00 | 4.3 |  | standard |  |  |  |  | November, 02 2018 00:00:00 | FALSE | FALSE | FALSE | [6 empty] | AC | [7 empty] | FALSE
PSSJGUE5 | Fotonz Inc. | Fotonz | FTSP48T8DF15W-30-7 | Linear Replacement Lamp | T8 Four-Foot | Replacement Lamps (plug and play) (UL Type A) |  | standard | TRUE |  | 2058 | 117.4 | 17.54 | 11.26 | 0.9669 | 3052 | 81.2 | 5 | 50000 | January, 12 2017 00:00:00 | Not Dimmable | Not Dimmable | FALSE |  | EEEEVR | [15 empty] | 83.8 |  | 1.26 | 1.24 | [6 empty] | 4.4 | 2000 | 110 | 18 | 11.26 | 0.99 | 3000 | 83 |  |  |  | FALSE | FALSE | FALSE | May, 02 2018 00:00:00 | 4.3 |  | standard |  |  |  |  | November, 02 2018 00:00:00 | FALSE | FALSE | FALSE | [6 empty] | AC | [7 empty] | FALSE
PNH8V23E | CH Lighting Technology Co.,Ltd. | CH | CH1128-48-17W 840-2 | Linear Replacement Lamp | T8 Four-Foot | Replacement Lamps (plug and play) (UL Type A) |  | standard | FALSE | [10 empty] | January, 12 2017 00:00:00 | Dimmable | Continuous Below 10 | No |  | WWWBEW | [25 empty] | 4.4 | 2300 | 115 | 20 | 7.59 | 0.98 | 4000 | 83 |  |  |  | FALSE | FALSE | FALSE | May, 02 2018 00:00:00 | 4.3 |  | standard |  |  |  |  | November, 02 2018 00:00:00 | FALSE | FALSE | FALSE | [6 empty] | AC | [7 empty] | FALSE
PJ5HMQBQ | CH Lighting Technology Co.,Ltd. | CH | CH1128-48-17W 850-2 | Linear Replacement Lamp | T8 Four-Foot | Replacement Lamps (plug and play) (UL Type A) |  | standard | FALSE | [10 empty] | January, 12 2017 00:00:00 | Dimmable | Continuous Below 10 | No |  | WWWBEW | [25 empty] | 5 | 2400 | 120 | 20 | 7.64 | 0.98 | 5000 | 83 |  |  |  | FALSE | FALSE | FALSE | May, 02 2018 00:00:00 | 4.3 |  | standard |  |  |  |  | March, 30 2020 00:00:00 | FALSE | FALSE | FALSE | [6 empty] | AC | [7 empty] | FALSE
PBX38NKC | LED Seed Inc. | LEDSeed | T84-18-50-5-2 | Linear Replacement Lamp | T8 Four-Foot | Dual Mode Internal Driver (UL Type A and Type B) |  | standard | FALSE | [10 empty] | January, 12 2017 00:00:00 | Not Dimmable | Not Dimmable | NotYetVerified |  | VAVWBL | [25 empty] | 5 | 2287 | 127.34 | 17.96 | 14.95 | 0.91 | 5000 | 86 |  |  |  | FALSE | FALSE | FALSE | May, 02 2018 00:00:00 | 4.3 |  | standard |  |  |  |  | March, 30 2020 00:00:00 | FALSE | FALSE | FALSE | [6 empty] | AC | [7 empty] | FALSE
PZVUHGTJ | Fotonz Inc. | Fotonz | FTSP48T8DF15W-35-7 | Linear Replacement Lamp | T8 Four-Foot | Replacement Lamps (plug and play) (UL Type A) |  | standard | FALSE | [10 empty] | January, 12 2017 00:00:00 | Not Dimmable | Not Dimmable | FALSE |  | EEEEVR | [25 empty] | 4.4 | 2000 | 110 | 18 | 11.26 | 0.99 | 3500 | 83 |  |  |  | FALSE | FALSE | FALSE | May, 02 2018 00:00:00 | 4.3 |  | standard |  |  |  |  | November, 02 2018 00:00:00 | FALSE | FALSE | FALSE | [6 empty] | AC | [7 empty] | FALSE
PSDFR9C1 | Fotonz Inc. | Fotonz | FTSP48T8DF13W-30-7 | Linear Replacement Lamp | T8 Four-Foot | Replacement Lamps (plug and play) (UL Type A) |  | standard | TRUE |  | 1955 | 119 | 16.43 | 12.41 | 0.9634 | 3056 | 81.3 | 5 | 50000 | January, 12 2017 00:00:00 | Not Dimmable | Not Dimmable | FALSE |  | EEEEVQ | [15 empty] | 84 |  | 1.24 | 1.22 | [6 empty] | 4.4 | 1800 | 110 | 16 | 12.41 | 0.97 | 3000 | 83 |  |  |  | FALSE | FALSE | FALSE | May, 02 2018 00:00:00 | 4.3 |  | standard |  |  |  |  | November, 02 2018 00:00:00 | FALSE | FALSE | FALSE | [6 empty] | AC | [7 empty] | FALSE
P2B8U99P | Fotonz Inc. | Fotonz | FTSP48T8DF13W-40-7 | Linear Replacement Lamp | T8 Four-Foot | Replacement Lamps (plug and play) (UL Type A) |  | standard | FALSE | [10 empty] | January, 12 2017 00:00:00 | Not Dimmable | Not Dimmable | FALSE |  | EEEEVQ | [25 empty] | 4.4 | 1900 | 112 | 16 | 12.41 | 0.97 | 4000 | 83 |  |  |  | FALSE | FALSE | FALSE | May, 02 2018 00:00:00 | 4.3 |  | standard |  |  |  |  | November, 02 2018 00:00:00 | FALSE | FALSE | FALSE | [6 empty] | AC | [7 empty] | FALSE
PE1VYTDZ | Fotonz Inc. | Fotonz | FTSP48T8DF15W-50-7 | Linear Replacement Lamp | T8 Four-Foot | Replacement Lamps (plug and play) (UL Type A) |  | standard | FALSE | [10 empty] | January, 12 2017 00:00:00 | Not Dimmable | Not Dimmable | FALSE |  | EEEEVR | [25 empty] | 4.4 | 2200 | 115 | 18 | 11.26 | 0.99 | 5000 | 83 |  |  |  | FALSE | FALSE | FALSE | May, 02 2018 00:00:00 | 4.3 |  | standard |  |  |  |  | November, 02 2018 00:00:00 | FALSE | FALSE | FALSE | [6 empty] | AC | [7 empty] | FALSE
P9S9442P | CH Lighting Technology Co.,Ltd. | CH | CH1128-48-17W 830-2 | Linear Replacement Lamp | T8 Four-Foot | Replacement Lamps (plug and play) (UL Type A) |  | standard | TRUE |  | 2323 | 120.2 | 19.32 | 7.59 | 0.9751 | 3073 | 82.7 | 5 | 50000 | January, 12 2017 00:00:00 | Dimmable | Continuous Below 10 | No |  | WWWBEW | [15 empty] | 83.2 |  | 1.26 | 1.3 | [6 empty] | 4.4 | 2200 | 110 | 20 | 7.59 | 0.98 | 3000 | 83 |  |  |  | FALSE | FALSE | FALSE | May, 02 2018 00:00:00 | 4.3 |  | standard |  |  |  |  | November, 02 2018 00:00:00 | FALSE | FALSE | FALSE | [6 empty] | AC | [7 empty] | FALSE
PP2ZBJA8 | Fotonz Inc. | Fotonz | FTSP48T8DF15W-40-7 | Linear Replacement Lamp | T8 Four-Foot | Replacement Lamps (plug and play) (UL Type A) |  | standard | FALSE | [10 empty] | January, 12 2017 00:00:00 | Not Dimmable | Not Dimmable | FALSE |  | EEEEVR | [25 empty] | 4.4 | 2100 | 112 | 18 | 11.26 | 0.99 | 4000 | 83 |  |  |  | FALSE | FALSE | FALSE | May, 02 2018 00:00:00 | 4.3 |  | standard |  |  |  |  | November, 02 2018 00:00:00 | FALSE | FALSE | FALSE | [6 empty] | AC | [7 empty] | FALSE
PVU99SV2 | LED Seed Inc. | LEDSeed | T84-18-40-5-2 | Linear Replacement Lamp | T8 Four-Foot | Dual Mode Internal Driver (UL Type A and Type B) |  | standard | FALSE | [10 empty] | January, 12 2017 00:00:00 | Not Dimmable | Not Dimmable | NotYetVerified |  | VAVWBL | [25 empty] | 5 | 2126 | 117.39 | 18.11 | 14.83 | 0.91 | 4000 | 83.7 |  |  |  | FALSE | FALSE | FALSE | May, 02 2018 00:00:00 | 4.3 |  | standard |  |  |  |  | March, 30 2020 00:00:00 | FALSE | FALSE | FALSE | [6 empty] | AC | [7 empty] | FALSE
PQU7ZS9Z | LED Seed Inc. | LEDSeed | T84-18-30-5-2 | Linear Replacement Lamp | T8 Four-Foot | Dual Mode Internal Driver (UL Type A and Type B) |  | standard | TRUE |  | 2126 | 117.39 | 18.11 | 14.83 | 0.9194 | 2974 | 84.4 | 5 | 50000 | January, 12 2017 00:00:00 | Not Dimmable | Not Dimmable | NotYetVerified |  | VAVWBL | [15 empty] | 88.3 |  | 1.18 | 1.48 | [6 empty] | 5 | 2126 | 117.39 | 18.11 | 14.83 | 0.91 | 3000 | 83.7 |  |  |  | FALSE | FALSE | FALSE | May, 02 2018 00:00:00 | 4.3 |  | standard |  |  |  |  | March, 30 2020 00:00:00 | FALSE | FALSE | FALSE | [6 empty] | AC | [7 empty] | FALSE
PXBTWB3P | CH Lighting Technology Co.,Ltd. | CH | CH1128-48-17W 845-2 | Linear Replacement Lamp | T8 Four-Foot | Replacement Lamps (plug and play) (UL Type A) |  | standard | FALSE | [10 empty] | January, 12 2017 00:00:00 | Dimmable | Continuous Below 10 | No |  | WWWBEW | [25 empty] | 4.4 | 2300 | 115 | 20 | 7.59 | 0.98 | 4500 | 83 |  |  |  | FALSE | FALSE | FALSE | May, 02 2018 00:00:00 | 4.3 |  | standard |  |  |  |  | November, 02 2018 00:00:00 | FALSE | FALSE | FALSE | [6 empty] | AC | [7 empty] | FALSE
P4BST6K9 | Fotonz Inc. | Fotonz | FTSP48T8DF13W-35-7 | Linear Replacement Lamp | T8 Four-Foot | Replacement Lamps (plug and play) (UL Type A) |  | standard | FALSE | [10 empty] | January, 12 2017 00:00:00 | Not Dimmable | Not Dimmable | FALSE |  | EEEEVQ | [25 empty] | 4.4 | 1800 | 110 | 16 | 12.41 | 0.97 | 3500 | 83 |  |  |  | FALSE | FALSE | FALSE | May, 02 2018 00:00:00 | 4.3 |  | standard |  |  |  |  | November, 02 2018 00:00:00 | FALSE | FALSE | FALSE | [6 empty] | AC | [7 empty] | FALSE
P3GUVADH | Fotonz Inc. | Fotonz | FTSP48T8DF13W-50-7 | Linear Replacement Lamp | T8 Four-Foot | Replacement Lamps (plug and play) (UL Type A) |  | standard | FALSE | [10 empty] | January, 12 2017 00:00:00 | Not Dimmable | Not Dimmable | FALSE |  | EEEEVQ | [25 empty] | 4.4 | 2000 | 115 | 16 | 12.41 | 0.97 | 5000 | 83 |  |  |  | FALSE | FALSE | FALSE | May, 02 2018 00:00:00 | 4.3 |  | standard |  |  |  |  | November, 02 2018 00:00:00 | FALSE | FALSE | FALSE | [6 empty] | AC | [7 empty] | FALSE
PN3ZE34N | CH Lighting Technology Co.,Ltd. | CH | CH1128-48-17W 835-2 | Linear Replacement Lamp | T8 Four-Foot | Replacement Lamps (plug and play) (UL Type A) |  | standard | FALSE | [10 empty] | January, 12 2017 00:00:00 | Dimmable | Continuous Below 10 | No |  | WWWBEW | [25 empty] | 4.4 | 2200 | 110 | 20 | 7.59 | 0.98 | 3500 | 83 |  |  |  | FALSE | FALSE | FALSE | May, 02 2018 00:00:00 | 4.3 |  | standard |  |  |  |  | November, 02 2018 00:00:00 | FALSE | FALSE | FALSE | [6 empty] | AC | [7 empty] | FALSE
P2UAB942 | Verbatim Americas, LLC | Verbatim | 99857 | Linear Replacement Lamp | T8 Four-Foot | Replacement Lamps (plug and play) (UL Type A) |  | standard | TRUE |  | 2128.3 | 127.21 | 16.73 | 7.6 | 0.98 | 3485 | 83.1 | 5 | 50000 | January, 11 2017 00:00:00 | Not Dimmable | Not Dimmable | FALSE |  | YYYBGB | [15 empty] | 84.2 |  | 1.26 | 1.22 | [6 empty] | 4.4 | 1800 | 112.5 | 16 | 7.6 | 0.98 | 3500 | 80 |  |  |  | FALSE | FALSE | FALSE | May, 02 2018 00:00:00 | 4.3 |  | standard |  |  |  |  | November, 02 2018 00:00:00 | FALSE | FALSE | FALSE | [6 empty] | AC | [7 empty] | FALSE
PM12BHKZ | CCP-MART TECHNOLOGY CORP | CCP-MART | CCP-T-T84F12WC-5000KC | Linear Replacement Lamp | T8 Four-Foot | Dual Mode Internal Driver (UL Type A and Type B) |  | standard | FALSE | [10 empty] | January, 11 2017 00:00:00 | Not Dimmable | Not Dimmable | No |  | YYYBGA | [25 empty] | 5 | 1817 | 142.29 | 12.77 | 11.03 | 0.9 | 5000 | 83 |  |  |  | FALSE | FALSE | FALSE | May, 02 2018 00:00:00 | 4.3 |  | standard |  |  |  |  | March, 30 2020 00:00:00 | FALSE | FALSE | FALSE | [6 empty] | AC | [7 empty] | FALSE
PG8UY6F8 | CCP-MART TECHNOLOGY CORP | CCP-MART | CCP-T-T84F12WC-5000KM | Linear Replacement Lamp | T8 Four-Foot | Dual Mode Internal Driver (UL Type A and Type B) |  | standard | FALSE | [10 empty] | January, 11 2017 00:00:00 | Not Dimmable | Not Dimmable | No |  | YYYBGA | [25 empty] | 5 | 1606 | 127.13 | 12.63 | 10.43 | 0.9 | 5000 | 83.7 |  |  |  | FALSE | FALSE | FALSE | May, 02 2018 00:00:00 | 4.3 |  | standard |  |  |  |  | March, 30 2020 00:00:00 | FALSE | FALSE | FALSE | [6 empty] | AC | [7 empty] | FALSE
P1UM34J4 | CCP-MART TECHNOLOGY CORP | CCP-MART | CCP-T-T84F12WC-4000KC | Linear Replacement Lamp | T8 Four-Foot | Dual Mode Internal Driver (UL Type A and Type B) |  | standard | FALSE | [10 empty] | January, 11 2017 00:00:00 | Not Dimmable | Not Dimmable | No |  | YYYBGA | [25 empty] | 5 | 1765 | 137.54 | 12.83 | 10.98 | 0.9 | 4000 | 83 |  |  |  | FALSE | FALSE | FALSE | May, 02 2018 00:00:00 | 4.3 |  | standard |  |  |  |  | March, 30 2020 00:00:00 | FALSE | FALSE | FALSE | [6 empty] | AC | [7 empty] | FALSE
P83NMNM1 | Premise LED Inc. | Premise | T8G2-184-5 | Linear Replacement Lamp | T8 Four-Foot | Replacement Lamps (plug and play) (UL Type A) |  | standard | FALSE | [10 empty] | January, 11 2017 00:00:00 | Dimmable | Continuous Below 10 | NO |  | TYNACN | [25 empty] | 5 | 2150 | 118.7 | 18.1 | 17.6 | 0.96 | 4884 | 82.4 |  |  |  | FALSE | FALSE | FALSE | May, 02 2018 00:00:00 | 4.3 |  | standard |  |  |  |  | March, 30 2020 00:00:00 | FALSE | FALSE | FALSE | [6 empty] | AC | [7 empty] | FALSE
PZNN1S81 | Premise LED Inc. | Premise | T8G2-124-3 | Linear Replacement Lamp | T8 Four-Foot | Replacement Lamps (plug and play) (UL Type A) |  | standard | TRUE |  | 1613 | 120.01 | 13.44 | 10.86 | 0.9046 | 3060 | 83.3 | 5 | 50000 | January, 11 2017 00:00:00 | Not Dimmable | Not Dimmable | NO |  | TYNACM | [15 empty] | 84.4 |  | 1.24 | 1.34 | [6 empty] | 5 | 1613 | 120.01 | 13.44 | 10.86 | 0.9046 | 3000 | 83.3 |  |  |  | FALSE | FALSE | FALSE | May, 02 2018 00:00:00 | 4.3 |  | standard |  |  |  |  | March, 30 2020 00:00:00 | FALSE | FALSE | FALSE | [6 empty] | AC | [7 empty] | FALSE
PBPN84FE | CCP-MART TECHNOLOGY CORP | CCP-MART | CCP-T-T84F12WC-3000KM | Linear Replacement Lamp | T8 Four-Foot | Dual Mode Internal Driver (UL Type A and Type B) |  | standard | TRUE |  | 1586 | 120.06 | 13.21 | 13.14 | 0.9006 | 2918 | 83.6 | 5 | 50000 | January, 11 2017 00:00:00 | Not Dimmable | Not Dimmable | No |  | YYYBGA | [15 empty] | 89.5 |  | 1.16 | 1.36 | [6 empty] | 5 | 1579 | 123.05 | 12.81 | 10.76 | 0.9 | 3000 | 83.6 |  |  |  | FALSE | FALSE | FALSE | May, 02 2018 00:00:00 | 4.3 |  | standard |  |  |  |  | March, 30 2020 00:00:00 | FALSE | FALSE | FALSE | [6 empty] | AC | [7 empty] | FALSE
PC6X2429 | Premise LED Inc. | Premise | T8G2-184-3 | Linear Replacement Lamp | T8 Four-Foot | Replacement Lamps (plug and play) (UL Type A) |  | standard | TRUE |  | 2103.17 | 115.559 | 18.2 | 17.3 | 0.957 | 2903 | 82.3 | 5 | 50000 | January, 11 2017 00:00:00 | Dimmable | Continuous Below 10 | NO |  | TYNACN | [15 empty] | 79.2 |  | 1.18 | 1.26 | [6 empty] | 5 | 2103.1 | 115.5 | 18.2 | 17.3 | 0.96 | 2903 | 82.3 |  |  |  | FALSE | FALSE | FALSE | May, 02 2018 00:00:00 | 4.3 |  | standard |  |  |  |  | March, 30 2020 00:00:00 | FALSE | FALSE | FALSE | [6 empty] | AC | [7 empty] | FALSE
PRQMQNQ9 | Premise LED Inc. | PREMISE | T8G2-184-4 | Linear Replacement Lamp | T8 Four-Foot | Replacement Lamps (plug and play) (UL Type A) |  | standard | FALSE | [10 empty] | January, 11 2017 00:00:00 | Dimmable | Continuous Below 10 | NO |  | TYNACN | [25 empty] | 4.4 | 2103.1 | 115.5 | 18.2 | 17.3 | 0.96 | 4000 | 82.3 |  |  |  | FALSE | FALSE | FALSE | May, 02 2018 00:00:00 | 4.3 |  | standard |  |  |  |  | November, 02 2018 00:00:00 | FALSE | FALSE | FALSE | [6 empty] | AC | [7 empty] | FALSE
PPCJHR7U | Verbatim Americas, LLC | Verbatim | 99859 | Linear Replacement Lamp | T8 Four-Foot | Replacement Lamps (plug and play) (UL Type A) |  | standard | FALSE | [10 empty] | January, 11 2017 00:00:00 | Not Dimmable | Not Dimmable | FALSE |  | YYYBGC | [25 empty] | 4.4 | 1800 | 112.5 | 16 | 7.6 | 0.98 | 5000 | 80 |  |  |  | FALSE | FALSE | FALSE | May, 02 2018 00:00:00 | 4.3 |  | standard |  |  |  |  | November, 02 2018 00:00:00 | FALSE | FALSE | FALSE | [6 empty] | AC | [7 empty] | FALSE
PKC3DJUZ | Premise LED Inc. | Premise | T8G2-124-4 | Linear Replacement Lamp | T8 Four-Foot | Replacement Lamps (plug and play) (UL Type A) |  | standard | FALSE | [10 empty] | January, 11 2017 00:00:00 | Not Dimmable | Not Dimmable | NO |  | TYNACM | [25 empty] | 5 | 1635 | 122.06 | 13.4 | 10.86 | 0.9046 | 4000 | 83.3 |  |  |  | FALSE | FALSE | FALSE | May, 02 2018 00:00:00 | 4.3 |  | standard |  |  |  |  | March, 30 2020 00:00:00 | FALSE | FALSE | FALSE | [6 empty] | AC | [7 empty] | FALSE
P16HHYZG | CCP-MART TECHNOLOGY CORP | CCP-MART | CCP-T-T84F12WC-4000KM | Linear Replacement Lamp | T8 Four-Foot | Dual Mode Internal Driver (UL Type A and Type B) |  | standard | FALSE | [10 empty] | January, 11 2017 00:00:00 | Not Dimmable | Not Dimmable | No |  | YYYBGA | [25 empty] | 5 | 1579 | 123.05 | 12.81 | 10.76 | 0.9 | 4000 | 83.6 |  |  |  | FALSE | FALSE | FALSE | May, 02 2018 00:00:00 | 4.3 |  | standard |  |  |  |  | March, 30 2020 00:00:00 | FALSE | FALSE | FALSE | [6 empty] | AC | [7 empty] | FALSE
PZXWAE9T | LED LEADER INC. | LED LEADER | L4GA-11T8LEDMVBF45 | Linear Replacement Lamp | T8 Four-Foot | Dual Mode Internal Driver (UL Type A and Type B) |  | standard | FALSE | [10 empty] | January, 11 2017 00:00:00 | Not Dimmable | Not Dimmable | No |  | YYYBGN | [25 empty] | 5 | 1608 | 145.39 | 11.06 | 16.49 | 0.9 | 4500 | 83 |  |  |  | FALSE | FALSE | FALSE | May, 02 2018 00:00:00 | 4.3 |  | standard |  |  |  |  | March, 30 2020 00:00:00 | FALSE | FALSE | FALSE | [6 empty] | AC | [7 empty] | FALSE
PP3S15GM | LED LEADER INC. | LED LEADER | L4GA-11T8LEDMVBF35 | Linear Replacement Lamp | T8 Four-Foot | Dual Mode Internal Driver (UL Type A and Type B) |  | standard | FALSE | [10 empty] | January, 11 2017 00:00:00 | Not Dimmable | Not Dimmable | No |  | YYYBGN | [25 empty] | 5 | 1608 | 145.39 | 11.06 | 16.49 | 0.9 | 3500 | 83 |  |  |  | FALSE | FALSE | FALSE | May, 02 2018 00:00:00 | 4.3 |  | standard |  |  |  |  | March, 30 2020 00:00:00 | FALSE | FALSE | FALSE | [6 empty] | AC | [7 empty] | FALSE
PM4S84AB | LED LEADER INC. | LED LEADER | L4GA-11T8LEDMVBF50 | Linear Replacement Lamp | T8 Four-Foot | Dual Mode Internal Driver (UL Type A and Type B) |  | standard | FALSE | [10 empty] | January, 11 2017 00:00:00 | Not Dimmable | Not Dimmable | No |  | YYYBGN | [25 empty] | 5 | 1645 | 148.06 | 11.11 | 16.45 | 0.9 | 5000 | 80.4 |  |  |  | FALSE | FALSE | FALSE | May, 02 2018 00:00:00 | 4.3 |  | standard |  |  |  |  | March, 30 2020 00:00:00 | FALSE | FALSE | FALSE | [6 empty] | AC | [7 empty] | FALSE
P7Z4JHVP | Verbatim Americas, LLC | Verbatim | 99858 | Linear Replacement Lamp | T8 Four-Foot | Replacement Lamps (plug and play) (UL Type A) |  | standard | TRUE |  | 2033.2 | 120.56 | 16.87 | 7.6 | 0.98 | 4095 | 84.9 | 5 | 50000 | January, 11 2017 00:00:00 | Not Dimmable | Not Dimmable | FALSE |  | YYYBGC | [15 empty] | 84.2 |  | 1.32 | 1.24 | [6 empty] | 4.4 | 1800 | 112.5 | 16 | 7.6 | 0.98 | 4000 | 80 |  |  |  | FALSE | FALSE | FALSE | May, 02 2018 00:00:00 | 4.3 |  | standard |  |  |  |  | November, 02 2018 00:00:00 | FALSE | FALSE | FALSE | [6 empty] | AC | [7 empty] | FALSE
P1DVC7F5 | LED LEADER INC. | LED LEADER | L4GA-11T8LEDMVBF30 | Linear Replacement Lamp | T8 Four-Foot | Dual Mode Internal Driver (UL Type A and Type B) |  | standard | TRUE |  | 1614 | 145.01 | 11.13 | 16.49 | 0.9016 | 2939 | 83 | 5 | 50000 | January, 11 2017 00:00:00 | Not Dimmable | Not Dimmable | No |  | YYYBGN | [15 empty] | 86 |  | 1.24 | 1.22 | [6 empty] | 5 | 1608 | 145.39 | 11.06 | 16.49 | 0.9 | 3000 | 83 |  |  |  | FALSE | FALSE | FALSE | May, 02 2018 00:00:00 | 4.3 |  | standard |  |  |  |  | March, 30 2020 00:00:00 | FALSE | FALSE | FALSE | [6 empty] | AC | [7 empty] | FALSE
P6BDV8WE | Premise LED Inc. | Premise | T8G2-124-5 | Linear Replacement Lamp | T8 Four-Foot | Replacement Lamps (plug and play) (UL Type A) |  | standard | FALSE | [10 empty] | January, 11 2017 00:00:00 | Not Dimmable | Not Dimmable | NO |  | TYNACM | [25 empty] | 5 | 1657 | 124.12 | 13.35 | 10.94 | 0.903 | 5000 | 84.2 |  |  |  | FALSE | FALSE | FALSE | May, 02 2018 00:00:00 | 4.3 |  | standard |  |  |  |  | March, 30 2020 00:00:00 | FALSE | FALSE | FALSE | [6 empty] | AC | [7 empty] | FALSE
PN7C5G8R | LED LEADER INC. | LED LEADER | L4GA-11T8LEDMVBF40 | Linear Replacement Lamp | T8 Four-Foot | Dual Mode Internal Driver (UL Type A and Type B) |  | standard | FALSE | [10 empty] | January, 11 2017 00:00:00 | Not Dimmable | Not Dimmable | No |  | YYYBGN | [25 empty] | 5 | 1608 | 145.39 | 11.06 | 16.49 | 0.9 | 4000 | 83 |  |  |  | FALSE | FALSE | FALSE | May, 02 2018 00:00:00 | 4.3 |  | standard |  |  |  |  | March, 30 2020 00:00:00 | FALSE | FALSE | FALSE | [6 empty] | AC | [7 empty] | FALSE
PB4MHT88 | Renesola Zhejiang Ltd | ReneSola | RT8012AU0104 | Linear Replacement Lamp | T8 Four-Foot | Replacement Lamps (plug and play) (UL Type A) |  | standard | FALSE | [10 empty] | January, 10 2017 00:00:00 | Dimmable | Continuous Below 10 | FALSE |  | PPPREE | [25 empty] | 4.4 | 1735.3 | 114.9 | 15.1 | 17.4 | 0.96 | 3500 | 82 |  |  |  | FALSE | FALSE | FALSE | May, 02 2018 00:00:00 | 4.3 |  | standard |  |  |  |  | November, 02 2018 00:00:00 | FALSE | FALSE | FALSE | [6 empty] | AC | [7 empty] | FALSE
PHMF6U7J | Renesola Zhejiang Ltd | ReneSola | RT8012AU0105 | Linear Replacement Lamp | T8 Four-Foot | Replacement Lamps (plug and play) (UL Type A) |  | standard | FALSE | [10 empty] | January, 10 2017 00:00:00 | Dimmable | Continuous Below 10 | FALSE |  | PPPREE | [25 empty] | 4.4 | 1735.3 | 114.9 | 15.1 | 17.4 | 0.96 | 4500 | 82 |  |  |  | FALSE | FALSE | FALSE | May, 02 2018 00:00:00 | 4.3 |  | standard |  |  |  |  | November, 02 2018 00:00:00 | FALSE | FALSE | FALSE | [6 empty] | AC | [7 empty] | FALSE
PSCKKQ5D | Gielight Co., Ltd. | Gielight | GL-T8LO-12-15(3500K) | Linear Replacement Lamp | T8 Four-Foot | Dual Mode Internal Driver (UL Type A and Type B) |  | standard | FALSE | [10 empty] | January, 10 2017 00:00:00 | Not Dimmable | Not Dimmable | No | Updated on 07/26/2018 | DDDITE | [25 empty] | 5 | 2325 | 155 | 15 | 15 | 0.9 | 3500 | 80 |  |  |  | FALSE | FALSE | FALSE | July, 26 2018 00:00:00 | 4.3 |  | standard |  |  |  |  | March, 30 2020 00:00:00 | FALSE | FALSE | FALSE | [6 empty] | AC | [7 empty] | FALSE
PT92JDDA | Gielight Co., Ltd. | Gielight | GL-T8LO-12-15(3000K) | Linear Replacement Lamp | T8 Four-Foot | Dual Mode Internal Driver (UL Type A and Type B) |  | standard | TRUE |  | 2322.6 | 150.72 | 15.41 | 14.06 | 0.918 | 2988 | 81.9 | 5 | 50000 | January, 10 2017 00:00:00 | Not Dimmable | Not Dimmable | No | Updated on 07/26/2018 | DDDITE | [15 empty] | 88.5 |  | 1.18 | 1.28 | [6 empty] | 5 | 2325 | 155 | 15 | 15 | 0.9 | 3000 | 80 |  |  |  | FALSE | FALSE | FALSE | July, 26 2018 00:00:00 | 4.3 |  | standard |  |  |  |  | March, 30 2020 00:00:00 | FALSE | FALSE | FALSE | [6 empty] | AC | [7 empty] | FALSE
PF9788JX | Gielight Co., Ltd. | Gielight | GL-T8LO-12-15(4500K) | Linear Replacement Lamp | T8 Four-Foot | Dual Mode Internal Driver (UL Type A and Type B) |  | standard | FALSE | [10 empty] | January, 10 2017 00:00:00 | Not Dimmable | Not Dimmable | No | Updated on 07/26/2018 | DDDITE | [25 empty] | 5 | 2325 | 155 | 15 | 15 | 0.9 | 4500 | 80 |  |  |  | FALSE | FALSE | FALSE | July, 26 2018 00:00:00 | 4.3 |  | standard |  |  |  |  | March, 30 2020 00:00:00 | FALSE | FALSE | FALSE | [6 empty] | AC | [7 empty] | FALSE
PZ78QX5N | Gielight Co., Ltd. | Gielight | GL-T8LO-12-15(5000K) | Linear Replacement Lamp | T8 Four-Foot | Dual Mode Internal Driver (UL Type A and Type B) |  | standard | FALSE | [10 empty] | January, 10 2017 00:00:00 | Not Dimmable | Not Dimmable | No | Updated on 07/26/2018 | DDDITE | [25 empty] | 5 | 2325 | 155 | 15 | 15 | 0.9 | 5000 | 80 |  |  |  | FALSE | FALSE | FALSE | July, 26 2018 00:00:00 | 4.3 |  | standard |  |  |  |  | March, 30 2020 00:00:00 | FALSE | FALSE | FALSE | [6 empty] | AC | [7 empty] | FALSE
PEHYPNFS | Gielight Co., Ltd. | Gielight | GL-T8LO-12-15(4000K) | Linear Replacement Lamp | T8 Four-Foot | Dual Mode Internal Driver (UL Type A and Type B) |  | standard | FALSE | [10 empty] | January, 10 2017 00:00:00 | Not Dimmable | Not Dimmable | No | Updated on 07/26/2018 | DDDITE | [25 empty] | 5 | 2325 | 155 | 15 | 15 | 0.9 | 4000 | 80 |  |  |  | FALSE | FALSE | FALSE | July, 26 2018 00:00:00 | 4.3 |  | standard |  |  |  |  | March, 30 2020 00:00:00 | FALSE | FALSE | FALSE | [6 empty] | AC | [7 empty] | FALSE
P9XK4FRF | SATCO Products Inc | Satco | 11.5T8/LED/48-835/DR-G4(S9939) | Linear Replacement Lamp | T8 Four-Foot | Replacement Lamps (plug and play) (UL Type A) |  | standard | FALSE | [10 empty] | January, 09 2017 00:00:00 | Not Dimmable | Not Dimmable | No |  | VAVWAX | [25 empty] | 5 | 1700 | 120 | 14.5 | 13.78 | 0.9576 | 3500 | 82 |  |  |  | FALSE | FALSE | FALSE | May, 02 2018 00:00:00 | 4.3 |  | standard |  |  |  |  | March, 30 2020 00:00:00 | FALSE | FALSE | FALSE | [6 empty] | AC | [7 empty] | FALSE
P94TYM3A | SATCO Products Inc | Satco | 15T8/LED/48-840/DR(S9977) | Linear Replacement Lamp | T8 Four-Foot | Replacement Lamps (plug and play) (UL Type A) |  | standard | FALSE | [10 empty] | January, 09 2017 00:00:00 | Not Dimmable | Not Dimmable | No |  | VAVWBA | [25 empty] | 5 | 2200 | 124 | 18 | 9.83 | 0.97 | 4000 | 82 |  |  |  | FALSE | FALSE | FALSE | May, 02 2018 00:00:00 | 4.3 |  | standard |  |  |  |  | March, 30 2020 00:00:00 | FALSE | FALSE | FALSE | [6 empty] | AC | [7 empty] | FALSE
PTKCH997 | SATCO Products Inc | Satco | 11.5T8/LED/48-840/DR(S9936) | Linear Replacement Lamp | T8 Four-Foot | Replacement Lamps (plug and play) (UL Type A) |  | standard | FALSE | [10 empty] | January, 09 2017 00:00:00 | Not Dimmable | Not Dimmable | No |  | VAVWAY | [25 empty] | 5 | 1800 | 124 | 14.5 | 13.61 | 0.95 | 4000 | 82 |  |  |  | FALSE | FALSE | FALSE | May, 02 2018 00:00:00 | 4.3 |  | standard |  |  |  |  | March, 30 2020 00:00:00 | FALSE | FALSE | FALSE | [6 empty] | AC | [7 empty] | FALSE
PSV5AVYZ | SATCO Products Inc | Satco | 15T8/LED/48-830/DR(S9975) | Linear Replacement Lamp | T8 Four-Foot | Replacement Lamps (plug and play) (UL Type A) |  | standard | TRUE |  | 2177 | 128.9 | 16.9 | 9.83 | 0.9684 | 3061 | 82.9 | 5 | 50000 | January, 09 2017 00:00:00 | Not Dimmable | Not Dimmable | No |  | VAVWBA | [15 empty] | 83.2 |  | 1.26 | 1.3 | [6 empty] | 5 | 2100 | 117 | 18 | 9.83 | 0.97 | 3000 | 82 |  |  |  | FALSE | FALSE | FALSE | May, 02 2018 00:00:00 | 4.3 |  | standard |  |  |  |  | March, 30 2020 00:00:00 | FALSE | FALSE | FALSE | [6 empty] | AC | [7 empty] | FALSE
PBJAE663 | EarthTronics Inc. | EARTHTRONICS | LT815835AG5 | Linear Replacement Lamp | T8 Four-Foot | Replacement Lamps (plug and play) (UL Type A) |  | standard | FALSE | [10 empty] | January, 09 2017 00:00:00 | Not Dimmable | Not Dimmable | No |  | VAVWBB | [25 empty] | 5 | 2100 | 117 | 18 | 9.83 | 0.97 | 3500 | 82 |  |  |  | FALSE | FALSE | FALSE | May, 02 2018 00:00:00 | 4.3 |  | standard |  |  |  |  | March, 30 2020 00:00:00 | FALSE | FALSE | FALSE | [6 empty] | AC | [7 empty] | FALSE
P22JPC5K | CH Lighting Technology Co.,Ltd. | CH | CH1148G2-48-15W 850-3 | Linear Replacement Lamp | T8 Four-Foot | Replacement Lamps (plug and play) (UL Type A) |  | standard | FALSE | [10 empty] | January, 09 2017 00:00:00 | Dimmable | Continuous Below 10 | No |  | MMMPBX | [25 empty] | 4.4 | 2200 | 115 | 18 | 8.56 | 0.97 | 5000 | 83 |  |  |  | FALSE | FALSE | FALSE | May, 02 2018 00:00:00 | 4.3 |  | standard |  |  |  |  | November, 02 2018 00:00:00 | FALSE | FALSE | FALSE | [6 empty] | AC | [7 empty] | FALSE
PEM9VRFS | SATCO Products Inc | Satco | 11.5T8/LED/48-830/DR(S9934) | Linear Replacement Lamp | T8 Four-Foot | Replacement Lamps (plug and play) (UL Type A) |  | standard | TRUE |  | 1729 | 128.6 | 13.44 | 13.61 | 0.9545 | 3051 | 83.1 | 5 | 50000 | January, 09 2017 00:00:00 | Not Dimmable | Not Dimmable | No |  | VAVWAY | [15 empty] | 83.2 |  | 1.26 | 1.3 | [6 empty] | 5 | 1700 | 117 | 14.5 | 13.61 | 0.95 | 3000 | 82 |  |  |  | FALSE | FALSE | FALSE | May, 02 2018 00:00:00 | 4.3 |  | standard |  |  |  |  | March, 30 2020 00:00:00 | FALSE | FALSE | FALSE | [6 empty] | AC | [7 empty] | FALSE
PG3R28ES | EarthTronics Inc. | EARTHTRONICS | LT815840AG5 | Linear Replacement Lamp | T8 Four-Foot | Replacement Lamps (plug and play) (UL Type A) |  | standard | FALSE | [10 empty] | January, 09 2017 00:00:00 | Not Dimmable | Not Dimmable | No |  | VAVWBB | [25 empty] | 5 | 2200 | 124 | 18 | 9.83 | 0.97 | 4000 | 82 |  |  |  | FALSE | FALSE | FALSE | May, 02 2018 00:00:00 | 4.3 |  | standard |  |  |  |  | March, 30 2020 00:00:00 | FALSE | FALSE | FALSE | [6 empty] | AC | [7 empty] | FALSE
PGK27G8X | CH Lighting Technology Co.,Ltd. | CH | CH1148G2-48-15W 845-3 | Linear Replacement Lamp | T8 Four-Foot | Replacement Lamps (plug and play) (UL Type A) |  | standard | FALSE | [10 empty] | January, 09 2017 00:00:00 | Dimmable | Continuous Below 10 | No |  | MMMPBX | [25 empty] | 4.4 | 2100 | 112 | 18 | 8.56 | 0.97 | 4500 | 83 |  |  |  | FALSE | FALSE | FALSE | May, 02 2018 00:00:00 | 4.3 |  | standard |  |  |  |  | November, 02 2018 00:00:00 | FALSE | FALSE | FALSE | [6 empty] | AC | [7 empty] | FALSE
PKX38SA2 | CH Lighting Technology Co.,Ltd. | CH | CH1148G2-48-15W 840-3 | Linear Replacement Lamp | T8 Four-Foot | Replacement Lamps (plug and play) (UL Type A) |  | standard | TRUE |  | 2263 | 125.2 | 18.08 | 8.56 | 0.9721 | 3975 | 83.6 | 5 | 50000 | January, 09 2017 00:00:00 | Dimmable | Continuous Below 10 | No |  | MMMPBX | [15 empty] | 83.1 |  | 1.26 | 1.3 | [6 empty] | 4.4 | 2100 | 112 | 18 | 8.56 | 0.97 | 4000 | 83 |  |  |  | FALSE | FALSE | FALSE | May, 02 2018 00:00:00 | 4.3 |  | standard |  |  |  |  | November, 02 2018 00:00:00 | FALSE | FALSE | FALSE | [6 empty] | AC | [7 empty] | FALSE
P5CMBUYB | SATCO Products Inc | Satco | 11.5T8/LED/48-850/DR-G4(S9941) | Linear Replacement Lamp | T8 Four-Foot | Replacement Lamps (plug and play) (UL Type A) |  | standard | FALSE | [10 empty] | January, 09 2017 00:00:00 | Not Dimmable | Not Dimmable | No |  | VAVWAX | [25 empty] | 5 | 1800 | 125 | 14.5 | 13.62 | 0.9582 | 5000 | 82 |  |  |  | FALSE | FALSE | FALSE | May, 02 2018 00:00:00 | 4.3 |  | standard |  |  |  |  | March, 30 2020 00:00:00 | FALSE | FALSE | FALSE | [6 empty] | AC | [7 empty] | FALSE
PBENJEZ2 | EarthTronics Inc. | EARTHTRONICS | LT815830AG5 | Linear Replacement Lamp | T8 Four-Foot | Replacement Lamps (plug and play) (UL Type A) |  | standard | TRUE |  | 2177 | 128.9 | 16.9 | 9.83 | 0.9684 | 3061 | 82.9 | 5 | 50000 | January, 09 2017 00:00:00 | Not Dimmable | Not Dimmable | No |  | VAVWBB | [15 empty] | 83.2 |  | 1.26 | 1.3 | [6 empty] | 5 | 2100 | 117 | 18 | 9.83 | 0.97 | 3000 | 82 |  |  |  | FALSE | FALSE | FALSE | May, 02 2018 00:00:00 | 4.3 |  | standard |  |  |  |  | March, 30 2020 00:00:00 | FALSE | FALSE | FALSE | [6 empty] | AC | [7 empty] | FALSE
P6HW61UD | SATCO Products Inc | Satco | 11.5T8/LED/48-835/DR(S9935) | Linear Replacement Lamp | T8 Four-Foot | Replacement Lamps (plug and play) (UL Type A) |  | standard | FALSE | [10 empty] | January, 09 2017 00:00:00 | Not Dimmable | Not Dimmable | No |  | VAVWAY | [25 empty] | 5 | 1700 | 117 | 14.5 | 13.61 | 0.95 | 3500 | 82 |  |  |  | FALSE | FALSE | FALSE | May, 02 2018 00:00:00 | 4.3 |  | standard |  |  |  |  | March, 30 2020 00:00:00 | FALSE | FALSE | FALSE | [6 empty] | AC | [7 empty] | FALSE
PAH6AUF2 | SATCO Products Inc | Satco | 11.5T8/LED/48-840/DR-G4(S9940) | Linear Replacement Lamp | T8 Four-Foot | Replacement Lamps (plug and play) (UL Type A) |  | standard | FALSE | [10 empty] | January, 09 2017 00:00:00 | Not Dimmable | Not Dimmable | No |  | VAVWAX | [25 empty] | 5 | 1800 | 125 | 14.5 | 13.78 | 0.9576 | 4000 | 82 |  |  |  | FALSE | FALSE | FALSE | May, 02 2018 00:00:00 | 4.3 |  | standard |  |  |  |  | March, 30 2020 00:00:00 | FALSE | FALSE | FALSE | [6 empty] | AC | [7 empty] | FALSE
PUK747TQ | SATCO Products Inc | Satco | 15T8/LED/48-850/DR(S9978) | Linear Replacement Lamp | T8 Four-Foot | Replacement Lamps (plug and play) (UL Type A) |  | standard | FALSE | [10 empty] | January, 09 2017 00:00:00 | Not Dimmable | Not Dimmable | No |  | VAVWBA | [25 empty] | 5 | 2200 | 124 | 18 | 10.2 | 0.97 | 5000 | 82 |  |  |  | FALSE | FALSE | FALSE | May, 02 2018 00:00:00 | 4.3 |  | standard |  |  |  |  | March, 30 2020 00:00:00 | FALSE | FALSE | FALSE | [6 empty] | AC | [7 empty] | FALSE
PYJKYAXM | SATCO Products Inc | Satco | 11.5T8/LED/48-830/DR-G4(S9938) | Linear Replacement Lamp | T8 Four-Foot | Replacement Lamps (plug and play) (UL Type A) |  | standard | TRUE |  | 1723 | 122.4 | 14.08 | 13.78 | 0.9576 | 3077 | 83 | 5 | 50000 | January, 09 2017 00:00:00 | Not Dimmable | Not Dimmable | No |  | VAVWAX | [15 empty] | 83.9 |  | 1.24 | 1.24 | [6 empty] | 5 | 1700 | 120 | 14.5 | 13.78 | 0.9576 | 3000 | 82 |  |  |  | FALSE | FALSE | FALSE | May, 02 2018 00:00:00 | 4.3 |  | standard |  |  |  |  | March, 30 2020 00:00:00 | FALSE | FALSE | FALSE | [6 empty] | AC | [7 empty] | FALSE
PJ9Q2JJH | SATCO Products Inc | Satco | 15T8/LED/48-835/DR(S9976) | Linear Replacement Lamp | T8 Four-Foot | Replacement Lamps (plug and play) (UL Type A) |  | standard | FALSE | [10 empty] | January, 09 2017 00:00:00 | Not Dimmable | Not Dimmable | No |  | VAVWBA | [25 empty] | 5 | 2100 | 117 | 18 | 9.83 | 0.97 | 3500 | 82 |  |  |  | FALSE | FALSE | FALSE | May, 02 2018 00:00:00 | 4.3 |  | standard |  |  |  |  | March, 30 2020 00:00:00 | FALSE | FALSE | FALSE | [6 empty] | AC | [7 empty] | FALSE
PA4P1QV4 | SATCO Products Inc | Satco | 11.5T8/LED/48-850/DR(S9937) | Linear Replacement Lamp | T8 Four-Foot | Replacement Lamps (plug and play) (UL Type A) |  | standard | FALSE | [10 empty] | January, 09 2017 00:00:00 | Not Dimmable | Not Dimmable | No |  | VAVWAY | [25 empty] | 5 | 1800 | 124 | 14.5 | 14.44 | 0.96 | 5000 | 82 |  |  |  | FALSE | FALSE | FALSE | May, 02 2018 00:00:00 | 4.3 |  | standard |  |  |  |  | March, 30 2020 00:00:00 | FALSE | FALSE | FALSE | [6 empty] | AC | [7 empty] | FALSE
P9S4EC6C | EarthTronics Inc. | EARTHTRONICS | LT815850AG5 | Linear Replacement Lamp | T8 Four-Foot | Replacement Lamps (plug and play) (UL Type A) |  | standard | FALSE | [10 empty] | January, 09 2017 00:00:00 | Not Dimmable | Not Dimmable | No |  | VAVWBB | [25 empty] | 5 | 2200 | 124 | 18 | 10.2 | 0.97 | 5000 | 82 |  |  |  | FALSE | FALSE | FALSE | May, 02 2018 00:00:00 | 4.3 |  | standard |  |  |  |  | March, 30 2020 00:00:00 | FALSE | FALSE | FALSE | [6 empty] | AC | [7 empty] | FALSE
P48WVPGM | EarthTronics Inc. | EARTHTRONICS | LT815850AG4 | Linear Replacement Lamp | T8 Four-Foot | Replacement Lamps (plug and play) (UL Type A) |  | standard | FALSE | [10 empty] | January, 04 2017 00:00:00 | Not Dimmable | Not Dimmable | No |  | SSSBYG | [25 empty] | 5 | 2200 | 125 | 17.5 | 10.33 | 0.9694 | 5000 | 82 |  |  |  | FALSE | FALSE | FALSE | May, 02 2018 00:00:00 | 4.3 |  | standard |  |  |  |  | March, 30 2020 00:00:00 | FALSE | FALSE | FALSE | [6 empty] | AC | [7 empty] | FALSE
PKEEPZ1P | EarthTronics Inc. | EARTHTRONICS | LT815830AG4 | Linear Replacement Lamp | T8 Four-Foot | Replacement Lamps (plug and play) (UL Type A) |  | standard | TRUE |  | 2097 | 123.1 | 17.04 | 10.3 | 0.9691 | 3091 | 82.8 | 5 | 50000 | January, 04 2017 00:00:00 | Not Dimmable | Not Dimmable | No |  | SSSBYG | [15 empty] | 83.9 |  | 1.24 | 1.26 | [6 empty] | 5 | 2100 | 120 | 17.5 | 10.3 | 0.9691 | 3000 | 82 |  |  |  | FALSE | FALSE | FALSE | May, 02 2018 00:00:00 | 4.3 |  | standard |  |  |  |  | March, 30 2020 00:00:00 | FALSE | FALSE | FALSE | [6 empty] | AC | [7 empty] | FALSE
PZ76T5SW | EarthTronics Inc. | EARTHTRONICS | LT815835AG4 | Linear Replacement Lamp | T8 Four-Foot | Replacement Lamps (plug and play) (UL Type A) |  | standard | FALSE | [10 empty] | January, 04 2017 00:00:00 | Not Dimmable | Not Dimmable | No |  | SSSBYG | [25 empty] | 5 | 2100 | 120 | 17.5 | 10.3 | 0.9691 | 3500 | 82 |  |  |  | FALSE | FALSE | FALSE | May, 02 2018 00:00:00 | 4.3 |  | standard |  |  |  |  | March, 30 2020 00:00:00 | FALSE | FALSE | FALSE | [6 empty] | AC | [7 empty] | FALSE
PEKD64BM | EarthTronics Inc. | EARTHTRONICS | LT815840AG4 | Linear Replacement Lamp | T8 Four-Foot | Replacement Lamps (plug and play) (UL Type A) |  | standard | FALSE | [10 empty] | January, 04 2017 00:00:00 | Not Dimmable | Not Dimmable | No |  | SSSBYG | [25 empty] | 5 | 2200 | 125 | 17.5 | 10.3 | 0.9691 | 4000 | 82 |  |  |  | FALSE | FALSE | FALSE | May, 02 2018 00:00:00 | 4.3 |  | standard |  |  |  |  | March, 30 2020 00:00:00 | FALSE | FALSE | FALSE | [6 empty] | AC | [7 empty] | FALSE
P838PXD1 | Start Lighting | LOGIC LIGHTING | LT81-16D-50A | Linear Replacement Lamp | T8 Four-Foot | Replacement Lamps (plug and play) (UL Type A) |  | standard | FALSE | [10 empty] | January, 03 2017 00:00:00 | Not Dimmable | Not Dimmable | No |  | TYNACI | [25 empty] | 5 | 2268 | 118.87 | 19.08 | 10.95 | 0.9744 | 5000 | 84.2 |  |  |  | FALSE | FALSE | FALSE | May, 02 2018 00:00:00 | 4.3 |  | standard |  |  |  |  | March, 30 2020 00:00:00 | FALSE | FALSE | FALSE | [6 empty] | AC | [7 empty] | FALSE
P16H1DZG | Signify North America Corporation | Philips | 92900128[1434] | Linear Replacement Lamp | T8 Four-Foot | Replacement Lamps (plug and play) (UL Type A) |  | standard | FALSE | [10 empty] | January, 03 2017 00:00:00 | Dimmable | Continuous Below 10 | No |  | SSSBXF | [25 empty] | 5 | 2100 | 123.53 | 17 | 15 | 0.9 | 5000 | 82 |  |  |  | FALSE | FALSE | FALSE | May, 02 2018 00:00:00 | 4.3 |  | standard |  |  |  |  | March, 30 2020 00:00:00 | FALSE | FALSE | FALSE | [6 empty] | AC | [7 empty] | FALSE
PA9APT7P | Start Lighting | LOGIC LIGHTING | LT81-20D-40A | Linear Replacement Lamp | T8 Four-Foot | Replacement Lamps (plug and play) (UL Type A) |  | standard | FALSE | [10 empty] | January, 03 2017 00:00:00 | Not Dimmable | Not Dimmable | No |  | TYNACH | [25 empty] | 5 | 2579 | 118.74 | 21.72 | 5.87 | 0.911 | 4000 | 84.4 |  |  |  | FALSE | FALSE | FALSE | May, 02 2018 00:00:00 | 4.3 |  | standard |  |  |  |  | March, 30 2020 00:00:00 | FALSE | FALSE | FALSE | [6 empty] | AC | [7 empty] | FALSE
PYMCV5W5 | Start Lighting | LOGIC LIGHTING | LT81-20D-50A | Linear Replacement Lamp | T8 Four-Foot | Replacement Lamps (plug and play) (UL Type A) |  | standard | FALSE | [10 empty] | January, 03 2017 00:00:00 | Not Dimmable | Not Dimmable | No |  | TYNACH | [25 empty] | 5 | 2631 | 120.63 | 21.81 | 6.39 | 0.9093 | 5000 | 84 |  |  |  | FALSE | FALSE | FALSE | May, 02 2018 00:00:00 | 4.3 |  | standard |  |  |  |  | March, 30 2020 00:00:00 | FALSE | FALSE | FALSE | [6 empty] | AC | [7 empty] | FALSE
PF3YBB2A | Start Lighting | LOGIC LIGHTING | LT81-16D-40A | Linear Replacement Lamp | T8 Four-Foot | Replacement Lamps (plug and play) (UL Type A) |  | standard | FALSE | [10 empty] | January, 03 2017 00:00:00 | Not Dimmable | Not Dimmable | No |  | TYNACI | [25 empty] | 5 | 2234 | 116.66 | 19.15 | 10.62 | 0.9745 | 4000 | 85.2 |  |  |  | FALSE | FALSE | FALSE | May, 02 2018 00:00:00 | 4.3 |  | standard |  |  |  |  | March, 30 2020 00:00:00 | FALSE | FALSE | FALSE | [6 empty] | AC | [7 empty] | FALSE
PD16FKSN | Signify North America Corporation | Philips | 92900128[1131] | Linear Replacement Lamp | T8 Four-Foot | Replacement Lamps (plug and play) (UL Type A) |  | standard | TRUE |  | 2015 | 129.2 | 15.6 | 15.6 | 0.9685 | 3057 | 82.8 | 5 | 50000 | January, 03 2017 00:00:00 | Dimmable | Continuous Below 10 | No |  | SSSBXF | [15 empty] | 82.8 |  | 1.28 | 1.34 | [6 empty] | 5 | 2000 | 117.65 | 17 | 15 | 0.9 | 3000 | 82 |  |  |  | FALSE | FALSE | FALSE | May, 02 2018 00:00:00 | 4.3 |  | standard |  |  |  |  | March, 30 2020 00:00:00 | FALSE | FALSE | FALSE | [6 empty] | AC | [7 empty] | FALSE
P4T5JGUP | Signify North America Corporation | Philips | 92900128[1232] | Linear Replacement Lamp | T8 Four-Foot | Replacement Lamps (plug and play) (UL Type A) |  | standard | FALSE | [10 empty] | January, 03 2017 00:00:00 | Dimmable | Continuous Below 10 | No |  | SSSBXF | [25 empty] | 5 | 2100 | 123.53 | 17 | 15 | 0.9 | 3500 | 82 |  |  |  | FALSE | FALSE | FALSE | May, 02 2018 00:00:00 | 4.3 |  | standard |  |  |  |  | March, 30 2020 00:00:00 | FALSE | FALSE | FALSE | [6 empty] | AC | [7 empty] | FALSE
P5FFDYRU | Start Lighting | LOGIC LIGHTING | LT81-20D-30A | Linear Replacement Lamp | T8 Four-Foot | Replacement Lamps (plug and play) (UL Type A) |  | standard | TRUE |  | 2511 | 115.93 | 21.66 | 6.15 | 0.9149 | 2908 | 82.3 | 5 | 50000 | January, 03 2017 00:00:00 | Not Dimmable | Not Dimmable | No |  | TYNACH | [15 empty] | 90 |  | 1.16 | 1.42 | [6 empty] | 5 | 2511 | 115.93 | 21.66 | 6.15 | 0.9149 | 3000 | 82.3 |  |  |  | FALSE | FALSE | FALSE | May, 02 2018 00:00:00 | 4.3 |  | standard |  |  |  |  | March, 30 2020 00:00:00 | FALSE | FALSE | FALSE | [6 empty] | AC | [7 empty] | FALSE
PB6UB2MF | Start Lighting | LOGIC LIGHTING | LT81-16D-30A | Linear Replacement Lamp | T8 Four-Foot | Replacement Lamps (plug and play) (UL Type A) |  | standard | TRUE |  | 2209 | 114.69 | 19.26 | 10.58 | 0.9751 | 2897 | 82.7 | 5 | 50000 | January, 03 2017 00:00:00 | Not Dimmable | Not Dimmable | No |  | TYNACI | [15 empty] | 90 |  | 1.16 | 1.4 | [6 empty] | 5 | 2209 | 114.69 | 19.26 | 10.58 | 0.9751 | 3000 | 82.7 |  |  |  | FALSE | FALSE | FALSE | May, 02 2018 00:00:00 | 4.3 |  | standard |  |  |  |  | March, 30 2020 00:00:00 | FALSE | FALSE | FALSE | [6 empty] | AC | [7 empty] | FALSE
PGK4JU7F | Signify North America Corporation | Philips | 92900128[1333] | Linear Replacement Lamp | T8 Four-Foot | Replacement Lamps (plug and play) (UL Type A) |  | standard | FALSE | [10 empty] | January, 03 2017 00:00:00 | Dimmable | Continuous Below 10 | No |  | SSSBXF | [25 empty] | 5 | 2100 | 123.53 | 17 | 15 | 0.9 | 4000 | 82 |  |  |  | FALSE | FALSE | FALSE | May, 02 2018 00:00:00 | 4.3 |  | standard |  |  |  |  | March, 30 2020 00:00:00 | FALSE | FALSE | FALSE | [6 empty] | AC | [7 empty] | FALSE
P16JWJBA | Commercial Lighting Services | CLS | CLS-GL08-AB12202F-40K | Linear Replacement Lamp | T8 Four-Foot | Dual Mode Internal Driver (UL Type A and Type B) |  | standard | FALSE | [10 empty] | December, 30 2016 00:00:00 | Dimmable | Continuous Below 10 | FALSE |  | IIIJUA | [25 empty] | 4.4 | 2628.64 | 112.34 | 23.4 | 13.9 | 1 | 4000 | 82.9 |  |  |  | FALSE | FALSE | FALSE | May, 02 2018 00:00:00 | 4.3 |  | standard |  |  |  |  | November, 02 2018 00:00:00 | FALSE | FALSE | FALSE | [6 empty] | AC | [7 empty] | FALSE
P6QM2JED | Commercial Lighting Services | CLS | CLS-GL08-AB12122F-50K | Linear Replacement Lamp | T8 Four-Foot | Dual Mode Internal Driver (UL Type A and Type B) |  | standard | FALSE | [10 empty] | December, 30 2016 00:00:00 | Dimmable | Continuous Below 10 | FALSE |  | IIIJTX | [25 empty] | 4.4 | 1819.16 | 112.99 | 16.1 | 14.1 | 0.99 | 5000 | 81.8 |  |  |  | FALSE | FALSE | FALSE | May, 02 2018 00:00:00 | 4.3 |  | standard |  |  |  |  | November, 02 2018 00:00:00 | FALSE | FALSE | FALSE | [6 empty] | AC | [7 empty] | FALSE
PP9XUXDM | Commercial Lighting Services | CLS | CLS-GL08-AB12182F-30K | Linear Replacement Lamp | T8 Four-Foot | Dual Mode Internal Driver (UL Type A and Type B) |  | standard | TRUE |  | 2447.48 | 112.787 | 21.7 | 13.6 | 0.925 | 3011 | 83 | 5 |  | December, 30 2016 00:00:00 | Dimmable | Continuous Below 10 | FALSE |  | IIIJTZ | [15 empty] | 79.8 |  | 1.22 | 1.22 | [6 empty] | 4.4 | 2447.48 | 112.79 | 21.7 | 13.6 | 0.99 | 3000 | 83 |  |  |  | FALSE | FALSE | FALSE | May, 02 2018 00:00:00 | 4.3 |  | standard |  |  |  |  | November, 02 2018 00:00:00 | FALSE | FALSE | FALSE | [6 empty] | AC | [7 empty] | FALSE
PJ27B3D4 | Global Lighting Organization | GLO | GLO-LT43T-15(3500K) | Linear Replacement Lamp | T8 Four-Foot | Dual Mode Internal Driver (UL Type A and Type B) |  | standard | FALSE | [10 empty] | December, 30 2016 00:00:00 | Dimmable | Continuous Below 10 | No |  | WWWBDK | [25 empty] | 5 | 2300.04 | 120.42 | 19.1 | 13.4 | 0.95 | 3500 | 82.3 |  |  |  | FALSE | FALSE | FALSE | May, 02 2018 00:00:00 | 4.3 |  | standard |  |  |  |  | March, 30 2020 00:00:00 | FALSE | FALSE | FALSE | [6 empty] | AC | [7 empty] | FALSE
PN6WQUZW | Global Lighting Organization | GLO | GLO-LT43T-12(4000K) | Linear Replacement Lamp | T8 Four-Foot | Dual Mode Internal Driver (UL Type A and Type B) |  | standard | FALSE | [10 empty] | December, 30 2016 00:00:00 | Dimmable | Continuous Below 10 | No |  | WWWBDJ | [25 empty] | 5 | 1930.33 | 119.9 | 16.1 | 13.9 | 0.95 | 4000 | 82 |  |  |  | FALSE | FALSE | FALSE | May, 02 2018 00:00:00 | 4.3 |  | standard |  |  |  |  | March, 30 2020 00:00:00 | FALSE | FALSE | FALSE | [6 empty] | AC | [7 empty] | FALSE
P3DHRED8 | Global Lighting Organization | GLO | GLO-LT43T-12(3000K) | Linear Replacement Lamp | T8 Four-Foot | Dual Mode Internal Driver (UL Type A and Type B) |  | standard | TRUE |  | 1930.33 | 119.896 | 16.1 | 13.9 | 0.902 | 2955 | 82 | 5 |  | December, 30 2016 00:00:00 | Dimmable | Continuous Below 10 | No |  | WWWBDJ | [15 empty] | 80.5 |  | 1.16 | 1.2 | [6 empty] | 5 | 1930.33 | 119.9 | 16.1 | 13.9 | 0.95 | 3000 | 82 |  |  |  | FALSE | FALSE | FALSE | May, 02 2018 00:00:00 | 4.3 |  | standard |  |  |  |  | March, 30 2020 00:00:00 | FALSE | FALSE | FALSE | [6 empty] | AC | [7 empty] | FALSE
P3BNPB6B | Global Lighting Organization | GLO | GLO-LT43T-12(3500K) | Linear Replacement Lamp | T8 Four-Foot | Dual Mode Internal Driver (UL Type A and Type B) |  | standard | FALSE | [10 empty] | December, 30 2016 00:00:00 | Dimmable | Continuous Below 10 | No |  | WWWBDJ | [25 empty] | 5 | 1930.33 | 119.9 | 16.1 | 13.9 | 0.95 | 3500 | 82 |  |  |  | FALSE | FALSE | FALSE | May, 02 2018 00:00:00 | 4.3 |  | standard |  |  |  |  | March, 30 2020 00:00:00 | FALSE | FALSE | FALSE | [6 empty] | AC | [7 empty] | FALSE
PHMPET5B | Global Lighting Organization | GLO | GLO-LT43T-15(4000K) | Linear Replacement Lamp | T8 Four-Foot | Dual Mode Internal Driver (UL Type A and Type B) |  | standard | FALSE | [10 empty] | December, 30 2016 00:00:00 | Dimmable | Continuous Below 10 | No |  | WWWBDK | [25 empty] | 5 | 2300.04 | 120.42 | 19.1 | 13.4 | 0.95 | 4000 | 82.3 |  |  |  | FALSE | FALSE | FALSE | May, 02 2018 00:00:00 | 4.3 |  | standard |  |  |  |  | March, 30 2020 00:00:00 | FALSE | FALSE | FALSE | [6 empty] | AC | [7 empty] | FALSE
P1U7QKZJ | Global Lighting Organization | GLO | GLO-LT43T-12(4500K) | Linear Replacement Lamp | T8 Four-Foot | Dual Mode Internal Driver (UL Type A and Type B) |  | standard | FALSE | [10 empty] | December, 30 2016 00:00:00 | Dimmable | Continuous Below 10 | No |  | WWWBDJ | [25 empty] | 5 | 1930.33 | 119.9 | 16.1 | 13.9 | 0.95 | 4500 | 82 |  |  |  | FALSE | FALSE | FALSE | May, 02 2018 00:00:00 | 4.3 |  | standard |  |  |  |  | March, 30 2020 00:00:00 | FALSE | FALSE | FALSE | [6 empty] | AC | [7 empty] | FALSE
PVKA4QZZ | Global Lighting Organization | GLO | GLO-LT43T-15(4500K) | Linear Replacement Lamp | T8 Four-Foot | Dual Mode Internal Driver (UL Type A and Type B) |  | standard | FALSE | [10 empty] | December, 30 2016 00:00:00 | Dimmable | Continuous Below 10 | No |  | WWWBDK | [25 empty] | 5 | 2300.04 | 120.42 | 19.1 | 13.4 | 0.95 | 4500 | 82.3 |  |  |  | FALSE | FALSE | FALSE | May, 02 2018 00:00:00 | 4.3 |  | standard |  |  |  |  | March, 30 2020 00:00:00 | FALSE | FALSE | FALSE | [6 empty] | AC | [7 empty] | FALSE
P1CKHGDR | Commercial Lighting Services | CLS | CLS-GL08-AB12152F-40K | Linear Replacement Lamp | T8 Four-Foot | Dual Mode Internal Driver (UL Type A and Type B) |  | standard | FALSE | [10 empty] | December, 30 2016 00:00:00 | Dimmable | Continuous Below 10 | FALSE |  | IIIJTY | [25 empty] | 4.4 | 2157.53 | 111.21 | 19.4 | 13.5 | 0.99 | 4000 | 83 |  |  |  | FALSE | FALSE | FALSE | May, 02 2018 00:00:00 | 4.3 |  | standard |  |  |  |  | November, 02 2018 00:00:00 | FALSE | FALSE | FALSE | [6 empty] | AC | [7 empty] | FALSE
P4NZ4AZV | Commercial Lighting Services | CLS | CLS-GL08-AB12182F-40K | Linear Replacement Lamp | T8 Four-Foot | Dual Mode Internal Driver (UL Type A and Type B) |  | standard | FALSE | [10 empty] | December, 30 2016 00:00:00 | Dimmable | Continuous Below 10 | FALSE |  | IIIJTZ | [25 empty] | 4.4 | 2447.48 | 112.79 | 21.7 | 13.6 | 0.99 | 4000 | 83 |  |  |  | FALSE | FALSE | FALSE | May, 02 2018 00:00:00 | 4.3 |  | standard |  |  |  |  | November, 02 2018 00:00:00 | FALSE | FALSE | FALSE | [6 empty] | AC | [7 empty] | FALSE
PXF8BHYV | Commercial Lighting Services | CLS | CLS-GL08-AB12122F-40K | Linear Replacement Lamp | T8 Four-Foot | Dual Mode Internal Driver (UL Type A and Type B) |  | standard | FALSE | [10 empty] | December, 30 2016 00:00:00 | Dimmable | Continuous Below 10 | FALSE |  | IIIJTX | [25 empty] | 4.4 | 1786.26 | 110.26 | 16.2 | 13.9 | 0.99 | 4000 | 83.1 |  |  |  | FALSE | FALSE | FALSE | May, 02 2018 00:00:00 | 4.3 |  | standard |  |  |  |  | November, 02 2018 00:00:00 | FALSE | FALSE | FALSE | [6 empty] | AC | [7 empty] | FALSE
PCD9X8TD | Global Lighting Organization | GLO | GLO-LT43T-12(5000K) | Linear Replacement Lamp | T8 Four-Foot | Dual Mode Internal Driver (UL Type A and Type B) |  | standard | FALSE | [10 empty] | December, 30 2016 00:00:00 | Dimmable | Continuous Below 10 | No |  | WWWBDJ | [25 empty] | 5 | 1964.46 | 122.02 | 16.1 | 14.1 | 0.94 | 5000 | 82.9 |  |  |  | FALSE | FALSE | FALSE | May, 02 2018 00:00:00 | 4.3 |  | standard |  |  |  |  | March, 30 2020 00:00:00 | FALSE | FALSE | FALSE | [6 empty] | AC | [7 empty] | FALSE
PXEBHSN7 | Commercial Lighting Services | CLS | CLS-GL08-AB12202F-50K | Linear Replacement Lamp | T8 Four-Foot | Dual Mode Internal Driver (UL Type A and Type B) |  | standard | FALSE | [10 empty] | December, 30 2016 00:00:00 | Dimmable | Continuous Below 10 | No |  | IIIJUA | [25 empty] | 5 | 2735.66 | 116.41 | 23.5 | 14.1 | 1 | 5000 | 81.3 |  |  |  | FALSE | FALSE | FALSE | May, 02 2018 00:00:00 | 4.3 |  | standard |  |  |  |  | March, 30 2020 00:00:00 | FALSE | FALSE | FALSE | [6 empty] | AC | [7 empty] | FALSE
P6N74D86 | Commercial Lighting Services | CLS | CLS-GL08-AB12182F-50K | Linear Replacement Lamp | T8 Four-Foot | Dual Mode Internal Driver (UL Type A and Type B) |  | standard | FALSE | [10 empty] | December, 30 2016 00:00:00 | Dimmable | Continuous Below 10 | FALSE |  | IIIJTZ | [25 empty] | 4.4 | 2521.3 | 115.66 | 21.8 | 13.8 | 1 | 5000 | 81.4 |  |  |  | FALSE | FALSE | FALSE | May, 02 2018 00:00:00 | 4.3 |  | standard |  |  |  |  | November, 02 2018 00:00:00 | FALSE | FALSE | FALSE | [6 empty] | AC | [7 empty] | FALSE
P8N2DP7V | Global Lighting Organization | GLO | GLO-LT43T-15(5000K) | Linear Replacement Lamp | T8 Four-Foot | Dual Mode Internal Driver (UL Type A and Type B) |  | standard | FALSE | [10 empty] | December, 30 2016 00:00:00 | Dimmable | Continuous Below 10 | No |  | WWWBDK | [25 empty] | 5 | 2349.17 | 122.99 | 19.1 | 13.8 | 0.96 | 5000 | 82.5 |  |  |  | FALSE | FALSE | FALSE | May, 02 2018 00:00:00 | 4.3 |  | standard |  |  |  |  | March, 30 2020 00:00:00 | FALSE | FALSE | FALSE | [6 empty] | AC | [7 empty] | FALSE
P32DX351 | Global Lighting Organization | GLO | GLO-LT43T-15(3000K) | Linear Replacement Lamp | T8 Four-Foot | Dual Mode Internal Driver (UL Type A and Type B) |  | standard | TRUE |  | 2300.04 | 120.421 | 19.1 | 13.4 | 0.906 | 3008 | 82.3 | 5 |  | December, 30 2016 00:00:00 | Dimmable | Continuous Below 10 | No |  | WWWBDK | [15 empty] | 80.4 |  | 1.16 | 1.2 | [6 empty] | 5 | 2300.04 | 120.42 | 19.1 | 13.4 | 0.95 | 3000 | 82.3 |  |  |  | FALSE | FALSE | FALSE | May, 02 2018 00:00:00 | 4.3 |  | standard |  |  |  |  | March, 30 2020 00:00:00 | FALSE | FALSE | FALSE | [6 empty] | AC | [7 empty] | FALSE
P9UETZZX | Commercial Lighting Services | CLS | CLS-GL08-AB12122F-30K | Linear Replacement Lamp | T8 Four-Foot | Dual Mode Internal Driver (UL Type A and Type B) |  | standard | TRUE |  | 1786.26 | 110.263 | 16.2 | 13.9 | 0.907 | 2998 | 83.1 | 5 |  | December, 30 2016 00:00:00 | Dimmable | Continuous Below 10 | FALSE |  | IIIJTX | [15 empty] | 80.3 |  | 1.2 | 1.22 | [6 empty] | 4.4 | 1786.26 | 110.26 | 16.2 | 13.9 | 0.99 | 3000 | 83.1 |  |  |  | FALSE | FALSE | FALSE | May, 02 2018 00:00:00 | 4.3 |  | standard |  |  |  |  | November, 02 2018 00:00:00 | FALSE | FALSE | FALSE | [6 empty] | AC | [7 empty] | FALSE
PDX3AVDA | Commercial Lighting Services | CLS | CLS-GL08-AB12202F-30K | Linear Replacement Lamp | T8 Four-Foot | Dual Mode Internal Driver (UL Type A and Type B) |  | standard | TRUE |  | 2628.64 | 112.335 | 23.4 | 13.9 | 0.921 | 3016 | 82.9 | 5 |  | December, 30 2016 00:00:00 | Dimmable | Continuous Below 10 | FALSE |  | IIIJUA | [15 empty] | 79.7 |  | 1.18 | 1.22 | [6 empty] | 4.4 | 2628.64 | 112.34 | 23.4 | 13.9 | 1 | 3000 | 82.9 |  |  |  | FALSE | FALSE | FALSE | May, 02 2018 00:00:00 | 4.3 |  | standard |  |  |  |  | November, 02 2018 00:00:00 | FALSE | FALSE | FALSE | [6 empty] | AC | [7 empty] | FALSE
PPX2W5VZ | Commercial Lighting Services | CLS | CLS-GL08-AB12152F-30K | Linear Replacement Lamp | T8 Four-Foot | Dual Mode Internal Driver (UL Type A and Type B) |  | standard | TRUE |  | 2157.53 | 111.213 | 19.4 | 13.5 | 0.924 | 3022 | 83 | 5 |  | December, 30 2016 00:00:00 | Dimmable | Continuous Below 10 | FALSE |  | IIIJTY | [15 empty] | 79.9 |  | 1.2 | 1.22 | [6 empty] | 4.4 | 2157.53 | 111.21 | 19.4 | 13.5 | 0.99 | 3000 | 83 |  |  |  | FALSE | FALSE | FALSE | May, 02 2018 00:00:00 | 4.3 |  | standard |  |  |  |  | November, 02 2018 00:00:00 | FALSE | FALSE | FALSE | [6 empty] | AC | [7 empty] | FALSE
P5ZRSY6B | Commercial Lighting Services | CLS | CLS-GL08-AB12152F-50K | Linear Replacement Lamp | T8 Four-Foot | Dual Mode Internal Driver (UL Type A and Type B) |  | standard | FALSE | [10 empty] | December, 30 2016 00:00:00 | Dimmable | Continuous Below 10 | FALSE |  | IIIJTY | [25 empty] | 4.4 | 2197.19 | 113.26 | 19.4 | 13.7 | 0.99 | 5000 | 81.3 |  |  |  | FALSE | FALSE | FALSE | May, 02 2018 00:00:00 | 4.3 |  | standard |  |  |  |  | November, 02 2018 00:00:00 | FALSE | FALSE | FALSE | [6 empty] | AC | [7 empty] | FALSE
P77QWHDB | Gielight Co., Ltd. | Gielight | GL-T8LO-12-18(5000K) | Linear Replacement Lamp | T8 Four-Foot | Dual Mode Internal Driver (UL Type A and Type B) |  | standard | FALSE | [10 empty] | December, 29 2016 00:00:00 | Not Dimmable | Not Dimmable | No | Updated on 07/26/2018 | MMMPBS | [25 empty] | 5 | 2790 | 155 | 18 | 15 | 0.9 | 5000 | 80 |  |  |  | FALSE | FALSE | FALSE | July, 26 2018 00:00:00 | 4.3 |  | standard |  |  |  |  | March, 30 2020 00:00:00 | FALSE | FALSE | FALSE | [6 empty] | AC | [7 empty] | FALSE
P49GPV1E | Gielight Co., Ltd. | Gielight | GL-T8LO-12-18(3500K) | Linear Replacement Lamp | T8 Four-Foot | Dual Mode Internal Driver (UL Type A and Type B) |  | standard | FALSE | [10 empty] | December, 29 2016 00:00:00 | Not Dimmable | Not Dimmable | No | Updated on 07/26/2018 | MMMPBS | [25 empty] | 5 | 2790 | 155 | 18 | 15 | 0.9 | 3500 | 80 |  |  |  | FALSE | FALSE | FALSE | July, 26 2018 00:00:00 | 4.3 |  | standard |  |  |  |  | March, 30 2020 00:00:00 | FALSE | FALSE | FALSE | [6 empty] | AC | [7 empty] | FALSE
PBXGBHXT | Gielight Co., Ltd. | Gielight | GL-T8LO-12-18(4500K) | Linear Replacement Lamp | T8 Four-Foot | Dual Mode Internal Driver (UL Type A and Type B) |  | standard | FALSE | [10 empty] | December, 29 2016 00:00:00 | Not Dimmable | Not Dimmable | No | Updated on 07/26/2018 | MMMPBS | [25 empty] | 5 | 2790 | 155 | 18 | 15 | 0.9 | 4500 | 80 |  |  |  | FALSE | FALSE | FALSE | July, 26 2018 00:00:00 | 4.3 |  | standard |  |  |  |  | March, 30 2020 00:00:00 | FALSE | FALSE | FALSE | [6 empty] | AC | [7 empty] | FALSE
PN61FSKT | Gielight Co., Ltd. | Gielight | GL-T8LO-12-18(4000K) | Linear Replacement Lamp | T8 Four-Foot | Dual Mode Internal Driver (UL Type A and Type B) |  | standard | FALSE | [10 empty] | December, 29 2016 00:00:00 | Not Dimmable | Not Dimmable | No | Updated on 07/26/2018 | MMMPBS | [25 empty] | 5 | 2790 | 155 | 18 | 15 | 0.9 | 4000 | 80 |  |  |  | FALSE | FALSE | FALSE | July, 26 2018 00:00:00 | 4.3 |  | standard |  |  |  |  | March, 30 2020 00:00:00 | FALSE | FALSE | FALSE | [6 empty] | AC | [7 empty] | FALSE
PZRHX59N | Gielight Co., Ltd. | Gielight | GL-T8LO-12-18(3000K) | Linear Replacement Lamp | T8 Four-Foot | Dual Mode Internal Driver (UL Type A and Type B) |  | standard | TRUE |  | 2774.6 | 150.96 | 18.38 | 14.24 | 0.912 | 2952 | 81.9 | 5 | 50000 | December, 29 2016 00:00:00 | Not Dimmable | Not Dimmable | No | Updated on 07/26/2018 | MMMPBS | [15 empty] | 88.5 |  | 1.18 | 1.26 | [6 empty] | 5 | 2790 | 155 | 18 | 15 | 0.9 | 3000 | 80 |  |  |  | FALSE | FALSE | FALSE | July, 26 2018 00:00:00 | 4.3 |  | standard |  |  |  |  | March, 30 2020 00:00:00 | FALSE | FALSE | FALSE | [6 empty] | AC | [7 empty] | FALSE
PMFZK7TF | Fusion Lamps | Fusion Lamps | FLED15T8/835DIRECTG4 | Linear Replacement Lamp | T8 Four-Foot | Replacement Lamps (plug and play) (UL Type A) |  | standard | FALSE | [10 empty] | December, 28 2016 00:00:00 | Not Dimmable | Not Dimmable | FALSE | Updated: 3/08/17 | YYYBDF | [25 empty] | 4.4 | 2000 | 110 | 18 | 11.26 | 0.99 | 3500 | 83 |  |  |  | FALSE | FALSE | FALSE | May, 02 2018 00:00:00 | 4.3 |  | standard |  |  |  |  | November, 02 2018 00:00:00 | FALSE | FALSE | FALSE | [6 empty] | AC | [7 empty] | FALSE
PMBU3F99 | Standard Products Inc. | Standard | LED/T8/S4/15W/840/48/STD | Linear Replacement Lamp | T8 Four-Foot | Replacement Lamps (plug and play) (UL Type A) |  | Standard | FALSE | [10 empty] | December, 28 2016 00:00:00 | Not Dimmable | Not Dimmable | No |  | VAVVYO | [25 empty] | 4.4 | 2100 | 112 | 18 | 11.26 | 0.99 | 4000 | 83 |  |  |  | FALSE | FALSE | FALSE | May, 02 2018 00:00:00 | 4.3 |  | Standard |  |  |  |  | November, 02 2018 00:00:00 | FALSE | FALSE | FALSE | [6 empty] | AC | [7 empty] | FALSE
PDN5Q148 | Standard Products Inc. | Standard | LED/T8/S4/13W/840/48/STD | Linear Replacement Lamp | T8 Four-Foot | Replacement Lamps (plug and play) (UL Type A) |  | Standard | FALSE | [10 empty] | December, 28 2016 00:00:00 | Not Dimmable | Not Dimmable | No |  | VAVVYN | [25 empty] | 4.4 | 1900 | 112 | 16 | 12.41 | 0.97 | 4000 | 83 |  |  |  | FALSE | FALSE | FALSE | May, 02 2018 00:00:00 | 4.3 |  | Standard |  |  |  |  | November, 02 2018 00:00:00 | FALSE | FALSE | FALSE | [6 empty] | AC | [7 empty] | FALSE
PRVJVV8C | Brigade Holdings, Inc. | BHI | BHI-GL08-DC1212(4500K) | Linear Replacement Lamp | T8 Four-Foot | Replacement Lamps (plug and play) (UL Type A) |  | standard | FALSE | [10 empty] | December, 28 2016 00:00:00 | Not Dimmable | Not Dimmable | No |  | YYYBBC | [25 empty] | 5 | 1646 | 122.88 | 13.4 | 10.86 | 0.9046 | 4500 | 83.3 |  |  |  | FALSE | FALSE | FALSE | May, 02 2018 00:00:00 | 4.3 |  | standard |  |  |  |  | March, 30 2020 00:00:00 | FALSE | FALSE | FALSE | [6 empty] | AC | [7 empty] | FALSE
PG2BBNXZ | Brigade Holdings, Inc. | BHI | BHI-GL08-DC1212(3000K) | Linear Replacement Lamp | T8 Four-Foot | Replacement Lamps (plug and play) (UL Type A) |  | standard | TRUE |  | 1613 | 120.01 | 13.44 | 10.86 | 0.9046 | 3060 | 83.3 | 5 |  | December, 28 2016 00:00:00 | Not Dimmable | Not Dimmable | No |  | YYYBBC | [15 empty] | 84.4 |  | 1.24 | 1.34 | [6 empty] | 5 | 1613 | 120.01 | 13.44 | 10.86 | 0.9046 | 3000 | 83.3 |  |  |  | FALSE | FALSE | FALSE | May, 02 2018 00:00:00 | 4.3 |  | standard |  |  |  |  | March, 30 2020 00:00:00 | FALSE | FALSE | FALSE | [6 empty] | AC | [7 empty] | FALSE
P2AASA9K | Brigade Holdings, Inc. | BHI | BHI-GL08-DC1212(5000K) | Linear Replacement Lamp | T8 Four-Foot | Replacement Lamps (plug and play) (UL Type A) |  | standard | FALSE | [10 empty] | December, 28 2016 00:00:00 | Not Dimmable | Not Dimmable | No |  | YYYBBC | [25 empty] | 5 | 1657 | 124.12 | 13.35 | 10.94 | 0.903 | 5000 | 84.2 |  |  |  | FALSE | FALSE | FALSE | May, 02 2018 00:00:00 | 4.3 |  | standard |  |  |  |  | March, 30 2020 00:00:00 | FALSE | FALSE | FALSE | [6 empty] | AC | [7 empty] | FALSE
PKMUME1E | Brigade Holdings, Inc. | BHI | BHI-GL08-DC1215(3500K) | Linear Replacement Lamp | T8 Four-Foot | Replacement Lamps (plug and play) (UL Type A) |  | standard | FALSE | [10 empty] | December, 28 2016 00:00:00 | Dimmable | Continuous Below 10 | FALSE |  | YYYBBD | [25 empty] | 4.4 | 1735.3 | 114.9 | 15.1 | 17.4 | 0.96 | 3500 | 82 |  |  |  | FALSE | FALSE | FALSE | May, 02 2018 00:00:00 | 4.3 |  | standard |  |  |  |  | November, 02 2018 00:00:00 | FALSE | FALSE | FALSE | [6 empty] | AC | [7 empty] | FALSE
P1DEYD11 | Standard Products Inc. | Standard | LED/T8/S4/13W/850/48/STD | Linear Replacement Lamp | T8 Four-Foot | Replacement Lamps (plug and play) (UL Type A) |  | Standard | FALSE | [10 empty] | December, 28 2016 00:00:00 | Not Dimmable | Not Dimmable | No |  | VAVVYN | [25 empty] | 4.4 | 2000 | 115 | 16 | 12.41 | 0.97 | 5000 | 83 |  |  |  | FALSE | FALSE | FALSE | May, 02 2018 00:00:00 | 4.3 |  | Standard |  |  |  |  | November, 02 2018 00:00:00 | FALSE | FALSE | FALSE | [6 empty] | AC | [7 empty] | FALSE
PRDZUQK7 | Standard Products Inc. | Standard | LED/T8/S4/15W/830/48/STD | Linear Replacement Lamp | T8 Four-Foot | Replacement Lamps (plug and play) (UL Type A) |  | Standard | TRUE |  | 2058 | 117.4 | 17.54 | 11.26 | 0.9669 | 3052 | 81.2 | 5 | 50000 | December, 28 2016 00:00:00 | Not Dimmable | Not Dimmable | No |  | VAVVYO | [15 empty] | 83.8 |  | 1.26 | 1.24 | [6 empty] | 4.4 | 2000 | 110 | 18 | 11.26 | 0.99 | 3000 | 83 |  |  |  | FALSE | FALSE | FALSE | May, 02 2018 00:00:00 | 4.3 |  | Standard |  |  |  |  | November, 02 2018 00:00:00 | FALSE | FALSE | FALSE | [6 empty] | AC | [7 empty] | FALSE
PS7GRZ9W | Standard Products Inc. | Standard | LED/T8/S4/15W/835/48/STD | Linear Replacement Lamp | T8 Four-Foot | Replacement Lamps (plug and play) (UL Type A) |  | Standard | FALSE | [10 empty] | December, 28 2016 00:00:00 | Not Dimmable | Not Dimmable | No |  | VAVVYO | [25 empty] | 4.4 | 2000 | 110 | 18 | 11.26 | 0.99 | 3500 | 83 |  |  |  | FALSE | FALSE | FALSE | May, 02 2018 00:00:00 | 4.3 |  | Standard |  |  |  |  | November, 02 2018 00:00:00 | FALSE | FALSE | FALSE | [6 empty] | AC | [7 empty] | FALSE
PDM43D4G | Fusion Lamps | Fusion Lamps | FLED15T8/850DIRECTG4 | Linear Replacement Lamp | T8 Four-Foot | Replacement Lamps (plug and play) (UL Type A) |  | standard | FALSE | [10 empty] | December, 28 2016 00:00:00 | Not Dimmable | Not Dimmable | FALSE | Updated: 3/08/17 | YYYBDF | [25 empty] | 4.4 | 2200 | 115 | 18 | 11.26 | 0.99 | 5000 | 83 |  |  |  | FALSE | FALSE | FALSE | May, 02 2018 00:00:00 | 4.3 |  | standard |  |  |  |  | November, 02 2018 00:00:00 | FALSE | FALSE | FALSE | [6 empty] | AC | [7 empty] | FALSE
PUYR8RTT | Fusion Lamps | Fusion Lamps | FLED15T8/830DIRECTG4 | Linear Replacement Lamp | T8 Four-Foot | Replacement Lamps (plug and play) (UL Type A) |  | standard | TRUE |  | 2058 | 117.4 | 17.54 | 11.26 | 0.9669 | 3052 | 81.2 | 5 | 50000 | December, 28 2016 00:00:00 | Not Dimmable | Not Dimmable | FALSE | Updated: 3/08/17 | YYYBDF | [15 empty] | 83.8 |  | 1.26 | 1.24 | [6 empty] | 4.4 | 2000 | 110 | 18 | 11.26 | 0.99 | 3000 | 83 |  |  |  | FALSE | FALSE | FALSE | May, 02 2018 00:00:00 | 4.3 |  | standard |  |  |  |  | November, 02 2018 00:00:00 | FALSE | FALSE | FALSE | [6 empty] | AC | [7 empty] | FALSE
PPGCZM7V | Brigade Holdings, Inc. | BHI | BHI-GL08-DC1215(3000K) | Linear Replacement Lamp | T8 Four-Foot | Replacement Lamps (plug and play) (UL Type A) |  | standard | TRUE |  | 1735.38 | 114.926 | 15.1 | 17.4 | 0.958 | 2906 | 82 | 5 |  | December, 28 2016 00:00:00 | Dimmable | Continuous Below 10 | No |  | YYYBBD | [15 empty] | 79.2 |  | 1.18 | 1.26 | [6 empty] | 5 | 1735.3 | 114.9 | 15.1 | 17.4 | 0.96 | 2906 | 82 |  |  |  | FALSE | FALSE | FALSE | May, 02 2018 00:00:00 | 4.3 |  | standard |  |  |  |  | March, 30 2020 00:00:00 | FALSE | FALSE | FALSE | [6 empty] | AC | [7 empty] | FALSE
P9P5D232 | Brigade Holdings, Inc. | BHI | BHI-GL08-DC1215(4000K) | Linear Replacement Lamp | T8 Four-Foot | Replacement Lamps (plug and play) (UL Type A) |  | standard | FALSE | [10 empty] | December, 28 2016 00:00:00 | Dimmable | Continuous Below 10 | FALSE |  | YYYBBD | [25 empty] | 4.4 | 1735.3 | 114.9 | 15.1 | 17.4 | 0.96 | 4000 | 82 |  |  |  | FALSE | FALSE | FALSE | May, 02 2018 00:00:00 | 4.3 |  | standard |  |  |  |  | November, 02 2018 00:00:00 | FALSE | FALSE | FALSE | [6 empty] | AC | [7 empty] | FALSE
PVXXXXSF | Standard Products Inc. | Standard | LED/T8/S4/13W/830/48/STD | Linear Replacement Lamp | T8 Four-Foot | Replacement Lamps (plug and play) (UL Type A) |  | Standard | TRUE |  | 1955 | 119 | 16.43 | 12.41 | 0.9634 | 3056 | 81.3 | 5 | 50000 | December, 28 2016 00:00:00 | Not Dimmable | Not Dimmable | No |  | VAVVYN | [15 empty] | 84 |  | 1.24 | 1.22 | [6 empty] | 4.4 | 1800 | 110 | 16 | 12.41 | 0.97 | 3000 | 83 |  |  |  | FALSE | FALSE | FALSE | May, 02 2018 00:00:00 | 4.3 |  | Standard |  |  |  |  | November, 02 2018 00:00:00 | FALSE | FALSE | FALSE | [6 empty] | AC | [7 empty] | FALSE
PPPNC66M | Brigade Holdings, Inc. | BHI | BHI-GL08-DC1212(4000K) | Linear Replacement Lamp | T8 Four-Foot | Replacement Lamps (plug and play) (UL Type A) |  | standard | FALSE | [10 empty] | December, 28 2016 00:00:00 | Not Dimmable | Not Dimmable | No |  | YYYBBC | [25 empty] | 5 | 1635 | 122.06 | 13.4 | 10.86 | 0.9046 | 4000 | 83.3 |  |  |  | FALSE | FALSE | FALSE | May, 02 2018 00:00:00 | 4.3 |  | standard |  |  |  |  | March, 30 2020 00:00:00 | FALSE | FALSE | FALSE | [6 empty] | AC | [7 empty] | FALSE
PZZ6SD6A | Brigade Holdings, Inc. | BHI | BHI-GL08-DC1215(5000K) | Linear Replacement Lamp | T8 Four-Foot | Replacement Lamps (plug and play) (UL Type A) |  | standard | FALSE | [10 empty] | December, 28 2016 00:00:00 | Dimmable | Continuous Below 10 | No |  | YYYBBD | [25 empty] | 5 | 1786.6 | 117.5 | 15.2 | 17.7 | 0.95 | 4885 | 82.3 |  |  |  | FALSE | FALSE | FALSE | May, 02 2018 00:00:00 | 4.3 |  | standard |  |  |  |  | March, 30 2020 00:00:00 | FALSE | FALSE | FALSE | [6 empty] | AC | [7 empty] | FALSE
PF3S2ZX2 | Brigade Holdings, Inc. | BHI | BHI-GL08-DC1215(4500K) | Linear Replacement Lamp | T8 Four-Foot | Replacement Lamps (plug and play) (UL Type A) |  | standard | FALSE | [10 empty] | December, 28 2016 00:00:00 | Dimmable | Continuous Below 10 | FALSE |  | YYYBBD | [25 empty] | 4.4 | 1735.3 | 114.9 | 15.1 | 17.4 | 0.96 | 4500 | 82 |  |  |  | FALSE | FALSE | FALSE | May, 02 2018 00:00:00 | 4.3 |  | standard |  |  |  |  | November, 02 2018 00:00:00 | FALSE | FALSE | FALSE | [6 empty] | AC | [7 empty] | FALSE
PH84DYYJ | Standard Products Inc. | Standard | LED/T8/S4/13W/835/48/STD | Linear Replacement Lamp | T8 Four-Foot | Replacement Lamps (plug and play) (UL Type A) |  | Standard | FALSE | [10 empty] | December, 28 2016 00:00:00 | Not Dimmable | Not Dimmable | No |  | VAVVYN | [25 empty] | 4.4 | 1800 | 110 | 16 | 12.41 | 0.97 | 3500 | 83 |  |  |  | FALSE | FALSE | FALSE | May, 02 2018 00:00:00 | 4.3 |  | Standard |  |  |  |  | November, 02 2018 00:00:00 | FALSE | FALSE | FALSE | [6 empty] | AC | [7 empty] | FALSE
PSG1A565 | Standard Products Inc. | Standard | LED/T8/S4/15W/850/48/STD | Linear Replacement Lamp | T8 Four-Foot | Replacement Lamps (plug and play) (UL Type A) |  | Standard | FALSE | [10 empty] | December, 28 2016 00:00:00 | Not Dimmable | Not Dimmable | No |  | VAVVYO | [25 empty] | 4.4 | 2200 | 115 | 18 | 11.26 | 0.99 | 5000 | 83 |  |  |  | FALSE | FALSE | FALSE | May, 02 2018 00:00:00 | 4.3 |  | Standard |  |  |  |  | November, 02 2018 00:00:00 | FALSE | FALSE | FALSE | [6 empty] | AC | [7 empty] | FALSE
PU11NSCF | Brigade Holdings, Inc. | BHI | BHI-GL08-DC1212(3500K) | Linear Replacement Lamp | T8 Four-Foot | Replacement Lamps (plug and play) (UL Type A) |  | standard | FALSE | [10 empty] | December, 28 2016 00:00:00 | Not Dimmable | Not Dimmable | No |  | YYYBBC | [25 empty] | 5 | 1624 | 121.24 | 13.4 | 10.86 | 0.9046 | 3500 | 83.3 |  |  |  | FALSE | FALSE | FALSE | May, 02 2018 00:00:00 | 4.3 |  | standard |  |  |  |  | March, 30 2020 00:00:00 | FALSE | FALSE | FALSE | [6 empty] | AC | [7 empty] | FALSE
P3JFB75S | Luxul Technology Inc. | LUXUL | G-Lux T8 4ft BME1-45H2 | Linear Replacement Lamp | T8 Four-Foot | Replacement Lamps (plug and play) (UL Type A) |  | standard | FALSE | [10 empty] | December, 22 2016 00:00:00 | Not Dimmable | Not Dimmable | No |  | DDDISC | [25 empty] | 5 | 1800 | 150 | 12 | 11 | 1 | 4500 | 80 |  |  |  | FALSE | FALSE | FALSE | May, 02 2018 00:00:00 | 4.3 |  | standard |  |  |  |  | March, 30 2020 00:00:00 | FALSE | FALSE | FALSE | [6 empty] | AC | [7 empty] | FALSE
P6JNPCMH | Luxul Technology Inc. | LUXUL | G-Lux T8 4ft BME1-50H2 | Linear Replacement Lamp | T8 Four-Foot | Replacement Lamps (plug and play) (UL Type A) |  | standard | FALSE | [10 empty] | December, 22 2016 00:00:00 | Not Dimmable | Not Dimmable | No |  | DDDISC | [25 empty] | 5 | 1800 | 150 | 12 | 11 | 1 | 5000 | 80 |  |  |  | FALSE | FALSE | FALSE | May, 02 2018 00:00:00 | 4.3 |  | standard |  |  |  |  | March, 30 2020 00:00:00 | FALSE | FALSE | FALSE | [6 empty] | AC | [7 empty] | FALSE
P75Y8ESM | Luxul Technology Inc. | LUXUL | G-Lux T8 4ft BME1-40H2 | Linear Replacement Lamp | T8 Four-Foot | Replacement Lamps (plug and play) (UL Type A) |  | standard | TRUE |  | 2016.2 | 139.76 | 14.43 | 11.04 | 0.9604 | 3885 | 84.6 | 5 | 50000 | December, 22 2016 00:00:00 | Not Dimmable | Not Dimmable | No |  | DDDISC | [15 empty] | 88.1 |  | 1.26 | 1.42 | [6 empty] | 5 | 1800 | 150 | 12 | 11 | 1 | 4000 | 80 |  |  |  | FALSE | FALSE | FALSE | May, 02 2018 00:00:00 | 4.3 |  | standard |  |  |  |  | March, 30 2020 00:00:00 | FALSE | FALSE | FALSE | [6 empty] | AC | [7 empty] | FALSE
P9Z5RG1C | Hengdian Group Tospo Lighting Co.,Ltd | TOSPO | G7 TP120-277-16/T8 G13 DR 3500K | Linear Replacement Lamp | T8 Four-Foot | Replacement Lamps (plug and play) (UL Type A) |  | standard | TRUE |  | 2128.3 | 127.21 | 16.73 | 7.6 | 0.98 | 3485 | 83.1 | 5 | 50000 | December, 21 2016 00:00:00 | Not Dimmable | Not Dimmable | FALSE |  | NNNMBX | [15 empty] | 84.2 |  | 1.26 | 1.22 | [6 empty] | 4.4 | 1800 | 112.5 | 16 | 7.6 | 0.98 | 3500 | 80 |  |  |  | FALSE | FALSE | FALSE | May, 02 2018 00:00:00 | 4.3 |  | standard |  |  |  |  | November, 02 2018 00:00:00 | FALSE | FALSE | FALSE | [6 empty] | AC | [7 empty] | FALSE
PYTD3KPX | Hengdian Group Tospo Lighting Co.,Ltd | TOSPO | G7 TP120-277-18/T8 G13 DR 3500K | Linear Replacement Lamp | T8 Four-Foot | Replacement Lamps (plug and play) (UL Type A) |  | standard | TRUE |  | 2421.6 | 128.19 | 18.89 | 7 | 0.984 | 3492 | 83.1 | 5 | 50000 | December, 21 2016 00:00:00 | Not Dimmable | Not Dimmable | No |  | NNNMBW | [15 empty] | 84 |  | 1.32 | 1.24 | [6 empty] | 5 | 2200 | 122.22 | 18 | 7 | 0.98 | 3500 | 80 |  |  |  | FALSE | FALSE | FALSE | May, 02 2018 00:00:00 | 4.3 |  | standard |  |  |  |  | March, 30 2020 00:00:00 | FALSE | FALSE | FALSE | [6 empty] | AC | [7 empty] | FALSE
PK3ER23S | EDI ELECTRONICS LIMITED | Edilig | EDI-FPT8-4F18-A(5000K) | Linear Replacement Lamp | T8 Four-Foot | Replacement Lamps (plug and play) (UL Type A) |  | standard | FALSE | [10 empty] | December, 20 2016 00:00:00 | Not Dimmable | Not Dimmable | NO |  | NNNMCC | [25 empty] | 5 | 2494 | 135.5 | 18.4 | 8.4 | 0.98 | 5000 | 83 |  |  |  | FALSE | FALSE | FALSE | May, 02 2018 00:00:00 | 4.3 |  | standard |  |  |  |  | March, 30 2020 00:00:00 | FALSE | FALSE | FALSE | [6 empty] | AC | [7 empty] | FALSE
PJPTS7RJ | EDI ELECTRONICS LIMITED | Edilig | EDI-FPT8-4F18-A(4000K) | Linear Replacement Lamp | T8 Four-Foot | Replacement Lamps (plug and play) (UL Type A) |  | standard | TRUE |  | 2456 | 132.8 | 18.5 | 8.4 | 0.976 | 4004 | 81 | 5 | 50000 | December, 20 2016 00:00:00 | Not Dimmable | Not Dimmable | NO |  | NNNMCC | [15 empty] | 84.9 |  | 1.2 | 1.28 | [6 empty] | 5 | 2456 | 132.8 | 18.5 | 8.4 | 0.98 | 4000 | 81 |  |  |  | FALSE | FALSE | FALSE | May, 02 2018 00:00:00 | 4.3 |  | standard |  |  |  |  | March, 30 2020 00:00:00 | FALSE | FALSE | FALSE | [6 empty] | AC | [7 empty] | FALSE
PFK8Q4PR | EDI ELECTRONICS LIMITED | Edilig | EDI-FPT8-4F15-A(5000K) | Linear Replacement Lamp | T8 Four-Foot | Replacement Lamps (plug and play) (UL Type A) |  | standard | FALSE | [10 empty] | December, 20 2016 00:00:00 | Not Dimmable | Not Dimmable | NO |  | NNNMCD | [25 empty] | 5 | 2090 | 122.5 | 17.1 | 10.2 | 0.97 | 5000 | 83 |  |  |  | FALSE | FALSE | FALSE | May, 02 2018 00:00:00 | 4.3 |  | standard |  |  |  |  | March, 30 2020 00:00:00 | FALSE | FALSE | FALSE | [6 empty] | AC | [7 empty] | FALSE
PEVWNJ3K | EDI ELECTRONICS LIMITED | Edilig | EDI-FPT8-4F15-A(4000K) | Linear Replacement Lamp | T8 Four-Foot | Replacement Lamps (plug and play) (UL Type A) |  | standard | TRUE |  | 2040 | 122.2 | 16.7 | 10.2 | 0.968 | 4132 | 82 | 5 | 50000 | December, 20 2016 00:00:00 | Not Dimmable | Not Dimmable | NO |  | NNNMCD | [15 empty] | 85.1 |  | 1.2 | 1.26 | [6 empty] | 5 | 2040 | 122.2 | 16.7 | 10.2 | 0.97 | 4000 | 82 |  |  |  | FALSE | FALSE | FALSE | May, 02 2018 00:00:00 | 4.3 |  | standard |  |  |  |  | March, 30 2020 00:00:00 | FALSE | FALSE | FALSE | [6 empty] | AC | [7 empty] | FALSE
PRGMZDBM | HK Syhdee LIGHTING Co., LIMITED. | SYHDEE | SYH-PC08-DC1215(4000K) | Linear Replacement Lamp | T8 Four-Foot | Replacement Lamps (plug and play) (UL Type A) |  | standard | FALSE | [10 empty] | December, 19 2016 00:00:00 | Dimmable | Continuous Below 10 | No |  | BBBDCI | [25 empty] | 5 | 2022.2 | 120.3 | 16.8 | 13.4 | 0.91 | 4000 | 82.6 |  |  |  | FALSE | FALSE | FALSE | May, 02 2018 00:00:00 | 4.3 |  | standard |  |  |  |  | March, 30 2020 00:00:00 | FALSE | FALSE | FALSE | [6 empty] | AC | [7 empty] | FALSE
PWNKWHTJ | HK Syhdee LIGHTING Co., LIMITED. | SYHDEE | SYH-PC08-DC1215(3000K) | Linear Replacement Lamp | T8 Four-Foot | Replacement Lamps (plug and play) (UL Type A) |  | standard | TRUE |  | 2022.28 | 120.374 | 16.8 | 13.4 | 0.913 | 2875 | 82.6 | 5 |  | December, 19 2016 00:00:00 | Dimmable | Continuous Below 10 | No |  | BBBDCI | [15 empty] | 79.2 |  | 1.14 | 1.22 | [6 empty] | 5 | 2022.2 | 120.3 | 16.8 | 13.4 | 0.91 | 2875 | 82.6 |  |  |  | FALSE | FALSE | FALSE | May, 02 2018 00:00:00 | 4.3 |  | standard |  |  |  |  | March, 30 2020 00:00:00 | FALSE | FALSE | FALSE | [6 empty] | AC | [7 empty] | FALSE
PRJNZVQ5 | IGT LIGHTING INC | IGT LIGHTING | IGTTU-1501840F-4BC | Linear Replacement Lamp | T8 Four-Foot | Replacement Lamps (plug and play) (UL Type A) |  | standard | FALSE | [10 empty] | December, 19 2016 00:00:00 | Not Dimmable | Not Dimmable | No |  | VVVVVK | [25 empty] | 5 | 2340 | 130 | 18 | 13.85 | 0.99 | 4000 | 80 |  |  |  | FALSE | FALSE | FALSE | May, 02 2018 00:00:00 | 4.3 |  | standard |  |  |  |  | March, 30 2020 00:00:00 | FALSE | FALSE | FALSE | [6 empty] | AC | [7 empty] | FALSE
PA8NND8Z | IGT LIGHTING INC | IGT LIGHTING | IGTTU-1501850F-4BC | Linear Replacement Lamp | T8 Four-Foot | Replacement Lamps (plug and play) (UL Type A) |  | standard | FALSE | [10 empty] | December, 19 2016 00:00:00 | Not Dimmable | Not Dimmable | No |  | VVVVVK | [25 empty] | 5 | 2340 | 130 | 18 | 13.85 | 0.99 | 5000 | 80 |  |  |  | FALSE | FALSE | FALSE | May, 02 2018 00:00:00 | 4.3 |  | standard |  |  |  |  | March, 30 2020 00:00:00 | FALSE | FALSE | FALSE | [6 empty] | AC | [7 empty] | FALSE
PDQ44ENH | HK Syhdee LIGHTING Co., LIMITED. | SYHDEE | SYH-PC08-DC1218(3500K)?? | Linear Replacement Lamp | T8 Four-Foot | Replacement Lamps (plug and play) (UL Type A) |  | standard | FALSE | [10 empty] | December, 19 2016 00:00:00 | Dimmable | Continuous Below 10 | No |  | BBBDCJ | [25 empty] | 5 | 2365.7 | 120 | 19.7 | 13.2 | 0.91 | 3500 | 82.5 |  |  |  | FALSE | FALSE | FALSE | May, 02 2018 00:00:00 | 4.3 |  | standard |  |  |  |  | March, 30 2020 00:00:00 | FALSE | FALSE | FALSE | [6 empty] | AC | [7 empty] | FALSE
PEQW74XZ | IGT LIGHTING INC | IGT LIGHTING | IGTTU-1501230F-4BC | Linear Replacement Lamp | T8 Four-Foot | Replacement Lamps (plug and play) (UL Type A) |  | standard | TRUE |  | 1917.3 | 133.62 | 14.35 | 16.37 | 0.9865 | 2875 | 83.8 | 5 | 50000 | December, 19 2016 00:00:00 | Not Dimmable | Not Dimmable | No |  | VVVVVM | [15 empty] | 84.1 |  | 1.24 | 1.44 | [6 empty] | 5 | 1560 | 130 | 12 | 16.37 | 0.99 | 3000 | 80 |  |  |  | FALSE | FALSE | FALSE | May, 02 2018 00:00:00 | 4.3 |  | standard |  |  |  |  | March, 30 2020 00:00:00 | FALSE | FALSE | FALSE | [6 empty] | AC | [7 empty] | FALSE
PG5V4NAR | HK Syhdee LIGHTING Co., LIMITED. | SYHDEE | SYH-PC08-DC1212(3000K)?? | Linear Replacement Lamp | T8 Four-Foot | Replacement Lamps (plug and play) (UL Type A) |  | standard | TRUE |  | 1798.71 | 130.341 | 13.8 | 13.4 | 0.911 | 2886 | 82.7 | 5 | 50000 | December, 19 2016 00:00:00 | Dimmable | Continuous Below 10 | No |  | BBBDCH | [15 empty] | 78.7 |  | 1.1 | 1.24 | [6 empty] | 5 | 1798.7 | 130.3 | 13.8 | 13.4 | 0.91 | 2886 | 82.7 |  |  |  | FALSE | FALSE | FALSE | May, 02 2018 00:00:00 | 4.3 |  | standard |  |  |  |  | March, 30 2020 00:00:00 | FALSE | FALSE | FALSE | [6 empty] | AC | [7 empty] | FALSE
PRRRZWYW | HK Syhdee LIGHTING Co., LIMITED. | SYHDEE | SYH-PC08-DC1218(4500K)?? | Linear Replacement Lamp | T8 Four-Foot | Replacement Lamps (plug and play) (UL Type A) |  | standard | FALSE | [10 empty] | December, 19 2016 00:00:00 | Dimmable | Continuous Below 10 | No |  | BBBDCJ | [25 empty] | 5 | 2365.7 | 120 | 19.7 | 13.2 | 0.91 | 4500 | 82.5 |  |  |  | FALSE | FALSE | FALSE | May, 02 2018 00:00:00 | 4.3 |  | standard |  |  |  |  | March, 30 2020 00:00:00 | FALSE | FALSE | FALSE | [6 empty] | AC | [7 empty] | FALSE
P926VPRQ | HK Syhdee LIGHTING Co., LIMITED. | SYHDEE | SYH-PC08-DC1212(4500K)?? | Linear Replacement Lamp | T8 Four-Foot | Replacement Lamps (plug and play) (UL Type A) |  | standard | FALSE | [10 empty] | December, 19 2016 00:00:00 | Dimmable | Continuous Below 10 | No |  | BBBDCH | [25 empty] | 5 | 1798.7 | 130.3 | 13.8 | 13.4 | 0.91 | 4500 | 82.7 |  |  |  | FALSE | FALSE | FALSE | May, 02 2018 00:00:00 | 4.3 |  | standard |  |  |  |  | March, 30 2020 00:00:00 | FALSE | FALSE | FALSE | [6 empty] | AC | [7 empty] | FALSE
PP5XRUJK | HK Syhdee LIGHTING Co., LIMITED. | SYHDEE | SYH-PC08-DC1215(4500K) | Linear Replacement Lamp | T8 Four-Foot | Replacement Lamps (plug and play) (UL Type A) |  | standard | FALSE | [10 empty] | December, 19 2016 00:00:00 | Dimmable | Continuous Below 10 | No |  | BBBDCI | [25 empty] | 5 | 2022.2 | 120.3 | 16.8 | 13.4 | 0.91 | 4500 | 82.6 |  |  |  | FALSE | FALSE | FALSE | May, 02 2018 00:00:00 | 4.3 |  | standard |  |  |  |  | March, 30 2020 00:00:00 | FALSE | FALSE | FALSE | [6 empty] | AC | [7 empty] | FALSE
PB4A7UMF | HK Syhdee LIGHTING Co., LIMITED. | SYHDEE | SYH-PC08-DC1215(5000K) | Linear Replacement Lamp | T8 Four-Foot | Replacement Lamps (plug and play) (UL Type A) |  | standard | FALSE | [10 empty] | December, 19 2016 00:00:00 | Dimmable | Continuous Below 10 | No |  | BBBDCI | [25 empty] | 5 | 2078.8 | 124.4 | 16.7 | 14.5 | 0.92 | 4790 | 82.7 |  |  |  | FALSE | FALSE | FALSE | May, 02 2018 00:00:00 | 4.3 |  | standard |  |  |  |  | March, 30 2020 00:00:00 | FALSE | FALSE | FALSE | [6 empty] | AC | [7 empty] | FALSE
P1QB832E | HK Syhdee LIGHTING Co., LIMITED. | SYHDEE | SYH-PC08-DC1212(3500K)?? | Linear Replacement Lamp | T8 Four-Foot | Replacement Lamps (plug and play) (UL Type A) |  | standard | FALSE | [10 empty] | December, 19 2016 00:00:00 | Dimmable | Continuous Below 10 | No |  | BBBDCH | [25 empty] | 5 | 1798.7 | 130.3 | 13.8 | 13.4 | 0.91 | 3500 | 82.7 |  |  |  | FALSE | FALSE | FALSE | May, 02 2018 00:00:00 | 4.3 |  | standard |  |  |  |  | March, 30 2020 00:00:00 | FALSE | FALSE | FALSE | [6 empty] | AC | [7 empty] | FALSE
PAEBPMMT | HK Syhdee LIGHTING Co., LIMITED. | SYHDEE | SYH-PC08-DC1212(5000K)?? | Linear Replacement Lamp | T8 Four-Foot | Replacement Lamps (plug and play) (UL Type A) |  | standard | FALSE | [10 empty] | December, 19 2016 00:00:00 | Dimmable | Continuous Below 10 | No |  | BBBDCH | [25 empty] | 5 | 1900.7 | 134.8 | 14.1 | 14.8 | 0.92 | 4809 | 82.9 |  |  |  | FALSE | FALSE | FALSE | May, 02 2018 00:00:00 | 4.3 |  | standard |  |  |  |  | March, 30 2020 00:00:00 | FALSE | FALSE | FALSE | [6 empty] | AC | [7 empty] | FALSE
PG4N2J59 | IGT LIGHTING INC | IGT LIGHTING | IGTTU-1501540F-4BC | Linear Replacement Lamp | T8 Four-Foot | Replacement Lamps (plug and play) (UL Type A) |  | standard | FALSE | [10 empty] | December, 19 2016 00:00:00 | Not Dimmable | Not Dimmable | No |  | VVVVVL | [25 empty] | 5 | 1950 | 130 | 15 | 12.48 | 0.99 | 4000 | 80 |  |  |  | FALSE | FALSE | FALSE | May, 02 2018 00:00:00 | 4.3 |  | standard |  |  |  |  | March, 30 2020 00:00:00 | FALSE | FALSE | FALSE | [6 empty] | AC | [7 empty] | FALSE
P82J2DGC | IGT LIGHTING INC | IGT LIGHTING | IGTTU-1501530F-4BC | Linear Replacement Lamp | T8 Four-Foot | Replacement Lamps (plug and play) (UL Type A) |  | standard | TRUE |  | 2259.3 | 132.26 | 17.08 | 12.48 | 0.9916 | 2872 | 83.8 | 5 | 50000 | December, 19 2016 00:00:00 | Not Dimmable | Not Dimmable | No |  | VVVVVL | [15 empty] | 85.5 |  | 1.24 | 1.42 | [6 empty] | 5 | 1950 | 130 | 15 | 12.48 | 0.99 | 3000 | 80 |  |  |  | FALSE | FALSE | FALSE | May, 02 2018 00:00:00 | 4.3 |  | standard |  |  |  |  | March, 30 2020 00:00:00 | FALSE | FALSE | FALSE | [6 empty] | AC | [7 empty] | FALSE
PUAUJB6H | HK Syhdee LIGHTING Co., LIMITED. | SYHDEE | SYH-PC08-DC1218(4000K)?? | Linear Replacement Lamp | T8 Four-Foot | Replacement Lamps (plug and play) (UL Type A) |  | standard | FALSE | [10 empty] | December, 19 2016 00:00:00 | Dimmable | Continuous Below 10 | No |  | BBBDCJ | [25 empty] | 5 | 2365.7 | 120 | 19.7 | 13.2 | 0.91 | 4000 | 82.5 |  |  |  | FALSE | FALSE | FALSE | May, 02 2018 00:00:00 | 4.3 |  | standard |  |  |  |  | March, 30 2020 00:00:00 | FALSE | FALSE | FALSE | [6 empty] | AC | [7 empty] | FALSE
PQCUPNCU | HK Syhdee LIGHTING Co., LIMITED. | SYHDEE | SYH-PC08-DC1218(5000K)?? | Linear Replacement Lamp | T8 Four-Foot | Replacement Lamps (plug and play) (UL Type A) |  | standard | FALSE | [10 empty] | December, 19 2016 00:00:00 | Dimmable | Continuous Below 10 | No |  | BBBDCJ | [25 empty] | 5 | 2475.3 | 124.3 | 19.9 | 14.1 | 0.92 | 4800 | 82.8 |  |  |  | FALSE | FALSE | FALSE | May, 02 2018 00:00:00 | 4.3 |  | standard |  |  |  |  | March, 30 2020 00:00:00 | FALSE | FALSE | FALSE | [6 empty] | AC | [7 empty] | FALSE
PGBR6BNK | HK Syhdee LIGHTING Co., LIMITED. | SYHDEE | SYH-PC08-DC1212(4000K)?? | Linear Replacement Lamp | T8 Four-Foot | Replacement Lamps (plug and play) (UL Type A) |  | standard | FALSE | [10 empty] | December, 19 2016 00:00:00 | Dimmable | Continuous Below 10 | No |  | BBBDCH | [25 empty] | 5 | 1798.7 | 130.3 | 13.8 | 13.4 | 0.91 | 4000 | 82.7 |  |  |  | FALSE | FALSE | FALSE | May, 02 2018 00:00:00 | 4.3 |  | standard |  |  |  |  | March, 30 2020 00:00:00 | FALSE | FALSE | FALSE | [6 empty] | AC | [7 empty] | FALSE
PKH5AJBJ | HK Syhdee LIGHTING Co., LIMITED. | SYHDEE | SYH-PC08-DC1215(3500K) | Linear Replacement Lamp | T8 Four-Foot | Replacement Lamps (plug and play) (UL Type A) |  | standard | FALSE | [10 empty] | December, 19 2016 00:00:00 | Dimmable | Continuous Below 10 | No |  | BBBDCI | [25 empty] | 5 | 2022.2 | 120.3 | 16.8 | 13.4 | 0.91 | 3500 | 82.6 |  |  |  | FALSE | FALSE | FALSE | May, 02 2018 00:00:00 | 4.3 |  | standard |  |  |  |  | March, 30 2020 00:00:00 | FALSE | FALSE | FALSE | [6 empty] | AC | [7 empty] | FALSE
PJMT48B4 | HK Syhdee LIGHTING Co., LIMITED. | SYHDEE | SYH-PC08-DC1218(3000K)?? | Linear Replacement Lamp | T8 Four-Foot | Replacement Lamps (plug and play) (UL Type A) |  | standard | TRUE |  | 2365.73 | 120.088 | 19.7 | 13.2 | 0.912 | 2894 | 82.5 | 5 | 50000 | December, 19 2016 00:00:00 | Dimmable | Continuous Below 10 | No |  | BBBDCJ | [15 empty] | 79.1 |  | 1.1 | 1.24 | [6 empty] | 5 | 2365.7 | 120 | 19.7 | 13.2 | 0.91 | 2894 | 82.5 |  |  |  | FALSE | FALSE | FALSE | May, 02 2018 00:00:00 | 4.3 |  | standard |  |  |  |  | March, 30 2020 00:00:00 | FALSE | FALSE | FALSE | [6 empty] | AC | [7 empty] | FALSE
PA5FN68W | IGT LIGHTING INC | IGT LIGHTING | IGTTU-1501240F-4BC | Linear Replacement Lamp | T8 Four-Foot | Replacement Lamps (plug and play) (UL Type A) |  | standard | FALSE | [10 empty] | December, 19 2016 00:00:00 | Not Dimmable | Not Dimmable | No |  | VVVVVM | [25 empty] | 5 | 1560 | 130 | 12 | 16.37 | 0.99 | 4000 | 80 |  |  |  | FALSE | FALSE | FALSE | May, 02 2018 00:00:00 | 4.3 |  | standard |  |  |  |  | March, 30 2020 00:00:00 | FALSE | FALSE | FALSE | [6 empty] | AC | [7 empty] | FALSE
PHM61WMB | IGT LIGHTING INC | IGT LIGHTING | IGTTU-1501550F-4BC | Linear Replacement Lamp | T8 Four-Foot | Replacement Lamps (plug and play) (UL Type A) |  | standard | FALSE | [10 empty] | December, 19 2016 00:00:00 | Not Dimmable | Not Dimmable | No |  | VVVVVL | [25 empty] | 5 | 1950 | 130 | 15 | 12.48 | 0.99 | 5000 | 80 |  |  |  | FALSE | FALSE | FALSE | May, 02 2018 00:00:00 | 4.3 |  | standard |  |  |  |  | March, 30 2020 00:00:00 | FALSE | FALSE | FALSE | [6 empty] | AC | [7 empty] | FALSE
PQYUEK4J | IGT LIGHTING INC | IGT LIGHTING | IGTTU-1501250F-4BC | Linear Replacement Lamp | T8 Four-Foot | Replacement Lamps (plug and play) (UL Type A) |  | standard | FALSE | [10 empty] | December, 19 2016 00:00:00 | Not Dimmable | Not Dimmable | No |  | VVVVVM | [25 empty] | 5 | 1560 | 130 | 12 | 16.37 | 0.99 | 5000 | 80 |  |  |  | FALSE | FALSE | FALSE | May, 02 2018 00:00:00 | 4.3 |  | standard |  |  |  |  | March, 30 2020 00:00:00 | FALSE | FALSE | FALSE | [6 empty] | AC | [7 empty] | FALSE
PUF8KJS7 | IGT LIGHTING INC | IGT LIGHTING | IGTTU-1501830F-4BC | Linear Replacement Lamp | T8 Four-Foot | Replacement Lamps (plug and play) (UL Type A) |  | standard | TRUE |  | 2600.2 | 131.94 | 19.71 | 13.85 | 0.9888 | 2939 | 82.4 | 5 | 50000 | December, 19 2016 00:00:00 | Not Dimmable | Not Dimmable | No |  | VVVVVK | [15 empty] | 84.9 |  | 1.4 | 1.28 | [6 empty] | 5 | 2340 | 130 | 18 | 13.85 | 0.99 | 3000 | 80 |  |  |  | FALSE | FALSE | FALSE | May, 02 2018 00:00:00 | 4.3 |  | standard |  |  |  |  | March, 30 2020 00:00:00 | FALSE | FALSE | FALSE | [6 empty] | AC | [7 empty] | FALSE
PCSAS6WQ | Bluegrass Evergreen LLC | BG LIGHTING | BGL48T8DF13W 850-9 | Linear Replacement Lamp | T8 Four-Foot | Replacement Lamps (plug and play) (UL Type A) |  | standard | FALSE | [10 empty] | December, 16 2016 00:00:00 | Not Dimmable | Not Dimmable | FALSE |  | YYYBAS | [25 empty] | 4.4 | 2000 | 115 | 16 | 12.41 | 0.97 | 5000 | 83 |  |  |  | FALSE | FALSE | FALSE | May, 02 2018 00:00:00 | 4.3 |  | standard |  |  |  |  | November, 02 2018 00:00:00 | FALSE | FALSE | FALSE | [6 empty] | AC | [7 empty] | FALSE
PVH29239 | Bluegrass Evergreen LLC | BG LIGHTING | BGL48T8DF15W 840-9 | Linear Replacement Lamp | T8 Four-Foot | Replacement Lamps (plug and play) (UL Type A) |  | standard | FALSE | [10 empty] | December, 16 2016 00:00:00 | Not Dimmable | Not Dimmable | FALSE |  | YYYBAT | [25 empty] | 4.4 | 2100 | 112 | 18 | 11.26 | 0.99 | 4000 | 83 |  |  |  | FALSE | FALSE | FALSE | May, 02 2018 00:00:00 | 4.3 |  | standard |  |  |  |  | November, 02 2018 00:00:00 | FALSE | FALSE | FALSE | [6 empty] | AC | [7 empty] | FALSE
PYTRRBFX | Luxul Technology Inc. | LUXUL | G-Lux T8 4ft BME1-50H2 | Linear Replacement Lamp | T8 Four-Foot | Replacement Lamps (plug and play) (UL Type A) |  | standard | FALSE | [10 empty] | December, 16 2016 00:00:00 | Not Dimmable | Not Dimmable | No |  | YYYAZE | [25 empty] | 5 | 1800 | 150 | 12 | 11 | 1 | 5000 | 80 |  |  |  | FALSE | FALSE | FALSE | May, 02 2018 00:00:00 | 4.3 |  | standard |  |  |  |  | March, 30 2020 00:00:00 | FALSE | FALSE | FALSE | [6 empty] | AC | [7 empty] | FALSE
PDQPZJ6M | Bluegrass Evergreen LLC | BG LIGHTING | BGL48T8DF13W 830-9 | Linear Replacement Lamp | T8 Four-Foot | Replacement Lamps (plug and play) (UL Type A) |  | standard | TRUE |  | 1955 | 119 | 16.43 | 12.41 | 0.9634 | 3056 | 81.3 | 5 | 50000 | December, 16 2016 00:00:00 | Not Dimmable | Not Dimmable | FALSE |  | YYYBAS | [15 empty] | 84 |  | 1.24 | 1.22 | [6 empty] | 4.4 | 1800 | 110 | 16 | 12.41 | 0.97 | 3000 | 83 |  |  |  | FALSE | FALSE | FALSE | May, 02 2018 00:00:00 | 4.3 |  | standard |  |  |  |  | November, 02 2018 00:00:00 | FALSE | FALSE | FALSE | [6 empty] | AC | [7 empty] | FALSE
PS9CK6NQ | Bluegrass Evergreen LLC | BG LIGHTING | BGL48T8DF13W 840-9 | Linear Replacement Lamp | T8 Four-Foot | Replacement Lamps (plug and play) (UL Type A) |  | standard | FALSE | [10 empty] | December, 16 2016 00:00:00 | Not Dimmable | Not Dimmable | FALSE |  | YYYBAS | [25 empty] | 4.4 | 1900 | 112 | 16 | 12.41 | 0.97 | 4000 | 83 |  |  |  | FALSE | FALSE | FALSE | May, 02 2018 00:00:00 | 4.3 |  | standard |  |  |  |  | November, 02 2018 00:00:00 | FALSE | FALSE | FALSE | [6 empty] | AC | [7 empty] | FALSE
PEZY1CGD | Bluegrass Evergreen LLC | BG LIGHTING | BGL48T8DF13W 845-9 | Linear Replacement Lamp | T8 Four-Foot | Replacement Lamps (plug and play) (UL Type A) |  | standard | FALSE | [10 empty] | December, 16 2016 00:00:00 | Not Dimmable | Not Dimmable | FALSE |  | YYYBAS | [25 empty] | 4.4 | 1900 | 112 | 16 | 12.41 | 0.97 | 4500 | 83 |  |  |  | FALSE | FALSE | FALSE | May, 02 2018 00:00:00 | 4.3 |  | standard |  |  |  |  | November, 02 2018 00:00:00 | FALSE | FALSE | FALSE | [6 empty] | AC | [7 empty] | FALSE
P225VJEK | Bluegrass Evergreen LLC | BG LIGHTING | BGL48T8DF15W 850-9 | Linear Replacement Lamp | T8 Four-Foot | Replacement Lamps (plug and play) (UL Type A) |  | standard | FALSE | [10 empty] | December, 16 2016 00:00:00 | Not Dimmable | Not Dimmable | FALSE |  | YYYBAT | [25 empty] | 4.4 | 2200 | 115 | 18 | 11.26 | 0.99 | 5000 | 83 |  |  |  | FALSE | FALSE | FALSE | May, 02 2018 00:00:00 | 4.3 |  | standard |  |  |  |  | November, 02 2018 00:00:00 | FALSE | FALSE | FALSE | [6 empty] | AC | [7 empty] | FALSE
PFCB9CAR | Bluegrass Evergreen LLC | BG LIGHTING | BGL48T8DF15W 830-9 | Linear Replacement Lamp | T8 Four-Foot | Replacement Lamps (plug and play) (UL Type A) |  | standard | TRUE |  | 2058 | 117.4 | 17.54 | 11.26 | 0.9669 | 3052 | 81.2 | 5 | 50000 | December, 16 2016 00:00:00 | Not Dimmable | Not Dimmable | FALSE |  | YYYBAT | [15 empty] | 83.8 |  | 1.26 | 1.24 | [6 empty] | 4.4 | 2000 | 110 | 18 | 11.26 | 0.99 | 3000 | 83 |  |  |  | FALSE | FALSE | FALSE | May, 02 2018 00:00:00 | 4.3 |  | standard |  |  |  |  | November, 02 2018 00:00:00 | FALSE | FALSE | FALSE | [6 empty] | AC | [7 empty] | FALSE
PEU25B53 | Luxul Technology Inc. | LUXUL | G-Lux T8 4ft BME1-45H2 | Linear Replacement Lamp | T8 Four-Foot | Replacement Lamps (plug and play) (UL Type A) |  | standard | FALSE | [10 empty] | December, 16 2016 00:00:00 | Not Dimmable | Not Dimmable | No |  | YYYAZE | [25 empty] | 5 | 1800 | 150 | 12 | 11 | 1 | 4500 | 80 |  |  |  | FALSE | FALSE | FALSE | May, 02 2018 00:00:00 | 4.3 |  | standard |  |  |  |  | March, 30 2020 00:00:00 | FALSE | FALSE | FALSE | [6 empty] | AC | [7 empty] | FALSE
PNXFKGQB | Bluegrass Evergreen LLC | BG LIGHTING | BGL48T8DF15W 835-9 | Linear Replacement Lamp | T8 Four-Foot | Replacement Lamps (plug and play) (UL Type A) |  | standard | FALSE | [10 empty] | December, 16 2016 00:00:00 | Not Dimmable | Not Dimmable | FALSE |  | YYYBAT | [25 empty] | 4.4 | 2000 | 110 | 18 | 11.26 | 0.99 | 3500 | 83 |  |  |  | FALSE | FALSE | FALSE | May, 02 2018 00:00:00 | 4.3 |  | standard |  |  |  |  | November, 02 2018 00:00:00 | FALSE | FALSE | FALSE | [6 empty] | AC | [7 empty] | FALSE
PZ19FZH6 | Bluegrass Evergreen LLC | BG LIGHTING | BGL48T8DF15W 845-9 | Linear Replacement Lamp | T8 Four-Foot | Replacement Lamps (plug and play) (UL Type A) |  | standard | FALSE | [10 empty] | December, 16 2016 00:00:00 | Not Dimmable | Not Dimmable | FALSE |  | YYYBAT | [25 empty] | 4.4 | 2100 | 112 | 18 | 11.26 | 0.99 | 4500 | 83 |  |  |  | FALSE | FALSE | FALSE | May, 02 2018 00:00:00 | 4.3 |  | standard |  |  |  |  | November, 02 2018 00:00:00 | FALSE | FALSE | FALSE | [6 empty] | AC | [7 empty] | FALSE
P8J3NS5V | Bluegrass Evergreen LLC | BG LIGHTING | BGL48T8DF13W 835-9 | Linear Replacement Lamp | T8 Four-Foot | Replacement Lamps (plug and play) (UL Type A) |  | standard | FALSE | [10 empty] | December, 16 2016 00:00:00 | Not Dimmable | Not Dimmable | FALSE |  | YYYBAS | [25 empty] | 4.4 | 1800 | 110 | 16 | 12.41 | 0.97 | 3500 | 83 |  |  |  | FALSE | FALSE | FALSE | May, 02 2018 00:00:00 | 4.3 |  | standard |  |  |  |  | November, 02 2018 00:00:00 | FALSE | FALSE | FALSE | [6 empty] | AC | [7 empty] | FALSE
P56AW8FG | Luxul Technology Inc. | LUXUL | G-Lux T8 4ft BME1-40H2 | Linear Replacement Lamp | T8 Four-Foot | Replacement Lamps (plug and play) (UL Type A) |  | standard | TRUE |  | 2016.2 | 139.76 | 14.43 | 11.04 | 0.9604 | 3885 | 84.6 | 5 | 50000 | December, 16 2016 00:00:00 | Not Dimmable | Not Dimmable | No |  | YYYAZE | [15 empty] | 88.1 |  | 1.26 | 1.42 | [6 empty] | 5 | 1800 | 150 | 12 | 11 | 1 | 4000 | 80 |  |  |  | FALSE | FALSE | FALSE | May, 02 2018 00:00:00 | 4.3 |  | standard |  |  |  |  | March, 30 2020 00:00:00 | FALSE | FALSE | FALSE | [6 empty] | AC | [7 empty] | FALSE
P1NVMMVT | HK Syhdee LIGHTING Co., LIMITED. | SYHDEE | SYH-PC08-DC1220(3500K)? | Linear Replacement Lamp | T8 Four-Foot | Replacement Lamps (plug and play) (UL Type A) |  | standard | FALSE | [10 empty] | December, 14 2016 00:00:00 | Dimmable | Continuous Below 10 | No |  | BBBDCD | [25 empty] | 5 | 2650.3 | 121 | 21.9 | 13.8 | 0.91 | 3500 | 82.4 |  |  |  | FALSE | FALSE | FALSE | May, 02 2018 00:00:00 | 4.3 |  | standard |  |  |  |  | March, 30 2020 00:00:00 | FALSE | FALSE | FALSE | [6 empty] | AC | [7 empty] | FALSE
P38AVWQW | Bravoled Lighting Manufacturing Co. Ltd. | Bravoled | BL-T8-15W1200 BQET(4000K) | Linear Replacement Lamp | T8 Four-Foot | Dual Mode Internal Driver (UL Type A and Type B) |  | standard | FALSE | [10 empty] | December, 14 2016 00:00:00 | Not Dimmable | Not Dimmable | No |  | UUUAXZ | [25 empty] | 5 | 2148.3 | 118.6 | 18.1 | 17.5 | 0.92 | 3007 | 84.4 |  |  |  | FALSE | FALSE | FALSE | May, 02 2018 00:00:00 | 4.3 |  | standard |  |  |  |  | March, 30 2020 00:00:00 | FALSE | FALSE | FALSE | [6 empty] | AC | [7 empty] | FALSE
PVKV81QA | HK Syhdee LIGHTING Co., LIMITED. | SYHDEE | SYH-PC08-DC1220(4000K)? | Linear Replacement Lamp | T8 Four-Foot | Replacement Lamps (plug and play) (UL Type A) |  | standard | FALSE | [10 empty] | December, 14 2016 00:00:00 | Dimmable | Continuous Below 10 | No |  | BBBDCD | [25 empty] | 5 | 2650.3 | 121 | 21.9 | 13.8 | 0.91 | 4000 | 82.4 |  |  |  | FALSE | FALSE | FALSE | May, 02 2018 00:00:00 | 4.3 |  | standard |  |  |  |  | March, 30 2020 00:00:00 | FALSE | FALSE | FALSE | [6 empty] | AC | [7 empty] | FALSE
PAHMTWFY | HK Syhdee LIGHTING Co., LIMITED. | SYHDEE | SYH-PC08-DC1220(4500K)? | Linear Replacement Lamp | T8 Four-Foot | Replacement Lamps (plug and play) (UL Type A) |  | standard | FALSE | [10 empty] | December, 14 2016 00:00:00 | Dimmable | Continuous Below 10 | No |  | BBBDCD | [25 empty] | 5 | 2650.3 | 121 | 21.9 | 13.8 | 0.91 | 4500 | 82.4 |  |  |  | FALSE | FALSE | FALSE | May, 02 2018 00:00:00 | 4.3 |  | standard |  |  |  |  | March, 30 2020 00:00:00 | FALSE | FALSE | FALSE | [6 empty] | AC | [7 empty] | FALSE
PKX1FBGT | Bravoled Lighting Manufacturing Co. Ltd. | Bravoled | BL-T8-15W1200 BQET(5000K) | Linear Replacement Lamp | T8 Four-Foot | Dual Mode Internal Driver (UL Type A and Type B) |  | standard | FALSE | [10 empty] | December, 14 2016 00:00:00 | Not Dimmable | Not Dimmable | No |  | UUUAXZ | [25 empty] | 5 | 2216 | 122.4 | 18.1 | 18.8 | 0.93 | 5154 | 88.1 |  |  |  | FALSE | FALSE | FALSE | May, 02 2018 00:00:00 | 4.3 |  | standard |  |  |  |  | March, 30 2020 00:00:00 | FALSE | FALSE | FALSE | [6 empty] | AC | [7 empty] | FALSE
P2Z45SS3 | HK Syhdee LIGHTING Co., LIMITED. | SYHDEE | SYH-PC08-DC1220(3000K)? | Linear Replacement Lamp | T8 Four-Foot | Replacement Lamps (plug and play) (UL Type A) |  | standard | TRUE |  | 2650.36 | 121.021 | 21.9 | 13.8 | 0.91 | 2887 | 82.4 | 5 | 50000 | December, 14 2016 00:00:00 | Dimmable | Continuous Below 10 | No |  | BBBDCD | [15 empty] | 79.3 |  | 1.16 | 1.22 | [6 empty] | 5 | 2650.3 | 121 | 21.9 | 13.8 | 0.91 | 2887 | 82.4 |  |  |  | FALSE | FALSE | FALSE | May, 02 2018 00:00:00 | 4.3 |  | standard |  |  |  |  | March, 30 2020 00:00:00 | FALSE | FALSE | FALSE | [6 empty] | AC | [7 empty] | FALSE
PN75MTD2 | Bravoled Lighting Manufacturing Co. Ltd. | Bravoled | BL-T8-15W1200 BQET(3000K) | Linear Replacement Lamp | T8 Four-Foot | Dual Mode Internal Driver (UL Type A and Type B) |  | standard | TRUE |  | 2148.34 | 118.693 | 18.1 | 17.5 | 0.919 | 3007 | 84.4 | 5 | 50000 | December, 14 2016 00:00:00 | Not Dimmable | Not Dimmable | No |  | UUUAXZ | [15 empty] | 80 |  | 1.08 | 1.26 | [6 empty] | 5 | 2148.3 | 118.6 | 18.1 | 17.5 | 0.92 | 3007 | 84.4 |  |  |  | FALSE | FALSE | FALSE | May, 02 2018 00:00:00 | 4.3 |  | standard |  |  |  |  | March, 30 2020 00:00:00 | FALSE | FALSE | FALSE | [6 empty] | AC | [7 empty] | FALSE
P5ZUPH84 | HK Syhdee LIGHTING Co., LIMITED. | SYHDEE | SYH-PC08-DC1220(5000K)? | Linear Replacement Lamp | T8 Four-Foot | Replacement Lamps (plug and play) (UL Type A) |  | standard | FALSE | [10 empty] | December, 14 2016 00:00:00 | Dimmable | Continuous Below 10 | No |  | BBBDCD | [25 empty] | 5 | 2776 | 125.6 | 22.1 | 14.6 | 0.91 | 4828 | 82.9 |  |  |  | FALSE | FALSE | FALSE | May, 02 2018 00:00:00 | 4.3 |  | standard |  |  |  |  | March, 30 2020 00:00:00 | FALSE | FALSE | FALSE | [6 empty] | AC | [7 empty] | FALSE
P995JY5D | SHENZHEN FUDAKIN DISPLAY LIGHTING CO., LTD. | FUDAKINLED | FDK-LT8C-4-155FA | Linear Replacement Lamp | T8 Four-Foot | Replacement Lamps (plug and play) (UL Type A) |  | standard | FALSE | [10 empty] | December, 13 2016 00:00:00 | Not Dimmable | Not Dimmable | NotYetVerified |  | MMMPBE | [25 empty] | 5 | 1900 | 127 | 15 | 5.12 | 1 | 5000 | 80 |  |  |  | FALSE | FALSE | FALSE | May, 02 2018 00:00:00 | 4.3 |  | standard |  |  |  |  | March, 30 2020 00:00:00 | FALSE | FALSE | FALSE | [6 empty] | AC | [7 empty] | FALSE
P68GN1UM | Hyperikon, Inc. | Hyperikon | HyperBC-4C-30G | Linear Replacement Lamp | T8 Four-Foot | Dual Mode Internal Driver (UL Type A and Type B) |  | standard | TRUE |  | 2447.48 | 112.787 | 21.7 | 13.6 | 0.925 | 3011 | 83 | 5 | 50000 | December, 13 2016 00:00:00 | Dimmable | Continuous Below 10 | No |  | DDDIQB | [15 empty] | 79.8 |  | 1.22 | 1.22 | [6 empty] | 4.4 | 2447.48 | 112.79 | 21.7 | 13.6 | 0.99 | 3000 | 83 |  |  |  | FALSE | FALSE | FALSE | May, 02 2018 00:00:00 | 4.3 |  | standard |  |  |  |  | November, 02 2018 00:00:00 | FALSE | FALSE | FALSE | [6 empty] | AC | [7 empty] | FALSE
PMYMJB9T | SHENZHEN FUDAKIN DISPLAY LIGHTING CO., LTD. | FUDAKINLED | FDK-LT8C-4-154FA | Linear Replacement Lamp | T8 Four-Foot | Replacement Lamps (plug and play) (UL Type A) |  | standard | FALSE | [10 empty] | December, 13 2016 00:00:00 | Not Dimmable | Not Dimmable | NotYetVerified |  | MMMPBE | [25 empty] | 5 | 1800 | 120 | 15 | 5.12 | 1 | 4000 | 80 |  |  |  | FALSE | FALSE | FALSE | May, 02 2018 00:00:00 | 4.3 |  | standard |  |  |  |  | March, 30 2020 00:00:00 | FALSE | FALSE | FALSE | [6 empty] | AC | [7 empty] | FALSE
P2YKAH2Y | SHENZHEN FUDAKIN DISPLAY LIGHTING CO., LTD. | FUDAKINLED | FDK-LT8CR-4-155FA | Linear Replacement Lamp | T8 Four-Foot | Replacement Lamps (plug and play) (UL Type A) |  | standard | FALSE | [10 empty] | December, 13 2016 00:00:00 | Not Dimmable | Not Dimmable | NotYetVerified |  | MMMPBE | [25 empty] | 5 | 1900 | 127 | 15 | 5.12 | 1 | 5000 | 80 |  |  |  | FALSE | FALSE | FALSE | May, 02 2018 00:00:00 | 4.3 |  | standard |  |  |  |  | March, 30 2020 00:00:00 | FALSE | FALSE | FALSE | [6 empty] | AC | [7 empty] | FALSE
PCKS95K2 | Hyperikon, Inc. | Hyperikon | HyperBC-4C-35G | Linear Replacement Lamp | T8 Four-Foot | Dual Mode Internal Driver (UL Type A and Type B) |  | standard | FALSE | [10 empty] | December, 13 2016 00:00:00 | Dimmable | Continuous Below 10 | No |  | DDDIQB | [25 empty] | 4.4 | 2447.48 | 112.79 | 21.7 | 13.6 | 0.99 | 3500 | 83 |  |  |  | FALSE | FALSE | FALSE | May, 02 2018 00:00:00 | 4.3 |  | standard |  |  |  |  | November, 02 2018 00:00:00 | FALSE | FALSE | FALSE | [6 empty] | AC | [7 empty] | FALSE
PDJGKWTG | Hyperikon, Inc. | Hyperikon | HyperBC-4C-40G | Linear Replacement Lamp | T8 Four-Foot | Dual Mode Internal Driver (UL Type A and Type B) |  | standard | FALSE | [10 empty] | December, 13 2016 00:00:00 | Dimmable | Continuous Below 10 | No |  | DDDIQB | [25 empty] | 4.4 | 2447.48 | 112.79 | 21.7 | 13.6 | 0.99 | 4000 | 83 |  |  |  | FALSE | FALSE | FALSE | May, 02 2018 00:00:00 | 4.3 |  | standard |  |  |  |  | November, 02 2018 00:00:00 | FALSE | FALSE | FALSE | [6 empty] | AC | [7 empty] | FALSE
P65A6AYA | Hyperikon, Inc. | Hyperikon | HyperBC-4C-50G | Linear Replacement Lamp | T8 Four-Foot | Dual Mode Internal Driver (UL Type A and Type B) |  | standard | FALSE | [10 empty] | December, 13 2016 00:00:00 | Dimmable | Continuous Below 10 | No |  | DDDIQB | [25 empty] | 4.4 | 2521.3 | 115.66 | 21.8 | 13.8 | 1 | 5000 | 81.4 |  |  |  | FALSE | FALSE | FALSE | May, 02 2018 00:00:00 | 4.3 |  | standard |  |  |  |  | November, 02 2018 00:00:00 | FALSE | FALSE | FALSE | [6 empty] | AC | [7 empty] | FALSE
PY3NRNWE | SHENZHEN FUDAKIN DISPLAY LIGHTING CO., LTD. | FUDAKINLED | FDK-LT8C-4-153FA | Linear Replacement Lamp | T8 Four-Foot | Replacement Lamps (plug and play) (UL Type A) |  | standard | FALSE | [10 empty] | December, 13 2016 00:00:00 | Not Dimmable | Not Dimmable | NotYetVerified |  | MMMPBE | [25 empty] | 5 | 1800 | 120 | 15 | 5.12 | 1 | 3000 | 80 |  |  |  | FALSE | FALSE | FALSE | May, 02 2018 00:00:00 | 4.3 |  | standard |  |  |  |  | March, 30 2020 00:00:00 | FALSE | FALSE | FALSE | [6 empty] | AC | [7 empty] | FALSE
P3NQFSEU | SHENZHEN FUDAKIN DISPLAY LIGHTING CO., LTD. | FUDAKINLED | FDK-LT8CR-4-154FA | Linear Replacement Lamp | T8 Four-Foot | Replacement Lamps (plug and play) (UL Type A) |  | standard | FALSE | [10 empty] | December, 13 2016 00:00:00 | Not Dimmable | Not Dimmable | NotYetVerified |  | MMMPBE | [25 empty] | 5 | 1800 | 120 | 15 | 5.12 | 1 | 4000 | 80 |  |  |  | FALSE | FALSE | FALSE | May, 02 2018 00:00:00 | 4.3 |  | standard |  |  |  |  | March, 30 2020 00:00:00 | FALSE | FALSE | FALSE | [6 empty] | AC | [7 empty] | FALSE
PEE88GTG | SHENZHEN FUDAKIN DISPLAY LIGHTING CO., LTD. | FUDAKINLED | FDK-LT8CR-4-153FA | Linear Replacement Lamp | T8 Four-Foot | Replacement Lamps (plug and play) (UL Type A) |  | standard | TRUE |  | 1953.4 | 119.04 | 16.41 | 6.74 | 0.98 | 3066 | 82.8 | 5 | 50000 | December, 13 2016 00:00:00 | Not Dimmable | Not Dimmable | NotYetVerified |  | MMMPBE | [15 empty] | 83.9 |  | 1.22 | 1.32 | [6 empty] | 5 | 1800 | 120 | 15 | 5.12 | 1 | 3000 | 80 |  |  |  | FALSE | FALSE | FALSE | May, 02 2018 00:00:00 | 4.3 |  | standard |  |  |  |  | March, 30 2020 00:00:00 | FALSE | FALSE | FALSE | [6 empty] | AC | [7 empty] | FALSE
PU9U4ZMR | Optimal LED | OPTIMALLED | 8813NX1810W40AMFD-114 | Linear Replacement Lamp | T8 Four-Foot | Dual Mode Internal Driver (UL Type A and Type B) |  | standard | FALSE | [10 empty] | December, 12 2016 00:00:00 | Dimmable | Continuous Below 10 | FALSE |  | JJJMLX | [25 empty] | 4.4 | 2488.73 | 112.61 | 22.1 | 13.7 | 0.95 | 4000 | 82 |  |  |  | FALSE | FALSE | FALSE | May, 02 2018 00:00:00 | 4.3 |  | standard |  |  |  |  | November, 02 2018 00:00:00 | FALSE | FALSE | FALSE | [6 empty] | AC | [7 empty] | FALSE
P3Q6A8BM | Optimal LED | OPTIMALLED | 8813NX1510W40AMFD-114 | Linear Replacement Lamp | T8 Four-Foot | Dual Mode Internal Driver (UL Type A and Type B) |  | standard | FALSE | [10 empty] | December, 12 2016 00:00:00 | Dimmable | Continuous Below 10 | FALSE |  | JJJMLV | [25 empty] | 4.4 | 2140.46 | 112.07 | 19.1 | 13.6 | 0.95 | 4000 | 82.1 |  |  |  | FALSE | FALSE | FALSE | May, 02 2018 00:00:00 | 4.3 |  | standard |  |  |  |  | November, 02 2018 00:00:00 | FALSE | FALSE | FALSE | [6 empty] | AC | [7 empty] | FALSE
PBKANQ62 | Optimal LED | OPTIMALLED | 8813NX2010W50AMFD-114 | Linear Replacement Lamp | T8 Four-Foot | Dual Mode Internal Driver (UL Type A and Type B) |  | standard | FALSE | [10 empty] | December, 12 2016 00:00:00 | Dimmable | Continuous Below 10 | FALSE |  | JJJMLZ | [25 empty] | 4.4 | 2763.23 | 114.66 | 24.1 | 14.2 | 0.97 | 5000 | 82.8 |  |  |  | FALSE | FALSE | FALSE | May, 02 2018 00:00:00 | 4.3 |  | standard |  |  |  |  | November, 02 2018 00:00:00 | FALSE | FALSE | FALSE | [6 empty] | AC | [7 empty] | FALSE
PJQEJCUC | Optimal LED | OPTIMALLED | 8813NX1810W30AMFD-114 | Linear Replacement Lamp | T8 Four-Foot | Dual Mode Internal Driver (UL Type A and Type B) |  | standard | TRUE |  | 2488.73 | 112.612 | 22.1 | 13.7 | 0.905 | 2967 | 82 | 5 | 50000 | December, 12 2016 00:00:00 | Dimmable | Continuous Below 10 | FALSE |  | JJJMLX | [15 empty] | 80.5 |  | 1.18 | 1.18 | [6 empty] | 4.4 | 2488.73 | 112.61 | 22.1 | 13.7 | 0.95 | 3000 | 82 |  |  |  | FALSE | FALSE | FALSE | May, 02 2018 00:00:00 | 4.3 |  | standard |  |  |  |  | November, 02 2018 00:00:00 | FALSE | FALSE | FALSE | [6 empty] | AC | [7 empty] | FALSE
P7YTFZMG | Optimal LED | OPTIMALLED | 8813NX1810W40AGCD-114 | Linear Replacement Lamp | T8 Four-Foot | Dual Mode Internal Driver (UL Type A and Type B) |  | standard | FALSE | [10 empty] | December, 12 2016 00:00:00 | Dimmable | Continuous Below 10 | No |  | JJJMLW | [25 empty] | 5 | 2668.22 | 120.73 | 22.1 | 13.7 | 0.95 | 4000 | 82.1 |  |  |  | FALSE | FALSE | FALSE | May, 02 2018 00:00:00 | 4.3 |  | standard |  |  |  |  | March, 30 2020 00:00:00 | FALSE | FALSE | FALSE | [6 empty] | AC | [7 empty] | FALSE
PKYMEGE5 | Optimal LED | OPTIMALLED | 8813NX1510W40AGCD-114 | Linear Replacement Lamp | T8 Four-Foot | Dual Mode Internal Driver (UL Type A and Type B) |  | standard | FALSE | [10 empty] | December, 12 2016 00:00:00 | Dimmable | Continuous Below 10 | No |  | JJJMLU | [25 empty] | 5 | 2300.04 | 120.42 | 19.1 | 13.4 | 0.95 | 4000 | 82.3 |  |  |  | FALSE | FALSE | FALSE | May, 02 2018 00:00:00 | 4.3 |  | standard |  |  |  |  | March, 30 2020 00:00:00 | FALSE | FALSE | FALSE | [6 empty] | AC | [7 empty] | FALSE
PVYV2HG8 | Optimal LED | OPTIMALLED | 8813NX1510W50AGCD-114 | Linear Replacement Lamp | T8 Four-Foot | Dual Mode Internal Driver (UL Type A and Type B) |  | standard | FALSE | [10 empty] | December, 12 2016 00:00:00 | Dimmable | Continuous Below 10 | No |  | JJJMLU | [25 empty] | 5 | 2349.17 | 122.99 | 19.1 | 13.8 | 0.96 | 5000 | 82.5 |  |  |  | FALSE | FALSE | FALSE | May, 02 2018 00:00:00 | 4.3 |  | standard |  |  |  |  | March, 30 2020 00:00:00 | FALSE | FALSE | FALSE | [6 empty] | AC | [7 empty] | FALSE
P2N4H1DG | Optimal LED | OPTIMALLED | 8813NX2010W30AGCD-114 | Linear Replacement Lamp | T8 Four-Foot | Dual Mode Internal Driver (UL Type A and Type B) |  | standard | TRUE |  | 2934.92 | 121.781 | 24.1 | 14.3 | 0.901 | 2990 | 82.2 | 5 | 50000 | December, 12 2016 00:00:00 | Dimmable | Continuous Below 10 | No |  | JJJMLY | [15 empty] | 80.3 |  | 1.18 | 1.18 | [6 empty] | 5 | 2934.92 | 121.78 | 24.1 | 14.3 | 0.95 | 3000 | 82.2 |  |  |  | FALSE | FALSE | FALSE | May, 02 2018 00:00:00 | 4.3 |  | standard |  |  |  |  | March, 30 2020 00:00:00 | FALSE | FALSE | FALSE | [6 empty] | AC | [7 empty] | FALSE
P4Z6UGWS | Optimal LED | OPTIMALLED | 8813NX2010W40AMFD-114 | Linear Replacement Lamp | T8 Four-Foot | Dual Mode Internal Driver (UL Type A and Type B) |  | standard | FALSE | [10 empty] | December, 12 2016 00:00:00 | Dimmable | Continuous Below 10 | FALSE |  | JJJMLZ | [25 empty] | 4.4 | 2672.09 | 110.88 | 24.1 | 13.8 | 0.95 | 4000 | 81.9 |  |  |  | FALSE | FALSE | FALSE | May, 02 2018 00:00:00 | 4.3 |  | standard |  |  |  |  | November, 02 2018 00:00:00 | FALSE | FALSE | FALSE | [6 empty] | AC | [7 empty] | FALSE
PY8NA922 | Optimal LED | OPTIMALLED | 8813NX2010W30AMFD-114 | Linear Replacement Lamp | T8 Four-Foot | Dual Mode Internal Driver (UL Type A and Type B) |  | standard | TRUE |  | 2672.09 | 110.875 | 24.1 | 13.8 | 0.901 | 2937 | 81.9 | 5 | 50000 | December, 12 2016 00:00:00 | Dimmable | Continuous Below 10 | FALSE |  | JJJMLZ | [15 empty] | 80.3 |  | 1.18 | 1.22 | [6 empty] | 4.4 | 2672.09 | 110.88 | 24.1 | 13.8 | 0.95 | 3000 | 81.9 |  |  |  | FALSE | FALSE | FALSE | May, 02 2018 00:00:00 | 4.3 |  | standard |  |  |  |  | November, 02 2018 00:00:00 | FALSE | FALSE | FALSE | [6 empty] | AC | [7 empty] | FALSE
PTDWGQSX | Optimal LED | OPTIMALLED | 8813NX1510W50AMFD-114 | Linear Replacement Lamp | T8 Four-Foot | Dual Mode Internal Driver (UL Type A and Type B) |  | standard | FALSE | [10 empty] | December, 12 2016 00:00:00 | Dimmable | Continuous Below 10 | No |  | JJJMLV | [25 empty] | 5 | 2238.16 | 117.18 | 19.1 | 13.9 | 0.95 | 5000 | 82.9 |  |  |  | FALSE | FALSE | FALSE | May, 02 2018 00:00:00 | 4.3 |  | standard |  |  |  |  | March, 30 2020 00:00:00 | FALSE | FALSE | FALSE | [6 empty] | AC | [7 empty] | FALSE
PAPXFQ5N | Optimal LED | OPTIMALLED | 8813NX1210W50AGCD-101 | Linear Replacement Lamp | T8 Four-Foot | Dual Mode Internal Driver (UL Type A and Type B) |  | standard | FALSE | [10 empty] | December, 12 2016 00:00:00 | Dimmable | Continuous Below 10 | NO | Product updated on 12/13/2017 | JJJMLS | [25 empty] | 5 | 1964.46 | 122.02 | 16.1 | 14.1 | 0.94 | 5000 | 82.9 |  |  |  | FALSE | FALSE | FALSE | May, 02 2018 00:00:00 | 4.3 |  | standard |  |  |  |  | March, 30 2020 00:00:00 | FALSE | FALSE | FALSE | [6 empty] | AC | [7 empty] | FALSE
PH58Z9JN | Optimal LED | OPTIMALLED | 8813NX2010W50AGCD-114 | Linear Replacement Lamp | T8 Four-Foot | Dual Mode Internal Driver (UL Type A and Type B) |  | standard | FALSE | [10 empty] | December, 12 2016 00:00:00 | Dimmable | Continuous Below 10 | No |  | JJJMLY | [25 empty] | 5 | 2977.84 | 123.56 | 24.1 | 14.4 | 0.93 | 5000 | 82.6 |  |  |  | FALSE | FALSE | FALSE | May, 02 2018 00:00:00 | 4.3 |  | standard |  |  |  |  | March, 30 2020 00:00:00 | FALSE | FALSE | FALSE | [6 empty] | AC | [7 empty] | FALSE
PMKRZ68T | Optimal LED | OPTIMALLED | 8813NX1810W50AGCD-114 | Linear Replacement Lamp | T8 Four-Foot | Dual Mode Internal Driver (UL Type A and Type B) |  | standard | FALSE | [10 empty] | December, 12 2016 00:00:00 | Dimmable | Continuous Below 10 | No |  | JJJMLW | [25 empty] | 5 | 2716.6 | 122.92 | 22.1 | 13.8 | 0.94 | 5000 | 82.9 |  |  |  | FALSE | FALSE | FALSE | May, 02 2018 00:00:00 | 4.3 |  | standard |  |  |  |  | March, 30 2020 00:00:00 | FALSE | FALSE | FALSE | [6 empty] | AC | [7 empty] | FALSE
PQWVWKRZ | Optimal LED | OPTIMALLED | 8813NX1210W30AGCD-101 | Linear Replacement Lamp | T8 Four-Foot | Dual Mode Internal Driver (UL Type A and Type B) |  | standard | TRUE |  | 1930.33 | 119.896 | 16.1 | 13.9 | 0.902 | 2955 | 82 | 5 | 50000 | December, 12 2016 00:00:00 | Dimmable | Continuous Below 10 | NO | Product updated on 12/13/2017 | JJJMLS | [15 empty] | 80.5 |  | 1.16 | 1.2 | [6 empty] | 5 | 1930.33 | 119.9 | 16.1 | 13.9 | 0.95 | 3000 | 82 |  |  |  | FALSE | FALSE | FALSE | May, 02 2018 00:00:00 | 4.3 |  | standard |  |  |  |  | March, 30 2020 00:00:00 | FALSE | FALSE | FALSE | [6 empty] | AC | [7 empty] | FALSE
PGU3QM2A | Optimal LED | OPTIMALLED | 8813NX1510W30AGCD-114 | Linear Replacement Lamp | T8 Four-Foot | Dual Mode Internal Driver (UL Type A and Type B) |  | standard | TRUE |  | 2300.04 | 120.421 | 19.1 | 13.4 | 0.906 | 3008 | 82.3 | 5 | 50000 | December, 12 2016 00:00:00 | Dimmable | Continuous Below 10 | No |  | JJJMLU | [15 empty] | 80.4 |  | 1.16 | 1.2 | [6 empty] | 5 | 2300.04 | 120.42 | 19.1 | 13.4 | 0.95 | 3000 | 82.3 |  |  |  | FALSE | FALSE | FALSE | May, 02 2018 00:00:00 | 4.3 |  | standard |  |  |  |  | March, 30 2020 00:00:00 | FALSE | FALSE | FALSE | [6 empty] | AC | [7 empty] | FALSE
P9HS9W5C | Optimal LED | OPTIMALLED | 8813NX1510W30AMFD-114 | Linear Replacement Lamp | T8 Four-Foot | Dual Mode Internal Driver (UL Type A and Type B) |  | standard | TRUE |  | 2140.46 | 112.066 | 19.1 | 13.6 | 0.907 | 2983 | 82.1 | 5 | 50000 | December, 12 2016 00:00:00 | Dimmable | Continuous Below 10 | FALSE |  | JJJMLV | [15 empty] | 80.4 |  | 1.16 | 1.2 | [6 empty] | 4.4 | 2140.46 | 112.07 | 19.1 | 13.6 | 0.95 | 3000 | 82.1 |  |  |  | FALSE | FALSE | FALSE | May, 02 2018 00:00:00 | 4.3 |  | standard |  |  |  |  | November, 02 2018 00:00:00 | FALSE | FALSE | FALSE | [6 empty] | AC | [7 empty] | FALSE
P7GGWQVJ | Optimal LED | OPTIMALLED | 8813NX1210W40AGCD-101 | Linear Replacement Lamp | T8 Four-Foot | Dual Mode Internal Driver (UL Type A and Type B) |  | standard | FALSE | [10 empty] | December, 12 2016 00:00:00 | Dimmable | Continuous Below 10 | NO | Product updated on 12/13/2017 | JJJMLS | [25 empty] | 5 | 1930.33 | 119.9 | 16.1 | 13.9 | 0.95 | 4000 | 82 |  |  |  | FALSE | FALSE | FALSE | May, 02 2018 00:00:00 | 4.3 |  | standard |  |  |  |  | March, 30 2020 00:00:00 | FALSE | FALSE | FALSE | [6 empty] | AC | [7 empty] | FALSE
P3ESTUEK | Optimal LED | OPTIMALLED | 8813NX2010W40AGCD-114 | Linear Replacement Lamp | T8 Four-Foot | Dual Mode Internal Driver (UL Type A and Type B) |  | standard | FALSE | [10 empty] | December, 12 2016 00:00:00 | Dimmable | Continuous Below 10 | No |  | JJJMLY | [25 empty] | 5 | 2934.92 | 121.78 | 24.1 | 14.3 | 0.95 | 4000 | 82.2 |  |  |  | FALSE | FALSE | FALSE | May, 02 2018 00:00:00 | 4.3 |  | standard |  |  |  |  | March, 30 2020 00:00:00 | FALSE | FALSE | FALSE | [6 empty] | AC | [7 empty] | FALSE
PUS24N16 | Optimal LED | OPTIMALLED | 8813NX1810W50AMFD-114 | Linear Replacement Lamp | T8 Four-Foot | Dual Mode Internal Driver (UL Type A and Type B) |  | standard | FALSE | [10 empty] | December, 12 2016 00:00:00 | Dimmable | Continuous Below 10 | No |  | JJJMLX | [25 empty] | 5 | 2617.2 | 117.89 | 22.2 | 13.9 | 0.96 | 5000 | 83.1 |  |  |  | FALSE | FALSE | FALSE | May, 02 2018 00:00:00 | 4.3 |  | standard |  |  |  |  | March, 30 2020 00:00:00 | FALSE | FALSE | FALSE | [6 empty] | AC | [7 empty] | FALSE
PUY9H3TN | Optimal LED | OPTIMALLED | 8813NX1810W30AGCD-114 | Linear Replacement Lamp | T8 Four-Foot | Dual Mode Internal Driver (UL Type A and Type B) |  | standard | TRUE |  | 2668.22 | 120.734 | 22.1 | 13.7 | 0.903 | 2969 | 82.1 | 5 | 50000 | December, 12 2016 00:00:00 | Dimmable | Continuous Below 10 | No |  | JJJMLW | [15 empty] | 80.3 |  | 1.2 | 1.2 | [6 empty] | 5 | 2668.22 | 120.73 | 22.1 | 13.7 | 0.95 | 3000 | 82.1 |  |  |  | FALSE | FALSE | FALSE | May, 02 2018 00:00:00 | 4.3 |  | standard |  |  |  |  | March, 30 2020 00:00:00 | FALSE | FALSE | FALSE | [6 empty] | AC | [7 empty] | FALSE
P5R4PGPD | Signify North America Corporation | Philips | 9290011586C | Linear Replacement Lamp | T8 Four-Foot | Replacement Lamps (plug and play) (UL Type A) |  | standard | FALSE | [10 empty] | December, 06 2016 00:00:00 | Not Dimmable | Not Dimmable | No |  | KKKZLR | [25 empty] | 5 | 2000 | 117.65 | 17 | 15 | 0.9 | 3500 | 82 |  |  |  | FALSE | FALSE | FALSE | May, 02 2018 00:00:00 | 4.3 |  | standard |  |  |  |  | March, 30 2020 00:00:00 | FALSE | FALSE | FALSE | [6 empty] | AC | [7 empty] | FALSE
P9RG41WJ | Signify North America Corporation | Philips | 9290011588C | Linear Replacement Lamp | T8 Four-Foot | Replacement Lamps (plug and play) (UL Type A) |  | standard | FALSE | [10 empty] | December, 06 2016 00:00:00 | Not Dimmable | Not Dimmable | No |  | KKKZLR | [25 empty] | 5 | 2100 | 123.53 | 17 | 15 | 0.9 | 5000 | 82 |  |  |  | FALSE | FALSE | FALSE | May, 02 2018 00:00:00 | 4.3 |  | standard |  |  |  |  | March, 30 2020 00:00:00 | FALSE | FALSE | FALSE | [6 empty] | AC | [7 empty] | FALSE
PFWPMJNV | Signify North America Corporation | Philips | 9290011587C | Linear Replacement Lamp | T8 Four-Foot | Replacement Lamps (plug and play) (UL Type A) |  | standard | FALSE | [10 empty] | December, 06 2016 00:00:00 | Not Dimmable | Not Dimmable | No |  | KKKZLR | [25 empty] | 5 | 2100 | 123.53 | 17 | 15 | 0.9 | 4000 | 82 |  |  |  | FALSE | FALSE | FALSE | May, 02 2018 00:00:00 | 4.3 |  | standard |  |  |  |  | March, 30 2020 00:00:00 | FALSE | FALSE | FALSE | [6 empty] | AC | [7 empty] | FALSE
P1GG4T6Q | Signify North America Corporation | Philips | 9290011585C | Linear Replacement Lamp | T8 Four-Foot | Replacement Lamps (plug and play) (UL Type A) |  | standard | TRUE |  | 1876 | 123.9 | 15.14 | 8.28 | 0.9664 | 3009 | 82.4 | 5 | 50000 | December, 06 2016 00:00:00 | Not Dimmable | Not Dimmable | No |  | KKKZLR | [15 empty] | 82.93 |  | 1.26 | 1.29 | [6 empty] | 5 | 2000 | 117.65 | 17 | 15 | 0.9 | 3000 | 82 |  |  |  | FALSE | FALSE | FALSE | May, 02 2018 00:00:00 | 4.3 |  | standard |  |  |  |  | March, 30 2020 00:00:00 | FALSE | FALSE | FALSE | [6 empty] | AC | [7 empty] | FALSE
PJW37JCZ | ELB Electronics, Inc. | ELB | LED T8E-22-850-[FR]HF | Linear Replacement Lamp | T8 Four-Foot | Replacement Lamps (plug and play) (UL Type A) |  | standard | FALSE | [10 empty] | December, 02 2016 00:00:00 | Not Dimmable | Not Dimmable | No | Rotatable end caps lamp is qualified pointing straight down only | SSSBVQ | [25 empty] | 5 | 2500 | 117 | 22 | 6 | 0.98 | 5000 | 83 |  |  |  | FALSE | FALSE | FALSE | May, 02 2018 00:00:00 | 4.3 |  | standard |  |  |  |  | March, 30 2020 00:00:00 | FALSE | FALSE | FALSE | [6 empty] | AC | [7 empty] | FALSE
P2P96Q6J | ELB Electronics, Inc. | ELB | LED T8E-22-830-[FR]HF | Linear Replacement Lamp | T8 Four-Foot | Replacement Lamps (plug and play) (UL Type A) |  | standard | TRUE |  | 2408 | 113.4 | 21.24 | 6.27 | 0.981 | 3039 | 83.8 | 5 | 50000 | December, 02 2016 00:00:00 | Not Dimmable | Not Dimmable | No | Rotatable end caps lamp is qualified pointing straight down only | SSSBVQ | [15 empty] | 84.3 |  | 1.3 | 1.28 | [6 empty] | 5 | 2400 | 113 | 22 | 6 | 0.98 | 3000 | 83 |  |  |  | FALSE | FALSE | FALSE | May, 02 2018 00:00:00 | 4.3 |  | standard |  |  |  |  | March, 30 2020 00:00:00 | FALSE | FALSE | FALSE | [6 empty] | AC | [7 empty] | FALSE
P9YHVEXR | ELB Electronics, Inc. | ELB | LED T8E-17-835-[FR]HF | Linear Replacement Lamp | T8 Four-Foot | Replacement Lamps (plug and play) (UL Type A) |  | standard | FALSE | [10 empty] | December, 02 2016 00:00:00 | Not Dimmable | Not Dimmable | FALSE | Rotatable end caps lamp is qualified pointing straight down only | SSSBVP | [25 empty] | 4.4 | 1950 | 116 | 17 | 8 | 0.97 | 3500 | 83 |  |  |  | FALSE | FALSE | FALSE | May, 02 2018 00:00:00 | 4.3 |  | standard |  |  |  |  | November, 02 2018 00:00:00 | FALSE | FALSE | FALSE | [6 empty] | AC | [7 empty] | FALSE
PKGM1D42 | ELB Electronics, Inc. | ELB | LED T8E-22-835-[FR]HF | Linear Replacement Lamp | T8 Four-Foot | Replacement Lamps (plug and play) (UL Type A) |  | standard | FALSE | [10 empty] | December, 02 2016 00:00:00 | Not Dimmable | Not Dimmable | FALSE | Rotatable end caps lamp is qualified pointing straight down only | SSSBVQ | [25 empty] | 4.4 | 2440 | 114 | 22 | 6 | 0.98 | 3500 | 83 |  |  |  | FALSE | FALSE | FALSE | May, 02 2018 00:00:00 | 4.3 |  | standard |  |  |  |  | November, 02 2018 00:00:00 | FALSE | FALSE | FALSE | [6 empty] | AC | [7 empty] | FALSE
PVK8ZGUK | ELB Electronics, Inc. | ELB | LED T8E-22-840-[FR]HF | Linear Replacement Lamp | T8 Four-Foot | Replacement Lamps (plug and play) (UL Type A) |  | standard | FALSE | [10 empty] | December, 02 2016 00:00:00 | Not Dimmable | Not Dimmable | FALSE | Rotatable end caps lamp is qualified pointing straight down only | SSSBVQ | [25 empty] | 4.4 | 2480 | 115 | 22 | 6 | 0.98 | 4000 | 83 |  |  |  | FALSE | FALSE | FALSE | May, 02 2018 00:00:00 | 4.3 |  | standard |  |  |  |  | November, 02 2018 00:00:00 | FALSE | FALSE | FALSE | [6 empty] | AC | [7 empty] | FALSE
P3Z338XE | ELB Electronics, Inc. | ELB | LED T8E-17-830-[FR]HF | Linear Replacement Lamp | T8 Four-Foot | Replacement Lamps (plug and play) (UL Type A) |  | standard | TRUE |  | 1905 | 113.2 | 16.83 | 7.91 | 0.971 | 3017 | 83.2 | 5 | 50000 | December, 02 2016 00:00:00 | Not Dimmable | Not Dimmable | No | Rotatable end caps lamp is qualified pointing straight down only | SSSBVP | [15 empty] | 84.3 |  | 1.3 | 1.26 | [6 empty] | 5 | 1900 | 113 | 17 | 8 | 0.97 | 3000 | 83 |  |  |  | FALSE | FALSE | FALSE | May, 02 2018 00:00:00 | 4.3 |  | standard |  |  |  |  | March, 30 2020 00:00:00 | FALSE | FALSE | FALSE | [6 empty] | AC | [7 empty] | FALSE
PW3ZPDH8 | ELB Electronics, Inc. | ELB | LED T8E-17-840-[FR]HF | Linear Replacement Lamp | T8 Four-Foot | Replacement Lamps (plug and play) (UL Type A) |  | standard | FALSE | [10 empty] | December, 02 2016 00:00:00 | Not Dimmable | Not Dimmable | No | Rotatable end caps lamp is qualified pointing straight down only | SSSBVP | [25 empty] | 5 | 2000 | 119 | 17 | 8 | 0.97 | 4000 | 83 |  |  |  | FALSE | FALSE | FALSE | May, 02 2018 00:00:00 | 4.3 |  | standard |  |  |  |  | March, 30 2020 00:00:00 | FALSE | FALSE | FALSE | [6 empty] | AC | [7 empty] | FALSE
PU5FJWJP | ELB Electronics, Inc. | ELB | LED T8E-17-850-[FR]HF | Linear Replacement Lamp | T8 Four-Foot | Replacement Lamps (plug and play) (UL Type A) |  | standard | FALSE | [10 empty] | December, 02 2016 00:00:00 | Not Dimmable | Not Dimmable | No | Rotatable end caps lamp is qualified pointing straight down only | SSSBVP | [25 empty] | 5 | 2050 | 122 | 17 | 8 | 0.97 | 5000 | 83 |  |  |  | FALSE | FALSE | FALSE | May, 02 2018 00:00:00 | 4.3 |  | standard |  |  |  |  | March, 30 2020 00:00:00 | FALSE | FALSE | FALSE | [6 empty] | AC | [7 empty] | FALSE
PX2YS7TZ | Aurora Lighting Inc. | SimplyFit T8 Tube | AR-T8H184FFR/50 | Linear Replacement Lamp | T8 Four-Foot | Dual Mode Internal Driver (UL Type A and Type B) |  | standard | FALSE | [10 empty] | November, 29 2016 00:00:00 | Not Dimmable | Not Dimmable | No |  | DDDIPA | [25 empty] | 5 | 2186 | 125.85 | 17.37 | 22.59 | 0.9 | 5000 | 80.6 |  |  |  | FALSE | FALSE | FALSE | May, 02 2018 00:00:00 | 4.3 |  | standard |  |  |  |  | March, 30 2020 00:00:00 | FALSE | FALSE | FALSE | [6 empty] | AC | [7 empty] | FALSE
P7C3WTE2 | Aurora Lighting Inc. | SimplyFit T8 Tube | AR-T8H184FFR/30 | Linear Replacement Lamp | T8 Four-Foot | Dual Mode Internal Driver (UL Type A and Type B) |  | standard | TRUE |  | 2017 | 115.72 | 17.43 | 22.07 | 0.9005 | 2949 | 81.2 | 5 | 50000 | November, 29 2016 00:00:00 | Not Dimmable | Not Dimmable | NO |  | DDDIPA | [15 empty] | 84.8 |  | 1.26 | 1.34 | [6 empty] | 5 | 2017 | 115.72 | 17.43 | 22.07 | 0.9 | 3000 | 81.2 |  |  |  | FALSE | FALSE | FALSE | May, 02 2018 00:00:00 | 4.3 |  | standard |  |  |  |  | March, 30 2020 00:00:00 | FALSE | FALSE | FALSE | [6 empty] | AC | [7 empty] | FALSE
P6SF5HDA | Aurora Lighting Inc. | SimplyFit T8 Tube | AR-T8H184FFR/35 | Linear Replacement Lamp | T8 Four-Foot | Dual Mode Internal Driver (UL Type A and Type B) |  | standard | FALSE | [10 empty] | November, 29 2016 00:00:00 | Not Dimmable | Not Dimmable | FALSE |  | DDDIPA | [25 empty] | 4.4 | 2017 | 115.72 | 17.43 | 22.07 | 0.9 | 3500 | 81.2 |  |  |  | FALSE | FALSE | FALSE | May, 02 2018 00:00:00 | 4.3 |  | standard |  |  |  |  | November, 02 2018 00:00:00 | FALSE | FALSE | FALSE | [6 empty] | AC | [7 empty] | FALSE
PRTSD7QN | Aurora Lighting Inc. | SimplyFit T8 Tube | AR-T8H184FFR/40 | Linear Replacement Lamp | T8 Four-Foot | Dual Mode Internal Driver (UL Type A and Type B) |  | standard | FALSE | [10 empty] | November, 29 2016 00:00:00 | Not Dimmable | Not Dimmable | FALSE |  | DDDIPA | [25 empty] | 4.4 | 2017 | 115.72 | 17.43 | 22.07 | 0.9 | 4000 | 81.2 |  |  |  | FALSE | FALSE | FALSE | May, 02 2018 00:00:00 | 4.3 |  | standard |  |  |  |  | November, 02 2018 00:00:00 | FALSE | FALSE | FALSE | [6 empty] | AC | [7 empty] | FALSE
PMBG6T6P | Espen Technology | Espen | L48T8/840/15G-EB-AC SS | Linear Replacement Lamp | T8 Four-Foot | Replacement Lamps (plug and play) (UL Type A) |  | standard | FALSE | [10 empty] | November, 29 2016 00:00:00 | Not Dimmable | Not Dimmable | No |  | EAEEIQ | [25 empty] | 4.4 | 2100 | 112 | 18 | 11.26 | 0.99 | 4000 | 83 |  |  |  | FALSE | FALSE | FALSE | May, 02 2018 00:00:00 | 4.3 |  | standard |  |  |  |  | November, 02 2018 00:00:00 | FALSE | FALSE | FALSE | [6 empty] | AC | [7 empty] | FALSE
P2EWG6QA | Espen Technology | Espen | L48T8/845/15G-EB-AC SS | Linear Replacement Lamp | T8 Four-Foot | Replacement Lamps (plug and play) (UL Type A) |  | standard | FALSE | [10 empty] | November, 29 2016 00:00:00 | Not Dimmable | Not Dimmable | No |  | EAEEIQ | [25 empty] | 4.4 | 2100 | 112 | 18 | 11.26 | 0.99 | 4500 | 83 |  |  |  | FALSE | FALSE | FALSE | May, 02 2018 00:00:00 | 4.3 |  | standard |  |  |  |  | November, 02 2018 00:00:00 | FALSE | FALSE | FALSE | [6 empty] | AC | [7 empty] | FALSE
PRJBNGZE | Espen Technology | Espen | L48T8/835/15G-EB-AC SS | Linear Replacement Lamp | T8 Four-Foot | Replacement Lamps (plug and play) (UL Type A) |  | standard | FALSE | [10 empty] | November, 29 2016 00:00:00 | Not Dimmable | Not Dimmable | No |  | EAEEIQ | [25 empty] | 4.4 | 2000 | 110 | 18 | 11.26 | 0.99 | 3500 | 83 |  |  |  | FALSE | FALSE | FALSE | May, 02 2018 00:00:00 | 4.3 |  | standard |  |  |  |  | November, 02 2018 00:00:00 | FALSE | FALSE | FALSE | [6 empty] | AC | [7 empty] | FALSE
PZQURA3V | Aurora Lighting Inc. | SimplyFit T8 Tube | AR-T8H184FFR/45 | Linear Replacement Lamp | T8 Four-Foot | Dual Mode Internal Driver (UL Type A and Type B) |  | standard | FALSE | [10 empty] | November, 29 2016 00:00:00 | Not Dimmable | Not Dimmable | FALSE |  | DDDIPA | [25 empty] | 4.4 | 2017 | 115.72 | 17.43 | 22.07 | 0.9 | 4500 | 81.2 |  |  |  | FALSE | FALSE | FALSE | May, 02 2018 00:00:00 | 4.3 |  | standard |  |  |  |  | November, 02 2018 00:00:00 | FALSE | FALSE | FALSE | [6 empty] | AC | [7 empty] | FALSE
PMM8QE4J | Espen Technology | Espen | L48T8/850/15G-EB-AC SS | Linear Replacement Lamp | T8 Four-Foot | Replacement Lamps (plug and play) (UL Type A) |  | standard | FALSE | [10 empty] | November, 29 2016 00:00:00 | Not Dimmable | Not Dimmable | No |  | EAEEIQ | [25 empty] | 4.4 | 2200 | 115 | 18 | 11.26 | 0.99 | 5000 | 83 |  |  |  | FALSE | FALSE | FALSE | May, 02 2018 00:00:00 | 4.3 |  | standard |  |  |  |  | November, 02 2018 00:00:00 | FALSE | FALSE | FALSE | [6 empty] | AC | [7 empty] | FALSE
PYH84M3J | Espen Technology | Espen | L48T8/830/15G-EB-AC SS | Linear Replacement Lamp | T8 Four-Foot | Replacement Lamps (plug and play) (UL Type A) |  | standard | TRUE |  | 2058 | 117.4 | 17.54 | 11.26 | 0.9669 | 3052 | 81.2 | 5 | 50000 | November, 29 2016 00:00:00 | Not Dimmable | Not Dimmable | No |  | EAEEIQ | [15 empty] | 83.8 |  | 1.26 | 1.24 | [6 empty] | 4.4 | 2000 | 110 | 18 | 11.26 | 0.99 | 3000 | 83 |  |  |  | FALSE | FALSE | FALSE | May, 02 2018 00:00:00 | 4.3 |  | standard |  |  |  |  | November, 02 2018 00:00:00 | FALSE | FALSE | FALSE | [6 empty] | AC | [7 empty] | FALSE
PZ52MF8K | James Trading Company Limited | JAMES | ZY-T8P-15W1200 BIXX BALLAST COMPATIBLE LED TUBE [3500K Frosted] | Linear Replacement Lamp | T8 Four-Foot | Dual Mode Internal Driver (UL Type A and Type B) |  | standard | FALSE | [10 empty] | November, 23 2016 00:00:00 | Not Dimmable | Not Dimmable | NotYetVerified |  | KKKLLL | [25 empty] | 5 | 2160 | 135 | 16 | 20 | 0.9 | 3500 | 83 |  |  |  | FALSE | FALSE | FALSE | May, 02 2018 00:00:00 | 4.3 |  | standard |  |  |  |  | March, 30 2020 00:00:00 | FALSE | FALSE | FALSE | [6 empty] | AC | [7 empty] | FALSE
P9TQ5T9F | James Trading Company Limited | JAMES | ZY-T8P-18W1200 BIXX BALLAST COMPATIBLE LED TUBE [5000K Frosted] | Linear Replacement Lamp | T8 Four-Foot | Dual Mode Internal Driver (UL Type A and Type B) |  | standard | FALSE | [10 empty] | November, 23 2016 00:00:00 | Not Dimmable | Not Dimmable | NotYetVerified |  | KKKLLM | [25 empty] | 5 | 2430 | 135 | 18 | 20 | 0.9 | 5000 | 83 |  |  |  | FALSE | FALSE | FALSE | May, 02 2018 00:00:00 | 4.3 |  | standard |  |  |  |  | March, 30 2020 00:00:00 | FALSE | FALSE | FALSE | [6 empty] | AC | [7 empty] | FALSE
PA6X6MFB | James Trading Company Limited | JAMES | ZY-T8P-18W1200 BIXX BALLAST COMPATIBLE LED TUBE [3000K Frosted] | Linear Replacement Lamp | T8 Four-Foot | Dual Mode Internal Driver (UL Type A and Type B) |  | standard | FALSE | [10 empty] | November, 23 2016 00:00:00 | Not Dimmable | Not Dimmable | NotYetVerified |  | KKKLLM | [25 empty] | 5 | 2430 | 135 | 18 | 20 | 0.9 | 3000 | 83 |  |  |  | FALSE | FALSE | FALSE | May, 02 2018 00:00:00 | 4.3 |  | standard |  |  |  |  | March, 30 2020 00:00:00 | FALSE | FALSE | FALSE | [6 empty] | AC | [7 empty] | FALSE
PG1EW9ET | James Trading Company Limited | JAMES | ZY-T8P-15W1200 BIXX BALLAST COMPATIBLE LED TUBE [3000K Frosted] | Linear Replacement Lamp | T8 Four-Foot | Dual Mode Internal Driver (UL Type A and Type B) |  | standard | FALSE | [10 empty] | November, 23 2016 00:00:00 | Not Dimmable | Not Dimmable | NotYetVerified |  | KKKLLL | [25 empty] | 5 | 2160 | 135 | 16 | 20 | 0.9 | 3000 | 83 |  |  |  | FALSE | FALSE | FALSE | May, 02 2018 00:00:00 | 4.3 |  | standard |  |  |  |  | March, 30 2020 00:00:00 | FALSE | FALSE | FALSE | [6 empty] | AC | [7 empty] | FALSE
PHGWC6GZ | James Trading Company Limited | JAMES | ZY-T8P-18W1200 BIXX BALLAST COMPATIBLE LED TUBE [4000K Frosted] | Linear Replacement Lamp | T8 Four-Foot | Dual Mode Internal Driver (UL Type A and Type B) |  | standard | FALSE | [10 empty] | November, 23 2016 00:00:00 | Not Dimmable | Not Dimmable | NotYetVerified |  | KKKLLM | [25 empty] | 5 | 2430 | 135 | 18 | 20 | 0.9 | 4000 | 83 |  |  |  | FALSE | FALSE | FALSE | May, 02 2018 00:00:00 | 4.3 |  | standard |  |  |  |  | March, 30 2020 00:00:00 | FALSE | FALSE | FALSE | [6 empty] | AC | [7 empty] | FALSE
PSR2QM34 | James Trading Company Limited | JAMES | ZY-T8P-15W1200 BIXX BALLAST COMPATIBLE LED TUBE [4500K Frosted] | Linear Replacement Lamp | T8 Four-Foot | Dual Mode Internal Driver (UL Type A and Type B) |  | standard | FALSE | [10 empty] | November, 23 2016 00:00:00 | Not Dimmable | Not Dimmable | NotYetVerified |  | KKKLLL | [25 empty] | 5 | 2160 | 135 | 16 | 20 | 0.9 | 4500 | 83 |  |  |  | FALSE | FALSE | FALSE | May, 02 2018 00:00:00 | 4.3 |  | standard |  |  |  |  | March, 30 2020 00:00:00 | FALSE | FALSE | FALSE | [6 empty] | AC | [7 empty] | FALSE
PXFEC3MR | James Trading Company Limited | JAMES | ZY-T8P-18W1200 BIXX BALLAST COMPATIBLE LED TUBE [3500K Frosted] | Linear Replacement Lamp | T8 Four-Foot | Dual Mode Internal Driver (UL Type A and Type B) |  | standard | FALSE | [10 empty] | November, 23 2016 00:00:00 | Not Dimmable | Not Dimmable | NotYetVerified |  | KKKLLM | [25 empty] | 5 | 2430 | 135 | 18 | 20 | 0.9 | 3500 | 83 |  |  |  | FALSE | FALSE | FALSE | May, 02 2018 00:00:00 | 4.3 |  | standard |  |  |  |  | March, 30 2020 00:00:00 | FALSE | FALSE | FALSE | [6 empty] | AC | [7 empty] | FALSE
PF43C4VG | James Trading Company Limited | JAMES | ZY-T8P-15W1200 BIXX BALLAST COMPATIBLE LED TUBE [4000K Frosted] | Linear Replacement Lamp | T8 Four-Foot | Dual Mode Internal Driver (UL Type A and Type B) |  | standard | FALSE | [10 empty] | November, 23 2016 00:00:00 | Not Dimmable | Not Dimmable | NotYetVerified |  | KKKLLL | [25 empty] | 5 | 2160 | 135 | 16 | 20 | 0.9 | 4000 | 83 |  |  |  | FALSE | FALSE | FALSE | May, 02 2018 00:00:00 | 4.3 |  | standard |  |  |  |  | March, 30 2020 00:00:00 | FALSE | FALSE | FALSE | [6 empty] | AC | [7 empty] | FALSE
PKPFXNZE | James Trading Company Limited | JAMES | ZY-T8P-18W1200 BIXX BALLAST COMPATIBLE LED TUBE [4500K Frosted] | Linear Replacement Lamp | T8 Four-Foot | Dual Mode Internal Driver (UL Type A and Type B) |  | standard | FALSE | [10 empty] | November, 23 2016 00:00:00 | Not Dimmable | Not Dimmable | NotYetVerified |  | KKKLLM | [25 empty] | 5 | 2430 | 135 | 18 | 20 | 0.9 | 4500 | 83 |  |  |  | FALSE | FALSE | FALSE | May, 02 2018 00:00:00 | 4.3 |  | standard |  |  |  |  | March, 30 2020 00:00:00 | FALSE | FALSE | FALSE | [6 empty] | AC | [7 empty] | FALSE
PU6J7KQK | James Trading Company Limited | JAMES | ZY-T8P-15W1200 BIXX BALLAST COMPATIBLE LED TUBE [5000K Frosted] | Linear Replacement Lamp | T8 Four-Foot | Dual Mode Internal Driver (UL Type A and Type B) |  | standard | FALSE | [10 empty] | November, 23 2016 00:00:00 | Not Dimmable | Not Dimmable | NotYetVerified |  | KKKLLL | [25 empty] | 5 | 2160 | 135 | 16 | 20 | 0.9 | 5000 | 83 |  |  |  | FALSE | FALSE | FALSE | May, 02 2018 00:00:00 | 4.3 |  | standard |  |  |  |  | March, 30 2020 00:00:00 | FALSE | FALSE | FALSE | [6 empty] | AC | [7 empty] | FALSE
PKAQFX94 | MaxLite Inc. | Maxlite | L13T8DF440-CG4 | Linear Replacement Lamp | T8 Four-Foot | Replacement Lamps (plug and play) (UL Type A) |  | standard | FALSE | [10 empty] | November, 22 2016 00:00:00 | Not Dimmable | Not Dimmable | No |  | WWWAWR | [25 empty] | 4.4 | 1900 | 112 | 16 | 12.41 | 0.97 | 4000 | 83 |  |  |  | FALSE | FALSE | FALSE | May, 02 2018 00:00:00 | 4.3 |  | standard |  |  |  |  | November, 02 2018 00:00:00 | FALSE | FALSE | FALSE | [6 empty] | AC | [7 empty] | FALSE
PXFPSSFB | MaxLite Inc. | Maxlite | L13T8DF450-CG4 | Linear Replacement Lamp | T8 Four-Foot | Replacement Lamps (plug and play) (UL Type A) |  | standard | FALSE | [10 empty] | November, 22 2016 00:00:00 | Not Dimmable | Not Dimmable | No |  | WWWAWR | [25 empty] | 4.4 | 2000 | 115 | 16 | 12.41 | 0.97 | 5000 | 83 |  |  |  | FALSE | FALSE | FALSE | May, 02 2018 00:00:00 | 4.3 |  | standard |  |  |  |  | November, 02 2018 00:00:00 | FALSE | FALSE | FALSE | [6 empty] | AC | [7 empty] | FALSE
P84CXVUU | MaxLite Inc. | Maxlite | L13T8DF435-CG4 | Linear Replacement Lamp | T8 Four-Foot | Replacement Lamps (plug and play) (UL Type A) |  | standard | FALSE | [10 empty] | November, 22 2016 00:00:00 | Not Dimmable | Not Dimmable | No |  | WWWAWR | [25 empty] | 4.4 | 1800 | 110 | 16 | 12.41 | 0.97 | 3500 | 83 |  |  |  | FALSE | FALSE | FALSE | May, 02 2018 00:00:00 | 4.3 |  | standard |  |  |  |  | November, 02 2018 00:00:00 | FALSE | FALSE | FALSE | [6 empty] | AC | [7 empty] | FALSE
P198RSM8 | MaxLite Inc. | Maxlite | L13T8DF430-CG4 | Linear Replacement Lamp | T8 Four-Foot | Replacement Lamps (plug and play) (UL Type A) |  | standard | TRUE |  | 1955 | 119 | 16.43 | 12.41 | 0.9634 | 3056 | 81.3 | 5 | 50000 | November, 22 2016 00:00:00 | Not Dimmable | Not Dimmable | No |  | WWWAWR | [15 empty] | 84 |  | 1.24 | 1.22 | [6 empty] | 4.4 | 1800 | 110 | 16 | 12.41 | 0.97 | 3000 | 83 |  |  |  | FALSE | FALSE | FALSE | May, 02 2018 00:00:00 | 4.3 |  | standard |  |  |  |  | November, 02 2018 00:00:00 | FALSE | FALSE | FALSE | [6 empty] | AC | [7 empty] | FALSE
PTN12SVK | Hengdian Group Tospo Lighting Co.,Ltd | TOSPO | G7 TP120-277-16/T8 G13 DR-RS/IS 5000K | Linear Replacement Lamp | T8 Four-Foot | Replacement Lamps (plug and play) (UL Type A) |  | standard | FALSE | [10 empty] | November, 21 2016 00:00:00 | Not Dimmable | Not Dimmable | FALSE |  | DDDINW | [25 empty] | 4.4 | 1800 | 112.5 | 16 | 7.5 | 0.98 | 5000 | 80 |  |  |  | FALSE | FALSE | FALSE | May, 02 2018 00:00:00 | 4.3 |  | standard |  |  |  |  | November, 02 2018 00:00:00 | FALSE | FALSE | FALSE | [6 empty] | AC | [7 empty] | FALSE
PAP327PY | Blue Arrow Contract Manufacturing Corporation | Shyanne | SHA84G-015-35K | Linear Replacement Lamp | T8 Four-Foot | Replacement Lamps (plug and play) (UL Type A) |  | standard | FALSE | [10 empty] | November, 21 2016 00:00:00 | Dimmable | Continuous Below 10 | FALSE |  | WWWAWD | [25 empty] | 4.4 | 1735.3 | 114.9 | 15.1 | 17.4 | 0.96 | 3500 | 82 |  |  |  | FALSE | FALSE | FALSE | May, 02 2018 00:00:00 | 4.3 |  | standard |  |  |  |  | November, 02 2018 00:00:00 | FALSE | FALSE | FALSE | [6 empty] | AC | [7 empty] | FALSE
PDDRX1CT | Blue Arrow Contract Manufacturing Corporation | Shyanne | SHH84G-015-35K | Linear Replacement Lamp | T8 Four-Foot | Dual Mode Internal Driver (UL Type A and Type B) |  | standard | FALSE | [10 empty] | November, 21 2016 00:00:00 | Dimmable | Continuous Below 10 | FALSE |  | WWWAVZ | [25 empty] | 4.4 | 2157.53 | 111.21 | 19.4 | 13.5 | 0.99 | 3500 | 83 |  |  |  | FALSE | FALSE | FALSE | May, 02 2018 00:00:00 | 4.3 |  | standard |  |  |  |  | November, 02 2018 00:00:00 | FALSE | FALSE | FALSE | [6 empty] | AC | [7 empty] | FALSE
PUHA551R | Blue Arrow Contract Manufacturing Corporation | Shyanne | SHH84G-015-45K | Linear Replacement Lamp | T8 Four-Foot | Dual Mode Internal Driver (UL Type A and Type B) |  | standard | FALSE | [10 empty] | November, 21 2016 00:00:00 | Dimmable | Continuous Below 10 | FALSE |  | WWWAVZ | [25 empty] | 4.4 | 2157.53 | 111.21 | 19.4 | 13.5 | 0.99 | 4500 | 83 |  |  |  | FALSE | FALSE | FALSE | May, 02 2018 00:00:00 | 4.3 |  | standard |  |  |  |  | November, 02 2018 00:00:00 | FALSE | FALSE | FALSE | [6 empty] | AC | [7 empty] | FALSE
P51HDS86 | Blue Arrow Contract Manufacturing Corporation | Shyanne | SHH84G-012-45K | Linear Replacement Lamp | T8 Four-Foot | Dual Mode Internal Driver (UL Type A and Type B) |  | standard | FALSE | [10 empty] | November, 21 2016 00:00:00 | Dimmable | Continuous Below 10 | FALSE |  | WWWAVY | [25 empty] | 4.4 | 1786.26 | 110.26 | 16.2 | 13.9 | 0.99 | 4500 | 83.1 |  |  |  | FALSE | FALSE | FALSE | May, 02 2018 00:00:00 | 4.3 |  | standard |  |  |  |  | November, 02 2018 00:00:00 | FALSE | FALSE | FALSE | [6 empty] | AC | [7 empty] | FALSE
PMC3VPJG | Blue Arrow Contract Manufacturing Corporation | Shyanne | SHH84G-018-50K | Linear Replacement Lamp | T8 Four-Foot | Dual Mode Internal Driver (UL Type A and Type B) |  | standard | FALSE | [10 empty] | November, 21 2016 00:00:00 | Dimmable | Continuous Below 10 | FALSE |  | WWWAWA | [25 empty] | 4.4 | 2521.3 | 115.66 | 21.8 | 13.8 | 1 | 5000 | 81.4 |  |  |  | FALSE | FALSE | FALSE | May, 02 2018 00:00:00 | 4.3 |  | standard |  |  |  |  | November, 02 2018 00:00:00 | FALSE | FALSE | FALSE | [6 empty] | AC | [7 empty] | FALSE
PXKREM4W | Blue Arrow Contract Manufacturing Corporation | Shyanne | SHH84G-012-30K | Linear Replacement Lamp | T8 Four-Foot | Dual Mode Internal Driver (UL Type A and Type B) |  | standard | TRUE |  | 1786.26 | 110.263 | 16.2 | 13.9 | 0.907 | 2998 | 83.1 | 5 | 50000 | November, 21 2016 00:00:00 | Dimmable | Continuous Below 10 | FALSE |  | WWWAVY | [15 empty] | 80.3 |  | 1.2 | 1.22 | [6 empty] | 4.4 | 1786.26 | 110.26 | 16.2 | 13.9 | 0.99 | 3000 | 83.1 |  |  |  | FALSE | FALSE | FALSE | May, 02 2018 00:00:00 | 4.3 |  | standard |  |  |  |  | November, 02 2018 00:00:00 | FALSE | FALSE | FALSE | [6 empty] | AC | [7 empty] | FALSE
PV2JJNJ4 | Blue Arrow Contract Manufacturing Corporation | Shyanne | SHA84G-015-50K | Linear Replacement Lamp | T8 Four-Foot | Replacement Lamps (plug and play) (UL Type A) |  | standard | FALSE | [10 empty] | November, 21 2016 00:00:00 | Dimmable | Continuous Below 10 | No |  | WWWAWD | [25 empty] | 5 | 1786.6 | 117.5 | 15.2 | 17.7 | 0.95 | 4885 | 82.3 |  |  |  | FALSE | FALSE | FALSE | May, 02 2018 00:00:00 | 4.3 |  | standard |  |  |  |  | March, 30 2020 00:00:00 | FALSE | FALSE | FALSE | [6 empty] | AC | [7 empty] | FALSE
PGJCBJPN | Blue Arrow Contract Manufacturing Corporation | Shyanne | SHA84G-020-50K | Linear Replacement Lamp | T8 Four-Foot | Replacement Lamps (plug and play) (UL Type A) |  | standard | FALSE | [10 empty] | November, 21 2016 00:00:00 | Dimmable | Continuous Below 10 | No |  | WWWAWF | [25 empty] | 5 | 2392.1 | 118.4 | 20.2 | 18.2 | 0.95 | 4896 | 82.2 |  |  |  | FALSE | FALSE | FALSE | May, 02 2018 00:00:00 | 4.3 |  | standard |  |  |  |  | March, 30 2020 00:00:00 | FALSE | FALSE | FALSE | [6 empty] | AC | [7 empty] | FALSE
PZYESDRU | Blue Arrow Contract Manufacturing Corporation | Shyanne | SHH84G-020-50K | Linear Replacement Lamp | T8 Four-Foot | Dual Mode Internal Driver (UL Type A and Type B) |  | standard | FALSE | [10 empty] | November, 21 2016 00:00:00 | Dimmable | Continuous Below 10 | No |  | WWWAWB | [25 empty] | 5 | 2735.66 | 116.41 | 23.5 | 14.1 | 1 | 5000 | 81.3 |  |  |  | FALSE | FALSE | FALSE | May, 02 2018 00:00:00 | 4.3 |  | standard |  |  |  |  | March, 30 2020 00:00:00 | FALSE | FALSE | FALSE | [6 empty] | AC | [7 empty] | FALSE
PQX7262U | Hengdian Group Tospo Lighting Co.,Ltd | TOSPO | G7 TP120-277-18/T8 G13 DR-RS/IS 3500K | Linear Replacement Lamp | T8 Four-Foot | Replacement Lamps (plug and play) (UL Type A) |  | standard | TRUE |  | 2499.1 | 130.77 | 19.11 | 6.8 | 0.984 | 3398 | 81.6 | 5 | 50000 | November, 21 2016 00:00:00 | Not Dimmable | Not Dimmable | No |  | DDDINX | [15 empty] | 84.3 |  | 1.32 | 1.24 | [6 empty] | 5 | 2200 | 122.22 | 18 | 6.8 | 0.98 | 3500 | 80 |  |  |  | FALSE | FALSE | FALSE | May, 02 2018 00:00:00 | 4.3 |  | standard |  |  |  |  | March, 30 2020 00:00:00 | FALSE | FALSE | FALSE | [6 empty] | AC | [7 empty] | FALSE
P3MBWZ9A | SHENZHEN ZENITH TECHNOLOGY CO.,LTD | ZENITH | ZS-T8F1215R02(4000K) | Linear Replacement Lamp | T8 Four-Foot | Replacement Lamps (plug and play) (UL Type A) |  | standard | FALSE | [10 empty] | November, 21 2016 00:00:00 | Not Dimmable | Not Dimmable | No |  | MMMPAG | [25 empty] | 5 | 2054.5 | 130.44 | 15.75 | 8.03 | 0.89 | 4000 | 82.3 |  |  |  | FALSE | FALSE | FALSE | May, 02 2018 00:00:00 | 4.3 |  | standard |  |  |  |  | March, 30 2020 00:00:00 | FALSE | FALSE | FALSE | [6 empty] | AC | [7 empty] | FALSE
P7AGNZC6 | Blue Arrow Contract Manufacturing Corporation | Shyanne | SHA84G-018-30K | Linear Replacement Lamp | T8 Four-Foot | Replacement Lamps (plug and play) (UL Type A) |  | standard | TRUE |  | 2103.17 | 115.559 | 18.2 | 17.3 | 0.957 | 2903 | 82.3 | 5 | 50000 | November, 21 2016 00:00:00 | Dimmable | Continuous Below 10 | No |  | WWWAWE | [15 empty] | 79.2 |  | 1.18 | 1.26 | [6 empty] | 5 | 2103.1 | 115.5 | 18.2 | 17.3 | 0.96 | 2903 | 82.3 |  |  |  | FALSE | FALSE | FALSE | May, 02 2018 00:00:00 | 4.3 |  | standard |  |  |  |  | March, 30 2020 00:00:00 | FALSE | FALSE | FALSE | [6 empty] | AC | [7 empty] | FALSE
P4418AW1 | Blue Arrow Contract Manufacturing Corporation | Shyanne | SHA84G-012-30K | Linear Replacement Lamp | T8 Four-Foot | Replacement Lamps (plug and play) (UL Type A) |  | standard | TRUE |  | 1613 | 120.01 | 13.44 | 10.86 | 0.9046 | 3060 | 83.3 | 5 | 50000 | November, 21 2016 00:00:00 | Not Dimmable | Not Dimmable | No |  | WWWAWC | [15 empty] | 84.4 |  | 1.24 | 1.34 | [6 empty] | 5 | 1613 | 120.01 | 13.44 | 10.86 | 0.9046 | 3000 | 83.3 |  |  |  | FALSE | FALSE | FALSE | May, 02 2018 00:00:00 | 4.3 |  | standard |  |  |  |  | March, 30 2020 00:00:00 | FALSE | FALSE | FALSE | [6 empty] | AC | [7 empty] | FALSE
PDKNU6CT | Blue Arrow Contract Manufacturing Corporation | Shyanne | SHH84G-018-40K | Linear Replacement Lamp | T8 Four-Foot | Dual Mode Internal Driver (UL Type A and Type B) |  | standard | FALSE | [10 empty] | November, 21 2016 00:00:00 | Dimmable | Continuous Below 10 | FALSE |  | WWWAWA | [25 empty] | 4.4 | 2447.48 | 112.79 | 21.7 | 13.6 | 0.99 | 4000 | 83 |  |  |  | FALSE | FALSE | FALSE | May, 02 2018 00:00:00 | 4.3 |  | standard |  |  |  |  | November, 02 2018 00:00:00 | FALSE | FALSE | FALSE | [6 empty] | AC | [7 empty] | FALSE
P8HPR98A | Blue Arrow Contract Manufacturing Corporation | Shyanne | SHA84G-015-45K | Linear Replacement Lamp | T8 Four-Foot | Replacement Lamps (plug and play) (UL Type A) |  | standard | FALSE | [10 empty] | November, 21 2016 00:00:00 | Dimmable | Continuous Below 10 | FALSE |  | WWWAWD | [25 empty] | 4.4 | 1735.3 | 114.9 | 15.1 | 17.4 | 0.96 | 4500 | 82 |  |  |  | FALSE | FALSE | FALSE | May, 02 2018 00:00:00 | 4.3 |  | standard |  |  |  |  | November, 02 2018 00:00:00 | FALSE | FALSE | FALSE | [6 empty] | AC | [7 empty] | FALSE
PDCGJ2R6 | Blue Arrow Contract Manufacturing Corporation | Shyanne | SHA84G-020-45K | Linear Replacement Lamp | T8 Four-Foot | Replacement Lamps (plug and play) (UL Type A) |  | standard | FALSE | [10 empty] | November, 21 2016 00:00:00 | Dimmable | Continuous Below 10 | FALSE |  | WWWAWF | [25 empty] | 4.4 | 2309.8 | 114.3 | 20.2 | 17.9 | 0.96 | 4500 | 82.1 |  |  |  | FALSE | FALSE | FALSE | May, 02 2018 00:00:00 | 4.3 |  | standard |  |  |  |  | November, 02 2018 00:00:00 | FALSE | FALSE | FALSE | [6 empty] | AC | [7 empty] | FALSE
PN7EEQKR | Blue Arrow Contract Manufacturing Corporation | Shyanne | SHA84G-018-45K | Linear Replacement Lamp | T8 Four-Foot | Replacement Lamps (plug and play) (UL Type A) |  | standard | FALSE | [10 empty] | November, 21 2016 00:00:00 | Dimmable | Continuous Below 10 | FALSE |  | WWWAWE | [25 empty] | 4.4 | 2103.1 | 115.5 | 18.2 | 17.3 | 0.96 | 4500 | 82.3 |  |  |  | FALSE | FALSE | FALSE | May, 02 2018 00:00:00 | 4.3 |  | standard |  |  |  |  | November, 02 2018 00:00:00 | FALSE | FALSE | FALSE | [6 empty] | AC | [7 empty] | FALSE
P2HQ14CK | Hengdian Group Tospo Lighting Co.,Ltd | TOSPO | G7 TP120-277-16/T8 G13 DR-RS/IS 3500K | Linear Replacement Lamp | T8 Four-Foot | Replacement Lamps (plug and play) (UL Type A) |  | standard | TRUE |  | 2218.9 | 130.37 | 17.02 | 7.5 | 0.98 | 3408 | 81.6 | 5 | 50000 | November, 21 2016 00:00:00 | Not Dimmable | Not Dimmable | FALSE |  | DDDINW | [15 empty] | 84 |  | 1.32 | 1.24 | [6 empty] | 4.4 | 1800 | 112.5 | 16 | 7.5 | 0.98 | 3500 | 80 |  |  |  | FALSE | FALSE | FALSE | May, 02 2018 00:00:00 | 4.3 |  | standard |  |  |  |  | November, 02 2018 00:00:00 | FALSE | FALSE | FALSE | [6 empty] | AC | [7 empty] | FALSE
PG4ZWNE6 | Blue Arrow Contract Manufacturing Corporation | Shyanne | SHA84G-015-40K | Linear Replacement Lamp | T8 Four-Foot | Replacement Lamps (plug and play) (UL Type A) |  | standard | FALSE | [10 empty] | November, 21 2016 00:00:00 | Dimmable | Continuous Below 10 | FALSE |  | WWWAWD | [25 empty] | 4.4 | 1735.3 | 114.9 | 15.1 | 17.4 | 0.96 | 4000 | 82 |  |  |  | FALSE | FALSE | FALSE | May, 02 2018 00:00:00 | 4.3 |  | standard |  |  |  |  | November, 02 2018 00:00:00 | FALSE | FALSE | FALSE | [6 empty] | AC | [7 empty] | FALSE
PVSPW7WH | Hengdian Group Tospo Lighting Co.,Ltd | TOSPO | G7 TP120-277-16/T8 G13 DR-RS/IS 4000K | Linear Replacement Lamp | T8 Four-Foot | Replacement Lamps (plug and play) (UL Type A) |  | standard | FALSE | [10 empty] | November, 21 2016 00:00:00 | Not Dimmable | Not Dimmable | FALSE |  | DDDINW | [25 empty] | 4.4 | 1800 | 112.5 | 16 | 7.5 | 0.98 | 4000 | 80 |  |  |  | FALSE | FALSE | FALSE | May, 02 2018 00:00:00 | 4.3 |  | standard |  |  |  |  | November, 02 2018 00:00:00 | FALSE | FALSE | FALSE | [6 empty] | AC | [7 empty] | FALSE
PAYKKTVV | Blue Arrow Contract Manufacturing Corporation | Shyanne | SHA84G-020-40K | Linear Replacement Lamp | T8 Four-Foot | Replacement Lamps (plug and play) (UL Type A) |  | standard | FALSE | [10 empty] | November, 21 2016 00:00:00 | Dimmable | Continuous Below 10 | FALSE |  | WWWAWF | [25 empty] | 4.4 | 2309.8 | 114.3 | 20.2 | 17.9 | 0.96 | 4000 | 82.1 |  |  |  | FALSE | FALSE | FALSE | May, 02 2018 00:00:00 | 4.3 |  | standard |  |  |  |  | November, 02 2018 00:00:00 | FALSE | FALSE | FALSE | [6 empty] | AC | [7 empty] | FALSE
PRBKJW2D | Blue Arrow Contract Manufacturing Corporation | Shyanne | SHH84G-020-40K | Linear Replacement Lamp | T8 Four-Foot | Dual Mode Internal Driver (UL Type A and Type B) |  | standard | FALSE | [10 empty] | November, 21 2016 00:00:00 | Dimmable | Continuous Below 10 | FALSE |  | WWWAWB | [25 empty] | 4.4 | 2628.64 | 112.34 | 23.4 | 13.9 | 1 | 4000 | 82.9 |  |  |  | FALSE | FALSE | FALSE | May, 02 2018 00:00:00 | 4.3 |  | standard |  |  |  |  | November, 02 2018 00:00:00 | FALSE | FALSE | FALSE | [6 empty] | AC | [7 empty] | FALSE
PM3B39ZT | Blue Arrow Contract Manufacturing Corporation | Shyanne | SHH84G-012-40K | Linear Replacement Lamp | T8 Four-Foot | Dual Mode Internal Driver (UL Type A and Type B) |  | standard | FALSE | [10 empty] | November, 21 2016 00:00:00 | Dimmable | Continuous Below 10 | FALSE |  | WWWAVY | [25 empty] | 4.4 | 1786.26 | 110.26 | 16.2 | 13.9 | 0.99 | 4000 | 83.1 |  |  |  | FALSE | FALSE | FALSE | May, 02 2018 00:00:00 | 4.3 |  | standard |  |  |  |  | November, 02 2018 00:00:00 | FALSE | FALSE | FALSE | [6 empty] | AC | [7 empty] | FALSE
PGVXKNRK | Blue Arrow Contract Manufacturing Corporation | Shyanne | SHH84G-020-45K | Linear Replacement Lamp | T8 Four-Foot | Dual Mode Internal Driver (UL Type A and Type B) |  | standard | FALSE | [10 empty] | November, 21 2016 00:00:00 | Dimmable | Continuous Below 10 | FALSE |  | WWWAWB | [25 empty] | 4.4 | 2628.64 | 112.34 | 23.4 | 13.9 | 1 | 4500 | 82.9 |  |  |  | FALSE | FALSE | FALSE | May, 02 2018 00:00:00 | 4.3 |  | standard |  |  |  |  | November, 02 2018 00:00:00 | FALSE | FALSE | FALSE | [6 empty] | AC | [7 empty] | FALSE
PYE3EMZT | Blue Arrow Contract Manufacturing Corporation | Shyanne | SHH84G-012-35K | Linear Replacement Lamp | T8 Four-Foot | Dual Mode Internal Driver (UL Type A and Type B) |  | standard | FALSE | [10 empty] | November, 21 2016 00:00:00 | Dimmable | Continuous Below 10 | FALSE |  | WWWAVY | [25 empty] | 4.4 | 1786.26 | 110.26 | 16.2 | 13.9 | 0.99 | 3500 | 83.1 |  |  |  | FALSE | FALSE | FALSE | May, 02 2018 00:00:00 | 4.3 |  | standard |  |  |  |  | November, 02 2018 00:00:00 | FALSE | FALSE | FALSE | [6 empty] | AC | [7 empty] | FALSE
P9JGBD62 | SHENZHEN ZENITH TECHNOLOGY CO.,LTD | ZENITH | ZS-T8F1215R02(4500K) | Linear Replacement Lamp | T8 Four-Foot | Replacement Lamps (plug and play) (UL Type A) |  | standard | FALSE | [10 empty] | November, 21 2016 00:00:00 | Not Dimmable | Not Dimmable | No |  | MMMPAG | [25 empty] | 5 | 2069.25 | 131.38 | 15.75 | 8.03 | 0.89 | 4500 | 82.3 |  |  |  | FALSE | FALSE | FALSE | May, 02 2018 00:00:00 | 4.3 |  | standard |  |  |  |  | March, 30 2020 00:00:00 | FALSE | FALSE | FALSE | [6 empty] | AC | [7 empty] | FALSE
PGAE2MSU | SHENZHEN ZENITH TECHNOLOGY CO.,LTD | ZENITH | ZS-T8F1215R02(5000K) | Linear Replacement Lamp | T8 Four-Foot | Replacement Lamps (plug and play) (UL Type A) |  | standard | FALSE | [10 empty] | November, 21 2016 00:00:00 | Not Dimmable | Not Dimmable | No |  | MMMPAG | [25 empty] | 5 | 2084 | 132.91 | 15.68 | 8.2 | 0.89 | 5000 | 84.8 |  |  |  | FALSE | FALSE | FALSE | May, 02 2018 00:00:00 | 4.3 |  | standard |  |  |  |  | March, 30 2020 00:00:00 | FALSE | FALSE | FALSE | [6 empty] | AC | [7 empty] | FALSE
P6UJTVU6 | Blue Arrow Contract Manufacturing Corporation | Shyanne | SHA84G-012-35K | Linear Replacement Lamp | T8 Four-Foot | Replacement Lamps (plug and play) (UL Type A) |  | standard | FALSE | [10 empty] | November, 21 2016 00:00:00 | Not Dimmable | Not Dimmable | No |  | WWWAWC | [25 empty] | 5 | 1624 | 121.24 | 13.4 | 10.86 | 0.9046 | 3500 | 83.3 |  |  |  | FALSE | FALSE | FALSE | May, 02 2018 00:00:00 | 4.3 |  | standard |  |  |  |  | March, 30 2020 00:00:00 | FALSE | FALSE | FALSE | [6 empty] | AC | [7 empty] | FALSE
PASM3TDP | Blue Arrow Contract Manufacturing Corporation | Shyanne | SHA84G-012-40K | Linear Replacement Lamp | T8 Four-Foot | Replacement Lamps (plug and play) (UL Type A) |  | standard | FALSE | [10 empty] | November, 21 2016 00:00:00 | Not Dimmable | Not Dimmable | No |  | WWWAWC | [25 empty] | 5 | 1635 | 122.06 | 13.4 | 10.86 | 0.9046 | 4000 | 83.3 |  |  |  | FALSE | FALSE | FALSE | May, 02 2018 00:00:00 | 4.3 |  | standard |  |  |  |  | March, 30 2020 00:00:00 | FALSE | FALSE | FALSE | [6 empty] | AC | [7 empty] | FALSE
P75TVVW2 | Blue Arrow Contract Manufacturing Corporation | Shyanne | SHA84G-012-45K | Linear Replacement Lamp | T8 Four-Foot | Replacement Lamps (plug and play) (UL Type A) |  | standard | FALSE | [10 empty] | November, 21 2016 00:00:00 | Not Dimmable | Not Dimmable | No |  | WWWAWC | [25 empty] | 5 | 1646 | 122.88 | 13.4 | 10.86 | 0.9046 | 4500 | 83.3 |  |  |  | FALSE | FALSE | FALSE | May, 02 2018 00:00:00 | 4.3 |  | standard |  |  |  |  | March, 30 2020 00:00:00 | FALSE | FALSE | FALSE | [6 empty] | AC | [7 empty] | FALSE
PWTTVE5J | Blue Arrow Contract Manufacturing Corporation | Shyanne | SHA84G-018-50K | Linear Replacement Lamp | T8 Four-Foot | Replacement Lamps (plug and play) (UL Type A) |  | standard | FALSE | [10 empty] | November, 21 2016 00:00:00 | Dimmable | Continuous Below 10 | No |  | WWWAWE | [25 empty] | 5 | 2150 | 118.7 | 18.1 | 17.6 | 0.96 | 4884 | 82.4 |  |  |  | FALSE | FALSE | FALSE | May, 02 2018 00:00:00 | 4.3 |  | standard |  |  |  |  | March, 30 2020 00:00:00 | FALSE | FALSE | FALSE | [6 empty] | AC | [7 empty] | FALSE
PQBGPZ28 | SHENZHEN ZENITH TECHNOLOGY CO.,LTD | ZENITH | ZS-T8F1215R02(3000K) | Linear Replacement Lamp | T8 Four-Foot | Replacement Lamps (plug and play) (UL Type A) |  | standard | TRUE |  | 1991 | 127.96 | 15.56 | 8.03 | 0.8885 | 2937 | 82.3 | 5 | 50000 | November, 21 2016 00:00:00 | Not Dimmable | Not Dimmable | No |  | MMMPAG | [15 empty] | 89.5 |  | 1.14 | 1.4 | [6 empty] | 5 | 2025 | 128.57 | 15.75 | 8.03 | 0.89 | 3000 | 82.3 |  |  |  | FALSE | FALSE | FALSE | May, 02 2018 00:00:00 | 4.3 |  | standard |  |  |  |  | March, 30 2020 00:00:00 | FALSE | FALSE | FALSE | [6 empty] | AC | [7 empty] | FALSE
PTV335NQ | Blue Arrow Contract Manufacturing Corporation | Shyanne | SHA84G-020-35K | Linear Replacement Lamp | T8 Four-Foot | Replacement Lamps (plug and play) (UL Type A) |  | standard | FALSE | [10 empty] | November, 21 2016 00:00:00 | Dimmable | Continuous Below 10 | FALSE |  | WWWAWF | [25 empty] | 4.4 | 2309.8 | 114.3 | 20.2 | 17.9 | 0.96 | 3500 | 82.1 |  |  |  | FALSE | FALSE | FALSE | May, 02 2018 00:00:00 | 4.3 |  | standard |  |  |  |  | November, 02 2018 00:00:00 | FALSE | FALSE | FALSE | [6 empty] | AC | [7 empty] | FALSE
PSZ3YGDY | Blue Arrow Contract Manufacturing Corporation | Shyanne | SHA84G-018-35K | Linear Replacement Lamp | T8 Four-Foot | Replacement Lamps (plug and play) (UL Type A) |  | standard | FALSE | [10 empty] | November, 21 2016 00:00:00 | Dimmable | Continuous Below 10 | FALSE |  | WWWAWE | [25 empty] | 4.4 | 2103.1 | 115.5 | 18.2 | 17.3 | 0.96 | 3500 | 82.3 |  |  |  | FALSE | FALSE | FALSE | May, 02 2018 00:00:00 | 4.3 |  | standard |  |  |  |  | November, 02 2018 00:00:00 | FALSE | FALSE | FALSE | [6 empty] | AC | [7 empty] | FALSE
PSUE9N21 | Blue Arrow Contract Manufacturing Corporation | Shyanne | SHH84G-020-35K | Linear Replacement Lamp | T8 Four-Foot | Dual Mode Internal Driver (UL Type A and Type B) |  | standard | FALSE | [10 empty] | November, 21 2016 00:00:00 | Dimmable | Continuous Below 10 | FALSE |  | WWWAWB | [25 empty] | 4.4 | 2628.64 | 112.34 | 23.4 | 13.9 | 1 | 3500 | 82.9 |  |  |  | FALSE | FALSE | FALSE | May, 02 2018 00:00:00 | 4.3 |  | standard |  |  |  |  | November, 02 2018 00:00:00 | FALSE | FALSE | FALSE | [6 empty] | AC | [7 empty] | FALSE
PUG1P8X2 | Blue Arrow Contract Manufacturing Corporation | Shyanne | SHH84G-015-40K | Linear Replacement Lamp | T8 Four-Foot | Dual Mode Internal Driver (UL Type A and Type B) |  | standard | FALSE | [10 empty] | November, 21 2016 00:00:00 | Dimmable | Continuous Below 10 | FALSE |  | WWWAVZ | [25 empty] | 4.4 | 2157.53 | 111.21 | 19.4 | 13.5 | 0.99 | 4000 | 83 |  |  |  | FALSE | FALSE | FALSE | May, 02 2018 00:00:00 | 4.3 |  | standard |  |  |  |  | November, 02 2018 00:00:00 | FALSE | FALSE | FALSE | [6 empty] | AC | [7 empty] | FALSE
PHKB2SU5 | Blue Arrow Contract Manufacturing Corporation | Shyanne | SHH84G-012-50K | Linear Replacement Lamp | T8 Four-Foot | Dual Mode Internal Driver (UL Type A and Type B) |  | standard | FALSE | [10 empty] | November, 21 2016 00:00:00 | Dimmable | Continuous Below 10 | FALSE |  | WWWAVY | [25 empty] | 4.4 | 1819.16 | 112.99 | 16.1 | 14.1 | 0.99 | 5000 | 81.8 |  |  |  | FALSE | FALSE | FALSE | May, 02 2018 00:00:00 | 4.3 |  | standard |  |  |  |  | November, 02 2018 00:00:00 | FALSE | FALSE | FALSE | [6 empty] | AC | [7 empty] | FALSE
PVST37B6 | Blue Arrow Contract Manufacturing Corporation | Shyanne | SHH84G-020-30K | Linear Replacement Lamp | T8 Four-Foot | Dual Mode Internal Driver (UL Type A and Type B) |  | standard | TRUE |  | 2628.64 | 112.335 | 23.4 | 13.9 | 0.921 | 3016 | 82.9 | 5 | 50000 | November, 21 2016 00:00:00 | Dimmable | Continuous Below 10 | FALSE |  | WWWAWB | [15 empty] | 79.7 |  | 1.18 | 1.22 | [6 empty] | 4.4 | 2628.64 | 112.34 | 23.4 | 13.9 | 1 | 3000 | 82.9 |  |  |  | FALSE | FALSE | FALSE | May, 02 2018 00:00:00 | 4.3 |  | standard |  |  |  |  | November, 02 2018 00:00:00 | FALSE | FALSE | FALSE | [6 empty] | AC | [7 empty] | FALSE
PBRRUDV3 | Blue Arrow Contract Manufacturing Corporation | Shyanne | SHH84G-015-30K | Linear Replacement Lamp | T8 Four-Foot | Dual Mode Internal Driver (UL Type A and Type B) |  | standard | TRUE |  | 2157.53 | 111.213 | 19.4 | 13.5 | 0.924 | 3022 | 83 | 5 | 50000 | November, 21 2016 00:00:00 | Dimmable | Continuous Below 10 | FALSE |  | WWWAVZ | [15 empty] | 79.9 |  | 1.2 | 1.22 | [6 empty] | 4.4 | 2157.53 | 111.21 | 19.4 | 13.5 | 0.99 | 3000 | 83 |  |  |  | FALSE | FALSE | FALSE | May, 02 2018 00:00:00 | 4.3 |  | standard |  |  |  |  | November, 02 2018 00:00:00 | FALSE | FALSE | FALSE | [6 empty] | AC | [7 empty] | FALSE
PMWH6EZ1 | Blue Arrow Contract Manufacturing Corporation | Shyanne | SHH84G-018-30K | Linear Replacement Lamp | T8 Four-Foot | Dual Mode Internal Driver (UL Type A and Type B) |  | standard | TRUE |  | 2447.48 | 112.787 | 21.7 | 13.6 | 0.925 | 3011 | 83 | 5 | 50000 | November, 21 2016 00:00:00 | Dimmable | Continuous Below 10 | FALSE |  | WWWAWA | [15 empty] | 79.8 |  | 1.22 | 1.22 | [6 empty] | 4.4 | 2447.48 | 112.79 | 21.7 | 13.6 | 0.99 | 3000 | 83 |  |  |  | FALSE | FALSE | FALSE | May, 02 2018 00:00:00 | 4.3 |  | standard |  |  |  |  | November, 02 2018 00:00:00 | FALSE | FALSE | FALSE | [6 empty] | AC | [7 empty] | FALSE
P59SHMGX | Blue Arrow Contract Manufacturing Corporation | Shyanne | SHA84G-012-50K | Linear Replacement Lamp | T8 Four-Foot | Replacement Lamps (plug and play) (UL Type A) |  | standard | FALSE | [10 empty] | November, 21 2016 00:00:00 | Not Dimmable | Not Dimmable | No |  | WWWAWC | [25 empty] | 5 | 1657 | 124.12 | 13.35 | 10.94 | 0.903 | 5000 | 84.2 |  |  |  | FALSE | FALSE | FALSE | May, 02 2018 00:00:00 | 4.3 |  | standard |  |  |  |  | March, 30 2020 00:00:00 | FALSE | FALSE | FALSE | [6 empty] | AC | [7 empty] | FALSE
PX2S16NY | Blue Arrow Contract Manufacturing Corporation | Shyanne | SHH84G-018-35K | Linear Replacement Lamp | T8 Four-Foot | Dual Mode Internal Driver (UL Type A and Type B) |  | standard | FALSE | [10 empty] | November, 21 2016 00:00:00 | Dimmable | Continuous Below 10 | FALSE |  | WWWAWA | [25 empty] | 4.4 | 2447.48 | 112.79 | 21.7 | 13.6 | 0.99 | 3500 | 83 |  |  |  | FALSE | FALSE | FALSE | May, 02 2018 00:00:00 | 4.3 |  | standard |  |  |  |  | November, 02 2018 00:00:00 | FALSE | FALSE | FALSE | [6 empty] | AC | [7 empty] | FALSE
PF2W8B1H | Blue Arrow Contract Manufacturing Corporation | Shyanne | SHA84G-018-40K | Linear Replacement Lamp | T8 Four-Foot | Replacement Lamps (plug and play) (UL Type A) |  | standard | FALSE | [10 empty] | November, 21 2016 00:00:00 | Dimmable | Continuous Below 10 | FALSE |  | WWWAWE | [25 empty] | 4.4 | 2103.1 | 115.5 | 18.2 | 17.3 | 0.96 | 4000 | 82.3 |  |  |  | FALSE | FALSE | FALSE | May, 02 2018 00:00:00 | 4.3 |  | standard |  |  |  |  | November, 02 2018 00:00:00 | FALSE | FALSE | FALSE | [6 empty] | AC | [7 empty] | FALSE
PGQYH5NJ | Blue Arrow Contract Manufacturing Corporation | Shyanne | SHH84G-018-45K | Linear Replacement Lamp | T8 Four-Foot | Dual Mode Internal Driver (UL Type A and Type B) |  | standard | FALSE | [10 empty] | November, 21 2016 00:00:00 | Dimmable | Continuous Below 10 | FALSE |  | WWWAWA | [25 empty] | 4.4 | 2447.48 | 112.79 | 21.7 | 13.6 | 0.99 | 4500 | 83 |  |  |  | FALSE | FALSE | FALSE | May, 02 2018 00:00:00 | 4.3 |  | standard |  |  |  |  | November, 02 2018 00:00:00 | FALSE | FALSE | FALSE | [6 empty] | AC | [7 empty] | FALSE
P42P4EYJ | Blue Arrow Contract Manufacturing Corporation | Shyanne | SHH84G-015-50K | Linear Replacement Lamp | T8 Four-Foot | Dual Mode Internal Driver (UL Type A and Type B) |  | standard | FALSE | [10 empty] | November, 21 2016 00:00:00 | Dimmable | Continuous Below 10 | FALSE |  | WWWAVZ | [25 empty] | 4.4 | 2197.19 | 113.26 | 19.4 | 13.7 | 0.99 | 5000 | 81.3 |  |  |  | FALSE | FALSE | FALSE | May, 02 2018 00:00:00 | 4.3 |  | standard |  |  |  |  | November, 02 2018 00:00:00 | FALSE | FALSE | FALSE | [6 empty] | AC | [7 empty] | FALSE
PPD75S6H | Hengdian Group Tospo Lighting Co.,Ltd | TOSPO | G7 TP120-277-18/T8 G13 DR-RS/IS 4000K | Linear Replacement Lamp | T8 Four-Foot | Replacement Lamps (plug and play) (UL Type A) |  | standard | FALSE | [10 empty] | November, 21 2016 00:00:00 | Not Dimmable | Not Dimmable | No |  | DDDINX | [25 empty] | 5 | 2200 | 122.22 | 18 | 6.8 | 0.98 | 4000 | 80 |  |  |  | FALSE | FALSE | FALSE | May, 02 2018 00:00:00 | 4.3 |  | standard |  |  |  |  | March, 30 2020 00:00:00 | FALSE | FALSE | FALSE | [6 empty] | AC | [7 empty] | FALSE
PAG7TAHN | Hengdian Group Tospo Lighting Co.,Ltd | TOSPO | G7 TP120-277-18/T8 G13 DR-RS/IS 5000K | Linear Replacement Lamp | T8 Four-Foot | Replacement Lamps (plug and play) (UL Type A) |  | standard | FALSE | [10 empty] | November, 21 2016 00:00:00 | Not Dimmable | Not Dimmable | No |  | DDDINX | [25 empty] | 5 | 2200 | 122.22 | 18 | 6.8 | 0.98 | 5000 | 80 |  |  |  | FALSE | FALSE | FALSE | May, 02 2018 00:00:00 | 4.3 |  | standard |  |  |  |  | March, 30 2020 00:00:00 | FALSE | FALSE | FALSE | [6 empty] | AC | [7 empty] | FALSE
P3TJXC9R | Blue Arrow Contract Manufacturing Corporation | Shyanne | SHA84G-020-30K | Linear Replacement Lamp | T8 Four-Foot | Replacement Lamps (plug and play) (UL Type A) |  | standard | TRUE |  | 2309.87 | 114.35 | 20.2 | 17.9 | 0.957 | 2909 | 82.1 | 5 | 50000 | November, 21 2016 00:00:00 | Dimmable | Continuous Below 10 | No |  | WWWAWF | [15 empty] | 79.1 |  | 1.22 | 1.26 | [6 empty] | 5 | 2309.8 | 114.3 | 20.2 | 17.9 | 0.96 | 2909 | 82.1 |  |  |  | FALSE | FALSE | FALSE | May, 02 2018 00:00:00 | 4.3 |  | standard |  |  |  |  | March, 30 2020 00:00:00 | FALSE | FALSE | FALSE | [6 empty] | AC | [7 empty] | FALSE
PGVKVEPM | Blue Arrow Contract Manufacturing Corporation | Shyanne | SHA84G-015-30K | Linear Replacement Lamp | T8 Four-Foot | Replacement Lamps (plug and play) (UL Type A) |  | standard | TRUE |  | 1735.38 | 114.926 | 15.1 | 17.4 | 0.958 | 2906 | 82 | 5 | 50000 | November, 21 2016 00:00:00 | Dimmable | Continuous Below 10 | No |  | WWWAWD | [15 empty] | 79.2 |  | 1.18 | 1.26 | [6 empty] | 5 | 1735.3 | 114.9 | 15.1 | 17.4 | 0.96 | 2906 | 82 |  |  |  | FALSE | FALSE | FALSE | May, 02 2018 00:00:00 | 4.3 |  | standard |  |  |  |  | March, 30 2020 00:00:00 | FALSE | FALSE | FALSE | [6 empty] | AC | [7 empty] | FALSE
PN3D2WRA | SHENZHEN ZENITH TECHNOLOGY CO.,LTD | ZENITH | ZS-T8F1215R02(3500K) | Linear Replacement Lamp | T8 Four-Foot | Replacement Lamps (plug and play) (UL Type A) |  | standard | FALSE | [10 empty] | November, 21 2016 00:00:00 | Not Dimmable | Not Dimmable | No |  | MMMPAG | [25 empty] | 5 | 2039.75 | 129.51 | 15.75 | 8.03 | 0.89 | 3500 | 82.3 |  |  |  | FALSE | FALSE | FALSE | May, 02 2018 00:00:00 | 4.3 |  | standard |  |  |  |  | March, 30 2020 00:00:00 | FALSE | FALSE | FALSE | [6 empty] | AC | [7 empty] | FALSE
PDWX9322 | Industrial Lighting Products | Envirobrite | RLTDT1440F | Linear Replacement Lamp | T8 Four-Foot | Dual Mode Internal Driver (UL Type A and Type B) |  | standard | TRUE |  | 1902 | 110.65 | 17.19 | 17.87 | 0.9029 | 4026 | 83.4 | 5 | 50000 | November, 15 2016 00:00:00 | Not Dimmable | Not Dimmable | FALSE |  | TTTUKS | [15 empty] | 84.7 |  | 1.22 | 1.32 | [6 empty] | 4.4 | 1902 | 110.65 | 17.19 | 17.87 | 0.9 | 4000 | 83.4 |  |  |  | FALSE | FALSE | FALSE | May, 02 2018 00:00:00 | 4.3 |  | standard |  |  |  |  | November, 02 2018 00:00:00 | FALSE | FALSE | FALSE | [6 empty] | AC | [7 empty] | FALSE
PTZP9UC8 | Industrial Lighting Products | Envirobrite | RLTDT1750F | Linear Replacement Lamp | T8 Four-Foot | Dual Mode Internal Driver (UL Type A and Type B) |  | standard | FALSE | [10 empty] | November, 15 2016 00:00:00 | Not Dimmable | Not Dimmable | FALSE |  | TTTUKT | [25 empty] | 4.4 | 2314 | 115.82 | 19.98 | 15.19 | 0.92 | 5000 | 83.1 |  |  |  | FALSE | FALSE | FALSE | May, 02 2018 00:00:00 | 4.3 |  | standard |  |  |  |  | November, 02 2018 00:00:00 | FALSE | FALSE | FALSE | [6 empty] | AC | [7 empty] | FALSE
PPE2YAE1 | Industrial Lighting Products | Envirobrite | RLTDT1450F | Linear Replacement Lamp | T8 Four-Foot | Dual Mode Internal Driver (UL Type A and Type B) |  | standard | FALSE | [10 empty] | November, 15 2016 00:00:00 | Not Dimmable | Not Dimmable | FALSE |  | TTTUKS | [25 empty] | 4.4 | 1981 | 115.51 | 17.15 | 17.89 | 0.9 | 5000 | 83.1 |  |  |  | FALSE | FALSE | FALSE | May, 02 2018 00:00:00 | 4.3 |  | standard |  |  |  |  | November, 02 2018 00:00:00 | FALSE | FALSE | FALSE | [6 empty] | AC | [7 empty] | FALSE
PTHAK4VV | Industrial Lighting Products | Envirobrite | RLTDT1740F | Linear Replacement Lamp | T8 Four-Foot | Dual Mode Internal Driver (UL Type A and Type B) |  | standard | TRUE |  | 2226 | 111.19 | 20.02 | 15.17 | 0.9163 | 2998 | 83.2 | 5 | 50000 | November, 15 2016 00:00:00 | Not Dimmable | Not Dimmable | FALSE |  | TTTUKT | [15 empty] | 84.7 |  | 1.22 | 1.32 | [6 empty] | 4.4 | 2226 | 111.19 | 20.02 | 15.17 | 0.92 | 4000 | 83.2 |  |  |  | FALSE | FALSE | FALSE | May, 02 2018 00:00:00 | 4.3 |  | standard |  |  |  |  | November, 02 2018 00:00:00 | FALSE | FALSE | FALSE | [6 empty] | AC | [7 empty] | FALSE
P7TGJTYY | LED One Corporation | LEDone | LOD-GT84FDM-18W50KF | Linear Replacement Lamp | T8 Four-Foot | Dual Mode Internal Driver (UL Type A and Type B) |  | standard | FALSE | [10 empty] | November, 14 2016 00:00:00 | Dimmable | Continuous Below 10 | FALSE |  | EAEEFY | [25 empty] | 4.4 | 2521.3 | 115.66 | 21.8 | 13.8 | 1 | 5000 | 81.4 |  |  |  | FALSE | FALSE | FALSE | May, 02 2018 00:00:00 | 4.3 |  | standard |  |  |  |  | November, 02 2018 00:00:00 | FALSE | FALSE | FALSE | [6 empty] | AC | [7 empty] | FALSE
PGHZC79F | NEUTEX ADVANCED ENERGY GROUP | NEUTEX ADVANCED ENERGY GROUP INC | TBCFC4DY12K30 | Linear Replacement Lamp | T8 Four-Foot | Dual Mode Internal Driver (UL Type A and Type B) |  | standard | TRUE |  | 1572.9 | 112.36 | 14 | 14.16 | 0.9756 | 2900 | 83.8 | 5 | 50000 | November, 14 2016 00:00:00 | Not Dimmable | Not Dimmable | NotYetVerified |  | EAEEGA | [15 empty] | 84.5 |  | 1.24 | 1.42 | [6 empty] | 4.4 | 1620 | 135 | 12 | 14.16 | 0.9 | 3000 | 80 |  |  |  | FALSE | FALSE | FALSE | May, 02 2018 00:00:00 | 4.3 |  | standard |  |  |  |  | November, 02 2018 00:00:00 | FALSE | FALSE | FALSE | [6 empty] | AC | [7 empty] | FALSE
PJ3ZVVR6 | NEUTEX ADVANCED ENERGY GROUP | NEUTEX ADVANCED ENERGY GROUP INC | TBCFC4DY16K35 | Linear Replacement Lamp | T8 Four-Foot | Dual Mode Internal Driver (UL Type A and Type B) |  | standard | FALSE | [10 empty] | November, 14 2016 00:00:00 | Not Dimmable | Not Dimmable | NotYetVerified |  | EAEEGC | [25 empty] | 5 | 2160 | 120 | 18 | 7.63 | 0.9 | 3500 | 80 |  |  |  | FALSE | FALSE | FALSE | May, 02 2018 00:00:00 | 4.3 |  | standard |  |  |  |  | March, 30 2020 00:00:00 | FALSE | FALSE | FALSE | [6 empty] | AC | [7 empty] | FALSE
P35GNKUK | NEUTEX ADVANCED ENERGY GROUP | NEUTEX ADVANCED ENERGY GROUP INC | TBCFC4DY20K40 | Linear Replacement Lamp | T8 Four-Foot | Dual Mode Internal Driver (UL Type A and Type B) |  | standard | FALSE | [10 empty] | November, 14 2016 00:00:00 | Not Dimmable | Not Dimmable | NotYetVerified | Product updated 9/21/2016 | EAEEGE | [25 empty] | 5 | 2600 | 130 | 20 | 5.79 | 0.9 | 4000 | 80 |  |  |  | FALSE | FALSE | FALSE | May, 02 2018 00:00:00 | 4.3 |  | standard |  |  |  |  | March, 30 2020 00:00:00 | FALSE | FALSE | FALSE | [6 empty] | AC | [7 empty] | FALSE
PWV3TJTA | NEUTEX ADVANCED ENERGY GROUP | NEUTEX ADVANCED ENERGY GROUP INC | TBCFC4DY12K40 | Linear Replacement Lamp | T8 Four-Foot | Dual Mode Internal Driver (UL Type A and Type B) |  | standard | FALSE | [10 empty] | November, 14 2016 00:00:00 | Not Dimmable | Not Dimmable | NotYetVerified |  | EAEEGA | [25 empty] | 5 | 1680 | 140 | 12 | 14.16 | 0.9 | 4000 | 80 |  |  |  | FALSE | FALSE | FALSE | May, 02 2018 00:00:00 | 4.3 |  | standard |  |  |  |  | March, 30 2020 00:00:00 | FALSE | FALSE | FALSE | [6 empty] | AC | [7 empty] | FALSE
PE8UERTH | NEUTEX ADVANCED ENERGY GROUP | NEUTEX ADVANCED ENERGY GROUP INC | TBCFC4DY12K45 | Linear Replacement Lamp | T8 Four-Foot | Dual Mode Internal Driver (UL Type A and Type B) |  | standard | FALSE | [10 empty] | November, 14 2016 00:00:00 | Not Dimmable | Not Dimmable | NotYetVerified |  | EAEEGA | [25 empty] | 5 | 1680 | 140 | 12 | 14.16 | 0.9 | 4500 | 80 |  |  |  | FALSE | FALSE | FALSE | May, 02 2018 00:00:00 | 4.3 |  | standard |  |  |  |  | March, 30 2020 00:00:00 | FALSE | FALSE | FALSE | [6 empty] | AC | [7 empty] | FALSE
PEX4KWKV | NEUTEX ADVANCED ENERGY GROUP | NEUTEX ADVANCED ENERGY GROUP INC | TBCCC4DY16K50 | Linear Replacement Lamp | T8 Four-Foot | Dual Mode Internal Driver (UL Type A and Type B) |  | standard | FALSE | [10 empty] | November, 14 2016 00:00:00 | Not Dimmable | Not Dimmable | NotYetVerified |  | EAEEGD | [25 empty] | 5 | 2340 | 130 | 18 | 7.7 | 0.9 | 5000 | 80 |  |  |  | FALSE | FALSE | FALSE | May, 02 2018 00:00:00 | 4.3 |  | standard |  |  |  |  | March, 30 2020 00:00:00 | FALSE | FALSE | FALSE | [6 empty] | AC | [7 empty] | FALSE
PQ2TMYAQ | Signify North America Corporation | Philips | 9290013036 | Linear Replacement Lamp | T8 Four-Foot | Replacement Lamps (plug and play) (UL Type A) |  | standard | FALSE | [10 empty] | November, 14 2016 00:00:00 | Not Dimmable | Not Dimmable | No |  | KKKZLG | [25 empty] | 5 | 2100 | 123.53 | 17 | 15 | 0.9 | 5000 | 82 |  |  |  | FALSE | FALSE | FALSE | May, 02 2018 00:00:00 | 4.3 |  | standard |  |  |  |  | March, 30 2020 00:00:00 | FALSE | FALSE | FALSE | [6 empty] | AC | [7 empty] | FALSE
PY4D427S | NEUTEX ADVANCED ENERGY GROUP | NEUTEX ADVANCED ENERGY GROUP INC | TBCCC4DY12K30 | Linear Replacement Lamp | T8 Four-Foot | Dual Mode Internal Driver (UL Type A and Type B) |  | standard | TRUE |  | 1700.7 | 123.07 | 13.82 | 11.66 | 0.9585 | 2877 | 82 | 5 | 50000 | November, 14 2016 00:00:00 | Not Dimmable | Not Dimmable | NotYetVerified |  | EAEEGB | [15 empty] | 88.6 |  | 1.26 | 1.44 | [6 empty] | 5 | 1680 | 140 | 12 | 11.66 | 0.9 | 3000 | 80 |  |  |  | FALSE | FALSE | FALSE | May, 02 2018 00:00:00 | 4.3 |  | standard |  |  |  |  | March, 30 2020 00:00:00 | FALSE | FALSE | FALSE | [6 empty] | AC | [7 empty] | FALSE
PCUAX1MM | NEUTEX ADVANCED ENERGY GROUP | NEUTEX ADVANCED ENERGY GROUP INC | TBCFC4DY20K30 | Linear Replacement Lamp | T8 Four-Foot | Dual Mode Internal Driver (UL Type A and Type B) |  | standard | TRUE |  | 2395 | 114.8 | 20.86 | 5.79 | 0.9799 | 2887 | 81.9 | 5 | 50000 | November, 14 2016 00:00:00 | Not Dimmable | Not Dimmable | NotYetVerified | Product updated 9/21/2016 | EAEEGE | [15 empty] | 84.7 |  | 1.22 | 1.38 | [6 empty] | 5 | 2600 | 130 | 20 | 5.79 | 0.9 | 3000 | 80 |  |  |  | FALSE | FALSE | FALSE | May, 02 2018 00:00:00 | 4.3 |  | standard |  |  |  |  | March, 30 2020 00:00:00 | FALSE | FALSE | FALSE | [6 empty] | AC | [7 empty] | FALSE
P4ZZH6AB | NEUTEX ADVANCED ENERGY GROUP | NEUTEX ADVANCED ENERGY GROUP INC | TBCCC4DY16K30 | Linear Replacement Lamp | T8 Four-Foot | Dual Mode Internal Driver (UL Type A and Type B) |  | standard | TRUE |  | 2195.5 | 123.34 | 17.8 | 7.7 | 0.9727 | 2896 | 81.9 | 5 | 50000 | November, 14 2016 00:00:00 | Not Dimmable | Not Dimmable | NotYetVerified |  | EAEEGD | [15 empty] | 89.3 |  | 1.28 | 1.44 | [6 empty] | 5 | 2250 | 125 | 18 | 7.7 | 0.9 | 3000 | 80 |  |  |  | FALSE | FALSE | FALSE | May, 02 2018 00:00:00 | 4.3 |  | standard |  |  |  |  | March, 30 2020 00:00:00 | FALSE | FALSE | FALSE | [6 empty] | AC | [7 empty] | FALSE
P4JUEECU | Hengdian Group Tospo Lighting Co.,Ltd | TOSPO | G7 TP120-277-18/T8 G13 DR 5000K | Linear Replacement Lamp | T8 Four-Foot | Replacement Lamps (plug and play) (UL Type A) |  | standard | FALSE | [10 empty] | November, 14 2016 00:00:00 | Not Dimmable | Not Dimmable | No |  | MMMOZR | [25 empty] | 5 | 2200 | 122.22 | 18 | 7 | 0.98 | 5000 | 80 |  |  |  | FALSE | FALSE | FALSE | May, 02 2018 00:00:00 | 4.3 |  | standard |  |  |  |  | March, 30 2020 00:00:00 | FALSE | FALSE | FALSE | [6 empty] | AC | [7 empty] | FALSE
P6SPTUN9 | NEUTEX ADVANCED ENERGY GROUP | NEUTEX ADVANCED ENERGY GROUP INC | TBCFC4DY20K35 | Linear Replacement Lamp | T8 Four-Foot | Dual Mode Internal Driver (UL Type A and Type B) |  | standard | FALSE | [10 empty] | November, 14 2016 00:00:00 | Not Dimmable | Not Dimmable | NotYetVerified | Product updated 9/21/2016 | EAEEGE | [25 empty] | 5 | 2600 | 130 | 20 | 5.79 | 0.9 | 3500 | 80 |  |  |  | FALSE | FALSE | FALSE | May, 02 2018 00:00:00 | 4.3 |  | standard |  |  |  |  | March, 30 2020 00:00:00 | FALSE | FALSE | FALSE | [6 empty] | AC | [7 empty] | FALSE
PYENK9VA | NEUTEX ADVANCED ENERGY GROUP | NEUTEX ADVANCED ENERGY GROUP INC | TBCFC4DY16K45 | Linear Replacement Lamp | T8 Four-Foot | Dual Mode Internal Driver (UL Type A and Type B) |  | standard | FALSE | [10 empty] | November, 14 2016 00:00:00 | Not Dimmable | Not Dimmable | NotYetVerified |  | EAEEGC | [25 empty] | 5 | 2160 | 120 | 18 | 7.63 | 0.9 | 4500 | 80 |  |  |  | FALSE | FALSE | FALSE | May, 02 2018 00:00:00 | 4.3 |  | standard |  |  |  |  | March, 30 2020 00:00:00 | FALSE | FALSE | FALSE | [6 empty] | AC | [7 empty] | FALSE
PUMGX8BM | NEUTEX ADVANCED ENERGY GROUP | NEUTEX ADVANCED ENERGY GROUP INC | TBCCC4DY16K45 | Linear Replacement Lamp | T8 Four-Foot | Dual Mode Internal Driver (UL Type A and Type B) |  | standard | FALSE | [10 empty] | November, 14 2016 00:00:00 | Not Dimmable | Not Dimmable | NotYetVerified |  | EAEEGD | [25 empty] | 5 | 2340 | 130 | 18 | 7.7 | 0.9 | 4500 | 80 |  |  |  | FALSE | FALSE | FALSE | May, 02 2018 00:00:00 | 4.3 |  | standard |  |  |  |  | March, 30 2020 00:00:00 | FALSE | FALSE | FALSE | [6 empty] | AC | [7 empty] | FALSE
PKE8RS77 | NEUTEX ADVANCED ENERGY GROUP | NEUTEX ADVANCED ENERGY GROUP INC | TBCCC4DY12K45 | Linear Replacement Lamp | T8 Four-Foot | Dual Mode Internal Driver (UL Type A and Type B) |  | standard | FALSE | [10 empty] | November, 14 2016 00:00:00 | Not Dimmable | Not Dimmable | NotYetVerified |  | EAEEGB | [25 empty] | 5 | 1800 | 150 | 12 | 11.66 | 0.9 | 4500 | 80 |  |  |  | FALSE | FALSE | FALSE | May, 02 2018 00:00:00 | 4.3 |  | standard |  |  |  |  | March, 30 2020 00:00:00 | FALSE | FALSE | FALSE | [6 empty] | AC | [7 empty] | FALSE
P7XB2K5W | NEUTEX ADVANCED ENERGY GROUP | NEUTEX ADVANCED ENERGY GROUP INC | TBCFC4DY16K50 | Linear Replacement Lamp | T8 Four-Foot | Dual Mode Internal Driver (UL Type A and Type B) |  | standard | FALSE | [10 empty] | November, 14 2016 00:00:00 | Not Dimmable | Not Dimmable | NotYetVerified |  | EAEEGC | [25 empty] | 5 | 2160 | 120 | 18 | 7.63 | 0.9 | 5000 | 80 |  |  |  | FALSE | FALSE | FALSE | May, 02 2018 00:00:00 | 4.3 |  | standard |  |  |  |  | March, 30 2020 00:00:00 | FALSE | FALSE | FALSE | [6 empty] | AC | [7 empty] | FALSE
PPB6FVF4 | LED One Corporation | LEDone | LOD-GT84FDM-18W30KF | Linear Replacement Lamp | T8 Four-Foot | Dual Mode Internal Driver (UL Type A and Type B) |  | standard | TRUE |  | 2447.48 | 112.787 | 21.7 | 13.6 | 0.925 | 3011 | 83 | 5 | 50000 | November, 14 2016 00:00:00 | Dimmable | Continuous Below 10 | FALSE |  | EAEEFY | [15 empty] | 79.8 |  | 1.22 | 1.22 | [6 empty] | 4.4 | 2447.48 | 112.79 | 21.7 | 13.6 | 0.99 | 3000 | 83 |  |  |  | FALSE | FALSE | FALSE | May, 02 2018 00:00:00 | 4.3 |  | standard |  |  |  |  | November, 02 2018 00:00:00 | FALSE | FALSE | FALSE | [6 empty] | AC | [7 empty] | FALSE
P55DWKDF | LED One Corporation | LEDone | LOD-GT84FDM-12W40KF | Linear Replacement Lamp | T8 Four-Foot | Dual Mode Internal Driver (UL Type A and Type B) |  | standard | FALSE | [10 empty] | November, 14 2016 00:00:00 | Dimmable | Continuous Below 10 | FALSE |  | EAEEFW | [25 empty] | 4.4 | 1786.26 | 110.26 | 16.2 | 13.9 | 0.99 | 4000 | 83.1 |  |  |  | FALSE | FALSE | FALSE | May, 02 2018 00:00:00 | 4.3 |  | standard |  |  |  |  | November, 02 2018 00:00:00 | FALSE | FALSE | FALSE | [6 empty] | AC | [7 empty] | FALSE
PCSH1R6Z | Hengdian Group Tospo Lighting Co.,Ltd | TOSPO | G7 TP120-277-16/T8 G13 DR 4000K | Linear Replacement Lamp | T8 Four-Foot | Replacement Lamps (plug and play) (UL Type A) |  | standard | TRUE |  | 2033.2 | 120.56 | 16.87 | 7.6 | 0.98 | 4095 | 84.9 | 5 | 50000 | November, 14 2016 00:00:00 | Not Dimmable | Not Dimmable | FALSE |  | MMMOZT | [15 empty] | 84.2 |  | 1.32 | 1.24 | [6 empty] | 4.4 | 1800 | 112.5 | 16 | 7.6 | 0.98 | 4000 | 80 |  |  |  | FALSE | FALSE | FALSE | May, 02 2018 00:00:00 | 4.3 |  | standard |  |  |  |  | November, 02 2018 00:00:00 | FALSE | FALSE | FALSE | [6 empty] | AC | [7 empty] | FALSE
PGM3V5GZ | LED One Corporation | LEDone | LOD-GT84FDM-15W40KF | Linear Replacement Lamp | T8 Four-Foot | Dual Mode Internal Driver (UL Type A and Type B) |  | standard | FALSE | [10 empty] | November, 14 2016 00:00:00 | Dimmable | Continuous Below 10 | FALSE |  | EAEEFX | [25 empty] | 4.4 | 2157.53 | 111.21 | 19.4 | 13.5 | 0.99 | 4000 | 83 |  |  |  | FALSE | FALSE | FALSE | May, 02 2018 00:00:00 | 4.3 |  | standard |  |  |  |  | November, 02 2018 00:00:00 | FALSE | FALSE | FALSE | [6 empty] | AC | [7 empty] | FALSE
PJTKZ9TC | LED One Corporation | LEDone | LOD-GT84FDM-15W50KF | Linear Replacement Lamp | T8 Four-Foot | Dual Mode Internal Driver (UL Type A and Type B) |  | standard | FALSE | [10 empty] | November, 14 2016 00:00:00 | Dimmable | Continuous Below 10 | FALSE |  | EAEEFX | [25 empty] | 4.4 | 2197.19 | 113.26 | 19.4 | 13.7 | 0.99 | 5000 | 81.3 |  |  |  | FALSE | FALSE | FALSE | May, 02 2018 00:00:00 | 4.3 |  | standard |  |  |  |  | November, 02 2018 00:00:00 | FALSE | FALSE | FALSE | [6 empty] | AC | [7 empty] | FALSE
PNTQ1U3M | LED One Corporation | LEDone | LOD-GT84FDM-12W30KF | Linear Replacement Lamp | T8 Four-Foot | Dual Mode Internal Driver (UL Type A and Type B) |  | standard | TRUE |  | 1786.26 | 110.263 | 16.2 | 13.9 | 0.907 | 2998 | 83.1 | 5 | 50000 | November, 14 2016 00:00:00 | Dimmable | Continuous Below 10 | FALSE |  | EAEEFW | [15 empty] | 80.3 |  | 1.2 | 1.22 | [6 empty] | 4.4 | 1786.26 | 110.26 | 16.2 | 13.9 | 0.99 | 3000 | 83.1 |  |  |  | FALSE | FALSE | FALSE | May, 02 2018 00:00:00 | 4.3 |  | standard |  |  |  |  | November, 02 2018 00:00:00 | FALSE | FALSE | FALSE | [6 empty] | AC | [7 empty] | FALSE
PMRXKRUT | Signify North America Corporation | Philips | 9290013034 | Linear Replacement Lamp | T8 Four-Foot | Replacement Lamps (plug and play) (UL Type A) |  | standard | FALSE | [10 empty] | November, 14 2016 00:00:00 | Not Dimmable | Not Dimmable | No |  | KKKZLG | [25 empty] | 5 | 2000 | 117.65 | 17 | 15 | 0.9 | 3500 | 82 |  |  |  | FALSE | FALSE | FALSE | May, 02 2018 00:00:00 | 4.3 |  | standard |  |  |  |  | March, 30 2020 00:00:00 | FALSE | FALSE | FALSE | [6 empty] | AC | [7 empty] | FALSE
P1YZSWTB | NEUTEX ADVANCED ENERGY GROUP | NEUTEX ADVANCED ENERGY GROUP INC | TBCFC4DY16K30 | Linear Replacement Lamp | T8 Four-Foot | Dual Mode Internal Driver (UL Type A and Type B) |  | standard | TRUE |  | 2034.7 | 114.76 | 17.73 | 7.63 | 0.9727 | 2884 | 81.9 | 5 | 50000 | November, 14 2016 00:00:00 | Not Dimmable | Not Dimmable | NotYetVerified |  | EAEEGC | [15 empty] | 84.2 |  | 1.24 | 1.42 | [6 empty] | 5 | 2160 | 120 | 18 | 7.63 | 0.9 | 3000 | 80 |  |  |  | FALSE | FALSE | FALSE | May, 02 2018 00:00:00 | 4.3 |  | standard |  |  |  |  | March, 30 2020 00:00:00 | FALSE | FALSE | FALSE | [6 empty] | AC | [7 empty] | FALSE
PMF7GH1X | NEUTEX ADVANCED ENERGY GROUP | NEUTEX ADVANCED ENERGY GROUP INC | TBCCC4DY20K30 | Linear Replacement Lamp | T8 Four-Foot | Dual Mode Internal Driver (UL Type A and Type B) |  | standard | TRUE |  | 2589.3 | 124.41 | 20.81 | 5.83 | 0.9791 | 2898 | 81.8 | 5 | 50000 | November, 14 2016 00:00:00 | Not Dimmable | Not Dimmable | NotYetVerified | Product updated 9/21/2016 | EAEEGF | [15 empty] | 88.9 |  | 1.26 | 1.42 | [6 empty] | 5 | 2600 | 130 | 20 | 20 | 0.9 | 3000 | 80 |  |  |  | FALSE | FALSE | FALSE | May, 02 2018 00:00:00 | 4.3 |  | standard |  |  |  |  | March, 30 2020 00:00:00 | FALSE | FALSE | FALSE | [6 empty] | AC | [7 empty] | FALSE
PNJ66RAY | NEUTEX ADVANCED ENERGY GROUP | NEUTEX ADVANCED ENERGY GROUP INC | TBCCC4DY16K35 | Linear Replacement Lamp | T8 Four-Foot | Dual Mode Internal Driver (UL Type A and Type B) |  | standard | FALSE | [10 empty] | November, 14 2016 00:00:00 | Not Dimmable | Not Dimmable | NotYetVerified |  | EAEEGD | [25 empty] | 5 | 2250 | 125 | 18 | 7.7 | 0.9 | 3500 | 80 |  |  |  | FALSE | FALSE | FALSE | May, 02 2018 00:00:00 | 4.3 |  | standard |  |  |  |  | March, 30 2020 00:00:00 | FALSE | FALSE | FALSE | [6 empty] | AC | [7 empty] | FALSE
P3X8M2JZ | NEUTEX ADVANCED ENERGY GROUP | NEUTEX ADVANCED ENERGY GROUP INC | TBCCC4DY20K40 | Linear Replacement Lamp | T8 Four-Foot | Dual Mode Internal Driver (UL Type A and Type B) |  | standard | FALSE | [10 empty] | November, 14 2016 00:00:00 | Not Dimmable | Not Dimmable | NotYetVerified | Product updated 9/21/2016 | EAEEGF | [25 empty] | 5 | 2600 | 130 | 20 | 20 | 0.9 | 4000 | 80 |  |  |  | FALSE | FALSE | FALSE | May, 02 2018 00:00:00 | 4.3 |  | standard |  |  |  |  | March, 30 2020 00:00:00 | FALSE | FALSE | FALSE | [6 empty] | AC | [7 empty] | FALSE
PQ3Y4JCR | NEUTEX ADVANCED ENERGY GROUP | NEUTEX ADVANCED ENERGY GROUP INC | TBCCC4DY20K50 | Linear Replacement Lamp | T8 Four-Foot | Dual Mode Internal Driver (UL Type A and Type B) |  | standard | FALSE | [10 empty] | November, 14 2016 00:00:00 | Not Dimmable | Not Dimmable | NotYetVerified | Product updated 9/21/2016 | EAEEGF | [25 empty] | 5 | 2600 | 130 | 20 | 20 | 0.9 | 5000 | 80 |  |  |  | FALSE | FALSE | FALSE | May, 02 2018 00:00:00 | 4.3 |  | standard |  |  |  |  | March, 30 2020 00:00:00 | FALSE | FALSE | FALSE | [6 empty] | AC | [7 empty] | FALSE
PMW7UJJX | LED One Corporation | LEDone | LOD-GT84FDM-15W30KF | Linear Replacement Lamp | T8 Four-Foot | Dual Mode Internal Driver (UL Type A and Type B) |  | standard | TRUE |  | 2157.53 | 111.213 | 19.4 | 13.5 | 0.924 | 3022 | 83 | 5 | 50000 | November, 14 2016 00:00:00 | Dimmable | Continuous Below 10 | FALSE |  | EAEEFX | [15 empty] | 79.9 |  | 1.2 | 1.22 | [6 empty] | 4.4 | 2157.53 | 111.21 | 19.4 | 13.5 | 0.99 | 3000 | 83 |  |  |  | FALSE | FALSE | FALSE | May, 02 2018 00:00:00 | 4.3 |  | standard |  |  |  |  | November, 02 2018 00:00:00 | FALSE | FALSE | FALSE | [6 empty] | AC | [7 empty] | FALSE
P2R73QWZ | Signify North America Corporation | Philips | 9290013035 | Linear Replacement Lamp | T8 Four-Foot | Replacement Lamps (plug and play) (UL Type A) |  | standard | FALSE | [10 empty] | November, 14 2016 00:00:00 | Not Dimmable | Not Dimmable | No |  | KKKZLG | [25 empty] | 5 | 2100 | 123.53 | 17 | 15 | 0.9 | 4000 | 82 |  |  |  | FALSE | FALSE | FALSE | May, 02 2018 00:00:00 | 4.3 |  | standard |  |  |  |  | March, 30 2020 00:00:00 | FALSE | FALSE | FALSE | [6 empty] | AC | [7 empty] | FALSE
PF97TSCQ | NEUTEX ADVANCED ENERGY GROUP | NEUTEX ADVANCED ENERGY GROUP INC | TBCFC4DY12K35 | Linear Replacement Lamp | T8 Four-Foot | Dual Mode Internal Driver (UL Type A and Type B) |  | standard | FALSE | [10 empty] | November, 14 2016 00:00:00 | Not Dimmable | Not Dimmable | NotYetVerified |  | EAEEGA | [25 empty] | 5 | 1620 | 135 | 12 | 14.16 | 0.9 | 3500 | 80 |  |  |  | FALSE | FALSE | FALSE | May, 02 2018 00:00:00 | 4.3 |  | standard |  |  |  |  | March, 30 2020 00:00:00 | FALSE | FALSE | FALSE | [6 empty] | AC | [7 empty] | FALSE
P43DPYNN | NEUTEX ADVANCED ENERGY GROUP | NEUTEX ADVANCED ENERGY GROUP INC | TBCCC4DY20K35 | Linear Replacement Lamp | T8 Four-Foot | Dual Mode Internal Driver (UL Type A and Type B) |  | standard | FALSE | [10 empty] | November, 14 2016 00:00:00 | Not Dimmable | Not Dimmable | NotYetVerified | Product updated 9/21/2016 | EAEEGF | [25 empty] | 5 | 2600 | 130 | 20 | 20 | 0.9 | 3500 | 80 |  |  |  | FALSE | FALSE | FALSE | May, 02 2018 00:00:00 | 4.3 |  | standard |  |  |  |  | March, 30 2020 00:00:00 | FALSE | FALSE | FALSE | [6 empty] | AC | [7 empty] | FALSE
PP2HHU1N | NEUTEX ADVANCED ENERGY GROUP | NEUTEX ADVANCED ENERGY GROUP INC | TBCFC4DY16K40 | Linear Replacement Lamp | T8 Four-Foot | Dual Mode Internal Driver (UL Type A and Type B) |  | standard | FALSE | [10 empty] | November, 14 2016 00:00:00 | Not Dimmable | Not Dimmable | NotYetVerified |  | EAEEGC | [25 empty] | 5 | 2160 | 120 | 18 | 7.63 | 0.9 | 4000 | 80 |  |  |  | FALSE | FALSE | FALSE | May, 02 2018 00:00:00 | 4.3 |  | standard |  |  |  |  | March, 30 2020 00:00:00 | FALSE | FALSE | FALSE | [6 empty] | AC | [7 empty] | FALSE
PNTPF4QB | NEUTEX ADVANCED ENERGY GROUP | NEUTEX ADVANCED ENERGY GROUP INC | TBCCC4DY12K40 | Linear Replacement Lamp | T8 Four-Foot | Dual Mode Internal Driver (UL Type A and Type B) |  | standard | FALSE | [10 empty] | November, 14 2016 00:00:00 | Not Dimmable | Not Dimmable | NotYetVerified |  | EAEEGB | [25 empty] | 5 | 1800 | 150 | 12 | 11.66 | 0.9 | 4000 | 80 |  |  |  | FALSE | FALSE | FALSE | May, 02 2018 00:00:00 | 4.3 |  | standard |  |  |  |  | March, 30 2020 00:00:00 | FALSE | FALSE | FALSE | [6 empty] | AC | [7 empty] | FALSE
PNTW88ZG | NEUTEX ADVANCED ENERGY GROUP | NEUTEX ADVANCED ENERGY GROUP INC | TBCFC4DY20K45 | Linear Replacement Lamp | T8 Four-Foot | Dual Mode Internal Driver (UL Type A and Type B) |  | standard | FALSE | [10 empty] | November, 14 2016 00:00:00 | Not Dimmable | Not Dimmable | NotYetVerified | Product updated 9/21/2016 | EAEEGE | [25 empty] | 5 | 2600 | 130 | 20 | 5.79 | 0.9 | 4500 | 80 |  |  |  | FALSE | FALSE | FALSE | May, 02 2018 00:00:00 | 4.3 |  | standard |  |  |  |  | March, 30 2020 00:00:00 | FALSE | FALSE | FALSE | [6 empty] | AC | [7 empty] | FALSE
PC1DPDX7 | NEUTEX ADVANCED ENERGY GROUP | NEUTEX ADVANCED ENERGY GROUP INC | TBCCC4DY12K50 | Linear Replacement Lamp | T8 Four-Foot | Dual Mode Internal Driver (UL Type A and Type B) |  | standard | FALSE | [10 empty] | November, 14 2016 00:00:00 | Not Dimmable | Not Dimmable | NotYetVerified |  | EAEEGB | [25 empty] | 5 | 1800 | 150 | 12 | 11.66 | 0.9 | 5000 | 80 |  |  |  | FALSE | FALSE | FALSE | May, 02 2018 00:00:00 | 4.3 |  | standard |  |  |  |  | March, 30 2020 00:00:00 | FALSE | FALSE | FALSE | [6 empty] | AC | [7 empty] | FALSE
PHDHGAQP | LED One Corporation | LEDone | LOD-GT84FDM-12W50KF | Linear Replacement Lamp | T8 Four-Foot | Dual Mode Internal Driver (UL Type A and Type B) |  | standard | FALSE | [10 empty] | November, 14 2016 00:00:00 | Dimmable | Continuous Below 10 | FALSE |  | EAEEFW | [25 empty] | 4.4 | 1819.16 | 112.99 | 16.1 | 14.1 | 0.99 | 5000 | 81.8 |  |  |  | FALSE | FALSE | FALSE | May, 02 2018 00:00:00 | 4.3 |  | standard |  |  |  |  | November, 02 2018 00:00:00 | FALSE | FALSE | FALSE | [6 empty] | AC | [7 empty] | FALSE
PQKNSVSA | LED One Corporation | LEDone | LOD-GT84FDM-18W40KF | Linear Replacement Lamp | T8 Four-Foot | Dual Mode Internal Driver (UL Type A and Type B) |  | standard | FALSE | [10 empty] | November, 14 2016 00:00:00 | Dimmable | Continuous Below 10 | FALSE |  | EAEEFY | [25 empty] | 4.4 | 2447.48 | 112.79 | 21.7 | 13.6 | 0.99 | 4000 | 83 |  |  |  | FALSE | FALSE | FALSE | May, 02 2018 00:00:00 | 4.3 |  | standard |  |  |  |  | November, 02 2018 00:00:00 | FALSE | FALSE | FALSE | [6 empty] | AC | [7 empty] | FALSE
P3SBF92P | Hengdian Group Tospo Lighting Co.,Ltd | TOSPO | G7 TP120-277-16/T8 G13 DR 5000K | Linear Replacement Lamp | T8 Four-Foot | Replacement Lamps (plug and play) (UL Type A) |  | standard | FALSE | [10 empty] | November, 14 2016 00:00:00 | Not Dimmable | Not Dimmable | FALSE |  | MMMOZT | [25 empty] | 4.4 | 1800 | 112.5 | 16 | 7.6 | 0.98 | 5000 | 80 |  |  |  | FALSE | FALSE | FALSE | May, 02 2018 00:00:00 | 4.3 |  | standard |  |  |  |  | November, 02 2018 00:00:00 | FALSE | FALSE | FALSE | [6 empty] | AC | [7 empty] | FALSE
P1Z3VUZP | Signify North America Corporation | Philips | 9290013033 | Linear Replacement Lamp | T8 Four-Foot | Replacement Lamps (plug and play) (UL Type A) |  | standard | TRUE |  | 1877 | 124.3 | 15.1 | 8.28 | 0.9664 | 3009 | 82.4 | 5 | 50000 | November, 14 2016 00:00:00 | Not Dimmable | Not Dimmable | No |  | KKKZLG | [15 empty] | 82.93 |  | 1.28 | 1.34 | [6 empty] | 5 | 2000 | 117.65 | 17 | 15 | 0.9 | 3000 | 82 |  |  |  | FALSE | FALSE | FALSE | May, 02 2018 00:00:00 | 4.3 |  | standard |  |  |  |  | March, 30 2020 00:00:00 | FALSE | FALSE | FALSE | [6 empty] | AC | [7 empty] | FALSE
PXYCBSNS | Hengdian Group Tospo Lighting Co.,Ltd | TOSPO | G7 TP120-277-18/T8 G13 DR 4000K | Linear Replacement Lamp | T8 Four-Foot | Replacement Lamps (plug and play) (UL Type A) |  | standard | TRUE |  | 2344.3 | 125.03 | 18.75 | 7 | 0.983 | 4107 | 84.9 | 5 | 50000 | November, 14 2016 00:00:00 | Not Dimmable | Not Dimmable | No |  | MMMOZR | [15 empty] | 84.4 |  | 1.32 | 1.24 | [6 empty] | 5 | 2200 | 122.22 | 18 | 7 | 0.98 | 4000 | 80 |  |  |  | FALSE | FALSE | FALSE | May, 02 2018 00:00:00 | 4.3 |  | standard |  |  |  |  | March, 30 2020 00:00:00 | FALSE | FALSE | FALSE | [6 empty] | AC | [7 empty] | FALSE
PDY1R672 | NEUTEX ADVANCED ENERGY GROUP | NEUTEX ADVANCED ENERGY GROUP INC | TBCCC4DY12K35 | Linear Replacement Lamp | T8 Four-Foot | Dual Mode Internal Driver (UL Type A and Type B) |  | standard | FALSE | [10 empty] | November, 14 2016 00:00:00 | Not Dimmable | Not Dimmable | NotYetVerified |  | EAEEGB | [25 empty] | 5 | 1680 | 140 | 12 | 11.66 | 0.9 | 3500 | 80 |  |  |  | FALSE | FALSE | FALSE | May, 02 2018 00:00:00 | 4.3 |  | standard |  |  |  |  | March, 30 2020 00:00:00 | FALSE | FALSE | FALSE | [6 empty] | AC | [7 empty] | FALSE
P85FV7UB | NEUTEX ADVANCED ENERGY GROUP | NEUTEX ADVANCED ENERGY GROUP INC | TBCCC4DY16K40 | Linear Replacement Lamp | T8 Four-Foot | Dual Mode Internal Driver (UL Type A and Type B) |  | standard | FALSE | [10 empty] | November, 14 2016 00:00:00 | Not Dimmable | Not Dimmable | NotYetVerified |  | EAEEGD | [25 empty] | 5 | 2340 | 130 | 18 | 7.7 | 0.9 | 4000 | 80 |  |  |  | FALSE | FALSE | FALSE | May, 02 2018 00:00:00 | 4.3 |  | standard |  |  |  |  | March, 30 2020 00:00:00 | FALSE | FALSE | FALSE | [6 empty] | AC | [7 empty] | FALSE
PAQZ2XEJ | NEUTEX ADVANCED ENERGY GROUP | NEUTEX ADVANCED ENERGY GROUP INC | TBCCC4DY20K45 | Linear Replacement Lamp | T8 Four-Foot | Dual Mode Internal Driver (UL Type A and Type B) |  | standard | FALSE | [10 empty] | November, 14 2016 00:00:00 | Not Dimmable | Not Dimmable | NotYetVerified | Product updated 9/21/2016 | EAEEGF | [25 empty] | 5 | 2600 | 130 | 20 | 20 | 0.9 | 4500 | 80 |  |  |  | FALSE | FALSE | FALSE | May, 02 2018 00:00:00 | 4.3 |  | standard |  |  |  |  | March, 30 2020 00:00:00 | FALSE | FALSE | FALSE | [6 empty] | AC | [7 empty] | FALSE
PWCV41D6 | NEUTEX ADVANCED ENERGY GROUP | NEUTEX ADVANCED ENERGY GROUP INC | TBCFC4DY20K50 | Linear Replacement Lamp | T8 Four-Foot | Dual Mode Internal Driver (UL Type A and Type B) |  | standard | FALSE | [10 empty] | November, 14 2016 00:00:00 | Not Dimmable | Not Dimmable | NotYetVerified | Product updated 9/21/2016 | EAEEGE | [25 empty] | 5 | 2600 | 130 | 20 | 5.79 | 0.9 | 5000 | 80 |  |  |  | FALSE | FALSE | FALSE | May, 02 2018 00:00:00 | 4.3 |  | standard |  |  |  |  | March, 30 2020 00:00:00 | FALSE | FALSE | FALSE | [6 empty] | AC | [7 empty] | FALSE
PJ7FQC82 | NEUTEX ADVANCED ENERGY GROUP | NEUTEX ADVANCED ENERGY GROUP INC | TBCFC4DY12K50 | Linear Replacement Lamp | T8 Four-Foot | Dual Mode Internal Driver (UL Type A and Type B) |  | standard | FALSE | [10 empty] | November, 14 2016 00:00:00 | Not Dimmable | Not Dimmable | NotYetVerified |  | EAEEGA | [25 empty] | 5 | 1680 | 140 | 12 | 14.16 | 0.9 | 5000 | 80 |  |  |  | FALSE | FALSE | FALSE | May, 02 2018 00:00:00 | 4.3 |  | standard |  |  |  |  | March, 30 2020 00:00:00 | FALSE | FALSE | FALSE | [6 empty] | AC | [7 empty] | FALSE
PHXTZKK8 | Nuwave LLC | Alset | TDT48-2L-40K-UL | Linear Replacement Lamp | T8 Four-Foot | Dual Mode Internal Driver (UL Type A and Type B) |  | standard | FALSE | [10 empty] | November, 11 2016 00:00:00 | Not Dimmable | Not Dimmable | No |  | HHHCAK | [25 empty] | 4.4 | 2017 | 115.72 | 17.43 | 22.07 | 0.9 | 4000 | 81.2 |  |  |  | FALSE | FALSE | FALSE | May, 02 2018 00:00:00 | 4.3 |  | standard |  |  |  |  | November, 02 2018 00:00:00 | FALSE | FALSE | FALSE | [6 empty] | AC | [7 empty] | FALSE
PUAQSNXZ | Nuwave LLC | Alset | TDT48-2L-45K-UL | Linear Replacement Lamp | T8 Four-Foot | Dual Mode Internal Driver (UL Type A and Type B) |  | standard | FALSE | [10 empty] | November, 11 2016 00:00:00 | Not Dimmable | Not Dimmable | No |  | HHHCAK | [25 empty] | 4.4 | 2017 | 115.72 | 17.43 | 22.07 | 0.9 | 4500 | 81.2 |  |  |  | FALSE | FALSE | FALSE | May, 02 2018 00:00:00 | 4.3 |  | standard |  |  |  |  | November, 02 2018 00:00:00 | FALSE | FALSE | FALSE | [6 empty] | AC | [7 empty] | FALSE
P78GYB86 | Nuwave LLC | Alset | TDT48-2L-35K-UL | Linear Replacement Lamp | T8 Four-Foot | Dual Mode Internal Driver (UL Type A and Type B) |  | standard | FALSE | [10 empty] | November, 11 2016 00:00:00 | Not Dimmable | Not Dimmable | No |  | HHHCAK | [25 empty] | 4.4 | 2017 | 115.72 | 17.43 | 22.07 | 0.9 | 3500 | 81.2 |  |  |  | FALSE | FALSE | FALSE | May, 02 2018 00:00:00 | 4.3 |  | standard |  |  |  |  | November, 02 2018 00:00:00 | FALSE | FALSE | FALSE | [6 empty] | AC | [7 empty] | FALSE
PKYEDEA7 | Nuwave LLC | ALSET | TDT48-2L-50K-UL | Linear Replacement Lamp | T8 Four-Foot | Dual Mode Internal Driver (UL Type A and Type B) |  | standard | FALSE | [10 empty] | November, 11 2016 00:00:00 | Not Dimmable | Not Dimmable | No |  | HHHCAK | [25 empty] | 5 | 2186 | 125.85 | 17.37 | 22.59 | 0.9 | 5000 | 80.6 |  |  |  | FALSE | FALSE | FALSE | May, 02 2018 00:00:00 | 4.3 |  | standard |  |  |  |  | March, 30 2020 00:00:00 | FALSE | FALSE | FALSE | [6 empty] | AC | [7 empty] | FALSE
PF3N357N | Nuwave LLC | ALSET | TDT48-2L-30K-UL | Linear Replacement Lamp | T8 Four-Foot | Dual Mode Internal Driver (UL Type A and Type B) |  | standard | TRUE |  | 2017 | 115.72 | 17.43 | 22.07 | 0.9005 | 2949 | 81.2 | 5 | 50000 | November, 11 2016 00:00:00 | Not Dimmable | Not Dimmable | NO |  | HHHCAK | [15 empty] | 84.8 |  | 1.26 | 1.34 | [6 empty] | 5 | 2017 | 115.72 | 17.43 | 22.07 | 0.9 | 3000 | 81.2 |  |  |  | FALSE | FALSE | FALSE | May, 02 2018 00:00:00 | 4.3 |  | standard |  |  |  |  | March, 30 2020 00:00:00 | FALSE | FALSE | FALSE | [6 empty] | AC | [7 empty] | FALSE
PMQGCJY2 | JIAXING SUPER LIGHTING ELECTRIC APPLIANCE CO.,LTD | Super | T8L-IDDM13-2200-4ft-CBA-91 | Linear Replacement Lamp | T8 Four-Foot | Replacement Lamps (plug and play) (UL Type A) |  | standard | FALSE | [10 empty] | November, 10 2016 00:00:00 | Not Dimmable | Not Dimmable | No | Updated on 05/23/2018 | RRRTRP | [25 empty] | 5 | 2200 | 122 | 18 | 20 | 0.9 | 4000 | 82 |  |  |  | FALSE | FALSE | FALSE | May, 23 2018 00:00:00 | 4.3 |  | standard |  |  |  |  | March, 30 2020 00:00:00 | FALSE | FALSE | FALSE | [6 empty] | AC | [7 empty] | FALSE
PHHG621T | JIAXING SUPER LIGHTING ELECTRIC APPLIANCE CO.,LTD | Super | T8L-IDDM13-2200-4ft-EBA-91 | Linear Replacement Lamp | T8 Four-Foot | Replacement Lamps (plug and play) (UL Type A) |  | standard | FALSE | [10 empty] | November, 10 2016 00:00:00 | Not Dimmable | Not Dimmable | No | Updated on 05/23/2018 | RRRTRP | [25 empty] | 5 | 2200 | 122 | 18 | 20 | 0.9 | 5000 | 82 |  |  |  | FALSE | FALSE | FALSE | May, 23 2018 00:00:00 | 4.3 |  | standard |  |  |  |  | March, 30 2020 00:00:00 | FALSE | FALSE | FALSE | [6 empty] | AC | [7 empty] | FALSE
PC115CWT | JIAXING SUPER LIGHTING ELECTRIC APPLIANCE CO.,LTD | Super | T8L-IDDM13-1800-4ft-BBA-91 | Linear Replacement Lamp | T8 Four-Foot | Replacement Lamps (plug and play) (UL Type A) |  | standard | FALSE | [10 empty] | November, 10 2016 00:00:00 | Not Dimmable | Not Dimmable | No | Updated on 05/22/2018 | RRRTRO | [25 empty] | 5 | 1700 | 117 | 14.5 | 20 | 0.9 | 3500 | 82 |  |  |  | FALSE | FALSE | FALSE | May, 22 2018 00:00:00 | 4.3 |  | standard |  |  |  |  | March, 30 2020 00:00:00 | FALSE | FALSE | FALSE | [6 empty] | AC | [7 empty] | FALSE
PZE9JAP5 | JIAXING SUPER LIGHTING ELECTRIC APPLIANCE CO.,LTD | Super | T8L-IDDM13-1800-4ft-CBA-91 | Linear Replacement Lamp | T8 Four-Foot | Replacement Lamps (plug and play) (UL Type A) |  | standard | FALSE | [10 empty] | November, 10 2016 00:00:00 | Not Dimmable | Not Dimmable | No | Updated on 05/22/2018 | RRRTRO | [25 empty] | 5 | 1800 | 124 | 14.5 | 20 | 0.9 | 4000 | 82 |  |  |  | FALSE | FALSE | FALSE | May, 22 2018 00:00:00 | 4.3 |  | standard |  |  |  |  | March, 30 2020 00:00:00 | FALSE | FALSE | FALSE | [6 empty] | AC | [7 empty] | FALSE
PVTSYF43 | JIAXING SUPER LIGHTING ELECTRIC APPLIANCE CO.,LTD | Super | T8L-IDDM13-1800-4ft-EBA-91 | Linear Replacement Lamp | T8 Four-Foot | Replacement Lamps (plug and play) (UL Type A) |  | standard | FALSE | [10 empty] | November, 10 2016 00:00:00 | Not Dimmable | Not Dimmable | No | Updated on 05/22/2018 | RRRTRO | [25 empty] | 5 | 1800 | 124 | 14.5 | 20 | 0.9 | 5000 | 82 |  |  |  | FALSE | FALSE | FALSE | May, 22 2018 00:00:00 | 4.3 |  | standard |  |  |  |  | March, 30 2020 00:00:00 | FALSE | FALSE | FALSE | [6 empty] | AC | [7 empty] | FALSE
P1WT8VGE | JIAXING SUPER LIGHTING ELECTRIC APPLIANCE CO.,LTD | Super | T8L-IDDM13-1800-4ft-ABA-91 | Linear Replacement Lamp | T8 Four-Foot | Replacement Lamps (plug and play) (UL Type A) |  | standard | TRUE |  | 1678 | 121.8 | 13.78 | 14.53 | 0.9537 | 3082 | 82.9 | 5 | 50000 | November, 10 2016 00:00:00 | Not Dimmable | Not Dimmable | NO | Updated on 05/22/2018 | RRRTRO | [15 empty] | 81.5 |  | 1.26 | 1.3 | [6 empty] | 5 | 1700 | 117 | 14.5 | 20 | 0.9 | 3000 | 82 |  |  |  | FALSE | FALSE | FALSE | May, 22 2018 00:00:00 | 4.3 |  | standard |  |  |  |  | March, 30 2020 00:00:00 | FALSE | FALSE | FALSE | [6 empty] | AC | [7 empty] | FALSE
PF61AWGN | JIAXING SUPER LIGHTING ELECTRIC APPLIANCE CO.,LTD | Super | T8L-IDDM13-2200-4ft-ABA-91 | Linear Replacement Lamp | T8 Four-Foot | Replacement Lamps (plug and play) (UL Type A) |  | standard | TRUE |  | 2184 | 123.2 | 17.73 | 9.75 | 0.97 | 3071 | 82.6 | 5 | 50000 | November, 10 2016 00:00:00 | Not Dimmable | Not Dimmable | NO | Updated on 05/23/2018 | RRRTRP | [15 empty] | 81.5 |  | 1.26 | 1.32 | [6 empty] | 5 | 2100 | 117 | 18 | 20 | 0.9 | 3000 | 82 |  |  |  | FALSE | FALSE | FALSE | May, 23 2018 00:00:00 | 4.3 |  | standard |  |  |  |  | March, 30 2020 00:00:00 | FALSE | FALSE | FALSE | [6 empty] | AC | [7 empty] | FALSE
P7FJG2M5 | JIAXING SUPER LIGHTING ELECTRIC APPLIANCE CO.,LTD | Super | T8L-IDDM13-2200-4ft-BBA-91 | Linear Replacement Lamp | T8 Four-Foot | Replacement Lamps (plug and play) (UL Type A) |  | standard | FALSE | [10 empty] | November, 10 2016 00:00:00 | Not Dimmable | Not Dimmable | No | Updated on 05/23/2018 | RRRTRP | [25 empty] | 5 | 2100 | 117 | 18 | 20 | 0.9 | 3500 | 82 |  |  |  | FALSE | FALSE | FALSE | May, 23 2018 00:00:00 | 4.3 |  | standard |  |  |  |  | March, 30 2020 00:00:00 | FALSE | FALSE | FALSE | [6 empty] | AC | [7 empty] | FALSE
P4G8HBVT | JIAXING SUPER LIGHTING ELECTRIC APPLIANCE CO.,LTD | Super | T8L-IDDM13-2200-4ft-DBA-91 | Linear Replacement Lamp | T8 Four-Foot | Replacement Lamps (plug and play) (UL Type A) |  | standard | FALSE | [10 empty] | November, 10 2016 00:00:00 | Not Dimmable | Not Dimmable | No | Updated on 05/23/2018 | RRRTRP | [25 empty] | 5 | 2200 | 122 | 18 | 20 | 0.9 | 4500 | 82 |  |  |  | FALSE | FALSE | FALSE | May, 23 2018 00:00:00 | 4.3 |  | standard |  |  |  |  | March, 30 2020 00:00:00 | FALSE | FALSE | FALSE | [6 empty] | AC | [7 empty] | FALSE
P93KAMEV | JIAXING SUPER LIGHTING ELECTRIC APPLIANCE CO.,LTD | Super | T8L-IDDM13-1800-4ft-DBA-91 | Linear Replacement Lamp | T8 Four-Foot | Replacement Lamps (plug and play) (UL Type A) |  | standard | FALSE | [10 empty] | November, 10 2016 00:00:00 | Not Dimmable | Not Dimmable | No | Updated on 05/22/2018 | RRRTRO | [25 empty] | 5 | 1800 | 124 | 14.5 | 20 | 0.9 | 4500 | 82 |  |  |  | FALSE | FALSE | FALSE | May, 22 2018 00:00:00 | 4.3 |  | standard |  |  |  |  | March, 30 2020 00:00:00 | FALSE | FALSE | FALSE | [6 empty] | AC | [7 empty] | FALSE
P6WFHRAG | Luxul Technology Inc. | LUXUL | Q-Lux T8 4ft Q2 2700K | Linear Replacement Lamp | T8 Four-Foot | Replacement Lamps (plug and play) (UL Type A) |  | standard | TRUE |  | 1933.9 | 130.81 | 14.78 | 10.58 | 0.972 | 2756 | 82.5 | 5 | 50000 | November, 09 2016 00:00:00 | Not Dimmable | Not Dimmable | No |  | MMMOZI | [15 empty] | 84.3 |  | 1.3 | 1.24 | [6 empty] | 5 | 1933.39 | 130.81 | 14.78 | 10.58 | 0.97 | 2756 | 82.5 |  |  |  | FALSE | FALSE | FALSE | May, 02 2018 00:00:00 | 4.3 |  | standard |  |  |  |  | March, 30 2020 00:00:00 | FALSE | FALSE | FALSE | [6 empty] | AC | [7 empty] | FALSE
P5E3QDTD | Luxul Technology Inc. | LUXUL | E-Lux T8 4ft F16-SBMF | Linear Replacement Lamp | T8 Four-Foot | Replacement Lamps (plug and play) (UL Type A) |  | standard | FALSE | [10 empty] | November, 08 2016 00:00:00 | Not Dimmable | Not Dimmable | FALSE |  | VAVVVT | [25 empty] | 4.4 | 2221 | 115.62 | 19.21 | 10.58 | 0.9751 | 3500 | 82.7 |  |  |  | FALSE | FALSE | FALSE | May, 02 2018 00:00:00 | 4.3 |  | standard |  |  |  |  | November, 02 2018 00:00:00 | FALSE | FALSE | FALSE | [6 empty] | AC | [7 empty] | FALSE
PCTGGNU5 | Luxul Technology Inc. | LUXUL | E-Lux T8 4ft D16-BMF | Linear Replacement Lamp | T8 Four-Foot | Dual Mode Internal Driver (UL Type A and Type B) |  | standard | FALSE | [10 empty] | November, 08 2016 00:00:00 | Not Dimmable | Not Dimmable | NotYetVerified |  | VAVVVQ | [25 empty] | 5 | 2160 | 120 | 18 | 7.63 | 0.9 | 3500 | 80 |  |  |  | FALSE | FALSE | FALSE | May, 02 2018 00:00:00 | 4.3 |  | standard |  |  |  |  | March, 30 2020 00:00:00 | FALSE | FALSE | FALSE | [6 empty] | AC | [7 empty] | FALSE
PNJ93HUH | Luxul Technology Inc. | LUXUL | E-Lux T8 4ft D16-NMF | Linear Replacement Lamp | T8 Four-Foot | Dual Mode Internal Driver (UL Type A and Type B) |  | standard | FALSE | [10 empty] | November, 08 2016 00:00:00 | Not Dimmable | Not Dimmable | NotYetVerified |  | VAVVVQ | [25 empty] | 5 | 2160 | 120 | 18 | 7.63 | 0.9 | 4000 | 80 |  |  |  | FALSE | FALSE | FALSE | May, 02 2018 00:00:00 | 4.3 |  | standard |  |  |  |  | March, 30 2020 00:00:00 | FALSE | FALSE | FALSE | [6 empty] | AC | [7 empty] | FALSE
PZ95UCPA | Luxul Technology Inc. | LUXUL | E-Lux T8 4ft D12-HMF | Linear Replacement Lamp | T8 Four-Foot | Dual Mode Internal Driver (UL Type A and Type B) |  | standard | FALSE | [10 empty] | November, 08 2016 00:00:00 | Not Dimmable | Not Dimmable | NotYetVerified |  | VAVVVP | [25 empty] | 5 | 1680 | 140 | 12 | 14.16 | 0.9 | 4500 | 80 |  |  |  | FALSE | FALSE | FALSE | May, 02 2018 00:00:00 | 4.3 |  | standard |  |  |  |  | March, 30 2020 00:00:00 | FALSE | FALSE | FALSE | [6 empty] | AC | [7 empty] | FALSE
PY1AU8EW | Luxul Technology Inc. | LUXUL | E-Lux T8 4ft F12-SHMF | Linear Replacement Lamp | T8 Four-Foot | Replacement Lamps (plug and play) (UL Type A) |  | standard | FALSE | [10 empty] | November, 08 2016 00:00:00 | Not Dimmable | Not Dimmable | No |  | VAVVVS | [25 empty] | 5 | 1912 | 123.66 | 14.86 | 9.35 | 0.9073 | 4500 | 85.2 |  |  |  | FALSE | FALSE | FALSE | May, 02 2018 00:00:00 | 4.3 |  | standard |  |  |  |  | March, 30 2020 00:00:00 | FALSE | FALSE | FALSE | [6 empty] | AC | [7 empty] | FALSE
PP7635DW | Luxul Technology Inc. | LUXUL | E-Lux T8 4ft D12-DMF | Linear Replacement Lamp | T8 Four-Foot | Dual Mode Internal Driver (UL Type A and Type B) |  | standard | FALSE | [10 empty] | November, 08 2016 00:00:00 | Not Dimmable | Not Dimmable | NotYetVerified |  | VAVVVP | [25 empty] | 5 | 1680 | 140 | 12 | 14.16 | 0.9 | 5000 | 80 |  |  |  | FALSE | FALSE | FALSE | May, 02 2018 00:00:00 | 4.3 |  | standard |  |  |  |  | March, 30 2020 00:00:00 | FALSE | FALSE | FALSE | [6 empty] | AC | [7 empty] | FALSE
PSNY1BP6 | Luxul Technology Inc. | LUXUL | E-Lux T8 4ft F12-SDMF | Linear Replacement Lamp | T8 Four-Foot | Replacement Lamps (plug and play) (UL Type A) |  | standard | FALSE | [10 empty] | November, 08 2016 00:00:00 | Not Dimmable | Not Dimmable | No |  | VAVVVS | [25 empty] | 5 | 1987 | 133.62 | 14.87 | 9.31 | 0.9055 | 5000 | 83.8 |  |  |  | FALSE | FALSE | FALSE | May, 02 2018 00:00:00 | 4.3 |  | standard |  |  |  |  | March, 30 2020 00:00:00 | FALSE | FALSE | FALSE | [6 empty] | AC | [7 empty] | FALSE
PVEW74CC | Luxul Technology Inc. | LUXUL | E-Lux T8 4ft F16-SDMF | Linear Replacement Lamp | T8 Four-Foot | Replacement Lamps (plug and play) (UL Type A) |  | standard | FALSE | [10 empty] | November, 08 2016 00:00:00 | Not Dimmable | Not Dimmable | No |  | VAVVVT | [25 empty] | 5 | 2268 | 118.87 | 19.08 | 10.95 | 0.9744 | 5000 | 84.2 |  |  |  | FALSE | FALSE | FALSE | May, 02 2018 00:00:00 | 4.3 |  | standard |  |  |  |  | March, 30 2020 00:00:00 | FALSE | FALSE | FALSE | [6 empty] | AC | [7 empty] | FALSE
PXUV4DRA | Luxul Technology Inc. | LUXUL | E-Lux T8 4ft D12-BMF | Linear Replacement Lamp | T8 Four-Foot | Dual Mode Internal Driver (UL Type A and Type B) |  | standard | FALSE | [10 empty] | November, 08 2016 00:00:00 | Not Dimmable | Not Dimmable | NotYetVerified |  | VAVVVP | [25 empty] | 5 | 1620 | 135 | 12 | 14.16 | 0.9 | 3500 | 80 |  |  |  | FALSE | FALSE | FALSE | May, 02 2018 00:00:00 | 4.3 |  | standard |  |  |  |  | March, 30 2020 00:00:00 | FALSE | FALSE | FALSE | [6 empty] | AC | [7 empty] | FALSE
PVGD4WSM | Luxul Technology Inc. | LUXUL | E-Lux T8 4ft F20-SBMF | Linear Replacement Lamp | T8 Four-Foot | Replacement Lamps (plug and play) (UL Type A) |  | standard | FALSE | [10 empty] | November, 08 2016 00:00:00 | Not Dimmable | Not Dimmable | No |  | VAVVVU | [25 empty] | 5 | 2545 | 117.34 | 21.69 | 6.15 | 0.9149 | 3500 | 82.3 |  |  |  | FALSE | FALSE | FALSE | May, 02 2018 00:00:00 | 4.3 |  | standard |  |  |  |  | March, 30 2020 00:00:00 | FALSE | FALSE | FALSE | [6 empty] | AC | [7 empty] | FALSE
PBQVDQ2E | Luxul Technology Inc. | LUXUL | E-Lux T8 4ft F20-SNMF | Linear Replacement Lamp | T8 Four-Foot | Replacement Lamps (plug and play) (UL Type A) |  | standard | FALSE | [10 empty] | November, 08 2016 00:00:00 | Not Dimmable | Not Dimmable | No |  | VAVVVU | [25 empty] | 5 | 2579 | 118.74 | 21.72 | 5.87 | 0.911 | 4000 | 84.4 |  |  |  | FALSE | FALSE | FALSE | May, 02 2018 00:00:00 | 4.3 |  | standard |  |  |  |  | March, 30 2020 00:00:00 | FALSE | FALSE | FALSE | [6 empty] | AC | [7 empty] | FALSE
P1AX2AEY | Luxul Technology Inc. | LUXUL | E-Lux T8 4ft F12-SNMF | Linear Replacement Lamp | T8 Four-Foot | Replacement Lamps (plug and play) (UL Type A) |  | standard | FALSE | [10 empty] | November, 08 2016 00:00:00 | Not Dimmable | Not Dimmable | No |  | VAVVVS | [25 empty] | 5 | 1836 | 123.64 | 14.85 | 9.35 | 0.9073 | 4000 | 85.2 |  |  |  | FALSE | FALSE | FALSE | May, 02 2018 00:00:00 | 4.3 |  | standard |  |  |  |  | March, 30 2020 00:00:00 | FALSE | FALSE | FALSE | [6 empty] | AC | [7 empty] | FALSE
PEMJE89D | Luxul Technology Inc. | LUXUL | E-Lux T8 4ft F16-SNMF | Linear Replacement Lamp | T8 Four-Foot | Replacement Lamps (plug and play) (UL Type A) |  | standard | FALSE | [10 empty] | November, 08 2016 00:00:00 | Not Dimmable | Not Dimmable | No |  | VAVVVT | [25 empty] | 5 | 2234 | 116.66 | 19.15 | 10.62 | 0.9745 | 4000 | 85.2 |  |  |  | FALSE | FALSE | FALSE | May, 02 2018 00:00:00 | 4.3 |  | standard |  |  |  |  | March, 30 2020 00:00:00 | FALSE | FALSE | FALSE | [6 empty] | AC | [7 empty] | FALSE
PC38EQNS | Luxul Technology Inc. | LUXUL | E-Lux T8 4ft D20-HMF | Linear Replacement Lamp | T8 Four-Foot | Dual Mode Internal Driver (UL Type A and Type B) |  | standard | FALSE | [10 empty] | November, 08 2016 00:00:00 | Not Dimmable | Not Dimmable | NotYetVerified | Product updated 9/21/2016 | VAVVVR | [25 empty] | 5 | 2600 | 130 | 20 | 5.79 | 0.9 | 4500 | 80 |  |  |  | FALSE | FALSE | FALSE | May, 02 2018 00:00:00 | 4.3 |  | standard |  |  |  |  | March, 30 2020 00:00:00 | FALSE | FALSE | FALSE | [6 empty] | AC | [7 empty] | FALSE
PAFTKRBT | Luxul Technology Inc. | LUXUL | E-Lux T8 4ft F20-SDMF | Linear Replacement Lamp | T8 Four-Foot | Replacement Lamps (plug and play) (UL Type A) |  | standard | FALSE | [10 empty] | November, 08 2016 00:00:00 | Not Dimmable | Not Dimmable | No |  | VAVVVU | [25 empty] | 5 | 2631 | 120.63 | 21.81 | 6.39 | 0.9093 | 5000 | 84 |  |  |  | FALSE | FALSE | FALSE | May, 02 2018 00:00:00 | 4.3 |  | standard |  |  |  |  | March, 30 2020 00:00:00 | FALSE | FALSE | FALSE | [6 empty] | AC | [7 empty] | FALSE
PFTJTHEH | Luxul Technology Inc. | LUXUL | E-Lux T8 4ft D16-HMF | Linear Replacement Lamp | T8 Four-Foot | Dual Mode Internal Driver (UL Type A and Type B) |  | standard | FALSE | [10 empty] | November, 08 2016 00:00:00 | Not Dimmable | Not Dimmable | NotYetVerified |  | VAVVVQ | [25 empty] | 5 | 2160 | 120 | 18 | 7.63 | 0.9 | 4500 | 80 |  |  |  | FALSE | FALSE | FALSE | May, 02 2018 00:00:00 | 4.3 |  | standard |  |  |  |  | March, 30 2020 00:00:00 | FALSE | FALSE | FALSE | [6 empty] | AC | [7 empty] | FALSE
P3WAJ43J | Luxul Technology Inc. | LUXUL | E-Lux T8 4ft F20-SHMF | Linear Replacement Lamp | T8 Four-Foot | Replacement Lamps (plug and play) (UL Type A) |  | standard | FALSE | [10 empty] | November, 08 2016 00:00:00 | Not Dimmable | Not Dimmable | No |  | VAVVVU | [25 empty] | 5 | 2605 | 119.66 | 21.77 | 5.87 | 0.911 | 4500 | 84.4 |  |  |  | FALSE | FALSE | FALSE | May, 02 2018 00:00:00 | 4.3 |  | standard |  |  |  |  | March, 30 2020 00:00:00 | FALSE | FALSE | FALSE | [6 empty] | AC | [7 empty] | FALSE
P5F8AECX | Luxul Technology Inc. | LUXUL | E-Lux T8 4ft D20-DMF | Linear Replacement Lamp | T8 Four-Foot | Dual Mode Internal Driver (UL Type A and Type B) |  | standard | FALSE | [10 empty] | November, 08 2016 00:00:00 | Not Dimmable | Not Dimmable | NotYetVerified | Product updated 9/21/2016 | VAVVVR | [25 empty] | 5 | 2600 | 130 | 20 | 5.79 | 0.9 | 5000 | 80 |  |  |  | FALSE | FALSE | FALSE | May, 02 2018 00:00:00 | 4.3 |  | standard |  |  |  |  | March, 30 2020 00:00:00 | FALSE | FALSE | FALSE | [6 empty] | AC | [7 empty] | FALSE
P1SZF8KW | Luxul Technology Inc. | LUXUL | E-Lux T8 4ft D20-WMF | Linear Replacement Lamp | T8 Four-Foot | Dual Mode Internal Driver (UL Type A and Type B) |  | standard | TRUE |  | 2395 | 114.8 | 20.86 | 5.79 | 0.9799 | 2887 | 81.9 | 5 | 50000 | November, 08 2016 00:00:00 | Not Dimmable | Not Dimmable | NotYetVerified | Product updated 9/21/2016 | VAVVVR | [15 empty] | 84.7 |  | 1.22 | 1.38 | [6 empty] | 5 | 2600 | 130 | 20 | 5.79 | 0.9 | 3000 | 80 |  |  |  | FALSE | FALSE | FALSE | May, 02 2018 00:00:00 | 4.3 |  | standard |  |  |  |  | March, 30 2020 00:00:00 | FALSE | FALSE | FALSE | [6 empty] | AC | [7 empty] | FALSE
P7EN4WXE | Luxul Technology Inc. | LUXUL | E-Lux T8 4ft D12-WMF | Linear Replacement Lamp | T8 Four-Foot | Dual Mode Internal Driver (UL Type A and Type B) |  | standard | TRUE |  | 1572.9 | 112.36 | 14 | 14.16 | 0.9756 | 2900 | 83.8 | 5 | 50000 | November, 08 2016 00:00:00 | Not Dimmable | Not Dimmable | NotYetVerified |  | VAVVVP | [15 empty] | 84.5 |  | 1.24 | 1.42 | [6 empty] | 4.4 | 1620 | 135 | 12 | 14.16 | 0.9 | 3000 | 80 |  |  |  | FALSE | FALSE | FALSE | May, 02 2018 00:00:00 | 4.3 |  | standard |  |  |  |  | November, 02 2018 00:00:00 | FALSE | FALSE | FALSE | [6 empty] | AC | [7 empty] | FALSE
P3JWJJXZ | Luxul Technology Inc. | LUXUL | E-Lux T8 4ft F12-SWMF | Linear Replacement Lamp | T8 Four-Foot | Replacement Lamps (plug and play) (UL Type A) |  | standard | TRUE |  | 1771 | 119.74 | 14.76 | 9.08 | 0.9047 | 2885 | 82.6 | 5 |  | November, 08 2016 00:00:00 | Not Dimmable | Not Dimmable | No |  | VAVVVS | [15 empty] | 89.9 |  | 1.16 | 1.36 | [6 empty] | 5 | 1778 | 120.46 | 14.76 | 9.08 | 0.9047 | 3000 | 82.6 |  |  |  | FALSE | FALSE | FALSE | May, 02 2018 00:00:00 | 4.3 |  | standard |  |  |  |  | March, 30 2020 00:00:00 | FALSE | FALSE | FALSE | [6 empty] | AC | [7 empty] | FALSE
PYPNM27G | Luxul Technology Inc. | LUXUL | E-Lux T8 4ft F16-SWMF | Linear Replacement Lamp | T8 Four-Foot | Replacement Lamps (plug and play) (UL Type A) |  | standard | TRUE |  | 2209 | 114.69 | 19.26 | 10.58 | 0.9751 | 2897 | 82.7 | 5 | 50000 | November, 08 2016 00:00:00 | Not Dimmable | Not Dimmable | No |  | VAVVVT | [15 empty] | 90 |  | 1.16 | 1.4 | [6 empty] | 5 | 2209 | 114.69 | 19.26 | 10.58 | 0.9751 | 3000 | 82.7 |  |  |  | FALSE | FALSE | FALSE | May, 02 2018 00:00:00 | 4.3 |  | standard |  |  |  |  | March, 30 2020 00:00:00 | FALSE | FALSE | FALSE | [6 empty] | AC | [7 empty] | FALSE
P583N9H8 | Luxul Technology Inc. | LUXUL | E-Lux T8 4ft F12-SBMF | Linear Replacement Lamp | T8 Four-Foot | Replacement Lamps (plug and play) (UL Type A) |  | standard | FALSE | [10 empty] | November, 08 2016 00:00:00 | Not Dimmable | Not Dimmable | No |  | VAVVVS | [25 empty] | 5 | 1807 | 122.01 | 14.81 | 9.08 | 0.9047 | 3500 | 82.6 |  |  |  | FALSE | FALSE | FALSE | May, 02 2018 00:00:00 | 4.3 |  | standard |  |  |  |  | March, 30 2020 00:00:00 | FALSE | FALSE | FALSE | [6 empty] | AC | [7 empty] | FALSE
PUMUFTU6 | Luxul Technology Inc. | LUXUL | E-Lux T8 4ft D12-NMF | Linear Replacement Lamp | T8 Four-Foot | Dual Mode Internal Driver (UL Type A and Type B) |  | standard | FALSE | [10 empty] | November, 08 2016 00:00:00 | Not Dimmable | Not Dimmable | NotYetVerified |  | VAVVVP | [25 empty] | 5 | 1680 | 140 | 12 | 14.16 | 0.9 | 4000 | 80 |  |  |  | FALSE | FALSE | FALSE | May, 02 2018 00:00:00 | 4.3 |  | standard |  |  |  |  | March, 30 2020 00:00:00 | FALSE | FALSE | FALSE | [6 empty] | AC | [7 empty] | FALSE
PUW1KSDP | Luxul Technology Inc. | LUXUL | E-Lux T8 4ft F16-SHMF | Linear Replacement Lamp | T8 Four-Foot | Replacement Lamps (plug and play) (UL Type A) |  | standard | FALSE | [10 empty] | November, 08 2016 00:00:00 | Not Dimmable | Not Dimmable | No |  | VAVVVT | [25 empty] | 5 | 2251 | 117.73 | 19.12 | 10.62 | 0.9745 | 4500 | 85.2 |  |  |  | FALSE | FALSE | FALSE | May, 02 2018 00:00:00 | 4.3 |  | standard |  |  |  |  | March, 30 2020 00:00:00 | FALSE | FALSE | FALSE | [6 empty] | AC | [7 empty] | FALSE
PWYAJNP2 | Luxul Technology Inc. | LUXUL | E-Lux T8 4ft D16-DMF | Linear Replacement Lamp | T8 Four-Foot | Dual Mode Internal Driver (UL Type A and Type B) |  | standard | FALSE | [10 empty] | November, 08 2016 00:00:00 | Not Dimmable | Not Dimmable | NotYetVerified |  | VAVVVQ | [25 empty] | 5 | 2160 | 120 | 18 | 7.63 | 0.9 | 5000 | 80 |  |  |  | FALSE | FALSE | FALSE | May, 02 2018 00:00:00 | 4.3 |  | standard |  |  |  |  | March, 30 2020 00:00:00 | FALSE | FALSE | FALSE | [6 empty] | AC | [7 empty] | FALSE
PXKRHHR4 | Luxul Technology Inc. | LUXUL | E-Lux T8 4ft F20-SWMF | Linear Replacement Lamp | T8 Four-Foot | Replacement Lamps (plug and play) (UL Type A) |  | standard | TRUE |  | 2511 | 115.93 | 21.66 | 6.15 | 0.9149 | 2908 | 82.3 | 5 | 50000 | November, 08 2016 00:00:00 | Not Dimmable | Not Dimmable | No |  | VAVVVU | [15 empty] | 90 |  | 1.16 | 1.42 | [6 empty] | 5 | 2511 | 115.93 | 21.66 | 6.15 | 0.9149 | 3000 | 82.3 |  |  |  | FALSE | FALSE | FALSE | May, 02 2018 00:00:00 | 4.3 |  | standard |  |  |  |  | March, 30 2020 00:00:00 | FALSE | FALSE | FALSE | [6 empty] | AC | [7 empty] | FALSE
P3VCSNVV | Luxul Technology Inc. | LUXUL | E-Lux T8 4ft D16-WMF | Linear Replacement Lamp | T8 Four-Foot | Dual Mode Internal Driver (UL Type A and Type B) |  | standard | TRUE |  | 2034.7 | 114.76 | 17.73 | 7.63 | 0.9727 | 2884 | 81.9 | 5 | 50000 | November, 08 2016 00:00:00 | Not Dimmable | Not Dimmable | NotYetVerified |  | VAVVVQ | [15 empty] | 84.2 |  | 1.24 | 1.42 | [6 empty] | 5 | 2160 | 120 | 18 | 7.63 | 0.9 | 3000 | 80 |  |  |  | FALSE | FALSE | FALSE | May, 02 2018 00:00:00 | 4.3 |  | standard |  |  |  |  | March, 30 2020 00:00:00 | FALSE | FALSE | FALSE | [6 empty] | AC | [7 empty] | FALSE
PRXMZ5EA | Luxul Technology Inc. | LUXUL | E-Lux T8 4ft D20-BMF | Linear Replacement Lamp | T8 Four-Foot | Dual Mode Internal Driver (UL Type A and Type B) |  | standard | FALSE | [10 empty] | November, 08 2016 00:00:00 | Not Dimmable | Not Dimmable | NotYetVerified | Product updated 9/21/2016 | VAVVVR | [25 empty] | 5 | 2600 | 130 | 20 | 5.79 | 0.9 | 3500 | 80 |  |  |  | FALSE | FALSE | FALSE | May, 02 2018 00:00:00 | 4.3 |  | standard |  |  |  |  | March, 30 2020 00:00:00 | FALSE | FALSE | FALSE | [6 empty] | AC | [7 empty] | FALSE
PY7AWVPW | Luxul Technology Inc. | LUXUL | E-Lux T8 4ft D20-NMF | Linear Replacement Lamp | T8 Four-Foot | Dual Mode Internal Driver (UL Type A and Type B) |  | standard | FALSE | [10 empty] | November, 08 2016 00:00:00 | Not Dimmable | Not Dimmable | NotYetVerified | Product updated 9/21/2016 | VAVVVR | [25 empty] | 5 | 2600 | 130 | 20 | 5.79 | 0.9 | 4000 | 80 |  |  |  | FALSE | FALSE | FALSE | May, 02 2018 00:00:00 | 4.3 |  | standard |  |  |  |  | March, 30 2020 00:00:00 | FALSE | FALSE | FALSE | [6 empty] | AC | [7 empty] | FALSE
PZM5HRXF | Global Energy & Lighting | Global Energy & Lighting | GLEDT82-4'-12W-3000-CC-D | Linear Replacement Lamp | T8 Four-Foot | Dual Mode Internal Driver (UL Type A and Type B) |  | standard | TRUE |  | 1700.7 | 123.07 | 13.82 | 11.66 | 0.9585 | 2877 | 82 | 5 | 50000 | November, 07 2016 00:00:00 | Not Dimmable | Not Dimmable | NotYetVerified |  | JJJMIW | [15 empty] | 88.6 |  | 1.26 | 1.44 | [6 empty] | 5 | 1680 | 140 | 12 | 11.66 | 0.9 | 3000 | 80 |  |  |  | FALSE | FALSE | FALSE | May, 02 2018 00:00:00 | 4.3 |  | standard |  |  |  |  | March, 30 2020 00:00:00 | FALSE | FALSE | FALSE | [6 empty] | AC | [7 empty] | FALSE
PZKPS2VC | Global Energy & Lighting | Global Energy & Lighting | GLEDT82-4'-16W-3000-CC-D | Linear Replacement Lamp | T8 Four-Foot | Dual Mode Internal Driver (UL Type A and Type B) |  | standard | TRUE |  | 2195.5 | 123.34 | 17.8 | 7.7 | 0.9727 | 2896 | 81.9 | 5 | 50000 | November, 07 2016 00:00:00 | Not Dimmable | Not Dimmable | NotYetVerified |  | JJJMIY | [15 empty] | 89.3 |  | 1.28 | 1.44 | [6 empty] | 5 | 2250 | 125 | 18 | 7.7 | 0.9 | 3000 | 80 |  |  |  | FALSE | FALSE | FALSE | May, 02 2018 00:00:00 | 4.3 |  | standard |  |  |  |  | March, 30 2020 00:00:00 | FALSE | FALSE | FALSE | [6 empty] | AC | [7 empty] | FALSE
PM7XG473 | Global Energy & Lighting | Global Energy & Lighting | GLEDT82-4'-16W-3000-CC-A | Linear Replacement Lamp | T8 Four-Foot | Replacement Lamps (plug and play) (UL Type A) |  | standard | TRUE |  | 2368 | 127.24 | 18.61 | 10.69 | 0.9739 | 2886 | 82.6 | 5 | 50000 | November, 07 2016 00:00:00 | Not Dimmable | Not Dimmable | No |  | JJJMIR | [15 empty] | 91.7 |  | 1.22 | 1.4 | [6 empty] | 5 | 2368 | 127.24 | 18.61 | 10.69 | 0.9739 | 3000 | 82.6 |  |  |  | FALSE | FALSE | FALSE | May, 02 2018 00:00:00 | 4.3 |  | standard |  |  |  |  | March, 30 2020 00:00:00 | FALSE | FALSE | FALSE | [6 empty] | AC | [7 empty] | FALSE
PSEH7UCS | Global Energy & Lighting | Global Energy & Lighting | GLEDT82-4'-20W-3000-CC-D | Linear Replacement Lamp | T8 Four-Foot | Dual Mode Internal Driver (UL Type A and Type B) |  | standard | TRUE |  | 2589.3 | 124.41 | 20.81 | 5.83 | 0.9791 | 2898 | 81.8 | 5 | 50000 | November, 07 2016 00:00:00 | Not Dimmable | Not Dimmable | NotYetVerified | Product updated 9/21/2016 | JJJMJA | [15 empty] | 88.9 |  | 1.26 | 1.42 | [6 empty] | 5 | 2600 | 130 | 20 | 20 | 0.9 | 3000 | 80 |  |  |  | FALSE | FALSE | FALSE | May, 02 2018 00:00:00 | 4.3 |  | standard |  |  |  |  | March, 30 2020 00:00:00 | FALSE | FALSE | FALSE | [6 empty] | AC | [7 empty] | FALSE
PE6Q863Q | Global Energy & Lighting | Global Energy & Lighting | GLEDT82-4'-16W-5000-CC-D | Linear Replacement Lamp | T8 Four-Foot | Dual Mode Internal Driver (UL Type A and Type B) |  | standard | FALSE | [10 empty] | November, 07 2016 00:00:00 | Not Dimmable | Not Dimmable | NotYetVerified |  | JJJMIY | [25 empty] | 5 | 2340 | 130 | 18 | 7.7 | 0.9 | 5000 | 80 |  |  |  | FALSE | FALSE | FALSE | May, 02 2018 00:00:00 | 4.3 |  | standard |  |  |  |  | March, 30 2020 00:00:00 | FALSE | FALSE | FALSE | [6 empty] | AC | [7 empty] | FALSE
PJQ3XAJW | Global Energy & Lighting | Global Energy & Lighting | GLEDT82-4'-12W-5000-CC-D | Linear Replacement Lamp | T8 Four-Foot | Dual Mode Internal Driver (UL Type A and Type B) |  | standard | FALSE | [10 empty] | November, 07 2016 00:00:00 | Not Dimmable | Not Dimmable | NotYetVerified |  | JJJMIW | [25 empty] | 5 | 1800 | 150 | 12 | 11.66 | 0.9 | 5000 | 80 |  |  |  | FALSE | FALSE | FALSE | May, 02 2018 00:00:00 | 4.3 |  | standard |  |  |  |  | March, 30 2020 00:00:00 | FALSE | FALSE | FALSE | [6 empty] | AC | [7 empty] | FALSE
PTWWR9GZ | Global Energy & Lighting | Global Energy & Lighting | GLEDT82-4'-12W-5000-FC-A | Linear Replacement Lamp | T8 Four-Foot | Replacement Lamps (plug and play) (UL Type A) |  | standard | FALSE | [10 empty] | November, 07 2016 00:00:00 | Not Dimmable | Not Dimmable | No |  | JJJMIQ | [25 empty] | 5 | 1987 | 133.62 | 14.87 | 9.31 | 0.9055 | 5000 | 83.8 |  |  |  | FALSE | FALSE | FALSE | May, 02 2018 00:00:00 | 4.3 |  | standard |  |  |  |  | March, 30 2020 00:00:00 | FALSE | FALSE | FALSE | [6 empty] | AC | [7 empty] | FALSE
PHF1JV9U | Global Energy & Lighting | Global Energy & Lighting | GLEDT82-4'-16W-3500-FC-D | Linear Replacement Lamp | T8 Four-Foot | Dual Mode Internal Driver (UL Type A and Type B) |  | standard | FALSE | [10 empty] | November, 07 2016 00:00:00 | Not Dimmable | Not Dimmable | NotYetVerified |  | JJJMIZ | [25 empty] | 5 | 2160 | 120 | 18 | 7.63 | 0.9 | 3500 | 80 |  |  |  | FALSE | FALSE | FALSE | May, 02 2018 00:00:00 | 4.3 |  | standard |  |  |  |  | March, 30 2020 00:00:00 | FALSE | FALSE | FALSE | [6 empty] | AC | [7 empty] | FALSE
PPM58UWX | Global Energy & Lighting | Global Energy & Lighting | GLEDT82-4'-16W-3500-CC-D | Linear Replacement Lamp | T8 Four-Foot | Dual Mode Internal Driver (UL Type A and Type B) |  | standard | FALSE | [10 empty] | November, 07 2016 00:00:00 | Not Dimmable | Not Dimmable | NotYetVerified |  | JJJMIY | [25 empty] | 5 | 2250 | 125 | 18 | 7.7 | 0.9 | 3500 | 80 |  |  |  | FALSE | FALSE | FALSE | May, 02 2018 00:00:00 | 4.3 |  | standard |  |  |  |  | March, 30 2020 00:00:00 | FALSE | FALSE | FALSE | [6 empty] | AC | [7 empty] | FALSE
PV4C6UTR | Global Energy & Lighting | Global Energy & Lighting | GLEDT82-4'-20W-4000-FC-D | Linear Replacement Lamp | T8 Four-Foot | Dual Mode Internal Driver (UL Type A and Type B) |  | standard | FALSE | [10 empty] | November, 07 2016 00:00:00 | Not Dimmable | Not Dimmable | NotYetVerified | Product updated 9/21/2016 | JJJMJB | [25 empty] | 5 | 2600 | 130 | 20 | 5.79 | 0.9 | 4000 | 80 |  |  |  | FALSE | FALSE | FALSE | May, 02 2018 00:00:00 | 4.3 |  | standard |  |  |  |  | March, 30 2020 00:00:00 | FALSE | FALSE | FALSE | [6 empty] | AC | [7 empty] | FALSE
PJDXBXGF | Global Energy & Lighting | Global Energy & Lighting | GLEDT82-4'-12W-4500-CC-D | Linear Replacement Lamp | T8 Four-Foot | Dual Mode Internal Driver (UL Type A and Type B) |  | standard | FALSE | [10 empty] | November, 07 2016 00:00:00 | Not Dimmable | Not Dimmable | NotYetVerified |  | JJJMIW | [25 empty] | 5 | 1800 | 150 | 12 | 11.66 | 0.9 | 4500 | 80 |  |  |  | FALSE | FALSE | FALSE | May, 02 2018 00:00:00 | 4.3 |  | standard |  |  |  |  | March, 30 2020 00:00:00 | FALSE | FALSE | FALSE | [6 empty] | AC | [7 empty] | FALSE
PQKNQJK3 | Global Energy & Lighting | Global Energy & Lighting | GLEDT82-4'-16W-4500-FC-A | Linear Replacement Lamp | T8 Four-Foot | Replacement Lamps (plug and play) (UL Type A) |  | standard | FALSE | [10 empty] | November, 07 2016 00:00:00 | Not Dimmable | Not Dimmable | No |  | JJJMIS | [25 empty] | 5 | 2251 | 117.73 | 19.12 | 10.62 | 0.9745 | 4500 | 85.2 |  |  |  | FALSE | FALSE | FALSE | May, 02 2018 00:00:00 | 4.3 |  | standard |  |  |  |  | March, 30 2020 00:00:00 | FALSE | FALSE | FALSE | [6 empty] | AC | [7 empty] | FALSE
PYT538GA | Global Energy & Lighting | Global Energy & Lighting | GLEDT82-4'-12W-3500-FC-A | Linear Replacement Lamp | T8 Four-Foot | Replacement Lamps (plug and play) (UL Type A) |  | standard | FALSE | [10 empty] | November, 07 2016 00:00:00 | Not Dimmable | Not Dimmable | No |  | JJJMIQ | [25 empty] | 5 | 1807 | 122.01 | 14.81 | 9.08 | 0.9047 | 3500 | 82.6 |  |  |  | FALSE | FALSE | FALSE | May, 02 2018 00:00:00 | 4.3 |  | standard |  |  |  |  | March, 30 2020 00:00:00 | FALSE | FALSE | FALSE | [6 empty] | AC | [7 empty] | FALSE
PAQ81B1X | Global Energy & Lighting | Global Energy & Lighting | GLEDT82-4'-16W-4000-FC-D | Linear Replacement Lamp | T8 Four-Foot | Dual Mode Internal Driver (UL Type A and Type B) |  | standard | FALSE | [10 empty] | November, 07 2016 00:00:00 | Not Dimmable | Not Dimmable | NotYetVerified |  | JJJMIZ | [25 empty] | 5 | 2160 | 120 | 18 | 7.63 | 0.9 | 4000 | 80 |  |  |  | FALSE | FALSE | FALSE | May, 02 2018 00:00:00 | 4.3 |  | standard |  |  |  |  | March, 30 2020 00:00:00 | FALSE | FALSE | FALSE | [6 empty] | AC | [7 empty] | FALSE
PZ91XZMP | Global Energy & Lighting | Global Energy & Lighting | GLEDT82-4'-12W-4000-FC-D | Linear Replacement Lamp | T8 Four-Foot | Dual Mode Internal Driver (UL Type A and Type B) |  | standard | FALSE | [10 empty] | November, 07 2016 00:00:00 | Not Dimmable | Not Dimmable | NotYetVerified |  | JJJMIX | [25 empty] | 5 | 1680 | 140 | 12 | 14.16 | 0.9 | 4000 | 80 |  |  |  | FALSE | FALSE | FALSE | May, 02 2018 00:00:00 | 4.3 |  | standard |  |  |  |  | March, 30 2020 00:00:00 | FALSE | FALSE | FALSE | [6 empty] | AC | [7 empty] | FALSE
PJCBSF3U | Global Energy & Lighting | Global Energy & Lighting | GLEDT82-4'-20W-4000-CC-A | Linear Replacement Lamp | T8 Four-Foot | Replacement Lamps (plug and play) (UL Type A) |  | standard | FALSE | [10 empty] | November, 07 2016 00:00:00 | Not Dimmable | Not Dimmable | No |  | JJJMIT | [25 empty] | 5 | 2885 | 134.12 | 21.51 | 5.97 | 0.9133 | 4000 | 84.5 |  |  |  | FALSE | FALSE | FALSE | May, 02 2018 00:00:00 | 4.3 |  | standard |  |  |  |  | March, 30 2020 00:00:00 | FALSE | FALSE | FALSE | [6 empty] | AC | [7 empty] | FALSE
PMVM6Y6D | Global Energy & Lighting | Global Energy & Lighting | GLEDT82-4'-16W-4000-CC-A | Linear Replacement Lamp | T8 Four-Foot | Replacement Lamps (plug and play) (UL Type A) |  | standard | FALSE | [10 empty] | November, 07 2016 00:00:00 | Not Dimmable | Not Dimmable | No |  | JJJMIR | [25 empty] | 5 | 2421 | 130.37 | 18.57 | 11.06 | 0.9715 | 4000 | 85.1 |  |  |  | FALSE | FALSE | FALSE | May, 02 2018 00:00:00 | 4.3 |  | standard |  |  |  |  | March, 30 2020 00:00:00 | FALSE | FALSE | FALSE | [6 empty] | AC | [7 empty] | FALSE
P22HSGDF | Global Energy & Lighting | Global Energy & Lighting | GLEDT82-4'-16W-4000-FC-A | Linear Replacement Lamp | T8 Four-Foot | Replacement Lamps (plug and play) (UL Type A) |  | standard | FALSE | [10 empty] | November, 07 2016 00:00:00 | Not Dimmable | Not Dimmable | No |  | JJJMIS | [25 empty] | 5 | 2234 | 116.66 | 19.15 | 10.62 | 0.9745 | 4000 | 85.2 |  |  |  | FALSE | FALSE | FALSE | May, 02 2018 00:00:00 | 4.3 |  | standard |  |  |  |  | March, 30 2020 00:00:00 | FALSE | FALSE | FALSE | [6 empty] | AC | [7 empty] | FALSE
PY6YEZ1S | Global Energy & Lighting | Global Energy & Lighting | GLEDT82-4'-16W-4500-FC-D | Linear Replacement Lamp | T8 Four-Foot | Dual Mode Internal Driver (UL Type A and Type B) |  | standard | FALSE | [10 empty] | November, 07 2016 00:00:00 | Not Dimmable | Not Dimmable | NotYetVerified |  | JJJMIZ | [25 empty] | 5 | 2160 | 120 | 18 | 7.63 | 0.9 | 4500 | 80 |  |  |  | FALSE | FALSE | FALSE | May, 02 2018 00:00:00 | 4.3 |  | standard |  |  |  |  | March, 30 2020 00:00:00 | FALSE | FALSE | FALSE | [6 empty] | AC | [7 empty] | FALSE
PEVUWKPM | Global Energy & Lighting | Global Energy & Lighting | GLEDT82-4'-16W-4500-CC-D | Linear Replacement Lamp | T8 Four-Foot | Dual Mode Internal Driver (UL Type A and Type B) |  | standard | FALSE | [10 empty] | November, 07 2016 00:00:00 | Not Dimmable | Not Dimmable | NotYetVerified |  | JJJMIY | [25 empty] | 5 | 2340 | 130 | 18 | 7.7 | 0.9 | 4500 | 80 |  |  |  | FALSE | FALSE | FALSE | May, 02 2018 00:00:00 | 4.3 |  | standard |  |  |  |  | March, 30 2020 00:00:00 | FALSE | FALSE | FALSE | [6 empty] | AC | [7 empty] | FALSE
PDBS2BZ9 | Global Energy & Lighting | Global Energy & Lighting | GLEDT82-4'-12W-4500-FC-D | Linear Replacement Lamp | T8 Four-Foot | Dual Mode Internal Driver (UL Type A and Type B) |  | standard | FALSE | [10 empty] | November, 07 2016 00:00:00 | Not Dimmable | Not Dimmable | NotYetVerified |  | JJJMIX | [25 empty] | 5 | 1680 | 140 | 12 | 14.16 | 0.9 | 4500 | 80 |  |  |  | FALSE | FALSE | FALSE | May, 02 2018 00:00:00 | 4.3 |  | standard |  |  |  |  | March, 30 2020 00:00:00 | FALSE | FALSE | FALSE | [6 empty] | AC | [7 empty] | FALSE
PAG1X9YW | Global Energy & Lighting | Global Energy & Lighting | GLEDT82-4'-20W-4500-CC-A | Linear Replacement Lamp | T8 Four-Foot | Replacement Lamps (plug and play) (UL Type A) |  | standard | FALSE | [10 empty] | November, 07 2016 00:00:00 | Not Dimmable | Not Dimmable | No |  | JJJMIT | [25 empty] | 5 | 2911 | 134.96 | 21.57 | 5.97 | 0.9133 | 4500 | 84.5 |  |  |  | FALSE | FALSE | FALSE | May, 02 2018 00:00:00 | 4.3 |  | standard |  |  |  |  | March, 30 2020 00:00:00 | FALSE | FALSE | FALSE | [6 empty] | AC | [7 empty] | FALSE
P1ASHADQ | Global Energy & Lighting | Global Energy & Lighting | GLEDT82-4'-20W-3000-CC-A | Linear Replacement Lamp | T8 Four-Foot | Replacement Lamps (plug and play) (UL Type A) |  | standard | TRUE |  | 2834 | 131.33 | 21.58 | 6.08 | 0.9126 | 2893 | 82.4 | 5 | 50000 | November, 07 2016 00:00:00 | Not Dimmable | Not Dimmable | No |  | JJJMIT | [15 empty] | 91.3 |  | 1.22 | 1.4 | [6 empty] | 5 | 2834 | 131.33 | 21.58 | 6.08 | 0.9126 | 3000 | 82.4 |  |  |  | FALSE | FALSE | FALSE | May, 02 2018 00:00:00 | 4.3 |  | standard |  |  |  |  | March, 30 2020 00:00:00 | FALSE | FALSE | FALSE | [6 empty] | AC | [7 empty] | FALSE
PVJX8EPT | Global Energy & Lighting | Global Energy & Lighting | GLEDT82-4'-20W-5000-FC-D | Linear Replacement Lamp | T8 Four-Foot | Dual Mode Internal Driver (UL Type A and Type B) |  | standard | FALSE | [10 empty] | November, 07 2016 00:00:00 | Not Dimmable | Not Dimmable | NotYetVerified | Product updated 9/21/2016 | JJJMJB | [25 empty] | 5 | 2600 | 130 | 20 | 5.79 | 0.9 | 5000 | 80 |  |  |  | FALSE | FALSE | FALSE | May, 02 2018 00:00:00 | 4.3 |  | standard |  |  |  |  | March, 30 2020 00:00:00 | FALSE | FALSE | FALSE | [6 empty] | AC | [7 empty] | FALSE
PS3TNBPN | Global Energy & Lighting | Global Energy & Lighting | GLEDT82-4'-20W-3000-FC-A | Linear Replacement Lamp | T8 Four-Foot | Replacement Lamps (plug and play) (UL Type A) |  | standard | TRUE |  | 2511 | 115.93 | 21.66 | 6.15 | 0.9149 | 2908 | 82.3 | 5 | 50000 | November, 07 2016 00:00:00 | Not Dimmable | Not Dimmable | No |  | JJJMIU | [15 empty] | 90 |  | 1.16 | 1.42 | [6 empty] | 5 | 2511 | 115.93 | 21.66 | 6.15 | 0.9149 | 3000 | 82.3 |  |  |  | FALSE | FALSE | FALSE | May, 02 2018 00:00:00 | 4.3 |  | standard |  |  |  |  | March, 30 2020 00:00:00 | FALSE | FALSE | FALSE | [6 empty] | AC | [7 empty] | FALSE
PGVDEA6Q | Global Energy & Lighting | Global Energy & Lighting | GLEDT82-4'-16W-3000-FC-A | Linear Replacement Lamp | T8 Four-Foot | Replacement Lamps (plug and play) (UL Type A) |  | standard | TRUE |  | 2209 | 114.69 | 19.26 | 10.58 | 0.9751 | 2897 | 82.7 | 5 | 50000 | November, 07 2016 00:00:00 | Not Dimmable | Not Dimmable | No |  | JJJMIS | [15 empty] | 90 |  | 1.16 | 1.4 | [6 empty] | 5 | 2209 | 114.69 | 19.26 | 10.58 | 0.9751 | 3000 | 82.7 |  |  |  | FALSE | FALSE | FALSE | May, 02 2018 00:00:00 | 4.3 |  | standard |  |  |  |  | March, 30 2020 00:00:00 | FALSE | FALSE | FALSE | [6 empty] | AC | [7 empty] | FALSE
PNKWFT1U | Global Energy & Lighting | Global Energy & Lighting | GLEDT82-4'-12W-5000-FC-D | Linear Replacement Lamp | T8 Four-Foot | Dual Mode Internal Driver (UL Type A and Type B) |  | standard | FALSE | [10 empty] | November, 07 2016 00:00:00 | Not Dimmable | Not Dimmable | NotYetVerified |  | JJJMIX | [25 empty] | 5 | 1680 | 140 | 12 | 14.16 | 0.9 | 5000 | 80 |  |  |  | FALSE | FALSE | FALSE | May, 02 2018 00:00:00 | 4.3 |  | standard |  |  |  |  | March, 30 2020 00:00:00 | FALSE | FALSE | FALSE | [6 empty] | AC | [7 empty] | FALSE
PEV5HYY8 | Global Energy & Lighting | Global Energy & Lighting | GLEDT82-4'-20W-5000-CC-D | Linear Replacement Lamp | T8 Four-Foot | Dual Mode Internal Driver (UL Type A and Type B) |  | standard | FALSE | [10 empty] | November, 07 2016 00:00:00 | Not Dimmable | Not Dimmable | NotYetVerified | Product updated 9/21/2016 | JJJMJA | [25 empty] | 5 | 2600 | 130 | 20 | 20 | 0.9 | 5000 | 80 |  |  |  | FALSE | FALSE | FALSE | May, 02 2018 00:00:00 | 4.3 |  | standard |  |  |  |  | March, 30 2020 00:00:00 | FALSE | FALSE | FALSE | [6 empty] | AC | [7 empty] | FALSE
PX2W22HD | Global Energy & Lighting | Global Energy & Lighting | GLEDT82-4'-20W-5000-CC-A | Linear Replacement Lamp | T8 Four-Foot | Replacement Lamps (plug and play) (UL Type A) |  | standard | FALSE | [10 empty] | November, 07 2016 00:00:00 | Not Dimmable | Not Dimmable | No |  | JJJMIT | [25 empty] | 5 | 2937 | 135.85 | 21.62 | 6.12 | 0.9117 | 5000 | 84 |  |  |  | FALSE | FALSE | FALSE | May, 02 2018 00:00:00 | 4.3 |  | standard |  |  |  |  | March, 30 2020 00:00:00 | FALSE | FALSE | FALSE | [6 empty] | AC | [7 empty] | FALSE
PN1GQN9E | Global Energy & Lighting | Global Energy & Lighting | GLEDT82-4'-20W-5000-FC-A | Linear Replacement Lamp | T8 Four-Foot | Replacement Lamps (plug and play) (UL Type A) |  | standard | FALSE | [10 empty] | November, 07 2016 00:00:00 | Not Dimmable | Not Dimmable | No |  | JJJMIU | [25 empty] | 5 | 2631 | 120.63 | 21.81 | 6.39 | 0.9093 | 5000 | 84 |  |  |  | FALSE | FALSE | FALSE | May, 02 2018 00:00:00 | 4.3 |  | standard |  |  |  |  | March, 30 2020 00:00:00 | FALSE | FALSE | FALSE | [6 empty] | AC | [7 empty] | FALSE
PUA9Q4H4 | Global Energy & Lighting | Global Energy & Lighting | GLEDT82-4'-16W-5000-FC-A | Linear Replacement Lamp | T8 Four-Foot | Replacement Lamps (plug and play) (UL Type A) |  | standard | FALSE | [10 empty] | November, 07 2016 00:00:00 | Not Dimmable | Not Dimmable | No |  | JJJMIS | [25 empty] | 5 | 2268 | 118.87 | 19.08 | 10.95 | 0.9744 | 5000 | 84.2 |  |  |  | FALSE | FALSE | FALSE | May, 02 2018 00:00:00 | 4.3 |  | standard |  |  |  |  | March, 30 2020 00:00:00 | FALSE | FALSE | FALSE | [6 empty] | AC | [7 empty] | FALSE
P198B1FF | Global Energy & Lighting | Global Energy & Lighting | GLEDT82-4'-12W-3500-CC-D | Linear Replacement Lamp | T8 Four-Foot | Dual Mode Internal Driver (UL Type A and Type B) |  | standard | FALSE | [10 empty] | November, 07 2016 00:00:00 | Not Dimmable | Not Dimmable | NotYetVerified |  | JJJMIW | [25 empty] | 5 | 1680 | 140 | 12 | 11.66 | 0.9 | 3500 | 80 |  |  |  | FALSE | FALSE | FALSE | May, 02 2018 00:00:00 | 4.3 |  | standard |  |  |  |  | March, 30 2020 00:00:00 | FALSE | FALSE | FALSE | [6 empty] | AC | [7 empty] | FALSE
PRYUFN1A | Global Energy & Lighting | Global Energy & Lighting | GLEDT82-4'-20W-3500-FC-A | Linear Replacement Lamp | T8 Four-Foot | Replacement Lamps (plug and play) (UL Type A) |  | standard | FALSE | [10 empty] | November, 07 2016 00:00:00 | Not Dimmable | Not Dimmable | No |  | JJJMIU | [25 empty] | 5 | 2545 | 117.34 | 21.69 | 6.15 | 0.9149 | 3500 | 82.3 |  |  |  | FALSE | FALSE | FALSE | May, 02 2018 00:00:00 | 4.3 |  | standard |  |  |  |  | March, 30 2020 00:00:00 | FALSE | FALSE | FALSE | [6 empty] | AC | [7 empty] | FALSE
P1N6BAC2 | Global Energy & Lighting | Global Energy & Lighting | GLEDT82-4'-16W-3500-CC-A | Linear Replacement Lamp | T8 Four-Foot | Replacement Lamps (plug and play) (UL Type A) |  | standard | FALSE | [10 empty] | November, 07 2016 00:00:00 | Not Dimmable | Not Dimmable | No |  | JJJMIR | [25 empty] | 5 | 2395 | 128.83 | 18.59 | 10.69 | 0.9739 | 3500 | 82.6 |  |  |  | FALSE | FALSE | FALSE | May, 02 2018 00:00:00 | 4.3 |  | standard |  |  |  |  | March, 30 2020 00:00:00 | FALSE | FALSE | FALSE | [6 empty] | AC | [7 empty] | FALSE
P29962C3 | Global Energy & Lighting | Global Energy & Lighting | GLEDT82-4'-12W-4000-CC-A | Linear Replacement Lamp | T8 Four-Foot | Replacement Lamps (plug and play) (UL Type A) |  | standard | FALSE | [10 empty] | November, 07 2016 00:00:00 | Not Dimmable | Not Dimmable | No |  | JJJMIP | [25 empty] | 5 | 2028 | 136.02 | 14.91 | 9.08 | 0.9068 | 4000 | 85.1 |  |  |  | FALSE | FALSE | FALSE | May, 02 2018 00:00:00 | 4.3 |  | standard |  |  |  |  | March, 30 2020 00:00:00 | FALSE | FALSE | FALSE | [6 empty] | AC | [7 empty] | FALSE
P9JVCPA9 | Global Energy & Lighting | Global Energy & Lighting | GLEDT82-4'-20W-4500-CC-D | Linear Replacement Lamp | T8 Four-Foot | Dual Mode Internal Driver (UL Type A and Type B) |  | standard | FALSE | [10 empty] | November, 07 2016 00:00:00 | Not Dimmable | Not Dimmable | NotYetVerified | Product updated 9/21/2016 | JJJMJA | [25 empty] | 5 | 2600 | 130 | 20 | 20 | 0.9 | 4500 | 80 |  |  |  | FALSE | FALSE | FALSE | May, 02 2018 00:00:00 | 4.3 |  | standard |  |  |  |  | March, 30 2020 00:00:00 | FALSE | FALSE | FALSE | [6 empty] | AC | [7 empty] | FALSE
PK9VXD86 | Global Energy & Lighting | Global Energy & Lighting | GLEDT82-4'-20W-4500-FC-A | Linear Replacement Lamp | T8 Four-Foot | Replacement Lamps (plug and play) (UL Type A) |  | standard | FALSE | [10 empty] | November, 07 2016 00:00:00 | Not Dimmable | Not Dimmable | No |  | JJJMIU | [25 empty] | 5 | 2605 | 119.66 | 21.77 | 5.87 | 0.911 | 4500 | 84.4 |  |  |  | FALSE | FALSE | FALSE | May, 02 2018 00:00:00 | 4.3 |  | standard |  |  |  |  | March, 30 2020 00:00:00 | FALSE | FALSE | FALSE | [6 empty] | AC | [7 empty] | FALSE
P3QAD96Q | Global Energy & Lighting | Global Energy & Lighting | GLEDT82-4'-16W-4500-CC-A | Linear Replacement Lamp | T8 Four-Foot | Replacement Lamps (plug and play) (UL Type A) |  | standard | FALSE | [10 empty] | November, 07 2016 00:00:00 | Not Dimmable | Not Dimmable | No |  | JJJMIR | [25 empty] | 5 | 2451 | 132.13 | 18.55 | 11.06 | 0.9715 | 4500 | 85.1 |  |  |  | FALSE | FALSE | FALSE | May, 02 2018 00:00:00 | 4.3 |  | standard |  |  |  |  | March, 30 2020 00:00:00 | FALSE | FALSE | FALSE | [6 empty] | AC | [7 empty] | FALSE
PQ2U7U5A | Global Energy & Lighting | Global Energy & Lighting | GLEDT82-4'-12W-3500-FC-D | Linear Replacement Lamp | T8 Four-Foot | Dual Mode Internal Driver (UL Type A and Type B) |  | standard | FALSE | [10 empty] | November, 07 2016 00:00:00 | Not Dimmable | Not Dimmable | NotYetVerified |  | JJJMIX | [25 empty] | 5 | 1620 | 135 | 12 | 14.16 | 0.9 | 3500 | 80 |  |  |  | FALSE | FALSE | FALSE | May, 02 2018 00:00:00 | 4.3 |  | standard |  |  |  |  | March, 30 2020 00:00:00 | FALSE | FALSE | FALSE | [6 empty] | AC | [7 empty] | FALSE
PA23FC8V | Global Energy & Lighting | Global Energy & Lighting | GLEDT82-4'-20W-3500-CC-D | Linear Replacement Lamp | T8 Four-Foot | Dual Mode Internal Driver (UL Type A and Type B) |  | standard | FALSE | [10 empty] | November, 07 2016 00:00:00 | Not Dimmable | Not Dimmable | NotYetVerified | Product updated 9/21/2016 | JJJMJA | [25 empty] | 5 | 2600 | 130 | 20 | 20 | 0.9 | 3500 | 80 |  |  |  | FALSE | FALSE | FALSE | May, 02 2018 00:00:00 | 4.3 |  | standard |  |  |  |  | March, 30 2020 00:00:00 | FALSE | FALSE | FALSE | [6 empty] | AC | [7 empty] | FALSE
PU9UXTGJ | Global Energy & Lighting | Global Energy & Lighting | GLEDT82-4'-12W-3500-CC-A | Linear Replacement Lamp | T8 Four-Foot | Replacement Lamps (plug and play) (UL Type A) |  | standard | FALSE | [10 empty] | November, 07 2016 00:00:00 | Not Dimmable | Not Dimmable | No |  | JJJMIP | [25 empty] | 5 | 2000 | 134.59 | 14.86 | 9.11 | 0.9072 | 3500 | 82.6 |  |  |  | FALSE | FALSE | FALSE | May, 02 2018 00:00:00 | 4.3 |  | standard |  |  |  |  | March, 30 2020 00:00:00 | FALSE | FALSE | FALSE | [6 empty] | AC | [7 empty] | FALSE
PEE85YWS | Global Energy & Lighting | Global Energy & Lighting | GLEDT82-4'-16W-4000-CC-D | Linear Replacement Lamp | T8 Four-Foot | Dual Mode Internal Driver (UL Type A and Type B) |  | standard | FALSE | [10 empty] | November, 07 2016 00:00:00 | Not Dimmable | Not Dimmable | NotYetVerified |  | JJJMIY | [25 empty] | 5 | 2340 | 130 | 18 | 7.7 | 0.9 | 4000 | 80 |  |  |  | FALSE | FALSE | FALSE | May, 02 2018 00:00:00 | 4.3 |  | standard |  |  |  |  | March, 30 2020 00:00:00 | FALSE | FALSE | FALSE | [6 empty] | AC | [7 empty] | FALSE
PZCQRHEU | Global Energy & Lighting | Global Energy & Lighting | GLEDT82-4'-12W-4000-CC-D | Linear Replacement Lamp | T8 Four-Foot | Dual Mode Internal Driver (UL Type A and Type B) |  | standard | FALSE | [10 empty] | November, 07 2016 00:00:00 | Not Dimmable | Not Dimmable | NotYetVerified |  | JJJMIW | [25 empty] | 5 | 1800 | 150 | 12 | 11.66 | 0.9 | 4000 | 80 |  |  |  | FALSE | FALSE | FALSE | May, 02 2018 00:00:00 | 4.3 |  | standard |  |  |  |  | March, 30 2020 00:00:00 | FALSE | FALSE | FALSE | [6 empty] | AC | [7 empty] | FALSE
PZYCUA7S | Global Energy & Lighting | Global Energy & Lighting | GLEDT82-4'-20W-4000-CC-D | Linear Replacement Lamp | T8 Four-Foot | Dual Mode Internal Driver (UL Type A and Type B) |  | standard | FALSE | [10 empty] | November, 07 2016 00:00:00 | Not Dimmable | Not Dimmable | NotYetVerified | Product updated 9/21/2016 | JJJMJA | [25 empty] | 5 | 2600 | 130 | 20 | 20 | 0.9 | 4000 | 80 |  |  |  | FALSE | FALSE | FALSE | May, 02 2018 00:00:00 | 4.3 |  | standard |  |  |  |  | March, 30 2020 00:00:00 | FALSE | FALSE | FALSE | [6 empty] | AC | [7 empty] | FALSE
P3TPHYM2 | Global Energy & Lighting | Global Energy & Lighting | GLEDT82-4'-20W-4000-FC-A | Linear Replacement Lamp | T8 Four-Foot | Replacement Lamps (plug and play) (UL Type A) |  | standard | FALSE | [10 empty] | November, 07 2016 00:00:00 | Not Dimmable | Not Dimmable | No |  | JJJMIU | [25 empty] | 5 | 2579 | 118.74 | 21.72 | 5.87 | 0.911 | 4000 | 84.4 |  |  |  | FALSE | FALSE | FALSE | May, 02 2018 00:00:00 | 4.3 |  | standard |  |  |  |  | March, 30 2020 00:00:00 | FALSE | FALSE | FALSE | [6 empty] | AC | [7 empty] | FALSE
PE2GPQNB | Global Energy & Lighting | Global Energy & Lighting | GLEDT82-4'-12W-4000-FC-A | Linear Replacement Lamp | T8 Four-Foot | Replacement Lamps (plug and play) (UL Type A) |  | standard | FALSE | [10 empty] | November, 07 2016 00:00:00 | Not Dimmable | Not Dimmable | No |  | JJJMIQ | [25 empty] | 5 | 1836 | 123.64 | 14.85 | 9.35 | 0.9073 | 4000 | 85.2 |  |  |  | FALSE | FALSE | FALSE | May, 02 2018 00:00:00 | 4.3 |  | standard |  |  |  |  | March, 30 2020 00:00:00 | FALSE | FALSE | FALSE | [6 empty] | AC | [7 empty] | FALSE
PYFU92BH | Global Energy & Lighting | Global Energy & Lighting | GLEDT82-4'-20W-4500-FC-D | Linear Replacement Lamp | T8 Four-Foot | Dual Mode Internal Driver (UL Type A and Type B) |  | standard | FALSE | [10 empty] | November, 07 2016 00:00:00 | Not Dimmable | Not Dimmable | NotYetVerified | Product updated 9/21/2016 | JJJMJB | [25 empty] | 5 | 2600 | 130 | 20 | 5.79 | 0.9 | 4500 | 80 |  |  |  | FALSE | FALSE | FALSE | May, 02 2018 00:00:00 | 4.3 |  | standard |  |  |  |  | March, 30 2020 00:00:00 | FALSE | FALSE | FALSE | [6 empty] | AC | [7 empty] | FALSE
PGSGTQPR | Global Energy & Lighting | Global Energy & Lighting | GLEDT82-4'-12W-4500-FC-A | Linear Replacement Lamp | T8 Four-Foot | Replacement Lamps (plug and play) (UL Type A) |  | standard | FALSE | [10 empty] | November, 07 2016 00:00:00 | Not Dimmable | Not Dimmable | No |  | JJJMIQ | [25 empty] | 5 | 1912 | 123.66 | 14.86 | 9.35 | 0.9073 | 4500 | 85.2 |  |  |  | FALSE | FALSE | FALSE | May, 02 2018 00:00:00 | 4.3 |  | standard |  |  |  |  | March, 30 2020 00:00:00 | FALSE | FALSE | FALSE | [6 empty] | AC | [7 empty] | FALSE
P1WUVC4C | Global Energy & Lighting | Global Energy & Lighting | GLEDT82-4'-16W-5000-FC-D | Linear Replacement Lamp | T8 Four-Foot | Dual Mode Internal Driver (UL Type A and Type B) |  | standard | FALSE | [10 empty] | November, 07 2016 00:00:00 | Not Dimmable | Not Dimmable | NotYetVerified |  | JJJMIZ | [25 empty] | 5 | 2160 | 120 | 18 | 7.63 | 0.9 | 5000 | 80 |  |  |  | FALSE | FALSE | FALSE | May, 02 2018 00:00:00 | 4.3 |  | standard |  |  |  |  | March, 30 2020 00:00:00 | FALSE | FALSE | FALSE | [6 empty] | AC | [7 empty] | FALSE
PDHUQSPU | Global Energy & Lighting | Global Energy & Lighting | GLEDT82-4'-12W-5000-CC-A | Linear Replacement Lamp | T8 Four-Foot | Replacement Lamps (plug and play) (UL Type A) |  | standard | FALSE | [10 empty] | November, 07 2016 00:00:00 | Not Dimmable | Not Dimmable | No |  | JJJMIP | [25 empty] | 5 | 2077 | 138.74 | 14.97 | 9.48 | 0.9051 | 5000 | 83.6 |  |  |  | FALSE | FALSE | FALSE | May, 02 2018 00:00:00 | 4.3 |  | standard |  |  |  |  | March, 30 2020 00:00:00 | FALSE | FALSE | FALSE | [6 empty] | AC | [7 empty] | FALSE
P4R4XF63 | Global Energy & Lighting | Global Energy & Lighting | GLEDT82-4'-16W-5000-CC-A | Linear Replacement Lamp | T8 Four-Foot | Replacement Lamps (plug and play) (UL Type A) |  | standard | FALSE | [10 empty] | November, 07 2016 00:00:00 | Not Dimmable | Not Dimmable | No |  | JJJMIR | [25 empty] | 5 | 2481 | 133.89 | 18.53 | 10.89 | 0.9729 | 5000 | 84 |  |  |  | FALSE | FALSE | FALSE | May, 02 2018 00:00:00 | 4.3 |  | standard |  |  |  |  | March, 30 2020 00:00:00 | FALSE | FALSE | FALSE | [6 empty] | AC | [7 empty] | FALSE
P7GV6YD7 | Global Energy & Lighting | Global Energy & Lighting | GLEDT82-4'-12W-3000-FC-A | Linear Replacement Lamp | T8 Four-Foot | Replacement Lamps (plug and play) (UL Type A) |  | standard | TRUE |  | 1771 | 119.74 | 14.76 | 9.08 | 0.9047 | 2885 | 82.6 | 5 |  | November, 07 2016 00:00:00 | Not Dimmable | Not Dimmable | No |  | JJJMIQ | [15 empty] | 89.9 |  | 1.16 | 1.36 | [6 empty] | 5 | 1778 | 120.46 | 14.76 | 9.08 | 0.9047 | 3000 | 82.6 |  |  |  | FALSE | FALSE | FALSE | May, 02 2018 00:00:00 | 4.3 |  | standard |  |  |  |  | March, 30 2020 00:00:00 | FALSE | FALSE | FALSE | [6 empty] | AC | [7 empty] | FALSE
PWFYKVHS | Global Energy & Lighting | Global Energy & Lighting | GLEDT82-4'-16W-3000-FC-D | Linear Replacement Lamp | T8 Four-Foot | Dual Mode Internal Driver (UL Type A and Type B) |  | standard | TRUE |  | 2034.7 | 114.76 | 17.73 | 7.63 | 0.9727 | 2884 | 81.9 | 5 | 50000 | November, 07 2016 00:00:00 | Not Dimmable | Not Dimmable | NotYetVerified |  | JJJMIZ | [15 empty] | 84.2 |  | 1.24 | 1.42 | [6 empty] | 5 | 2160 | 120 | 18 | 7.63 | 0.9 | 3000 | 80 |  |  |  | FALSE | FALSE | FALSE | May, 02 2018 00:00:00 | 4.3 |  | standard |  |  |  |  | March, 30 2020 00:00:00 | FALSE | FALSE | FALSE | [6 empty] | AC | [7 empty] | FALSE
PMEM5UES | Global Energy & Lighting | Global Energy & Lighting | GLEDT82-4'-20W-3000-FC-D | Linear Replacement Lamp | T8 Four-Foot | Dual Mode Internal Driver (UL Type A and Type B) |  | standard | TRUE |  | 2395 | 114.8 | 20.86 | 5.79 | 0.9799 | 2887 | 81.9 | 5 | 50000 | November, 07 2016 00:00:00 | Not Dimmable | Not Dimmable | NotYetVerified | Product updated 9/21/2016 | JJJMJB | [15 empty] | 84.7 |  | 1.22 | 1.38 | [6 empty] | 5 | 2600 | 130 | 20 | 5.79 | 0.9 | 3000 | 80 |  |  |  | FALSE | FALSE | FALSE | May, 02 2018 00:00:00 | 4.3 |  | standard |  |  |  |  | March, 30 2020 00:00:00 | FALSE | FALSE | FALSE | [6 empty] | AC | [7 empty] | FALSE
PX756X5E | Global Energy & Lighting | Global Energy & Lighting | GLEDT82-4'-12W-3000-FC-D | Linear Replacement Lamp | T8 Four-Foot | Dual Mode Internal Driver (UL Type A and Type B) |  | standard | TRUE |  | 1572.9 | 112.36 | 14 | 14.16 | 0.9756 | 2900 | 83.8 | 5 | 50000 | November, 07 2016 00:00:00 | Not Dimmable | Not Dimmable | NotYetVerified |  | JJJMIX | [15 empty] | 84.5 |  | 1.24 | 1.42 | [6 empty] | 4.4 | 1620 | 135 | 12 | 14.16 | 0.9 | 3000 | 80 |  |  |  | FALSE | FALSE | FALSE | May, 02 2018 00:00:00 | 4.3 |  | standard |  |  |  |  | November, 02 2018 00:00:00 | FALSE | FALSE | FALSE | [6 empty] | AC | [7 empty] | FALSE
PWWVHD6M | Global Energy & Lighting | Global Energy & Lighting | GLEDT82-4'-16W-3500-FC-A | Linear Replacement Lamp | T8 Four-Foot | Replacement Lamps (plug and play) (UL Type A) |  | standard | FALSE | [10 empty] | November, 07 2016 00:00:00 | Not Dimmable | Not Dimmable | FALSE |  | JJJMIS | [25 empty] | 4.4 | 2221 | 115.62 | 19.21 | 10.58 | 0.9751 | 3500 | 82.7 |  |  |  | FALSE | FALSE | FALSE | May, 02 2018 00:00:00 | 4.3 |  | standard |  |  |  |  | November, 02 2018 00:00:00 | FALSE | FALSE | FALSE | [6 empty] | AC | [7 empty] | FALSE
PP7FUAUG | Global Energy & Lighting | Global Energy & Lighting | GLEDT82-4'-12W-3000-CC-A | Linear Replacement Lamp | T8 Four-Foot | Replacement Lamps (plug and play) (UL Type A) |  | standard | TRUE |  | 1968 | 132.53 | 14.82 | 9.11 | 0.9072 | 2871 | 82.6 | 5 |  | November, 07 2016 00:00:00 | Not Dimmable | Not Dimmable | No |  | JJJMIP | [15 empty] | 92 |  | 1.2 | 1.44 | [6 empty] | 5 | 1972 | 133.06 | 14.82 | 9.11 | 0.9072 | 3000 | 82.6 |  |  |  | FALSE | FALSE | FALSE | May, 02 2018 00:00:00 | 4.3 |  | standard |  |  |  |  | March, 30 2020 00:00:00 | FALSE | FALSE | FALSE | [6 empty] | AC | [7 empty] | FALSE
PRWZPHVE | Global Energy & Lighting | Global Energy & Lighting | GLEDT82-4'-20W-3500-FC-D | Linear Replacement Lamp | T8 Four-Foot | Dual Mode Internal Driver (UL Type A and Type B) |  | standard | FALSE | [10 empty] | November, 07 2016 00:00:00 | Not Dimmable | Not Dimmable | NotYetVerified | Product updated 9/21/2016 | JJJMJB | [25 empty] | 5 | 2600 | 130 | 20 | 5.79 | 0.9 | 3500 | 80 |  |  |  | FALSE | FALSE | FALSE | May, 02 2018 00:00:00 | 4.3 |  | standard |  |  |  |  | March, 30 2020 00:00:00 | FALSE | FALSE | FALSE | [6 empty] | AC | [7 empty] | FALSE
PERH7VAH | Global Energy & Lighting | Global Energy & Lighting | GLEDT82-4'-20W-3500-CC-A | Linear Replacement Lamp | T8 Four-Foot | Replacement Lamps (plug and play) (UL Type A) |  | standard | FALSE | [10 empty] | November, 07 2016 00:00:00 | Not Dimmable | Not Dimmable | No |  | JJJMIT | [25 empty] | 5 | 2860 | 132.71 | 21.55 | 6.08 | 0.9126 | 3500 | 82.4 |  |  |  | FALSE | FALSE | FALSE | May, 02 2018 00:00:00 | 4.3 |  | standard |  |  |  |  | March, 30 2020 00:00:00 | FALSE | FALSE | FALSE | [6 empty] | AC | [7 empty] | FALSE
PSWXGCU7 | Global Energy & Lighting | Global Energy & Lighting | GLEDT82-4'-12W-4500-CC-A | Linear Replacement Lamp | T8 Four-Foot | Replacement Lamps (plug and play) (UL Type A) |  | standard | FALSE | [10 empty] | November, 07 2016 00:00:00 | Not Dimmable | Not Dimmable | No |  | JJJMIP | [25 empty] | 5 | 2053 | 137.42 | 14.94 | 9.08 | 0.9068 | 4500 | 85.1 |  |  |  | FALSE | FALSE | FALSE | May, 02 2018 00:00:00 | 4.3 |  | standard |  |  |  |  | March, 30 2020 00:00:00 | FALSE | FALSE | FALSE | [6 empty] | AC | [7 empty] | FALSE
PJHP3KZ1 | Amati International LLC | AMATRON | AMUL-18W4F-GBC 3000K | Linear Replacement Lamp | T8 Four-Foot | Replacement Lamps (plug and play) (UL Type A) |  | standard | TRUE |  | 2078 | 112.08 | 18.54 | 6.87 | 0.9664 | 3056 | 82.5 | 5 | 50000 | November, 04 2016 00:00:00 | Not Dimmable | Not Dimmable | FALSE |  | MMMOZD | [15 empty] | 84.8 |  | 1.22 | 1.26 | [6 empty] | 4.4 | 2078 | 112.08 | 18.54 | 6.87 | 0.97 | 3000 | 82.5 |  |  |  | FALSE | FALSE | FALSE | May, 02 2018 00:00:00 | 4.3 |  | standard |  |  |  |  | November, 02 2018 00:00:00 | FALSE | FALSE | FALSE | [6 empty] | AC | [7 empty] | FALSE
PK2ED61F | Amati International LLC | AMATRON | AMUL-18W4F-GBC 5000K | Linear Replacement Lamp | T8 Four-Foot | Replacement Lamps (plug and play) (UL Type A) |  | standard | FALSE | [10 empty] | November, 04 2016 00:00:00 | Not Dimmable | Not Dimmable | No |  | MMMOZD | [25 empty] | 5 | 2251 | 121.15 | 18.58 | 6.82 | 0.97 | 5000 | 82.3 |  |  |  | FALSE | FALSE | FALSE | May, 02 2018 00:00:00 | 4.3 |  | standard |  |  |  |  | March, 30 2020 00:00:00 | FALSE | FALSE | FALSE | [6 empty] | AC | [7 empty] | FALSE
P51R4FZJ | Shenzhen MTC Lux Co., Ltd | BMTC | T8-012T096UN-18 | Linear Replacement Lamp | T8 Four-Foot | Replacement Lamps (plug and play) (UL Type A) |  | standard | FALSE | [10 empty] | November, 04 2016 00:00:00 | Not Dimmable | Not Dimmable | NO | Updated on 3/19/2018 | OOOAJT | [25 empty] | 5 | 1560 | 130 | 12 | 8.46 | 0.99 | 4000 | 80 |  |  |  | FALSE | FALSE | FALSE | May, 02 2018 00:00:00 | 4.3 |  | standard |  |  |  |  | March, 30 2020 00:00:00 | FALSE | FALSE | FALSE | [6 empty] | AC | [7 empty] | FALSE
PG1K1GBY | Shenzhen MTC Lux Co., Ltd | BMTC | T8-012T096UD-18 | Linear Replacement Lamp | T8 Four-Foot | Replacement Lamps (plug and play) (UL Type A) |  | standard | FALSE | [10 empty] | November, 04 2016 00:00:00 | Not Dimmable | Not Dimmable | NO | Updated on 3/19/2018 | OOOAJT | [25 empty] | 5 | 1560 | 130 | 12 | 8.46 | 0.99 | 5000 | 80 |  |  |  | FALSE | FALSE | FALSE | May, 02 2018 00:00:00 | 4.3 |  | standard |  |  |  |  | March, 30 2020 00:00:00 | FALSE | FALSE | FALSE | [6 empty] | AC | [7 empty] | FALSE
PYVG6KSZ | ARKSMART INC | ARK SMART | ARK/UB/10K(4000K) | Linear Replacement Lamp | T8 Four-Foot | Dual Mode Internal Driver (UL Type A and Type B) |  | standard | FALSE | [10 empty] | November, 04 2016 00:00:00 | Not Dimmable | Not Dimmable | No |  | EAEEFD | [25 empty] | 5 | 1608 | 145.39 | 11.06 | 16.49 | 0.9 | 4000 | 83 |  |  |  | FALSE | FALSE | FALSE | May, 02 2018 00:00:00 | 4.3 |  | standard |  |  |  |  | March, 30 2020 00:00:00 | FALSE | FALSE | FALSE | [6 empty] | AC | [7 empty] | FALSE
P3V55WMH | Start Lighting | START LIGHTING | HUT14-RDW20D-50 | Linear Replacement Lamp | T8 Four-Foot | Replacement Lamps (plug and play) (UL Type A) |  | standard | FALSE | [10 empty] | November, 04 2016 00:00:00 | Not Dimmable | Not Dimmable | No |  | WWWATS | [25 empty] | 5 | 2631 | 120.63 | 21.81 | 6.39 | 0.9093 | 5000 | 84 |  |  |  | FALSE | FALSE | FALSE | May, 02 2018 00:00:00 | 4.3 |  | standard |  |  |  |  | March, 30 2020 00:00:00 | FALSE | FALSE | FALSE | [6 empty] | AC | [7 empty] | FALSE
PSN3KMP6 | ARKSMART INC | ARK SMART | ARK/UB/10K(3500K) | Linear Replacement Lamp | T8 Four-Foot | Dual Mode Internal Driver (UL Type A and Type B) |  | standard | FALSE | [10 empty] | November, 04 2016 00:00:00 | Not Dimmable | Not Dimmable | No |  | EAEEFD | [25 empty] | 5 | 1608 | 145.39 | 11.06 | 16.49 | 0.9 | 3500 | 83 |  |  |  | FALSE | FALSE | FALSE | May, 02 2018 00:00:00 | 4.3 |  | standard |  |  |  |  | March, 30 2020 00:00:00 | FALSE | FALSE | FALSE | [6 empty] | AC | [7 empty] | FALSE
PVBMA1Z8 | ARKSMART INC | ARK SMART | ARK/UB/10K(5000K) | Linear Replacement Lamp | T8 Four-Foot | Dual Mode Internal Driver (UL Type A and Type B) |  | standard | FALSE | [10 empty] | November, 04 2016 00:00:00 | Not Dimmable | Not Dimmable | No |  | EAEEFD | [25 empty] | 5 | 1645 | 148.06 | 11.11 | 16.45 | 0.9 | 5000 | 80.4 |  |  |  | FALSE | FALSE | FALSE | May, 02 2018 00:00:00 | 4.3 |  | standard |  |  |  |  | March, 30 2020 00:00:00 | FALSE | FALSE | FALSE | [6 empty] | AC | [7 empty] | FALSE
PK3UN6QT | Start Lighting | START LIGHTING | HUT14-RDW16D-50 | Linear Replacement Lamp | T8 Four-Foot | Replacement Lamps (plug and play) (UL Type A) |  | standard | FALSE | [10 empty] | November, 04 2016 00:00:00 | Not Dimmable | Not Dimmable | No |  | WWWATT | [25 empty] | 5 | 2268 | 118.87 | 19.08 | 10.95 | 0.9744 | 5000 | 84.2 |  |  |  | FALSE | FALSE | FALSE | May, 02 2018 00:00:00 | 4.3 |  | standard |  |  |  |  | March, 30 2020 00:00:00 | FALSE | FALSE | FALSE | [6 empty] | AC | [7 empty] | FALSE
PVXYMCN1 | ARKSMART INC | ARK SMART | ARK/UB/10K(3000K) | Linear Replacement Lamp | T8 Four-Foot | Dual Mode Internal Driver (UL Type A and Type B) |  | standard | TRUE |  | 1614 | 145.01 | 11.13 | 16.49 | 0.9016 | 2939 | 83 | 5 | 50000 | November, 04 2016 00:00:00 | Not Dimmable | Not Dimmable | No |  | EAEEFD | [15 empty] | 86 |  | 1.24 | 1.22 | [6 empty] | 5 | 1608 | 145.39 | 11.06 | 16.49 | 0.9 | 3000 | 83 |  |  |  | FALSE | FALSE | FALSE | May, 02 2018 00:00:00 | 4.3 |  | standard |  |  |  |  | March, 30 2020 00:00:00 | FALSE | FALSE | FALSE | [6 empty] | AC | [7 empty] | FALSE
PVQ1PV5Y | Amati International LLC | AMATRON | AMUL-18W4F-GBC 4000K | Linear Replacement Lamp | T8 Four-Foot | Replacement Lamps (plug and play) (UL Type A) |  | standard | FALSE | [10 empty] | November, 04 2016 00:00:00 | Not Dimmable | Not Dimmable | FALSE |  | MMMOZD | [25 empty] | 4.4 | 2078 | 112.08 | 18.54 | 6.87 | 0.97 | 4000 | 82.5 |  |  |  | FALSE | FALSE | FALSE | May, 02 2018 00:00:00 | 4.3 |  | standard |  |  |  |  | November, 02 2018 00:00:00 | FALSE | FALSE | FALSE | [6 empty] | AC | [7 empty] | FALSE
PQ6GUXR7 | ARKSMART INC | ARK SMART | ARK/UB/10K(4500K) | Linear Replacement Lamp | T8 Four-Foot | Dual Mode Internal Driver (UL Type A and Type B) |  | standard | FALSE | [10 empty] | November, 04 2016 00:00:00 | Not Dimmable | Not Dimmable | No |  | EAEEFD | [25 empty] | 5 | 1608 | 145.39 | 11.06 | 16.49 | 0.9 | 4500 | 83 |  |  |  | FALSE | FALSE | FALSE | May, 02 2018 00:00:00 | 4.3 |  | standard |  |  |  |  | March, 30 2020 00:00:00 | FALSE | FALSE | FALSE | [6 empty] | AC | [7 empty] | FALSE
PQEVJK96 | Start Lighting | START LIGHTING | HUT14-RDW20D-40 | Linear Replacement Lamp | T8 Four-Foot | Replacement Lamps (plug and play) (UL Type A) |  | standard | FALSE | [10 empty] | November, 04 2016 00:00:00 | Not Dimmable | Not Dimmable | No |  | WWWATS | [25 empty] | 5 | 2579 | 118.74 | 21.72 | 5.87 | 0.911 | 4000 | 84.4 |  |  |  | FALSE | FALSE | FALSE | May, 02 2018 00:00:00 | 4.3 |  | standard |  |  |  |  | March, 30 2020 00:00:00 | FALSE | FALSE | FALSE | [6 empty] | AC | [7 empty] | FALSE
PWEZE8MS | Start Lighting | START LIGHTING | HUT14-RDW16D-40 | Linear Replacement Lamp | T8 Four-Foot | Replacement Lamps (plug and play) (UL Type A) |  | standard | FALSE | [10 empty] | November, 04 2016 00:00:00 | Not Dimmable | Not Dimmable | No |  | WWWATT | [25 empty] | 5 | 2234 | 116.66 | 19.15 | 10.62 | 0.9745 | 4000 | 85.2 |  |  |  | FALSE | FALSE | FALSE | May, 02 2018 00:00:00 | 4.3 |  | standard |  |  |  |  | March, 30 2020 00:00:00 | FALSE | FALSE | FALSE | [6 empty] | AC | [7 empty] | FALSE
PPNQYJWZ | Start Lighting | START LIGHTING | HUT14-RDW16D-30 | Linear Replacement Lamp | T8 Four-Foot | Replacement Lamps (plug and play) (UL Type A) |  | standard | TRUE |  | 2209 | 114.69 | 19.26 | 10.58 | 0.9751 | 2897 | 82.7 | 5 | 50000 | November, 04 2016 00:00:00 | Not Dimmable | Not Dimmable | No |  | WWWATT | [15 empty] | 90 |  | 1.16 | 1.4 | [6 empty] | 5 | 2209 | 114.69 | 19.26 | 10.58 | 0.9751 | 3000 | 82.7 |  |  |  | FALSE | FALSE | FALSE | May, 02 2018 00:00:00 | 4.3 |  | standard |  |  |  |  | March, 30 2020 00:00:00 | FALSE | FALSE | FALSE | [6 empty] | AC | [7 empty] | FALSE
P253FND4 | Start Lighting | START LIGHTING | HUT14-RDW20D-30 | Linear Replacement Lamp | T8 Four-Foot | Replacement Lamps (plug and play) (UL Type A) |  | standard | TRUE |  | 2511 | 115.93 | 21.66 | 6.15 | 0.9149 | 2908 | 82.3 | 5 | 50000 | November, 04 2016 00:00:00 | Not Dimmable | Not Dimmable | No |  | WWWATS | [15 empty] | 90 |  | 1.16 | 1.42 | [6 empty] | 5 | 2511 | 115.93 | 21.66 | 6.15 | 0.9149 | 3000 | 82.3 |  |  |  | FALSE | FALSE | FALSE | May, 02 2018 00:00:00 | 4.3 |  | standard |  |  |  |  | March, 30 2020 00:00:00 | FALSE | FALSE | FALSE | [6 empty] | AC | [7 empty] | FALSE
PMTMGTUS | Shenzhen MTC Lux Co., Ltd | BMTC | T8-012T096UW-18 | Linear Replacement Lamp | T8 Four-Foot | Replacement Lamps (plug and play) (UL Type A) |  | standard | TRUE |  | 1837.3 | 130.8 | 14.05 | 8.46 | 0.9903 | 2909 | 82.9 | 5 | 50000 | November, 04 2016 00:00:00 | Not Dimmable | Not Dimmable | NO | Updated on 3/19/2018 | OOOAJT | [15 empty] | 84.9 |  | 1.48 | 1.3 | [6 empty] | 5 | 1560 | 130 | 12 | 8.46 | 0.99 | 3000 | 80 |  |  |  | FALSE | FALSE | FALSE | May, 02 2018 00:00:00 | 4.3 |  | standard |  |  |  |  | March, 30 2020 00:00:00 | FALSE | FALSE | FALSE | [6 empty] | AC | [7 empty] | FALSE
PT7QB96Q | Celeritas Lighting Group, LLC | Celeritas | ST8BCLED-15W-30K | Linear Replacement Lamp | T8 Four-Foot | Replacement Lamps (plug and play) (UL Type A) |  | standard | TRUE |  | 1735.38 | 114.926 | 15.1 | 17.4 | 0.958 | 2906 | 82 | 5 | 50000 | November, 03 2016 00:00:00 | Dimmable | Continuous Below 10 | No |  | WWWATD | [15 empty] | 79.2 |  | 1.18 | 1.26 | [6 empty] | 5 | 1735.3 | 114.9 | 15.1 | 17.4 | 0.96 | 2906 | 82 |  |  |  | FALSE | FALSE | FALSE | May, 02 2018 00:00:00 | 4.3 |  | standard |  |  |  |  | March, 30 2020 00:00:00 | FALSE | FALSE | FALSE | [6 empty] | AC | [7 empty] | FALSE
PA47PYUK | JIAXING SUPER LIGHTING ELECTRIC APPLIANCE CO.,LTD | Super | T8L-IDDM13-1800-4ft-BBA-71 | Linear Replacement Lamp | T8 Four-Foot | Replacement Lamps (plug and play) (UL Type A) |  | standard | FALSE | [10 empty] | November, 03 2016 00:00:00 | Not Dimmable | Not Dimmable | No |  | RRRTRA | [25 empty] | 5 | 1700 | 120 | 14.5 | 13.78 | 0.9576 | 3500 | 82 |  |  |  | FALSE | FALSE | FALSE | May, 02 2018 00:00:00 | 4.3 |  | standard |  |  |  |  | March, 30 2020 00:00:00 | FALSE | FALSE | FALSE | [6 empty] | AC | [7 empty] | FALSE
PTHQBQ7V | JIAXING SUPER LIGHTING ELECTRIC APPLIANCE CO.,LTD | Super | T8L-IDDM13-2200-4ft-CBA-71 | Linear Replacement Lamp | T8 Four-Foot | Replacement Lamps (plug and play) (UL Type A) |  | standard | FALSE | [10 empty] | November, 03 2016 00:00:00 | Not Dimmable | Not Dimmable | No |  | RRRTRB | [25 empty] | 5 | 2200 | 125 | 17.5 | 10.3 | 0.9691 | 4000 | 82 |  |  |  | FALSE | FALSE | FALSE | May, 02 2018 00:00:00 | 4.3 |  | standard |  |  |  |  | March, 30 2020 00:00:00 | FALSE | FALSE | FALSE | [6 empty] | AC | [7 empty] | FALSE
P3ZQRV7Z | MaxLite Inc. | MaxLite | L17T8DF430 | Linear Replacement Lamp | T8 Four-Foot | Replacement Lamps (plug and play) (UL Type A) |  | standard | TRUE |  | 2230.5 | 113.8 | 20 | 10.72 | 0.964 | 3102 | 84.2 | 5 | 50000 | November, 03 2016 00:00:00 | Not Dimmable | Not Dimmable | No |  | DDDIMF | [15 empty] | 85.1 |  | 1.22 | 1.24 | [6 empty] | 5 | 2230 | 113.8 | 19.6 | 10.72 | 0.96 | 3000 | 84.2 |  |  |  | FALSE | FALSE | FALSE | May, 02 2018 00:00:00 | 4.3 |  | standard |  |  |  |  | March, 30 2020 00:00:00 | FALSE | FALSE | FALSE | [6 empty] | AC | [7 empty] | FALSE
PMTZNF2H | Celeritas Lighting Group, LLC | Celeritas | ST8BCLED-15W-50K | Linear Replacement Lamp | T8 Four-Foot | Replacement Lamps (plug and play) (UL Type A) |  | standard | FALSE | [10 empty] | November, 03 2016 00:00:00 | Dimmable | Continuous Below 10 | No |  | WWWATD | [25 empty] | 5 | 1786.6 | 117.5 | 15.2 | 17.7 | 0.95 | 4885 | 82.3 |  |  |  | FALSE | FALSE | FALSE | May, 02 2018 00:00:00 | 4.3 |  | standard |  |  |  |  | March, 30 2020 00:00:00 | FALSE | FALSE | FALSE | [6 empty] | AC | [7 empty] | FALSE
P1K2SPAJ | JIAXING SUPER LIGHTING ELECTRIC APPLIANCE CO.,LTD | Super | T8L-IDDM13-1800-4ft-CBA-71 | Linear Replacement Lamp | T8 Four-Foot | Replacement Lamps (plug and play) (UL Type A) |  | standard | FALSE | [10 empty] | November, 03 2016 00:00:00 | Not Dimmable | Not Dimmable | No |  | RRRTRA | [25 empty] | 5 | 1800 | 125 | 14.5 | 13.78 | 0.9576 | 4000 | 82 |  |  |  | FALSE | FALSE | FALSE | May, 02 2018 00:00:00 | 4.3 |  | standard |  |  |  |  | March, 30 2020 00:00:00 | FALSE | FALSE | FALSE | [6 empty] | AC | [7 empty] | FALSE
P9WHY6U7 | JIAXING SUPER LIGHTING ELECTRIC APPLIANCE CO.,LTD | Super | T8L-IDDM13-2200-4ft-EBA-71 | Linear Replacement Lamp | T8 Four-Foot | Replacement Lamps (plug and play) (UL Type A) |  | standard | FALSE | [10 empty] | November, 03 2016 00:00:00 | Not Dimmable | Not Dimmable | No |  | RRRTRB | [25 empty] | 5 | 2200 | 125 | 17.5 | 10.33 | 0.9694 | 5000 | 82 |  |  |  | FALSE | FALSE | FALSE | May, 02 2018 00:00:00 | 4.3 |  | standard |  |  |  |  | March, 30 2020 00:00:00 | FALSE | FALSE | FALSE | [6 empty] | AC | [7 empty] | FALSE
PKUUNEXU | JIAXING SUPER LIGHTING ELECTRIC APPLIANCE CO.,LTD | Super | T8L-IDDM13-2200-4ft-ABA-71 | Linear Replacement Lamp | T8 Four-Foot | Replacement Lamps (plug and play) (UL Type A) |  | standard | TRUE |  | 2097 | 123.1 | 17.04 | 10.3 | 0.9691 | 3091 | 82.8 | 5 | 50000 | November, 03 2016 00:00:00 | Not Dimmable | Not Dimmable | No |  | RRRTRB | [15 empty] | 83.9 |  | 1.24 | 1.26 | [6 empty] | 5 | 2100 | 120 | 17.5 | 10.3 | 0.9691 | 3000 | 82 |  |  |  | FALSE | FALSE | FALSE | May, 02 2018 00:00:00 | 4.3 |  | standard |  |  |  |  | March, 30 2020 00:00:00 | FALSE | FALSE | FALSE | [6 empty] | AC | [7 empty] | FALSE
PQWVUWCD | MaxLite Inc. | Maxlite | L17T8DF440 | Linear Replacement Lamp | T8 Four-Foot | Replacement Lamps (plug and play) (UL Type A) |  | standard | FALSE | [10 empty] | November, 03 2016 00:00:00 | Not Dimmable | Not Dimmable | No |  | DDDIMF | [25 empty] | 4.4 | 2230 | 113.8 | 19.6 | 10.72 | 0.96 | 4100 | 84 |  |  |  | FALSE | FALSE | FALSE | May, 02 2018 00:00:00 | 4.3 |  | standard |  |  |  |  | November, 02 2018 00:00:00 | FALSE | FALSE | FALSE | [6 empty] | AC | [7 empty] | FALSE
PKMUQP87 | JIAXING SUPER LIGHTING ELECTRIC APPLIANCE CO.,LTD | Super | T8L-IDDM13-2200-4ft-BBA-71 | Linear Replacement Lamp | T8 Four-Foot | Replacement Lamps (plug and play) (UL Type A) |  | standard | FALSE | [10 empty] | November, 03 2016 00:00:00 | Not Dimmable | Not Dimmable | No |  | RRRTRB | [25 empty] | 5 | 2100 | 120 | 17.5 | 10.3 | 0.9691 | 3500 | 82 |  |  |  | FALSE | FALSE | FALSE | May, 02 2018 00:00:00 | 4.3 |  | standard |  |  |  |  | March, 30 2020 00:00:00 | FALSE | FALSE | FALSE | [6 empty] | AC | [7 empty] | FALSE
PRT1R289 | JIAXING SUPER LIGHTING ELECTRIC APPLIANCE CO.,LTD | Super | T8L-IDDM13-2200-4ft-DBA-71 | Linear Replacement Lamp | T8 Four-Foot | Replacement Lamps (plug and play) (UL Type A) |  | standard | FALSE | [10 empty] | November, 03 2016 00:00:00 | Not Dimmable | Not Dimmable | No |  | RRRTRB | [25 empty] | 5 | 2200 | 125 | 17.5 | 10.3 | 0.9691 | 4500 | 82 |  |  |  | FALSE | FALSE | FALSE | May, 02 2018 00:00:00 | 4.3 |  | standard |  |  |  |  | March, 30 2020 00:00:00 | FALSE | FALSE | FALSE | [6 empty] | AC | [7 empty] | FALSE
PXFR17W5 | JIAXING SUPER LIGHTING ELECTRIC APPLIANCE CO.,LTD | Super | T8L-IDDM13-1800-4ft-ABA-71 | Linear Replacement Lamp | T8 Four-Foot | Replacement Lamps (plug and play) (UL Type A) |  | standard | TRUE |  | 1723 | 122.4 | 14.08 | 13.78 | 0.9576 | 3077 | 83 | 5 | 50000 | November, 03 2016 00:00:00 | Not Dimmable | Not Dimmable | No |  | RRRTRA | [15 empty] | 83.9 |  | 1.24 | 1.24 | [6 empty] | 5 | 1700 | 120 | 14.5 | 13.78 | 0.9576 | 3000 | 82 |  |  |  | FALSE | FALSE | FALSE | May, 02 2018 00:00:00 | 4.3 |  | standard |  |  |  |  | March, 30 2020 00:00:00 | FALSE | FALSE | FALSE | [6 empty] | AC | [7 empty] | FALSE
PA2JRKP9 | Celeritas Lighting Group, LLC | Celeritas | ST8BCLED-15W-40K | Linear Replacement Lamp | T8 Four-Foot | Replacement Lamps (plug and play) (UL Type A) |  | standard | FALSE | [10 empty] | November, 03 2016 00:00:00 | Dimmable | Continuous Below 10 | FALSE |  | WWWATD | [25 empty] | 4.4 | 1735.3 | 114.9 | 15.1 | 17.4 | 0.96 | 4000 | 82 |  |  |  | FALSE | FALSE | FALSE | May, 02 2018 00:00:00 | 4.3 |  | standard |  |  |  |  | November, 02 2018 00:00:00 | FALSE | FALSE | FALSE | [6 empty] | AC | [7 empty] | FALSE
PUD12WUZ | Celeritas Lighting Group, LLC | Celeritas | ST8BCLED-15W-45K | Linear Replacement Lamp | T8 Four-Foot | Replacement Lamps (plug and play) (UL Type A) |  | standard | FALSE | [10 empty] | November, 03 2016 00:00:00 | Dimmable | Continuous Below 10 | FALSE |  | WWWATD | [25 empty] | 4.4 | 1735.3 | 114.9 | 15.1 | 17.4 | 0.96 | 4500 | 82 |  |  |  | FALSE | FALSE | FALSE | May, 02 2018 00:00:00 | 4.3 |  | standard |  |  |  |  | November, 02 2018 00:00:00 | FALSE | FALSE | FALSE | [6 empty] | AC | [7 empty] | FALSE
P1FUUHAQ | MaxLite Inc. | Maxlite | L17T8DF450 | Linear Replacement Lamp | T8 Four-Foot | Replacement Lamps (plug and play) (UL Type A) |  | standard | FALSE | [10 empty] | November, 03 2016 00:00:00 | Not Dimmable | Not Dimmable | No |  | DDDIMF | [25 empty] | 4.4 | 2230 | 113.8 | 19.6 | 10.72 | 0.96 | 5000 | 83.5 |  |  |  | FALSE | FALSE | FALSE | May, 02 2018 00:00:00 | 4.3 |  | standard |  |  |  |  | November, 02 2018 00:00:00 | FALSE | FALSE | FALSE | [6 empty] | AC | [7 empty] | FALSE
PFP8VD2Z | JIAXING SUPER LIGHTING ELECTRIC APPLIANCE CO.,LTD | Super | T8L-IDDM13-1800-4ft-DBA-71 | Linear Replacement Lamp | T8 Four-Foot | Replacement Lamps (plug and play) (UL Type A) |  | standard | FALSE | [10 empty] | November, 03 2016 00:00:00 | Not Dimmable | Not Dimmable | No |  | RRRTRA | [25 empty] | 5 | 1800 | 125 | 14.5 | 13.78 | 0.9576 | 4500 | 82 |  |  |  | FALSE | FALSE | FALSE | May, 02 2018 00:00:00 | 4.3 |  | standard |  |  |  |  | March, 30 2020 00:00:00 | FALSE | FALSE | FALSE | [6 empty] | AC | [7 empty] | FALSE
PS2GBYEN | JIAXING SUPER LIGHTING ELECTRIC APPLIANCE CO.,LTD | Super | T8L-IDDM13-1800-4ft-EBA-71 | Linear Replacement Lamp | T8 Four-Foot | Replacement Lamps (plug and play) (UL Type A) |  | standard | FALSE | [10 empty] | November, 03 2016 00:00:00 | Not Dimmable | Not Dimmable | No |  | RRRTRA | [25 empty] | 5 | 1800 | 125 | 14.5 | 13.62 | 0.9582 | 5000 | 82 |  |  |  | FALSE | FALSE | FALSE | May, 02 2018 00:00:00 | 4.3 |  | standard |  |  |  |  | March, 30 2020 00:00:00 | FALSE | FALSE | FALSE | [6 empty] | AC | [7 empty] | FALSE
PS9T2WR1 | Celeritas Lighting Group, LLC | Celeritas | ST8BCLED-15W-35K | Linear Replacement Lamp | T8 Four-Foot | Replacement Lamps (plug and play) (UL Type A) |  | standard | FALSE | [10 empty] | November, 03 2016 00:00:00 | Dimmable | Continuous Below 10 | FALSE |  | WWWATD | [25 empty] | 4.4 | 1735.3 | 114.9 | 15.1 | 17.4 | 0.96 | 3500 | 82 |  |  |  | FALSE | FALSE | FALSE | May, 02 2018 00:00:00 | 4.3 |  | standard |  |  |  |  | November, 02 2018 00:00:00 | FALSE | FALSE | FALSE | [6 empty] | AC | [7 empty] | FALSE
PFVFEH9P | MaxLite Inc. | Maxlite | L17T8DF435 | Linear Replacement Lamp | T8 Four-Foot | Replacement Lamps (plug and play) (UL Type A) |  | standard | FALSE | [10 empty] | November, 03 2016 00:00:00 | Not Dimmable | Not Dimmable | No |  | DDDIMF | [25 empty] | 4.4 | 2230 | 113.8 | 19.6 | 10.72 | 0.96 | 3500 | 84 |  |  |  | FALSE | FALSE | FALSE | May, 02 2018 00:00:00 | 4.3 |  | standard |  |  |  |  | November, 02 2018 00:00:00 | FALSE | FALSE | FALSE | [6 empty] | AC | [7 empty] | FALSE
P1JBS7AR | Luxul Technology Inc. | LUXUL | G-Lux T8 4ft LX2-15W 840-9 | Linear Replacement Lamp | T8 Four-Foot | Replacement Lamps (plug and play) (UL Type A) |  | standard | FALSE | [10 empty] | October, 28 2016 00:00:00 | Not Dimmable | Not Dimmable | FALSE |  | VAVVVD | [25 empty] | 4.4 | 2100 | 112 | 18 | 11.26 | 0.99 | 4000 | 83 |  |  |  | FALSE | FALSE | FALSE | May, 02 2018 00:00:00 | 4.3 |  | standard |  |  |  |  | November, 02 2018 00:00:00 | FALSE | FALSE | FALSE | [6 empty] | AC | [7 empty] | FALSE
PQDQZB8Z | Luxul Technology Inc. | LUXUL | G-Lux T8 4ft LX2-15W 830-9 | Linear Replacement Lamp | T8 Four-Foot | Replacement Lamps (plug and play) (UL Type A) |  | standard | TRUE |  | 2058 | 117.4 | 17.54 | 11.26 | 0.9669 | 3052 | 81.2 | 5 | 50000 | October, 28 2016 00:00:00 | Not Dimmable | Not Dimmable | FALSE |  | VAVVVD | [15 empty] | 83.8 |  | 1.26 | 1.24 | [6 empty] | 4.4 | 2000 | 110 | 18 | 11.26 | 0.99 | 3000 | 83 |  |  |  | FALSE | FALSE | FALSE | May, 02 2018 00:00:00 | 4.3 |  | standard |  |  |  |  | November, 02 2018 00:00:00 | FALSE | FALSE | FALSE | [6 empty] | AC | [7 empty] | FALSE
PD9VR4D2 | CCP-MART TECHNOLOGY CORP | CCP-MART | CCP-T-T84F15WC-4000KC | Linear Replacement Lamp | T8 Four-Foot | Dual Mode Internal Driver (UL Type A and Type B) |  | standard | FALSE | [10 empty] | October, 28 2016 00:00:00 | Not Dimmable | Not Dimmable | No |  | WWWARY | [25 empty] | 5 | 2146 | 141.82 | 15.13 | 12.34 | 0.9 | 4000 | 83.2 |  |  |  | FALSE | FALSE | FALSE | May, 02 2018 00:00:00 | 4.3 |  | standard |  |  |  |  | March, 30 2020 00:00:00 | FALSE | FALSE | FALSE | [6 empty] | AC | [7 empty] | FALSE
PH5VV8SS | CCP-MART TECHNOLOGY CORP | CCP-MART | CCP-T-T84F15WC-5000KC | Linear Replacement Lamp | T8 Four-Foot | Dual Mode Internal Driver (UL Type A and Type B) |  | standard | FALSE | [10 empty] | October, 28 2016 00:00:00 | Not Dimmable | Not Dimmable | No |  | WWWARY | [25 empty] | 5 | 2232 | 146.18 | 15.27 | 12.44 | 0.9 | 5000 | 84.2 |  |  |  | FALSE | FALSE | FALSE | May, 02 2018 00:00:00 | 4.3 |  | standard |  |  |  |  | March, 30 2020 00:00:00 | FALSE | FALSE | FALSE | [6 empty] | AC | [7 empty] | FALSE
PD35YRTK | CCP-MART TECHNOLOGY CORP | CCP-MART | CCP-T-T84F18WC-5000KC | Linear Replacement Lamp | T8 Four-Foot | Dual Mode Internal Driver (UL Type A and Type B) |  | standard | FALSE | [10 empty] | October, 28 2016 00:00:00 | Not Dimmable | Not Dimmable | No |  | WWWARY | [25 empty] | 5 | 2464 | 142.91 | 17.24 | 14.12 | 0.9 | 5000 | 84.2 |  |  |  | FALSE | FALSE | FALSE | May, 02 2018 00:00:00 | 4.3 |  | standard |  |  |  |  | March, 30 2020 00:00:00 | FALSE | FALSE | FALSE | [6 empty] | AC | [7 empty] | FALSE
PHS4T6DT | CCP-MART TECHNOLOGY CORP | CCP-MART | CCP-T-T84F18WC-4000KC | Linear Replacement Lamp | T8 Four-Foot | Dual Mode Internal Driver (UL Type A and Type B) |  | standard | FALSE | [10 empty] | October, 28 2016 00:00:00 | Not Dimmable | Not Dimmable | No |  | WWWARY | [25 empty] | 5 | 2367 | 138.66 | 17.07 | 14.07 | 0.9 | 4000 | 83.2 |  |  |  | FALSE | FALSE | FALSE | May, 02 2018 00:00:00 | 4.3 |  | standard |  |  |  |  | March, 30 2020 00:00:00 | FALSE | FALSE | FALSE | [6 empty] | AC | [7 empty] | FALSE
P1TJZ4PZ | CCP-MART TECHNOLOGY CORP | CCP-MART | CCP-T-T84F18WC-4000KM | Linear Replacement Lamp | T8 Four-Foot | Dual Mode Internal Driver (UL Type A and Type B) |  | standard | FALSE | [10 empty] | October, 28 2016 00:00:00 | Not Dimmable | Not Dimmable | No |  | WWWARY | [25 empty] | 5 | 2122 | 124.17 | 17.09 | 14.19 | 0.9 | 4000 | 83.2 |  |  |  | FALSE | FALSE | FALSE | May, 02 2018 00:00:00 | 4.3 |  | standard |  |  |  |  | March, 30 2020 00:00:00 | FALSE | FALSE | FALSE | [6 empty] | AC | [7 empty] | FALSE
PDTM2ZF5 | CCP-MART TECHNOLOGY CORP | CCP-MART | CCP-T-T84F15WC-4000KM | Linear Replacement Lamp | T8 Four-Foot | Dual Mode Internal Driver (UL Type A and Type B) |  | standard | FALSE | [10 empty] | October, 28 2016 00:00:00 | Not Dimmable | Not Dimmable | No |  | WWWARY | [25 empty] | 5 | 1950 | 129.07 | 15.11 | 13.91 | 0.9 | 4000 | 83.5 |  |  |  | FALSE | FALSE | FALSE | May, 02 2018 00:00:00 | 4.3 |  | standard |  |  |  |  | March, 30 2020 00:00:00 | FALSE | FALSE | FALSE | [6 empty] | AC | [7 empty] | FALSE
PTWPEWD1 | CCP-MART TECHNOLOGY CORP | CCP-MART | CCP-T-T84F15WC-5000KM | Linear Replacement Lamp | T8 Four-Foot | Dual Mode Internal Driver (UL Type A and Type B) |  | standard | FALSE | [10 empty] | October, 28 2016 00:00:00 | Not Dimmable | Not Dimmable | No |  | WWWARY | [25 empty] | 5 | 2034 | 134.15 | 15.16 | 13.47 | 0.9 | 5000 | 84.3 |  |  |  | FALSE | FALSE | FALSE | May, 02 2018 00:00:00 | 4.3 |  | standard |  |  |  |  | March, 30 2020 00:00:00 | FALSE | FALSE | FALSE | [6 empty] | AC | [7 empty] | FALSE
PGT2Q148 | Luxul Technology Inc. | LUXUL | G-Lux T8 4ft LX2-15W 835-9 | Linear Replacement Lamp | T8 Four-Foot | Replacement Lamps (plug and play) (UL Type A) |  | standard | FALSE | [10 empty] | October, 28 2016 00:00:00 | Not Dimmable | Not Dimmable | FALSE |  | VAVVVD | [25 empty] | 4.4 | 2000 | 110 | 18 | 11.26 | 0.99 | 3500 | 83 |  |  |  | FALSE | FALSE | FALSE | May, 02 2018 00:00:00 | 4.3 |  | standard |  |  |  |  | November, 02 2018 00:00:00 | FALSE | FALSE | FALSE | [6 empty] | AC | [7 empty] | FALSE
PDSX9Q4S | Luxul Technology Inc. | LUXUL | G-Lux T8 4ft LX2-13W 835-9 | Linear Replacement Lamp | T8 Four-Foot | Replacement Lamps (plug and play) (UL Type A) |  | standard | FALSE | [10 empty] | October, 28 2016 00:00:00 | Not Dimmable | Not Dimmable | FALSE |  | VAVVVC | [25 empty] | 4.4 | 1800 | 110 | 16 | 12.41 | 0.97 | 3500 | 83 |  |  |  | FALSE | FALSE | FALSE | May, 02 2018 00:00:00 | 4.3 |  | standard |  |  |  |  | November, 02 2018 00:00:00 | FALSE | FALSE | FALSE | [6 empty] | AC | [7 empty] | FALSE
PGY2BP4E | Fudakinled Lighting Ltd. | FUDAKINLED | FDK-LT8G-4-183FAB | Linear Replacement Lamp | T8 Four-Foot | Dual Mode Internal Driver (UL Type A and Type B) |  | standard | TRUE |  | 2447.48 | 112.787 | 21.7 | 13.6 | 0.925 | 3011 | 83 | 5 | 50000 | October, 28 2016 00:00:00 | Dimmable | Continuous Below 10 | FALSE |  | DDDILZ | [15 empty] | 79.8 |  | 1.22 | 1.22 | [6 empty] | 4.4 | 2447.48 | 112.79 | 21.7 | 13.6 | 0.99 | 3000 | 83 |  |  |  | FALSE | FALSE | FALSE | May, 02 2018 00:00:00 | 4.3 |  | standard |  |  |  |  | November, 02 2018 00:00:00 | FALSE | FALSE | FALSE | [6 empty] | AC | [7 empty] | FALSE
PCNDQFYT | Luxul Technology Inc. | LUXUL | G-Lux T8 4ft LX2-13W 840-9 | Linear Replacement Lamp | T8 Four-Foot | Replacement Lamps (plug and play) (UL Type A) |  | standard | FALSE | [10 empty] | October, 28 2016 00:00:00 | Not Dimmable | Not Dimmable | FALSE |  | VAVVVC | [25 empty] | 4.4 | 1900 | 112 | 16 | 12.41 | 0.97 | 4000 | 83 |  |  |  | FALSE | FALSE | FALSE | May, 02 2018 00:00:00 | 4.3 |  | standard |  |  |  |  | November, 02 2018 00:00:00 | FALSE | FALSE | FALSE | [6 empty] | AC | [7 empty] | FALSE
P1WM8QT7 | Fudakinled Lighting Ltd. | FUDAKINLED | FDK-LT8G-4-185FAB | Linear Replacement Lamp | T8 Four-Foot | Dual Mode Internal Driver (UL Type A and Type B) |  | standard | FALSE | [10 empty] | October, 28 2016 00:00:00 | Dimmable | Continuous Below 10 | FALSE |  | DDDILZ | [25 empty] | 4.4 | 2521.3 | 115.66 | 21.8 | 13.8 | 1 | 5000 | 81.4 |  |  |  | FALSE | FALSE | FALSE | May, 02 2018 00:00:00 | 4.3 |  | standard |  |  |  |  | November, 02 2018 00:00:00 | FALSE | FALSE | FALSE | [6 empty] | AC | [7 empty] | FALSE
P2EA9KVK | Silver Stream AiCos | Silver Stream | SST8NB808-10A (4500K) | Linear Replacement Lamp | T8 Four-Foot | Replacement Lamps (plug and play) (UL Type A) |  | standard | FALSE | [10 empty] | October, 28 2016 00:00:00 | Not Dimmable | Not Dimmable | No |  | WWWARN | [25 empty] | 5 | 1734 | 160 | 10 | 20 | 0.95 | 4500 | 83 |  |  |  | FALSE | FALSE | FALSE | May, 02 2018 00:00:00 | 4.3 |  | standard |  |  |  |  | March, 30 2020 00:00:00 | FALSE | FALSE | FALSE | [6 empty] | AC | [7 empty] | FALSE
P2C3813B | Silver Stream AiCos | Silver Stream | SST8NB808-10A (5000K) | Linear Replacement Lamp | T8 Four-Foot | Replacement Lamps (plug and play) (UL Type A) |  | standard | FALSE | [10 empty] | October, 28 2016 00:00:00 | Not Dimmable | Not Dimmable | No |  | WWWARN | [25 empty] | 5 | 1734 | 160 | 10 | 20 | 0.95 | 5000 | 83 |  |  |  | FALSE | FALSE | FALSE | May, 02 2018 00:00:00 | 4.3 |  | standard |  |  |  |  | March, 30 2020 00:00:00 | FALSE | FALSE | FALSE | [6 empty] | AC | [7 empty] | FALSE
PG89CU9E | Silver Stream AiCos | Silver Stream | SST8NB808-10A (3000K) | Linear Replacement Lamp | T8 Four-Foot | Replacement Lamps (plug and play) (UL Type A) |  | standard | TRUE |  | 1662.59 | 130.2 | 12.77 | 7.39 | 0.9684 | 3021 | 82.6 | 5 | 50000 | October, 28 2016 00:00:00 | Not Dimmable | Not Dimmable | No |  | WWWARN | [15 empty] | 85.5 |  | 1.28 | 1.24 | [6 empty] | 5 | 1615 | 150 | 10 | 20 | 0.95 | 3000 | 83 |  |  |  | FALSE | FALSE | FALSE | May, 02 2018 00:00:00 | 4.3 |  | standard |  |  |  |  | March, 30 2020 00:00:00 | FALSE | FALSE | FALSE | [6 empty] | AC | [7 empty] | FALSE
PNATD7PK | Luxul Technology Inc. | LUXUL | G-Lux T8 4ft LX2-15W 845-9 | Linear Replacement Lamp | T8 Four-Foot | Replacement Lamps (plug and play) (UL Type A) |  | standard | FALSE | [10 empty] | October, 28 2016 00:00:00 | Not Dimmable | Not Dimmable | FALSE |  | VAVVVD | [25 empty] | 4.4 | 2100 | 112 | 18 | 11.26 | 0.99 | 4500 | 83 |  |  |  | FALSE | FALSE | FALSE | May, 02 2018 00:00:00 | 4.3 |  | standard |  |  |  |  | November, 02 2018 00:00:00 | FALSE | FALSE | FALSE | [6 empty] | AC | [7 empty] | FALSE
P6FQ1AX5 | Luxul Technology Inc. | LUXUL | G-Lux T8 4ft LX2-13W 845-9 | Linear Replacement Lamp | T8 Four-Foot | Replacement Lamps (plug and play) (UL Type A) |  | standard | FALSE | [10 empty] | October, 28 2016 00:00:00 | Not Dimmable | Not Dimmable | FALSE |  | VAVVVC | [25 empty] | 4.4 | 1900 | 112 | 16 | 12.41 | 0.97 | 4500 | 83 |  |  |  | FALSE | FALSE | FALSE | May, 02 2018 00:00:00 | 4.3 |  | standard |  |  |  |  | November, 02 2018 00:00:00 | FALSE | FALSE | FALSE | [6 empty] | AC | [7 empty] | FALSE
PM7FCT6E | Fudakinled Lighting Ltd. | FUDAKINLED | FDK-LT8G-4-184FAB | Linear Replacement Lamp | T8 Four-Foot | Dual Mode Internal Driver (UL Type A and Type B) |  | standard | FALSE | [10 empty] | October, 28 2016 00:00:00 | Dimmable | Continuous Below 10 | FALSE |  | DDDILZ | [25 empty] | 4.4 | 2447.48 | 112.79 | 21.7 | 13.6 | 0.99 | 4000 | 83 |  |  |  | FALSE | FALSE | FALSE | May, 02 2018 00:00:00 | 4.3 |  | standard |  |  |  |  | November, 02 2018 00:00:00 | FALSE | FALSE | FALSE | [6 empty] | AC | [7 empty] | FALSE
P1PYXD7J | Silver Stream AiCos | Silver Stream | SST8NB808-10A (4000K) | Linear Replacement Lamp | T8 Four-Foot | Replacement Lamps (plug and play) (UL Type A) |  | standard | FALSE | [10 empty] | October, 28 2016 00:00:00 | Not Dimmable | Not Dimmable | No |  | WWWARN | [25 empty] | 5 | 1650 | 160 | 10 | 20 | 0.95 | 4000 | 83 |  |  |  | FALSE | FALSE | FALSE | May, 02 2018 00:00:00 | 4.3 |  | standard |  |  |  |  | March, 30 2020 00:00:00 | FALSE | FALSE | FALSE | [6 empty] | AC | [7 empty] | FALSE
PNGMGAAA | CCP-MART TECHNOLOGY CORP | CCP-MART | CCP-T-T84F12WC-3000KM | Linear Replacement Lamp | T8 Four-Foot | Dual Mode Internal Driver (UL Type A and Type B) |  | standard | TRUE |  | 1586 | 120.06 | 13.21 | 13.14 | 0.9006 | 2918 | 83.6 | 5 | 50000 | October, 28 2016 00:00:00 | Not Dimmable | Not Dimmable | No |  | WWWARY | [15 empty] | 89.5 |  | 1.16 | 1.36 | [6 empty] | 5 | 1579 | 123.05 | 12.81 | 10.76 | 0.9 | 3000 | 83.6 |  |  |  | FALSE | FALSE | FALSE | May, 02 2018 00:00:00 | 4.3 |  | standard |  |  |  |  | March, 30 2020 00:00:00 | FALSE | FALSE | FALSE | [6 empty] | AC | [7 empty] | FALSE
PNTRHDUJ | Luxul Technology Inc. | LUXUL | G-Lux T8 4ft LX2-13W 830-9 | Linear Replacement Lamp | T8 Four-Foot | Replacement Lamps (plug and play) (UL Type A) |  | standard | TRUE |  | 1955 | 119 | 16.43 | 12.41 | 0.9634 | 3056 | 81.3 | 5 | 50000 | October, 28 2016 00:00:00 | Not Dimmable | Not Dimmable | FALSE |  | VAVVVC | [15 empty] | 84 |  | 1.24 | 1.22 | [6 empty] | 4.4 | 1800 | 110 | 16 | 12.41 | 0.97 | 3000 | 83 |  |  |  | FALSE | FALSE | FALSE | May, 02 2018 00:00:00 | 4.3 |  | standard |  |  |  |  | November, 02 2018 00:00:00 | FALSE | FALSE | FALSE | [6 empty] | AC | [7 empty] | FALSE
PNS6KRGX | Luxul Technology Inc. | LUXUL | G-Lux T8 4ft LX2-15W 850-9 | Linear Replacement Lamp | T8 Four-Foot | Replacement Lamps (plug and play) (UL Type A) |  | standard | FALSE | [10 empty] | October, 28 2016 00:00:00 | Not Dimmable | Not Dimmable | FALSE |  | VAVVVD | [25 empty] | 4.4 | 2200 | 115 | 18 | 11.26 | 0.99 | 5000 | 83 |  |  |  | FALSE | FALSE | FALSE | May, 02 2018 00:00:00 | 4.3 |  | standard |  |  |  |  | November, 02 2018 00:00:00 | FALSE | FALSE | FALSE | [6 empty] | AC | [7 empty] | FALSE
P4DFCDPJ | Luxul Technology Inc. | LUXUL | G-Lux T8 4ft LX2-13W 850-9 | Linear Replacement Lamp | T8 Four-Foot | Replacement Lamps (plug and play) (UL Type A) |  | standard | FALSE | [10 empty] | October, 28 2016 00:00:00 | Not Dimmable | Not Dimmable | FALSE |  | VAVVVC | [25 empty] | 4.4 | 2000 | 115 | 16 | 12.41 | 0.97 | 5000 | 83 |  |  |  | FALSE | FALSE | FALSE | May, 02 2018 00:00:00 | 4.3 |  | standard |  |  |  |  | November, 02 2018 00:00:00 | FALSE | FALSE | FALSE | [6 empty] | AC | [7 empty] | FALSE
P9B444FV | CCP-MART TECHNOLOGY CORP | CCP-MART | CCP-T-T84F18WC-5000KM | Linear Replacement Lamp | T8 Four-Foot | Dual Mode Internal Driver (UL Type A and Type B) |  | standard | FALSE | [10 empty] | October, 28 2016 00:00:00 | Not Dimmable | Not Dimmable | No |  | WWWARY | [25 empty] | 5 | 2214 | 128.73 | 17.2 | 14.05 | 0.9 | 5000 | 84.3 |  |  |  | FALSE | FALSE | FALSE | May, 02 2018 00:00:00 | 4.3 |  | standard |  |  |  |  | March, 30 2020 00:00:00 | FALSE | FALSE | FALSE | [6 empty] | AC | [7 empty] | FALSE
P3JUK3TT | Silver Stream AiCos | Silver Stream | SST8NB808-10A (3500K) | Linear Replacement Lamp | T8 Four-Foot | Replacement Lamps (plug and play) (UL Type A) |  | standard | FALSE | [10 empty] | October, 28 2016 00:00:00 | Not Dimmable | Not Dimmable | No |  | WWWARN | [25 empty] | 5 | 1620 | 150 | 10 | 20 | 0.95 | 3500 | 83 |  |  |  | FALSE | FALSE | FALSE | May, 02 2018 00:00:00 | 4.3 |  | standard |  |  |  |  | March, 30 2020 00:00:00 | FALSE | FALSE | FALSE | [6 empty] | AC | [7 empty] | FALSE
PYMBUVGV | Shenzhen MTC Lux Co., Ltd | BMTC | T8-018T096UN-18 | Linear Replacement Lamp | T8 Four-Foot | Replacement Lamps (plug and play) (UL Type A) |  | standard | FALSE | [10 empty] | October, 26 2016 00:00:00 | Not Dimmable | Not Dimmable | NO | Updated on 3/19/2018 | HHHCAG | [25 empty] | 5 | 2340 | 130 | 18 | 6.34 | 0.99 | 4000 | 80 |  |  |  | FALSE | FALSE | FALSE | May, 02 2018 00:00:00 | 4.3 |  | standard |  |  |  |  | March, 30 2020 00:00:00 | FALSE | FALSE | FALSE | [6 empty] | AC | [7 empty] | FALSE
PY5MZC4K | Shenzhen MTC Lux Co., Ltd | BMTC | T8-018T096UD-18 | Linear Replacement Lamp | T8 Four-Foot | Replacement Lamps (plug and play) (UL Type A) |  | standard | FALSE | [10 empty] | October, 26 2016 00:00:00 | Not Dimmable | Not Dimmable | NO | Updated on 3/19/2018 | HHHCAG | [25 empty] | 5 | 2340 | 130 | 18 | 6.34 | 0.99 | 5000 | 80 |  |  |  | FALSE | FALSE | FALSE | May, 02 2018 00:00:00 | 4.3 |  | standard |  |  |  |  | March, 30 2020 00:00:00 | FALSE | FALSE | FALSE | [6 empty] | AC | [7 empty] | FALSE
P1CU9PUY | Shenzhen MTC Lux Co., Ltd | BMTC | T8-018T096UW-18 | Linear Replacement Lamp | T8 Four-Foot | Replacement Lamps (plug and play) (UL Type A) |  | standard | TRUE |  | 2527.8 | 131.04 | 19.29 | 6.34 | 0.9915 | 2912 | 82.7 | 5 | 50000 | October, 26 2016 00:00:00 | Not Dimmable | Not Dimmable | NO | Updated on 3/19/2018 | HHHCAG | [15 empty] | 84.8 |  | 1.26 | 1.46 | [6 empty] | 5 | 2340 | 130 | 18 | 6.34 | 0.99 | 3000 | 80 |  |  |  | FALSE | FALSE | FALSE | May, 02 2018 00:00:00 | 4.3 |  | standard |  |  |  |  | March, 30 2020 00:00:00 | FALSE | FALSE | FALSE | [6 empty] | AC | [7 empty] | FALSE
P13948F2 | APEX LED | APEX LED | APEX-PNP-EPE(3500K) | Linear Replacement Lamp | T8 Four-Foot | Replacement Lamps (plug and play) (UL Type A) |  | standard | FALSE | [10 empty] | October, 25 2016 00:00:00 | Not Dimmable | Not Dimmable | No |  | VVVVRJ | [25 empty] | 5 | 2260 | 118.32 | 19.1 | 14.96 | 0.9014 | 3500 | 81.1 |  |  |  | FALSE | FALSE | FALSE | May, 02 2018 00:00:00 | 4.3 |  | standard |  |  |  |  | March, 30 2020 00:00:00 | FALSE | FALSE | FALSE | [6 empty] | AC | [7 empty] | FALSE
PCDJKFP4 | Shenzhen MTC Lux Co., Ltd | BMTC | T8-015T096UN-18 | Linear Replacement Lamp | T8 Four-Foot | Replacement Lamps (plug and play) (UL Type A) |  | standard | FALSE | [10 empty] | October, 25 2016 00:00:00 | Not Dimmable | Not Dimmable | NO | Updated on 3/19/2018 | HHHCAF | [25 empty] | 5 | 1950 | 130 | 15 | 7.36 | 0.99 | 4000 | 80 |  |  |  | FALSE | FALSE | FALSE | May, 02 2018 00:00:00 | 4.3 |  | standard |  |  |  |  | March, 30 2020 00:00:00 | FALSE | FALSE | FALSE | [6 empty] | AC | [7 empty] | FALSE
PZMAXETE | APEX LED | APEX LED | APEX-PNP-EPE(4000K) | Linear Replacement Lamp | T8 Four-Foot | Replacement Lamps (plug and play) (UL Type A) |  | standard | FALSE | [10 empty] | October, 25 2016 00:00:00 | Not Dimmable | Not Dimmable | No |  | VVVVRJ | [25 empty] | 5 | 2284 | 119.58 | 19.1 | 14.96 | 0.9014 | 4000 | 81.1 |  |  |  | FALSE | FALSE | FALSE | May, 02 2018 00:00:00 | 4.3 |  | standard |  |  |  |  | March, 30 2020 00:00:00 | FALSE | FALSE | FALSE | [6 empty] | AC | [7 empty] | FALSE
PAS9UY3U | APEX LED | APEX LED | APEX-PNP-EPE(5000K) | Linear Replacement Lamp | T8 Four-Foot | Replacement Lamps (plug and play) (UL Type A) |  | standard | FALSE | [10 empty] | October, 25 2016 00:00:00 | Not Dimmable | Not Dimmable | No |  | VVVVRJ | [25 empty] | 5 | 2332 | 122.03 | 19.11 | 14.14 | 0.902 | 5000 | 83.4 |  |  |  | FALSE | FALSE | FALSE | May, 02 2018 00:00:00 | 4.3 |  | standard |  |  |  |  | March, 30 2020 00:00:00 | FALSE | FALSE | FALSE | [6 empty] | AC | [7 empty] | FALSE
PQ6A2D4Q | Shenzhen MTC Lux Co., Ltd | BMTC | T8-015T096UD-18 | Linear Replacement Lamp | T8 Four-Foot | Replacement Lamps (plug and play) (UL Type A) |  | standard | FALSE | [10 empty] | October, 25 2016 00:00:00 | Not Dimmable | Not Dimmable | NO | Updated on 3/19/2018 | HHHCAF | [25 empty] | 5 | 1950 | 130 | 15 | 7.36 | 0.99 | 5000 | 80 |  |  |  | FALSE | FALSE | FALSE | May, 02 2018 00:00:00 | 4.3 |  | standard |  |  |  |  | March, 30 2020 00:00:00 | FALSE | FALSE | FALSE | [6 empty] | AC | [7 empty] | FALSE
P6B1JNPC | APEX LED | APEX LED | APEX-PNP-EPE(4500K) | Linear Replacement Lamp | T8 Four-Foot | Replacement Lamps (plug and play) (UL Type A) |  | standard | FALSE | [10 empty] | October, 25 2016 00:00:00 | Not Dimmable | Not Dimmable | No |  | VVVVRJ | [25 empty] | 5 | 2308 | 120.84 | 19.1 | 14.96 | 0.9014 | 4500 | 81.1 |  |  |  | FALSE | FALSE | FALSE | May, 02 2018 00:00:00 | 4.3 |  | standard |  |  |  |  | March, 30 2020 00:00:00 | FALSE | FALSE | FALSE | [6 empty] | AC | [7 empty] | FALSE
PAJH9ZJY | APEX LED | APEX LED | APEX-PNP-EPE(3000K) | Linear Replacement Lamp | T8 Four-Foot | Replacement Lamps (plug and play) (UL Type A) |  | standard | TRUE |  | 2236 | 117.13 | 19.09 | 14.96 | 0.9014 | 2959 | 81.1 | 5 | 50000 | October, 25 2016 00:00:00 | Not Dimmable | Not Dimmable | No |  | VVVVRJ | [15 empty] | 86.2 |  | 1.24 | 1.28 | [6 empty] | 5 | 2236 | 117.13 | 19.09 | 14.96 | 0.9014 | 3000 | 81.1 |  |  |  | FALSE | FALSE | FALSE | May, 02 2018 00:00:00 | 4.3 |  | standard |  |  |  |  | March, 30 2020 00:00:00 | FALSE | FALSE | FALSE | [6 empty] | AC | [7 empty] | FALSE
P8RTJG29 | Shenzhen MTC Lux Co., Ltd | BMTC | T8-015T096UW-18 | Linear Replacement Lamp | T8 Four-Foot | Replacement Lamps (plug and play) (UL Type A) |  | standard | TRUE |  | 2220.1 | 132.97 | 16.7 | 7.36 | 0.9903 | 2906 | 82.8 | 5 | 50000 | October, 25 2016 00:00:00 | Not Dimmable | Not Dimmable | NO | Updated on 3/19/2018 | HHHCAF | [15 empty] | 84.3 |  | 1.48 | 1.32 | [6 empty] | 5 | 1950 | 130 | 15 | 7.36 | 0.99 | 3000 | 80 |  |  |  | FALSE | FALSE | FALSE | May, 02 2018 00:00:00 | 4.3 |  | standard |  |  |  |  | March, 30 2020 00:00:00 | FALSE | FALSE | FALSE | [6 empty] | AC | [7 empty] | FALSE
PG9PR8QR | Magic Lighting Inc | Magic Lighting | KL-N4T8DF-18W(3000K) | Linear Replacement Lamp | T8 Four-Foot | Replacement Lamps (plug and play) (UL Type A) |  | standard | TRUE |  | 2283 | 122.68 | 18.61 | 14.57 | 0.9355 | 2923 | 81 | 5 | 50000 | October, 24 2016 00:00:00 | Not Dimmable | Not Dimmable | No |  | PPPRKW | [15 empty] | 84.3 |  | 1.2 | 1.28 | [6 empty] | 5 | 2283 | 122.68 | 18.61 | 14.57 | 0.9355 | 3000 | 81 |  |  |  | FALSE | FALSE | FALSE | May, 02 2018 00:00:00 | 4.3 |  | standard |  |  |  |  | March, 30 2020 00:00:00 | FALSE | FALSE | FALSE | [6 empty] | AC | [7 empty] | FALSE
PRKXQTH2 | Magic Lighting Inc | Magic Lighting | KL-N4T8DF-18W(4000K) | Linear Replacement Lamp | T8 Four-Foot | Replacement Lamps (plug and play) (UL Type A) |  | standard | FALSE | [10 empty] | October, 24 2016 00:00:00 | Not Dimmable | Not Dimmable | No |  | PPPRKW | [25 empty] | 5 | 2320 | 124.7 | 18.61 | 14.57 | 0.9355 | 4000 | 81 |  |  |  | FALSE | FALSE | FALSE | May, 02 2018 00:00:00 | 4.3 |  | standard |  |  |  |  | March, 30 2020 00:00:00 | FALSE | FALSE | FALSE | [6 empty] | AC | [7 empty] | FALSE
PJF95EKA | Magic Lighting Inc | Magic Lighting | KL-N4T8DF-18W(5000K) | Linear Replacement Lamp | T8 Four-Foot | Replacement Lamps (plug and play) (UL Type A) |  | standard | FALSE | [10 empty] | October, 24 2016 00:00:00 | Not Dimmable | Not Dimmable | No |  | PPPRKW | [25 empty] | 5 | 2357 | 126.72 | 18.6 | 14.65 | 0.9319 | 5000 | 83 |  |  |  | FALSE | FALSE | FALSE | May, 02 2018 00:00:00 | 4.3 |  | standard |  |  |  |  | March, 30 2020 00:00:00 | FALSE | FALSE | FALSE | [6 empty] | AC | [7 empty] | FALSE
P31HEG7H | Xiamen Bymea Lighting Co., Ltd | BYMEA | T08J11-40H2 | Linear Replacement Lamp | T8 Four-Foot | Replacement Lamps (plug and play) (UL Type A) |  | standard | TRUE |  | 2016.2 | 139.76 | 14.43 | 11.04 | 0.9604 | 3885 | 84.6 | 5 | 50000 | October, 21 2016 00:00:00 | Not Dimmable | Not Dimmable | No |  | LLLAWB | [15 empty] | 88.1 |  | 1.26 | 1.42 | [6 empty] | 5 | 1800 | 150 | 12 | 11 | 1 | 4000 | 80 |  |  |  | FALSE | FALSE | FALSE | May, 02 2018 00:00:00 | 4.3 |  | standard |  |  |  |  | March, 30 2020 00:00:00 | FALSE | FALSE | FALSE | [6 empty] | AC | [7 empty] | FALSE
P97QDGEK | Xiamen Bymea Lighting Co., Ltd | BYMEA | T08J11-50H2 | Linear Replacement Lamp | T8 Four-Foot | Replacement Lamps (plug and play) (UL Type A) |  | standard | FALSE | [10 empty] | October, 21 2016 00:00:00 | Not Dimmable | Not Dimmable | No |  | LLLAWB | [25 empty] | 5 | 1800 | 150 | 12 | 11 | 1 | 5000 | 80 |  |  |  | FALSE | FALSE | FALSE | May, 02 2018 00:00:00 | 4.3 |  | standard |  |  |  |  | March, 30 2020 00:00:00 | FALSE | FALSE | FALSE | [6 empty] | AC | [7 empty] | FALSE
P4YY3UJ3 | Xiamen Bymea Lighting Co., Ltd | BYMEA | T08J11-45H2 | Linear Replacement Lamp | T8 Four-Foot | Replacement Lamps (plug and play) (UL Type A) |  | standard | FALSE | [10 empty] | October, 21 2016 00:00:00 | Not Dimmable | Not Dimmable | No |  | LLLAWB | [25 empty] | 5 | 1800 | 150 | 12 | 11 | 1 | 4500 | 80 |  |  |  | FALSE | FALSE | FALSE | May, 02 2018 00:00:00 | 4.3 |  | standard |  |  |  |  | March, 30 2020 00:00:00 | FALSE | FALSE | FALSE | [6 empty] | AC | [7 empty] | FALSE
P3HPG8T5 | Dauer Manufacturing | DAUER LED | LED-4T8-PARADIGM(4000K) | Linear Replacement Lamp | T8 Four-Foot | Replacement Lamps (plug and play) (UL Type A) |  | standard | FALSE | [10 empty] | October, 20 2016 00:00:00 | Not Dimmable | Not Dimmable | No |  | WWWAQE | [25 empty] | 5 | 2320 | 124.7 | 18.61 | 14.57 | 0.9355 | 4000 | 81 |  |  |  | FALSE | FALSE | FALSE | May, 02 2018 00:00:00 | 4.3 |  | standard |  |  |  |  | March, 30 2020 00:00:00 | FALSE | FALSE | FALSE | [6 empty] | AC | [7 empty] | FALSE
PA7ZJFU7 | Ledsion Lighting Technology CO.,LTD | LEDSION | LS-SMDT8-16WABF35K | Linear Replacement Lamp | T8 Four-Foot | Dual Mode Internal Driver (UL Type A and Type B) |  | standard | FALSE | [10 empty] | October, 20 2016 00:00:00 | Not Dimmable | Not Dimmable | NotYetVerified |  | DDDIKK | [25 empty] | 5 | 2160 | 120 | 18 | 7.63 | 0.9 | 3500 | 80 |  |  |  | FALSE | FALSE | FALSE | May, 02 2018 00:00:00 | 4.3 |  | standard |  |  |  |  | March, 30 2020 00:00:00 | FALSE | FALSE | FALSE | [6 empty] | AC | [7 empty] | FALSE
PFT652B9 | Ledsion Lighting Technology CO.,LTD | LEDSION | LS-SMDT8-20WABC40K | Linear Replacement Lamp | T8 Four-Foot | Dual Mode Internal Driver (UL Type A and Type B) |  | standard | FALSE | [10 empty] | October, 20 2016 00:00:00 | Not Dimmable | Not Dimmable | NotYetVerified | Product updated 9/21/2016 | DDDIKN | [25 empty] | 5 | 2600 | 130 | 20 | 20 | 0.9 | 4000 | 80 |  |  |  | FALSE | FALSE | FALSE | May, 02 2018 00:00:00 | 4.3 |  | standard |  |  |  |  | March, 30 2020 00:00:00 | FALSE | FALSE | FALSE | [6 empty] | AC | [7 empty] | FALSE
P8NKP6Q2 | Ledsion Lighting Technology CO.,LTD | LEDSION | LS-SMDT8-16WABC45K | Linear Replacement Lamp | T8 Four-Foot | Dual Mode Internal Driver (UL Type A and Type B) |  | standard | FALSE | [10 empty] | October, 20 2016 00:00:00 | Not Dimmable | Not Dimmable | NotYetVerified |  | DDDIKL | [25 empty] | 5 | 2340 | 130 | 18 | 7.7 | 0.9 | 4500 | 80 |  |  |  | FALSE | FALSE | FALSE | May, 02 2018 00:00:00 | 4.3 |  | standard |  |  |  |  | March, 30 2020 00:00:00 | FALSE | FALSE | FALSE | [6 empty] | AC | [7 empty] | FALSE
PHNDSJ2F | Ledsion Lighting Technology CO.,LTD | LEDSION | LS-SMDT8-16WABF50K | Linear Replacement Lamp | T8 Four-Foot | Dual Mode Internal Driver (UL Type A and Type B) |  | standard | FALSE | [10 empty] | October, 20 2016 00:00:00 | Not Dimmable | Not Dimmable | NotYetVerified |  | DDDIKK | [25 empty] | 5 | 2160 | 120 | 18 | 7.63 | 0.9 | 5000 | 80 |  |  |  | FALSE | FALSE | FALSE | May, 02 2018 00:00:00 | 4.3 |  | standard |  |  |  |  | March, 30 2020 00:00:00 | FALSE | FALSE | FALSE | [6 empty] | AC | [7 empty] | FALSE
PUV2632F | Ledsion Lighting Technology CO.,LTD | LEDSION | LS-SMDT8-16WABC50K | Linear Replacement Lamp | T8 Four-Foot | Dual Mode Internal Driver (UL Type A and Type B) |  | standard | FALSE | [10 empty] | October, 20 2016 00:00:00 | Not Dimmable | Not Dimmable | NotYetVerified |  | DDDIKL | [25 empty] | 5 | 2340 | 130 | 18 | 7.7 | 0.9 | 5000 | 80 |  |  |  | FALSE | FALSE | FALSE | May, 02 2018 00:00:00 | 4.3 |  | standard |  |  |  |  | March, 30 2020 00:00:00 | FALSE | FALSE | FALSE | [6 empty] | AC | [7 empty] | FALSE
PCNCDWSG | Dauer Manufacturing | DAUER LED | LED-4T8-PARADIGM(3000K) | Linear Replacement Lamp | T8 Four-Foot | Replacement Lamps (plug and play) (UL Type A) |  | standard | TRUE |  | 2283 | 122.68 | 18.61 | 14.57 | 0.9355 | 2923 | 81 | 5 | 50000 | October, 20 2016 00:00:00 | Not Dimmable | Not Dimmable | No |  | WWWAQE | [15 empty] | 84.3 |  | 1.2 | 1.28 | [6 empty] | 5 | 2283 | 122.68 | 18.61 | 14.57 | 0.9355 | 3000 | 81 |  |  |  | FALSE | FALSE | FALSE | May, 02 2018 00:00:00 | 4.3 |  | standard |  |  |  |  | March, 30 2020 00:00:00 | FALSE | FALSE | FALSE | [6 empty] | AC | [7 empty] | FALSE
PDJUB75Z | Ledsion Lighting Technology CO.,LTD | LEDSION | LS-SMDT8-16WABC30K | Linear Replacement Lamp | T8 Four-Foot | Dual Mode Internal Driver (UL Type A and Type B) |  | standard | TRUE |  | 2195.5 | 123.34 | 17.8 | 7.7 | 0.9727 | 2896 | 81.9 | 5 | 50000 | October, 20 2016 00:00:00 | Not Dimmable | Not Dimmable | NotYetVerified |  | DDDIKL | [15 empty] | 89.3 |  | 1.28 | 1.44 | [6 empty] | 5 | 2250 | 125 | 18 | 7.7 | 0.9 | 3000 | 80 |  |  |  | FALSE | FALSE | FALSE | May, 02 2018 00:00:00 | 4.3 |  | standard |  |  |  |  | March, 30 2020 00:00:00 | FALSE | FALSE | FALSE | [6 empty] | AC | [7 empty] | FALSE
PUYH5TC5 | Dauer Manufacturing | DAUER LED | LED-4T8-PARADIGM(5000K) | Linear Replacement Lamp | T8 Four-Foot | Replacement Lamps (plug and play) (UL Type A) |  | standard | FALSE | [10 empty] | October, 20 2016 00:00:00 | Not Dimmable | Not Dimmable | No |  | WWWAQE | [25 empty] | 5 | 2357 | 126.72 | 18.6 | 14.65 | 0.9319 | 5000 | 83 |  |  |  | FALSE | FALSE | FALSE | May, 02 2018 00:00:00 | 4.3 |  | standard |  |  |  |  | March, 30 2020 00:00:00 | FALSE | FALSE | FALSE | [6 empty] | AC | [7 empty] | FALSE
PF1WMPSY | Ledsion Lighting Technology CO.,LTD | LEDSION | LS-SMDT8-16WABC35K | Linear Replacement Lamp | T8 Four-Foot | Dual Mode Internal Driver (UL Type A and Type B) |  | standard | FALSE | [10 empty] | October, 20 2016 00:00:00 | Not Dimmable | Not Dimmable | NotYetVerified |  | DDDIKL | [25 empty] | 5 | 2250 | 125 | 18 | 7.7 | 0.9 | 3500 | 80 |  |  |  | FALSE | FALSE | FALSE | May, 02 2018 00:00:00 | 4.3 |  | standard |  |  |  |  | March, 30 2020 00:00:00 | FALSE | FALSE | FALSE | [6 empty] | AC | [7 empty] | FALSE
P6HYBR7W | Ledsion Lighting Technology CO.,LTD | LEDSION | LS-SMDT8-20WABF45K | Linear Replacement Lamp | T8 Four-Foot | Dual Mode Internal Driver (UL Type A and Type B) |  | standard | FALSE | [10 empty] | October, 20 2016 00:00:00 | Not Dimmable | Not Dimmable | NotYetVerified | Product updated 9/21/2016 | DDDIKM | [25 empty] | 5 | 2600 | 130 | 20 | 5.79 | 0.9 | 4500 | 80 |  |  |  | FALSE | FALSE | FALSE | May, 02 2018 00:00:00 | 4.3 |  | standard |  |  |  |  | March, 30 2020 00:00:00 | FALSE | FALSE | FALSE | [6 empty] | AC | [7 empty] | FALSE
P2FTYCUH | Ledsion Lighting Technology CO.,LTD | LEDSION | LS-SMDT8-16WABF45K | Linear Replacement Lamp | T8 Four-Foot | Dual Mode Internal Driver (UL Type A and Type B) |  | standard | FALSE | [10 empty] | October, 20 2016 00:00:00 | Not Dimmable | Not Dimmable | NotYetVerified |  | DDDIKK | [25 empty] | 5 | 2160 | 120 | 18 | 7.63 | 0.9 | 4500 | 80 |  |  |  | FALSE | FALSE | FALSE | May, 02 2018 00:00:00 | 4.3 |  | standard |  |  |  |  | March, 30 2020 00:00:00 | FALSE | FALSE | FALSE | [6 empty] | AC | [7 empty] | FALSE
P6PUM2NW | Ledsion Lighting Technology CO.,LTD | LEDSION | LS-SMDT8-20WABF30K | Linear Replacement Lamp | T8 Four-Foot | Dual Mode Internal Driver (UL Type A and Type B) |  | standard | TRUE |  | 2395 | 114.8 | 20.86 | 5.79 | 0.9799 | 2887 | 81.9 | 5 | 50000 | October, 20 2016 00:00:00 | Not Dimmable | Not Dimmable | NotYetVerified | Product updated 9/21/2016 | DDDIKM | [15 empty] | 84.7 |  | 1.22 | 1.38 | [6 empty] | 5 | 2600 | 130 | 20 | 5.79 | 0.9 | 3000 | 80 |  |  |  | FALSE | FALSE | FALSE | May, 02 2018 00:00:00 | 4.3 |  | standard |  |  |  |  | March, 30 2020 00:00:00 | FALSE | FALSE | FALSE | [6 empty] | AC | [7 empty] | FALSE
P24ZHJ4F | Ledsion Lighting Technology CO.,LTD | LEDSION | LS-SMDT8-16WABC40K | Linear Replacement Lamp | T8 Four-Foot | Dual Mode Internal Driver (UL Type A and Type B) |  | standard | FALSE | [10 empty] | October, 20 2016 00:00:00 | Not Dimmable | Not Dimmable | NotYetVerified |  | DDDIKL | [25 empty] | 5 | 2340 | 130 | 18 | 7.7 | 0.9 | 4000 | 80 |  |  |  | FALSE | FALSE | FALSE | May, 02 2018 00:00:00 | 4.3 |  | standard |  |  |  |  | March, 30 2020 00:00:00 | FALSE | FALSE | FALSE | [6 empty] | AC | [7 empty] | FALSE
P4JJNZR1 | Hyperikon, Inc. | Hyperikon | HyperBC90-4F-50 | Linear Replacement Lamp | T8 Four-Foot | Dual Mode Internal Driver (UL Type A and Type B) |  | standard | FALSE | [10 empty] | October, 20 2016 00:00:00 | Not Dimmable | Not Dimmable | No |  | WWWAQG | [25 empty] | 4.4 | 2035 | 113.58 | 17.92 | 18.03 | 0.93 | 5000 | 91.8 |  |  |  | FALSE | FALSE | FALSE | May, 02 2018 00:00:00 | 4.3 |  | standard |  |  |  |  | November, 02 2018 00:00:00 | FALSE | FALSE | FALSE | [6 empty] | AC | [7 empty] | FALSE
PC6N2XQR | Hyperikon, Inc. | Hyperikon | HyperBC90-4C-50 | Linear Replacement Lamp | T8 Four-Foot | Dual Mode Internal Driver (UL Type A and Type B) |  | standard | FALSE | [10 empty] | October, 20 2016 00:00:00 | Not Dimmable | Not Dimmable | No |  | WWWAQF | [25 empty] | 5 | 2092 | 118.34 | 17.68 | 16.57 | 0.94 | 5000 | 94.1 |  |  |  | FALSE | FALSE | FALSE | May, 02 2018 00:00:00 | 4.3 |  | standard |  |  |  |  | March, 30 2020 00:00:00 | FALSE | FALSE | FALSE | [6 empty] | AC | [7 empty] | FALSE
PZ77KJWJ | Hyperikon, Inc. | Hyperikon | HyperBC90-4F-40 | Linear Replacement Lamp | T8 Four-Foot | Dual Mode Internal Driver (UL Type A and Type B) |  | standard | TRUE |  | 1963 | 111.03 | 17.68 | 17.51 | 0.9306 | 4019 | 90.3 | 5 | 50000 | October, 20 2016 00:00:00 | Not Dimmable | Not Dimmable | No |  | WWWAQG | [15 empty] | 88.7 |  | 1.16 | 1.44 | [6 empty] | 4.4 | 1963 | 111.03 | 17.68 | 17.51 | 0.93 | 4000 | 90.3 |  |  |  | FALSE | FALSE | FALSE | May, 02 2018 00:00:00 | 4.3 |  | standard |  |  |  |  | November, 02 2018 00:00:00 | FALSE | FALSE | FALSE | [6 empty] | AC | [7 empty] | FALSE
P8E69RQX | Ledsion Lighting Technology CO.,LTD | LEDSION | LS-SMDT8-16WABF30K | Linear Replacement Lamp | T8 Four-Foot | Dual Mode Internal Driver (UL Type A and Type B) |  | standard | TRUE |  | 2034.7 | 114.76 | 17.73 | 7.63 | 0.9727 | 2884 | 81.9 | 5 | 50000 | October, 20 2016 00:00:00 | Not Dimmable | Not Dimmable | NotYetVerified |  | DDDIKK | [15 empty] | 84.2 |  | 1.24 | 1.42 | [6 empty] | 5 | 2160 | 120 | 18 | 7.63 | 0.9 | 3000 | 80 |  |  |  | FALSE | FALSE | FALSE | May, 02 2018 00:00:00 | 4.3 |  | standard |  |  |  |  | March, 30 2020 00:00:00 | FALSE | FALSE | FALSE | [6 empty] | AC | [7 empty] | FALSE
PR8Y45KA | Ledsion Lighting Technology CO.,LTD | LEDSION | LS-SMDT8-20WABC35K | Linear Replacement Lamp | T8 Four-Foot | Dual Mode Internal Driver (UL Type A and Type B) |  | standard | FALSE | [10 empty] | October, 20 2016 00:00:00 | Not Dimmable | Not Dimmable | NotYetVerified | Product updated 9/21/2016 | DDDIKN | [25 empty] | 5 | 2600 | 130 | 20 | 20 | 0.9 | 3500 | 80 |  |  |  | FALSE | FALSE | FALSE | May, 02 2018 00:00:00 | 4.3 |  | standard |  |  |  |  | March, 30 2020 00:00:00 | FALSE | FALSE | FALSE | [6 empty] | AC | [7 empty] | FALSE
PUPJA89E | Ledsion Lighting Technology CO.,LTD | LEDSION | LS-SMDT8-20WABF40K | Linear Replacement Lamp | T8 Four-Foot | Dual Mode Internal Driver (UL Type A and Type B) |  | standard | FALSE | [10 empty] | October, 20 2016 00:00:00 | Not Dimmable | Not Dimmable | NotYetVerified | Product updated 9/21/2016 | DDDIKM | [25 empty] | 5 | 2600 | 130 | 20 | 5.79 | 0.9 | 4000 | 80 |  |  |  | FALSE | FALSE | FALSE | May, 02 2018 00:00:00 | 4.3 |  | standard |  |  |  |  | March, 30 2020 00:00:00 | FALSE | FALSE | FALSE | [6 empty] | AC | [7 empty] | FALSE
PJE8WJXC | Ledsion Lighting Technology CO.,LTD | LEDSION | LS-SMDT8-16WABF40K | Linear Replacement Lamp | T8 Four-Foot | Dual Mode Internal Driver (UL Type A and Type B) |  | standard | FALSE | [10 empty] | October, 20 2016 00:00:00 | Not Dimmable | Not Dimmable | NotYetVerified |  | DDDIKK | [25 empty] | 5 | 2160 | 120 | 18 | 7.63 | 0.9 | 4000 | 80 |  |  |  | FALSE | FALSE | FALSE | May, 02 2018 00:00:00 | 4.3 |  | standard |  |  |  |  | March, 30 2020 00:00:00 | FALSE | FALSE | FALSE | [6 empty] | AC | [7 empty] | FALSE
PE6JMQAK | Ledsion Lighting Technology CO.,LTD | LEDSION | LS-SMDT8-20WABC45K | Linear Replacement Lamp | T8 Four-Foot | Dual Mode Internal Driver (UL Type A and Type B) |  | standard | FALSE | [10 empty] | October, 20 2016 00:00:00 | Not Dimmable | Not Dimmable | NotYetVerified | Product updated 9/21/2016 | DDDIKN | [25 empty] | 5 | 2600 | 130 | 20 | 20 | 0.9 | 4500 | 80 |  |  |  | FALSE | FALSE | FALSE | May, 02 2018 00:00:00 | 4.3 |  | standard |  |  |  |  | March, 30 2020 00:00:00 | FALSE | FALSE | FALSE | [6 empty] | AC | [7 empty] | FALSE
PE4QVZT6 | Ledsion Lighting Technology CO.,LTD | LEDSION | LS-SMDT8-20WABF50K | Linear Replacement Lamp | T8 Four-Foot | Dual Mode Internal Driver (UL Type A and Type B) |  | standard | FALSE | [10 empty] | October, 20 2016 00:00:00 | Not Dimmable | Not Dimmable | NotYetVerified | Product updated 9/21/2016 | DDDIKM | [25 empty] | 5 | 2600 | 130 | 20 | 5.79 | 0.9 | 5000 | 80 |  |  |  | FALSE | FALSE | FALSE | May, 02 2018 00:00:00 | 4.3 |  | standard |  |  |  |  | March, 30 2020 00:00:00 | FALSE | FALSE | FALSE | [6 empty] | AC | [7 empty] | FALSE
PJ4CJEKM | Hyperikon, Inc. | Hyperikon | HyperBC90-4C-40 | Linear Replacement Lamp | T8 Four-Foot | Dual Mode Internal Driver (UL Type A and Type B) |  | standard | TRUE |  | 2057 | 115.56 | 17.8 | 15.94 | 0.9358 | 4068 | 94.7 | 5 | 50000 | October, 20 2016 00:00:00 | Not Dimmable | Not Dimmable | No |  | WWWAQF | [15 empty] | 91.2 |  | 1.22 | 1.32 | [6 empty] | 4.4 | 2051 | 116.53 | 17.6 | 15.94 | 0.94 | 4000 | 94.7 |  |  |  | FALSE | FALSE | FALSE | May, 02 2018 00:00:00 | 4.3 |  | standard |  |  |  |  | November, 02 2018 00:00:00 | FALSE | FALSE | FALSE | [6 empty] | AC | [7 empty] | FALSE
PRF7SRVS | Ledsion Lighting Technology CO.,LTD | LEDSION | LS-SMDT8-20WABC30K | Linear Replacement Lamp | T8 Four-Foot | Dual Mode Internal Driver (UL Type A and Type B) |  | standard | TRUE |  | 2589.3 | 124.41 | 20.81 | 5.83 | 0.9791 | 2898 | 81.8 | 5 | 50000 | October, 20 2016 00:00:00 | Not Dimmable | Not Dimmable | NotYetVerified | Product updated 9/21/2016 | DDDIKN | [15 empty] | 88.9 |  | 1.26 | 1.42 | [6 empty] | 5 | 2600 | 130 | 20 | 20 | 0.9 | 3000 | 80 |  |  |  | FALSE | FALSE | FALSE | May, 02 2018 00:00:00 | 4.3 |  | standard |  |  |  |  | March, 30 2020 00:00:00 | FALSE | FALSE | FALSE | [6 empty] | AC | [7 empty] | FALSE
PV7UPNGU | Dauer Manufacturing | DAUER LED | LED-4T8-PARADIGM(3500K) | Linear Replacement Lamp | T8 Four-Foot | Replacement Lamps (plug and play) (UL Type A) |  | standard | FALSE | [10 empty] | October, 20 2016 00:00:00 | Not Dimmable | Not Dimmable | No |  | WWWAQE | [25 empty] | 5 | 2302 | 123.7 | 18.61 | 14.57 | 0.9355 | 3500 | 81 |  |  |  | FALSE | FALSE | FALSE | May, 02 2018 00:00:00 | 4.3 |  | standard |  |  |  |  | March, 30 2020 00:00:00 | FALSE | FALSE | FALSE | [6 empty] | AC | [7 empty] | FALSE
PPE318RE | Dauer Manufacturing | DAUER LED | LED-4T8-PARADIGM(4500K) | Linear Replacement Lamp | T8 Four-Foot | Replacement Lamps (plug and play) (UL Type A) |  | standard | FALSE | [10 empty] | October, 20 2016 00:00:00 | Not Dimmable | Not Dimmable | No |  | WWWAQE | [25 empty] | 5 | 2339 | 125.69 | 18.61 | 14.57 | 0.9355 | 4500 | 81 |  |  |  | FALSE | FALSE | FALSE | May, 02 2018 00:00:00 | 4.3 |  | standard |  |  |  |  | March, 30 2020 00:00:00 | FALSE | FALSE | FALSE | [6 empty] | AC | [7 empty] | FALSE
PR7NZBUS | Ledsion Lighting Technology CO.,LTD | LEDSION | LS-SMDT8-20WABF35K | Linear Replacement Lamp | T8 Four-Foot | Dual Mode Internal Driver (UL Type A and Type B) |  | standard | FALSE | [10 empty] | October, 20 2016 00:00:00 | Not Dimmable | Not Dimmable | NotYetVerified | Product updated 9/21/2016 | DDDIKM | [25 empty] | 5 | 2600 | 130 | 20 | 5.79 | 0.9 | 3500 | 80 |  |  |  | FALSE | FALSE | FALSE | May, 02 2018 00:00:00 | 4.3 |  | standard |  |  |  |  | March, 30 2020 00:00:00 | FALSE | FALSE | FALSE | [6 empty] | AC | [7 empty] | FALSE
PC7DNBWD | Ledsion Lighting Technology CO.,LTD | LEDSION | LS-SMDT8-20WABC50K | Linear Replacement Lamp | T8 Four-Foot | Dual Mode Internal Driver (UL Type A and Type B) |  | standard | FALSE | [10 empty] | October, 20 2016 00:00:00 | Not Dimmable | Not Dimmable | NotYetVerified | Product updated 9/21/2016 | DDDIKN | [25 empty] | 5 | 2600 | 130 | 20 | 20 | 0.9 | 5000 | 80 |  |  |  | FALSE | FALSE | FALSE | May, 02 2018 00:00:00 | 4.3 |  | standard |  |  |  |  | March, 30 2020 00:00:00 | FALSE | FALSE | FALSE | [6 empty] | AC | [7 empty] | FALSE
PH537UVX | Renesola Zhejiang Ltd | ReneSola | RT8018X0405 | Linear Replacement Lamp | T8 Four-Foot | Replacement Lamps (plug and play) (UL Type A) |  | standard | FALSE | [10 empty] | October, 19 2016 00:00:00 | Not Dimmable | Not Dimmable | No |  | BBBDBD | [25 empty] | 5 | 2069 | 122.86 | 16.84 | 8.71 | 0.96 | 3500 | 81.9 |  |  |  | FALSE | FALSE | FALSE | May, 02 2018 00:00:00 | 4.3 |  | standard |  |  |  |  | March, 30 2020 00:00:00 | FALSE | FALSE | FALSE | [6 empty] | AC | [7 empty] | FALSE
PPR3XQ32 | Renesola Zhejiang Ltd | ReneSola | RT8018X0403 | Linear Replacement Lamp | T8 Four-Foot | Replacement Lamps (plug and play) (UL Type A) |  | standard | FALSE | [10 empty] | October, 19 2016 00:00:00 | Not Dimmable | Not Dimmable | No |  | BBBDBD | [25 empty] | 5 | 2069 | 122.86 | 16.84 | 8.71 | 0.96 | 4000 | 81.9 |  |  |  | FALSE | FALSE | FALSE | May, 02 2018 00:00:00 | 4.3 |  | standard |  |  |  |  | March, 30 2020 00:00:00 | FALSE | FALSE | FALSE | [6 empty] | AC | [7 empty] | FALSE
PBJW5NHD | EcoLight LED Solutions | Ecolight LED Solutions | EL-T8-18W1200 BIXG (5000K) | Linear Replacement Lamp | T8 Four-Foot | Replacement Lamps (plug and play) (UL Type A) |  | standard | FALSE | [10 empty] | October, 19 2016 00:00:00 | Not Dimmable | Not Dimmable | No |  | WWWAQC | [25 empty] | 5 | 2269 | 124.19 | 18.27 | 17.58 | 0.99 | 5000 | 82.4 |  |  |  | FALSE | FALSE | FALSE | May, 02 2018 00:00:00 | 4.3 |  | standard |  |  |  |  | March, 30 2020 00:00:00 | FALSE | FALSE | FALSE | [6 empty] | AC | [7 empty] | FALSE
PPVHP2ZQ | Renesola Zhejiang Ltd | ReneSola | RT8018X0402 | Linear Replacement Lamp | T8 Four-Foot | Replacement Lamps (plug and play) (UL Type A) |  | standard | TRUE |  | 1945 | 121.71 | 15.98 | 8.71 | 0.9562 | 3006 | 81.9 | 5 | 50000 | October, 19 2016 00:00:00 | Not Dimmable | Not Dimmable | No |  | BBBDBD | [15 empty] | 89.1 |  | 1.26 | 1.4 | [6 empty] | 5 | 2069 | 122.86 | 16.84 | 8.71 | 0.96 | 3000 | 81.9 |  |  |  | FALSE | FALSE | FALSE | May, 02 2018 00:00:00 | 4.3 |  | standard |  |  |  |  | March, 30 2020 00:00:00 | FALSE | FALSE | FALSE | [6 empty] | AC | [7 empty] | FALSE
P1KSCRKG | Pure Bright Lighting LLC | Pure Bright Lighting | PBT8-WW3004EFX-U | Linear Replacement Lamp | T8 Four-Foot | Replacement Lamps (plug and play) (UL Type A) |  | standard | TRUE |  | 2013.22 | 122.98 | 16.37 | 10.77 | 0.97 | 3065 | 82 | 5 | 50000 | October, 19 2016 00:00:00 | Not Dimmable | Not Dimmable | No |  | OOOOAH | [15 empty] | 84.6 |  | 1.28 | 1.22 | [6 empty] | 5 | 2013.22 | 122.98 | 16.37 | 10.77 | 0.97 | 3065 | 82 |  |  |  | FALSE | FALSE | FALSE | May, 02 2018 00:00:00 | 4.3 |  | standard |  |  |  |  | March, 30 2020 00:00:00 | FALSE | FALSE | FALSE | [6 empty] | AC | [7 empty] | FALSE
PUTSB5KG | Pure Bright Lighting LLC | Pure Bright Lighting | PBT8-NW4004EFX-U | Linear Replacement Lamp | T8 Four-Foot | Replacement Lamps (plug and play) (UL Type A) |  | standard | FALSE | [10 empty] | October, 19 2016 00:00:00 | Not Dimmable | Not Dimmable | No |  | OOOOAH | [25 empty] | 5 | 2081.1 | 126.9 | 16.4 | 10.78 | 0.97 | 4065 | 83.8 |  |  |  | FALSE | FALSE | FALSE | May, 02 2018 00:00:00 | 4.3 |  | standard |  |  |  |  | March, 30 2020 00:00:00 | FALSE | FALSE | FALSE | [6 empty] | AC | [7 empty] | FALSE
PW7BRJE3 | EcoLight LED Solutions | Ecolight LED Solutions | EL-T8-22W1200 BIXG (5000K) | Linear Replacement Lamp | T8 Four-Foot | Replacement Lamps (plug and play) (UL Type A) |  | standard | FALSE | [10 empty] | October, 19 2016 00:00:00 | Not Dimmable | Not Dimmable | No |  | WWWAQD | [25 empty] | 5 | 2726 | 121.86 | 22.37 | 16.06 | 0.91 | 5000 | 82.4 |  |  |  | FALSE | FALSE | FALSE | May, 02 2018 00:00:00 | 4.3 |  | standard |  |  |  |  | March, 30 2020 00:00:00 | FALSE | FALSE | FALSE | [6 empty] | AC | [7 empty] | FALSE
P9KTB251 | EcoLight LED Solutions | Ecolight LED Solutions | EL-T8-18W1200 BIXG (4000K) | Linear Replacement Lamp | T8 Four-Foot | Replacement Lamps (plug and play) (UL Type A) |  | standard | TRUE |  | 2247 | 122.72 | 18.31 | 17.53 | 0.9539 | 4241 | 81.9 | 5 | 50000 | October, 19 2016 00:00:00 | Not Dimmable | Not Dimmable | No |  | WWWAQC | [15 empty] | 88.6 |  | 1.18 | 1.44 | [6 empty] | 5 | 2247 | 122.72 | 18.31 | 17.53 | 0.95 | 4000 | 81.9 |  |  |  | FALSE | FALSE | FALSE | May, 02 2018 00:00:00 | 4.3 |  | standard |  |  |  |  | March, 30 2020 00:00:00 | FALSE | FALSE | FALSE | [6 empty] | AC | [7 empty] | FALSE
PX5DB23U | EcoLight LED Solutions | Ecolight LED Solutions | EL-T8-15W1200 BIXG (4000K) | Linear Replacement Lamp | T8 Four-Foot | Replacement Lamps (plug and play) (UL Type A) |  | standard | TRUE |  | 1813 | 119.51 | 15.17 | 18.26 | 0.9584 | 4089 | 82.2 | 5 | 50000 | October, 19 2016 00:00:00 | Not Dimmable | Not Dimmable | No |  | WWWAQB | [15 empty] | 89 |  | 1.16 | 1.42 | [6 empty] | 5 | 1816 | 120.19 | 15.11 | 18.26 | 0.96 | 4000 | 82.2 |  |  |  | FALSE | FALSE | FALSE | May, 02 2018 00:00:00 | 4.3 |  | standard |  |  |  |  | March, 30 2020 00:00:00 | FALSE | FALSE | FALSE | [6 empty] | AC | [7 empty] | FALSE
P2C5J87C | Renesola Zhejiang Ltd | ReneSola | RT8018X0401 | Linear Replacement Lamp | T8 Four-Foot | Replacement Lamps (plug and play) (UL Type A) |  | standard | FALSE | [10 empty] | October, 19 2016 00:00:00 | Not Dimmable | Not Dimmable | No |  | BBBDBD | [25 empty] | 5 | 2195 | 129.5 | 16.95 | 8.65 | 0.96 | 5000 | 82.7 |  |  |  | FALSE | FALSE | FALSE | May, 02 2018 00:00:00 | 4.3 |  | standard |  |  |  |  | March, 30 2020 00:00:00 | FALSE | FALSE | FALSE | [6 empty] | AC | [7 empty] | FALSE
P13VXW67 | EcoLight LED Solutions | Ecolight LED Solutions | EL-T8-15W1200 BIXG (5000K) | Linear Replacement Lamp | T8 Four-Foot | Replacement Lamps (plug and play) (UL Type A) |  | standard | FALSE | [10 empty] | October, 19 2016 00:00:00 | Not Dimmable | Not Dimmable | No |  | WWWAQB | [25 empty] | 5 | 1852 | 122.24 | 15.15 | 18.19 | 0.96 | 5000 | 82.4 |  |  |  | FALSE | FALSE | FALSE | May, 02 2018 00:00:00 | 4.3 |  | standard |  |  |  |  | March, 30 2020 00:00:00 | FALSE | FALSE | FALSE | [6 empty] | AC | [7 empty] | FALSE
PKTUDEXK | Pure Bright Lighting LLC | Pure Bright Lighting | PBT8-DL5004EFX-U | Linear Replacement Lamp | T8 Four-Foot | Replacement Lamps (plug and play) (UL Type A) |  | standard | FALSE | [10 empty] | October, 19 2016 00:00:00 | Not Dimmable | Not Dimmable | No |  | OOOOAH | [25 empty] | 5 | 2181.2 | 128.31 | 17 | 10.78 | 0.97 | 5040 | 83.4 |  |  |  | FALSE | FALSE | FALSE | May, 02 2018 00:00:00 | 4.3 |  | standard |  |  |  |  | March, 30 2020 00:00:00 | FALSE | FALSE | FALSE | [6 empty] | AC | [7 empty] | FALSE
PRV8AHHG | EcoLight LED Solutions | Ecolight LED Solutions | EL-T8-22W1200 BIXG (4000K) | Linear Replacement Lamp | T8 Four-Foot | Replacement Lamps (plug and play) (UL Type A) |  | standard | TRUE |  | 2673 | 119.65 | 22.34 | 16.08 | 0.9113 | 4116 | 82.1 | 5 | 50000 | October, 19 2016 00:00:00 | Not Dimmable | Not Dimmable | No |  | WWWAQD | [15 empty] | 89 |  | 1.16 | 1.44 | [6 empty] | 5 | 2673 | 119.65 | 22.34 | 16.08 | 0.91 | 4000 | 82.1 |  |  |  | FALSE | FALSE | FALSE | May, 02 2018 00:00:00 | 4.3 |  | standard |  |  |  |  | March, 30 2020 00:00:00 | FALSE | FALSE | FALSE | [6 empty] | AC | [7 empty] | FALSE
PHK72H8F | SHENZHEN ZENITH TECHNOLOGY CO.,LTD | ZENITH | ZS-T8F1213R02(5000K) | Linear Replacement Lamp | T8 Four-Foot | Replacement Lamps (plug and play) (UL Type A) |  | standard | FALSE | [10 empty] | October, 18 2016 00:00:00 | Not Dimmable | Not Dimmable | No |  | EAEEEC | [25 empty] | 5 | 1677 | 132.36 | 12.67 | 18.58 | 0.9 | 5000 | 84.1 |  |  |  | FALSE | FALSE | FALSE | May, 02 2018 00:00:00 | 4.3 |  | standard |  |  |  |  | March, 30 2020 00:00:00 | FALSE | FALSE | FALSE | [6 empty] | AC | [7 empty] | FALSE
PBE8WPHV | Parth I Inc, dba midwest circuits | Midwest circuits | MC-T8-4-15WB-30CF | Linear Replacement Lamp | T8 Four-Foot | Dual Mode Internal Driver (UL Type A and Type B) |  | standard | TRUE |  | 2221 | 123.59 | 17.97 | 17.02 | 0.905 | 2919 | 82 | 5 | 50000 | October, 18 2016 00:00:00 | Not Dimmable | Not Dimmable | No |  | HHHBZQ | [15 empty] | 91.2 |  | 1.2 | 1.42 | [6 empty] | 5 | 1800 | 120 | 15 | 16.57 | 0.91 | 3000 | 82 |  |  |  | FALSE | FALSE | FALSE | May, 02 2018 00:00:00 | 4.3 |  | standard |  |  |  |  | March, 30 2020 00:00:00 | FALSE | FALSE | FALSE | [6 empty] | AC | [7 empty] | FALSE
PS5KW7PJ | Parth I Inc, dba midwest circuits | Midwest circuits | MC-T8-4-15WB-40CF | Linear Replacement Lamp | T8 Four-Foot | Dual Mode Internal Driver (UL Type A and Type B) |  | standard | FALSE | [10 empty] | October, 18 2016 00:00:00 | Not Dimmable | Not Dimmable | No |  | HHHBZQ | [25 empty] | 5 | 1800 | 120 | 15 | 16.57 | 0.91 | 4000 | 82 |  |  |  | FALSE | FALSE | FALSE | May, 02 2018 00:00:00 | 4.3 |  | standard |  |  |  |  | March, 30 2020 00:00:00 | FALSE | FALSE | FALSE | [6 empty] | AC | [7 empty] | FALSE
PC9YF7UV | Parth I Inc, dba midwest circuits | Midwest circuits | MC-T8-4-15WB-45MF | Linear Replacement Lamp | T8 Four-Foot | Dual Mode Internal Driver (UL Type A and Type B) |  | standard | FALSE | [10 empty] | October, 18 2016 00:00:00 | Not Dimmable | Not Dimmable | No |  | HHHBZR | [25 empty] | 5 | 1800 | 120 | 15 | 16.43 | 0.91 | 4500 | 82.6 |  |  |  | FALSE | FALSE | FALSE | May, 02 2018 00:00:00 | 4.3 |  | standard |  |  |  |  | March, 30 2020 00:00:00 | FALSE | FALSE | FALSE | [6 empty] | AC | [7 empty] | FALSE
PE2R93RB | Parth I Inc, dba midwest circuits | Midwest circuits | MC-T8-4-15WB-50CF | Linear Replacement Lamp | T8 Four-Foot | Dual Mode Internal Driver (UL Type A and Type B) |  | standard | FALSE | [10 empty] | October, 18 2016 00:00:00 | Not Dimmable | Not Dimmable | No |  | HHHBZQ | [25 empty] | 5 | 1800 | 120 | 15 | 16.52 | 0.91 | 5000 | 83.8 |  |  |  | FALSE | FALSE | FALSE | May, 02 2018 00:00:00 | 4.3 |  | standard |  |  |  |  | March, 30 2020 00:00:00 | FALSE | FALSE | FALSE | [6 empty] | AC | [7 empty] | FALSE
P3FFD943 | Parth I Inc, dba midwest circuits | Midwest circuits | MC-T8-4-15WB-30MF | Linear Replacement Lamp | T8 Four-Foot | Dual Mode Internal Driver (UL Type A and Type B) |  | standard | TRUE |  | 2068 | 114.83 | 18.01 | 16.87 | 0.906 | 2923 | 82.6 | 5 | 50000 | October, 18 2016 00:00:00 | Not Dimmable | Not Dimmable | No |  | HHHBZR | [15 empty] | 88.5 |  | 1.16 | 1.34 | [6 empty] | 5 | 1800 | 120 | 15 | 16.43 | 0.91 | 3000 | 82.6 |  |  |  | FALSE | FALSE | FALSE | May, 02 2018 00:00:00 | 4.3 |  | standard |  |  |  |  | March, 30 2020 00:00:00 | FALSE | FALSE | FALSE | [6 empty] | AC | [7 empty] | FALSE
P4PM69AD | LITELINE CORPORATION | Liteline | L154T8-45K | Linear Replacement Lamp | T8 Four-Foot | Replacement Lamps (plug and play) (UL Type A) |  | standard | FALSE | [10 empty] | October, 18 2016 00:00:00 | Not Dimmable | Not Dimmable | FALSE |  | DDDIJF | [25 empty] | 4.4 | 2100 | 112 | 18 | 11.26 | 0.99 | 4500 | 83 |  |  |  | FALSE | FALSE | FALSE | May, 02 2018 00:00:00 | 4.3 |  | standard |  |  |  |  | November, 02 2018 00:00:00 | FALSE | FALSE | FALSE | [6 empty] | AC | [7 empty] | FALSE
P49BB9FV | LITELINE CORPORATION | Liteline | L154T8-30K | Linear Replacement Lamp | T8 Four-Foot | Replacement Lamps (plug and play) (UL Type A) |  | standard | TRUE |  | 2058 | 117.4 | 17.54 | 11.26 | 0.9669 | 3052 | 81.2 | 5 | 50000 | October, 18 2016 00:00:00 | Not Dimmable | Not Dimmable | FALSE |  | DDDIJF | [15 empty] | 83.8 |  | 1.26 | 1.24 | [6 empty] | 4.4 | 2000 | 110 | 18 | 11.26 | 0.99 | 3000 | 83 |  |  |  | FALSE | FALSE | FALSE | May, 02 2018 00:00:00 | 4.3 |  | standard |  |  |  |  | November, 02 2018 00:00:00 | FALSE | FALSE | FALSE | [6 empty] | AC | [7 empty] | FALSE
PB4N8V3C | Fusion Lamps | Fusion Lamps | FLED15T8/840DIRECTG3 | Linear Replacement Lamp | T8 Four-Foot | Replacement Lamps (plug and play) (UL Type A) |  | standard | FALSE | [10 empty] | October, 18 2016 00:00:00 | Not Dimmable | Not Dimmable | FALSE |  | DDDIJI | [25 empty] | 4.4 | 2100 | 112 | 18 | 11.26 | 0.99 | 4000 | 83 |  |  |  | FALSE | FALSE | FALSE | May, 02 2018 00:00:00 | 4.3 |  | standard |  |  |  |  | November, 02 2018 00:00:00 | FALSE | FALSE | FALSE | [6 empty] | AC | [7 empty] | FALSE
PC7NV8PN | LITELINE CORPORATION | Liteline | L154T8-50K | Linear Replacement Lamp | T8 Four-Foot | Replacement Lamps (plug and play) (UL Type A) |  | standard | FALSE | [10 empty] | October, 18 2016 00:00:00 | Not Dimmable | Not Dimmable | FALSE |  | DDDIJF | [25 empty] | 4.4 | 2200 | 115 | 18 | 11.26 | 0.99 | 5000 | 83 |  |  |  | FALSE | FALSE | FALSE | May, 02 2018 00:00:00 | 4.3 |  | standard |  |  |  |  | November, 02 2018 00:00:00 | FALSE | FALSE | FALSE | [6 empty] | AC | [7 empty] | FALSE
PZQWBTVT | Parth I Inc, dba midwest circuits | Midwest circuits | MC-T8-4-15WB-35MF | Linear Replacement Lamp | T8 Four-Foot | Dual Mode Internal Driver (UL Type A and Type B) |  | standard | FALSE | [10 empty] | October, 18 2016 00:00:00 | Not Dimmable | Not Dimmable | No |  | HHHBZR | [25 empty] | 5 | 1800 | 120 | 15 | 16.43 | 0.91 | 3500 | 82.6 |  |  |  | FALSE | FALSE | FALSE | May, 02 2018 00:00:00 | 4.3 |  | standard |  |  |  |  | March, 30 2020 00:00:00 | FALSE | FALSE | FALSE | [6 empty] | AC | [7 empty] | FALSE
P25AFNFP | Parth I Inc, dba midwest circuits | Midwest circuits | MC-T8-4-15WB-40MF | Linear Replacement Lamp | T8 Four-Foot | Dual Mode Internal Driver (UL Type A and Type B) |  | standard | FALSE | [10 empty] | October, 18 2016 00:00:00 | Not Dimmable | Not Dimmable | No |  | HHHBZR | [25 empty] | 5 | 1800 | 120 | 15 | 16.43 | 0.91 | 4000 | 82.6 |  |  |  | FALSE | FALSE | FALSE | May, 02 2018 00:00:00 | 4.3 |  | standard |  |  |  |  | March, 30 2020 00:00:00 | FALSE | FALSE | FALSE | [6 empty] | AC | [7 empty] | FALSE
PJ2RNMUD | Parth I Inc, dba midwest circuits | Midwest circuits | MC-T8-4-15WB-50MF | Linear Replacement Lamp | T8 Four-Foot | Dual Mode Internal Driver (UL Type A and Type B) |  | standard | FALSE | [10 empty] | October, 18 2016 00:00:00 | Not Dimmable | Not Dimmable | No |  | HHHBZR | [25 empty] | 5 | 1800 | 120 | 15 | 16.49 | 0.91 | 5000 | 84.2 |  |  |  | FALSE | FALSE | FALSE | May, 02 2018 00:00:00 | 4.3 |  | standard |  |  |  |  | March, 30 2020 00:00:00 | FALSE | FALSE | FALSE | [6 empty] | AC | [7 empty] | FALSE
PC48XTJA | SHENZHEN ZENITH TECHNOLOGY CO.,LTD | ZENITH | ZS-T8F1213R02(3500K) | Linear Replacement Lamp | T8 Four-Foot | Replacement Lamps (plug and play) (UL Type A) |  | standard | FALSE | [10 empty] | October, 18 2016 00:00:00 | Not Dimmable | Not Dimmable | No |  | EAEEEC | [25 empty] | 5 | 1602 | 128.06 | 12.51 | 18.82 | 0.9 | 3500 | 82.8 |  |  |  | FALSE | FALSE | FALSE | May, 02 2018 00:00:00 | 4.3 |  | standard |  |  |  |  | March, 30 2020 00:00:00 | FALSE | FALSE | FALSE | [6 empty] | AC | [7 empty] | FALSE
PMZXMVDA | SHENZHEN ZENITH TECHNOLOGY CO.,LTD | ZENITH | ZS-T8F1213R02(4000K) | Linear Replacement Lamp | T8 Four-Foot | Replacement Lamps (plug and play) (UL Type A) |  | standard | FALSE | [10 empty] | October, 18 2016 00:00:00 | Not Dimmable | Not Dimmable | No |  | EAEEEC | [25 empty] | 5 | 1602 | 128.06 | 12.51 | 18.82 | 0.9 | 4000 | 82.8 |  |  |  | FALSE | FALSE | FALSE | May, 02 2018 00:00:00 | 4.3 |  | standard |  |  |  |  | March, 30 2020 00:00:00 | FALSE | FALSE | FALSE | [6 empty] | AC | [7 empty] | FALSE
PZHBF9BW | SHENZHEN ZENITH TECHNOLOGY CO.,LTD | ZENITH | ZS-T8F1213R02(3000K) | Linear Replacement Lamp | T8 Four-Foot | Replacement Lamps (plug and play) (UL Type A) |  | standard | TRUE |  | 1613 | 125.14 | 12.89 | 18.82 | 0.8975 | 2975 | 82.8 | 5 | 50000 | October, 18 2016 00:00:00 | Not Dimmable | Not Dimmable | No |  | EAEEEC | [15 empty] | 89.6 |  | 1.33 | 1.15 | [6 empty] | 5 | 1602 | 128.06 | 12.51 | 18.82 | 0.9 | 3000 | 82.8 |  |  |  | FALSE | FALSE | FALSE | May, 02 2018 00:00:00 | 4.3 |  | standard |  |  |  |  | March, 30 2020 00:00:00 | FALSE | FALSE | FALSE | [6 empty] | AC | [7 empty] | FALSE
PV8S3MXZ | Fusion Lamps | Fusion Lamps | FLED15T8/850DIRECTG3 | Linear Replacement Lamp | T8 Four-Foot | Replacement Lamps (plug and play) (UL Type A) |  | standard | FALSE | [10 empty] | October, 18 2016 00:00:00 | Not Dimmable | Not Dimmable | FALSE |  | DDDIJI | [25 empty] | 4.4 | 2200 | 115 | 18 | 11.26 | 0.99 | 5000 | 83 |  |  |  | FALSE | FALSE | FALSE | May, 02 2018 00:00:00 | 4.3 |  | standard |  |  |  |  | November, 02 2018 00:00:00 | FALSE | FALSE | FALSE | [6 empty] | AC | [7 empty] | FALSE
P37PTNZ3 | Parth I Inc, dba midwest circuits | Midwest circuits | MC-T8-4-15WB-35CF | Linear Replacement Lamp | T8 Four-Foot | Dual Mode Internal Driver (UL Type A and Type B) |  | standard | FALSE | [10 empty] | October, 18 2016 00:00:00 | Not Dimmable | Not Dimmable | No |  | HHHBZQ | [25 empty] | 5 | 1800 | 120 | 15 | 16.57 | 0.91 | 3500 | 82 |  |  |  | FALSE | FALSE | FALSE | May, 02 2018 00:00:00 | 4.3 |  | standard |  |  |  |  | March, 30 2020 00:00:00 | FALSE | FALSE | FALSE | [6 empty] | AC | [7 empty] | FALSE
PA9WQ9EW | Parth I Inc, dba midwest circuits | Midwest circuits | MC-T8-4-15WB-45CF | Linear Replacement Lamp | T8 Four-Foot | Dual Mode Internal Driver (UL Type A and Type B) |  | standard | FALSE | [10 empty] | October, 18 2016 00:00:00 | Not Dimmable | Not Dimmable | No |  | HHHBZQ | [25 empty] | 5 | 1800 | 120 | 15 | 16.57 | 0.91 | 4500 | 82 |  |  |  | FALSE | FALSE | FALSE | May, 02 2018 00:00:00 | 4.3 |  | standard |  |  |  |  | March, 30 2020 00:00:00 | FALSE | FALSE | FALSE | [6 empty] | AC | [7 empty] | FALSE
PREYSZXM | LITELINE CORPORATION | Liteline | L154T8-35K | Linear Replacement Lamp | T8 Four-Foot | Replacement Lamps (plug and play) (UL Type A) |  | standard | FALSE | [10 empty] | October, 18 2016 00:00:00 | Not Dimmable | Not Dimmable | FALSE |  | DDDIJF | [25 empty] | 4.4 | 2000 | 110 | 18 | 11.26 | 0.99 | 3500 | 83 |  |  |  | FALSE | FALSE | FALSE | May, 02 2018 00:00:00 | 4.3 |  | standard |  |  |  |  | November, 02 2018 00:00:00 | FALSE | FALSE | FALSE | [6 empty] | AC | [7 empty] | FALSE
P57Q8HYV | LITELINE CORPORATION | Liteline | L154T8-40K | Linear Replacement Lamp | T8 Four-Foot | Replacement Lamps (plug and play) (UL Type A) |  | standard | FALSE | [10 empty] | October, 18 2016 00:00:00 | Not Dimmable | Not Dimmable | FALSE |  | DDDIJF | [25 empty] | 4.4 | 2100 | 112 | 18 | 11.26 | 0.99 | 4000 | 83 |  |  |  | FALSE | FALSE | FALSE | May, 02 2018 00:00:00 | 4.3 |  | standard |  |  |  |  | November, 02 2018 00:00:00 | FALSE | FALSE | FALSE | [6 empty] | AC | [7 empty] | FALSE
PW1FAFRP | SHENZHEN ZENITH TECHNOLOGY CO.,LTD | ZENITH | ZS-T8F1213R02(4500K) | Linear Replacement Lamp | T8 Four-Foot | Replacement Lamps (plug and play) (UL Type A) |  | standard | FALSE | [10 empty] | October, 18 2016 00:00:00 | Not Dimmable | Not Dimmable | No |  | EAEEEC | [25 empty] | 5 | 1602 | 128.06 | 12.51 | 18.82 | 0.9 | 4500 | 82.8 |  |  |  | FALSE | FALSE | FALSE | May, 02 2018 00:00:00 | 4.3 |  | standard |  |  |  |  | March, 30 2020 00:00:00 | FALSE | FALSE | FALSE | [6 empty] | AC | [7 empty] | FALSE
P91AKAW4 | LED LEADER INC. | LED LEADER | L4PC-10T8LEDMVBF30 | Linear Replacement Lamp | T8 Four-Foot | Replacement Lamps (plug and play) (UL Type A) |  | standard | TRUE |  | 1662.59 | 130.2 | 12.77 | 7.39 | 0.9684 | 3021 | 82.6 | 5 | 50000 | October, 14 2016 00:00:00 | Not Dimmable | Not Dimmable | No |  | VVVVQZ | [15 empty] | 85.5 |  | 1.28 | 1.24 | [6 empty] | 5 | 1615 | 150 | 10 | 20 | 0.95 | 3000 | 83 |  |  |  | FALSE | FALSE | FALSE | May, 02 2018 00:00:00 | 4.3 |  | standard |  |  |  |  | March, 30 2020 00:00:00 | FALSE | FALSE | FALSE | [6 empty] | AC | [7 empty] | FALSE
PS2FPMNA | LED LEADER INC. | LED LEADER | L4PC-10T8LEDMVBF35 | Linear Replacement Lamp | T8 Four-Foot | Replacement Lamps (plug and play) (UL Type A) |  | standard | FALSE | [10 empty] | October, 14 2016 00:00:00 | Not Dimmable | Not Dimmable | No |  | VVVVQZ | [25 empty] | 5 | 1620 | 150 | 10 | 20 | 0.95 | 3500 | 83 |  |  |  | FALSE | FALSE | FALSE | May, 02 2018 00:00:00 | 4.3 |  | standard |  |  |  |  | March, 30 2020 00:00:00 | FALSE | FALSE | FALSE | [6 empty] | AC | [7 empty] | FALSE
P5FCRNQ8 | LED LEADER INC. | LED LEADER | L4PC-10T8LEDMVBF40 | Linear Replacement Lamp | T8 Four-Foot | Replacement Lamps (plug and play) (UL Type A) |  | standard | FALSE | [10 empty] | October, 14 2016 00:00:00 | Not Dimmable | Not Dimmable | No |  | VVVVQZ | [25 empty] | 5 | 1650 | 160 | 10 | 20 | 0.95 | 4000 | 83 |  |  |  | FALSE | FALSE | FALSE | May, 02 2018 00:00:00 | 4.3 |  | standard |  |  |  |  | March, 30 2020 00:00:00 | FALSE | FALSE | FALSE | [6 empty] | AC | [7 empty] | FALSE
PMN1AAPC | LED LEADER INC. | LED LEADER | L4PC-10T8LEDMVBF45 | Linear Replacement Lamp | T8 Four-Foot | Replacement Lamps (plug and play) (UL Type A) |  | standard | FALSE | [10 empty] | October, 14 2016 00:00:00 | Not Dimmable | Not Dimmable | No |  | VVVVQZ | [25 empty] | 5 | 1734 | 160 | 10 | 20 | 0.95 | 4500 | 83 |  |  |  | FALSE | FALSE | FALSE | May, 02 2018 00:00:00 | 4.3 |  | standard |  |  |  |  | March, 30 2020 00:00:00 | FALSE | FALSE | FALSE | [6 empty] | AC | [7 empty] | FALSE
P2DRFR3J | E2 Lighting International inc. | E2 Lighting International Inc | E2-T8-AP-AB1215 (3000K) | Linear Replacement Lamp | T8 Four-Foot | Dual Mode Internal Driver (UL Type A and Type B) |  | standard | TRUE |  | 2140.46 | 112.066 | 19.1 | 13.6 | 0.907 | 2983 | 82.1 | 5 | 50000 | October, 13 2016 00:00:00 | Dimmable | Continuous Below 10 | FALSE |  | WWWAOZ | [15 empty] | 80.4 |  | 1.16 | 1.2 | [6 empty] | 4.4 | 2140.46 | 112.07 | 19.1 | 13.6 | 0.95 | 3000 | 82.1 |  |  |  | FALSE | FALSE | FALSE | May, 02 2018 00:00:00 | 4.3 |  | standard |  |  |  |  | November, 02 2018 00:00:00 | FALSE | FALSE | FALSE | [6 empty] | AC | [7 empty] | FALSE
PZMGSWZ4 | E2 Lighting International inc. | E2 Lighting International Inc | E2-T8-GL-AB1215 (3000K) | Linear Replacement Lamp | T8 Four-Foot | Dual Mode Internal Driver (UL Type A and Type B) |  | standard | TRUE |  | 2157.53 | 111.213 | 19.4 | 13.5 | 0.924 | 3022 | 83 | 5 | 50000 | October, 13 2016 00:00:00 | Dimmable | Continuous Below 10 | FALSE |  | WWWAPB | [15 empty] | 79.9 |  | 1.2 | 1.22 | [6 empty] | 4.4 | 2157.53 | 111.21 | 19.4 | 13.5 | 0.99 | 3000 | 83 |  |  |  | FALSE | FALSE | FALSE | May, 02 2018 00:00:00 | 4.3 |  | standard |  |  |  |  | November, 02 2018 00:00:00 | FALSE | FALSE | FALSE | [6 empty] | AC | [7 empty] | FALSE
PYMK3NCU | E2 Lighting International inc. | E2 Lighting International Inc | E2-T8-GL-AB1212 (5000K) | Linear Replacement Lamp | T8 Four-Foot | Dual Mode Internal Driver (UL Type A and Type B) |  | standard | FALSE | [10 empty] | October, 13 2016 00:00:00 | Dimmable | Continuous Below 10 | FALSE |  | WWWAPA | [25 empty] | 4.4 | 1819.16 | 112.99 | 16.1 | 14.1 | 0.99 | 5000 | 81.8 |  |  |  | FALSE | FALSE | FALSE | May, 02 2018 00:00:00 | 4.3 |  | standard |  |  |  |  | November, 02 2018 00:00:00 | FALSE | FALSE | FALSE | [6 empty] | AC | [7 empty] | FALSE
PGQD99FV | E2 Lighting International inc. | E2 Lighting International Inc | E2-T8-AP-AB1215 (5000K) | Linear Replacement Lamp | T8 Four-Foot | Dual Mode Internal Driver (UL Type A and Type B) |  | standard | FALSE | [10 empty] | October, 13 2016 00:00:00 | Dimmable | Continuous Below 10 | No |  | WWWAOZ | [25 empty] | 5 | 2238.16 | 117.18 | 19.1 | 13.9 | 0.95 | 5000 | 82.9 |  |  |  | FALSE | FALSE | FALSE | May, 02 2018 00:00:00 | 4.3 |  | standard |  |  |  |  | March, 30 2020 00:00:00 | FALSE | FALSE | FALSE | [6 empty] | AC | [7 empty] | FALSE
P2S5QKM6 | E2 Lighting International inc. | E2 Lighting International Inc | E2-T8-AP-AB1215 (3500K) | Linear Replacement Lamp | T8 Four-Foot | Dual Mode Internal Driver (UL Type A and Type B) |  | standard | FALSE | [10 empty] | October, 13 2016 00:00:00 | Dimmable | Continuous Below 10 | FALSE |  | WWWAOZ | [25 empty] | 4.4 | 2140.46 | 112.07 | 19.1 | 13.6 | 0.95 | 3500 | 82.1 |  |  |  | FALSE | FALSE | FALSE | May, 02 2018 00:00:00 | 4.3 |  | standard |  |  |  |  | November, 02 2018 00:00:00 | FALSE | FALSE | FALSE | [6 empty] | AC | [7 empty] | FALSE
PATMQ48J | E2 Lighting International inc. | E2 Lighting International Inc | E2-T8-GL-AB1215 (5000K) | Linear Replacement Lamp | T8 Four-Foot | Dual Mode Internal Driver (UL Type A and Type B) |  | standard | FALSE | [10 empty] | October, 13 2016 00:00:00 | Dimmable | Continuous Below 10 | FALSE |  | WWWAPB | [25 empty] | 4.4 | 2197.19 | 113.26 | 19.4 | 13.7 | 0.99 | 5000 | 81.3 |  |  |  | FALSE | FALSE | FALSE | May, 02 2018 00:00:00 | 4.3 |  | standard |  |  |  |  | November, 02 2018 00:00:00 | FALSE | FALSE | FALSE | [6 empty] | AC | [7 empty] | FALSE
PCXFVXVN | E2 Lighting International inc. | E2 Lighting International Inc | E2-T8-GL-AB1212 (3500K) | Linear Replacement Lamp | T8 Four-Foot | Dual Mode Internal Driver (UL Type A and Type B) |  | standard | FALSE | [10 empty] | October, 13 2016 00:00:00 | Dimmable | Continuous Below 10 | FALSE |  | WWWAPA | [25 empty] | 4.4 | 1786.26 | 110.26 | 16.2 | 13.9 | 0.99 | 3500 | 83.1 |  |  |  | FALSE | FALSE | FALSE | May, 02 2018 00:00:00 | 4.3 |  | standard |  |  |  |  | November, 02 2018 00:00:00 | FALSE | FALSE | FALSE | [6 empty] | AC | [7 empty] | FALSE
P2AE561Z | E2 Lighting International inc. | E2 Lighting International Inc | E2-T8-AP-AB1215 (4000K) | Linear Replacement Lamp | T8 Four-Foot | Dual Mode Internal Driver (UL Type A and Type B) |  | standard | FALSE | [10 empty] | October, 13 2016 00:00:00 | Dimmable | Continuous Below 10 | FALSE |  | WWWAOZ | [25 empty] | 4.4 | 2140.46 | 112.07 | 19.1 | 13.6 | 0.95 | 4000 | 82.1 |  |  |  | FALSE | FALSE | FALSE | May, 02 2018 00:00:00 | 4.3 |  | standard |  |  |  |  | November, 02 2018 00:00:00 | FALSE | FALSE | FALSE | [6 empty] | AC | [7 empty] | FALSE
PN8JHENR | E2 Lighting International inc. | E2 Lighting International Inc | E2-T8-GL-AB1215 (4000K) | Linear Replacement Lamp | T8 Four-Foot | Dual Mode Internal Driver (UL Type A and Type B) |  | standard | FALSE | [10 empty] | October, 13 2016 00:00:00 | Dimmable | Continuous Below 10 | FALSE |  | WWWAPB | [25 empty] | 4.4 | 2157.53 | 111.21 | 19.4 | 13.5 | 0.99 | 4000 | 83 |  |  |  | FALSE | FALSE | FALSE | May, 02 2018 00:00:00 | 4.3 |  | standard |  |  |  |  | November, 02 2018 00:00:00 | FALSE | FALSE | FALSE | [6 empty] | AC | [7 empty] | FALSE
P1PWYUNX | E2 Lighting International inc. | E2 Lighting International Inc | E2-T8-GL-AB1212 (4000K) | Linear Replacement Lamp | T8 Four-Foot | Dual Mode Internal Driver (UL Type A and Type B) |  | standard | FALSE | [10 empty] | October, 13 2016 00:00:00 | Dimmable | Continuous Below 10 | FALSE |  | WWWAPA | [25 empty] | 4.4 | 1786.26 | 110.26 | 16.2 | 13.9 | 0.99 | 4000 | 83.1 |  |  |  | FALSE | FALSE | FALSE | May, 02 2018 00:00:00 | 4.3 |  | standard |  |  |  |  | November, 02 2018 00:00:00 | FALSE | FALSE | FALSE | [6 empty] | AC | [7 empty] | FALSE
PAMZCTZZ | E2 Lighting International inc. | E2 Lighting International Inc | E2-T8-GL-AB1215 (3500K) | Linear Replacement Lamp | T8 Four-Foot | Dual Mode Internal Driver (UL Type A and Type B) |  | standard | FALSE | [10 empty] | October, 13 2016 00:00:00 | Dimmable | Continuous Below 10 | FALSE |  | WWWAPB | [25 empty] | 4.4 | 2157.53 | 111.21 | 19.4 | 13.5 | 0.99 | 3500 | 83 |  |  |  | FALSE | FALSE | FALSE | May, 02 2018 00:00:00 | 4.3 |  | standard |  |  |  |  | November, 02 2018 00:00:00 | FALSE | FALSE | FALSE | [6 empty] | AC | [7 empty] | FALSE
P7RT1G4G | E2 Lighting International inc. | E2 Lighting International Inc | E2-T8-GL-AB1212 (3000K) | Linear Replacement Lamp | T8 Four-Foot | Dual Mode Internal Driver (UL Type A and Type B) |  | standard | TRUE |  | 1786.26 | 110.263 | 16.2 | 13.9 | 0.907 | 2998 | 83.1 | 5 | 50000 | October, 13 2016 00:00:00 | Dimmable | Continuous Below 10 | FALSE |  | WWWAPA | [15 empty] | 80.3 |  | 1.2 | 1.22 | [6 empty] | 4.4 | 1786.26 | 110.26 | 16.2 | 13.9 | 0.99 | 3000 | 83.1 |  |  |  | FALSE | FALSE | FALSE | May, 02 2018 00:00:00 | 4.3 |  | standard |  |  |  |  | November, 02 2018 00:00:00 | FALSE | FALSE | FALSE | [6 empty] | AC | [7 empty] | FALSE
P3GZBP2E | SHANGHAI DENGQING IMP.EXP.CO.,LTD | BAIQING | BQ-N4T8DF-18W(3500K) | Linear Replacement Lamp | T8 Four-Foot | Replacement Lamps (plug and play) (UL Type A) |  | standard | FALSE | [10 empty] | October, 12 2016 00:00:00 | Not Dimmable | Not Dimmable | No |  | ZZZARA | [25 empty] | 5 | 2302 | 123.7 | 18.61 | 14.57 | 0.9355 | 3500 | 81 |  |  |  | FALSE | FALSE | FALSE | May, 02 2018 00:00:00 | 4.3 |  | standard |  |  |  |  | March, 30 2020 00:00:00 | FALSE | FALSE | FALSE | [6 empty] | AC | [7 empty] | FALSE
PYQWQC6G | SHANGHAI DENGQING IMP.EXP.CO.,LTD | BAIQING | BQ-N4T8DF-18W(4000K) | Linear Replacement Lamp | T8 Four-Foot | Replacement Lamps (plug and play) (UL Type A) |  | standard | FALSE | [10 empty] | October, 12 2016 00:00:00 | Not Dimmable | Not Dimmable | No |  | ZZZARA | [25 empty] | 5 | 2320 | 124.7 | 18.61 | 14.57 | 0.9355 | 4000 | 81 |  |  |  | FALSE | FALSE | FALSE | May, 02 2018 00:00:00 | 4.3 |  | standard |  |  |  |  | March, 30 2020 00:00:00 | FALSE | FALSE | FALSE | [6 empty] | AC | [7 empty] | FALSE
PN94WG3U | SHANGHAI DENGQING IMP.EXP.CO.,LTD | BAIQING | BQ-N4T8DF-18W(5000K) | Linear Replacement Lamp | T8 Four-Foot | Replacement Lamps (plug and play) (UL Type A) |  | standard | FALSE | [10 empty] | October, 12 2016 00:00:00 | Not Dimmable | Not Dimmable | No |  | ZZZARA | [25 empty] | 5 | 2357 | 126.72 | 18.6 | 14.65 | 0.9319 | 5000 | 83 |  |  |  | FALSE | FALSE | FALSE | May, 02 2018 00:00:00 | 4.3 |  | standard |  |  |  |  | March, 30 2020 00:00:00 | FALSE | FALSE | FALSE | [6 empty] | AC | [7 empty] | FALSE
P4EGPSDV | SHANGHAI DENGQING IMP.EXP.CO.,LTD | BAIQING | BQ-N4T8DF-18W(4500K) | Linear Replacement Lamp | T8 Four-Foot | Replacement Lamps (plug and play) (UL Type A) |  | standard | FALSE | [10 empty] | October, 12 2016 00:00:00 | Not Dimmable | Not Dimmable | No |  | ZZZARA | [25 empty] | 5 | 2339 | 125.69 | 18.61 | 14.57 | 0.9355 | 4500 | 81 |  |  |  | FALSE | FALSE | FALSE | May, 02 2018 00:00:00 | 4.3 |  | standard |  |  |  |  | March, 30 2020 00:00:00 | FALSE | FALSE | FALSE | [6 empty] | AC | [7 empty] | FALSE
PBV3FDCX | SHANGHAI DENGQING IMP.EXP.CO.,LTD | BAIQING | BQ-N4T8DF-18W(3000K) | Linear Replacement Lamp | T8 Four-Foot | Replacement Lamps (plug and play) (UL Type A) |  | standard | TRUE |  | 2283 | 122.68 | 18.61 | 14.57 | 0.9355 | 2923 | 81 | 5 | 50000 | October, 12 2016 00:00:00 | Not Dimmable | Not Dimmable | No |  | ZZZARA | [15 empty] | 84.3 |  | 1.2 | 1.28 | [6 empty] | 5 | 2283 | 122.68 | 18.61 | 14.57 | 0.9355 | 3000 | 81 |  |  |  | FALSE | FALSE | FALSE | May, 02 2018 00:00:00 | 4.3 |  | standard |  |  |  |  | March, 30 2020 00:00:00 | FALSE | FALSE | FALSE | [6 empty] | AC | [7 empty] | FALSE
P9YS7447 | Luxul Technology Inc. | LUXUL | Q-Lux T8 4ft Q2 4000K | Linear Replacement Lamp | T8 Four-Foot | Replacement Lamps (plug and play) (UL Type A) |  | standard | FALSE | [10 empty] | October, 11 2016 00:00:00 | Not Dimmable | Not Dimmable | No |  | MMMOXR | [25 empty] | 5 | 2057.1 | 138.72 | 14.83 | 10.65 | 0.95 | 4035 | 84.3 |  |  |  | FALSE | FALSE | FALSE | May, 02 2018 00:00:00 | 4.3 |  | standard |  |  |  |  | March, 30 2020 00:00:00 | FALSE | FALSE | FALSE | [6 empty] | AC | [7 empty] | FALSE
P8UMEM3E | Luxul Technology Inc. | LUXUL | Q-Lux T8 4ft Q2 3000K | Linear Replacement Lamp | T8 Four-Foot | Replacement Lamps (plug and play) (UL Type A) |  | standard | TRUE |  | 1904.74 | 130.11 | 14.64 | 10.66 | 0.972 | 3051 | 83.1 | 5 | 50000 | October, 11 2016 00:00:00 | Not Dimmable | Not Dimmable | No |  | MMMOXR | [15 empty] | 84.2 |  | 1.3 | 1.24 | [6 empty] | 5 | 1904.74 | 130.11 | 14.64 | 10.66 | 0.97 | 3051 | 83.1 |  |  |  | FALSE | FALSE | FALSE | May, 02 2018 00:00:00 | 4.3 |  | standard |  |  |  |  | March, 30 2020 00:00:00 | FALSE | FALSE | FALSE | [6 empty] | AC | [7 empty] | FALSE
P7ESAGVF | Luxul Technology Inc. | LUXUL | Q-Lux T8 4ft Q2 5000K | Linear Replacement Lamp | T8 Four-Foot | Replacement Lamps (plug and play) (UL Type A) |  | standard | FALSE | [10 empty] | October, 11 2016 00:00:00 | Not Dimmable | Not Dimmable | No |  | MMMOXR | [25 empty] | 5 | 2188.4 | 147.94 | 14.79 | 10.62 | 0.95 | 4967 | 81.3 |  |  |  | FALSE | FALSE | FALSE | May, 02 2018 00:00:00 | 4.3 |  | standard |  |  |  |  | March, 30 2020 00:00:00 | FALSE | FALSE | FALSE | [6 empty] | AC | [7 empty] | FALSE
P8C3FE4C | Luxul Technology Inc. | LUXUL | Q-Lux T8 4ft Q2 3500K | Linear Replacement Lamp | T8 Four-Foot | Replacement Lamps (plug and play) (UL Type A) |  | standard | FALSE | [10 empty] | October, 11 2016 00:00:00 | Not Dimmable | Not Dimmable | No |  | MMMOXR | [25 empty] | 5 | 1983 | 134.11 | 14.79 | 10.7 | 0.95 | 3505 | 84.3 |  |  |  | FALSE | FALSE | FALSE | May, 02 2018 00:00:00 | 4.3 |  | standard |  |  |  |  | March, 30 2020 00:00:00 | FALSE | FALSE | FALSE | [6 empty] | AC | [7 empty] | FALSE
PTPYA6BG | TGL Inc. | TGL Smart 360 | TGLSM360-T84FT-10W-400K | Linear Replacement Lamp | T8 Four-Foot | Replacement Lamps (plug and play) (UL Type A) |  | standard | FALSE | [10 empty] | October, 10 2016 00:00:00 | Not Dimmable | Not Dimmable | No |  | JJJMEY | [25 empty] | 5 | 1650 | 160 | 10 | 20 | 0.95 | 4000 | 83 |  |  |  | FALSE | FALSE | FALSE | May, 02 2018 00:00:00 | 4.3 |  | standard |  |  |  |  | March, 30 2020 00:00:00 | FALSE | FALSE | FALSE | [6 empty] | AC | [7 empty] | FALSE
PCMP67SD | TGL Inc. | TGL Smart 360 | TGLSM360-T84FT-10W-350K | Linear Replacement Lamp | T8 Four-Foot | Replacement Lamps (plug and play) (UL Type A) |  | standard | FALSE | [10 empty] | October, 10 2016 00:00:00 | Not Dimmable | Not Dimmable | No |  | JJJMEY | [25 empty] | 5 | 1620 | 150 | 10 | 20 | 0.95 | 3500 | 83 |  |  |  | FALSE | FALSE | FALSE | May, 02 2018 00:00:00 | 4.3 |  | standard |  |  |  |  | March, 30 2020 00:00:00 | FALSE | FALSE | FALSE | [6 empty] | AC | [7 empty] | FALSE
PQ3G4PDV | TGL Inc. | TGL Smart 360 | TGLSM360-T84FT-10W-500K | Linear Replacement Lamp | T8 Four-Foot | Replacement Lamps (plug and play) (UL Type A) |  | standard | FALSE | [10 empty] | October, 10 2016 00:00:00 | Not Dimmable | Not Dimmable | No |  | JJJMEY | [25 empty] | 5 | 1734 | 160 | 10 | 20 | 0.95 | 5000 | 83 |  |  |  | FALSE | FALSE | FALSE | May, 02 2018 00:00:00 | 4.3 |  | standard |  |  |  |  | March, 30 2020 00:00:00 | FALSE | FALSE | FALSE | [6 empty] | AC | [7 empty] | FALSE
PYDVQ9E2 | TGL Inc. | TGL Smart 360 | TGLSM360-T84FT-10W-450K | Linear Replacement Lamp | T8 Four-Foot | Replacement Lamps (plug and play) (UL Type A) |  | standard | FALSE | [10 empty] | October, 10 2016 00:00:00 | Not Dimmable | Not Dimmable | No |  | JJJMEY | [25 empty] | 5 | 1734 | 160 | 10 | 20 | 0.95 | 4500 | 83 |  |  |  | FALSE | FALSE | FALSE | May, 02 2018 00:00:00 | 4.3 |  | standard |  |  |  |  | March, 30 2020 00:00:00 | FALSE | FALSE | FALSE | [6 empty] | AC | [7 empty] | FALSE
PXZNZAWH | TGL Inc. | TGL Smart 360 | TGLSM360-T84FT-10W-300K | Linear Replacement Lamp | T8 Four-Foot | Replacement Lamps (plug and play) (UL Type A) |  | standard | TRUE |  | 1662.59 | 130.2 | 12.77 | 7.39 | 0.9684 | 3021 | 82.6 | 5 | 50000 | October, 10 2016 00:00:00 | Not Dimmable | Not Dimmable | No |  | JJJMEY | [15 empty] | 85.5 |  | 1.28 | 1.24 | [6 empty] | 5 | 1615 | 150 | 10 | 20 | 0.95 | 3000 | 83 |  |  |  | FALSE | FALSE | FALSE | May, 02 2018 00:00:00 | 4.3 |  | standard |  |  |  |  | March, 30 2020 00:00:00 | FALSE | FALSE | FALSE | [6 empty] | AC | [7 empty] | FALSE
P2T4P1H1 | Shenzhen MTC Lux Co., Ltd | BMTC | T8-015T136UD-20 (Danqiao) | Linear Replacement Lamp | T8 Four-Foot | Replacement Lamps (plug and play) (UL Type A) |  | standard | FALSE | [10 empty] | October, 07 2016 00:00:00 | Not Dimmable | Not Dimmable | NO | Updated on 3/19/2018 | JJJMER | [25 empty] | 5 | 1950 | 130 | 15 | 12.48 | 0.99 | 5000 | 80 |  |  |  | FALSE | FALSE | FALSE | May, 02 2018 00:00:00 | 4.3 |  | standard |  |  |  |  | March, 30 2020 00:00:00 | FALSE | FALSE | FALSE | [6 empty] | AC | [7 empty] | FALSE
PCAP7A72 | Shenzhen MTC Lux Co., Ltd | BMTC | T8-012T136UN-20 | Linear Replacement Lamp | T8 Four-Foot | Replacement Lamps (plug and play) (UL Type A) |  | standard | FALSE | [10 empty] | October, 07 2016 00:00:00 | Not Dimmable | Not Dimmable | NO | Updated on 3/19/2018 | JJJMEQ | [25 empty] | 5 | 1560 | 130 | 12 | 16.37 | 0.99 | 4000 | 80 |  |  |  | FALSE | FALSE | FALSE | May, 02 2018 00:00:00 | 4.3 |  | standard |  |  |  |  | March, 30 2020 00:00:00 | FALSE | FALSE | FALSE | [6 empty] | AC | [7 empty] | FALSE
PYG4R7Z7 | Shenzhen MTC Lux Co., Ltd | BMTC | T8-018T136UW-20 | Linear Replacement Lamp | T8 Four-Foot | Replacement Lamps (plug and play) (UL Type A) |  | standard | TRUE |  | 2600.2 | 131.94 | 19.71 | 13.85 | 0.9888 | 2939 | 82.4 | 5 | 50000 | October, 07 2016 00:00:00 | Not Dimmable | Not Dimmable | NO | Updated on 3/19/2018 | JJJMES | [15 empty] | 84.9 |  | 1.4 | 1.28 | [6 empty] | 5 | 2340 | 130 | 18 | 13.85 | 0.99 | 3000 | 80 |  |  |  | FALSE | FALSE | FALSE | May, 02 2018 00:00:00 | 4.3 |  | standard |  |  |  |  | March, 30 2020 00:00:00 | FALSE | FALSE | FALSE | [6 empty] | AC | [7 empty] | FALSE
PGTAHNB6 | Shenzhen MTC Lux Co., Ltd | BMTC | T8-015T136UW-20 | Linear Replacement Lamp | T8 Four-Foot | Replacement Lamps (plug and play) (UL Type A) |  | standard | TRUE |  | 2222.4 | 131.01 | 16.96 | 14.59 | 0.9914 | 2875 | 83.8 | 5 | 50000 | October, 07 2016 00:00:00 | Not Dimmable | Not Dimmable | NO | Updated on 3/19/2018 | JJJMEU | [15 empty] | 85.1 |  | 1.4 | 1.26 | [6 empty] | 5 | 1950 | 130 | 15 | 14.59 | 0.99 | 3000 | 80 |  |  |  | FALSE | FALSE | FALSE | May, 02 2018 00:00:00 | 4.3 |  | standard |  |  |  |  | March, 30 2020 00:00:00 | FALSE | FALSE | FALSE | [6 empty] | AC | [7 empty] | FALSE
P4AB1NJN | Shenzhen MTC Lux Co., Ltd | BMTC | T8-012T136UW-20 (Danqiao) | Linear Replacement Lamp | T8 Four-Foot | Replacement Lamps (plug and play) (UL Type A) |  | standard | TRUE |  | 1875.6 | 130.65 | 14.36 | 15.36 | 0.9923 | 2951 | 82.9 | 5 | 50000 | October, 07 2016 00:00:00 | Not Dimmable | Not Dimmable | NO | Updated on 3/19/2018 | JJJMET | [15 empty] | 85.1 |  | 1.24 | 1.44 | [6 empty] | 5 | 1560 | 130 | 12 | 15.36 | 0.99 | 3000 | 80 |  |  |  | FALSE | FALSE | FALSE | May, 02 2018 00:00:00 | 4.3 |  | standard |  |  |  |  | March, 30 2020 00:00:00 | FALSE | FALSE | FALSE | [6 empty] | AC | [7 empty] | FALSE
P2FWGB1H | Shenzhen MTC Lux Co., Ltd | BMTC | T8-018T136UN-20 (Danqiao) | Linear Replacement Lamp | T8 Four-Foot | Replacement Lamps (plug and play) (UL Type A) |  | standard | FALSE | [10 empty] | October, 07 2016 00:00:00 | Not Dimmable | Not Dimmable | NO | Updated on 3/19/2018 | JJJMEX | [25 empty] | 5 | 2340 | 130 | 18 | 14.07 | 0.99 | 4000 | 80 |  |  |  | FALSE | FALSE | FALSE | May, 02 2018 00:00:00 | 4.3 |  | standard |  |  |  |  | March, 30 2020 00:00:00 | FALSE | FALSE | FALSE | [6 empty] | AC | [7 empty] | FALSE
PY5S3SYY | Shenzhen MTC Lux Co., Ltd | BMTC | T8-012T136UN-20 (Danqiao) | Linear Replacement Lamp | T8 Four-Foot | Replacement Lamps (plug and play) (UL Type A) |  | standard | FALSE | [10 empty] | October, 07 2016 00:00:00 | Not Dimmable | Not Dimmable | NO | Updated on 3/19/2018 | JJJMET | [25 empty] | 5 | 1560 | 130 | 12 | 15.36 | 0.99 | 4000 | 80 |  |  |  | FALSE | FALSE | FALSE | May, 02 2018 00:00:00 | 4.3 |  | standard |  |  |  |  | March, 30 2020 00:00:00 | FALSE | FALSE | FALSE | [6 empty] | AC | [7 empty] | FALSE
PG3ZVQUM | Shenzhen MTC Lux Co., Ltd | BMTC | T8-015T136UD-20 | Linear Replacement Lamp | T8 Four-Foot | Replacement Lamps (plug and play) (UL Type A) |  | standard | FALSE | [10 empty] | October, 07 2016 00:00:00 | Not Dimmable | Not Dimmable | NO | Updated on 3/19/2018 | JJJMEU | [25 empty] | 5 | 1950 | 130 | 15 | 14.59 | 0.99 | 5000 | 80 |  |  |  | FALSE | FALSE | FALSE | May, 02 2018 00:00:00 | 4.3 |  | standard |  |  |  |  | March, 30 2020 00:00:00 | FALSE | FALSE | FALSE | [6 empty] | AC | [7 empty] | FALSE
PEGZ5UZP | Shenzhen MTC Lux Co., Ltd | BMTC | T8-012T136UD-20 | Linear Replacement Lamp | T8 Four-Foot | Replacement Lamps (plug and play) (UL Type A) |  | standard | FALSE | [10 empty] | October, 07 2016 00:00:00 | Not Dimmable | Not Dimmable | NO | Updated on 3/19/2018 | JJJMEQ | [25 empty] | 5 | 1560 | 130 | 12 | 16.37 | 0.99 | 5000 | 80 |  |  |  | FALSE | FALSE | FALSE | May, 02 2018 00:00:00 | 4.3 |  | standard |  |  |  |  | March, 30 2020 00:00:00 | FALSE | FALSE | FALSE | [6 empty] | AC | [7 empty] | FALSE
PB44B4H1 | Shenzhen MTC Lux Co., Ltd | BMTC | T8-018T136UW-20 (Danqiao) | Linear Replacement Lamp | T8 Four-Foot | Replacement Lamps (plug and play) (UL Type A) |  | standard | TRUE |  | 2569.8 | 131.29 | 19.57 | 14.07 | 0.9913 | 2892 | 83.6 | 5 | 50000 | October, 07 2016 00:00:00 | Not Dimmable | Not Dimmable | NO | Updated on 3/19/2018 | JJJMEX | [15 empty] | 85.9 |  | 1.36 | 1.24 | [6 empty] | 5 | 2340 | 130 | 18 | 14.07 | 0.99 | 3000 | 80 |  |  |  | FALSE | FALSE | FALSE | May, 02 2018 00:00:00 | 4.3 |  | standard |  |  |  |  | March, 30 2020 00:00:00 | FALSE | FALSE | FALSE | [6 empty] | AC | [7 empty] | FALSE
PMW6MCCS | Shenzhen MTC Lux Co., Ltd | BMTC | T8-015T136UW-20 (Danqiao) | Linear Replacement Lamp | T8 Four-Foot | Replacement Lamps (plug and play) (UL Type A) |  | standard | TRUE |  | 2259.3 | 132.26 | 17.08 | 12.48 | 0.9916 | 2872 | 83.8 | 5 | 50000 | October, 07 2016 00:00:00 | Not Dimmable | Not Dimmable | NO | Updated on 3/19/2018 | JJJMER | [15 empty] | 85.5 |  | 1.24 | 1.42 | [6 empty] | 5 | 1950 | 130 | 15 | 12.48 | 0.99 | 3000 | 80 |  |  |  | FALSE | FALSE | FALSE | May, 02 2018 00:00:00 | 4.3 |  | standard |  |  |  |  | March, 30 2020 00:00:00 | FALSE | FALSE | FALSE | [6 empty] | AC | [7 empty] | FALSE
PAA65BGR | Shenzhen MTC Lux Co., Ltd | BMTC | T8-018T136UN-20 | Linear Replacement Lamp | T8 Four-Foot | Replacement Lamps (plug and play) (UL Type A) |  | standard | FALSE | [10 empty] | October, 07 2016 00:00:00 | Not Dimmable | Not Dimmable | NO | Updated on 3/19/2018 | JJJMES | [25 empty] | 5 | 2340 | 130 | 18 | 13.85 | 0.99 | 4000 | 80 |  |  |  | FALSE | FALSE | FALSE | May, 02 2018 00:00:00 | 4.3 |  | standard |  |  |  |  | March, 30 2020 00:00:00 | FALSE | FALSE | FALSE | [6 empty] | AC | [7 empty] | FALSE
PC9BW5C4 | Shenzhen MTC Lux Co., Ltd | BMTC | T8-015T136UN-20 | Linear Replacement Lamp | T8 Four-Foot | Replacement Lamps (plug and play) (UL Type A) |  | standard | FALSE | [10 empty] | October, 07 2016 00:00:00 | Not Dimmable | Not Dimmable | NO | Updated on 3/19/2018 | JJJMEU | [25 empty] | 5 | 1950 | 130 | 15 | 14.59 | 0.99 | 4000 | 80 |  |  |  | FALSE | FALSE | FALSE | May, 02 2018 00:00:00 | 4.3 |  | standard |  |  |  |  | March, 30 2020 00:00:00 | FALSE | FALSE | FALSE | [6 empty] | AC | [7 empty] | FALSE
PPC6EPUP | Shenzhen MTC Lux Co., Ltd | BMTC | T8-012T136UD-20 (Danqiao) | Linear Replacement Lamp | T8 Four-Foot | Replacement Lamps (plug and play) (UL Type A) |  | standard | FALSE | [10 empty] | October, 07 2016 00:00:00 | Not Dimmable | Not Dimmable | NO | Updated on 3/19/2018 | JJJMET | [25 empty] | 5 | 1560 | 130 | 12 | 15.36 | 0.99 | 5000 | 80 |  |  |  | FALSE | FALSE | FALSE | May, 02 2018 00:00:00 | 4.3 |  | standard |  |  |  |  | March, 30 2020 00:00:00 | FALSE | FALSE | FALSE | [6 empty] | AC | [7 empty] | FALSE
P6R4NENY | Shenzhen MTC Lux Co., Ltd | BMTC | T8-018T136UD-20 | Linear Replacement Lamp | T8 Four-Foot | Replacement Lamps (plug and play) (UL Type A) |  | standard | FALSE | [10 empty] | October, 07 2016 00:00:00 | Not Dimmable | Not Dimmable | NO | Updated on 3/19/2018 | JJJMES | [25 empty] | 5 | 2340 | 130 | 18 | 13.85 | 0.99 | 5000 | 80 |  |  |  | FALSE | FALSE | FALSE | May, 02 2018 00:00:00 | 4.3 |  | standard |  |  |  |  | March, 30 2020 00:00:00 | FALSE | FALSE | FALSE | [6 empty] | AC | [7 empty] | FALSE
P84878MC | Shenzhen MTC Lux Co., Ltd | BMTC | T8-018T136UD-20 (Danqiao) | Linear Replacement Lamp | T8 Four-Foot | Replacement Lamps (plug and play) (UL Type A) |  | standard | FALSE | [10 empty] | October, 07 2016 00:00:00 | Not Dimmable | Not Dimmable | NO | Updated on 3/19/2018 | JJJMEX | [25 empty] | 5 | 2340 | 130 | 18 | 14.07 | 0.99 | 5000 | 80 |  |  |  | FALSE | FALSE | FALSE | May, 02 2018 00:00:00 | 4.3 |  | standard |  |  |  |  | March, 30 2020 00:00:00 | FALSE | FALSE | FALSE | [6 empty] | AC | [7 empty] | FALSE
P3SNFRH5 | Shenzhen MTC Lux Co., Ltd | BMTC | T8-012T136UW-20 | Linear Replacement Lamp | T8 Four-Foot | Replacement Lamps (plug and play) (UL Type A) |  | standard | TRUE |  | 1917.3 | 133.62 | 14.35 | 16.37 | 0.9865 | 2875 | 83.8 | 5 | 50000 | October, 07 2016 00:00:00 | Not Dimmable | Not Dimmable | NO | Updated on 3/19/2018 | JJJMEQ | [15 empty] | 84.1 |  | 1.24 | 1.44 | [6 empty] | 5 | 1560 | 130 | 12 | 16.37 | 0.99 | 3000 | 80 |  |  |  | FALSE | FALSE | FALSE | May, 02 2018 00:00:00 | 4.3 |  | standard |  |  |  |  | March, 30 2020 00:00:00 | FALSE | FALSE | FALSE | [6 empty] | AC | [7 empty] | FALSE
PQGP6JUT | Shenzhen MTC Lux Co., Ltd | BMTC | T8-015T136UN-20 (Danqiao) | Linear Replacement Lamp | T8 Four-Foot | Replacement Lamps (plug and play) (UL Type A) |  | standard | FALSE | [10 empty] | October, 07 2016 00:00:00 | Not Dimmable | Not Dimmable | NO | Updated on 3/19/2018 | JJJMER | [25 empty] | 5 | 1950 | 130 | 15 | 12.48 | 0.99 | 4000 | 80 |  |  |  | FALSE | FALSE | FALSE | May, 02 2018 00:00:00 | 4.3 |  | standard |  |  |  |  | March, 30 2020 00:00:00 | FALSE | FALSE | FALSE | [6 empty] | AC | [7 empty] | FALSE
P2CGTCW7 | Lumion Lighting | LUMION | LT8-S20W-4F40 | Linear Replacement Lamp | T8 Four-Foot | Dual Mode Internal Driver (UL Type A and Type B) |  | standard | FALSE | [10 empty] | October, 06 2016 00:00:00 | Dimmable | Continuous Below 10 | FALSE |  | WWWAOC | [25 empty] | 4.4 | 2672.09 | 110.88 | 24.1 | 13.8 | 0.95 | 4000 | 81.9 |  |  |  | FALSE | FALSE | FALSE | May, 02 2018 00:00:00 | 4.3 |  | standard |  |  |  |  | November, 02 2018 00:00:00 | FALSE | FALSE | FALSE | [6 empty] | AC | [7 empty] | FALSE
PKJ3UZ1F | GreenTek Energy Systems | GreenTEK | GT-G402-50H1 | Linear Replacement Lamp | T8 Four-Foot | Replacement Lamps (plug and play) (UL Type A) |  | standard | FALSE | [10 empty] | October, 06 2016 00:00:00 | Not Dimmable | Not Dimmable | No |  | KKKZJK | [25 empty] | 5 | 2300 | 128 | 18 | 7 | 0.9 | 5000 | 80 |  |  |  | FALSE | FALSE | FALSE | May, 02 2018 00:00:00 | 4.3 |  | standard |  |  |  |  | March, 30 2020 00:00:00 | FALSE | FALSE | FALSE | [6 empty] | AC | [7 empty] | FALSE
P3M7FW7J | Lumion Lighting | LUMION | LT8-S20W-4C30 | Linear Replacement Lamp | T8 Four-Foot | Dual Mode Internal Driver (UL Type A and Type B) |  | standard | TRUE |  | 2934.92 | 121.781 | 24.1 | 14.3 | 0.901 | 2990 | 82.2 | 5 | 50000 | October, 06 2016 00:00:00 | Dimmable | Continuous Below 10 | No |  | WWWAOB | [15 empty] | 80.3 |  | 1.18 | 1.18 | [6 empty] | 5 | 2934.92 | 121.78 | 24.1 | 14.3 | 0.95 | 3000 | 82.2 |  |  |  | FALSE | FALSE | FALSE | May, 02 2018 00:00:00 | 4.3 |  | standard |  |  |  |  | March, 30 2020 00:00:00 | FALSE | FALSE | FALSE | [6 empty] | AC | [7 empty] | FALSE
PQYH338S | Lumion Lighting | LUMION | LT8-S20W-4C50 | Linear Replacement Lamp | T8 Four-Foot | Dual Mode Internal Driver (UL Type A and Type B) |  | standard | FALSE | [10 empty] | October, 06 2016 00:00:00 | Dimmable | Continuous Below 10 | No |  | WWWAOB | [25 empty] | 5 | 2977.84 | 123.56 | 24.1 | 14.4 | 0.93 | 5000 | 82.6 |  |  |  | FALSE | FALSE | FALSE | May, 02 2018 00:00:00 | 4.3 |  | standard |  |  |  |  | March, 30 2020 00:00:00 | FALSE | FALSE | FALSE | [6 empty] | AC | [7 empty] | FALSE
PYWERSH3 | GreenTek Energy Systems | GreenTEK | GT-G402-35H1 | Linear Replacement Lamp | T8 Four-Foot | Replacement Lamps (plug and play) (UL Type A) |  | standard | FALSE | [10 empty] | October, 06 2016 00:00:00 | Not Dimmable | Not Dimmable | No |  | KKKZJK | [25 empty] | 5 | 2200 | 122 | 18 | 7 | 0.9 | 3500 | 80 |  |  |  | FALSE | FALSE | FALSE | May, 02 2018 00:00:00 | 4.3 |  | standard |  |  |  |  | March, 30 2020 00:00:00 | FALSE | FALSE | FALSE | [6 empty] | AC | [7 empty] | FALSE
PTSZUF79 | GreenTek Energy Systems | GreenTEK | GT-G402-40H1 | Linear Replacement Lamp | T8 Four-Foot | Replacement Lamps (plug and play) (UL Type A) |  | standard | FALSE | [10 empty] | October, 06 2016 00:00:00 | Not Dimmable | Not Dimmable | No |  | KKKZJK | [25 empty] | 5 | 2200 | 122 | 18 | 7 | 0.9 | 4000 | 80 |  |  |  | FALSE | FALSE | FALSE | May, 02 2018 00:00:00 | 4.3 |  | standard |  |  |  |  | March, 30 2020 00:00:00 | FALSE | FALSE | FALSE | [6 empty] | AC | [7 empty] | FALSE
PPNTZTKC | GreenTek Energy Systems | GreenTEK | GT-G402-45H1 | Linear Replacement Lamp | T8 Four-Foot | Replacement Lamps (plug and play) (UL Type A) |  | standard | FALSE | [10 empty] | October, 06 2016 00:00:00 | Not Dimmable | Not Dimmable | No |  | KKKZJK | [25 empty] | 5 | 2200 | 122 | 18 | 7 | 0.9 | 4500 | 80 |  |  |  | FALSE | FALSE | FALSE | May, 02 2018 00:00:00 | 4.3 |  | standard |  |  |  |  | March, 30 2020 00:00:00 | FALSE | FALSE | FALSE | [6 empty] | AC | [7 empty] | FALSE
PVXGK8X5 | Enersave LEDs, Inc. | Enersave LEDs | LEDT8 32/12-410-E-FSF | Linear Replacement Lamp | T8 Four-Foot | Replacement Lamps (plug and play) (UL Type A) |  | standard | TRUE |  | 1773.09 | 153 | 11.63 | 11 | 0.94 | 4077 | 85 | 5 | 50000 | October, 06 2016 00:00:00 | Not Dimmable | Not Dimmable | No |  | VVVVQH | [15 empty] | 89.6 |  | 1.18 | 1.38 | [6 empty] | 5 | 1773.09 | 153 | 11.63 | 11 | 0.94 | 4077 | 85 |  |  |  | FALSE | FALSE | FALSE | May, 02 2018 00:00:00 | 4.3 |  | standard |  |  |  |  | March, 30 2020 00:00:00 | FALSE | FALSE | FALSE | [6 empty] | AC | [7 empty] | FALSE
P4AXMM5J | GreenTek Energy Systems | GreenTEK | GT-G402-30H1 | Linear Replacement Lamp | T8 Four-Foot | Replacement Lamps (plug and play) (UL Type A) |  | standard | TRUE |  | 2267.8 | 118.93 | 19.07 | 6.71 | 0.9773 | 2931 | 82.3 | 5 | 50000 | October, 06 2016 00:00:00 | Not Dimmable | Not Dimmable | No |  | KKKZJK | [15 empty] | 89.9 |  | 1.3 | 1.4 | [6 empty] | 5 | 2200 | 122 | 18 | 7 | 0.9 | 3000 | 80 |  |  |  | FALSE | FALSE | FALSE | May, 02 2018 00:00:00 | 4.3 |  | standard |  |  |  |  | March, 30 2020 00:00:00 | FALSE | FALSE | FALSE | [6 empty] | AC | [7 empty] | FALSE
PM1SXJW7 | Lumion Lighting | LUMION | LT8-S20W-4F30 | Linear Replacement Lamp | T8 Four-Foot | Dual Mode Internal Driver (UL Type A and Type B) |  | standard | TRUE |  | 2672.09 | 110.875 | 24.1 | 13.8 | 0.901 | 2937 | 81.9 | 5 | 50000 | October, 06 2016 00:00:00 | Dimmable | Continuous Below 10 | FALSE |  | WWWAOC | [15 empty] | 80.3 |  | 1.18 | 1.22 | [6 empty] | 4.4 | 2672.09 | 110.88 | 24.1 | 13.8 | 0.95 | 3000 | 81.9 |  |  |  | FALSE | FALSE | FALSE | May, 02 2018 00:00:00 | 4.3 |  | standard |  |  |  |  | November, 02 2018 00:00:00 | FALSE | FALSE | FALSE | [6 empty] | AC | [7 empty] | FALSE
PXGG6XJ1 | Lumion Lighting | LUMION | LT8-S20W-4F50 | Linear Replacement Lamp | T8 Four-Foot | Dual Mode Internal Driver (UL Type A and Type B) |  | standard | FALSE | [10 empty] | October, 06 2016 00:00:00 | Dimmable | Continuous Below 10 | FALSE |  | WWWAOC | [25 empty] | 4.4 | 2763.23 | 114.66 | 24.1 | 14.2 | 0.97 | 5000 | 82.8 |  |  |  | FALSE | FALSE | FALSE | May, 02 2018 00:00:00 | 4.3 |  | standard |  |  |  |  | November, 02 2018 00:00:00 | FALSE | FALSE | FALSE | [6 empty] | AC | [7 empty] | FALSE
P4XXZZAT | Enersave LEDs, Inc. | Enersave LEDs | LEDT8 32/12-500-E-FSF | Linear Replacement Lamp | T8 Four-Foot | Replacement Lamps (plug and play) (UL Type A) |  | standard | FALSE | [10 empty] | October, 06 2016 00:00:00 | Not Dimmable | Not Dimmable | No |  | VVVVQH | [25 empty] | 5 | 1784.79 | 154 | 11.56 | 11 | 0.94 | 5070 | 84 |  |  |  | FALSE | FALSE | FALSE | May, 02 2018 00:00:00 | 4.3 |  | standard |  |  |  |  | March, 30 2020 00:00:00 | FALSE | FALSE | FALSE | [6 empty] | AC | [7 empty] | FALSE
PHDPV89Y | Lumion Lighting | LUMION | LT8-S20W-4C40 | Linear Replacement Lamp | T8 Four-Foot | Dual Mode Internal Driver (UL Type A and Type B) |  | standard | FALSE | [10 empty] | October, 06 2016 00:00:00 | Dimmable | Continuous Below 10 | No |  | WWWAOB | [25 empty] | 5 | 2934.92 | 121.78 | 24.1 | 14.3 | 0.95 | 4000 | 82.2 |  |  |  | FALSE | FALSE | FALSE | May, 02 2018 00:00:00 | 4.3 |  | standard |  |  |  |  | March, 30 2020 00:00:00 | FALSE | FALSE | FALSE | [6 empty] | AC | [7 empty] | FALSE
P1UN5A4Z | Turolight Inc. | TUROLIGHT | VIV-T8DFSP4/13W/40/F | Linear Replacement Lamp | T8 Four-Foot | Replacement Lamps (plug and play) (UL Type A) |  | Standard | FALSE | [10 empty] | October, 04 2016 00:00:00 | Not Yet Verified | Not Yet Verified | No |  | WWWAOA | [25 empty] | 4.4 | 1900 | 112 | 16 | 12.41 | 0.97 | 4000 | 83 |  |  |  | FALSE | FALSE | FALSE | May, 02 2018 00:00:00 | 4.3 |  | Standard |  |  |  |  | November, 02 2018 00:00:00 | FALSE | FALSE | FALSE | [6 empty] | AC | [7 empty] | FALSE
PQDY5CQF | Turolight Inc. | TUROLIGHT | VIV-T8DFSP4/13W/50/F | Linear Replacement Lamp | T8 Four-Foot | Replacement Lamps (plug and play) (UL Type A) |  | Standard | FALSE | [10 empty] | October, 04 2016 00:00:00 | Not Yet Verified | Not Yet Verified | No |  | WWWAOA | [25 empty] | 4.4 | 2000 | 115 | 16 | 12.41 | 0.97 | 5000 | 83 |  |  |  | FALSE | FALSE | FALSE | May, 02 2018 00:00:00 | 4.3 |  | Standard |  |  |  |  | November, 02 2018 00:00:00 | FALSE | FALSE | FALSE | [6 empty] | AC | [7 empty] | FALSE
PZ3Q7WZE | McWong International Inc. | Pacific | LLP-22LM-48T8MS/3000 | Linear Replacement Lamp | T8 Four-Foot | Replacement Lamps (plug and play) (UL Type A) |  | standard | TRUE |  | 2261.8 | 115.5 | 19.59 | 8.39 | 0.968 | 3018 | 82.7 | 5 | 50000 | October, 04 2016 00:00:00 | Not Dimmable | Not Dimmable | No |  | WWWANX | [15 empty] | 84 |  | 1.3 | 1.3 | [6 empty] | 5 | 2100 | 115 | 19 | 15 | 0.98 | 3000 | 80 |  |  |  | FALSE | FALSE | FALSE | May, 02 2018 00:00:00 | 4.3 |  | standard |  |  |  |  | March, 30 2020 00:00:00 | FALSE | FALSE | FALSE | [6 empty] | AC | [7 empty] | FALSE
P8C35EQN | Turolight Inc. | TUROLIGHT | VIV-T8DFSP4/13W/35/F | Linear Replacement Lamp | T8 Four-Foot | Replacement Lamps (plug and play) (UL Type A) |  | Standard | FALSE | [10 empty] | October, 04 2016 00:00:00 | Not Yet Verified | Not Yet Verified | No |  | WWWAOA | [25 empty] | 4.4 | 1800 | 110 | 16 | 12.41 | 0.97 | 3500 | 83 |  |  |  | FALSE | FALSE | FALSE | May, 02 2018 00:00:00 | 4.3 |  | Standard |  |  |  |  | November, 02 2018 00:00:00 | FALSE | FALSE | FALSE | [6 empty] | AC | [7 empty] | FALSE
P9ESFBCV | McWong International Inc. | Pacific | LLP-18LM-48T8MS/3500 | Linear Replacement Lamp | T8 Four-Foot | Replacement Lamps (plug and play) (UL Type A) |  | standard | FALSE | [10 empty] | October, 04 2016 00:00:00 | Not Dimmable | Not Dimmable | FALSE |  | WWWANY | [25 empty] | 4.4 | 1850 | 115 | 16.5 | 15 | 0.98 | 3500 | 80 |  |  |  | FALSE | FALSE | FALSE | May, 02 2018 00:00:00 | 4.3 |  | standard |  |  |  |  | November, 02 2018 00:00:00 | FALSE | FALSE | FALSE | [6 empty] | AC | [7 empty] | FALSE
PE7H39HS | McWong International Inc. | Pacific | LLP-18LM-48T8MS/3000 | Linear Replacement Lamp | T8 Four-Foot | Replacement Lamps (plug and play) (UL Type A) |  | standard | TRUE |  | 1884.5 | 112.9 | 16.69 | 10.51 | 0.958 | 3016 | 82.8 | 5 | 50000 | October, 04 2016 00:00:00 | Not Dimmable | Not Dimmable | FALSE |  | WWWANY | [15 empty] | 84.1 |  | 1.3 | 1.32 | [6 empty] | 4.4 | 1850 | 115 | 16.5 | 15 | 0.98 | 3000 | 80 |  |  |  | FALSE | FALSE | FALSE | May, 02 2018 00:00:00 | 4.3 |  | standard |  |  |  |  | November, 02 2018 00:00:00 | FALSE | FALSE | FALSE | [6 empty] | AC | [7 empty] | FALSE
PNM9GQRZ | McWong International Inc. | Pacific | LLP-18LM-48T8MS/5000 | Linear Replacement Lamp | T8 Four-Foot | Replacement Lamps (plug and play) (UL Type A) |  | standard | FALSE | [10 empty] | October, 04 2016 00:00:00 | Not Dimmable | Not Dimmable | No |  | WWWANY | [25 empty] | 5 | 2000 | 120 | 16.5 | 15 | 0.98 | 5000 | 80 |  |  |  | FALSE | FALSE | FALSE | May, 02 2018 00:00:00 | 4.3 |  | standard |  |  |  |  | March, 30 2020 00:00:00 | FALSE | FALSE | FALSE | [6 empty] | AC | [7 empty] | FALSE
PQMC94WC | McWong International Inc. | Pacific | LLP-22LM-48T8MS/4000 | Linear Replacement Lamp | T8 Four-Foot | Replacement Lamps (plug and play) (UL Type A) |  | standard | FALSE | [10 empty] | October, 04 2016 00:00:00 | Not Dimmable | Not Dimmable | No |  | WWWANX | [25 empty] | 5 | 2300 | 120 | 19 | 15 | 0.98 | 4000 | 80 |  |  |  | FALSE | FALSE | FALSE | May, 02 2018 00:00:00 | 4.3 |  | standard |  |  |  |  | March, 30 2020 00:00:00 | FALSE | FALSE | FALSE | [6 empty] | AC | [7 empty] | FALSE
PYR4XVS1 | McWong International Inc. | Pacific | LLP-22LM-48T8MS/3500 | Linear Replacement Lamp | T8 Four-Foot | Replacement Lamps (plug and play) (UL Type A) |  | standard | FALSE | [10 empty] | October, 04 2016 00:00:00 | Not Dimmable | Not Dimmable | FALSE |  | WWWANX | [25 empty] | 4.4 | 2100 | 115 | 19 | 15 | 0.98 | 3500 | 80 |  |  |  | FALSE | FALSE | FALSE | May, 02 2018 00:00:00 | 4.3 |  | standard |  |  |  |  | November, 02 2018 00:00:00 | FALSE | FALSE | FALSE | [6 empty] | AC | [7 empty] | FALSE
PMGM6B7Y | Turolight Inc. | TUROLIGHT | VIV-T8DFSP4/13W/45/F | Linear Replacement Lamp | T8 Four-Foot | Replacement Lamps (plug and play) (UL Type A) |  | Standard | FALSE | [10 empty] | October, 04 2016 00:00:00 | Not Yet Verified | Not Yet Verified | No |  | WWWAOA | [25 empty] | 4.4 | 1900 | 112 | 16 | 12.41 | 0.97 | 4500 | 83 |  |  |  | FALSE | FALSE | FALSE | May, 02 2018 00:00:00 | 4.3 |  | Standard |  |  |  |  | November, 02 2018 00:00:00 | FALSE | FALSE | FALSE | [6 empty] | AC | [7 empty] | FALSE
PDD622QY | Turolight Inc. | TUROLIGHT | VIV-T8DFSP4/13W/30/F | Linear Replacement Lamp | T8 Four-Foot | Replacement Lamps (plug and play) (UL Type A) |  | Standard | TRUE |  | 1955 | 119 | 16.43 | 12.41 | 0.9634 | 3056 | 81.3 | 5 | 50000 | October, 04 2016 00:00:00 | Not Yet Verified | Not Yet Verified | No |  | WWWAOA | [15 empty] | 84 |  | 1.24 | 1.22 | [6 empty] | 4.4 | 1800 | 110 | 16 | 12.41 | 0.97 | 3000 | 83 |  |  |  | FALSE | FALSE | FALSE | May, 02 2018 00:00:00 | 4.3 |  | Standard |  |  |  |  | November, 02 2018 00:00:00 | FALSE | FALSE | FALSE | [6 empty] | AC | [7 empty] | FALSE
P911J8ER | McWong International Inc. | Pacific | LLP-18LM-48T8MS/4000 | Linear Replacement Lamp | T8 Four-Foot | Replacement Lamps (plug and play) (UL Type A) |  | standard | FALSE | [10 empty] | October, 04 2016 00:00:00 | Not Dimmable | Not Dimmable | No |  | WWWANY | [25 empty] | 5 | 2000 | 120 | 16.5 | 15 | 0.98 | 4000 | 80 |  |  |  | FALSE | FALSE | FALSE | May, 02 2018 00:00:00 | 4.3 |  | standard |  |  |  |  | March, 30 2020 00:00:00 | FALSE | FALSE | FALSE | [6 empty] | AC | [7 empty] | FALSE
PQYTY4Z6 | McWong International Inc. | Pacific | LLP-22LM-48T8MS/5000 | Linear Replacement Lamp | T8 Four-Foot | Replacement Lamps (plug and play) (UL Type A) |  | standard | FALSE | [10 empty] | October, 04 2016 00:00:00 | Not Dimmable | Not Dimmable | No |  | WWWANX | [25 empty] | 5 | 2300 | 120 | 19 | 15 | 0.98 | 5000 | 80 |  |  |  | FALSE | FALSE | FALSE | May, 02 2018 00:00:00 | 4.3 |  | standard |  |  |  |  | March, 30 2020 00:00:00 | FALSE | FALSE | FALSE | [6 empty] | AC | [7 empty] | FALSE
PRXQB1J6 | LMS ENERGY | LMS energy | LMS Energy/LMS HLG 12W(3000K) | Linear Replacement Lamp | T8 Four-Foot | Dual Mode Internal Driver (UL Type A and Type B) |  | standard | TRUE |  | 1782 | 141.09 | 12.63 | 16.59 | 0.9132 | 3098 | 84 | 5 | 50000 | September, 30 2016 00:00:00 | Not Dimmable | Not Dimmable | NotYetVerified |  | DDDIGT | [15 empty] | 85.5 |  | 1.36 | 1.26 | [6 empty] | 5 | 1782 | 141.09 | 12.63 | 16.59 | 0.9132 | 3000 | 83.6 |  |  |  | FALSE | FALSE | FALSE | May, 02 2018 00:00:00 | 4.3 |  | standard |  |  |  |  | March, 30 2020 00:00:00 | FALSE | FALSE | FALSE | [6 empty] | AC | [7 empty] | FALSE
P1PWPGNR | LMS ENERGY | LMS energy | LMS Energy/LMS HLG 18W(5000K) | Linear Replacement Lamp | T8 Four-Foot | Dual Mode Internal Driver (UL Type A and Type B) |  | standard | FALSE | [10 empty] | September, 30 2016 00:00:00 | Not Dimmable | Not Dimmable | No |  | DDDIGU | [25 empty] | 5 | 2632 | 135.24 | 19.46 | 12.56 | 0.9252 | 5000 | 82.5 |  |  |  | FALSE | FALSE | FALSE | May, 02 2018 00:00:00 | 4.3 |  | standard |  |  |  |  | March, 30 2020 00:00:00 | FALSE | FALSE | FALSE | [6 empty] | AC | [7 empty] | FALSE
PQVFQZMQ | LMS ENERGY | LMS energy | LMS Energy/LMS HLG 18W(4000K) | Linear Replacement Lamp | T8 Four-Foot | Dual Mode Internal Driver (UL Type A and Type B) |  | standard | FALSE | [10 empty] | September, 30 2016 00:00:00 | Not Dimmable | Not Dimmable | No |  | DDDIGU | [25 empty] | 5 | 2586 | 133.16 | 19.42 | 12.6 | 0.9148 | 4000 | 82.6 |  |  |  | FALSE | FALSE | FALSE | May, 02 2018 00:00:00 | 4.3 |  | standard |  |  |  |  | March, 30 2020 00:00:00 | FALSE | FALSE | FALSE | [6 empty] | AC | [7 empty] | FALSE
PUMQ9B23 | LMS ENERGY | LMS energy | LMS Energy/LMS HLG 18W(3000K) | Linear Replacement Lamp | T8 Four-Foot | Dual Mode Internal Driver (UL Type A and Type B) |  | standard | TRUE |  | 2518 | 130.53 | 19.29 | 12.44 | 0.9265 | 2993 | 82.6 | 5 | 50000 | September, 30 2016 00:00:00 | Not Dimmable | Not Dimmable | No |  | DDDIGU | [15 empty] | 91.4 |  | 1.2 | 1.36 | [6 empty] | 5 | 2540 | 131.06 | 19.38 | 12.6 | 0.9148 | 3000 | 82.6 |  |  |  | FALSE | FALSE | FALSE | May, 02 2018 00:00:00 | 4.3 |  | standard |  |  |  |  | March, 30 2020 00:00:00 | FALSE | FALSE | FALSE | [6 empty] | AC | [7 empty] | FALSE
PFCUBTCA | LMS ENERGY | LMS energy | LMS Energy/LMS HLG 12W(5000K) | Linear Replacement Lamp | T8 Four-Foot | Dual Mode Internal Driver (UL Type A and Type B) |  | standard | FALSE | [10 empty] | September, 30 2016 00:00:00 | Not Dimmable | Not Dimmable | NotYetVerified |  | DDDIGT | [25 empty] | 5 | 1892 | 148.63 | 12.73 | 16.09 | 0.9137 | 5000 | 82.1 |  |  |  | FALSE | FALSE | FALSE | May, 02 2018 00:00:00 | 4.3 |  | standard |  |  |  |  | March, 30 2020 00:00:00 | FALSE | FALSE | FALSE | [6 empty] | AC | [7 empty] | FALSE
PZR6UCRK | LMS ENERGY | LMS energy | LMS Energy/LMS HLG 12W(4000K) | Linear Replacement Lamp | T8 Four-Foot | Dual Mode Internal Driver (UL Type A and Type B) |  | standard | FALSE | [10 empty] | September, 30 2016 00:00:00 | Not Dimmable | Not Dimmable | NotYetVerified |  | DDDIGT | [25 empty] | 5 | 1782 | 141.09 | 12.63 | 16.59 | 0.9132 | 4000 | 83.6 |  |  |  | FALSE | FALSE | FALSE | May, 02 2018 00:00:00 | 4.3 |  | standard |  |  |  |  | March, 30 2020 00:00:00 | FALSE | FALSE | FALSE | [6 empty] | AC | [7 empty] | FALSE
PCF1D9MZ | YANKON LIGHTING, INC. | Yankon | YGA05A32-T8-18W-845-T-4 | Linear Replacement Lamp | T8 Four-Foot | Replacement Lamps (plug and play) (UL Type A) |  | standard | FALSE | [10 empty] | September, 28 2016 00:00:00 | Not Dimmable | Not Dimmable | No |  | RRRTON | [25 empty] | 5 | 2326 | 122.16 | 19.04 | 15.11 | 0.97 | 4500 | 83.1 |  |  |  | FALSE | FALSE | FALSE | May, 02 2018 00:00:00 | 4.3 |  | standard |  |  |  |  | March, 30 2020 00:00:00 | FALSE | FALSE | FALSE | [6 empty] | AC | [7 empty] | FALSE
PEHFR6EE | Anhui Lanrui Electronics Technology Co.,Ltd. | LANRUI | LR1200-T8-18W(4500K) | Linear Replacement Lamp | T8 Four-Foot | Dual Mode Internal Driver (UL Type A and Type B) |  | standard | FALSE | [10 empty] | September, 28 2016 00:00:00 | Not Dimmable | Not Dimmable | No |  | FFFHEZ | [25 empty] | 5 | 2553 | 135.37 | 18.86 | 6.95 | 0.97 | 4500 | 81.8 |  |  |  | FALSE | FALSE | FALSE | May, 02 2018 00:00:00 | 4.3 |  | standard |  |  |  |  | March, 30 2020 00:00:00 | FALSE | FALSE | FALSE | [6 empty] | AC | [7 empty] | FALSE
P96UXFZ1 | YANKON LIGHTING, INC. | Yankon | YGA05A32-T8-18W-835-T-4 | Linear Replacement Lamp | T8 Four-Foot | Replacement Lamps (plug and play) (UL Type A) |  | standard | FALSE | [10 empty] | September, 28 2016 00:00:00 | Not Dimmable | Not Dimmable | No |  | RRRTON | [25 empty] | 5 | 2326 | 122.16 | 19.04 | 15.11 | 0.97 | 3500 | 83.1 |  |  |  | FALSE | FALSE | FALSE | May, 02 2018 00:00:00 | 4.3 |  | standard |  |  |  |  | March, 30 2020 00:00:00 | FALSE | FALSE | FALSE | [6 empty] | AC | [7 empty] | FALSE
PTZTAEBD | Anhui Lanrui Electronics Technology Co.,Ltd. | LANRUI | LR1200-T8-18W(4000K) | Linear Replacement Lamp | T8 Four-Foot | Dual Mode Internal Driver (UL Type A and Type B) |  | standard | FALSE | [10 empty] | September, 28 2016 00:00:00 | Not Dimmable | Not Dimmable | No |  | FFFHEZ | [25 empty] | 5 | 2553 | 135.37 | 18.86 | 6.95 | 0.97 | 4000 | 81.8 |  |  |  | FALSE | FALSE | FALSE | May, 02 2018 00:00:00 | 4.3 |  | standard |  |  |  |  | March, 30 2020 00:00:00 | FALSE | FALSE | FALSE | [6 empty] | AC | [7 empty] | FALSE
P7MDCVRZ | YANKON LIGHTING, INC. | YANKON | YGA05A32-T8-18W-840-TB-4 | Linear Replacement Lamp | T8 Four-Foot | Dual Mode Internal Driver (UL Type A and Type B) |  | standard | FALSE | [10 empty] | September, 28 2016 00:00:00 | Not Dimmable | Not Dimmable | FALSE |  | RRRTOO | [25 empty] | 4.4 | 2244 | 116.27 | 19.3 | 15.01 | 0.97 | 4000 | 83.2 |  |  |  | FALSE | FALSE | FALSE | May, 02 2018 00:00:00 | 4.3 |  | standard |  |  |  |  | November, 02 2018 00:00:00 | FALSE | FALSE | FALSE | [6 empty] | AC | [7 empty] | FALSE
PDRW11NA | Ampco Lighting Ltd | Ampco | T8GC-48-UV-17-45-FDD | Linear Replacement Lamp | T8 Four-Foot | Dual Mode Internal Driver (UL Type A and Type B) |  | standard | FALSE | [10 empty] | September, 28 2016 00:00:00 | Not Dimmable | Not Dimmable | FALSE |  | FFFFHB | [25 empty] | 4.4 | 2226 | 111.19 | 20.02 | 15.17 | 0.92 | 4500 | 83.2 |  |  |  | FALSE | FALSE | FALSE | May, 02 2018 00:00:00 | 4.3 |  | standard |  |  |  |  | November, 02 2018 00:00:00 | FALSE | FALSE | FALSE | [6 empty] | AC | [7 empty] | FALSE
PZC8DT1Q | YANKON LIGHTING, INC. | YANKON | YGA05A32-T8-18W-835-TB-4 | Linear Replacement Lamp | T8 Four-Foot | Dual Mode Internal Driver (UL Type A and Type B) |  | standard | FALSE | [10 empty] | September, 28 2016 00:00:00 | Not Dimmable | Not Dimmable | FALSE |  | RRRTOO | [25 empty] | 4.4 | 2244 | 116.27 | 19.3 | 15.01 | 0.97 | 3500 | 83.2 |  |  |  | FALSE | FALSE | FALSE | May, 02 2018 00:00:00 | 4.3 |  | standard |  |  |  |  | November, 02 2018 00:00:00 | FALSE | FALSE | FALSE | [6 empty] | AC | [7 empty] | FALSE
PTQY45VA | Ampco Lighting Ltd | Ampco | T8GC-48-UV-17-4-FDD | Linear Replacement Lamp | T8 Four-Foot | Dual Mode Internal Driver (UL Type A and Type B) |  | standard | TRUE |  | 2226 | 111.19 | 20.02 | 15.17 | 0.9163 | 2998 | 83.2 | 5 | 50000 | September, 28 2016 00:00:00 | Not Dimmable | Not Dimmable | FALSE |  | FFFFHB | [15 empty] | 84.7 |  | 1.22 | 1.32 | [6 empty] | 4.4 | 2226 | 111.19 | 20.02 | 15.17 | 0.92 | 4000 | 83.2 |  |  |  | FALSE | FALSE | FALSE | May, 02 2018 00:00:00 | 4.3 |  | standard |  |  |  |  | November, 02 2018 00:00:00 | FALSE | FALSE | FALSE | [6 empty] | AC | [7 empty] | FALSE
PRPFMG2T | YANKON LIGHTING, INC. | Yankon | YGA05A32-T8-18W-830-TB-4 | Linear Replacement Lamp | T8 Four-Foot | Dual Mode Internal Driver (UL Type A and Type B) |  | standard | TRUE |  | 2244 | 116.27 | 19.3 | 15.01 | 0.9732 | 3104 | 83.2 | 5 | 50000 | September, 28 2016 00:00:00 | Not Dimmable | Not Dimmable | No |  | RRRTOO | [15 empty] | 84.6 |  | 1.26 | 1.34 | [6 empty] | 5 | 2244 | 116.27 | 19.3 | 15.01 | 0.97 | 3000 | 83.2 |  |  |  | FALSE | FALSE | FALSE | May, 02 2018 00:00:00 | 4.3 |  | standard |  |  |  |  | March, 30 2020 00:00:00 | FALSE | FALSE | FALSE | [6 empty] | AC | [7 empty] | FALSE
P1N6XC8T | Anhui Lanrui Electronics Technology Co.,Ltd. | LANRUI | LR1200-T8-18W(3500K) | Linear Replacement Lamp | T8 Four-Foot | Dual Mode Internal Driver (UL Type A and Type B) |  | standard | FALSE | [10 empty] | September, 28 2016 00:00:00 | Not Dimmable | Not Dimmable | No |  | FFFHEZ | [25 empty] | 5 | 2553 | 135.37 | 18.86 | 6.95 | 0.97 | 3500 | 81.8 |  |  |  | FALSE | FALSE | FALSE | May, 02 2018 00:00:00 | 4.3 |  | standard |  |  |  |  | March, 30 2020 00:00:00 | FALSE | FALSE | FALSE | [6 empty] | AC | [7 empty] | FALSE
P88XNJ7P | Ampco Lighting Ltd | Ampco | T8GC-48-UV-17-5-FDD | Linear Replacement Lamp | T8 Four-Foot | Dual Mode Internal Driver (UL Type A and Type B) |  | standard | FALSE | [10 empty] | September, 28 2016 00:00:00 | Not Dimmable | Not Dimmable | FALSE |  | FFFFHB | [25 empty] | 4.4 | 2314 | 115.82 | 19.98 | 15.19 | 0.92 | 5000 | 83.1 |  |  |  | FALSE | FALSE | FALSE | May, 02 2018 00:00:00 | 4.3 |  | standard |  |  |  |  | November, 02 2018 00:00:00 | FALSE | FALSE | FALSE | [6 empty] | AC | [7 empty] | FALSE
P6S5WWUR | YANKON LIGHTING, INC. | YANKON | YGA05A32-T8-18W-845-TB-4 | Linear Replacement Lamp | T8 Four-Foot | Dual Mode Internal Driver (UL Type A and Type B) |  | standard | FALSE | [10 empty] | September, 28 2016 00:00:00 | Not Dimmable | Not Dimmable | FALSE |  | RRRTOO | [25 empty] | 4.4 | 2244 | 116.27 | 19.3 | 15.01 | 0.97 | 4500 | 83.2 |  |  |  | FALSE | FALSE | FALSE | May, 02 2018 00:00:00 | 4.3 |  | standard |  |  |  |  | November, 02 2018 00:00:00 | FALSE | FALSE | FALSE | [6 empty] | AC | [7 empty] | FALSE
P2CJK92S | YANKON LIGHTING, INC. | Yankon | YGA05A32-T8-18W-840-T-4 | Linear Replacement Lamp | T8 Four-Foot | Replacement Lamps (plug and play) (UL Type A) |  | standard | FALSE | [10 empty] | September, 28 2016 00:00:00 | Not Dimmable | Not Dimmable | No |  | RRRTON | [25 empty] | 5 | 2326 | 122.16 | 19.04 | 15.11 | 0.97 | 4000 | 83.1 |  |  |  | FALSE | FALSE | FALSE | May, 02 2018 00:00:00 | 4.3 |  | standard |  |  |  |  | March, 30 2020 00:00:00 | FALSE | FALSE | FALSE | [6 empty] | AC | [7 empty] | FALSE
PTZF7BEF | YANKON LIGHTING, INC. | Yankon | YGA05A32-T8-18W-850-T-4 | Linear Replacement Lamp | T8 Four-Foot | Replacement Lamps (plug and play) (UL Type A) |  | standard | FALSE | [10 empty] | September, 28 2016 00:00:00 | Not Dimmable | Not Dimmable | No |  | RRRTON | [25 empty] | 5 | 2451 | 128.46 | 19.08 | 15.03 | 0.97 | 5000 | 83.1 |  |  |  | FALSE | FALSE | FALSE | May, 02 2018 00:00:00 | 4.3 |  | standard |  |  |  |  | March, 30 2020 00:00:00 | FALSE | FALSE | FALSE | [6 empty] | AC | [7 empty] | FALSE
PCTBBB5C | Anhui Lanrui Electronics Technology Co.,Ltd. | LANRUI | LR1200-T8-18W(5000K) | Linear Replacement Lamp | T8 Four-Foot | Dual Mode Internal Driver (UL Type A and Type B) |  | standard | FALSE | [10 empty] | September, 28 2016 00:00:00 | Not Dimmable | Not Dimmable | No |  | FFFHEZ | [25 empty] | 5 | 2580 | 138.04 | 18.69 | 6.81 | 0.97 | 5000 | 84.3 |  |  |  | FALSE | FALSE | FALSE | May, 02 2018 00:00:00 | 4.3 |  | standard |  |  |  |  | March, 30 2020 00:00:00 | FALSE | FALSE | FALSE | [6 empty] | AC | [7 empty] | FALSE
P2BG9W7H | YANKON LIGHTING, INC. | Yankon | YGA05A32-T8-18W-830-T-4 | Linear Replacement Lamp | T8 Four-Foot | Replacement Lamps (plug and play) (UL Type A) |  | standard | TRUE |  | 2326 | 122.16 | 19.04 | 15.11 | 0.9721 | 3107 | 83.1 | 5 | 50000 | September, 28 2016 00:00:00 | Not Dimmable | Not Dimmable | No |  | RRRTON | [15 empty] | 84.6 |  | 1.24 | 1.36 | [6 empty] | 5 | 2326 | 122.16 | 19.04 | 15.11 | 0.97 | 3000 | 83.1 |  |  |  | FALSE | FALSE | FALSE | May, 02 2018 00:00:00 | 4.3 |  | standard |  |  |  |  | March, 30 2020 00:00:00 | FALSE | FALSE | FALSE | [6 empty] | AC | [7 empty] | FALSE
P2YECFT5 | Ampco Lighting Ltd | Ampco | T8GC-48-UV-14-4-FDD | Linear Replacement Lamp | T8 Four-Foot | Dual Mode Internal Driver (UL Type A and Type B) |  | standard | TRUE |  | 1902 | 110.65 | 17.19 | 17.87 | 0.9029 | 4026 | 83.4 | 5 | 50000 | September, 28 2016 00:00:00 | Not Dimmable | Not Dimmable | FALSE |  | FFFHFA | [15 empty] | 84.7 |  | 1.22 | 1.32 | [6 empty] | 4.4 | 1902 | 110.65 | 17.19 | 17.87 | 0.9 | 4000 | 83.4 |  |  |  | FALSE | FALSE | FALSE | May, 02 2018 00:00:00 | 4.3 |  | standard |  |  |  |  | November, 02 2018 00:00:00 | FALSE | FALSE | FALSE | [6 empty] | AC | [7 empty] | FALSE
P7USX5Z1 | Ampco Lighting Ltd | Ampco | T8GC-48-UV-14-45-FDD | Linear Replacement Lamp | T8 Four-Foot | Dual Mode Internal Driver (UL Type A and Type B) |  | standard | FALSE | [10 empty] | September, 28 2016 00:00:00 | Not Dimmable | Not Dimmable | FALSE |  | FFFHFA | [25 empty] | 4.4 | 1902 | 110.65 | 17.19 | 17.87 | 0.9 | 4500 | 83.4 |  |  |  | FALSE | FALSE | FALSE | May, 02 2018 00:00:00 | 4.3 |  | standard |  |  |  |  | November, 02 2018 00:00:00 | FALSE | FALSE | FALSE | [6 empty] | AC | [7 empty] | FALSE
PG1B2WRZ | Ampco Lighting Ltd | Ampco | T8GC-48-UV-14-5-FDD | Linear Replacement Lamp | T8 Four-Foot | Dual Mode Internal Driver (UL Type A and Type B) |  | standard | FALSE | [10 empty] | September, 28 2016 00:00:00 | Not Dimmable | Not Dimmable | FALSE |  | FFFHFA | [25 empty] | 4.4 | 1981 | 115.51 | 17.15 | 17.89 | 0.9 | 5000 | 83.1 |  |  |  | FALSE | FALSE | FALSE | May, 02 2018 00:00:00 | 4.3 |  | standard |  |  |  |  | November, 02 2018 00:00:00 | FALSE | FALSE | FALSE | [6 empty] | AC | [7 empty] | FALSE
PGP1DUUK | YANKON LIGHTING, INC. | Yankon | YGA05A32-T8-18W-850-TB-4 | Linear Replacement Lamp | T8 Four-Foot | Dual Mode Internal Driver (UL Type A and Type B) |  | standard | FALSE | [10 empty] | September, 28 2016 00:00:00 | Not Dimmable | Not Dimmable | No |  | RRRTOO | [25 empty] | 5 | 2351 | 122.38 | 19.21 | 15.08 | 0.97 | 5000 | 83.3 |  |  |  | FALSE | FALSE | FALSE | May, 02 2018 00:00:00 | 4.3 |  | standard |  |  |  |  | March, 30 2020 00:00:00 | FALSE | FALSE | FALSE | [6 empty] | AC | [7 empty] | FALSE
P1Y6PYXV | Anhui Lanrui Electronics Technology Co.,Ltd. | LANRUI | LR1200-T8-18W(3000K) | Linear Replacement Lamp | T8 Four-Foot | Dual Mode Internal Driver (UL Type A and Type B) |  | standard | TRUE |  | 2553 | 135.37 | 18.86 | 6.95 | 0.9663 | 3098 | 81.8 | 5 | 50000 | September, 28 2016 00:00:00 | Not Dimmable | Not Dimmable | No |  | FFFHEZ | [15 empty] | 89.5 |  | 1.16 | 1.36 | [6 empty] | 5 | 2553 | 135.37 | 18.86 | 6.95 | 0.97 | 3000 | 81.8 |  |  |  | FALSE | FALSE | FALSE | May, 02 2018 00:00:00 | 4.3 |  | standard |  |  |  |  | March, 30 2020 00:00:00 | FALSE | FALSE | FALSE | [6 empty] | AC | [7 empty] | FALSE
PXG1TYG1 | Shenzhen Topband Co., Ltd. | Topband | TPDF3T8X4NLA-18WBB(95F) | Linear Replacement Lamp | T8 Four-Foot | Dual Mode Internal Driver (UL Type A and Type B) |  | standard | FALSE | [10 empty] | September, 27 2016 00:00:00 | Not Dimmable | Not Dimmable | FALSE |  | FFFHEO | [25 empty] | 4.4 | 2035 | 113.58 | 17.92 | 18.03 | 0.93 | 5000 | 91.8 |  |  |  | FALSE | FALSE | FALSE | May, 02 2018 00:00:00 | 4.3 |  | standard |  |  |  |  | November, 02 2018 00:00:00 | FALSE | FALSE | FALSE | [6 empty] | AC | [7 empty] | FALSE
PCZGFNV7 | Kobi Electric, Inc. | KOBI ELECTRIC | T8-F4-2240-PP | Linear Replacement Lamp | T8 Four-Foot | Replacement Lamps (plug and play) (UL Type A) |  | standard | FALSE | [10 empty] | September, 27 2016 00:00:00 | Not Dimmable | Not Dimmable | NotYetVerified |  | NNNMAL | [25 empty] | 5 | 2800 | 127 | 22 | 20 | 0.9 | 4000 | 80 |  |  |  | FALSE | FALSE | FALSE | May, 02 2018 00:00:00 | 4.3 |  | standard |  |  |  |  | March, 30 2020 00:00:00 | FALSE | FALSE | FALSE | [6 empty] | AC | [7 empty] | FALSE
P4U3AYDA | Shenzhen Topband Co., Ltd. | TOPBAND | TPDF3T8X4NLA-18WBB(95C) | Linear Replacement Lamp | T8 Four-Foot | Dual Mode Internal Driver (UL Type A and Type B) |  | standard | FALSE | [10 empty] | September, 27 2016 00:00:00 | Not Dimmable | Not Dimmable | No |  | FFFHEN | [25 empty] | 5 | 2092 | 118.34 | 17.68 | 16.57 | 0.94 | 5000 | 94.1 |  |  |  | FALSE | FALSE | FALSE | May, 02 2018 00:00:00 | 4.3 |  | standard |  |  |  |  | March, 30 2020 00:00:00 | FALSE | FALSE | FALSE | [6 empty] | AC | [7 empty] | FALSE
PCXYZYHA | Kobi Electric, Inc. | KOBI ELECTRIC | T8-F4-2250-PP | Linear Replacement Lamp | T8 Four-Foot | Replacement Lamps (plug and play) (UL Type A) |  | standard | FALSE | [10 empty] | September, 27 2016 00:00:00 | Not Dimmable | Not Dimmable | NotYetVerified |  | NNNMAL | [25 empty] | 5 | 2800 | 127 | 22 | 20 | 0.9 | 5000 | 80 |  |  |  | FALSE | FALSE | FALSE | May, 02 2018 00:00:00 | 4.3 |  | standard |  |  |  |  | March, 30 2020 00:00:00 | FALSE | FALSE | FALSE | [6 empty] | AC | [7 empty] | FALSE
PRE1DGTK | Shenzhen Topband Co., Ltd. | Topband | TPDF3T8X4NLA-18WBB(94F) | Linear Replacement Lamp | T8 Four-Foot | Dual Mode Internal Driver (UL Type A and Type B) |  | standard | TRUE |  | 1963 | 111.03 | 17.68 | 17.51 | 0.9306 | 4019 | 90.3 | 5 | 50000 | September, 27 2016 00:00:00 | Not Dimmable | Not Dimmable | FALSE |  | FFFHEO | [15 empty] | 88.7 |  | 1.16 | 1.44 | [6 empty] | 4.4 | 1963 | 111.03 | 17.68 | 17.51 | 0.93 | 4000 | 90.3 |  |  |  | FALSE | FALSE | FALSE | May, 02 2018 00:00:00 | 4.3 |  | standard |  |  |  |  | November, 02 2018 00:00:00 | FALSE | FALSE | FALSE | [6 empty] | AC | [7 empty] | FALSE
PK39XNR9 | Shenzhen Topband Co., Ltd. | Topband | TPDF3T8X4NLA-18WBB(94C) | Linear Replacement Lamp | T8 Four-Foot | Dual Mode Internal Driver (UL Type A and Type B) |  | standard | TRUE |  | 2057 | 115.56 | 17.8 | 15.94 | 0.9358 | 4068 | 94.7 | 5 | 50000 | September, 27 2016 00:00:00 | Not Dimmable | Not Dimmable | FALSE |  | FFFHEN | [15 empty] | 91.2 |  | 1.22 | 1.32 | [6 empty] | 4.4 | 2051 | 116.53 | 17.6 | 15.94 | 0.94 | 4000 | 94.7 |  |  |  | FALSE | FALSE | FALSE | May, 02 2018 00:00:00 | 4.3 |  | standard |  |  |  |  | November, 02 2018 00:00:00 | FALSE | FALSE | FALSE | [6 empty] | AC | [7 empty] | FALSE
PXPMR4FZ | Kobi Electric, Inc. | KOBI ELECTRIC | T8-F4-2235-PP | Linear Replacement Lamp | T8 Four-Foot | Replacement Lamps (plug and play) (UL Type A) |  | standard | TRUE |  | 2758.44 | 127.71 | 21.6 | 5.4 | 0.989 | 3442 | 82.6 | 5 |  | September, 27 2016 00:00:00 | Not Dimmable | Not Dimmable | NotYetVerified |  | NNNMAL | [15 empty] | 84.2 |  | 1.22 | 1.32 | [6 empty] | 5 | 2650 | 120 | 22 | 20 | 0.9 | 3500 | 80 |  |  |  | FALSE | FALSE | FALSE | May, 02 2018 00:00:00 | 4.3 |  | standard |  |  |  |  | March, 30 2020 00:00:00 | FALSE | FALSE | FALSE | [6 empty] | AC | [7 empty] | FALSE
PKWBND1Y | Energy Efficiency Holdings, LLC | Every Watt Matters | T8-48-10-MDN-FG33-830-B2-304 | Linear Replacement Lamp | T8 Four-Foot | Replacement Lamps (plug and play) (UL Type A) |  | standard | TRUE |  | 1662.59 | 130.2 | 12.77 | 7.39 | 0.9684 | 3021 | 82.6 | 5 | 50000 | September, 26 2016 00:00:00 | Not Dimmable | Not Dimmable | No |  | WWWAMP | [15 empty] | 85.5 |  | 1.28 | 1.24 | [6 empty] | 5 | 1615 | 150 | 10 | 20 | 0.95 | 3000 | 83 |  |  |  | FALSE | FALSE | FALSE | May, 02 2018 00:00:00 | 4.3 |  | standard |  |  |  |  | March, 30 2020 00:00:00 | FALSE | FALSE | FALSE | [6 empty] | AC | [7 empty] | FALSE
P5UZ6FHM | Energy Efficiency Holdings, LLC | Every Watt Matters | T8-48-10-MDN-FG33-840-B2-304 | Linear Replacement Lamp | T8 Four-Foot | Replacement Lamps (plug and play) (UL Type A) |  | standard | FALSE | [10 empty] | September, 26 2016 00:00:00 | Not Dimmable | Not Dimmable | No |  | WWWAMP | [25 empty] | 5 | 1650 | 160 | 10 | 20 | 0.95 | 4000 | 83 |  |  |  | FALSE | FALSE | FALSE | May, 02 2018 00:00:00 | 4.3 |  | standard |  |  |  |  | March, 30 2020 00:00:00 | FALSE | FALSE | FALSE | [6 empty] | AC | [7 empty] | FALSE
PRWCGVW5 | Energy Efficiency Holdings, LLC | Every Watt Matters | T8-48-10-MDN-FG33-845-B2-304 | Linear Replacement Lamp | T8 Four-Foot | Replacement Lamps (plug and play) (UL Type A) |  | standard | FALSE | [10 empty] | September, 26 2016 00:00:00 | Not Dimmable | Not Dimmable | No |  | WWWAMP | [25 empty] | 5 | 1734 | 160 | 10 | 20 | 0.95 | 4500 | 83 |  |  |  | FALSE | FALSE | FALSE | May, 02 2018 00:00:00 | 4.3 |  | standard |  |  |  |  | March, 30 2020 00:00:00 | FALSE | FALSE | FALSE | [6 empty] | AC | [7 empty] | FALSE
PSPFXTD4 | Energy Efficiency Holdings, LLC | Every Watt Matters | T8-48-10-MDN-FG33-835-B2-304 | Linear Replacement Lamp | T8 Four-Foot | Replacement Lamps (plug and play) (UL Type A) |  | standard | FALSE | [10 empty] | September, 26 2016 00:00:00 | Not Dimmable | Not Dimmable | No |  | WWWAMP | [25 empty] | 5 | 1620 | 150 | 10 | 20 | 0.95 | 3500 | 83 |  |  |  | FALSE | FALSE | FALSE | May, 02 2018 00:00:00 | 4.3 |  | standard |  |  |  |  | March, 30 2020 00:00:00 | FALSE | FALSE | FALSE | [6 empty] | AC | [7 empty] | FALSE
PMU37G8X | Energy Efficiency Holdings, LLC | Every Watt Matters | T8-48-10-MDN-FG33-850-B2-304 | Linear Replacement Lamp | T8 Four-Foot | Replacement Lamps (plug and play) (UL Type A) |  | standard | FALSE | [10 empty] | September, 26 2016 00:00:00 | Not Dimmable | Not Dimmable | No |  | WWWAMP | [25 empty] | 5 | 1734 | 160 | 10 | 20 | 0.95 | 5000 | 83 |  |  |  | FALSE | FALSE | FALSE | May, 02 2018 00:00:00 | 4.3 |  | standard |  |  |  |  | March, 30 2020 00:00:00 | FALSE | FALSE | FALSE | [6 empty] | AC | [7 empty] | FALSE
PKUE4CCA | Davidson Industry, LLC | Enovo | eNOVOT8/XLUB/14K(4000K) | Linear Replacement Lamp | T8 Four-Foot | Dual Mode Internal Driver (UL Type A and Type B) |  | standard | FALSE | [10 empty] | September, 22 2016 00:00:00 | Not Dimmable | Not Dimmable | No |  | LLLATR | [25 empty] | 5 | 1813 | 125.03 | 14.5 | 9.44 | 0.909 | 4000 | 81.3 |  |  |  | FALSE | FALSE | FALSE | May, 02 2018 00:00:00 | 4.3 |  | standard |  |  |  |  | March, 30 2020 00:00:00 | FALSE | FALSE | FALSE | [6 empty] | AC | [7 empty] | FALSE
PUUW2PEU | Davidson Industry, LLC | Enovo | eNOVOT8/XLUB/14K(4500K) | Linear Replacement Lamp | T8 Four-Foot | Dual Mode Internal Driver (UL Type A and Type B) |  | standard | FALSE | [10 empty] | September, 22 2016 00:00:00 | Not Dimmable | Not Dimmable | No |  | LLLATR | [25 empty] | 5 | 1822 | 125.66 | 14.5 | 9.44 | 0.909 | 4500 | 81.3 |  |  |  | FALSE | FALSE | FALSE | May, 02 2018 00:00:00 | 4.3 |  | standard |  |  |  |  | March, 30 2020 00:00:00 | FALSE | FALSE | FALSE | [6 empty] | AC | [7 empty] | FALSE
P3T4CE9X | Davidson Industry, LLC | Enovo | eNOVOT8/XLUA/14K(5000K) | Linear Replacement Lamp | T8 Four-Foot | Replacement Lamps (plug and play) (UL Type A) |  | standard | FALSE | [10 empty] | September, 22 2016 00:00:00 | Not Dimmable | Not Dimmable | No |  | LLLATS | [25 empty] | 5 | 1861 | 127.38 | 14.61 | 14.72 | 0.9015 | 5000 | 82 |  |  |  | FALSE | FALSE | FALSE | May, 02 2018 00:00:00 | 4.3 |  | standard |  |  |  |  | March, 30 2020 00:00:00 | FALSE | FALSE | FALSE | [6 empty] | AC | [7 empty] | FALSE
PES681F4 | Signify North America Corporation | Philips | 9290011241C | Linear Replacement Lamp | T8 Four-Foot | Replacement Lamps (plug and play) (UL Type A) |  | standard | FALSE | [10 empty] | September, 22 2016 00:00:00 | Not Dimmable | Not Dimmable | No |  | KKKZHN | [25 empty] | 5 | 1600 | 123.08 | 13 | 8 | 0.9 | 4000 | 82 |  |  |  | FALSE | FALSE | FALSE | May, 02 2018 00:00:00 | 4.3 |  | standard |  |  |  |  | March, 30 2020 00:00:00 | FALSE | FALSE | FALSE | [6 empty] | AC | [7 empty] | FALSE
PP5W5E5Y | Davidson Industry, LLC | Enovo | eNOVOT8/XLUB/14K(3000K) | Linear Replacement Lamp | T8 Four-Foot | Dual Mode Internal Driver (UL Type A and Type B) |  | standard | TRUE |  | 1795 | 123.54 | 14.53 | 9.44 | 0.9085 | 2942 | 81.3 | 5 | 50000 | September, 22 2016 00:00:00 | Not Dimmable | Not Dimmable | NO |  | LLLATR | [15 empty] | 86.3 |  | 1.22 | 1.24 | [6 empty] | 5 | 1795 | 123.54 | 14.53 | 9.44 | 0.909 | 3000 | 81.3 |  |  |  | FALSE | FALSE | FALSE | May, 02 2018 00:00:00 | 4.3 |  | standard |  |  |  |  | March, 30 2020 00:00:00 | FALSE | FALSE | FALSE | [6 empty] | AC | [7 empty] | FALSE
PT3267V4 | Davidson Industry, LLC | Enovo | eNOVOT8/XLUA/14K(4000K) | Linear Replacement Lamp | T8 Four-Foot | Replacement Lamps (plug and play) (UL Type A) |  | standard | FALSE | [10 empty] | September, 22 2016 00:00:00 | Not Dimmable | Not Dimmable | No |  | LLLATS | [25 empty] | 5 | 1809 | 123.91 | 14.6 | 14.69 | 0.9037 | 4000 | 83 |  |  |  | FALSE | FALSE | FALSE | May, 02 2018 00:00:00 | 4.3 |  | standard |  |  |  |  | March, 30 2020 00:00:00 | FALSE | FALSE | FALSE | [6 empty] | AC | [7 empty] | FALSE
P1CQAFXR | Signify North America Corporation | Philips | 9290011242C | Linear Replacement Lamp | T8 Four-Foot | Replacement Lamps (plug and play) (UL Type A) |  | standard | FALSE | [10 empty] | September, 22 2016 00:00:00 | Not Dimmable | Not Dimmable | No |  | KKKZHN | [25 empty] | 5 | 1600 | 123.08 | 13 | 8 | 0.9 | 5000 | 82 |  |  |  | FALSE | FALSE | FALSE | May, 02 2018 00:00:00 | 4.3 |  | standard |  |  |  |  | March, 30 2020 00:00:00 | FALSE | FALSE | FALSE | [6 empty] | AC | [7 empty] | FALSE
PCY5A5J7 | Signify North America Corporation | PHILIPS | 9290011240C | Linear Replacement Lamp | T8 Four-Foot | Replacement Lamps (plug and play) (UL Type A) |  | standard | TRUE |  | 1755 | 143.2 | 12.26 | 10.55 | 0.952 | 3441 | 83 | 5 | 50000 | September, 22 2016 00:00:00 | Not Dimmable | Not Dimmable | No |  | KKKZHN | [15 empty] | 82.86 |  | 1.26 | 1.29 | [6 empty] | 4.4 | 1500 | 115.38 | 13 | 8 | 0.9 | 3500 | 82 |  |  |  | FALSE | FALSE | FALSE | May, 02 2018 00:00:00 | 4.3 |  | standard |  |  |  |  | November, 02 2018 00:00:00 | FALSE | FALSE | FALSE | [6 empty] | AC | [7 empty] | FALSE
PR4AQ2HG | Davidson Industry, LLC | Enovo | eNOVOT8/XLUB/14K(3500K) | Linear Replacement Lamp | T8 Four-Foot | Dual Mode Internal Driver (UL Type A and Type B) |  | standard | FALSE | [10 empty] | September, 22 2016 00:00:00 | Not Dimmable | Not Dimmable | No |  | LLLATR | [25 empty] | 5 | 1804 | 124.41 | 14.5 | 9.44 | 0.909 | 3500 | 81.3 |  |  |  | FALSE | FALSE | FALSE | May, 02 2018 00:00:00 | 4.3 |  | standard |  |  |  |  | March, 30 2020 00:00:00 | FALSE | FALSE | FALSE | [6 empty] | AC | [7 empty] | FALSE
PK9D2ZDN | Davidson Industry, LLC | Enovo | eNOVOT8/XLUA/14K(4500K) | Linear Replacement Lamp | T8 Four-Foot | Replacement Lamps (plug and play) (UL Type A) |  | standard | FALSE | [10 empty] | September, 22 2016 00:00:00 | Not Dimmable | Not Dimmable | No |  | LLLATS | [25 empty] | 5 | 1835 | 125.71 | 14.6 | 14.69 | 0.9037 | 4500 | 83 |  |  |  | FALSE | FALSE | FALSE | May, 02 2018 00:00:00 | 4.3 |  | standard |  |  |  |  | March, 30 2020 00:00:00 | FALSE | FALSE | FALSE | [6 empty] | AC | [7 empty] | FALSE
P3SGCQBR | Goodlite Products Inc | GOODLITE PRODUCTS | G-83460 | Linear Replacement Lamp | T8 Four-Foot | Replacement Lamps (plug and play) (UL Type A) |  | standard | TRUE |  | 2267.8 | 118.93 | 19.07 | 6.71 | 0.9773 | 2931 | 82.3 | 5 | 50000 | September, 22 2016 00:00:00 | Not Dimmable | Not Dimmable | No |  | JJJMBM | [15 empty] | 89.9 |  | 1.3 | 1.4 | [6 empty] | 5 | 2200 | 122 | 18 | 7 | 0.9 | 3000 | 80 |  |  |  | FALSE | FALSE | FALSE | May, 02 2018 00:00:00 | 4.3 |  | standard |  |  |  |  | March, 30 2020 00:00:00 | FALSE | FALSE | FALSE | [6 empty] | AC | [7 empty] | FALSE
PCATVZCG | Davidson Industry, LLC | Enovo | eNOVOT8/XLUB/14K(5000K) | Linear Replacement Lamp | T8 Four-Foot | Dual Mode Internal Driver (UL Type A and Type B) |  | standard | FALSE | [10 empty] | September, 22 2016 00:00:00 | Not Dimmable | Not Dimmable | No |  | LLLATR | [25 empty] | 5 | 1831 | 126.54 | 14.47 | 9.58 | 0.907 | 5000 | 83.8 |  |  |  | FALSE | FALSE | FALSE | May, 02 2018 00:00:00 | 4.3 |  | standard |  |  |  |  | March, 30 2020 00:00:00 | FALSE | FALSE | FALSE | [6 empty] | AC | [7 empty] | FALSE
PFYYVH32 | Goodlite Products Inc | GOODLITE PRODUCTS | G-83463 | Linear Replacement Lamp | T8 Four-Foot | Replacement Lamps (plug and play) (UL Type A) |  | standard | FALSE | [10 empty] | September, 22 2016 00:00:00 | Not Dimmable | Not Dimmable | No |  | JJJMBM | [25 empty] | 5 | 2300 | 128 | 18 | 7 | 0.9 | 5000 | 80 |  |  |  | FALSE | FALSE | FALSE | May, 02 2018 00:00:00 | 4.3 |  | standard |  |  |  |  | March, 30 2020 00:00:00 | FALSE | FALSE | FALSE | [6 empty] | AC | [7 empty] | FALSE
PZ96MQD8 | Davidson Industry, LLC | Enovo | eNOVOT8/XLUA/14K(3500K) | Linear Replacement Lamp | T8 Four-Foot | Replacement Lamps (plug and play) (UL Type A) |  | standard | FALSE | [10 empty] | September, 22 2016 00:00:00 | Not Dimmable | Not Dimmable | No |  | LLLATS | [25 empty] | 5 | 1782 | 122.11 | 14.6 | 14.69 | 0.9037 | 3500 | 83 |  |  |  | FALSE | FALSE | FALSE | May, 02 2018 00:00:00 | 4.3 |  | standard |  |  |  |  | March, 30 2020 00:00:00 | FALSE | FALSE | FALSE | [6 empty] | AC | [7 empty] | FALSE
P11G3XWM | Goodlite Products Inc | GOODLITE PRODUCTS | G-83461 | Linear Replacement Lamp | T8 Four-Foot | Replacement Lamps (plug and play) (UL Type A) |  | standard | FALSE | [10 empty] | September, 22 2016 00:00:00 | Not Dimmable | Not Dimmable | No |  | JJJMBM | [25 empty] | 5 | 2200 | 122 | 18 | 7 | 0.9 | 3500 | 80 |  |  |  | FALSE | FALSE | FALSE | May, 02 2018 00:00:00 | 4.3 |  | standard |  |  |  |  | March, 30 2020 00:00:00 | FALSE | FALSE | FALSE | [6 empty] | AC | [7 empty] | FALSE
PVBC6ZQN | Goodlite Products Inc | GOODLITE PRODUCTS | G-83462 | Linear Replacement Lamp | T8 Four-Foot | Replacement Lamps (plug and play) (UL Type A) |  | standard | FALSE | [10 empty] | September, 22 2016 00:00:00 | Not Dimmable | Not Dimmable | No |  | JJJMBM | [25 empty] | 5 | 2200 | 122 | 18 | 7 | 0.9 | 4000 | 80 |  |  |  | FALSE | FALSE | FALSE | May, 02 2018 00:00:00 | 4.3 |  | standard |  |  |  |  | March, 30 2020 00:00:00 | FALSE | FALSE | FALSE | [6 empty] | AC | [7 empty] | FALSE
PYHA1FCV | Davidson Industry, LLC | Enovo | eNOVOT8/XLUA/14K(3000K) | Linear Replacement Lamp | T8 Four-Foot | Replacement Lamps (plug and play) (UL Type A) |  | standard | TRUE |  | 1745 | 118.79 | 14.69 | 14.69 | 0.9037 | 2943 | 83 | 5 | 50000 | September, 22 2016 00:00:00 | Not Dimmable | Not Dimmable | No |  | LLLATS | [15 empty] | 85.2 |  | 1.22 | 1.3 | [6 empty] | 5 | 1756 | 120.44 | 14.58 | 14.69 | 0.9037 | 3000 | 83 |  |  |  | FALSE | FALSE | FALSE | May, 02 2018 00:00:00 | 4.3 |  | standard |  |  |  |  | March, 30 2020 00:00:00 | FALSE | FALSE | FALSE | [6 empty] | AC | [7 empty] | FALSE
PQSYPET1 | LumiRich Co. Ltd | Lumirich | FLC12-5000K-G6-B | Linear Replacement Lamp | T8 Four-Foot | Replacement Lamps (plug and play) (UL Type A) |  | standard | FALSE | [10 empty] | September, 21 2016 00:00:00 | Not Dimmable | Not Dimmable | FALSE |  | FFFHDO | [25 empty] | 4.4 | 2230 | 113.8 | 19.6 | 10.72 | 0.96 | 5000 | 83.5 |  |  |  | FALSE | FALSE | FALSE | May, 02 2018 00:00:00 | 4.3 |  | standard |  |  |  |  | November, 02 2018 00:00:00 | FALSE | FALSE | FALSE | [6 empty] | AC | [7 empty] | FALSE
P6E21F85 | LumiRich Co. Ltd | Lumirich | FLC12-3000K-G6-B | Linear Replacement Lamp | T8 Four-Foot | Replacement Lamps (plug and play) (UL Type A) |  | standard | TRUE |  | 2230.5 | 113.8 | 20 | 10.72 | 0.964 | 3102 | 84.2 | 5 | 50000 | September, 21 2016 00:00:00 | Not Dimmable | Not Dimmable | No |  | FFFHDO | [15 empty] | 85.1 |  | 1.22 | 1.24 | [6 empty] | 5 | 2230 | 113.8 | 19.6 | 10.72 | 0.96 | 3000 | 84.2 |  |  |  | FALSE | FALSE | FALSE | May, 02 2018 00:00:00 | 4.3 |  | standard |  |  |  |  | March, 30 2020 00:00:00 | FALSE | FALSE | FALSE | [6 empty] | AC | [7 empty] | FALSE
P2XBQXQ1 | LEDVANCE, LLC (formerly OSRAM SYLVANIA, INC) | Sylvania | LED12T8/L48/FG/841/SUB/G6 | Linear Replacement Lamp | T8 Four-Foot | Replacement Lamps (plug and play) (UL Type A) |  | standard | TRUE |  | 1824.21 | 118.69 | 15.37 | 18.34 | 0.947 | 4105 | 83.5 | 5 | 50000 | September, 21 2016 00:00:00 | Not Dimmable | Not Dimmable | No | Updated on 12/1/2016 | SSSBRO | [15 empty] | 83.7 |  | 1.26 | 1.2 | [6 empty] | 5 | 1824.21 | 118.69 | 15.37 | 18.34 | 0.95 | 4100 | 83.5 |  |  |  | FALSE | FALSE | FALSE | May, 02 2018 00:00:00 | 4.3 |  | standard |  |  |  |  | March, 30 2020 00:00:00 | FALSE | FALSE | FALSE | [6 empty] | AC | [7 empty] | FALSE
PXEJQXV4 | LEDVANCE, LLC (formerly OSRAM SYLVANIA, INC) | Sylvania | LED12T8/L48/FG/830/SUB/G6 | Linear Replacement Lamp | T8 Four-Foot | Replacement Lamps (plug and play) (UL Type A) |  | standard | TRUE |  | 1750.45 | 115.46 | 15.16 | 17.83 | 0.951 | 3065 | 82.5 | 5 | 50000 | September, 21 2016 00:00:00 | Not Dimmable | Not Dimmable | No |  | SSSBRN | [15 empty] | 84.1 |  | 1.32 | 1.24 | [6 empty] | 5 | 1750.45 | 115.46 | 15.16 | 17.83 | 0.95 | 3065 | 82.5 |  |  |  | FALSE | FALSE | FALSE | May, 02 2018 00:00:00 | 4.3 |  | standard |  |  |  |  | March, 30 2020 00:00:00 | FALSE | FALSE | FALSE | [6 empty] | AC | [7 empty] | FALSE
P51T1Q6N | LumiRich Co. Ltd | Lumirich | FLC12-3500K-G6-B | Linear Replacement Lamp | T8 Four-Foot | Replacement Lamps (plug and play) (UL Type A) |  | standard | FALSE | [10 empty] | September, 21 2016 00:00:00 | Not Dimmable | Not Dimmable | FALSE |  | FFFHDO | [25 empty] | 4.4 | 2230 | 113.8 | 19.6 | 10.72 | 0.96 | 3500 | 84 |  |  |  | FALSE | FALSE | FALSE | May, 02 2018 00:00:00 | 4.3 |  | standard |  |  |  |  | November, 02 2018 00:00:00 | FALSE | FALSE | FALSE | [6 empty] | AC | [7 empty] | FALSE
PAGQXW8C | LumiRich Co. Ltd | Lumirich | FLC12-4100K-G6-B | Linear Replacement Lamp | T8 Four-Foot | Replacement Lamps (plug and play) (UL Type A) |  | standard | FALSE | [10 empty] | September, 21 2016 00:00:00 | Not Dimmable | Not Dimmable | FALSE |  | FFFHDO | [25 empty] | 4.4 | 2230 | 113.8 | 19.6 | 10.72 | 0.96 | 4100 | 84 |  |  |  | FALSE | FALSE | FALSE | May, 02 2018 00:00:00 | 4.3 |  | standard |  |  |  |  | November, 02 2018 00:00:00 | FALSE | FALSE | FALSE | [6 empty] | AC | [7 empty] | FALSE
PN2SXEQJ | LEDVANCE, LLC (formerly OSRAM SYLVANIA, INC) | Sylvania | LED12T8/L48/FG/835/SUB/G6 | Linear Replacement Lamp | T8 Four-Foot | Replacement Lamps (plug and play) (UL Type A) |  | standard | FALSE | [10 empty] | September, 21 2016 00:00:00 | Not Dimmable | Not Dimmable | No |  | SSSBRN | [25 empty] | 4.4 | 1774.4 | 112.74 | 15.74 | 17.84 | 0.95 | 3544 | 84.2 |  |  |  | FALSE | FALSE | FALSE | May, 02 2018 00:00:00 | 4.3 |  | standard |  |  |  |  | November, 02 2018 00:00:00 | FALSE | FALSE | FALSE | [6 empty] | AC | [7 empty] | FALSE
PJ7BCTDU | LEDVANCE, LLC (formerly OSRAM SYLVANIA, INC) | Sylvania | LED12T8/L48/FG/850/SUB/G6 | Linear Replacement Lamp | T8 Four-Foot | Replacement Lamps (plug and play) (UL Type A) |  | standard | FALSE | [10 empty] | September, 21 2016 00:00:00 | Not Dimmable | Not Dimmable | No | Updated on 12/1/2016 | SSSBRO | [25 empty] | 5 | 1841.2 | 119.99 | 15.34 | 18.19 | 0.95 | 5000 | 83 |  |  |  | FALSE | FALSE | FALSE | May, 02 2018 00:00:00 | 4.3 |  | standard |  |  |  |  | March, 30 2020 00:00:00 | FALSE | FALSE | FALSE | [6 empty] | AC | [7 empty] | FALSE
PA9CPZNQ | Optimal LED | OPTIMALLED | 8813NX1510W30AGFD-101 | Linear Replacement Lamp | T8 Four-Foot | Dual Mode Internal Driver (UL Type A and Type B) |  | standard | TRUE |  | 2172 | 133.25 | 16.3 | 6.91 | 0.9572 | 3012 | 81.8 | 5 | 50000 | September, 19 2016 00:00:00 | Not Yet Verified | Not Yet Verified | NotYetVerified | Product updated on 12/13/2017 | KKKZGV | [15 empty] | 90 |  | 1.16 | 1.38 | [6 empty] | 5 | 2172 | 133 | 16.3 | 20 | 0.9 | 3000 | 83 |  |  |  | FALSE | FALSE | FALSE | May, 02 2018 00:00:00 | 4.3 |  | standard |  |  |  |  | March, 30 2020 00:00:00 | FALSE | FALSE | FALSE | [6 empty] | AC | [7 empty] | FALSE
P1JX5MNJ | Optimal LED | OPTIMALLED | 8813NX1510W50AGCD-101 | Linear Replacement Lamp | T8 Four-Foot | Dual Mode Internal Driver (UL Type A and Type B) |  | standard | FALSE | [10 empty] | September, 19 2016 00:00:00 | Not Yet Verified | Not Yet Verified | NotYetVerified | Product updated on 12/13/2017 | KKKZGV | [25 empty] | 5 | 2172 | 133 | 16.3 | 20 | 0.9 | 5000 | 83 |  |  |  | FALSE | FALSE | FALSE | May, 02 2018 00:00:00 | 4.3 |  | standard |  |  |  |  | March, 30 2020 00:00:00 | FALSE | FALSE | FALSE | [6 empty] | AC | [7 empty] | FALSE
PVYMRSY5 | Optimal LED | OPTIMALLED | 8813NX1510W50AGFD-101 | Linear Replacement Lamp | T8 Four-Foot | Dual Mode Internal Driver (UL Type A and Type B) |  | standard | FALSE | [10 empty] | September, 19 2016 00:00:00 | Not Yet Verified | Not Yet Verified | NotYetVerified | Product updated on 12/13/2017 | KKKZGV | [25 empty] | 5 | 2172 | 133 | 16.3 | 20 | 0.9 | 5000 | 83 |  |  |  | FALSE | FALSE | FALSE | May, 02 2018 00:00:00 | 4.3 |  | standard |  |  |  |  | March, 30 2020 00:00:00 | FALSE | FALSE | FALSE | [6 empty] | AC | [7 empty] | FALSE
PYDSWQS2 | Optimal LED | OPTIMALLED | 9313NX1621W40AGCO | Linear Replacement Lamp | T8 Four-Foot | Replacement Lamps (plug and play) (UL Type A) |  | standard | FALSE | [10 empty] | September, 19 2016 00:00:00 | Not Dimmable | Not Dimmable | NotYetVerified | Product updated on 5/20/2017 | KKKZGY | [25 empty] | 5 | 2300 | 142 | 16.2 | 11.28 | 0.9057 | 4000 | 81.6 |  |  |  | FALSE | FALSE | FALSE | May, 02 2018 00:00:00 | 4.3 |  | standard |  |  |  |  | March, 30 2020 00:00:00 | FALSE | FALSE | FALSE | [6 empty] | AC | [7 empty] | FALSE
PU48SWR1 | Optimal LED | OPTIMALLED | 8813NX1510W40AGFD-101 | Linear Replacement Lamp | T8 Four-Foot | Dual Mode Internal Driver (UL Type A and Type B) |  | standard | FALSE | [10 empty] | September, 19 2016 00:00:00 | Not Yet Verified | Not Yet Verified | NotYetVerified | Product updated on 12/13/2017 | KKKZGV | [25 empty] | 5 | 2172 | 133 | 16.3 | 20 | 0.9 | 4000 | 83 |  |  |  | FALSE | FALSE | FALSE | May, 02 2018 00:00:00 | 4.3 |  | standard |  |  |  |  | March, 30 2020 00:00:00 | FALSE | FALSE | FALSE | [6 empty] | AC | [7 empty] | FALSE
PSBJ9YFJ | Great Lakes Electric LLC | GLE | GLE-T8-16W-1200PB | Linear Replacement Lamp | T8 Four-Foot | Dual Mode Internal Driver (UL Type A and Type B) |  | standard | FALSE | [10 empty] | September, 19 2016 00:00:00 | Not Dimmable | Not Dimmable | NotYetVerified |  | JJJMBI | [25 empty] | 5 | 2160 | 120 | 18 | 7.63 | 0.9 | 3500 | 80 |  |  |  | FALSE | FALSE | FALSE | May, 02 2018 00:00:00 | 4.3 |  | standard |  |  |  |  | March, 30 2020 00:00:00 | FALSE | FALSE | FALSE | [6 empty] | AC | [7 empty] | FALSE
PVEMD2U6 | Optimal LED | OPTIMALLED | 9313NX1621W30AGCO | Linear Replacement Lamp | T8 Four-Foot | Replacement Lamps (plug and play) (UL Type A) |  | standard | FALSE | [10 empty] | September, 19 2016 00:00:00 | Not Dimmable | Not Dimmable | NotYetVerified | Product updated on 5/20/2017 | KKKZGY | [25 empty] | 5 | 2300 | 142 | 16.2 | 11.28 | 0.9057 | 3000 | 81.6 |  |  |  | FALSE | FALSE | FALSE | May, 02 2018 00:00:00 | 4.3 |  | standard |  |  |  |  | March, 30 2020 00:00:00 | FALSE | FALSE | FALSE | [6 empty] | AC | [7 empty] | FALSE
PXDNPCKQ | Optimal LED | OPTIMALLED | 9313NX1621W30AMFO | Linear Replacement Lamp | T8 Four-Foot | Replacement Lamps (plug and play) (UL Type A) |  | standard | TRUE |  | 2112 | 130.77 | 16.15 | 7.36 | 0.9551 | 2982 | 81.2 | 5 | 50000 | September, 19 2016 00:00:00 | Not Dimmable | Not Dimmable | NotYetVerified | Product updated on 5/20/2017 | KKKZGY | [15 empty] | 84.5 |  | 1.25 | 1.21 | [6 empty] | 5 | 2112 | 130.77 | 16.15 | 20 | 0.9 | 3000 | 81.8 |  |  |  | FALSE | FALSE | FALSE | May, 02 2018 00:00:00 | 4.3 |  | standard |  |  |  |  | March, 30 2020 00:00:00 | FALSE | FALSE | FALSE | [6 empty] | AC | [7 empty] | FALSE
PH4XHDH9 | Optimal LED | OPTIMALLED | 8813nx1510w27amfd | Linear Replacement Lamp | T8 Four-Foot | Dual Mode Internal Driver (UL Type A and Type B) |  | standard | TRUE |  | 1929 | 109 | 17.7 | 17.9 | 0.9557 | 2655 | 81.6 | 5 | 50000 | September, 19 2016 00:00:00 | Not Yet Verified | Not Yet Verified | NotYetVerified | Lastx represents either s for single-end power input or T for double-end inputs; Product de-listed on 4/1/2017, re-listed on 4/28/2017 due to allowances requirements change | KKKZGV | [15 empty] | 84.9 |  | 1.25 | 1.4 | [6 empty] | 4.4 | 2040 | 120 | 17.7 | 20 | 0.9 | 2700 | 83 |  |  |  | FALSE | TRUE | FALSE | May, 02 2018 00:00:00 | 4.3 |  | standard |  |  |  |  | November, 02 2018 00:00:00 | FALSE | FALSE | FALSE | [6 empty] | AC | [7 empty] | FALSE
PH6XDQ42 | Optimal LED | OPTIMALLED | 9313NX1621W40AMFO | Linear Replacement Lamp | T8 Four-Foot | Replacement Lamps (plug and play) (UL Type A) |  | standard | FALSE | [10 empty] | September, 19 2016 00:00:00 | Not Dimmable | Not Dimmable | NotYetVerified | Product updated on 5/20/2017 | KKKZGY | [25 empty] | 5 | 2112 | 130.77 | 16.15 | 20 | 0.9 | 4000 | 81.8 |  |  |  | FALSE | FALSE | FALSE | May, 02 2018 00:00:00 | 4.3 |  | standard |  |  |  |  | March, 30 2020 00:00:00 | FALSE | FALSE | FALSE | [6 empty] | AC | [7 empty] | FALSE
PVH1JJJZ | Optimal LED | OPTIMALLED | 9313NX1621W50AGCO | Linear Replacement Lamp | T8 Four-Foot | Replacement Lamps (plug and play) (UL Type A) |  | standard | FALSE | [10 empty] | September, 19 2016 00:00:00 | Not Dimmable | Not Dimmable | NotYetVerified | Product updated on 5/20/2017 | KKKZGY | [25 empty] | 5 | 2300 | 142 | 16.2 | 11.28 | 0.9048 | 5000 | 81.6 |  |  |  | FALSE | FALSE | FALSE | May, 02 2018 00:00:00 | 4.3 |  | standard |  |  |  |  | March, 30 2020 00:00:00 | FALSE | FALSE | FALSE | [6 empty] | AC | [7 empty] | FALSE
P71Y2T98 | Great Lakes Electric LLC | GLE | GLE-T8-20W-1200PN | Linear Replacement Lamp | T8 Four-Foot | Dual Mode Internal Driver (UL Type A and Type B) |  | standard | FALSE | [10 empty] | September, 19 2016 00:00:00 | Not Dimmable | Not Dimmable | NotYetVerified |  | JJJMBJ | [25 empty] | 5 | 2400 | 120 | 20 | 5.79 | 0.9 | 4000 | 80 |  |  |  | FALSE | FALSE | FALSE | May, 02 2018 00:00:00 | 4.3 |  | standard |  |  |  |  | March, 30 2020 00:00:00 | FALSE | FALSE | FALSE | [6 empty] | AC | [7 empty] | FALSE
P8US9SXM | Great Lakes Electric LLC | GLE | GLE-T8-20W-1200PH | Linear Replacement Lamp | T8 Four-Foot | Dual Mode Internal Driver (UL Type A and Type B) |  | standard | FALSE | [10 empty] | September, 19 2016 00:00:00 | Not Dimmable | Not Dimmable | NotYetVerified |  | JJJMBJ | [25 empty] | 5 | 2400 | 120 | 20 | 5.79 | 0.9 | 4500 | 80 |  |  |  | FALSE | FALSE | FALSE | May, 02 2018 00:00:00 | 4.3 |  | standard |  |  |  |  | March, 30 2020 00:00:00 | FALSE | FALSE | FALSE | [6 empty] | AC | [7 empty] | FALSE
PBCSZCQ3 | Great Lakes Electric LLC | GLE | GLE-T8-16W-1200PD | Linear Replacement Lamp | T8 Four-Foot | Dual Mode Internal Driver (UL Type A and Type B) |  | standard | FALSE | [10 empty] | September, 19 2016 00:00:00 | Not Dimmable | Not Dimmable | NotYetVerified |  | JJJMBI | [25 empty] | 5 | 2160 | 120 | 18 | 7.63 | 0.9 | 5000 | 80 |  |  |  | FALSE | FALSE | FALSE | May, 02 2018 00:00:00 | 4.3 |  | standard |  |  |  |  | March, 30 2020 00:00:00 | FALSE | FALSE | FALSE | [6 empty] | AC | [7 empty] | FALSE
P58P15ZN | Great Lakes Electric LLC | GLE | GLE-T8-16W-1200PW | Linear Replacement Lamp | T8 Four-Foot | Dual Mode Internal Driver (UL Type A and Type B) |  | standard | TRUE |  | 2034.7 | 114.76 | 17.73 | 7.63 | 0.9727 | 2884 | 81.9 | 5 | 50000 | September, 19 2016 00:00:00 | Not Dimmable | Not Dimmable | NotYetVerified |  | JJJMBI | [15 empty] | 84.2 |  | 1.24 | 1.42 | [6 empty] | 5 | 2160 | 120 | 18 | 7.63 | 0.9 | 3000 | 80 |  |  |  | FALSE | FALSE | FALSE | May, 02 2018 00:00:00 | 4.3 |  | standard |  |  |  |  | March, 30 2020 00:00:00 | FALSE | FALSE | FALSE | [6 empty] | AC | [7 empty] | FALSE
P42GCUFM | Great Lakes Electric LLC | GLE | GLE-T8-20W-1200PW | Linear Replacement Lamp | T8 Four-Foot | Dual Mode Internal Driver (UL Type A and Type B) |  | standard | TRUE |  | 2395 | 114.8 | 20.86 | 5.79 | 0.9799 | 2887 | 81.9 | 5 | 50000 | September, 19 2016 00:00:00 | Not Dimmable | Not Dimmable | NotYetVerified | Product updated 9/21/2016 | JJJMBJ | [15 empty] | 84.7 |  | 1.22 | 1.38 | [6 empty] | 5 | 2600 | 130 | 20 | 5.79 | 0.9 | 3000 | 80 |  |  |  | FALSE | FALSE | FALSE | May, 02 2018 00:00:00 | 4.3 |  | standard |  |  |  |  | March, 30 2020 00:00:00 | FALSE | FALSE | FALSE | [6 empty] | AC | [7 empty] | FALSE
PKVR4HRE | Optimal LED | OPTIMALLED | 8813NX1510W30AGCD-101 | Linear Replacement Lamp | T8 Four-Foot | Dual Mode Internal Driver (UL Type A and Type B) |  | standard | FALSE | [10 empty] | September, 19 2016 00:00:00 | Not Yet Verified | Not Yet Verified | NotYetVerified | Product updated on 12/13/2017 | KKKZGV | [25 empty] | 5 | 2172 | 133 | 16.3 | 20 | 0.9 | 3000 | 83 |  |  |  | FALSE | FALSE | FALSE | May, 02 2018 00:00:00 | 4.3 |  | standard |  |  |  |  | March, 30 2020 00:00:00 | FALSE | FALSE | FALSE | [6 empty] | AC | [7 empty] | FALSE
PVWTA4ST | Optimal LED | OPTIMALLED | 8813NX1510W40AGCD-101 | Linear Replacement Lamp | T8 Four-Foot | Dual Mode Internal Driver (UL Type A and Type B) |  | standard | FALSE | [10 empty] | September, 19 2016 00:00:00 | Not Yet Verified | Not Yet Verified | NotYetVerified | Product updated on 12/13/2017 | KKKZGV | [25 empty] | 5 | 2172 | 133 | 16.3 | 20 | 0.9 | 4000 | 83 |  |  |  | FALSE | FALSE | FALSE | May, 02 2018 00:00:00 | 4.3 |  | standard |  |  |  |  | March, 30 2020 00:00:00 | FALSE | FALSE | FALSE | [6 empty] | AC | [7 empty] | FALSE
PXESHUBS | Optimal LED | OPTIMALLED | 9313NX1621W50AMFO | Linear Replacement Lamp | T8 Four-Foot | Replacement Lamps (plug and play) (UL Type A) |  | standard | FALSE | [10 empty] | September, 19 2016 00:00:00 | Not Dimmable | Not Dimmable | NotYetVerified | Product updated on 5/20/2017 | KKKZGY | [25 empty] | 5 | 2112 | 130.77 | 16.15 | 20 | 0.9 | 5000 | 80.7 |  |  |  | FALSE | FALSE | FALSE | May, 02 2018 00:00:00 | 4.3 |  | standard |  |  |  |  | March, 30 2020 00:00:00 | FALSE | FALSE | FALSE | [6 empty] | AC | [7 empty] | FALSE
PBXS7H3C | Great Lakes Electric LLC | GLE | GLE-T8-16W-1200PH | Linear Replacement Lamp | T8 Four-Foot | Dual Mode Internal Driver (UL Type A and Type B) |  | standard | FALSE | [10 empty] | September, 19 2016 00:00:00 | Not Dimmable | Not Dimmable | NotYetVerified |  | JJJMBI | [25 empty] | 5 | 2160 | 120 | 18 | 7.63 | 0.9 | 4500 | 80 |  |  |  | FALSE | FALSE | FALSE | May, 02 2018 00:00:00 | 4.3 |  | standard |  |  |  |  | March, 30 2020 00:00:00 | FALSE | FALSE | FALSE | [6 empty] | AC | [7 empty] | FALSE
PZ9V7XXA | Great Lakes Electric LLC | GLE | GLE-T8-20W-1200PD | Linear Replacement Lamp | T8 Four-Foot | Dual Mode Internal Driver (UL Type A and Type B) |  | standard | FALSE | [10 empty] | September, 19 2016 00:00:00 | Not Dimmable | Not Dimmable | NotYetVerified |  | JJJMBJ | [25 empty] | 5 | 2400 | 120 | 20 | 5.79 | 0.9 | 5000 | 80 |  |  |  | FALSE | FALSE | FALSE | May, 02 2018 00:00:00 | 4.3 |  | standard |  |  |  |  | March, 30 2020 00:00:00 | FALSE | FALSE | FALSE | [6 empty] | AC | [7 empty] | FALSE
P1AYBFD4 | Great Lakes Electric LLC | GLE | GLE-T8-20W-1200PB | Linear Replacement Lamp | T8 Four-Foot | Dual Mode Internal Driver (UL Type A and Type B) |  | standard | FALSE | [10 empty] | September, 19 2016 00:00:00 | Not Dimmable | Not Dimmable | NotYetVerified | Product updated 9/21/2016 | JJJMBJ | [25 empty] | 5 | 2600 | 130 | 20 | 5.79 | 0.9 | 3500 | 80 |  |  |  | FALSE | FALSE | FALSE | May, 02 2018 00:00:00 | 4.3 |  | standard |  |  |  |  | March, 30 2020 00:00:00 | FALSE | FALSE | FALSE | [6 empty] | AC | [7 empty] | FALSE
P721UJ4F | Great Lakes Electric LLC | GLE | GLE-T8-16W-1200PN | Linear Replacement Lamp | T8 Four-Foot | Dual Mode Internal Driver (UL Type A and Type B) |  | standard | FALSE | [10 empty] | September, 19 2016 00:00:00 | Not Dimmable | Not Dimmable | NotYetVerified |  | JJJMBI | [25 empty] | 5 | 2160 | 120 | 18 | 7.63 | 0.9 | 4000 | 80 |  |  |  | FALSE | FALSE | FALSE | May, 02 2018 00:00:00 | 4.3 |  | standard |  |  |  |  | March, 30 2020 00:00:00 | FALSE | FALSE | FALSE | [6 empty] | AC | [7 empty] | FALSE
PNMN8E62 | Illumalite Industries, LLC | Astrolite LED | AL08J02-50H1 | Linear Replacement Lamp | T8 Four-Foot | Replacement Lamps (plug and play) (UL Type A) |  | standard | FALSE | [10 empty] | September, 16 2016 00:00:00 | Not Dimmable | Not Dimmable | No |  | DDDIES | [25 empty] | 5 | 2300 | 128 | 18 | 7 | 0.9 | 5000 | 80 |  |  |  | FALSE | FALSE | FALSE | May, 02 2018 00:00:00 | 4.3 |  | standard |  |  |  |  | March, 30 2020 00:00:00 | FALSE | FALSE | FALSE | [6 empty] | AC | [7 empty] | FALSE
P2P3YRYF | Illumalite Industries, LLC | Astrolite LED | AL08J02-30H1 | Linear Replacement Lamp | T8 Four-Foot | Replacement Lamps (plug and play) (UL Type A) |  | standard | TRUE |  | 2267.8 | 118.93 | 19.07 | 6.71 | 0.9773 | 2931 | 82.3 | 5 | 50000 | September, 16 2016 00:00:00 | Not Dimmable | Not Dimmable | No |  | DDDIES | [15 empty] | 89.9 |  | 1.3 | 1.4 | [6 empty] | 5 | 2200 | 122 | 18 | 7 | 0.9 | 3000 | 80 |  |  |  | FALSE | FALSE | FALSE | May, 02 2018 00:00:00 | 4.3 |  | standard |  |  |  |  | March, 30 2020 00:00:00 | FALSE | FALSE | FALSE | [6 empty] | AC | [7 empty] | FALSE
PR4Q73KM | Illumalite Industries, LLC | Astrolite LED | AL08J02-35H1 | Linear Replacement Lamp | T8 Four-Foot | Replacement Lamps (plug and play) (UL Type A) |  | standard | FALSE | [10 empty] | September, 16 2016 00:00:00 | Not Dimmable | Not Dimmable | No |  | DDDIES | [25 empty] | 5 | 2200 | 122 | 18 | 7 | 0.9 | 3500 | 80 |  |  |  | FALSE | FALSE | FALSE | May, 02 2018 00:00:00 | 4.3 |  | standard |  |  |  |  | March, 30 2020 00:00:00 | FALSE | FALSE | FALSE | [6 empty] | AC | [7 empty] | FALSE
P6R1BCZZ | Illumalite Industries, LLC | Astrolite LED | AL08J02-40H1 | Linear Replacement Lamp | T8 Four-Foot | Replacement Lamps (plug and play) (UL Type A) |  | standard | FALSE | [10 empty] | September, 16 2016 00:00:00 | Not Dimmable | Not Dimmable | No |  | DDDIES | [25 empty] | 5 | 2200 | 122 | 18 | 7 | 0.9 | 4000 | 80 |  |  |  | FALSE | FALSE | FALSE | May, 02 2018 00:00:00 | 4.3 |  | standard |  |  |  |  | March, 30 2020 00:00:00 | FALSE | FALSE | FALSE | [6 empty] | AC | [7 empty] | FALSE
PWMJHG3J | Illumalite Industries, LLC | Astrolite LED | AL08J02-45H1 | Linear Replacement Lamp | T8 Four-Foot | Replacement Lamps (plug and play) (UL Type A) |  | standard | FALSE | [10 empty] | September, 16 2016 00:00:00 | Not Dimmable | Not Dimmable | No |  | DDDIES | [25 empty] | 5 | 2200 | 122 | 18 | 7 | 0.9 | 4500 | 80 |  |  |  | FALSE | FALSE | FALSE | May, 02 2018 00:00:00 | 4.3 |  | standard |  |  |  |  | March, 30 2020 00:00:00 | FALSE | FALSE | FALSE | [6 empty] | AC | [7 empty] | FALSE
PWWEQGBU | Canada GL lighting technology Inc | GL | GLT8F4-20WB-45MF | Linear Replacement Lamp | T8 Four-Foot | Replacement Lamps (plug and play) (UL Type A) |  | standard | FALSE | [10 empty] | September, 14 2016 00:00:00 | Not Dimmable | Not Dimmable | No |  | FFFHDF | [25 empty] | 5 | 2605 | 119.66 | 21.77 | 5.87 | 0.911 | 4500 | 84.4 |  |  |  | FALSE | FALSE | FALSE | May, 02 2018 00:00:00 | 4.3 |  | standard |  |  |  |  | March, 30 2020 00:00:00 | FALSE | FALSE | FALSE | [6 empty] | AC | [7 empty] | FALSE
P2KAJD3T | Canada GL lighting technology Inc | GL | GLT8F4-16WB-50MF | Linear Replacement Lamp | T8 Four-Foot | Replacement Lamps (plug and play) (UL Type A) |  | standard | FALSE | [10 empty] | September, 14 2016 00:00:00 | Not Dimmable | Not Dimmable | No |  | FFFHDE | [25 empty] | 5 | 2268 | 118.87 | 19.08 | 10.95 | 0.9744 | 5000 | 84.2 |  |  |  | FALSE | FALSE | FALSE | May, 02 2018 00:00:00 | 4.3 |  | standard |  |  |  |  | March, 30 2020 00:00:00 | FALSE | FALSE | FALSE | [6 empty] | AC | [7 empty] | FALSE
PDW7T63H | Canada GL lighting technology Inc | GL | GLT8F4-20WB-30MF | Linear Replacement Lamp | T8 Four-Foot | Replacement Lamps (plug and play) (UL Type A) |  | standard | TRUE |  | 2511 | 115.93 | 21.66 | 6.15 | 0.9149 | 2908 | 82.3 | 5 | 50000 | September, 14 2016 00:00:00 | Not Dimmable | Not Dimmable | No |  | FFFHDF | [15 empty] | 90 |  | 1.16 | 1.42 | [6 empty] | 5 | 2511 | 115.93 | 21.66 | 6.15 | 0.9149 | 3000 | 82.3 |  |  |  | FALSE | FALSE | FALSE | May, 02 2018 00:00:00 | 4.3 |  | standard |  |  |  |  | March, 30 2020 00:00:00 | FALSE | FALSE | FALSE | [6 empty] | AC | [7 empty] | FALSE
P27PECYE | Canada GL lighting technology Inc | GL | GLT8F4-16WB-30MF | Linear Replacement Lamp | T8 Four-Foot | Replacement Lamps (plug and play) (UL Type A) |  | standard | TRUE |  | 2209 | 114.69 | 19.26 | 10.58 | 0.9751 | 2897 | 82.7 | 5 | 50000 | September, 14 2016 00:00:00 | Not Dimmable | Not Dimmable | No |  | FFFHDE | [15 empty] | 90 |  | 1.16 | 1.4 | [6 empty] | 5 | 2209 | 114.69 | 19.26 | 10.58 | 0.9751 | 3000 | 82.7 |  |  |  | FALSE | FALSE | FALSE | May, 02 2018 00:00:00 | 4.3 |  | standard |  |  |  |  | March, 30 2020 00:00:00 | FALSE | FALSE | FALSE | [6 empty] | AC | [7 empty] | FALSE
PPTQ67S7 | Canada GL lighting technology Inc | GL | GLT8F4-20WB-35MF | Linear Replacement Lamp | T8 Four-Foot | Replacement Lamps (plug and play) (UL Type A) |  | standard | FALSE | [10 empty] | September, 14 2016 00:00:00 | Not Dimmable | Not Dimmable | No |  | FFFHDF | [25 empty] | 5 | 2545 | 117.34 | 21.69 | 6.15 | 0.9149 | 3500 | 82.3 |  |  |  | FALSE | FALSE | FALSE | May, 02 2018 00:00:00 | 4.3 |  | standard |  |  |  |  | March, 30 2020 00:00:00 | FALSE | FALSE | FALSE | [6 empty] | AC | [7 empty] | FALSE
PDB3S3E9 | Canada GL lighting technology Inc | GL | GLT8F4-20WB-40MF | Linear Replacement Lamp | T8 Four-Foot | Replacement Lamps (plug and play) (UL Type A) |  | standard | FALSE | [10 empty] | September, 14 2016 00:00:00 | Not Dimmable | Not Dimmable | No |  | FFFHDF | [25 empty] | 5 | 2579 | 118.74 | 21.72 | 5.87 | 0.911 | 4000 | 84.4 |  |  |  | FALSE | FALSE | FALSE | May, 02 2018 00:00:00 | 4.3 |  | standard |  |  |  |  | March, 30 2020 00:00:00 | FALSE | FALSE | FALSE | [6 empty] | AC | [7 empty] | FALSE
PHQVJSMT | Canada GL lighting technology Inc | GL | GLT8F4-20WB-50MF | Linear Replacement Lamp | T8 Four-Foot | Replacement Lamps (plug and play) (UL Type A) |  | standard | FALSE | [10 empty] | September, 14 2016 00:00:00 | Not Dimmable | Not Dimmable | No |  | FFFHDF | [25 empty] | 5 | 2631 | 120.63 | 21.81 | 6.39 | 0.9093 | 5000 | 84 |  |  |  | FALSE | FALSE | FALSE | May, 02 2018 00:00:00 | 4.3 |  | standard |  |  |  |  | March, 30 2020 00:00:00 | FALSE | FALSE | FALSE | [6 empty] | AC | [7 empty] | FALSE
P9MVSUN3 | Canada GL lighting technology Inc | GL | GLT8F4-16WB-35MF | Linear Replacement Lamp | T8 Four-Foot | Replacement Lamps (plug and play) (UL Type A) |  | standard | FALSE | [10 empty] | September, 14 2016 00:00:00 | Not Dimmable | Not Dimmable | FALSE |  | FFFHDE | [25 empty] | 4.4 | 2221 | 115.62 | 19.21 | 10.58 | 0.9751 | 3500 | 82.7 |  |  |  | FALSE | FALSE | FALSE | May, 02 2018 00:00:00 | 4.3 |  | standard |  |  |  |  | November, 02 2018 00:00:00 | FALSE | FALSE | FALSE | [6 empty] | AC | [7 empty] | FALSE
PW8Q1687 | Canada GL lighting technology Inc | GL | GLT8F4-16WB-40MF | Linear Replacement Lamp | T8 Four-Foot | Replacement Lamps (plug and play) (UL Type A) |  | standard | FALSE | [10 empty] | September, 14 2016 00:00:00 | Not Dimmable | Not Dimmable | No |  | FFFHDE | [25 empty] | 5 | 2234 | 116.66 | 19.15 | 10.62 | 0.9745 | 4000 | 85.2 |  |  |  | FALSE | FALSE | FALSE | May, 02 2018 00:00:00 | 4.3 |  | standard |  |  |  |  | March, 30 2020 00:00:00 | FALSE | FALSE | FALSE | [6 empty] | AC | [7 empty] | FALSE
P2WFURT1 | Canada GL lighting technology Inc | GL | GLT8F4-16WB-45MF | Linear Replacement Lamp | T8 Four-Foot | Replacement Lamps (plug and play) (UL Type A) |  | standard | FALSE | [10 empty] | September, 14 2016 00:00:00 | Not Dimmable | Not Dimmable | No |  | FFFHDE | [25 empty] | 5 | 2251 | 117.73 | 19.12 | 10.62 | 0.9745 | 4500 | 85.2 |  |  |  | FALSE | FALSE | FALSE | May, 02 2018 00:00:00 | 4.3 |  | standard |  |  |  |  | March, 30 2020 00:00:00 | FALSE | FALSE | FALSE | [6 empty] | AC | [7 empty] | FALSE
PW4Z9U1W | HK Syhdee LIGHTING Co., LIMITED. | SYHDEE | SYH-GL08-DC1218 (3500K) | Linear Replacement Lamp | T8 Four-Foot | Replacement Lamps (plug and play) (UL Type A) |  | standard | FALSE | [10 empty] | September, 13 2016 00:00:00 | Dimmable | Continuous Below 10 | No |  | BBBCYM | [25 empty] | 4.4 | 2103.1 | 115.5 | 18.2 | 17.3 | 0.96 | 3500 | 82.3 |  |  |  | FALSE | FALSE | FALSE | May, 02 2018 00:00:00 | 4.3 |  | standard |  |  |  |  | November, 02 2018 00:00:00 | FALSE | FALSE | FALSE | [6 empty] | AC | [7 empty] | FALSE
PA5HN5Z7 | Parth I Inc, dba midwest circuits | Midwest circuits | MC-T8-4-20WB-40MF | Linear Replacement Lamp | T8 Four-Foot | Dual Mode Internal Driver (UL Type A and Type B) |  | standard | FALSE | [10 empty] | September, 13 2016 00:00:00 | Not Dimmable | Not Dimmable | NotYetVerified | Product updated 9/21/2016 | VVVVML | [25 empty] | 5 | 2600 | 130 | 20 | 5.79 | 0.9 | 4000 | 80 |  |  |  | FALSE | FALSE | FALSE | May, 02 2018 00:00:00 | 4.3 |  | standard |  |  |  |  | March, 30 2020 00:00:00 | FALSE | FALSE | FALSE | [6 empty] | AC | [7 empty] | FALSE
PNPFAZ5Z | Parth I Inc, dba midwest circuits | Midwest circuits | MC-T8-4-18WB-40CF | Linear Replacement Lamp | T8 Four-Foot | Dual Mode Internal Driver (UL Type A and Type B) |  | standard | FALSE | [10 empty] | September, 13 2016 00:00:00 | Not Dimmable | Not Dimmable | NotYetVerified |  | VVVVMK | [25 empty] | 5 | 2340 | 130 | 18 | 7.7 | 0.9 | 4000 | 80 |  |  |  | FALSE | FALSE | FALSE | May, 02 2018 00:00:00 | 4.3 |  | standard |  |  |  |  | March, 30 2020 00:00:00 | FALSE | FALSE | FALSE | [6 empty] | AC | [7 empty] | FALSE
PWN1VWDH | Parth I Inc, dba midwest circuits | Midwest circuits | MC-T8-4-12WB-45MF | Linear Replacement Lamp | T8 Four-Foot | Dual Mode Internal Driver (UL Type A and Type B) |  | standard | FALSE | [10 empty] | September, 13 2016 00:00:00 | Not Dimmable | Not Dimmable | NotYetVerified |  | VVVVMH | [25 empty] | 5 | 1680 | 140 | 12 | 14.16 | 0.9 | 4500 | 80 |  |  |  | FALSE | FALSE | FALSE | May, 02 2018 00:00:00 | 4.3 |  | standard |  |  |  |  | March, 30 2020 00:00:00 | FALSE | FALSE | FALSE | [6 empty] | AC | [7 empty] | FALSE
P2SW8UEC | Parth I Inc, dba midwest circuits | Midwest circuits | MC-T8-4-20WB-45CF | Linear Replacement Lamp | T8 Four-Foot | Dual Mode Internal Driver (UL Type A and Type B) |  | standard | FALSE | [10 empty] | September, 13 2016 00:00:00 | Not Dimmable | Not Dimmable | NotYetVerified | Product updated 9/21/2016 | VVVVMM | [25 empty] | 5 | 2600 | 130 | 20 | 20 | 0.9 | 4500 | 80 |  |  |  | FALSE | FALSE | FALSE | May, 02 2018 00:00:00 | 4.3 |  | standard |  |  |  |  | March, 30 2020 00:00:00 | FALSE | FALSE | FALSE | [6 empty] | AC | [7 empty] | FALSE
PGS8CX9Z | Parth I Inc, dba midwest circuits | Midwest circuits | MC-T8-4-20WB-50MF | Linear Replacement Lamp | T8 Four-Foot | Dual Mode Internal Driver (UL Type A and Type B) |  | standard | FALSE | [10 empty] | September, 13 2016 00:00:00 | Not Dimmable | Not Dimmable | NotYetVerified | Product updated 9/21/2016 | VVVVML | [25 empty] | 5 | 2600 | 130 | 20 | 5.79 | 0.9 | 5000 | 80 |  |  |  | FALSE | FALSE | FALSE | May, 02 2018 00:00:00 | 4.3 |  | standard |  |  |  |  | March, 30 2020 00:00:00 | FALSE | FALSE | FALSE | [6 empty] | AC | [7 empty] | FALSE
P9E8J9TG | LumiRich Co. Ltd | Lumirich | FLC12-3500K-G6-S | Linear Replacement Lamp | T8 Four-Foot | Replacement Lamps (plug and play) (UL Type A) |  | standard | FALSE | [10 empty] | September, 13 2016 00:00:00 | Not Dimmable | Not Dimmable | No |  | FFFHCY | [25 empty] | 5 | 2245 | 122.67 | 18.3 | 11.95 | 0.96 | 3500 | 83 |  |  |  | FALSE | FALSE | FALSE | May, 02 2018 00:00:00 | 4.3 |  | standard |  |  |  |  | March, 30 2020 00:00:00 | FALSE | FALSE | FALSE | [6 empty] | AC | [7 empty] | FALSE
PJ1EPCZ6 | LumiRich Co. Ltd | Lumirich | FLC12-4100K-G6-S | Linear Replacement Lamp | T8 Four-Foot | Replacement Lamps (plug and play) (UL Type A) |  | standard | FALSE | [10 empty] | September, 13 2016 00:00:00 | Not Dimmable | Not Dimmable | No |  | FFFHCY | [25 empty] | 5 | 2245 | 122.67 | 18.3 | 11.95 | 0.96 | 4100 | 84 |  |  |  | FALSE | FALSE | FALSE | May, 02 2018 00:00:00 | 4.3 |  | standard |  |  |  |  | March, 30 2020 00:00:00 | FALSE | FALSE | FALSE | [6 empty] | AC | [7 empty] | FALSE
PHUQHCM3 | LumiRich Co. Ltd | Lumirich | FLC12-5000K-G6-S | Linear Replacement Lamp | T8 Four-Foot | Replacement Lamps (plug and play) (UL Type A) |  | standard | FALSE | [10 empty] | September, 13 2016 00:00:00 | Not Dimmable | Not Dimmable | No |  | FFFHCY | [25 empty] | 5 | 2245 | 122.67 | 18.3 | 11.95 | 0.96 | 5000 | 85.1 |  |  |  | FALSE | FALSE | FALSE | May, 02 2018 00:00:00 | 4.3 |  | standard |  |  |  |  | March, 30 2020 00:00:00 | FALSE | FALSE | FALSE | [6 empty] | AC | [7 empty] | FALSE
PFEHR6PT | Parth I Inc, dba midwest circuits | Midwest circuits | MC-T8-4-18WB-35MF | Linear Replacement Lamp | T8 Four-Foot | Dual Mode Internal Driver (UL Type A and Type B) |  | standard | FALSE | [10 empty] | September, 13 2016 00:00:00 | Not Dimmable | Not Dimmable | NotYetVerified |  | VVVVMJ | [25 empty] | 5 | 2160 | 120 | 18 | 7.63 | 0.9 | 3500 | 80 |  |  |  | FALSE | FALSE | FALSE | May, 02 2018 00:00:00 | 4.3 |  | standard |  |  |  |  | March, 30 2020 00:00:00 | FALSE | FALSE | FALSE | [6 empty] | AC | [7 empty] | FALSE
PFPSXHP1 | Parth I Inc, dba midwest circuits | Midwest circuits | MC-T8-4-12WB-35MF | Linear Replacement Lamp | T8 Four-Foot | Dual Mode Internal Driver (UL Type A and Type B) |  | standard | FALSE | [10 empty] | September, 13 2016 00:00:00 | Not Dimmable | Not Dimmable | NotYetVerified |  | VVVVMH | [25 empty] | 5 | 1620 | 135 | 12 | 14.16 | 0.9 | 3500 | 80 |  |  |  | FALSE | FALSE | FALSE | May, 02 2018 00:00:00 | 4.3 |  | standard |  |  |  |  | March, 30 2020 00:00:00 | FALSE | FALSE | FALSE | [6 empty] | AC | [7 empty] | FALSE
PFFFHH95 | Parth I Inc, dba midwest circuits | Midwest circuits | MC-T8-4-20WB-50CF | Linear Replacement Lamp | T8 Four-Foot | Dual Mode Internal Driver (UL Type A and Type B) |  | standard | FALSE | [10 empty] | September, 13 2016 00:00:00 | Not Dimmable | Not Dimmable | NotYetVerified | Product updated 9/21/2016 | VVVVMM | [25 empty] | 5 | 2600 | 130 | 20 | 20 | 0.9 | 5000 | 80 |  |  |  | FALSE | FALSE | FALSE | May, 02 2018 00:00:00 | 4.3 |  | standard |  |  |  |  | March, 30 2020 00:00:00 | FALSE | FALSE | FALSE | [6 empty] | AC | [7 empty] | FALSE
PCVDS53V | Reno LED Lighting Inc. | RENO | WLL-LEDT8BC15/850/G2 | Linear Replacement Lamp | T8 Four-Foot | Replacement Lamps (plug and play) (UL Type A) |  | standard | FALSE | [10 empty] | September, 13 2016 00:00:00 | Not Dimmable | Not Dimmable | FALSE |  | WWWAMC | [25 empty] | 4.4 | 2200 | 115 | 18 | 11.26 | 0.99 | 5000 | 83 |  |  |  | FALSE | FALSE | FALSE | May, 02 2018 00:00:00 | 4.3 |  | standard |  |  |  |  | November, 02 2018 00:00:00 | FALSE | FALSE | FALSE | [6 empty] | AC | [7 empty] | FALSE
P521SC8F | Reno LED Lighting Inc. | RENO | WLL-LEDT8BC13/830/G2 | Linear Replacement Lamp | T8 Four-Foot | Replacement Lamps (plug and play) (UL Type A) |  | standard | TRUE |  | 1955 | 119 | 16.43 | 12.41 | 0.9634 | 3056 | 81.3 | 5 | 50000 | September, 13 2016 00:00:00 | Not Dimmable | Not Dimmable | FALSE |  | WWWAMB | [15 empty] | 84 |  | 1.24 | 1.22 | [6 empty] | 4.4 | 1800 | 110 | 16 | 12.41 | 0.97 | 3000 | 83 |  |  |  | FALSE | FALSE | FALSE | May, 02 2018 00:00:00 | 4.3 |  | standard |  |  |  |  | November, 02 2018 00:00:00 | FALSE | FALSE | FALSE | [6 empty] | AC | [7 empty] | FALSE
PXSF47VE | HK Syhdee LIGHTING Co., LIMITED. | SYHDEE | SYH-GL08-DC1218 (4000K) | Linear Replacement Lamp | T8 Four-Foot | Replacement Lamps (plug and play) (UL Type A) |  | standard | FALSE | [10 empty] | September, 13 2016 00:00:00 | Dimmable | Continuous Below 10 | No |  | BBBCYM | [25 empty] | 4.4 | 2103.1 | 115.5 | 18.2 | 17.3 | 0.96 | 4000 | 82.3 |  |  |  | FALSE | FALSE | FALSE | May, 02 2018 00:00:00 | 4.3 |  | standard |  |  |  |  | November, 02 2018 00:00:00 | FALSE | FALSE | FALSE | [6 empty] | AC | [7 empty] | FALSE
PUC7ZV9U | LumiRich Co. Ltd | Lumirich | FLC12-5000K-G6-L | Linear Replacement Lamp | T8 Four-Foot | Replacement Lamps (plug and play) (UL Type A) |  | standard | FALSE | [10 empty] | September, 13 2016 00:00:00 | Not Dimmable | Not Dimmable | FALSE |  | FFFHCZ | [25 empty] | 4.4 | 1560 | 109 | 14.3 | 16.29 | 0.94 | 5000 | 87.1 |  |  |  | FALSE | FALSE | FALSE | May, 02 2018 00:00:00 | 4.3 |  | standard |  |  |  |  | November, 02 2018 00:00:00 | FALSE | FALSE | FALSE | [6 empty] | AC | [7 empty] | FALSE
PCCHPB5Q | LumiRich Co. Ltd | Lumirich | FLC12-3500K-G6-L | Linear Replacement Lamp | T8 Four-Foot | Replacement Lamps (plug and play) (UL Type A) |  | standard | FALSE | [10 empty] | September, 13 2016 00:00:00 | Not Dimmable | Not Dimmable | FALSE |  | FFFHCZ | [25 empty] | 4.4 | 1560 | 109 | 14.3 | 16.29 | 0.94 | 3500 | 85 |  |  |  | FALSE | FALSE | FALSE | May, 02 2018 00:00:00 | 4.3 |  | standard |  |  |  |  | November, 02 2018 00:00:00 | FALSE | FALSE | FALSE | [6 empty] | AC | [7 empty] | FALSE
PXQZTM15 | LumiRich Co. Ltd | Lumirich | FLC12-3000K-G6-L | Linear Replacement Lamp | T8 Four-Foot | Replacement Lamps (plug and play) (UL Type A) |  | standard | TRUE |  | 1560 | 109.09 | 14.3 | 16.29 | 0.937 | 2980 | 84.2 | 5 | 50000 | September, 13 2016 00:00:00 | Not Dimmable | Not Dimmable | FALSE |  | FFFHCZ | [15 empty] | 85.1 |  | 1.2 | 1.26 | [6 empty] | 4.4 | 1560 | 109 | 14.3 | 16.29 | 0.94 | 3000 | 84.2 |  |  |  | FALSE | FALSE | FALSE | May, 02 2018 00:00:00 | 4.3 |  | standard |  |  |  |  | November, 02 2018 00:00:00 | FALSE | FALSE | FALSE | [6 empty] | AC | [7 empty] | FALSE
P45PRTE7 | Parth I Inc, dba midwest circuits | Midwest circuits | MC-T8-4-12WB-30CF | Linear Replacement Lamp | T8 Four-Foot | Dual Mode Internal Driver (UL Type A and Type B) |  | standard | TRUE |  | 1700.7 | 123.07 | 13.82 | 11.66 | 0.9585 | 2877 | 82 | 5 | 50000 | September, 13 2016 00:00:00 | Not Dimmable | Not Dimmable | NotYetVerified |  | VVVVMI | [15 empty] | 88.6 |  | 1.26 | 1.44 | [6 empty] | 5 | 1680 | 140 | 12 | 11.66 | 0.9 | 3000 | 80 |  |  |  | FALSE | FALSE | FALSE | May, 02 2018 00:00:00 | 4.3 |  | standard |  |  |  |  | March, 30 2020 00:00:00 | FALSE | FALSE | FALSE | [6 empty] | AC | [7 empty] | FALSE
PKYDH5GZ | Parth I Inc, dba midwest circuits | Midwest circuits | MC-T8-4-20WB-35MF | Linear Replacement Lamp | T8 Four-Foot | Dual Mode Internal Driver (UL Type A and Type B) |  | standard | FALSE | [10 empty] | September, 13 2016 00:00:00 | Not Dimmable | Not Dimmable | NotYetVerified | Product updated 9/21/2016 | VVVVML | [25 empty] | 5 | 2600 | 130 | 20 | 5.79 | 0.9 | 3500 | 80 |  |  |  | FALSE | FALSE | FALSE | May, 02 2018 00:00:00 | 4.3 |  | standard |  |  |  |  | March, 30 2020 00:00:00 | FALSE | FALSE | FALSE | [6 empty] | AC | [7 empty] | FALSE
PMBDZVQZ | Parth I Inc, dba midwest circuits | Midwest circuits | MC-T8-4-20WB-35CF | Linear Replacement Lamp | T8 Four-Foot | Dual Mode Internal Driver (UL Type A and Type B) |  | standard | FALSE | [10 empty] | September, 13 2016 00:00:00 | Not Dimmable | Not Dimmable | NotYetVerified | Product updated 9/21/2016 | VVVVMM | [25 empty] | 5 | 2600 | 130 | 20 | 20 | 0.9 | 3500 | 80 |  |  |  | FALSE | FALSE | FALSE | May, 02 2018 00:00:00 | 4.3 |  | standard |  |  |  |  | March, 30 2020 00:00:00 | FALSE | FALSE | FALSE | [6 empty] | AC | [7 empty] | FALSE
P84J3VSC | Parth I Inc, dba midwest circuits | Midwest circuits | MC-T8-4-12WB-40MF | Linear Replacement Lamp | T8 Four-Foot | Dual Mode Internal Driver (UL Type A and Type B) |  | standard | FALSE | [10 empty] | September, 13 2016 00:00:00 | Not Dimmable | Not Dimmable | NotYetVerified |  | VVVVMH | [25 empty] | 5 | 1680 | 140 | 12 | 14.16 | 0.9 | 4000 | 80 |  |  |  | FALSE | FALSE | FALSE | May, 02 2018 00:00:00 | 4.3 |  | standard |  |  |  |  | March, 30 2020 00:00:00 | FALSE | FALSE | FALSE | [6 empty] | AC | [7 empty] | FALSE
PN8R4RES | Parth I Inc, dba midwest circuits | Midwest circuits | MC-T8-4-20WB-40CF | Linear Replacement Lamp | T8 Four-Foot | Dual Mode Internal Driver (UL Type A and Type B) |  | standard | FALSE | [10 empty] | September, 13 2016 00:00:00 | Not Dimmable | Not Dimmable | NotYetVerified | Product updated 9/21/2016 | VVVVMM | [25 empty] | 5 | 2600 | 130 | 20 | 20 | 0.9 | 4000 | 80 |  |  |  | FALSE | FALSE | FALSE | May, 02 2018 00:00:00 | 4.3 |  | standard |  |  |  |  | March, 30 2020 00:00:00 | FALSE | FALSE | FALSE | [6 empty] | AC | [7 empty] | FALSE
PVVYDXFK | Parth I Inc, dba midwest circuits | Midwest circuits | MC-T8-4-12WB-45CF | Linear Replacement Lamp | T8 Four-Foot | Dual Mode Internal Driver (UL Type A and Type B) |  | standard | FALSE | [10 empty] | September, 13 2016 00:00:00 | Not Dimmable | Not Dimmable | NotYetVerified |  | VVVVMI | [25 empty] | 5 | 1800 | 150 | 12 | 11.66 | 0.9 | 4500 | 80 |  |  |  | FALSE | FALSE | FALSE | May, 02 2018 00:00:00 | 4.3 |  | standard |  |  |  |  | March, 30 2020 00:00:00 | FALSE | FALSE | FALSE | [6 empty] | AC | [7 empty] | FALSE
PHFFK7DD | Parth I Inc, dba midwest circuits | Midwest circuits | MC-T8-4-12WB-50CF | Linear Replacement Lamp | T8 Four-Foot | Dual Mode Internal Driver (UL Type A and Type B) |  | standard | FALSE | [10 empty] | September, 13 2016 00:00:00 | Not Dimmable | Not Dimmable | NotYetVerified |  | VVVVMI | [25 empty] | 5 | 1800 | 150 | 12 | 11.66 | 0.9 | 5000 | 80 |  |  |  | FALSE | FALSE | FALSE | May, 02 2018 00:00:00 | 4.3 |  | standard |  |  |  |  | March, 30 2020 00:00:00 | FALSE | FALSE | FALSE | [6 empty] | AC | [7 empty] | FALSE
P6FMR8SW | Parth I Inc, dba midwest circuits | Midwest circuits | MC-T8-4-12WB-50MF | Linear Replacement Lamp | T8 Four-Foot | Dual Mode Internal Driver (UL Type A and Type B) |  | standard | FALSE | [10 empty] | September, 13 2016 00:00:00 | Not Dimmable | Not Dimmable | NotYetVerified |  | VVVVMH | [25 empty] | 5 | 1680 | 140 | 12 | 14.16 | 0.9 | 5000 | 80 |  |  |  | FALSE | FALSE | FALSE | May, 02 2018 00:00:00 | 4.3 |  | standard |  |  |  |  | March, 30 2020 00:00:00 | FALSE | FALSE | FALSE | [6 empty] | AC | [7 empty] | FALSE
PECZYZNH | Reno LED Lighting Inc. | RENO | WLL-LEDT8BC13/845/G2 | Linear Replacement Lamp | T8 Four-Foot | Replacement Lamps (plug and play) (UL Type A) |  | standard | FALSE | [10 empty] | September, 13 2016 00:00:00 | Not Dimmable | Not Dimmable | FALSE |  | WWWAMB | [25 empty] | 4.4 | 1900 | 112 | 16 | 12.41 | 0.97 | 4500 | 83 |  |  |  | FALSE | FALSE | FALSE | May, 02 2018 00:00:00 | 4.3 |  | standard |  |  |  |  | November, 02 2018 00:00:00 | FALSE | FALSE | FALSE | [6 empty] | AC | [7 empty] | FALSE
PECPRT4K | HK Syhdee LIGHTING Co., LIMITED. | SYHDEE | SYH-GL08-DC1218 (4500K) | Linear Replacement Lamp | T8 Four-Foot | Replacement Lamps (plug and play) (UL Type A) |  | standard | FALSE | [10 empty] | September, 13 2016 00:00:00 | Dimmable | Continuous Below 10 | No |  | BBBCYM | [25 empty] | 4.4 | 2103.1 | 115.5 | 18.2 | 17.3 | 0.96 | 4500 | 82.3 |  |  |  | FALSE | FALSE | FALSE | May, 02 2018 00:00:00 | 4.3 |  | standard |  |  |  |  | November, 02 2018 00:00:00 | FALSE | FALSE | FALSE | [6 empty] | AC | [7 empty] | FALSE
PXHCY6WN | Reno LED Lighting Inc. | RENO | WLL-LEDT8BC13/850/G2 | Linear Replacement Lamp | T8 Four-Foot | Replacement Lamps (plug and play) (UL Type A) |  | standard | FALSE | [10 empty] | September, 13 2016 00:00:00 | Not Dimmable | Not Dimmable | FALSE |  | WWWAMB | [25 empty] | 4.4 | 2000 | 115 | 16 | 12.41 | 0.97 | 5000 | 83 |  |  |  | FALSE | FALSE | FALSE | May, 02 2018 00:00:00 | 4.3 |  | standard |  |  |  |  | November, 02 2018 00:00:00 | FALSE | FALSE | FALSE | [6 empty] | AC | [7 empty] | FALSE
P48KJZ1P | Parth I Inc, dba midwest circuits | Midwest circuits | MC-T8-4-12WB-30MF | Linear Replacement Lamp | T8 Four-Foot | Dual Mode Internal Driver (UL Type A and Type B) |  | standard | TRUE |  | 1572.9 | 112.36 | 14 | 14.16 | 0.9756 | 2900 | 83.8 | 5 | 50000 | September, 13 2016 00:00:00 | Not Dimmable | Not Dimmable | NotYetVerified |  | VVVVMH | [15 empty] | 84.5 |  | 1.24 | 1.42 | [6 empty] | 4.4 | 1620 | 135 | 12 | 14.16 | 0.9 | 3000 | 80 |  |  |  | FALSE | FALSE | FALSE | May, 02 2018 00:00:00 | 4.3 |  | standard |  |  |  |  | November, 02 2018 00:00:00 | FALSE | FALSE | FALSE | [6 empty] | AC | [7 empty] | FALSE
PQX54DAA | LumiRich Co. Ltd | Lumirich | FLC12-4100K-G6-L | Linear Replacement Lamp | T8 Four-Foot | Replacement Lamps (plug and play) (UL Type A) |  | standard | FALSE | [10 empty] | September, 13 2016 00:00:00 | Not Dimmable | Not Dimmable | FALSE |  | FFFHCZ | [25 empty] | 4.4 | 1560 | 109 | 14.3 | 16.29 | 0.94 | 4100 | 86 |  |  |  | FALSE | FALSE | FALSE | May, 02 2018 00:00:00 | 4.3 |  | standard |  |  |  |  | November, 02 2018 00:00:00 | FALSE | FALSE | FALSE | [6 empty] | AC | [7 empty] | FALSE
PXGXSJ44 | Parth I Inc, dba midwest circuits | Midwest circuits | MC-T8-4-20WB-30MF | Linear Replacement Lamp | T8 Four-Foot | Dual Mode Internal Driver (UL Type A and Type B) |  | standard | TRUE |  | 2395 | 114.8 | 20.86 | 5.79 | 0.9799 | 2887 | 81.9 | 5 | 50000 | September, 13 2016 00:00:00 | Not Dimmable | Not Dimmable | NotYetVerified | Product updated 9/21/2016 | VVVVML | [15 empty] | 84.7 |  | 1.22 | 1.38 | [6 empty] | 5 | 2600 | 130 | 20 | 5.79 | 0.9 | 3000 | 80 |  |  |  | FALSE | FALSE | FALSE | May, 02 2018 00:00:00 | 4.3 |  | standard |  |  |  |  | March, 30 2020 00:00:00 | FALSE | FALSE | FALSE | [6 empty] | AC | [7 empty] | FALSE
PTGVNFG4 | Parth I Inc, dba midwest circuits | Midwest circuits | MC-T8-4-12WB-35CF | Linear Replacement Lamp | T8 Four-Foot | Dual Mode Internal Driver (UL Type A and Type B) |  | standard | FALSE | [10 empty] | September, 13 2016 00:00:00 | Not Dimmable | Not Dimmable | NotYetVerified |  | VVVVMI | [25 empty] | 5 | 1680 | 140 | 12 | 11.66 | 0.9 | 3500 | 80 |  |  |  | FALSE | FALSE | FALSE | May, 02 2018 00:00:00 | 4.3 |  | standard |  |  |  |  | March, 30 2020 00:00:00 | FALSE | FALSE | FALSE | [6 empty] | AC | [7 empty] | FALSE
PF43E6PJ | Parth I Inc, dba midwest circuits | Midwest circuits | MC-T8-4-18WB-40MF | Linear Replacement Lamp | T8 Four-Foot | Dual Mode Internal Driver (UL Type A and Type B) |  | standard | FALSE | [10 empty] | September, 13 2016 00:00:00 | Not Dimmable | Not Dimmable | NotYetVerified |  | VVVVMJ | [25 empty] | 5 | 2160 | 120 | 18 | 7.63 | 0.9 | 4000 | 80 |  |  |  | FALSE | FALSE | FALSE | May, 02 2018 00:00:00 | 4.3 |  | standard |  |  |  |  | March, 30 2020 00:00:00 | FALSE | FALSE | FALSE | [6 empty] | AC | [7 empty] | FALSE
PBPBJCZP | Parth I Inc, dba midwest circuits | Midwest circuits | MC-T8-4-18WB-50MF | Linear Replacement Lamp | T8 Four-Foot | Dual Mode Internal Driver (UL Type A and Type B) |  | standard | FALSE | [10 empty] | September, 13 2016 00:00:00 | Not Dimmable | Not Dimmable | NotYetVerified |  | VVVVMJ | [25 empty] | 5 | 2160 | 120 | 18 | 7.63 | 0.9 | 5000 | 80 |  |  |  | FALSE | FALSE | FALSE | May, 02 2018 00:00:00 | 4.3 |  | standard |  |  |  |  | March, 30 2020 00:00:00 | FALSE | FALSE | FALSE | [6 empty] | AC | [7 empty] | FALSE
P1GF4ZEC | Parth I Inc, dba midwest circuits | Midwest circuits | MC-T8-4-18WB-50CF | Linear Replacement Lamp | T8 Four-Foot | Dual Mode Internal Driver (UL Type A and Type B) |  | standard | FALSE | [10 empty] | September, 13 2016 00:00:00 | Not Dimmable | Not Dimmable | NotYetVerified |  | VVVVMK | [25 empty] | 5 | 2340 | 130 | 18 | 7.7 | 0.9 | 5000 | 80 |  |  |  | FALSE | FALSE | FALSE | May, 02 2018 00:00:00 | 4.3 |  | standard |  |  |  |  | March, 30 2020 00:00:00 | FALSE | FALSE | FALSE | [6 empty] | AC | [7 empty] | FALSE
PSEAXFU1 | HK Syhdee LIGHTING Co., LIMITED. | SYHDEE | SYH-GL08-DC1218 (5000K) | Linear Replacement Lamp | T8 Four-Foot | Replacement Lamps (plug and play) (UL Type A) |  | standard | FALSE | [10 empty] | September, 13 2016 00:00:00 | Dimmable | Continuous Below 10 | No |  | BBBCYM | [25 empty] | 5 | 2150 | 118.7 | 18.1 | 17.6 | 0.96 | 4884 | 82.4 |  |  |  | FALSE | FALSE | FALSE | May, 02 2018 00:00:00 | 4.3 |  | standard |  |  |  |  | March, 30 2020 00:00:00 | FALSE | FALSE | FALSE | [6 empty] | AC | [7 empty] | FALSE
PB3PXMHR | Reno LED Lighting Inc. | RENO | WLL-LEDT8BC15/835/G2 | Linear Replacement Lamp | T8 Four-Foot | Replacement Lamps (plug and play) (UL Type A) |  | standard | FALSE | [10 empty] | September, 13 2016 00:00:00 | Not Dimmable | Not Dimmable | FALSE |  | WWWAMC | [25 empty] | 4.4 | 2000 | 110 | 18 | 11.26 | 0.99 | 3500 | 83 |  |  |  | FALSE | FALSE | FALSE | May, 02 2018 00:00:00 | 4.3 |  | standard |  |  |  |  | November, 02 2018 00:00:00 | FALSE | FALSE | FALSE | [6 empty] | AC | [7 empty] | FALSE
PFKX2PRE | Reno LED Lighting Inc. | RENO | WLL-LEDT8BC13/835/G2 | Linear Replacement Lamp | T8 Four-Foot | Replacement Lamps (plug and play) (UL Type A) |  | standard | FALSE | [10 empty] | September, 13 2016 00:00:00 | Not Dimmable | Not Dimmable | FALSE |  | WWWAMB | [25 empty] | 4.4 | 1800 | 110 | 16 | 12.41 | 0.97 | 3500 | 83 |  |  |  | FALSE | FALSE | FALSE | May, 02 2018 00:00:00 | 4.3 |  | standard |  |  |  |  | November, 02 2018 00:00:00 | FALSE | FALSE | FALSE | [6 empty] | AC | [7 empty] | FALSE
PP8NNGQ1 | Reno LED Lighting Inc. | RENO | WLL-LEDT8BC15/840/G2 | Linear Replacement Lamp | T8 Four-Foot | Replacement Lamps (plug and play) (UL Type A) |  | standard | FALSE | [10 empty] | September, 13 2016 00:00:00 | Not Dimmable | Not Dimmable | FALSE |  | WWWAMC | [25 empty] | 4.4 | 2100 | 112 | 18 | 11.26 | 0.99 | 4000 | 83 |  |  |  | FALSE | FALSE | FALSE | May, 02 2018 00:00:00 | 4.3 |  | standard |  |  |  |  | November, 02 2018 00:00:00 | FALSE | FALSE | FALSE | [6 empty] | AC | [7 empty] | FALSE
PHCKNQWF | Reno LED Lighting Inc. | RENO | WLL-LEDT8BC13/840/G2 | Linear Replacement Lamp | T8 Four-Foot | Replacement Lamps (plug and play) (UL Type A) |  | standard | FALSE | [10 empty] | September, 13 2016 00:00:00 | Not Dimmable | Not Dimmable | FALSE |  | WWWAMB | [25 empty] | 4.4 | 1900 | 112 | 16 | 12.41 | 0.97 | 4000 | 83 |  |  |  | FALSE | FALSE | FALSE | May, 02 2018 00:00:00 | 4.3 |  | standard |  |  |  |  | November, 02 2018 00:00:00 | FALSE | FALSE | FALSE | [6 empty] | AC | [7 empty] | FALSE
PYA7CWA4 | Reno LED Lighting Inc. | RENO | WLL-LEDT8BC15/830/G2 | Linear Replacement Lamp | T8 Four-Foot | Replacement Lamps (plug and play) (UL Type A) |  | standard | TRUE |  | 2058 | 117.4 | 17.54 | 11.26 | 0.9669 | 3052 | 81.2 | 5 | 50000 | September, 13 2016 00:00:00 | Not Dimmable | Not Dimmable | FALSE |  | WWWAMC | [15 empty] | 83.8 |  | 1.26 | 1.24 | [6 empty] | 4.4 | 2000 | 110 | 18 | 11.26 | 0.99 | 3000 | 83 |  |  |  | FALSE | FALSE | FALSE | May, 02 2018 00:00:00 | 4.3 |  | standard |  |  |  |  | November, 02 2018 00:00:00 | FALSE | FALSE | FALSE | [6 empty] | AC | [7 empty] | FALSE
PYA4NW8U | Reno LED Lighting Inc. | RENO | WLL-LEDT8BC15/845/G2 | Linear Replacement Lamp | T8 Four-Foot | Replacement Lamps (plug and play) (UL Type A) |  | standard | FALSE | [10 empty] | September, 13 2016 00:00:00 | Not Dimmable | Not Dimmable | FALSE |  | WWWAMC | [25 empty] | 4.4 | 2100 | 112 | 18 | 11.26 | 0.99 | 4500 | 83 |  |  |  | FALSE | FALSE | FALSE | May, 02 2018 00:00:00 | 4.3 |  | standard |  |  |  |  | November, 02 2018 00:00:00 | FALSE | FALSE | FALSE | [6 empty] | AC | [7 empty] | FALSE
P7VP8RDG | HK Syhdee LIGHTING Co., LIMITED. | SYHDEE | SYH-GL08-DC1218 (3000K) | Linear Replacement Lamp | T8 Four-Foot | Replacement Lamps (plug and play) (UL Type A) |  | standard | TRUE |  | 2103.17 | 115.559 | 18.2 | 17.3 | 0.957 | 2903 | 82.3 | 5 | 50000 | September, 13 2016 00:00:00 | Dimmable | Continuous Below 10 | NO |  | BBBCYM | [15 empty] | 79.2 |  | 1.18 | 1.26 | [6 empty] | 5 | 2103.1 | 115.5 | 18.2 | 17.3 | 0.96 | 2903 | 82.3 |  |  |  | FALSE | FALSE | FALSE | May, 02 2018 00:00:00 | 4.3 |  | standard |  |  |  |  | March, 30 2020 00:00:00 | FALSE | FALSE | FALSE | [6 empty] | AC | [7 empty] | FALSE
PVCR79WQ | LumiRich Co. Ltd | Lumirich | FLC12-3000K-G6-S | Linear Replacement Lamp | T8 Four-Foot | Replacement Lamps (plug and play) (UL Type A) |  | standard | TRUE |  | 2245 | 122.67 | 18.3 | 11.95 | 0.959 | 3088 | 82.9 | 5 | 50000 | September, 13 2016 00:00:00 | Not Dimmable | Not Dimmable | No |  | FFFHCY | [15 empty] | 85.1 |  | 1.22 | 1.24 | [6 empty] | 5 | 2245 | 122.67 | 18.3 | 11.95 | 0.96 | 3000 | 82.9 |  |  |  | FALSE | FALSE | FALSE | May, 02 2018 00:00:00 | 4.3 |  | standard |  |  |  |  | March, 30 2020 00:00:00 | FALSE | FALSE | FALSE | [6 empty] | AC | [7 empty] | FALSE
P96NBMFC | Parth I Inc, dba midwest circuits | Midwest circuits | MC-T8-4-18WB-30MF | Linear Replacement Lamp | T8 Four-Foot | Dual Mode Internal Driver (UL Type A and Type B) |  | standard | TRUE |  | 2034.7 | 114.76 | 17.73 | 7.63 | 0.9727 | 2884 | 81.9 | 5 | 50000 | September, 13 2016 00:00:00 | Not Dimmable | Not Dimmable | NotYetVerified |  | VVVVMJ | [15 empty] | 84.2 |  | 1.24 | 1.42 | [6 empty] | 5 | 2160 | 120 | 18 | 7.63 | 0.9 | 3000 | 80 |  |  |  | FALSE | FALSE | FALSE | May, 02 2018 00:00:00 | 4.3 |  | standard |  |  |  |  | March, 30 2020 00:00:00 | FALSE | FALSE | FALSE | [6 empty] | AC | [7 empty] | FALSE
PDFWSQEQ | Parth I Inc, dba midwest circuits | Midwest circuits | MC-T8-4-18WB-30CF | Linear Replacement Lamp | T8 Four-Foot | Dual Mode Internal Driver (UL Type A and Type B) |  | standard | TRUE |  | 2195.5 | 123.34 | 17.8 | 7.7 | 0.9727 | 2896 | 81.9 | 5 | 50000 | September, 13 2016 00:00:00 | Not Dimmable | Not Dimmable | NotYetVerified |  | VVVVMK | [15 empty] | 89.3 |  | 1.28 | 1.44 | [6 empty] | 5 | 2250 | 125 | 18 | 7.7 | 0.9 | 3000 | 80 |  |  |  | FALSE | FALSE | FALSE | May, 02 2018 00:00:00 | 4.3 |  | standard |  |  |  |  | March, 30 2020 00:00:00 | FALSE | FALSE | FALSE | [6 empty] | AC | [7 empty] | FALSE
PFUURA56 | Parth I Inc, dba midwest circuits | Midwest circuits | MC-T8-4-20WB-30CF | Linear Replacement Lamp | T8 Four-Foot | Dual Mode Internal Driver (UL Type A and Type B) |  | standard | TRUE |  | 2589.3 | 124.41 | 20.81 | 5.83 | 0.9791 | 2898 | 81.8 | 5 | 50000 | September, 13 2016 00:00:00 | Not Dimmable | Not Dimmable | NotYetVerified | Product updated 9/21/2016 | VVVVMM | [15 empty] | 88.9 |  | 1.26 | 1.42 | [6 empty] | 5 | 2600 | 130 | 20 | 20 | 0.9 | 3000 | 80 |  |  |  | FALSE | FALSE | FALSE | May, 02 2018 00:00:00 | 4.3 |  | standard |  |  |  |  | March, 30 2020 00:00:00 | FALSE | FALSE | FALSE | [6 empty] | AC | [7 empty] | FALSE
PRQY222C | Parth I Inc, dba midwest circuits | Midwest circuits | MC-T8-4-18WB-35CF | Linear Replacement Lamp | T8 Four-Foot | Dual Mode Internal Driver (UL Type A and Type B) |  | standard | FALSE | [10 empty] | September, 13 2016 00:00:00 | Not Dimmable | Not Dimmable | NotYetVerified |  | VVVVMK | [25 empty] | 5 | 2250 | 125 | 18 | 7.7 | 0.9 | 3500 | 80 |  |  |  | FALSE | FALSE | FALSE | May, 02 2018 00:00:00 | 4.3 |  | standard |  |  |  |  | March, 30 2020 00:00:00 | FALSE | FALSE | FALSE | [6 empty] | AC | [7 empty] | FALSE
PN9TX4VG | Parth I Inc, dba midwest circuits | Midwest circuits | MC-T8-4-12WB-40CF | Linear Replacement Lamp | T8 Four-Foot | Dual Mode Internal Driver (UL Type A and Type B) |  | standard | FALSE | [10 empty] | September, 13 2016 00:00:00 | Not Dimmable | Not Dimmable | NotYetVerified |  | VVVVMI | [25 empty] | 5 | 1800 | 150 | 12 | 11.66 | 0.9 | 4000 | 80 |  |  |  | FALSE | FALSE | FALSE | May, 02 2018 00:00:00 | 4.3 |  | standard |  |  |  |  | March, 30 2020 00:00:00 | FALSE | FALSE | FALSE | [6 empty] | AC | [7 empty] | FALSE
PEQE5MKZ | Parth I Inc, dba midwest circuits | Midwest circuits | MC-T8-4-20WB-45MF | Linear Replacement Lamp | T8 Four-Foot | Dual Mode Internal Driver (UL Type A and Type B) |  | standard | FALSE | [10 empty] | September, 13 2016 00:00:00 | Not Dimmable | Not Dimmable | NotYetVerified | Product updated 9/21/2016 | VVVVML | [25 empty] | 5 | 2600 | 130 | 20 | 5.79 | 0.9 | 4500 | 80 |  |  |  | FALSE | FALSE | FALSE | May, 02 2018 00:00:00 | 4.3 |  | standard |  |  |  |  | March, 30 2020 00:00:00 | FALSE | FALSE | FALSE | [6 empty] | AC | [7 empty] | FALSE
PJZN69WJ | Parth I Inc, dba midwest circuits | Midwest circuits | MC-T8-4-18WB-45MF | Linear Replacement Lamp | T8 Four-Foot | Dual Mode Internal Driver (UL Type A and Type B) |  | standard | FALSE | [10 empty] | September, 13 2016 00:00:00 | Not Dimmable | Not Dimmable | NotYetVerified |  | VVVVMJ | [25 empty] | 5 | 2160 | 120 | 18 | 7.63 | 0.9 | 4500 | 80 |  |  |  | FALSE | FALSE | FALSE | May, 02 2018 00:00:00 | 4.3 |  | standard |  |  |  |  | March, 30 2020 00:00:00 | FALSE | FALSE | FALSE | [6 empty] | AC | [7 empty] | FALSE
PFAFMU3E | Parth I Inc, dba midwest circuits | Midwest circuits | MC-T8-4-18WB-45CF | Linear Replacement Lamp | T8 Four-Foot | Dual Mode Internal Driver (UL Type A and Type B) |  | standard | FALSE | [10 empty] | September, 13 2016 00:00:00 | Not Dimmable | Not Dimmable | NotYetVerified |  | VVVVMK | [25 empty] | 5 | 2340 | 130 | 18 | 7.7 | 0.9 | 4500 | 80 |  |  |  | FALSE | FALSE | FALSE | May, 02 2018 00:00:00 | 4.3 |  | standard |  |  |  |  | March, 30 2020 00:00:00 | FALSE | FALSE | FALSE | [6 empty] | AC | [7 empty] | FALSE
PBCHWF3P | LED One Corporation | LED one | LOD-C08-M1218(3500K) | Linear Replacement Lamp | T8 Four-Foot | Dual Mode Internal Driver (UL Type A and Type B) |  | standard | FALSE | [10 empty] | September, 12 2016 00:00:00 | Dimmable | Continuous Below 10 | FALSE |  | DDDIEL | [25 empty] | 4.4 | 2488.73 | 112.61 | 22.1 | 13.7 | 0.95 | 3500 | 82 |  |  |  | FALSE | FALSE | FALSE | May, 02 2018 00:00:00 | 4.3 |  | standard |  |  |  |  | November, 02 2018 00:00:00 | FALSE | FALSE | FALSE | [6 empty] | AC | [7 empty] | FALSE
PHPT7BH2 | LED One Corporation | LED one | LOD-C08-M1218(4000K) | Linear Replacement Lamp | T8 Four-Foot | Dual Mode Internal Driver (UL Type A and Type B) |  | standard | FALSE | [10 empty] | September, 12 2016 00:00:00 | Dimmable | Continuous Below 10 | FALSE |  | DDDIEL | [25 empty] | 4.4 | 2488.73 | 112.61 | 22.1 | 13.7 | 0.95 | 4000 | 82 |  |  |  | FALSE | FALSE | FALSE | May, 02 2018 00:00:00 | 4.3 |  | standard |  |  |  |  | November, 02 2018 00:00:00 | FALSE | FALSE | FALSE | [6 empty] | AC | [7 empty] | FALSE
P9KXMVSH | LED One Corporation | LED one | LOD-C08-M1215(4000K) | Linear Replacement Lamp | T8 Four-Foot | Dual Mode Internal Driver (UL Type A and Type B) |  | standard | FALSE | [10 empty] | September, 12 2016 00:00:00 | Dimmable | Continuous Below 10 | FALSE |  | DDDIEK | [25 empty] | 4.4 | 2140.46 | 112.07 | 19.1 | 13.6 | 0.95 | 4000 | 82.1 |  |  |  | FALSE | FALSE | FALSE | May, 02 2018 00:00:00 | 4.3 |  | standard |  |  |  |  | November, 02 2018 00:00:00 | FALSE | FALSE | FALSE | [6 empty] | AC | [7 empty] | FALSE
PAPBS48M | LED One Corporation | LED one | LOD-C08-M1215(4500K) | Linear Replacement Lamp | T8 Four-Foot | Dual Mode Internal Driver (UL Type A and Type B) |  | standard | FALSE | [10 empty] | September, 12 2016 00:00:00 | Dimmable | Continuous Below 10 | FALSE |  | DDDIEK | [25 empty] | 4.4 | 2140.46 | 112.07 | 19.1 | 13.6 | 0.95 | 4500 | 82.1 |  |  |  | FALSE | FALSE | FALSE | May, 02 2018 00:00:00 | 4.3 |  | standard |  |  |  |  | November, 02 2018 00:00:00 | FALSE | FALSE | FALSE | [6 empty] | AC | [7 empty] | FALSE
PNBDZHF7 | Shenzhen Dimi Lighting Co.,LTD | Dimi Light | FL-T8-15W1200-BIXF(4000K) | Linear Replacement Lamp | T8 Four-Foot | Dual Mode Internal Driver (UL Type A and Type B) |  | standard | FALSE | [10 empty] | September, 12 2016 00:00:00 | Not Dimmable | Not Dimmable | No |  | NNNNYK | [25 empty] | 5 | 1679 | 121.75 | 13.79 | 13.44 | 0.91 | 4000 | 81.7 |  |  |  | FALSE | FALSE | FALSE | May, 02 2018 00:00:00 | 4.3 |  | standard |  |  |  |  | March, 30 2020 00:00:00 | FALSE | FALSE | FALSE | [6 empty] | AC | [7 empty] | FALSE
P5D11JQ6 | HK Syhdee LIGHTING Co., LIMITED. | SYHDEE | SYH-GL08-DC1215 (3000K) | Linear Replacement Lamp | T8 Four-Foot | Replacement Lamps (plug and play) (UL Type A) |  | standard | TRUE |  | 1735.38 | 114.926 | 15.1 | 17.4 | 0.958 | 2906 | 82 | 5 | 50000 | September, 12 2016 00:00:00 | Dimmable | Continuous Below 10 | No |  | BBBCYH | [15 empty] | 79.2 |  | 1.18 | 1.26 | [6 empty] | 5 | 1735.3 | 114.9 | 15.1 | 17.4 | 0.96 | 2906 | 82 |  |  |  | FALSE | FALSE | FALSE | May, 02 2018 00:00:00 | 4.3 |  | standard |  |  |  |  | March, 30 2020 00:00:00 | FALSE | FALSE | FALSE | [6 empty] | AC | [7 empty] | FALSE
PKWK4M8Y | Shenzhen Dimi Lighting Co.,LTD | Dimi Light | FL-T8-18W1200-BIXF(4000K) | Linear Replacement Lamp | T8 Four-Foot | Dual Mode Internal Driver (UL Type A and Type B) |  | standard | FALSE | [10 empty] | September, 12 2016 00:00:00 | Not Dimmable | Not Dimmable | No |  | NNNNYL | [25 empty] | 5 | 2047 | 120.13 | 17.04 | 15.05 | 0.9 | 4000 | 81.7 |  |  |  | FALSE | FALSE | FALSE | May, 02 2018 00:00:00 | 4.3 |  | standard |  |  |  |  | March, 30 2020 00:00:00 | FALSE | FALSE | FALSE | [6 empty] | AC | [7 empty] | FALSE
P53ZPMFT | Shenzhen Dimi Lighting Co.,LTD | Dimi Light | FL-T8-18W1200-BIXF(4500K) | Linear Replacement Lamp | T8 Four-Foot | Dual Mode Internal Driver (UL Type A and Type B) |  | standard | FALSE | [10 empty] | September, 12 2016 00:00:00 | Not Dimmable | Not Dimmable | No |  | NNNNYL | [25 empty] | 5 | 2047 | 120.13 | 17.04 | 15.05 | 0.9 | 4500 | 81.7 |  |  |  | FALSE | FALSE | FALSE | May, 02 2018 00:00:00 | 4.3 |  | standard |  |  |  |  | March, 30 2020 00:00:00 | FALSE | FALSE | FALSE | [6 empty] | AC | [7 empty] | FALSE
P6R7W8P6 | Shenzhen Dimi Lighting Co.,LTD | Dimi Light | FL-T8-22W1200-BIXF(4500K) | Linear Replacement Lamp | T8 Four-Foot | Dual Mode Internal Driver (UL Type A and Type B) |  | standard | FALSE | [10 empty] | September, 12 2016 00:00:00 | Not Dimmable | Not Dimmable | No |  | NNNNYM | [25 empty] | 5 | 2555 | 120.86 | 21.14 | 13.31 | 0.91 | 4500 | 81.8 |  |  |  | FALSE | FALSE | FALSE | May, 02 2018 00:00:00 | 4.3 |  | standard |  |  |  |  | March, 30 2020 00:00:00 | FALSE | FALSE | FALSE | [6 empty] | AC | [7 empty] | FALSE
PXPCKF1H | LED One Corporation | LED one | LOD-C08-M1218(4500K) | Linear Replacement Lamp | T8 Four-Foot | Dual Mode Internal Driver (UL Type A and Type B) |  | standard | FALSE | [10 empty] | September, 12 2016 00:00:00 | Dimmable | Continuous Below 10 | FALSE |  | DDDIEL | [25 empty] | 4.4 | 2488.73 | 112.61 | 22.1 | 13.7 | 0.95 | 4500 | 82 |  |  |  | FALSE | FALSE | FALSE | May, 02 2018 00:00:00 | 4.3 |  | standard |  |  |  |  | November, 02 2018 00:00:00 | FALSE | FALSE | FALSE | [6 empty] | AC | [7 empty] | FALSE
PK36YF71 | LED One Corporation | LED one | LOD-C08-M1220(3500K) | Linear Replacement Lamp | T8 Four-Foot | Dual Mode Internal Driver (UL Type A and Type B) |  | standard | FALSE | [10 empty] | September, 12 2016 00:00:00 | Dimmable | Continuous Below 10 | FALSE |  | DDDIEM | [25 empty] | 4.4 | 2672.09 | 110.88 | 24.1 | 13.8 | 0.95 | 3500 | 81.9 |  |  |  | FALSE | FALSE | FALSE | May, 02 2018 00:00:00 | 4.3 |  | standard |  |  |  |  | November, 02 2018 00:00:00 | FALSE | FALSE | FALSE | [6 empty] | AC | [7 empty] | FALSE
PGVJHDF2 | LED One Corporation | LED one | LOD-C08-M1215(3500K) | Linear Replacement Lamp | T8 Four-Foot | Dual Mode Internal Driver (UL Type A and Type B) |  | standard | FALSE | [10 empty] | September, 12 2016 00:00:00 | Dimmable | Continuous Below 10 | FALSE |  | DDDIEK | [25 empty] | 4.4 | 2140.46 | 112.07 | 19.1 | 13.6 | 0.95 | 3500 | 82.1 |  |  |  | FALSE | FALSE | FALSE | May, 02 2018 00:00:00 | 4.3 |  | standard |  |  |  |  | November, 02 2018 00:00:00 | FALSE | FALSE | FALSE | [6 empty] | AC | [7 empty] | FALSE
PY7N8X99 | LED One Corporation | LED one | LOD-C08-M1220(3000K) | Linear Replacement Lamp | T8 Four-Foot | Dual Mode Internal Driver (UL Type A and Type B) |  | standard | TRUE |  | 2672.09 | 110.875 | 24.1 | 13.8 | 0.901 | 2937 | 81.9 | 5 | 50000 | September, 12 2016 00:00:00 | Dimmable | Continuous Below 10 | FALSE |  | DDDIEM | [15 empty] | 80.3 |  | 1.18 | 1.22 | [6 empty] | 4.4 | 2672.09 | 110.88 | 24.1 | 13.8 | 0.95 | 3000 | 81.9 |  |  |  | FALSE | FALSE | FALSE | May, 02 2018 00:00:00 | 4.3 |  | standard |  |  |  |  | November, 02 2018 00:00:00 | FALSE | FALSE | FALSE | [6 empty] | AC | [7 empty] | FALSE
PPV9P39V | LED One Corporation | LED one | LOD-C08-M1220(4000K) | Linear Replacement Lamp | T8 Four-Foot | Dual Mode Internal Driver (UL Type A and Type B) |  | standard | FALSE | [10 empty] | September, 12 2016 00:00:00 | Dimmable | Continuous Below 10 | FALSE |  | DDDIEM | [25 empty] | 4.4 | 2672.09 | 110.88 | 24.1 | 13.8 | 0.95 | 4000 | 81.9 |  |  |  | FALSE | FALSE | FALSE | May, 02 2018 00:00:00 | 4.3 |  | standard |  |  |  |  | November, 02 2018 00:00:00 | FALSE | FALSE | FALSE | [6 empty] | AC | [7 empty] | FALSE
PJYZRDAJ | LED One Corporation | LED one | LOD-C08-M1220(4500K) | Linear Replacement Lamp | T8 Four-Foot | Dual Mode Internal Driver (UL Type A and Type B) |  | standard | FALSE | [10 empty] | September, 12 2016 00:00:00 | Dimmable | Continuous Below 10 | FALSE |  | DDDIEM | [25 empty] | 4.4 | 2672.09 | 110.88 | 24.1 | 13.8 | 0.95 | 4500 | 81.9 |  |  |  | FALSE | FALSE | FALSE | May, 02 2018 00:00:00 | 4.3 |  | standard |  |  |  |  | November, 02 2018 00:00:00 | FALSE | FALSE | FALSE | [6 empty] | AC | [7 empty] | FALSE
P677A1WV | LED One Corporation | LED one | LOD-C08-M1220(5000K) | Linear Replacement Lamp | T8 Four-Foot | Dual Mode Internal Driver (UL Type A and Type B) |  | standard | FALSE | [10 empty] | September, 12 2016 00:00:00 | Dimmable | Continuous Below 10 | FALSE |  | DDDIEM | [25 empty] | 4.4 | 2763.23 | 114.66 | 24.1 | 14.2 | 0.97 | 5000 | 82.8 |  |  |  | FALSE | FALSE | FALSE | May, 02 2018 00:00:00 | 4.3 |  | standard |  |  |  |  | November, 02 2018 00:00:00 | FALSE | FALSE | FALSE | [6 empty] | AC | [7 empty] | FALSE
PM4TRZ2A | HK Syhdee LIGHTING Co., LIMITED. | SYHDEE | SYH-GL08-DC1215 (4000K) | Linear Replacement Lamp | T8 Four-Foot | Replacement Lamps (plug and play) (UL Type A) |  | standard | FALSE | [10 empty] | September, 12 2016 00:00:00 | Dimmable | Continuous Below 10 | No |  | BBBCYH | [25 empty] | 4.4 | 1735.3 | 114.9 | 15.1 | 17.4 | 0.96 | 4000 | 82 |  |  |  | FALSE | FALSE | FALSE | May, 02 2018 00:00:00 | 4.3 |  | standard |  |  |  |  | November, 02 2018 00:00:00 | FALSE | FALSE | FALSE | [6 empty] | AC | [7 empty] | FALSE
P6HUY6VJ | HK Syhdee LIGHTING Co., LIMITED. | SYHDEE | SYH-GL08-DC1220 (4000K) | Linear Replacement Lamp | T8 Four-Foot | Replacement Lamps (plug and play) (UL Type A) |  | standard | FALSE | [10 empty] | September, 12 2016 00:00:00 | Dimmable | Continuous Below 10 | No |  | BBBCYG | [25 empty] | 4.4 | 2309.8 | 114.3 | 20.2 | 17.9 | 0.96 | 4000 | 82.1 |  |  |  | FALSE | FALSE | FALSE | May, 02 2018 00:00:00 | 4.3 |  | standard |  |  |  |  | November, 02 2018 00:00:00 | FALSE | FALSE | FALSE | [6 empty] | AC | [7 empty] | FALSE
PCER3DKG | Shenzhen Dimi Lighting Co.,LTD | Dimi Light | FL-T8-22W1200-BIXF(3500K) | Linear Replacement Lamp | T8 Four-Foot | Dual Mode Internal Driver (UL Type A and Type B) |  | standard | FALSE | [10 empty] | September, 12 2016 00:00:00 | Not Dimmable | Not Dimmable | No |  | NNNNYM | [25 empty] | 5 | 2555 | 120.86 | 21.14 | 13.31 | 0.91 | 3500 | 81.8 |  |  |  | FALSE | FALSE | FALSE | May, 02 2018 00:00:00 | 4.3 |  | standard |  |  |  |  | March, 30 2020 00:00:00 | FALSE | FALSE | FALSE | [6 empty] | AC | [7 empty] | FALSE
P9U6GUA7 | Shenzhen Dimi Lighting Co.,LTD | Dimi Light | FL-T8-22W1200-BIXF(5000K) | Linear Replacement Lamp | T8 Four-Foot | Dual Mode Internal Driver (UL Type A and Type B) |  | standard | FALSE | [10 empty] | September, 12 2016 00:00:00 | Not Dimmable | Not Dimmable | No |  | NNNNYM | [25 empty] | 5 | 2748 | 129.68 | 21.19 | 13.29 | 0.91 | 5000 | 82.6 |  |  |  | FALSE | FALSE | FALSE | May, 02 2018 00:00:00 | 4.3 |  | standard |  |  |  |  | March, 30 2020 00:00:00 | FALSE | FALSE | FALSE | [6 empty] | AC | [7 empty] | FALSE
P8JFU7EH | HK Syhdee LIGHTING Co., LIMITED. | SYHDEE | SYH-GL08-DC1215 (3500K) | Linear Replacement Lamp | T8 Four-Foot | Replacement Lamps (plug and play) (UL Type A) |  | standard | FALSE | [10 empty] | September, 12 2016 00:00:00 | Dimmable | Continuous Below 10 | No |  | BBBCYH | [25 empty] | 4.4 | 1735.3 | 114.9 | 15.1 | 17.4 | 0.96 | 3500 | 82 |  |  |  | FALSE | FALSE | FALSE | May, 02 2018 00:00:00 | 4.3 |  | standard |  |  |  |  | November, 02 2018 00:00:00 | FALSE | FALSE | FALSE | [6 empty] | AC | [7 empty] | FALSE
PK8SG18H | HK Syhdee LIGHTING Co., LIMITED. | SYHDEE | SYH-GL08-DC1220 (3500K) | Linear Replacement Lamp | T8 Four-Foot | Replacement Lamps (plug and play) (UL Type A) |  | standard | FALSE | [10 empty] | September, 12 2016 00:00:00 | Dimmable | Continuous Below 10 | No |  | BBBCYG | [25 empty] | 4.4 | 2309.8 | 114.3 | 20.2 | 17.9 | 0.96 | 3500 | 82.1 |  |  |  | FALSE | FALSE | FALSE | May, 02 2018 00:00:00 | 4.3 |  | standard |  |  |  |  | November, 02 2018 00:00:00 | FALSE | FALSE | FALSE | [6 empty] | AC | [7 empty] | FALSE
PS4R17MT | LED One Corporation | LEDone | LOD-C08-M1212(4000K) | Linear Replacement Lamp | T8 Four-Foot | Dual Mode Internal Driver (UL Type A and Type B) |  | standard | FALSE | [10 empty] | September, 12 2016 00:00:00 | Dimmable | Continuous Above 10 | NotYetVerified | Internal driver; compatible with existing fluorescent ballastDelisted on 3/25/16 Relisted on 9/12/16 | MMMNFC | [25 empty] | 4.4 | 1824.69 | 113.34 | 16.1 | 14.1 | 0.95 | 4000 | 82.1 |  |  |  | FALSE | FALSE | FALSE | May, 02 2018 00:00:00 | 4.3 |  | standard |  |  |  |  | November, 02 2018 00:00:00 | FALSE | FALSE | FALSE | [6 empty] | AC | [7 empty] | FALSE
P2QJKRRK | enviro-glo LLC | Enrivo-glo | T8SLD17WU13K4BCGL | Linear Replacement Lamp | T8 Four-Foot | Replacement Lamps (plug and play) (UL Type A) |  | standard | TRUE |  | 2261 | 113.8 | 19.86 | 9.43 | 0.9818 | 3073 | 84.5 | 5 | 50000 | September, 12 2016 00:00:00 | Not Dimmable | Not Dimmable | FALSE | Product de-listed on 4/1/2017, re-listed on 4/28/2017 due to allowances requirements change | DDDIDH | [15 empty] | 83.1 |  | 1.24 | 1.28 | [6 empty] | 4.4 | 2200 | 112 | 19.5 | 20 | 0.9 | 3000 | 82 |  |  |  | TRUE | FALSE | FALSE | May, 02 2018 00:00:00 | 4.3 |  | standard |  |  |  |  | November, 02 2018 00:00:00 | FALSE | FALSE | FALSE | [6 empty] | AC | [7 empty] | FALSE
P1P33DAZ | HK Syhdee LIGHTING Co., LIMITED. | SYHDEE | SYH-GL08-DC1215 (5000K) | Linear Replacement Lamp | T8 Four-Foot | Replacement Lamps (plug and play) (UL Type A) |  | standard | FALSE | [10 empty] | September, 12 2016 00:00:00 | Dimmable | Continuous Below 10 | No |  | BBBCYH | [25 empty] | 5 | 1786.6 | 117.5 | 15.2 | 17.7 | 0.95 | 4885 | 82.3 |  |  |  | FALSE | FALSE | FALSE | May, 02 2018 00:00:00 | 4.3 |  | standard |  |  |  |  | March, 30 2020 00:00:00 | FALSE | FALSE | FALSE | [6 empty] | AC | [7 empty] | FALSE
PV82UCJZ | Shenzhen Dimi Lighting Co.,LTD | Dimi Light | FL-T8-15W1200-BIXF(4500K) | Linear Replacement Lamp | T8 Four-Foot | Dual Mode Internal Driver (UL Type A and Type B) |  | standard | FALSE | [10 empty] | September, 12 2016 00:00:00 | Not Dimmable | Not Dimmable | No |  | NNNNYK | [25 empty] | 5 | 1679 | 121.75 | 13.79 | 13.44 | 0.91 | 4500 | 81.7 |  |  |  | FALSE | FALSE | FALSE | May, 02 2018 00:00:00 | 4.3 |  | standard |  |  |  |  | March, 30 2020 00:00:00 | FALSE | FALSE | FALSE | [6 empty] | AC | [7 empty] | FALSE
PTFU13KP | Shenzhen Dimi Lighting Co.,LTD | Dimi Light | FL-T8-15W1200-BIXF(5000K) | Linear Replacement Lamp | T8 Four-Foot | Dual Mode Internal Driver (UL Type A and Type B) |  | standard | FALSE | [10 empty] | September, 12 2016 00:00:00 | Not Dimmable | Not Dimmable | No |  | NNNNYK | [25 empty] | 5 | 1839 | 131.83 | 13.95 | 13.39 | 0.91 | 5000 | 82.3 |  |  |  | FALSE | FALSE | FALSE | May, 02 2018 00:00:00 | 4.3 |  | standard |  |  |  |  | March, 30 2020 00:00:00 | FALSE | FALSE | FALSE | [6 empty] | AC | [7 empty] | FALSE
PN9PKBAD | Shenzhen Dimi Lighting Co.,LTD | Dimi Light | FL-T8-22W1200-BIXF(3000K) | Linear Replacement Lamp | T8 Four-Foot | Dual Mode Internal Driver (UL Type A and Type B) |  | standard | TRUE |  | 2555 | 120.86 | 21.11 | 13.31 | 0.9052 | 2969 | 81.8 | 5 | 50000 | September, 12 2016 00:00:00 | Not Dimmable | Not Dimmable | No |  | NNNNYM | [15 empty] | 88.8 |  | 1.16 | 1.38 | [6 empty] | 5 | 2555 | 120.86 | 21.14 | 13.31 | 0.91 | 3000 | 81.8 |  |  |  | FALSE | FALSE | FALSE | May, 02 2018 00:00:00 | 4.3 |  | standard |  |  |  |  | March, 30 2020 00:00:00 | FALSE | FALSE | FALSE | [6 empty] | AC | [7 empty] | FALSE
PJ4UHRW5 | Shenzhen Dimi Lighting Co.,LTD | Dimi Light | FL-T8-15W1200-BIXF(3000K) | Linear Replacement Lamp | T8 Four-Foot | Dual Mode Internal Driver (UL Type A and Type B) |  | standard | TRUE |  | 1693 | 119.48 | 14.17 | 13.44 | 0.9064 | 2964 | 81.7 | 5 | 50000 | September, 12 2016 00:00:00 | Not Dimmable | Not Dimmable | No |  | NNNNYK | [15 empty] | 88.9 |  | 1.16 | 1.4 | [6 empty] | 5 | 1679 | 121.75 | 13.79 | 13.44 | 0.91 | 3000 | 81.7 |  |  |  | FALSE | FALSE | FALSE | May, 02 2018 00:00:00 | 4.3 |  | standard |  |  |  |  | March, 30 2020 00:00:00 | FALSE | FALSE | FALSE | [6 empty] | AC | [7 empty] | FALSE
PGX19X5J | LED One Corporation | LED one | LOD-C08-M1218(3000K) | Linear Replacement Lamp | T8 Four-Foot | Dual Mode Internal Driver (UL Type A and Type B) |  | standard | TRUE |  | 2488.73 | 112.612 | 22.1 | 13.7 | 0.905 | 2967 | 82 | 5 | 50000 | September, 12 2016 00:00:00 | Dimmable | Continuous Below 10 | FALSE |  | DDDIEL | [15 empty] | 80.5 |  | 1.18 | 1.18 | [6 empty] | 4.4 | 2488.73 | 112.61 | 22.1 | 13.7 | 0.95 | 3000 | 82 |  |  |  | FALSE | FALSE | FALSE | May, 02 2018 00:00:00 | 4.3 |  | standard |  |  |  |  | November, 02 2018 00:00:00 | FALSE | FALSE | FALSE | [6 empty] | AC | [7 empty] | FALSE
P3AQUDEB | LED One Corporation | LED one | LOD-C08-M1215(3000K) | Linear Replacement Lamp | T8 Four-Foot | Dual Mode Internal Driver (UL Type A and Type B) |  | standard | TRUE |  | 2140.46 | 112.066 | 19.1 | 13.6 | 0.907 | 2983 | 82.1 | 5 | 50000 | September, 12 2016 00:00:00 | Dimmable | Continuous Below 10 | FALSE |  | DDDIEK | [15 empty] | 80.4 |  | 1.16 | 1.2 | [6 empty] | 4.4 | 2140.46 | 112.07 | 19.1 | 13.6 | 0.95 | 3000 | 82.1 |  |  |  | FALSE | FALSE | FALSE | May, 02 2018 00:00:00 | 4.3 |  | standard |  |  |  |  | November, 02 2018 00:00:00 | FALSE | FALSE | FALSE | [6 empty] | AC | [7 empty] | FALSE
P4UQWBV5 | HK Syhdee LIGHTING Co., LIMITED. | SYHDEE | SYH-GL08-DC1215 (4500K) | Linear Replacement Lamp | T8 Four-Foot | Replacement Lamps (plug and play) (UL Type A) |  | standard | FALSE | [10 empty] | September, 12 2016 00:00:00 | Dimmable | Continuous Below 10 | No |  | BBBCYH | [25 empty] | 4.4 | 1735.3 | 114.9 | 15.1 | 17.4 | 0.96 | 4500 | 82 |  |  |  | FALSE | FALSE | FALSE | May, 02 2018 00:00:00 | 4.3 |  | standard |  |  |  |  | November, 02 2018 00:00:00 | FALSE | FALSE | FALSE | [6 empty] | AC | [7 empty] | FALSE
PCNYJQ6U | HK Syhdee LIGHTING Co., LIMITED. | SYHDEE | SYH-GL08-DC1220 (4500K) | Linear Replacement Lamp | T8 Four-Foot | Replacement Lamps (plug and play) (UL Type A) |  | standard | FALSE | [10 empty] | September, 12 2016 00:00:00 | Dimmable | Continuous Below 10 | No |  | BBBCYG | [25 empty] | 4.4 | 2309.8 | 114.3 | 20.2 | 17.9 | 0.96 | 4500 | 82.1 |  |  |  | FALSE | FALSE | FALSE | May, 02 2018 00:00:00 | 4.3 |  | standard |  |  |  |  | November, 02 2018 00:00:00 | FALSE | FALSE | FALSE | [6 empty] | AC | [7 empty] | FALSE
PR6XDJFQ | Shenzhen Dimi Lighting Co.,LTD | Dimi Light | FL-T8-18W1200-BIXF(3500K) | Linear Replacement Lamp | T8 Four-Foot | Dual Mode Internal Driver (UL Type A and Type B) |  | standard | FALSE | [10 empty] | September, 12 2016 00:00:00 | Not Dimmable | Not Dimmable | No |  | NNNNYL | [25 empty] | 5 | 2047 | 120.13 | 17.04 | 15.05 | 0.9 | 3500 | 81.7 |  |  |  | FALSE | FALSE | FALSE | May, 02 2018 00:00:00 | 4.3 |  | standard |  |  |  |  | March, 30 2020 00:00:00 | FALSE | FALSE | FALSE | [6 empty] | AC | [7 empty] | FALSE
PVH7RMZD | Shenzhen Dimi Lighting Co.,LTD | Dimi Light | FL-T8-22W1200-BIXF(4000K) | Linear Replacement Lamp | T8 Four-Foot | Dual Mode Internal Driver (UL Type A and Type B) |  | standard | FALSE | [10 empty] | September, 12 2016 00:00:00 | Not Dimmable | Not Dimmable | No |  | NNNNYM | [25 empty] | 5 | 2555 | 120.86 | 21.14 | 13.31 | 0.91 | 4000 | 81.8 |  |  |  | FALSE | FALSE | FALSE | May, 02 2018 00:00:00 | 4.3 |  | standard |  |  |  |  | March, 30 2020 00:00:00 | FALSE | FALSE | FALSE | [6 empty] | AC | [7 empty] | FALSE
PV7CHCXQ | Shenzhen Dimi Lighting Co.,LTD | Dimi Light | FL-T8-18W1200-BIXF(5000K) | Linear Replacement Lamp | T8 Four-Foot | Dual Mode Internal Driver (UL Type A and Type B) |  | standard | FALSE | [10 empty] | September, 12 2016 00:00:00 | Not Dimmable | Not Dimmable | No |  | NNNNYL | [25 empty] | 5 | 2218 | 129.56 | 17.12 | 15.01 | 0.9 | 5000 | 82.3 |  |  |  | FALSE | FALSE | FALSE | May, 02 2018 00:00:00 | 4.3 |  | standard |  |  |  |  | March, 30 2020 00:00:00 | FALSE | FALSE | FALSE | [6 empty] | AC | [7 empty] | FALSE
P8ZEK7D6 | Shenzhen Dimi Lighting Co.,LTD | Dimi Light | FL-T8-18W1200-BIXF(3000K) | Linear Replacement Lamp | T8 Four-Foot | Dual Mode Internal Driver (UL Type A and Type B) |  | standard | TRUE |  | 2049 | 119.06 | 17.21 | 15.05 | 0.9027 | 2957 | 81.7 | 5 | 50000 | September, 12 2016 00:00:00 | Not Dimmable | Not Dimmable | No |  | NNNNYL | [15 empty] | 89.2 |  | 1.16 | 1.42 | [6 empty] | 5 | 2047 | 120.13 | 17.04 | 15.05 | 0.9 | 3000 | 81.7 |  |  |  | FALSE | FALSE | FALSE | May, 02 2018 00:00:00 | 4.3 |  | standard |  |  |  |  | March, 30 2020 00:00:00 | FALSE | FALSE | FALSE | [6 empty] | AC | [7 empty] | FALSE
PZW9YNEP | LED One Corporation | LEDone | LOD-C08-M1212(3000K) | Linear Replacement Lamp | T8 Four-Foot | Dual Mode Internal Driver (UL Type A and Type B) |  | standard | TRUE |  | 1824.69 | 113.335 | 16.1 | 14.1 | 0.903 | 2979 | 82.1 | 5 | 50000 | September, 12 2016 00:00:00 | Dimmable | Continuous Above 10 | NotYetVerified | Internal driver; compatible with existing fluorescent ballastDelisted on 3/25/16 Relisted on 9/12/16 | MMMNFC | [15 empty] | 80.5 |  | 1.18 | 1.18 | [6 empty] | 5 | 1824.69 | 113.34 | 16.1 | 14.1 | 0.95 | 3000 | 82.1 |  |  |  | FALSE | FALSE | FALSE | May, 02 2018 00:00:00 | 4.3 |  | standard |  |  |  |  | March, 30 2020 00:00:00 | FALSE | FALSE | FALSE | [6 empty] | AC | [7 empty] | FALSE
P3EZC8MF | HK Syhdee LIGHTING Co., LIMITED. | SYHDEE | SYH-GL08-DC1220 (3000K) | Linear Replacement Lamp | T8 Four-Foot | Replacement Lamps (plug and play) (UL Type A) |  | standard | TRUE |  | 2309.87 | 114.35 | 20.2 | 17.9 | 0.957 | 2909 | 82.1 | 5 | 50000 | September, 12 2016 00:00:00 | Dimmable | Continuous Below 10 | No |  | BBBCYG | [15 empty] | 79.1 |  | 1.22 | 1.26 | [6 empty] | 5 | 2309.8 | 114.3 | 20.2 | 17.9 | 0.96 | 2909 | 82.1 |  |  |  | FALSE | FALSE | FALSE | May, 02 2018 00:00:00 | 4.3 |  | standard |  |  |  |  | March, 30 2020 00:00:00 | FALSE | FALSE | FALSE | [6 empty] | AC | [7 empty] | FALSE
PYUPYPHV | LED One Corporation | LEDone | LOD-C08-M1212(5000K) | Linear Replacement Lamp | T8 Four-Foot | Dual Mode Internal Driver (UL Type A and Type B) |  | standard | FALSE | [10 empty] | September, 12 2016 00:00:00 | Dimmable | Continuous Above 10 | NotYetVerified | Internal driver; compatible with existing fluorescent ballastDelisted on 3/25/16 Relisted on 9/12/16 | MMMNFC | [25 empty] | 5 | 1902.71 | 118.18 | 16.1 | 14.2 | 0.95 | 5000 | 83.1 |  |  |  | FALSE | FALSE | FALSE | May, 02 2018 00:00:00 | 4.3 |  | standard |  |  |  |  | March, 30 2020 00:00:00 | FALSE | FALSE | FALSE | [6 empty] | AC | [7 empty] | FALSE
P82C7QA1 | LED One Corporation | LED ONE | LOD-C08-M1215(5000K) | Linear Replacement Lamp | T8 Four-Foot | Dual Mode Internal Driver (UL Type A and Type B) |  | standard | FALSE | [10 empty] | September, 12 2016 00:00:00 | Dimmable | Continuous Below 10 | No |  | DDDIEK | [25 empty] | 5 | 2238.16 | 117.18 | 19.1 | 13.9 | 0.95 | 5000 | 82.9 |  |  |  | FALSE | FALSE | FALSE | May, 02 2018 00:00:00 | 4.3 |  | standard |  |  |  |  | March, 30 2020 00:00:00 | FALSE | FALSE | FALSE | [6 empty] | AC | [7 empty] | FALSE
P3FMYEB3 | LED One Corporation | LED ONE | LOD-C08-M1218(5000K) | Linear Replacement Lamp | T8 Four-Foot | Dual Mode Internal Driver (UL Type A and Type B) |  | standard | FALSE | [10 empty] | September, 12 2016 00:00:00 | Dimmable | Continuous Below 10 | No |  | DDDIEL | [25 empty] | 5 | 2617.2 | 117.89 | 22.2 | 13.9 | 0.96 | 5000 | 83.1 |  |  |  | FALSE | FALSE | FALSE | May, 02 2018 00:00:00 | 4.3 |  | standard |  |  |  |  | March, 30 2020 00:00:00 | FALSE | FALSE | FALSE | [6 empty] | AC | [7 empty] | FALSE
PJPXRMFR | HK Syhdee LIGHTING Co., LIMITED. | SYHDEE | SYH-GL08-DC1220 (5000K) | Linear Replacement Lamp | T8 Four-Foot | Replacement Lamps (plug and play) (UL Type A) |  | standard | FALSE | [10 empty] | September, 12 2016 00:00:00 | Dimmable | Continuous Below 10 | No |  | BBBCYG | [25 empty] | 5 | 2392.1 | 118.4 | 20.2 | 18.2 | 0.95 | 4896 | 82.2 |  |  |  | FALSE | FALSE | FALSE | May, 02 2018 00:00:00 | 4.3 |  | standard |  |  |  |  | March, 30 2020 00:00:00 | FALSE | FALSE | FALSE | [6 empty] | AC | [7 empty] | FALSE
PA1R4ANA | Shenzhen Dimi Lighting Co.,LTD | Dimi Light | FL-T8-15W1200-BIXF(3500K) | Linear Replacement Lamp | T8 Four-Foot | Dual Mode Internal Driver (UL Type A and Type B) |  | standard | FALSE | [10 empty] | September, 12 2016 00:00:00 | Not Dimmable | Not Dimmable | No |  | NNNNYK | [25 empty] | 5 | 1679 | 121.75 | 13.79 | 13.44 | 0.91 | 3500 | 81.7 |  |  |  | FALSE | FALSE | FALSE | May, 02 2018 00:00:00 | 4.3 |  | standard |  |  |  |  | March, 30 2020 00:00:00 | FALSE | FALSE | FALSE | [6 empty] | AC | [7 empty] | FALSE
P5XMHAET | Jintec America Inc | fulBrite | JK-T8-4F-12(2700K) | Linear Replacement Lamp | T8 Four-Foot | Replacement Lamps (plug and play) (UL Type A) |  | standard | TRUE |  | 1661 | 120.01 | 13.84 | 12.77 | 0.9065 | 2765 | 82.5 | 5 | 50000 | September, 09 2016 00:00:00 | Not Dimmable | Not Dimmable | No |  | FFFHCG | [15 empty] | 85.5 |  | 1.2 | 1.32 | [6 empty] | 5 | 1663 | 121.74 | 13.66 | 12.77 | 0.91 | 2700 | 82.5 |  |  |  | FALSE | FALSE | FALSE | May, 02 2018 00:00:00 | 4.3 |  | standard |  |  |  |  | March, 30 2020 00:00:00 | FALSE | FALSE | FALSE | [6 empty] | AC | [7 empty] | FALSE
PDND55EM | Jintec America Inc | fulBrite | JK-T8-4F-12(3000K) | Linear Replacement Lamp | T8 Four-Foot | Replacement Lamps (plug and play) (UL Type A) |  | standard | FALSE | [10 empty] | September, 09 2016 00:00:00 | Not Dimmable | Not Dimmable | No |  | FFFHCG | [25 empty] | 5 | 1663 | 121.74 | 13.66 | 12.77 | 0.91 | 3000 | 82.5 |  |  |  | FALSE | FALSE | FALSE | May, 02 2018 00:00:00 | 4.3 |  | standard |  |  |  |  | March, 30 2020 00:00:00 | FALSE | FALSE | FALSE | [6 empty] | AC | [7 empty] | FALSE
PDZPDEBZ | Jintec America Inc | fulBrite | JK-T8-4F-12(5000K) | Linear Replacement Lamp | T8 Four-Foot | Replacement Lamps (plug and play) (UL Type A) |  | standard | FALSE | [10 empty] | September, 09 2016 00:00:00 | Not Dimmable | Not Dimmable | No |  | FFFHCG | [25 empty] | 5 | 1718 | 126.51 | 13.58 | 16.84 | 0.91 | 5000 | 84.8 |  |  |  | FALSE | FALSE | FALSE | May, 02 2018 00:00:00 | 4.3 |  | standard |  |  |  |  | March, 30 2020 00:00:00 | FALSE | FALSE | FALSE | [6 empty] | AC | [7 empty] | FALSE
PQMAMMW6 | Jintec America Inc | fulBrite | JK-T8-4F-12(3500K) | Linear Replacement Lamp | T8 Four-Foot | Replacement Lamps (plug and play) (UL Type A) |  | standard | FALSE | [10 empty] | September, 09 2016 00:00:00 | Not Dimmable | Not Dimmable | No |  | FFFHCG | [25 empty] | 5 | 1663 | 121.74 | 13.66 | 12.77 | 0.91 | 3500 | 82.5 |  |  |  | FALSE | FALSE | FALSE | May, 02 2018 00:00:00 | 4.3 |  | standard |  |  |  |  | March, 30 2020 00:00:00 | FALSE | FALSE | FALSE | [6 empty] | AC | [7 empty] | FALSE
PC6XW1K4 | Jintec America Inc | fulBrite | JK-T8-4F-12(4000K) | Linear Replacement Lamp | T8 Four-Foot | Replacement Lamps (plug and play) (UL Type A) |  | standard | FALSE | [10 empty] | September, 09 2016 00:00:00 | Not Dimmable | Not Dimmable | No |  | FFFHCG | [25 empty] | 5 | 1663 | 121.74 | 13.66 | 12.77 | 0.91 | 4000 | 82.5 |  |  |  | FALSE | FALSE | FALSE | May, 02 2018 00:00:00 | 4.3 |  | standard |  |  |  |  | March, 30 2020 00:00:00 | FALSE | FALSE | FALSE | [6 empty] | AC | [7 empty] | FALSE
PHSYS1TS | Jintec America Inc | fulBrite | JK-T8-4F-12(4500K) | Linear Replacement Lamp | T8 Four-Foot | Replacement Lamps (plug and play) (UL Type A) |  | standard | FALSE | [10 empty] | September, 09 2016 00:00:00 | Not Dimmable | Not Dimmable | No |  | FFFHCG | [25 empty] | 5 | 1663 | 121.74 | 13.66 | 12.77 | 0.91 | 4500 | 82.5 |  |  |  | FALSE | FALSE | FALSE | May, 02 2018 00:00:00 | 4.3 |  | standard |  |  |  |  | March, 30 2020 00:00:00 | FALSE | FALSE | FALSE | [6 empty] | AC | [7 empty] | FALSE
P99ENKQ5 | IRTRONIX INC DBA EURI LIGHTING | Euri Lighting | ET8-1150H-20 | Linear Replacement Lamp | T8 Four-Foot | Dual Mode Internal Driver (UL Type A and Type B) |  | standard | FALSE | [10 empty] | September, 08 2016 00:00:00 | Not Dimmable | Not Dimmable | NotYetVerified |  | DDDIDE | [25 empty] | 5 | 2400 | 120 | 20 | 5.79 | 0.9 | 5000 | 80 |  |  |  | FALSE | FALSE | FALSE | May, 02 2018 00:00:00 | 4.3 |  | standard |  |  |  |  | March, 30 2020 00:00:00 | FALSE | FALSE | FALSE | [6 empty] | AC | [7 empty] | FALSE
PYSHJCAW | IRTRONIX INC DBA EURI LIGHTING | Euri Lighting | ET8-1140H-20 | Linear Replacement Lamp | T8 Four-Foot | Dual Mode Internal Driver (UL Type A and Type B) |  | standard | FALSE | [10 empty] | September, 08 2016 00:00:00 | Not Dimmable | Not Dimmable | NotYetVerified |  | DDDIDE | [25 empty] | 5 | 2400 | 120 | 20 | 5.79 | 0.9 | 4000 | 80 |  |  |  | FALSE | FALSE | FALSE | May, 02 2018 00:00:00 | 4.3 |  | standard |  |  |  |  | March, 30 2020 00:00:00 | FALSE | FALSE | FALSE | [6 empty] | AC | [7 empty] | FALSE
P2RHA2YY | Sunpark | Sunpark | T8-48T-830-12W-EB | Linear Replacement Lamp | T8 Four-Foot | Replacement Lamps (plug and play) (UL Type A) |  | standard | TRUE |  | 1583 | 109.32 | 14.48 | 11.02 | 0.901 | 3175 | 85.2 | 5 | 50000 | September, 08 2016 00:00:00 | Not Dimmable | Not Dimmable | FALSE | Product de-listed on 4/1/2017, re-listed on 4/28/2017 due to allowances requirements change | LLLASR | [15 empty] | 84 |  | 1.32 | 1.32 | [6 empty] | 4.4 | 1600 | 106 | 14.5 | 11.02 | 0.983 | 3000 | 84 |  |  |  | TRUE | FALSE | FALSE | May, 02 2018 00:00:00 | 4.3 |  | standard |  |  |  |  | November, 02 2018 00:00:00 | FALSE | FALSE | FALSE | [6 empty] | AC | [7 empty] | FALSE
PZXC43AF | IRTRONIX INC DBA EURI LIGHTING | Euri Lighting | ET8-1135H-20W | Linear Replacement Lamp | T8 Four-Foot | Dual Mode Internal Driver (UL Type A and Type B) |  | standard | FALSE | [10 empty] | September, 08 2016 00:00:00 | Not Dimmable | Not Dimmable | NotYetVerified |  | DDDIDE | [25 empty] | 5 | 2400 | 120 | 20 | 5.79 | 0.9 | 3500 | 80 |  |  |  | FALSE | FALSE | FALSE | May, 02 2018 00:00:00 | 4.3 |  | standard |  |  |  |  | March, 30 2020 00:00:00 | FALSE | FALSE | FALSE | [6 empty] | AC | [7 empty] | FALSE
PGKZRDQ4 | IRTRONIX INC DBA EURI LIGHTING | Euri Lighting | ET8-1130H-20W | Linear Replacement Lamp | T8 Four-Foot | Dual Mode Internal Driver (UL Type A and Type B) |  | standard | TRUE |  | 2395 | 114.8 | 20.86 | 5.79 | 0.9799 | 2887 | 81.9 | 5 | 50000 | September, 08 2016 00:00:00 | Not Dimmable | Not Dimmable | NotYetVerified |  | DDDIDE | [15 empty] | 84.7 |  | 1.22 | 1.38 | [6 empty] | 5 | 2400 | 120 | 20 | 5.79 | 0.9 | 3000 | 80 |  |  |  | FALSE | FALSE | FALSE | May, 02 2018 00:00:00 | 4.3 |  | standard |  |  |  |  | March, 30 2020 00:00:00 | FALSE | FALSE | FALSE | [6 empty] | AC | [7 empty] | FALSE
PW7NTX1K | IRTRONIX INC DBA EURI LIGHTING | Euri Lighting | ET8-1145H-20W | Linear Replacement Lamp | T8 Four-Foot | Dual Mode Internal Driver (UL Type A and Type B) |  | standard | FALSE | [10 empty] | September, 08 2016 00:00:00 | Not Dimmable | Not Dimmable | NotYetVerified |  | DDDIDE | [25 empty] | 5 | 2400 | 120 | 20 | 5.79 | 0.9 | 4500 | 80 |  |  |  | FALSE | FALSE | FALSE | May, 02 2018 00:00:00 | 4.3 |  | standard |  |  |  |  | March, 30 2020 00:00:00 | FALSE | FALSE | FALSE | [6 empty] | AC | [7 empty] | FALSE
P2XWPRK4 | DONG GUAN WALSTAR OPTOELECTRONICS TECHNOLOGY CO., LTD | WALSTAR | FL-T8-18W1200 BIGS(4000K) | Linear Replacement Lamp | T8 Four-Foot | Replacement Lamps (plug and play) (UL Type A) |  | standard | TRUE |  | 2247 | 122.72 | 18.31 | 17.53 | 0.9539 | 4241 | 81.9 | 5 | 50000 | September, 07 2016 00:00:00 | Not Dimmable | Not Dimmable | No |  | YYYAWU | [15 empty] | 88.6 |  | 1.18 | 1.44 | [6 empty] | 5 | 2247 | 122.72 | 18.31 | 17.53 | 0.95 | 4000 | 81.9 |  |  |  | FALSE | FALSE | FALSE | May, 02 2018 00:00:00 | 4.3 |  | standard |  |  |  |  | March, 30 2020 00:00:00 | FALSE | FALSE | FALSE | [6 empty] | AC | [7 empty] | FALSE
P7R1EV49 | HK Syhdee LIGHTING Co., LIMITED. | SYHDEE | SYHU-TT8-015C-1235(F) | Linear Replacement Lamp | T8 Four-Foot | Replacement Lamps (plug and play) (UL Type A) |  | standard | FALSE | [10 empty] | September, 07 2016 00:00:00 | Not Dimmable | Not Dimmable | No |  | BBBCXS | [25 empty] | 5 | 1868 | 123.06 | 15.18 | 8.78 | 0.91 | 3500 | 82.4 |  |  |  | FALSE | FALSE | FALSE | May, 02 2018 00:00:00 | 4.3 |  | standard |  |  |  |  | March, 30 2020 00:00:00 | FALSE | FALSE | FALSE | [6 empty] | AC | [7 empty] | FALSE
P5H5G5JD | HK Syhdee LIGHTING Co., LIMITED. | SYHDEE | SYHU-TT8-015C-1240(T) | Linear Replacement Lamp | T8 Four-Foot | Replacement Lamps (plug and play) (UL Type A) |  | standard | FALSE | [10 empty] | September, 07 2016 00:00:00 | Not Dimmable | Not Dimmable | Yes |  | BBBCXQ | [25 empty] | 5 | 1786 | 117.89 | 15.15 | 8.36 | 0.91 | 4000 | 82.2 |  |  |  | FALSE | FALSE | FALSE | May, 02 2018 00:00:00 | 4.3 |  | standard |  |  |  |  | March, 30 2020 00:00:00 | FALSE | FALSE | FALSE | [6 empty] | AC | [7 empty] | FALSE
PDFV7F31 | HK Syhdee LIGHTING Co., LIMITED. | SYHDEE | SYHU-TT8-015C-1250(F) | Linear Replacement Lamp | T8 Four-Foot | Replacement Lamps (plug and play) (UL Type A) |  | standard | FALSE | [10 empty] | September, 07 2016 00:00:00 | Not Dimmable | Not Dimmable | No |  | BBBCXS | [25 empty] | 5 | 1961 | 128.34 | 15.28 | 8.61 | 0.91 | 5000 | 82.2 |  |  |  | FALSE | FALSE | FALSE | May, 02 2018 00:00:00 | 4.3 |  | standard |  |  |  |  | March, 30 2020 00:00:00 | FALSE | FALSE | FALSE | [6 empty] | AC | [7 empty] | FALSE
P9BG25FU | DONG GUAN WALSTAR OPTOELECTRONICS TECHNOLOGY CO., LTD | WALSTAR | FL-T8-22W1200 BIGS(5000K) | Linear Replacement Lamp | T8 Four-Foot | Replacement Lamps (plug and play) (UL Type A) |  | standard | FALSE | [10 empty] | September, 07 2016 00:00:00 | Not Dimmable | Not Dimmable | No |  | YYYAWV | [25 empty] | 5 | 2726 | 121.86 | 22.37 | 16.06 | 0.91 | 5000 | 82.4 |  |  |  | FALSE | FALSE | FALSE | May, 02 2018 00:00:00 | 4.3 |  | standard |  |  |  |  | March, 30 2020 00:00:00 | FALSE | FALSE | FALSE | [6 empty] | AC | [7 empty] | FALSE
PC4WUFUY | DONG GUAN WALSTAR OPTOELECTRONICS TECHNOLOGY CO., LTD | WALSTAR | FL-T8-18W1200 BIGS(5000K) | Linear Replacement Lamp | T8 Four-Foot | Replacement Lamps (plug and play) (UL Type A) |  | standard | FALSE | [10 empty] | September, 07 2016 00:00:00 | Not Dimmable | Not Dimmable | No |  | YYYAWU | [25 empty] | 5 | 2269 | 124.19 | 18.27 | 17.58 | 0.99 | 5000 | 82.4 |  |  |  | FALSE | FALSE | FALSE | May, 02 2018 00:00:00 | 4.3 |  | standard |  |  |  |  | March, 30 2020 00:00:00 | FALSE | FALSE | FALSE | [6 empty] | AC | [7 empty] | FALSE
PKB9AHFZ | Hyperikon, Inc. | Hyperikon | HyperBC-4F-305 | Linear Replacement Lamp | T8 Four-Foot | Dual Mode Internal Driver (UL Type A and Type B) |  | standard | FALSE | [10 empty] | September, 07 2016 00:00:00 | Not Dimmable | Not Dimmable | No |  | DDDIDF | [25 empty] | 5 | 2122 | 124.17 | 17.09 | 14.19 | 0.9 | 3000 | 83.2 |  |  |  | FALSE | FALSE | FALSE | May, 02 2018 00:00:00 | 4.3 |  | standard |  |  |  |  | March, 30 2020 00:00:00 | FALSE | FALSE | FALSE | [6 empty] | AC | [7 empty] | FALSE
PSQD6FFV | Hyperikon, Inc. | Hyperikon | HyperBC15-4F-35 | Linear Replacement Lamp | T8 Four-Foot | Dual Mode Internal Driver (UL Type A and Type B) |  | standard | FALSE | [10 empty] | September, 07 2016 00:00:00 | Not Dimmable | Not Dimmable | No |  | DDDIDF | [25 empty] | 5 | 1950 | 129.07 | 15.11 | 13.91 | 0.9 | 3500 | 83.5 |  |  |  | FALSE | FALSE | FALSE | May, 02 2018 00:00:00 | 4.3 |  | standard |  |  |  |  | March, 30 2020 00:00:00 | FALSE | FALSE | FALSE | [6 empty] | AC | [7 empty] | FALSE
PR9B7TNK | Hyperikon, Inc. | Hyperikon | HyperBC12-4F-35 | Linear Replacement Lamp | T8 Four-Foot | Dual Mode Internal Driver (UL Type A and Type B) |  | standard | FALSE | [10 empty] | September, 07 2016 00:00:00 | Not Dimmable | Not Dimmable | No |  | DDDIDF | [25 empty] | 5 | 1579 | 123.05 | 12.81 | 10.76 | 0.9 | 3500 | 83.6 |  |  |  | FALSE | FALSE | FALSE | May, 02 2018 00:00:00 | 4.3 |  | standard |  |  |  |  | March, 30 2020 00:00:00 | FALSE | FALSE | FALSE | [6 empty] | AC | [7 empty] | FALSE
P45UBMPP | HK Syhdee LIGHTING Co., LIMITED. | SYHDEE | SYHU-TT8-018C-1240(F) | Linear Replacement Lamp | T8 Four-Foot | Replacement Lamps (plug and play) (UL Type A) |  | standard | FALSE | [10 empty] | September, 07 2016 00:00:00 | Not Dimmable | Not Dimmable | No |  | BBBCXR | [25 empty] | 5 | 2069 | 122.86 | 16.84 | 8.71 | 0.96 | 4000 | 81.9 |  |  |  | FALSE | FALSE | FALSE | May, 02 2018 00:00:00 | 4.3 |  | standard |  |  |  |  | March, 30 2020 00:00:00 | FALSE | FALSE | FALSE | [6 empty] | AC | [7 empty] | FALSE
PCK9441C | DONG GUAN WALSTAR OPTOELECTRONICS TECHNOLOGY CO., LTD | WALSTAR | FL-T8-15W1200 BIGS(4000K) | Linear Replacement Lamp | T8 Four-Foot | Replacement Lamps (plug and play) (UL Type A) |  | standard | TRUE |  | 1813 | 119.51 | 15.17 | 18.26 | 0.9584 | 4089 | 82.2 | 5 | 50000 | September, 07 2016 00:00:00 | Not Dimmable | Not Dimmable | No |  | YYYAWW | [15 empty] | 89 |  | 1.16 | 1.42 | [6 empty] | 5 | 1816 | 120.19 | 15.11 | 18.26 | 0.96 | 4000 | 82.2 |  |  |  | FALSE | FALSE | FALSE | May, 02 2018 00:00:00 | 4.3 |  | standard |  |  |  |  | March, 30 2020 00:00:00 | FALSE | FALSE | FALSE | [6 empty] | AC | [7 empty] | FALSE
PZ875W41 | DONG GUAN WALSTAR OPTOELECTRONICS TECHNOLOGY CO., LTD | WALSTAR | FL-T8-15W1200 BIGS(5000K) | Linear Replacement Lamp | T8 Four-Foot | Replacement Lamps (plug and play) (UL Type A) |  | standard | FALSE | [10 empty] | September, 07 2016 00:00:00 | Not Dimmable | Not Dimmable | No |  | YYYAWW | [25 empty] | 5 | 1852 | 122.24 | 15.15 | 18.19 | 0.96 | 5000 | 82.4 |  |  |  | FALSE | FALSE | FALSE | May, 02 2018 00:00:00 | 4.3 |  | standard |  |  |  |  | March, 30 2020 00:00:00 | FALSE | FALSE | FALSE | [6 empty] | AC | [7 empty] | FALSE
PPWZXMA4 | Hyperikon, Inc. | Hyperikon | HyperBC-4C-305 | Linear Replacement Lamp | T8 Four-Foot | Dual Mode Internal Driver (UL Type A and Type B) |  | standard | FALSE | [10 empty] | September, 07 2016 00:00:00 | Not Dimmable | Not Dimmable | No |  | DDDIDF | [25 empty] | 5 | 2367 | 138.66 | 17.07 | 14.07 | 0.9 | 3000 | 83.2 |  |  |  | FALSE | FALSE | FALSE | May, 02 2018 00:00:00 | 4.3 |  | standard |  |  |  |  | March, 30 2020 00:00:00 | FALSE | FALSE | FALSE | [6 empty] | AC | [7 empty] | FALSE
PZHT18W9 | Hyperikon, Inc. | Hyperikon | HyperBC12-4C-35 | Linear Replacement Lamp | T8 Four-Foot | Dual Mode Internal Driver (UL Type A and Type B) |  | standard | FALSE | [10 empty] | September, 07 2016 00:00:00 | Not Dimmable | Not Dimmable | No |  | DDDIDF | [25 empty] | 5 | 1765 | 137.54 | 12.83 | 10.98 | 0.9 | 3500 | 83 |  |  |  | FALSE | FALSE | FALSE | May, 02 2018 00:00:00 | 4.3 |  | standard |  |  |  |  | March, 30 2020 00:00:00 | FALSE | FALSE | FALSE | [6 empty] | AC | [7 empty] | FALSE
PJ6SWG9T | Hyperikon, Inc. | Hyperikon | HyperBC15-4C-40 | Linear Replacement Lamp | T8 Four-Foot | Dual Mode Internal Driver (UL Type A and Type B) |  | standard | FALSE | [10 empty] | September, 07 2016 00:00:00 | Not Dimmable | Not Dimmable | No |  | DDDIDF | [25 empty] | 5 | 2146 | 141.82 | 15.13 | 12.34 | 0.9 | 4000 | 83.2 |  |  |  | FALSE | FALSE | FALSE | May, 02 2018 00:00:00 | 4.3 |  | standard |  |  |  |  | March, 30 2020 00:00:00 | FALSE | FALSE | FALSE | [6 empty] | AC | [7 empty] | FALSE
PRPD4EUW | Hyperikon, Inc. | Hyperikon | HyperBC12-4C-45 | Linear Replacement Lamp | T8 Four-Foot | Dual Mode Internal Driver (UL Type A and Type B) |  | standard | FALSE | [10 empty] | September, 07 2016 00:00:00 | Not Dimmable | Not Dimmable | No |  | DDDIDF | [25 empty] | 5 | 1765 | 137.54 | 12.83 | 10.98 | 0.9 | 4500 | 83 |  |  |  | FALSE | FALSE | FALSE | May, 02 2018 00:00:00 | 4.3 |  | standard |  |  |  |  | March, 30 2020 00:00:00 | FALSE | FALSE | FALSE | [6 empty] | AC | [7 empty] | FALSE
PUH4ZHQC | Hyperikon, Inc. | Hyperikon | HyperBC-4C-455 | Linear Replacement Lamp | T8 Four-Foot | Dual Mode Internal Driver (UL Type A and Type B) |  | standard | FALSE | [10 empty] | September, 07 2016 00:00:00 | Not Dimmable | Not Dimmable | No |  | DDDIDF | [25 empty] | 5 | 2367 | 138.66 | 17.07 | 14.07 | 0.9 | 4500 | 83.2 |  |  |  | FALSE | FALSE | FALSE | May, 02 2018 00:00:00 | 4.3 |  | standard |  |  |  |  | March, 30 2020 00:00:00 | FALSE | FALSE | FALSE | [6 empty] | AC | [7 empty] | FALSE
PCYE3BCY | HK Syhdee LIGHTING Co., LIMITED. | SYHDEE | SYHU-TT8-015C-1230(T) | Linear Replacement Lamp | T8 Four-Foot | Replacement Lamps (plug and play) (UL Type A) |  | standard | TRUE |  | 1791 | 117.29 | 15.27 | 8.36 | 0.9056 | 3007 | 82.2 | 5 | 50000 | September, 07 2016 00:00:00 | Not Dimmable | Not Dimmable | Yes |  | BBBCXQ | [15 empty] | 91.2 |  | 1.22 | 1.36 | [6 empty] | 5 | 1786 | 117.89 | 15.15 | 8.36 | 0.91 | 3000 | 82.2 |  |  |  | FALSE | FALSE | FALSE | May, 02 2018 00:00:00 | 4.3 |  | standard |  |  |  |  | March, 30 2020 00:00:00 | FALSE | FALSE | FALSE | [6 empty] | AC | [7 empty] | FALSE
PZV3YB85 | HK Syhdee LIGHTING Co., LIMITED. | SYHDEE | SYHU-TT8-018C-1235(T) | Linear Replacement Lamp | T8 Four-Foot | Replacement Lamps (plug and play) (UL Type A) |  | standard | FALSE | [10 empty] | September, 07 2016 00:00:00 | Not Dimmable | Not Dimmable | Yes |  | BBBCXP | [25 empty] | 5 | 2104 | 124.13 | 16.95 | 8.84 | 0.97 | 3500 | 81.9 |  |  |  | FALSE | FALSE | FALSE | May, 02 2018 00:00:00 | 4.3 |  | standard |  |  |  |  | March, 30 2020 00:00:00 | FALSE | FALSE | FALSE | [6 empty] | AC | [7 empty] | FALSE
P61AJ99V | HK Syhdee LIGHTING Co., LIMITED. | SYHDEE | SYHU-TT8-018C-1240(T) | Linear Replacement Lamp | T8 Four-Foot | Replacement Lamps (plug and play) (UL Type A) |  | standard | FALSE | [10 empty] | September, 07 2016 00:00:00 | Not Dimmable | Not Dimmable | Yes |  | BBBCXP | [25 empty] | 5 | 2104 | 124.13 | 16.95 | 8.84 | 0.97 | 4000 | 81.9 |  |  |  | FALSE | FALSE | FALSE | May, 02 2018 00:00:00 | 4.3 |  | standard |  |  |  |  | March, 30 2020 00:00:00 | FALSE | FALSE | FALSE | [6 empty] | AC | [7 empty] | FALSE
PUDGJ8CC | HK Syhdee LIGHTING Co., LIMITED. | SYHDEE | SYHU-TT8-015C-1245(T) | Linear Replacement Lamp | T8 Four-Foot | Replacement Lamps (plug and play) (UL Type A) |  | standard | FALSE | [10 empty] | September, 07 2016 00:00:00 | Not Dimmable | Not Dimmable | Yes |  | BBBCXQ | [25 empty] | 5 | 1786 | 117.89 | 15.15 | 8.36 | 0.91 | 4500 | 82.2 |  |  |  | FALSE | FALSE | FALSE | May, 02 2018 00:00:00 | 4.3 |  | standard |  |  |  |  | March, 30 2020 00:00:00 | FALSE | FALSE | FALSE | [6 empty] | AC | [7 empty] | FALSE
PU44XGSU | HK Syhdee LIGHTING Co., LIMITED. | SYHDEE | SYHU-TT8-018C-1230(F) | Linear Replacement Lamp | T8 Four-Foot | Replacement Lamps (plug and play) (UL Type A) |  | standard | TRUE |  | 1945 | 121.71 | 15.98 | 8.71 | 0.9562 | 3006 | 81.9 | 5 | 50000 | September, 07 2016 00:00:00 | Not Dimmable | Not Dimmable | No |  | BBBCXR | [15 empty] | 89.1 |  | 1.26 | 1.4 | [6 empty] | 5 | 2069 | 122.86 | 16.84 | 8.71 | 0.96 | 3000 | 81.9 |  |  |  | FALSE | FALSE | FALSE | May, 02 2018 00:00:00 | 4.3 |  | standard |  |  |  |  | March, 30 2020 00:00:00 | FALSE | FALSE | FALSE | [6 empty] | AC | [7 empty] | FALSE
PYGRGCXJ | DONG GUAN WALSTAR OPTOELECTRONICS TECHNOLOGY CO., LTD | WALSTAR | FL-T8-18W1200 BIGS(4500K) | Linear Replacement Lamp | T8 Four-Foot | Replacement Lamps (plug and play) (UL Type A) |  | standard | FALSE | [10 empty] | September, 07 2016 00:00:00 | Not Dimmable | Not Dimmable | No |  | YYYAWU | [25 empty] | 5 | 2247 | 122.72 | 18.31 | 17.53 | 0.95 | 4500 | 81.9 |  |  |  | FALSE | FALSE | FALSE | May, 02 2018 00:00:00 | 4.3 |  | standard |  |  |  |  | March, 30 2020 00:00:00 | FALSE | FALSE | FALSE | [6 empty] | AC | [7 empty] | FALSE
PEF4ZNW1 | Hyperikon, Inc. | Hyperikon | HyperBC12-4C-40 | Linear Replacement Lamp | T8 Four-Foot | Dual Mode Internal Driver (UL Type A and Type B) |  | standard | FALSE | [10 empty] | September, 07 2016 00:00:00 | Not Dimmable | Not Dimmable | No |  | DDDIDF | [25 empty] | 5 | 1765 | 137.54 | 12.83 | 10.98 | 0.9 | 4000 | 83 |  |  |  | FALSE | FALSE | FALSE | May, 02 2018 00:00:00 | 4.3 |  | standard |  |  |  |  | March, 30 2020 00:00:00 | FALSE | FALSE | FALSE | [6 empty] | AC | [7 empty] | FALSE
PS5QR195 | Hyperikon, Inc. | Hyperikon | HyperBC-4F-405 | Linear Replacement Lamp | T8 Four-Foot | Dual Mode Internal Driver (UL Type A and Type B) |  | standard | FALSE | [10 empty] | September, 07 2016 00:00:00 | Not Dimmable | Not Dimmable | No |  | DDDIDF | [25 empty] | 5 | 2122 | 124.17 | 17.09 | 14.19 | 0.9 | 4000 | 83.2 |  |  |  | FALSE | FALSE | FALSE | May, 02 2018 00:00:00 | 4.3 |  | standard |  |  |  |  | March, 30 2020 00:00:00 | FALSE | FALSE | FALSE | [6 empty] | AC | [7 empty] | FALSE
PYD95AVY | Hyperikon, Inc. | Hyperikon | HyperBC12-4F-40 | Linear Replacement Lamp | T8 Four-Foot | Dual Mode Internal Driver (UL Type A and Type B) |  | standard | FALSE | [10 empty] | September, 07 2016 00:00:00 | Not Dimmable | Not Dimmable | No |  | DDDIDF | [25 empty] | 5 | 1579 | 123.05 | 12.81 | 10.76 | 0.9 | 4000 | 83.6 |  |  |  | FALSE | FALSE | FALSE | May, 02 2018 00:00:00 | 4.3 |  | standard |  |  |  |  | March, 30 2020 00:00:00 | FALSE | FALSE | FALSE | [6 empty] | AC | [7 empty] | FALSE
PDP5MW3Y | Hyperikon, Inc. | Hyperikon | HyperBC12-4C-50 | Linear Replacement Lamp | T8 Four-Foot | Dual Mode Internal Driver (UL Type A and Type B) |  | standard | FALSE | [10 empty] | September, 07 2016 00:00:00 | Not Dimmable | Not Dimmable | No |  | DDDIDF | [25 empty] | 5 | 1817 | 142.29 | 12.77 | 11.03 | 0.9 | 5000 | 83 |  |  |  | FALSE | FALSE | FALSE | May, 02 2018 00:00:00 | 4.3 |  | standard |  |  |  |  | March, 30 2020 00:00:00 | FALSE | FALSE | FALSE | [6 empty] | AC | [7 empty] | FALSE
PMYVZBUN | Hyperikon, Inc. | Hyperikon | HyperBC15-4C-50 | Linear Replacement Lamp | T8 Four-Foot | Dual Mode Internal Driver (UL Type A and Type B) |  | standard | FALSE | [10 empty] | September, 07 2016 00:00:00 | Not Dimmable | Not Dimmable | No |  | DDDIDF | [25 empty] | 5 | 2232 | 146.18 | 15.27 | 12.44 | 0.9 | 5000 | 84.2 |  |  |  | FALSE | FALSE | FALSE | May, 02 2018 00:00:00 | 4.3 |  | standard |  |  |  |  | March, 30 2020 00:00:00 | FALSE | FALSE | FALSE | [6 empty] | AC | [7 empty] | FALSE
PPM8E2CJ | Hyperikon, Inc. | Hyperikon | HyperBC15-4F-50 | Linear Replacement Lamp | T8 Four-Foot | Dual Mode Internal Driver (UL Type A and Type B) |  | standard | FALSE | [10 empty] | September, 07 2016 00:00:00 | Not Dimmable | Not Dimmable | No |  | DDDIDF | [25 empty] | 5 | 2034 | 134.15 | 15.16 | 13.47 | 0.9 | 5000 | 84.3 |  |  |  | FALSE | FALSE | FALSE | May, 02 2018 00:00:00 | 4.3 |  | standard |  |  |  |  | March, 30 2020 00:00:00 | FALSE | FALSE | FALSE | [6 empty] | AC | [7 empty] | FALSE
PGSRXZDA | DONG GUAN WALSTAR OPTOELECTRONICS TECHNOLOGY CO., LTD | WALSTAR | FL-T8-15W1200 BIGS(4500K) | Linear Replacement Lamp | T8 Four-Foot | Replacement Lamps (plug and play) (UL Type A) |  | standard | FALSE | [10 empty] | September, 07 2016 00:00:00 | Not Dimmable | Not Dimmable | No |  | YYYAWW | [25 empty] | 5 | 1816 | 120.19 | 15.11 | 18.26 | 0.96 | 4500 | 82.2 |  |  |  | FALSE | FALSE | FALSE | May, 02 2018 00:00:00 | 4.3 |  | standard |  |  |  |  | March, 30 2020 00:00:00 | FALSE | FALSE | FALSE | [6 empty] | AC | [7 empty] | FALSE
PQ8V34V9 | HK Syhdee LIGHTING Co., LIMITED. | SYHDEE | SYHU-TT8-018C-1235(F) | Linear Replacement Lamp | T8 Four-Foot | Replacement Lamps (plug and play) (UL Type A) |  | standard | FALSE | [10 empty] | September, 07 2016 00:00:00 | Not Dimmable | Not Dimmable | No |  | BBBCXR | [25 empty] | 5 | 2069 | 122.86 | 16.84 | 8.71 | 0.96 | 3500 | 81.9 |  |  |  | FALSE | FALSE | FALSE | May, 02 2018 00:00:00 | 4.3 |  | standard |  |  |  |  | March, 30 2020 00:00:00 | FALSE | FALSE | FALSE | [6 empty] | AC | [7 empty] | FALSE
PPJVY9B7 | HK Syhdee LIGHTING Co., LIMITED. | SYHDEE | SYHU-TT8-018C-1245(F) | Linear Replacement Lamp | T8 Four-Foot | Replacement Lamps (plug and play) (UL Type A) |  | standard | FALSE | [10 empty] | September, 07 2016 00:00:00 | Not Dimmable | Not Dimmable | No |  | BBBCXR | [25 empty] | 5 | 2069 | 122.86 | 16.84 | 8.71 | 0.96 | 4500 | 81.9 |  |  |  | FALSE | FALSE | FALSE | May, 02 2018 00:00:00 | 4.3 |  | standard |  |  |  |  | March, 30 2020 00:00:00 | FALSE | FALSE | FALSE | [6 empty] | AC | [7 empty] | FALSE
PR6CD4XN | HK Syhdee LIGHTING Co., LIMITED. | SYHDEE | SYHU-TT8-018C-1250(F) | Linear Replacement Lamp | T8 Four-Foot | Replacement Lamps (plug and play) (UL Type A) |  | standard | FALSE | [10 empty] | September, 07 2016 00:00:00 | Not Dimmable | Not Dimmable | No |  | BBBCXR | [25 empty] | 5 | 2195 | 129.5 | 16.95 | 8.65 | 0.96 | 5000 | 82.7 |  |  |  | FALSE | FALSE | FALSE | May, 02 2018 00:00:00 | 4.3 |  | standard |  |  |  |  | March, 30 2020 00:00:00 | FALSE | FALSE | FALSE | [6 empty] | AC | [7 empty] | FALSE
PKDR8DAA | Hyperikon, Inc. | Hyperikon | HyperBC15-4C-30 | Linear Replacement Lamp | T8 Four-Foot | Dual Mode Internal Driver (UL Type A and Type B) |  | standard | FALSE | [10 empty] | September, 07 2016 00:00:00 | Not Dimmable | Not Dimmable | No |  | DDDIDF | [25 empty] | 5 | 2146 | 141.82 | 15.13 | 12.34 | 0.9 | 3000 | 83.2 |  |  |  | FALSE | FALSE | FALSE | May, 02 2018 00:00:00 | 4.3 |  | standard |  |  |  |  | March, 30 2020 00:00:00 | FALSE | FALSE | FALSE | [6 empty] | AC | [7 empty] | FALSE
PAT67VYS | Hyperikon, Inc. | Hyperikon | HyperBC15-4F-30 | Linear Replacement Lamp | T8 Four-Foot | Dual Mode Internal Driver (UL Type A and Type B) |  | standard | FALSE | [10 empty] | September, 07 2016 00:00:00 | Not Dimmable | Not Dimmable | No |  | DDDIDF | [25 empty] | 5 | 1950 | 129.07 | 15.11 | 13.91 | 0.9 | 3000 | 83.5 |  |  |  | FALSE | FALSE | FALSE | May, 02 2018 00:00:00 | 4.3 |  | standard |  |  |  |  | March, 30 2020 00:00:00 | FALSE | FALSE | FALSE | [6 empty] | AC | [7 empty] | FALSE
PQC6XFKQ | Hyperikon, Inc. | Hyperikon | HyperBC15-4C-35 | Linear Replacement Lamp | T8 Four-Foot | Dual Mode Internal Driver (UL Type A and Type B) |  | standard | FALSE | [10 empty] | September, 07 2016 00:00:00 | Not Dimmable | Not Dimmable | No |  | DDDIDF | [25 empty] | 5 | 2146 | 141.82 | 15.13 | 12.34 | 0.9 | 3500 | 83.2 |  |  |  | FALSE | FALSE | FALSE | May, 02 2018 00:00:00 | 4.3 |  | standard |  |  |  |  | March, 30 2020 00:00:00 | FALSE | FALSE | FALSE | [6 empty] | AC | [7 empty] | FALSE
P9PR58AV | Hyperikon, Inc. | Hyperikon | HyperBC-4C-355 | Linear Replacement Lamp | T8 Four-Foot | Dual Mode Internal Driver (UL Type A and Type B) |  | standard | FALSE | [10 empty] | September, 07 2016 00:00:00 | Not Dimmable | Not Dimmable | No |  | DDDIDF | [25 empty] | 5 | 2367 | 138.66 | 17.07 | 14.07 | 0.9 | 3500 | 83.2 |  |  |  | FALSE | FALSE | FALSE | May, 02 2018 00:00:00 | 4.3 |  | standard |  |  |  |  | March, 30 2020 00:00:00 | FALSE | FALSE | FALSE | [6 empty] | AC | [7 empty] | FALSE
P24CZKNK | Hyperikon, Inc. | Hyperikon | HyperBC-4C-405 | Linear Replacement Lamp | T8 Four-Foot | Dual Mode Internal Driver (UL Type A and Type B) |  | standard | FALSE | [10 empty] | September, 07 2016 00:00:00 | Not Dimmable | Not Dimmable | No |  | DDDIDF | [25 empty] | 5 | 2367 | 138.66 | 17.07 | 14.07 | 0.9 | 4000 | 83.2 |  |  |  | FALSE | FALSE | FALSE | May, 02 2018 00:00:00 | 4.3 |  | standard |  |  |  |  | March, 30 2020 00:00:00 | FALSE | FALSE | FALSE | [6 empty] | AC | [7 empty] | FALSE
PZ9XC6QC | Hyperikon, Inc. | Hyperikon | HyperBC15-4F-45 | Linear Replacement Lamp | T8 Four-Foot | Dual Mode Internal Driver (UL Type A and Type B) |  | standard | FALSE | [10 empty] | September, 07 2016 00:00:00 | Not Dimmable | Not Dimmable | No |  | DDDIDF | [25 empty] | 5 | 1950 | 129.07 | 15.11 | 13.91 | 0.9 | 4500 | 83.5 |  |  |  | FALSE | FALSE | FALSE | May, 02 2018 00:00:00 | 4.3 |  | standard |  |  |  |  | March, 30 2020 00:00:00 | FALSE | FALSE | FALSE | [6 empty] | AC | [7 empty] | FALSE
P5YPN4M1 | Hyperikon, Inc. | Hyperikon | HyperBC12-4F-50 | Linear Replacement Lamp | T8 Four-Foot | Dual Mode Internal Driver (UL Type A and Type B) |  | standard | FALSE | [10 empty] | September, 07 2016 00:00:00 | Not Dimmable | Not Dimmable | No |  | DDDIDF | [25 empty] | 5 | 1606 | 127.13 | 12.63 | 10.43 | 0.9 | 5000 | 83.7 |  |  |  | FALSE | FALSE | FALSE | May, 02 2018 00:00:00 | 4.3 |  | standard |  |  |  |  | March, 30 2020 00:00:00 | FALSE | FALSE | FALSE | [6 empty] | AC | [7 empty] | FALSE
PB1WNUEY | HK Syhdee LIGHTING Co., LIMITED. | SYHDEE | SYHU-TT8-015C-1235(T) | Linear Replacement Lamp | T8 Four-Foot | Replacement Lamps (plug and play) (UL Type A) |  | standard | FALSE | [10 empty] | September, 07 2016 00:00:00 | Not Dimmable | Not Dimmable | Yes |  | BBBCXQ | [25 empty] | 5 | 1786 | 117.89 | 15.15 | 8.36 | 0.91 | 3500 | 82.2 |  |  |  | FALSE | FALSE | FALSE | May, 02 2018 00:00:00 | 4.3 |  | standard |  |  |  |  | March, 30 2020 00:00:00 | FALSE | FALSE | FALSE | [6 empty] | AC | [7 empty] | FALSE
P6A2WSHS | HK Syhdee LIGHTING Co., LIMITED. | SYHDEE | SYHU-TT8-015C-1240(F) | Linear Replacement Lamp | T8 Four-Foot | Replacement Lamps (plug and play) (UL Type A) |  | standard | FALSE | [10 empty] | September, 07 2016 00:00:00 | Not Dimmable | Not Dimmable | No |  | BBBCXS | [25 empty] | 5 | 1868 | 123.06 | 15.18 | 8.78 | 0.91 | 4000 | 82.4 |  |  |  | FALSE | FALSE | FALSE | May, 02 2018 00:00:00 | 4.3 |  | standard |  |  |  |  | March, 30 2020 00:00:00 | FALSE | FALSE | FALSE | [6 empty] | AC | [7 empty] | FALSE
PUCU9DXX | HK Syhdee LIGHTING Co., LIMITED. | SYHDEE | SYHU-TT8-015C-1230(F) | Linear Replacement Lamp | T8 Four-Foot | Replacement Lamps (plug and play) (UL Type A) |  | standard | TRUE |  | 1945 | 121.71 | 15.98 | 8.71 | 0.9562 | 3006 | 81.9 | 5 | 50000 | September, 07 2016 00:00:00 | Not Dimmable | Not Dimmable | No |  | BBBCXS | [15 empty] | 88.1 |  | 1.28 | 1.44 | [6 empty] | 5 | 1868 | 123.06 | 15.18 | 8.78 | 0.91 | 3000 | 82.4 |  |  |  | FALSE | FALSE | FALSE | May, 02 2018 00:00:00 | 4.3 |  | standard |  |  |  |  | March, 30 2020 00:00:00 | FALSE | FALSE | FALSE | [6 empty] | AC | [7 empty] | FALSE
P1BB9KG8 | HK Syhdee LIGHTING Co., LIMITED. | SYHDEE | SYHU-TT8-018C-1230(T) | Linear Replacement Lamp | T8 Four-Foot | Replacement Lamps (plug and play) (UL Type A) |  | standard | TRUE |  | 2104 | 124.13 | 16.95 | 8.84 | 0.9658 | 3006 | 81.9 | 5 | 50000 | September, 07 2016 00:00:00 | Not Dimmable | Not Dimmable | Yes |  | BBBCXP | [15 empty] | 91.2 |  | 1.22 | 1.38 | [6 empty] | 5 | 2104 | 124.13 | 16.95 | 8.84 | 0.97 | 3000 | 81.9 |  |  |  | FALSE | FALSE | FALSE | May, 02 2018 00:00:00 | 4.3 |  | standard |  |  |  |  | March, 30 2020 00:00:00 | FALSE | FALSE | FALSE | [6 empty] | AC | [7 empty] | FALSE
P1EWD59B | DONG GUAN WALSTAR OPTOELECTRONICS TECHNOLOGY CO., LTD | WALSTAR | FL-T8-22W1200 BIGS(4000K) | Linear Replacement Lamp | T8 Four-Foot | Replacement Lamps (plug and play) (UL Type A) |  | standard | TRUE |  | 2673 | 119.65 | 22.34 | 16.08 | 0.9113 | 4116 | 82.1 | 5 | 50000 | September, 07 2016 00:00:00 | Not Dimmable | Not Dimmable | No |  | YYYAWV | [15 empty] | 89 |  | 1.16 | 1.44 | [6 empty] | 5 | 2673 | 119.65 | 22.34 | 16.08 | 0.91 | 4000 | 82.1 |  |  |  | FALSE | FALSE | FALSE | May, 02 2018 00:00:00 | 4.3 |  | standard |  |  |  |  | March, 30 2020 00:00:00 | FALSE | FALSE | FALSE | [6 empty] | AC | [7 empty] | FALSE
PR4QKYT4 | HK Syhdee LIGHTING Co., LIMITED. | SYHDEE | SYHU-TT8-018C-1245(T) | Linear Replacement Lamp | T8 Four-Foot | Replacement Lamps (plug and play) (UL Type A) |  | standard | FALSE | [10 empty] | September, 07 2016 00:00:00 | Not Dimmable | Not Dimmable | Yes |  | BBBCXP | [25 empty] | 5 | 2104 | 124.13 | 16.95 | 8.84 | 0.97 | 4500 | 81.9 |  |  |  | FALSE | FALSE | FALSE | May, 02 2018 00:00:00 | 4.3 |  | standard |  |  |  |  | March, 30 2020 00:00:00 | FALSE | FALSE | FALSE | [6 empty] | AC | [7 empty] | FALSE
PW5EGGAU | HK Syhdee LIGHTING Co., LIMITED. | SYHDEE | SYHU-TT8-015C-1245(F) | Linear Replacement Lamp | T8 Four-Foot | Replacement Lamps (plug and play) (UL Type A) |  | standard | FALSE | [10 empty] | September, 07 2016 00:00:00 | Not Dimmable | Not Dimmable | No |  | BBBCXS | [25 empty] | 5 | 1868 | 123.06 | 15.18 | 8.78 | 0.91 | 4500 | 82.4 |  |  |  | FALSE | FALSE | FALSE | May, 02 2018 00:00:00 | 4.3 |  | standard |  |  |  |  | March, 30 2020 00:00:00 | FALSE | FALSE | FALSE | [6 empty] | AC | [7 empty] | FALSE
PV2MS516 | HK Syhdee LIGHTING Co., LIMITED. | SYHDEE | SYHU-TT8-018C-1250(T) | Linear Replacement Lamp | T8 Four-Foot | Replacement Lamps (plug and play) (UL Type A) |  | standard | FALSE | [10 empty] | September, 07 2016 00:00:00 | Not Dimmable | Not Dimmable | Yes |  | BBBCXP | [25 empty] | 5 | 2247 | 131.17 | 17.13 | 8.81 | 0.96 | 5000 | 82 |  |  |  | FALSE | FALSE | FALSE | May, 02 2018 00:00:00 | 4.3 |  | standard |  |  |  |  | March, 30 2020 00:00:00 | FALSE | FALSE | FALSE | [6 empty] | AC | [7 empty] | FALSE
PXNASJZS | HK Syhdee LIGHTING Co., LIMITED. | SYHDEE | SYHU-TT8-015C-1250(T) | Linear Replacement Lamp | T8 Four-Foot | Replacement Lamps (plug and play) (UL Type A) |  | standard | FALSE | [10 empty] | September, 07 2016 00:00:00 | Not Dimmable | Not Dimmable | Yes |  | BBBCXQ | [25 empty] | 5 | 1867 | 121.16 | 15.41 | 8.29 | 0.91 | 5000 | 82.2 |  |  |  | FALSE | FALSE | FALSE | May, 02 2018 00:00:00 | 4.3 |  | standard |  |  |  |  | March, 30 2020 00:00:00 | FALSE | FALSE | FALSE | [6 empty] | AC | [7 empty] | FALSE
P6WEV4ZT | DONG GUAN WALSTAR OPTOELECTRONICS TECHNOLOGY CO., LTD | WALSTAR | FL-T8-22W1200 BIGS(4500K) | Linear Replacement Lamp | T8 Four-Foot | Replacement Lamps (plug and play) (UL Type A) |  | standard | FALSE | [10 empty] | September, 07 2016 00:00:00 | Not Dimmable | Not Dimmable | No |  | YYYAWV | [25 empty] | 5 | 2673 | 119.65 | 22.34 | 16.08 | 0.91 | 4500 | 82.1 |  |  |  | FALSE | FALSE | FALSE | May, 02 2018 00:00:00 | 4.3 |  | standard |  |  |  |  | March, 30 2020 00:00:00 | FALSE | FALSE | FALSE | [6 empty] | AC | [7 empty] | FALSE
PEKYE6VC | Hyperikon, Inc. | Hyperikon | HyperBC12-4C-30 | Linear Replacement Lamp | T8 Four-Foot | Dual Mode Internal Driver (UL Type A and Type B) |  | standard | FALSE | [10 empty] | September, 07 2016 00:00:00 | Not Dimmable | Not Dimmable | No |  | DDDIDF | [25 empty] | 5 | 1765 | 137.54 | 12.83 | 10.98 | 0.9 | 3000 | 83 |  |  |  | FALSE | FALSE | FALSE | May, 02 2018 00:00:00 | 4.3 |  | standard |  |  |  |  | March, 30 2020 00:00:00 | FALSE | FALSE | FALSE | [6 empty] | AC | [7 empty] | FALSE
PVFH8PTW | Hyperikon, Inc. | Hyperikon | HyperBC-4F-355 | Linear Replacement Lamp | T8 Four-Foot | Dual Mode Internal Driver (UL Type A and Type B) |  | standard | FALSE | [10 empty] | September, 07 2016 00:00:00 | Not Dimmable | Not Dimmable | No |  | DDDIDF | [25 empty] | 5 | 2122 | 124.17 | 17.09 | 14.19 | 0.9 | 3500 | 83.2 |  |  |  | FALSE | FALSE | FALSE | May, 02 2018 00:00:00 | 4.3 |  | standard |  |  |  |  | March, 30 2020 00:00:00 | FALSE | FALSE | FALSE | [6 empty] | AC | [7 empty] | FALSE
P261WNHA | Hyperikon, Inc. | Hyperikon | HyperBC15-4F-40 | Linear Replacement Lamp | T8 Four-Foot | Dual Mode Internal Driver (UL Type A and Type B) |  | standard | FALSE | [10 empty] | September, 07 2016 00:00:00 | Not Dimmable | Not Dimmable | No |  | DDDIDF | [25 empty] | 5 | 1950 | 129.07 | 15.11 | 13.91 | 0.9 | 4000 | 83.5 |  |  |  | FALSE | FALSE | FALSE | May, 02 2018 00:00:00 | 4.3 |  | standard |  |  |  |  | March, 30 2020 00:00:00 | FALSE | FALSE | FALSE | [6 empty] | AC | [7 empty] | FALSE
PKQSMADW | Hyperikon, Inc. | Hyperikon | HyperBC15-4C-45 | Linear Replacement Lamp | T8 Four-Foot | Dual Mode Internal Driver (UL Type A and Type B) |  | standard | FALSE | [10 empty] | September, 07 2016 00:00:00 | Not Dimmable | Not Dimmable | No |  | DDDIDF | [25 empty] | 5 | 2146 | 141.82 | 15.13 | 12.34 | 0.9 | 4500 | 83.2 |  |  |  | FALSE | FALSE | FALSE | May, 02 2018 00:00:00 | 4.3 |  | standard |  |  |  |  | March, 30 2020 00:00:00 | FALSE | FALSE | FALSE | [6 empty] | AC | [7 empty] | FALSE
PN58CV16 | Hyperikon, Inc. | Hyperikon | HyperBC-4F-455 | Linear Replacement Lamp | T8 Four-Foot | Dual Mode Internal Driver (UL Type A and Type B) |  | standard | FALSE | [10 empty] | September, 07 2016 00:00:00 | Not Dimmable | Not Dimmable | No |  | DDDIDF | [25 empty] | 5 | 2122 | 124.17 | 17.09 | 14.19 | 0.9 | 4500 | 83.2 |  |  |  | FALSE | FALSE | FALSE | May, 02 2018 00:00:00 | 4.3 |  | standard |  |  |  |  | March, 30 2020 00:00:00 | FALSE | FALSE | FALSE | [6 empty] | AC | [7 empty] | FALSE
P7UK1BSW | Hyperikon, Inc. | Hyperikon | HyperBC12-4F-45 | Linear Replacement Lamp | T8 Four-Foot | Dual Mode Internal Driver (UL Type A and Type B) |  | standard | FALSE | [10 empty] | September, 07 2016 00:00:00 | Not Dimmable | Not Dimmable | No |  | DDDIDF | [25 empty] | 5 | 1579 | 123.05 | 12.81 | 10.76 | 0.9 | 4500 | 83.6 |  |  |  | FALSE | FALSE | FALSE | May, 02 2018 00:00:00 | 4.3 |  | standard |  |  |  |  | March, 30 2020 00:00:00 | FALSE | FALSE | FALSE | [6 empty] | AC | [7 empty] | FALSE
PCF1PCKN | Hyperikon, Inc. | Hyperikon | HyperBC-4C-505 | Linear Replacement Lamp | T8 Four-Foot | Dual Mode Internal Driver (UL Type A and Type B) |  | standard | FALSE | [10 empty] | September, 07 2016 00:00:00 | Not Dimmable | Not Dimmable | No |  | DDDIDF | [25 empty] | 5 | 2464 | 142.91 | 17.24 | 14.12 | 0.9 | 5000 | 84.2 |  |  |  | FALSE | FALSE | FALSE | May, 02 2018 00:00:00 | 4.3 |  | standard |  |  |  |  | March, 30 2020 00:00:00 | FALSE | FALSE | FALSE | [6 empty] | AC | [7 empty] | FALSE
PHZR5ZGS | Hyperikon, Inc. | Hyperikon | HyperBC-4F-505 | Linear Replacement Lamp | T8 Four-Foot | Dual Mode Internal Driver (UL Type A and Type B) |  | standard | FALSE | [10 empty] | September, 07 2016 00:00:00 | Not Dimmable | Not Dimmable | No |  | DDDIDF | [25 empty] | 5 | 2214 | 128.73 | 17.2 | 14.05 | 0.9 | 5000 | 84.3 |  |  |  | FALSE | FALSE | FALSE | May, 02 2018 00:00:00 | 4.3 |  | standard |  |  |  |  | March, 30 2020 00:00:00 | FALSE | FALSE | FALSE | [6 empty] | AC | [7 empty] | FALSE
PQ5ZHPS1 | Hyperikon, Inc. | Hyperikon | HyperBC12-4F-30 | Linear Replacement Lamp | T8 Four-Foot | Dual Mode Internal Driver (UL Type A and Type B) |  | standard | TRUE |  | 1586 | 120.06 | 13.21 | 13.14 | 0.9006 | 2918 | 83.6 | 5 | 50000 | September, 07 2016 00:00:00 | Not Dimmable | Not Dimmable | No |  | DDDIDF | [15 empty] | 89.5 |  | 1.16 | 1.36 | [6 empty] | 5 | 1579 | 123.05 | 12.81 | 10.76 | 0.9 | 3000 | 83.6 |  |  |  | FALSE | FALSE | FALSE | May, 02 2018 00:00:00 | 4.3 |  | standard |  |  |  |  | March, 30 2020 00:00:00 | FALSE | FALSE | FALSE | [6 empty] | AC | [7 empty] | FALSE
PWXNS8A5 | Verimex Universal Corp. | Verimex | VX-T8-15W1200 BIXX BALLAST COMPATIBLE LED TUBE(2700K FROSTED) | Linear Replacement Lamp | T8 Four-Foot | Dual Mode Internal Driver (UL Type A and Type B) |  | standard | TRUE |  | 1929 | 109 | 17.7 | 17.9 | 0.9557 | 2655 | 81.6 | 5 | 50000 | September, 02 2016 00:00:00 | Not Yet Verified | Not Yet Verified | NotYetVerified | Lastx represents either s for single-end power input or T for double-end inputs; Product de-listed on 4/1/2017, re-listed on 4/28/2017 due to allowances requirements change | JJJLZT | [15 empty] | 84.9 |  | 1.25 | 1.4 | [6 empty] | 4.4 | 2040 | 120 | 17.7 | 20 | 0.9 | 2700 | 83 |  |  |  | FALSE | TRUE | FALSE | May, 02 2018 00:00:00 | 4.3 |  | standard |  |  |  |  | November, 02 2018 00:00:00 | FALSE | FALSE | FALSE | [6 empty] | AC | [7 empty] | FALSE
PBTB6E5G | Shenzhen Bonld Electronics Co.,LTD | BONLD | BDT84DUA-12WB-DHCF | Linear Replacement Lamp | T8 Four-Foot | Dual Mode Internal Driver (UL Type A and Type B) |  | standard | FALSE | [10 empty] | September, 01 2016 00:00:00 | Not Dimmable | Not Dimmable | NotYetVerified |  | IIIJJB | [25 empty] | 5 | 1800 | 150 | 12 | 11.66 | 0.9 | 4500 | 80 |  |  |  | FALSE | FALSE | FALSE | May, 02 2018 00:00:00 | 4.3 |  | standard |  |  |  |  | March, 30 2020 00:00:00 | FALSE | FALSE | FALSE | [6 empty] | AC | [7 empty] | FALSE
PXDE3XZM | Shenzhen Bonld Electronics Co.,LTD | BONLD | BDT84DUA-12WB-DDCF | Linear Replacement Lamp | T8 Four-Foot | Dual Mode Internal Driver (UL Type A and Type B) |  | standard | FALSE | [10 empty] | September, 01 2016 00:00:00 | Not Dimmable | Not Dimmable | NotYetVerified |  | IIIJJB | [25 empty] | 5 | 1800 | 150 | 12 | 11.66 | 0.9 | 5000 | 80 |  |  |  | FALSE | FALSE | FALSE | May, 02 2018 00:00:00 | 4.3 |  | standard |  |  |  |  | March, 30 2020 00:00:00 | FALSE | FALSE | FALSE | [6 empty] | AC | [7 empty] | FALSE
PN9F31MZ | Hocan Group Co. LTD | SEPICN LED Lighting | HC-T8-4FT-13W-ID-C-A/B(3000KCLEAR) | Linear Replacement Lamp | T8 Four-Foot | Dual Mode Internal Driver (UL Type A and Type B) |  | standard | TRUE |  | 1755 | 140.74 | 12.47 | 16.53 | 0.9029 | 2881 | 82.1 | 5 | 50000 | September, 01 2016 00:00:00 | Not Dimmable | Not Dimmable | No |  | SSSBOK | [15 empty] | 91.1 |  | 1.2 | 1.38 | [6 empty] | 5 | 1755 | 140.74 | 12.47 | 16.53 | 0.9029 | 3000 | 82.1 |  |  |  | FALSE | FALSE | FALSE | May, 02 2018 00:00:00 | 4.3 |  | standard |  |  |  |  | March, 30 2020 00:00:00 | FALSE | FALSE | FALSE | [6 empty] | AC | [7 empty] | FALSE
PRFYP95X | Shenzhen Bonld Electronics Co.,LTD | BONLD | BDT84DUA-12WB-DWCF | Linear Replacement Lamp | T8 Four-Foot | Dual Mode Internal Driver (UL Type A and Type B) |  | standard | TRUE |  | 1700.7 | 123.07 | 13.82 | 11.66 | 0.9585 | 2877 | 82 | 5 | 50000 | September, 01 2016 00:00:00 | Not Dimmable | Not Dimmable | NotYetVerified |  | IIIJJB | [15 empty] | 88.6 |  | 1.26 | 1.44 | [6 empty] | 5 | 1680 | 140 | 12 | 11.66 | 0.9 | 3000 | 80 |  |  |  | FALSE | FALSE | FALSE | May, 02 2018 00:00:00 | 4.3 |  | standard |  |  |  |  | March, 30 2020 00:00:00 | FALSE | FALSE | FALSE | [6 empty] | AC | [7 empty] | FALSE
PPD47XF6 | Hocan Group Co. LTD | SEPICN LED Lighting | HC-T8-4FT-22W-ID-C-A/B(5000KCLEAR) | Linear Replacement Lamp | T8 Four-Foot | Dual Mode Internal Driver (UL Type A and Type B) |  | standard | FALSE | [10 empty] | September, 01 2016 00:00:00 | Not Dimmable | Not Dimmable | No |  | SSSBON | [25 empty] | 5 | 2934 | 143.07 | 20.51 | 11.47 | 0.9014 | 5000 | 83.6 |  |  |  | FALSE | FALSE | FALSE | May, 02 2018 00:00:00 | 4.3 |  | standard |  |  |  |  | March, 30 2020 00:00:00 | FALSE | FALSE | FALSE | [6 empty] | AC | [7 empty] | FALSE
PF5Q9BF2 | Hocan Group Co. LTD | SEPICN LED Lighting | HC-T8-4FT-13W-ID-C-A/B(5000KCLEAR) | Linear Replacement Lamp | T8 Four-Foot | Dual Mode Internal Driver (UL Type A and Type B) |  | standard | FALSE | [10 empty] | September, 01 2016 00:00:00 | Not Dimmable | Not Dimmable | No |  | SSSBOK | [25 empty] | 5 | 1871 | 145.38 | 12.87 | 16.59 | 0.9023 | 5000 | 84 |  |  |  | FALSE | FALSE | FALSE | May, 02 2018 00:00:00 | 4.3 |  | standard |  |  |  |  | March, 30 2020 00:00:00 | FALSE | FALSE | FALSE | [6 empty] | AC | [7 empty] | FALSE
PM8K7RZF | Shenzhen Bonld Electronics Co.,LTD | BONLD | BDT84DUA-16WB-DBMF | Linear Replacement Lamp | T8 Four-Foot | Dual Mode Internal Driver (UL Type A and Type B) |  | standard | FALSE | [10 empty] | September, 01 2016 00:00:00 | Not Dimmable | Not Dimmable | NotYetVerified |  | IIIJIZ | [25 empty] | 5 | 2160 | 120 | 18 | 7.63 | 0.9 | 3500 | 80 |  |  |  | FALSE | FALSE | FALSE | May, 02 2018 00:00:00 | 4.3 |  | standard |  |  |  |  | March, 30 2020 00:00:00 | FALSE | FALSE | FALSE | [6 empty] | AC | [7 empty] | FALSE
P45PY4G6 | Hocan Group Co. LTD | SEPICN LED Lighting | HC-T8-4FT-18W-ID-C-A/B(3000KCLEAR) | Linear Replacement Lamp | T8 Four-Foot | Dual Mode Internal Driver (UL Type A and Type B) |  | standard | TRUE |  | 2137 | 123.6 | 16.9 | 11.26 | 0.9019 | 2896 | 81.9 | 5 | 50000 | September, 01 2016 00:00:00 | Not Dimmable | Not Dimmable | No |  | SSSBOL | [15 empty] | 91.4 |  | 1.2 | 1.36 | [6 empty] | 5 | 2137 | 123.6 | 17.29 | 11.26 | 0.9019 | 3000 | 81.9 |  |  |  | FALSE | FALSE | FALSE | May, 02 2018 00:00:00 | 4.3 |  | standard |  |  |  |  | March, 30 2020 00:00:00 | FALSE | FALSE | FALSE | [6 empty] | AC | [7 empty] | FALSE
PHEQYN4J | Shenzhen Bonld Electronics Co.,LTD | BONLD | BDT84DUA-16WB-DWMF | Linear Replacement Lamp | T8 Four-Foot | Dual Mode Internal Driver (UL Type A and Type B) |  | standard | TRUE |  | 2034.7 | 114.76 | 17.73 | 7.63 | 0.9727 | 2884 | 81.9 | 5 | 50000 | September, 01 2016 00:00:00 | Not Dimmable | Not Dimmable | NotYetVerified |  | IIIJIZ | [15 empty] | 84.2 |  | 1.24 | 1.42 | [6 empty] | 5 | 2160 | 120 | 18 | 7.63 | 0.9 | 3000 | 80 |  |  |  | FALSE | FALSE | FALSE | May, 02 2018 00:00:00 | 4.3 |  | standard |  |  |  |  | March, 30 2020 00:00:00 | FALSE | FALSE | FALSE | [6 empty] | AC | [7 empty] | FALSE
PB5CSN8C | Hocan Group Co. LTD | SEPICN LED Lighting | HC-T8-4FT-22W-ID-C-A/B(4000KCLEAR) | Linear Replacement Lamp | T8 Four-Foot | Dual Mode Internal Driver (UL Type A and Type B) |  | standard | FALSE | [10 empty] | September, 01 2016 00:00:00 | Not Dimmable | Not Dimmable | No |  | SSSBON | [25 empty] | 5 | 2837 | 139.27 | 20.37 | 11.48 | 0.9008 | 4000 | 81.7 |  |  |  | FALSE | FALSE | FALSE | May, 02 2018 00:00:00 | 4.3 |  | standard |  |  |  |  | March, 30 2020 00:00:00 | FALSE | FALSE | FALSE | [6 empty] | AC | [7 empty] | FALSE
PXN4GNC8 | Hocan Group Co. LTD | SEPICN LED Lighting | HC-T8-4FT-18W-ID-C-A/B(4000KCLEAR) | Linear Replacement Lamp | T8 Four-Foot | Dual Mode Internal Driver (UL Type A and Type B) |  | standard | FALSE | [10 empty] | September, 01 2016 00:00:00 | Not Dimmable | Not Dimmable | No |  | SSSBOL | [25 empty] | 5 | 2137 | 123.6 | 17.29 | 11.26 | 0.9019 | 4000 | 81.9 |  |  |  | FALSE | FALSE | FALSE | May, 02 2018 00:00:00 | 4.3 |  | standard |  |  |  |  | March, 30 2020 00:00:00 | FALSE | FALSE | FALSE | [6 empty] | AC | [7 empty] | FALSE
PT7R1BW7 | Hocan Group Co. LTD | SEPICN LED Lighting | HC-T8-4FT-13W-ID-C-A/B(5000KFROSTED) | Linear Replacement Lamp | T8 Four-Foot | Dual Mode Internal Driver (UL Type A and Type B) |  | standard | FALSE | [10 empty] | September, 01 2016 00:00:00 | Not Dimmable | Not Dimmable | No |  | SSSBOJ | [25 empty] | 5 | 1736 | 135.02 | 12.86 | 16.33 | 0.9024 | 5000 | 84 |  |  |  | FALSE | FALSE | FALSE | May, 02 2018 00:00:00 | 4.3 |  | standard |  |  |  |  | March, 30 2020 00:00:00 | FALSE | FALSE | FALSE | [6 empty] | AC | [7 empty] | FALSE
P3XEPN8G | Shenzhen Bonld Electronics Co.,LTD | BONLD | BDT84DUA-12WB-DBCF | Linear Replacement Lamp | T8 Four-Foot | Dual Mode Internal Driver (UL Type A and Type B) |  | standard | FALSE | [10 empty] | September, 01 2016 00:00:00 | Not Dimmable | Not Dimmable | NotYetVerified |  | IIIJJB | [25 empty] | 5 | 1680 | 140 | 12 | 11.66 | 0.9 | 3500 | 80 |  |  |  | FALSE | FALSE | FALSE | May, 02 2018 00:00:00 | 4.3 |  | standard |  |  |  |  | March, 30 2020 00:00:00 | FALSE | FALSE | FALSE | [6 empty] | AC | [7 empty] | FALSE
PETNF59N | Shenzhen Bonld Electronics Co.,LTD | BONLD | BDT84DUA-12WB-DBMF | Linear Replacement Lamp | T8 Four-Foot | Dual Mode Internal Driver (UL Type A and Type B) |  | standard | FALSE | [10 empty] | September, 01 2016 00:00:00 | Not Dimmable | Not Dimmable | NotYetVerified |  | IIIJIX | [25 empty] | 5 | 1620 | 135 | 12 | 14.16 | 0.9 | 3500 | 80 |  |  |  | FALSE | FALSE | FALSE | May, 02 2018 00:00:00 | 4.3 |  | standard |  |  |  |  | March, 30 2020 00:00:00 | FALSE | FALSE | FALSE | [6 empty] | AC | [7 empty] | FALSE
P2RY1XCK | Shenzhen Bonld Electronics Co.,LTD | BONLD | BDT84DUA-16WB-DNCF | Linear Replacement Lamp | T8 Four-Foot | Dual Mode Internal Driver (UL Type A and Type B) |  | standard | FALSE | [10 empty] | September, 01 2016 00:00:00 | Not Dimmable | Not Dimmable | NotYetVerified |  | IIIJIY | [25 empty] | 5 | 2340 | 130 | 18 | 7.7 | 0.9 | 4000 | 80 |  |  |  | FALSE | FALSE | FALSE | May, 02 2018 00:00:00 | 4.3 |  | standard |  |  |  |  | March, 30 2020 00:00:00 | FALSE | FALSE | FALSE | [6 empty] | AC | [7 empty] | FALSE
PWQ1KHN5 | Shenzhen Bonld Electronics Co.,LTD | BONLD | BDT84DUA-16WB-DBCF | Linear Replacement Lamp | T8 Four-Foot | Dual Mode Internal Driver (UL Type A and Type B) |  | standard | FALSE | [10 empty] | September, 01 2016 00:00:00 | Not Dimmable | Not Dimmable | NotYetVerified |  | IIIJIY | [25 empty] | 5 | 2250 | 125 | 18 | 7.7 | 0.9 | 3500 | 80 |  |  |  | FALSE | FALSE | FALSE | May, 02 2018 00:00:00 | 4.3 |  | standard |  |  |  |  | March, 30 2020 00:00:00 | FALSE | FALSE | FALSE | [6 empty] | AC | [7 empty] | FALSE
PP7N767B | Shenzhen Bonld Electronics Co.,LTD | BONLD | BDT84DUA-16WB-DNMF | Linear Replacement Lamp | T8 Four-Foot | Dual Mode Internal Driver (UL Type A and Type B) |  | standard | FALSE | [10 empty] | September, 01 2016 00:00:00 | Not Dimmable | Not Dimmable | NotYetVerified |  | IIIJIZ | [25 empty] | 5 | 2160 | 120 | 18 | 7.63 | 0.9 | 4000 | 80 |  |  |  | FALSE | FALSE | FALSE | May, 02 2018 00:00:00 | 4.3 |  | standard |  |  |  |  | March, 30 2020 00:00:00 | FALSE | FALSE | FALSE | [6 empty] | AC | [7 empty] | FALSE
P4TAFC1Y | Shenzhen Bonld Electronics Co.,LTD | BONLD | BDT84DUA-12WB-DNCF | Linear Replacement Lamp | T8 Four-Foot | Dual Mode Internal Driver (UL Type A and Type B) |  | standard | FALSE | [10 empty] | September, 01 2016 00:00:00 | Not Dimmable | Not Dimmable | NotYetVerified |  | IIIJJB | [25 empty] | 5 | 1800 | 150 | 12 | 11.66 | 0.9 | 4000 | 80 |  |  |  | FALSE | FALSE | FALSE | May, 02 2018 00:00:00 | 4.3 |  | standard |  |  |  |  | March, 30 2020 00:00:00 | FALSE | FALSE | FALSE | [6 empty] | AC | [7 empty] | FALSE
PT9V1J65 | Shenzhen Bonld Electronics Co.,LTD | BONLD | BDT84DUA-20WB-DDMF | Linear Replacement Lamp | T8 Four-Foot | Dual Mode Internal Driver (UL Type A and Type B) |  | standard | FALSE | [10 empty] | September, 01 2016 00:00:00 | Not Dimmable | Not Dimmable | NotYetVerified | Product updated 9/21/2016 | IIIJJW | [25 empty] | 5 | 2600 | 130 | 20 | 5.79 | 0.9 | 5000 | 80 |  |  |  | FALSE | FALSE | FALSE | May, 02 2018 00:00:00 | 4.3 |  | standard |  |  |  |  | March, 30 2020 00:00:00 | FALSE | FALSE | FALSE | [6 empty] | AC | [7 empty] | FALSE
P68RYVHS | Hocan Group Co. LTD | SEPICN LED Lighting | HC-T8-4FT-22W-ID-C-A/B(3000KCLEAR) | Linear Replacement Lamp | T8 Four-Foot | Dual Mode Internal Driver (UL Type A and Type B) |  | standard | TRUE |  | 2740 | 135.42 | 20.31 | 11.48 | 0.9008 | 2887 | 81.7 | 5 | 50000 | September, 01 2016 00:00:00 | Not Dimmable | Not Dimmable | No |  | SSSBON | [15 empty] | 90.9 |  | 1.2 | 1.4 | [6 empty] | 5 | 2740 | 135.42 | 20.23 | 11.48 | 0.9008 | 3000 | 81.7 |  |  |  | FALSE | FALSE | FALSE | May, 02 2018 00:00:00 | 4.3 |  | standard |  |  |  |  | March, 30 2020 00:00:00 | FALSE | FALSE | FALSE | [6 empty] | AC | [7 empty] | FALSE
PG78CBMB | Hocan Group Co. LTD | SEPICN LED Lighting | HC-T8-4FT-22W-ID-C-A/B(3000KFROSTED) | Linear Replacement Lamp | T8 Four-Foot | Dual Mode Internal Driver (UL Type A and Type B) |  | standard | TRUE |  | 2670 | 129.51 | 20.97 | 11.55 | 0.9012 | 2903 | 82.1 | 5 | 50000 | September, 01 2016 00:00:00 | Not Dimmable | Not Dimmable | No |  | SSSBOO | [15 empty] | 90.2 |  | 1.16 | 1.36 | [6 empty] | 5 | 2670 | 129.51 | 20.62 | 11.55 | 0.9012 | 3000 | 82.1 |  |  |  | FALSE | FALSE | FALSE | May, 02 2018 00:00:00 | 4.3 |  | standard |  |  |  |  | March, 30 2020 00:00:00 | FALSE | FALSE | FALSE | [6 empty] | AC | [7 empty] | FALSE
PMCMRAJV | Hocan Group Co. LTD | SEPICN LED Lighting | HC-T8-4FT-18W-ID-C-A/B(3000KFROSTED) | Linear Replacement Lamp | T8 Four-Foot | Dual Mode Internal Driver (UL Type A and Type B) |  | standard | TRUE |  | 2000 | 116.69 | 16.78 | 11.27 | 0.9032 | 2900 | 82.2 | 5 | 50000 | September, 01 2016 00:00:00 | Not Dimmable | Not Dimmable | No |  | SSSBOM | [15 empty] | 89.9 |  | 1.16 | 1.34 | [6 empty] | 5 | 2000 | 116.69 | 17.14 | 11.27 | 0.9032 | 3000 | 82.2 |  |  |  | FALSE | FALSE | FALSE | May, 02 2018 00:00:00 | 4.3 |  | standard |  |  |  |  | March, 30 2020 00:00:00 | FALSE | FALSE | FALSE | [6 empty] | AC | [7 empty] | FALSE
P9KYS58F | Shenzhen Bonld Electronics Co.,LTD | BONLD | BDT84DUA-20WB-DWMF | Linear Replacement Lamp | T8 Four-Foot | Dual Mode Internal Driver (UL Type A and Type B) |  | standard | TRUE |  | 2395 | 114.8 | 20.86 | 5.79 | 0.9799 | 2887 | 81.9 | 5 | 50000 | September, 01 2016 00:00:00 | Not Dimmable | Not Dimmable | NotYetVerified | Product updated 9/21/2016 | IIIJJW | [15 empty] | 84.7 |  | 1.22 | 1.38 | [6 empty] | 5 | 2600 | 130 | 20 | 5.79 | 0.9 | 3000 | 80 |  |  |  | FALSE | FALSE | FALSE | May, 02 2018 00:00:00 | 4.3 |  | standard |  |  |  |  | March, 30 2020 00:00:00 | FALSE | FALSE | FALSE | [6 empty] | AC | [7 empty] | FALSE
PJF9VFT3 | Hocan Group Co. LTD | SEPICN LED Lighting | HC-T8-4FT-18W-ID-C-A/B(5000KFROSTED) | Linear Replacement Lamp | T8 Four-Foot | Dual Mode Internal Driver (UL Type A and Type B) |  | standard | FALSE | [10 empty] | September, 01 2016 00:00:00 | Not Dimmable | Not Dimmable | No |  | SSSBOM | [25 empty] | 5 | 2123 | 120.3 | 17.65 | 11.41 | 0.9019 | 5000 | 83.7 |  |  |  | FALSE | FALSE | FALSE | May, 02 2018 00:00:00 | 4.3 |  | standard |  |  |  |  | March, 30 2020 00:00:00 | FALSE | FALSE | FALSE | [6 empty] | AC | [7 empty] | FALSE
PTGFB5YQ | Hocan Group Co. LTD | SEPICN LED Lighting | HC-T8-4FT-13W-ID-C-A/B(4000KCLEAR) | Linear Replacement Lamp | T8 Four-Foot | Dual Mode Internal Driver (UL Type A and Type B) |  | standard | FALSE | [10 empty] | September, 01 2016 00:00:00 | Not Dimmable | Not Dimmable | No |  | SSSBOK | [25 empty] | 5 | 1813 | 143.09 | 12.67 | 16.53 | 0.9029 | 4000 | 82.1 |  |  |  | FALSE | FALSE | FALSE | May, 02 2018 00:00:00 | 4.3 |  | standard |  |  |  |  | March, 30 2020 00:00:00 | FALSE | FALSE | FALSE | [6 empty] | AC | [7 empty] | FALSE
P2T5Z6ZQ | Hocan Group Co. LTD | SEPICN LED Lighting | HC-T8-4FT-18W-ID-C-A/B(5000KCLEAR) | Linear Replacement Lamp | T8 Four-Foot | Dual Mode Internal Driver (UL Type A and Type B) |  | standard | FALSE | [10 empty] | September, 01 2016 00:00:00 | Not Dimmable | Not Dimmable | No |  | SSSBOL | [25 empty] | 5 | 2300 | 133.32 | 17.51 | 11.42 | 0.9026 | 5000 | 83.7 |  |  |  | FALSE | FALSE | FALSE | May, 02 2018 00:00:00 | 4.3 |  | standard |  |  |  |  | March, 30 2020 00:00:00 | FALSE | FALSE | FALSE | [6 empty] | AC | [7 empty] | FALSE
PVPQUKFD | Hocan Group Co. LTD | SEPICN LED Lighting | HC-T8-4FT-22W-ID-C-A/B(5000KFROSTED) | Linear Replacement Lamp | T8 Four-Foot | Dual Mode Internal Driver (UL Type A and Type B) |  | standard | FALSE | [10 empty] | September, 01 2016 00:00:00 | Not Dimmable | Not Dimmable | No |  | SSSBOO | [25 empty] | 5 | 2765 | 133.14 | 20.77 | 11.65 | 0.9033 | 5000 | 83.7 |  |  |  | FALSE | FALSE | FALSE | May, 02 2018 00:00:00 | 4.3 |  | standard |  |  |  |  | March, 30 2020 00:00:00 | FALSE | FALSE | FALSE | [6 empty] | AC | [7 empty] | FALSE
P62ZWE3U | Shenzhen Bonld Electronics Co.,LTD | BONLD | BDT84DUA-12WB-DHMF | Linear Replacement Lamp | T8 Four-Foot | Dual Mode Internal Driver (UL Type A and Type B) |  | standard | FALSE | [10 empty] | September, 01 2016 00:00:00 | Not Dimmable | Not Dimmable | NotYetVerified |  | IIIJIX | [25 empty] | 5 | 1680 | 140 | 12 | 14.16 | 0.9 | 4500 | 80 |  |  |  | FALSE | FALSE | FALSE | May, 02 2018 00:00:00 | 4.3 |  | standard |  |  |  |  | March, 30 2020 00:00:00 | FALSE | FALSE | FALSE | [6 empty] | AC | [7 empty] | FALSE
PY2CJAE4 | Shenzhen Bonld Electronics Co.,LTD | BONLD | BDT84DUA-16WB-DDCF | Linear Replacement Lamp | T8 Four-Foot | Dual Mode Internal Driver (UL Type A and Type B) |  | standard | FALSE | [10 empty] | September, 01 2016 00:00:00 | Not Dimmable | Not Dimmable | NotYetVerified |  | IIIJIY | [25 empty] | 5 | 2340 | 130 | 18 | 7.7 | 0.9 | 5000 | 80 |  |  |  | FALSE | FALSE | FALSE | May, 02 2018 00:00:00 | 4.3 |  | standard |  |  |  |  | March, 30 2020 00:00:00 | FALSE | FALSE | FALSE | [6 empty] | AC | [7 empty] | FALSE
PSUBJGKV | Shenzhen Bonld Electronics Co.,LTD | BONLD | BDT84DUA-16WB-DWCF | Linear Replacement Lamp | T8 Four-Foot | Dual Mode Internal Driver (UL Type A and Type B) |  | standard | TRUE |  | 2195.5 | 123.34 | 17.8 | 7.7 | 0.9727 | 2896 | 81.9 | 5 | 50000 | September, 01 2016 00:00:00 | Not Dimmable | Not Dimmable | NotYetVerified |  | IIIJIY | [15 empty] | 89.3 |  | 1.28 | 1.44 | [6 empty] | 5 | 2250 | 125 | 18 | 7.7 | 0.9 | 3000 | 80 |  |  |  | FALSE | FALSE | FALSE | May, 02 2018 00:00:00 | 4.3 |  | standard |  |  |  |  | March, 30 2020 00:00:00 | FALSE | FALSE | FALSE | [6 empty] | AC | [7 empty] | FALSE
P834U6AA | Topaz Lighting Corp. | Topaz | L4T8E/830/12/F-39 | Linear Replacement Lamp | T8 Four-Foot | Replacement Lamps (plug and play) (UL Type A) |  | standard | TRUE |  | 1849 | 115.2 | 16.05 | 11.53 | 0.9752 | 3066 | 84.6 | 5 | 50000 | September, 01 2016 00:00:00 | Not Dimmable | Not Dimmable | No | Product de-listed on 4/1/2017, re-listed on 4/28/2017 due to allowances requirements change | VVVVKC | [15 empty] | 83.1 |  | 1.26 | 1.28 | [6 empty] | 5 | 1800 | 116 | 15.5 | 20 | 0.9 | 3000 | 83 |  |  |  | TRUE | FALSE | FALSE | May, 02 2018 00:00:00 | 4.3 |  | standard |  |  |  |  | March, 30 2020 00:00:00 | FALSE | FALSE | FALSE | [6 empty] | AC | [7 empty] | FALSE
PM3GZ6YP | Shenzhen Bonld Electronics Co.,LTD | BONLD | BDT84DUA-12WB-DNMF | Linear Replacement Lamp | T8 Four-Foot | Dual Mode Internal Driver (UL Type A and Type B) |  | standard | FALSE | [10 empty] | September, 01 2016 00:00:00 | Not Dimmable | Not Dimmable | NotYetVerified |  | IIIJIX | [25 empty] | 5 | 1680 | 140 | 12 | 14.16 | 0.9 | 4000 | 80 |  |  |  | FALSE | FALSE | FALSE | May, 02 2018 00:00:00 | 4.3 |  | standard |  |  |  |  | March, 30 2020 00:00:00 | FALSE | FALSE | FALSE | [6 empty] | AC | [7 empty] | FALSE
PFG5834A | Shenzhen Bonld Electronics Co.,LTD | BONLD | BDT84DUA-12WB-DWMF | Linear Replacement Lamp | T8 Four-Foot | Dual Mode Internal Driver (UL Type A and Type B) |  | standard | TRUE |  | 1572.9 | 112.36 | 14 | 14.16 | 0.9756 | 2900 | 83.8 | 5 | 50000 | September, 01 2016 00:00:00 | Not Dimmable | Not Dimmable | NotYetVerified |  | IIIJIX | [15 empty] | 84.5 |  | 1.24 | 1.42 | [6 empty] | 4.4 | 1620 | 135 | 12 | 14.16 | 0.9 | 3000 | 80 |  |  |  | FALSE | FALSE | FALSE | May, 02 2018 00:00:00 | 4.3 |  | standard |  |  |  |  | November, 02 2018 00:00:00 | FALSE | FALSE | FALSE | [6 empty] | AC | [7 empty] | FALSE
PYXS59QE | Shenzhen Bonld Electronics Co.,LTD | BONLD | BDT84DUA-20WB-DHMF | Linear Replacement Lamp | T8 Four-Foot | Dual Mode Internal Driver (UL Type A and Type B) |  | standard | FALSE | [10 empty] | September, 01 2016 00:00:00 | Not Dimmable | Not Dimmable | NotYetVerified | Product updated 9/21/2016 | IIIJJW | [25 empty] | 5 | 2600 | 130 | 20 | 5.79 | 0.9 | 4500 | 80 |  |  |  | FALSE | FALSE | FALSE | May, 02 2018 00:00:00 | 4.3 |  | standard |  |  |  |  | March, 30 2020 00:00:00 | FALSE | FALSE | FALSE | [6 empty] | AC | [7 empty] | FALSE
PPZWF4P8 | Shenzhen Bonld Electronics Co.,LTD | BONLD | BDT84DUA-16WB-DHMF | Linear Replacement Lamp | T8 Four-Foot | Dual Mode Internal Driver (UL Type A and Type B) |  | standard | FALSE | [10 empty] | September, 01 2016 00:00:00 | Not Dimmable | Not Dimmable | NotYetVerified |  | IIIJIZ | [25 empty] | 5 | 2160 | 120 | 18 | 7.63 | 0.9 | 4500 | 80 |  |  |  | FALSE | FALSE | FALSE | May, 02 2018 00:00:00 | 4.3 |  | standard |  |  |  |  | March, 30 2020 00:00:00 | FALSE | FALSE | FALSE | [6 empty] | AC | [7 empty] | FALSE
PRFNYBRF | Shenzhen Bonld Electronics Co.,LTD | BONLD | BDT84DUA-16WB-DHCF | Linear Replacement Lamp | T8 Four-Foot | Dual Mode Internal Driver (UL Type A and Type B) |  | standard | FALSE | [10 empty] | September, 01 2016 00:00:00 | Not Dimmable | Not Dimmable | NotYetVerified |  | IIIJIY | [25 empty] | 5 | 2340 | 130 | 18 | 7.7 | 0.9 | 4500 | 80 |  |  |  | FALSE | FALSE | FALSE | May, 02 2018 00:00:00 | 4.3 |  | standard |  |  |  |  | March, 30 2020 00:00:00 | FALSE | FALSE | FALSE | [6 empty] | AC | [7 empty] | FALSE
PYYAGGAT | Shenzhen Bonld Electronics Co.,LTD | BONLD | BDT84DUA-16WB-DDMF | Linear Replacement Lamp | T8 Four-Foot | Dual Mode Internal Driver (UL Type A and Type B) |  | standard | FALSE | [10 empty] | September, 01 2016 00:00:00 | Not Dimmable | Not Dimmable | NotYetVerified |  | IIIJIZ | [25 empty] | 5 | 2160 | 120 | 18 | 7.63 | 0.9 | 5000 | 80 |  |  |  | FALSE | FALSE | FALSE | May, 02 2018 00:00:00 | 4.3 |  | standard |  |  |  |  | March, 30 2020 00:00:00 | FALSE | FALSE | FALSE | [6 empty] | AC | [7 empty] | FALSE
P84VDV8H | Shenzhen Bonld Electronics Co.,LTD | BONLD | BDT84DUA-12WB-DDMF | Linear Replacement Lamp | T8 Four-Foot | Dual Mode Internal Driver (UL Type A and Type B) |  | standard | FALSE | [10 empty] | September, 01 2016 00:00:00 | Not Dimmable | Not Dimmable | NotYetVerified |  | IIIJIX | [25 empty] | 5 | 1680 | 140 | 12 | 14.16 | 0.9 | 5000 | 80 |  |  |  | FALSE | FALSE | FALSE | May, 02 2018 00:00:00 | 4.3 |  | standard |  |  |  |  | March, 30 2020 00:00:00 | FALSE | FALSE | FALSE | [6 empty] | AC | [7 empty] | FALSE
PQRFA4ZT | Hocan Group Co. LTD | SEPICN LED Lighting | HC-T8-4FT-13W-ID-C-A/B(3000KFROSTED) | Linear Replacement Lamp | T8 Four-Foot | Dual Mode Internal Driver (UL Type A and Type B) |  | standard | TRUE |  | 1544 | 124.52 | 12.4 | 15.97 | 0.9025 | 2889 | 82.4 | 5 | 50000 | September, 01 2016 00:00:00 | Not Dimmable | Not Dimmable | No |  | SSSBOJ | [15 empty] | 90.1 |  | 1.16 | 1.34 | [6 empty] | 5 | 1544 | 124.52 | 12.4 | 15.97 | 0.9025 | 3000 | 82.4 |  |  |  | FALSE | FALSE | FALSE | May, 02 2018 00:00:00 | 4.3 |  | standard |  |  |  |  | March, 30 2020 00:00:00 | FALSE | FALSE | FALSE | [6 empty] | AC | [7 empty] | FALSE
P8V9ZDG1 | Shenzhen Bonld Electronics Co.,LTD | BONLD | BDT84DUA-20WB-DBMF | Linear Replacement Lamp | T8 Four-Foot | Dual Mode Internal Driver (UL Type A and Type B) |  | standard | FALSE | [10 empty] | September, 01 2016 00:00:00 | Not Dimmable | Not Dimmable | NotYetVerified | Product updated 9/21/2016 | IIIJJW | [25 empty] | 5 | 2600 | 130 | 20 | 5.79 | 0.9 | 3500 | 80 |  |  |  | FALSE | FALSE | FALSE | May, 02 2018 00:00:00 | 4.3 |  | standard |  |  |  |  | March, 30 2020 00:00:00 | FALSE | FALSE | FALSE | [6 empty] | AC | [7 empty] | FALSE
P2Z5V7TP | Shenzhen Bonld Electronics Co.,LTD | BONLD | BDT84DUA-20WB-DNMF | Linear Replacement Lamp | T8 Four-Foot | Dual Mode Internal Driver (UL Type A and Type B) |  | standard | FALSE | [10 empty] | September, 01 2016 00:00:00 | Not Dimmable | Not Dimmable | NotYetVerified | Product updated 9/21/2016 | IIIJJW | [25 empty] | 5 | 2600 | 130 | 20 | 5.79 | 0.9 | 4000 | 80 |  |  |  | FALSE | FALSE | FALSE | May, 02 2018 00:00:00 | 4.3 |  | standard |  |  |  |  | March, 30 2020 00:00:00 | FALSE | FALSE | FALSE | [6 empty] | AC | [7 empty] | FALSE
PW9YSEMD | Hocan Group Co. LTD | SEPICN LED Lighting | HC-T8-4FT-22W-ID-C-A/B(4000KFROSTED) | Linear Replacement Lamp | T8 Four-Foot | Dual Mode Internal Driver (UL Type A and Type B) |  | standard | FALSE | [10 empty] | September, 01 2016 00:00:00 | Not Dimmable | Not Dimmable | No |  | SSSBOO | [25 empty] | 5 | 2670 | 129.51 | 20.62 | 11.55 | 0.9012 | 4000 | 82.1 |  |  |  | FALSE | FALSE | FALSE | May, 02 2018 00:00:00 | 4.3 |  | standard |  |  |  |  | March, 30 2020 00:00:00 | FALSE | FALSE | FALSE | [6 empty] | AC | [7 empty] | FALSE
PJ9XBNBG | Hocan Group Co. LTD | SEPICN LED Lighting | HC-T8-4FT-18W-ID-C-A/B(4000KFROSTED) | Linear Replacement Lamp | T8 Four-Foot | Dual Mode Internal Driver (UL Type A and Type B) |  | standard | FALSE | [10 empty] | September, 01 2016 00:00:00 | Not Dimmable | Not Dimmable | No |  | SSSBOM | [25 empty] | 5 | 2000 | 116.69 | 17.14 | 11.27 | 0.9032 | 4000 | 82.2 |  |  |  | FALSE | FALSE | FALSE | May, 02 2018 00:00:00 | 4.3 |  | standard |  |  |  |  | March, 30 2020 00:00:00 | FALSE | FALSE | FALSE | [6 empty] | AC | [7 empty] | FALSE
PSZQ2FW1 | Hocan Group Co. LTD | SEPICN LED Lighting | HC-T8-4FT-13W-ID-C-A/B(4000KFROSTED) | Linear Replacement Lamp | T8 Four-Foot | Dual Mode Internal Driver (UL Type A and Type B) |  | standard | FALSE | [10 empty] | September, 01 2016 00:00:00 | Not Dimmable | Not Dimmable | No |  | SSSBOJ | [25 empty] | 5 | 1640 | 129.83 | 12.63 | 15.97 | 0.9025 | 4000 | 82.4 |  |  |  | FALSE | FALSE | FALSE | May, 02 2018 00:00:00 | 4.3 |  | standard |  |  |  |  | March, 30 2020 00:00:00 | FALSE | FALSE | FALSE | [6 empty] | AC | [7 empty] | FALSE
PA8QVP3M | Shenzhen sunpzone lighting electronic co., ltd | Sunpzone | SPZT8418P(4000K) | Linear Replacement Lamp | T8 Four-Foot | Replacement Lamps (plug and play) (UL Type A) |  | standard | FALSE | [10 empty] | August, 31 2016 00:00:00 | Not Dimmable | Not Dimmable | No |  | TTTUHW | [25 empty] | 5 | 2252 | 123.57 | 18.22 | 14.05 | 0.903 | 4000 | 82.6 |  |  |  | FALSE | FALSE | FALSE | May, 02 2018 00:00:00 | 4.3 |  | standard |  |  |  |  | March, 30 2020 00:00:00 | FALSE | FALSE | FALSE | [6 empty] | AC | [7 empty] | FALSE
PNM52SR8 | Shenzhen sunpzone lighting electronic co., ltd | Sunpzone | T8422A(4000K) | Linear Replacement Lamp | T8 Four-Foot | Replacement Lamps (plug and play) (UL Type A) |  | standard | FALSE | [10 empty] | August, 31 2016 00:00:00 | Not Dimmable | Not Dimmable | No |  | TTTUHX | [25 empty] | 5 | 3344 | 135.67 | 24.65 | 14.77 | 0.901 | 4000 | 82.8 |  |  |  | FALSE | FALSE | FALSE | May, 02 2018 00:00:00 | 4.3 |  | standard |  |  |  |  | March, 30 2020 00:00:00 | FALSE | FALSE | FALSE | [6 empty] | AC | [7 empty] | FALSE
PFX5ZZJX | Shenzhen sunpzone lighting electronic co., ltd | Sunpzone | T8418A(4000K) | Linear Replacement Lamp | T8 Four-Foot | Replacement Lamps (plug and play) (UL Type A) |  | standard | FALSE | [10 empty] | August, 31 2016 00:00:00 | Not Dimmable | Not Dimmable | No |  | TTTUHY | [25 empty] | 5 | 2217 | 120.27 | 18.43 | 15.72 | 0.902 | 4000 | 83.1 |  |  |  | FALSE | FALSE | FALSE | May, 02 2018 00:00:00 | 4.3 |  | standard |  |  |  |  | March, 30 2020 00:00:00 | FALSE | FALSE | FALSE | [6 empty] | AC | [7 empty] | FALSE
PGPPDQ1D | Shenzhen sunpzone lighting electronic co., ltd | Sunpzone | T8422A(4500K) | Linear Replacement Lamp | T8 Four-Foot | Replacement Lamps (plug and play) (UL Type A) |  | standard | FALSE | [10 empty] | August, 31 2016 00:00:00 | Not Dimmable | Not Dimmable | No |  | TTTUHX | [25 empty] | 5 | 3394 | 137.71 | 24.65 | 14.77 | 0.901 | 4500 | 82.8 |  |  |  | FALSE | FALSE | FALSE | May, 02 2018 00:00:00 | 4.3 |  | standard |  |  |  |  | March, 30 2020 00:00:00 | FALSE | FALSE | FALSE | [6 empty] | AC | [7 empty] | FALSE
PEWX8QCF | Shenzhen sunpzone lighting electronic co., ltd | Sunpzone | T8422A(5000K) | Linear Replacement Lamp | T8 Four-Foot | Replacement Lamps (plug and play) (UL Type A) |  | standard | FALSE | [10 empty] | August, 31 2016 00:00:00 | Not Dimmable | Not Dimmable | No |  | TTTUHX | [25 empty] | 5 | 3444 | 138.42 | 24.88 | 14.82 | 0.901 | 5000 | 83 |  |  |  | FALSE | FALSE | FALSE | May, 02 2018 00:00:00 | 4.3 |  | standard |  |  |  |  | March, 30 2020 00:00:00 | FALSE | FALSE | FALSE | [6 empty] | AC | [7 empty] | FALSE
PAD9XRXA | Shenzhen sunpzone lighting electronic co., ltd | Sunpzone | T8418A(5000K) | Linear Replacement Lamp | T8 Four-Foot | Replacement Lamps (plug and play) (UL Type A) |  | standard | FALSE | [10 empty] | August, 31 2016 00:00:00 | Not Dimmable | Not Dimmable | No |  | TTTUHY | [25 empty] | 5 | 2245 | 122.08 | 18.39 | 15.62 | 0.902 | 5000 | 83.1 |  |  |  | FALSE | FALSE | FALSE | May, 02 2018 00:00:00 | 4.3 |  | standard |  |  |  |  | March, 30 2020 00:00:00 | FALSE | FALSE | FALSE | [6 empty] | AC | [7 empty] | FALSE
PHAPTV14 | Renesola Zhejiang Ltd | ReneSola | RDFT8F-18W/40K | Linear Replacement Lamp | T8 Four-Foot | Dual Mode Internal Driver (UL Type A and Type B) |  | standard | FALSE | [10 empty] | August, 31 2016 00:00:00 | Not Dimmable | Not Dimmable | NotYetVerified |  | HHHBUE | [25 empty] | 5 | 2126 | 117.39 | 18.11 | 14.83 | 0.91 | 4000 | 83.7 |  |  |  | FALSE | FALSE | FALSE | May, 02 2018 00:00:00 | 4.3 |  | standard |  |  |  |  | March, 30 2020 00:00:00 | FALSE | FALSE | FALSE | [6 empty] | AC | [7 empty] | FALSE
PM5BJ26R | Renesola Zhejiang Ltd | ReneSola | RDFT8F-18W/45K | Linear Replacement Lamp | T8 Four-Foot | Dual Mode Internal Driver (UL Type A and Type B) |  | standard | FALSE | [10 empty] | August, 31 2016 00:00:00 | Not Dimmable | Not Dimmable | NotYetVerified |  | HHHBUE | [25 empty] | 5 | 2126 | 117.39 | 18.11 | 14.83 | 0.91 | 4500 | 83.7 |  |  |  | FALSE | FALSE | FALSE | May, 02 2018 00:00:00 | 4.3 |  | standard |  |  |  |  | March, 30 2020 00:00:00 | FALSE | FALSE | FALSE | [6 empty] | AC | [7 empty] | FALSE
P4DJE1Y4 | Renesola Zhejiang Ltd | ReneSola | RDFT8F-18W/50K | Linear Replacement Lamp | T8 Four-Foot | Dual Mode Internal Driver (UL Type A and Type B) |  | standard | FALSE | [10 empty] | August, 31 2016 00:00:00 | Not Dimmable | Not Dimmable | NotYetVerified |  | HHHBUE | [25 empty] | 5 | 2287 | 127.34 | 17.96 | 14.95 | 0.91 | 5000 | 86 |  |  |  | FALSE | FALSE | FALSE | May, 02 2018 00:00:00 | 4.3 |  | standard |  |  |  |  | March, 30 2020 00:00:00 | FALSE | FALSE | FALSE | [6 empty] | AC | [7 empty] | FALSE
PM6QARYY | Shenzhen sunpzone lighting electronic co., ltd | Sunpzone | T8418A(3000K) | Linear Replacement Lamp | T8 Four-Foot | Replacement Lamps (plug and play) (UL Type A) |  | standard | TRUE |  | 2160 | 118.11 | 18.29 | 15.72 | 0.9021 | 3021 | 83.1 | 5 | 50000 | August, 31 2016 00:00:00 | Not Dimmable | Not Dimmable | No |  | TTTUHY | [15 empty] | 88.8 |  | 1.16 | 1.36 | [6 empty] | 5 | 2188 | 118.46 | 18.47 | 15.72 | 0.902 | 3000 | 83.1 |  |  |  | FALSE | FALSE | FALSE | May, 02 2018 00:00:00 | 4.3 |  | standard |  |  |  |  | March, 30 2020 00:00:00 | FALSE | FALSE | FALSE | [6 empty] | AC | [7 empty] | FALSE
P8TJYWHC | CSC LED Corp | CSC LED | CSC-T8-18W-120-GTB-50K | Linear Replacement Lamp | T8 Four-Foot | Dual Mode Internal Driver (UL Type A and Type B) |  | standard | FALSE | [10 empty] | August, 31 2016 00:00:00 | Not Dimmable | Not Dimmable | No |  | EEEETF | [25 empty] | 5 | 2186 | 125.85 | 17.37 | 22.59 | 0.9 | 5000 | 80.6 |  |  |  | FALSE | FALSE | FALSE | May, 02 2018 00:00:00 | 4.3 |  | standard |  |  |  |  | March, 30 2020 00:00:00 | FALSE | FALSE | FALSE | [6 empty] | AC | [7 empty] | FALSE
PFHT61CM | CSA Group | CSC LED | CSC-T8-18W-120-GTB-30K | Linear Replacement Lamp | T8 Four-Foot | Dual Mode Internal Driver (UL Type A and Type B) |  | standard | TRUE |  | 2017 | 115.72 | 17.43 | 22.07 | 0.9005 | 2949 | 81.2 | 5 | 50000 | August, 31 2016 00:00:00 | Not Dimmable | Not Dimmable | NO |  | EEEETF | [15 empty] | 84.8 |  | 1.26 | 1.34 | [6 empty] | 5 | 2017 | 115.72 | 17.43 | 22.07 | 0.9 | 3000 | 81.2 |  |  |  | FALSE | FALSE | FALSE | May, 02 2018 00:00:00 | 4.3 |  | standard |  |  |  |  | March, 30 2020 00:00:00 | FALSE | FALSE | FALSE | [6 empty] | AC | [7 empty] | FALSE
PE6FCB2Y | Renesola Zhejiang Ltd | ReneSola | RDFT8F-18W/30K | Linear Replacement Lamp | T8 Four-Foot | Dual Mode Internal Driver (UL Type A and Type B) |  | standard | TRUE |  | 2126 | 117.39 | 18.11 | 14.83 | 0.9194 | 2974 | 84.4 | 5 | 50000 | August, 31 2016 00:00:00 | Not Dimmable | Not Dimmable | NotYetVerified |  | HHHBUE | [15 empty] | 88.3 |  | 1.18 | 1.48 | [6 empty] | 5 | 2126 | 117.39 | 18.11 | 14.83 | 0.91 | 3000 | 83.7 |  |  |  | FALSE | FALSE | FALSE | May, 02 2018 00:00:00 | 4.3 |  | standard |  |  |  |  | March, 30 2020 00:00:00 | FALSE | FALSE | FALSE | [6 empty] | AC | [7 empty] | FALSE
P7XDJEUJ | Shenzhen sunpzone lighting electronic co., ltd | Sunpzone | SPZT8418P(3500K) | Linear Replacement Lamp | T8 Four-Foot | Replacement Lamps (plug and play) (UL Type A) |  | standard | FALSE | [10 empty] | August, 31 2016 00:00:00 | Not Dimmable | Not Dimmable | No |  | TTTUHW | [25 empty] | 5 | 2237 | 122.76 | 18.22 | 14.05 | 0.903 | 3500 | 82.6 |  |  |  | FALSE | FALSE | FALSE | May, 02 2018 00:00:00 | 4.3 |  | standard |  |  |  |  | March, 30 2020 00:00:00 | FALSE | FALSE | FALSE | [6 empty] | AC | [7 empty] | FALSE
PGEB7WVA | Shenzhen sunpzone lighting electronic co., ltd | Sunpzone | T8418A(4500K) | Linear Replacement Lamp | T8 Four-Foot | Replacement Lamps (plug and play) (UL Type A) |  | standard | FALSE | [10 empty] | August, 31 2016 00:00:00 | Not Dimmable | Not Dimmable | No |  | TTTUHY | [25 empty] | 5 | 2231 | 121.04 | 18.43 | 15.72 | 0.902 | 4500 | 83.1 |  |  |  | FALSE | FALSE | FALSE | May, 02 2018 00:00:00 | 4.3 |  | standard |  |  |  |  | March, 30 2020 00:00:00 | FALSE | FALSE | FALSE | [6 empty] | AC | [7 empty] | FALSE
PSN2FP6Z | CSC LED Corp | CSC LED | CSC-T8-18W-120-GTB-35K | Linear Replacement Lamp | T8 Four-Foot | Dual Mode Internal Driver (UL Type A and Type B) |  | standard | FALSE | [10 empty] | August, 31 2016 00:00:00 | Not Dimmable | Not Dimmable | No |  | EEEETF | [25 empty] | 4.4 | 2017 | 115.72 | 17.43 | 22.07 | 0.9 | 3500 | 81.2 |  |  |  | FALSE | FALSE | FALSE | May, 02 2018 00:00:00 | 4.3 |  | standard |  |  |  |  | November, 02 2018 00:00:00 | FALSE | FALSE | FALSE | [6 empty] | AC | [7 empty] | FALSE
P6F8CATM | CSC LED Corp | CSC LED | CSC-T8-18W-120-GTB-40K | Linear Replacement Lamp | T8 Four-Foot | Dual Mode Internal Driver (UL Type A and Type B) |  | standard | FALSE | [10 empty] | August, 31 2016 00:00:00 | Not Dimmable | Not Dimmable | No |  | EEEETF | [25 empty] | 4.4 | 2017 | 115.72 | 17.43 | 22.07 | 0.9 | 4000 | 81.2 |  |  |  | FALSE | FALSE | FALSE | May, 02 2018 00:00:00 | 4.3 |  | standard |  |  |  |  | November, 02 2018 00:00:00 | FALSE | FALSE | FALSE | [6 empty] | AC | [7 empty] | FALSE
PEW17BT4 | Shenzhen sunpzone lighting electronic co., ltd | Sunpzone | T8422A(3500K) | Linear Replacement Lamp | T8 Four-Foot | Replacement Lamps (plug and play) (UL Type A) |  | standard | FALSE | [10 empty] | August, 31 2016 00:00:00 | Not Dimmable | Not Dimmable | No |  | TTTUHX | [25 empty] | 5 | 3293 | 133.63 | 24.65 | 14.77 | 0.901 | 3500 | 82.8 |  |  |  | FALSE | FALSE | FALSE | May, 02 2018 00:00:00 | 4.3 |  | standard |  |  |  |  | March, 30 2020 00:00:00 | FALSE | FALSE | FALSE | [6 empty] | AC | [7 empty] | FALSE
P3TTXGEG | Shenzhen sunpzone lighting electronic co., ltd | Sunpzone | SPZT8418P(5000K) | Linear Replacement Lamp | T8 Four-Foot | Replacement Lamps (plug and play) (UL Type A) |  | standard | FALSE | [10 empty] | August, 31 2016 00:00:00 | Not Dimmable | Not Dimmable | No |  | TTTUHW | [25 empty] | 5 | 2281 | 125.33 | 18.2 | 14.56 | 0.902 | 5000 | 82.3 |  |  |  | FALSE | FALSE | FALSE | May, 02 2018 00:00:00 | 4.3 |  | standard |  |  |  |  | March, 30 2020 00:00:00 | FALSE | FALSE | FALSE | [6 empty] | AC | [7 empty] | FALSE
P8CXFFD1 | Renesola Zhejiang Ltd | ReneSola | RDFT8F-18W/35K | Linear Replacement Lamp | T8 Four-Foot | Dual Mode Internal Driver (UL Type A and Type B) |  | standard | FALSE | [10 empty] | August, 31 2016 00:00:00 | Not Dimmable | Not Dimmable | NotYetVerified |  | HHHBUE | [25 empty] | 5 | 2126 | 117.39 | 18.11 | 14.83 | 0.91 | 3500 | 83.7 |  |  |  | FALSE | FALSE | FALSE | May, 02 2018 00:00:00 | 4.3 |  | standard |  |  |  |  | March, 30 2020 00:00:00 | FALSE | FALSE | FALSE | [6 empty] | AC | [7 empty] | FALSE
P2N9Z4NV | Shenzhen sunpzone lighting electronic co., ltd | Sunpzone | SPZT8418P(3000K) | Linear Replacement Lamp | T8 Four-Foot | Replacement Lamps (plug and play) (UL Type A) |  | standard | TRUE |  | 2222 | 121.82 | 18.24 | 14.05 | 0.9026 | 3011 | 82.6 | 5 | 50000 | August, 31 2016 00:00:00 | Not Dimmable | Not Dimmable | No |  | TTTUHW | [15 empty] | 84.5 |  | 1.22 | 1.36 | [6 empty] | 5 | 2222 | 121.81 | 18.24 | 14.05 | 0.903 | 3000 | 82.6 |  |  |  | FALSE | FALSE | FALSE | May, 02 2018 00:00:00 | 4.3 |  | standard |  |  |  |  | March, 30 2020 00:00:00 | FALSE | FALSE | FALSE | [6 empty] | AC | [7 empty] | FALSE
PB2YRS7C | CSC LED Corp | CSC LED | CSC-T8-18W-120-GTB-45K | Linear Replacement Lamp | T8 Four-Foot | Dual Mode Internal Driver (UL Type A and Type B) |  | standard | FALSE | [10 empty] | August, 31 2016 00:00:00 | Not Dimmable | Not Dimmable | No |  | EEEETF | [25 empty] | 4.4 | 2017 | 115.72 | 17.43 | 22.07 | 0.9 | 4500 | 81.2 |  |  |  | FALSE | FALSE | FALSE | May, 02 2018 00:00:00 | 4.3 |  | standard |  |  |  |  | November, 02 2018 00:00:00 | FALSE | FALSE | FALSE | [6 empty] | AC | [7 empty] | FALSE
PU4PYPAR | Shenzhen sunpzone lighting electronic co., ltd | Sunpzone | T8418A(3500K) | Linear Replacement Lamp | T8 Four-Foot | Replacement Lamps (plug and play) (UL Type A) |  | standard | FALSE | [10 empty] | August, 31 2016 00:00:00 | Not Dimmable | Not Dimmable | No |  | TTTUHY | [25 empty] | 5 | 2202 | 119.49 | 18.43 | 15.72 | 0.902 | 3500 | 83.1 |  |  |  | FALSE | FALSE | FALSE | May, 02 2018 00:00:00 | 4.3 |  | standard |  |  |  |  | March, 30 2020 00:00:00 | FALSE | FALSE | FALSE | [6 empty] | AC | [7 empty] | FALSE
P4FVKZ74 | Shenzhen sunpzone lighting electronic co., ltd | Sunpzone | SPZT8418P(4500K) | Linear Replacement Lamp | T8 Four-Foot | Replacement Lamps (plug and play) (UL Type A) |  | standard | FALSE | [10 empty] | August, 31 2016 00:00:00 | Not Dimmable | Not Dimmable | No |  | TTTUHW | [25 empty] | 5 | 2266 | 124.38 | 18.22 | 14.05 | 0.903 | 4500 | 82.6 |  |  |  | FALSE | FALSE | FALSE | May, 02 2018 00:00:00 | 4.3 |  | standard |  |  |  |  | March, 30 2020 00:00:00 | FALSE | FALSE | FALSE | [6 empty] | AC | [7 empty] | FALSE
P5WTFNMY | Shenzhen sunpzone lighting electronic co., ltd | Sunpzone | T8422A(3000K) | Linear Replacement Lamp | T8 Four-Foot | Replacement Lamps (plug and play) (UL Type A) |  | standard | TRUE |  | 3234 | 132.49 | 24.41 | 14.77 | 0.9014 | 3022 | 82.8 | 5 | 50000 | August, 31 2016 00:00:00 | Not Dimmable | Not Dimmable | No |  | TTTUHX | [15 empty] | 91.4 |  | 1.2 | 1.32 | [6 empty] | 5 | 3243 | 132.49 | 24.41 | 14.77 | 0.901 | 3000 | 82.8 |  |  |  | FALSE | FALSE | FALSE | May, 02 2018 00:00:00 | 4.3 |  | standard |  |  |  |  | March, 30 2020 00:00:00 | FALSE | FALSE | FALSE | [6 empty] | AC | [7 empty] | FALSE
PPCBWAC4 | ARKSMART INC | ARK SMART | ARK/UA/10K(4000K) | Linear Replacement Lamp | T8 Four-Foot | Replacement Lamps (plug and play) (UL Type A) |  | standard | FALSE | [10 empty] | August, 29 2016 00:00:00 | Not Dimmable | Not Dimmable | No |  | QQQSXV | [25 empty] | 5 | 1650 | 160 | 10 | 20 | 0.95 | 4000 | 83 |  |  |  | FALSE | FALSE | FALSE | May, 02 2018 00:00:00 | 4.3 |  | standard |  |  |  |  | March, 30 2020 00:00:00 | FALSE | FALSE | FALSE | [6 empty] | AC | [7 empty] | FALSE
PSYPNGZ9 | ARKSMART INC | ARK SMART | ARK/UA/10K(3000K) | Linear Replacement Lamp | T8 Four-Foot | Replacement Lamps (plug and play) (UL Type A) |  | standard | TRUE |  | 1662.59 | 130.2 | 12.77 | 7.39 | 0.9684 | 3021 | 82.6 | 5 | 50000 | August, 29 2016 00:00:00 | Not Dimmable | Not Dimmable | No |  | QQQSXV | [15 empty] | 85.5 |  | 1.28 | 1.24 | [6 empty] | 5 | 1615 | 150 | 10 | 20 | 0.95 | 3000 | 83 |  |  |  | FALSE | FALSE | FALSE | May, 02 2018 00:00:00 | 4.3 |  | standard |  |  |  |  | March, 30 2020 00:00:00 | FALSE | FALSE | FALSE | [6 empty] | AC | [7 empty] | FALSE
PYK4GSDM | ARKSMART INC | ARK SMART | ARK/UA/10K(3500K) | Linear Replacement Lamp | T8 Four-Foot | Replacement Lamps (plug and play) (UL Type A) |  | standard | FALSE | [10 empty] | August, 29 2016 00:00:00 | Not Dimmable | Not Dimmable | No |  | QQQSXV | [25 empty] | 5 | 1620 | 150 | 10 | 20 | 0.95 | 3500 | 83 |  |  |  | FALSE | FALSE | FALSE | May, 02 2018 00:00:00 | 4.3 |  | standard |  |  |  |  | March, 30 2020 00:00:00 | FALSE | FALSE | FALSE | [6 empty] | AC | [7 empty] | FALSE
PH6YNM5M | ARKSMART INC | ARK SMART | ARK/UA/10K(5000K) | Linear Replacement Lamp | T8 Four-Foot | Replacement Lamps (plug and play) (UL Type A) |  | standard | FALSE | [10 empty] | August, 29 2016 00:00:00 | Not Dimmable | Not Dimmable | No |  | QQQSXV | [25 empty] | 5 | 1734 | 160 | 10 | 20 | 0.95 | 5000 | 83 |  |  |  | FALSE | FALSE | FALSE | May, 02 2018 00:00:00 | 4.3 |  | standard |  |  |  |  | March, 30 2020 00:00:00 | FALSE | FALSE | FALSE | [6 empty] | AC | [7 empty] | FALSE
PSEU4F2U | ARKSMART INC | ARK SMART | ARK/UA/10K(4500K) | Linear Replacement Lamp | T8 Four-Foot | Replacement Lamps (plug and play) (UL Type A) |  | standard | FALSE | [10 empty] | August, 29 2016 00:00:00 | Not Dimmable | Not Dimmable | No |  | QQQSXV | [25 empty] | 5 | 1734 | 160 | 10 | 20 | 0.95 | 4500 | 83 |  |  |  | FALSE | FALSE | FALSE | May, 02 2018 00:00:00 | 4.3 |  | standard |  |  |  |  | March, 30 2020 00:00:00 | FALSE | FALSE | FALSE | [6 empty] | AC | [7 empty] | FALSE
PFDTFNG9 | Lextar Electronics Corp. | Lextar | 97.AE8O1.414D1(XX) | Linear Replacement Lamp | T8 Four-Foot | Replacement Lamps (plug and play) (UL Type A) |  | standard | TRUE |  | 1750.45 | 115.46 | 15.16 | 17.83 | 0.951 | 3065 | 82.5 | 5 | 50000 | August, 25 2016 00:00:00 | Not Yet Verified | Not Yet Verified | No | Updated 11/23/2016 | FFFHAJ | [15 empty] | 84.1 |  | 1.32 | 1.24 | [6 empty] | 5 | 1750.45 | 115.46 | 15.16 | 17.83 | 0.95 | 3000 | 82.5 |  |  |  | FALSE | FALSE | FALSE | May, 02 2018 00:00:00 | 4.3 |  | standard |  |  |  |  | March, 30 2020 00:00:00 | FALSE | FALSE | FALSE | [6 empty] | AC | [7 empty] | FALSE
PCQPW4T2 | Lextar Electronics Corp. | Lextar | 97.AE8O1.416D3(XX) | Linear Replacement Lamp | T8 Four-Foot | Replacement Lamps (plug and play) (UL Type A) |  | standard | TRUE |  | 1824.21 | 118.69 | 15.37 | 18.34 | 0.947 | 4105 | 83.5 | 5 | 50000 | August, 25 2016 00:00:00 | Not Yet Verified | Not Yet Verified | No | Updated 11/23/2016 | FFFHAK | [15 empty] | 83.7 |  | 1.26 | 1.2 | [6 empty] | 5 | 1824.21 | 118.69 | 15.37 | 18.34 | 0.95 | 4100 | 83.5 |  |  |  | FALSE | FALSE | FALSE | May, 02 2018 00:00:00 | 4.3 |  | standard |  |  |  |  | March, 30 2020 00:00:00 | FALSE | FALSE | FALSE | [6 empty] | AC | [7 empty] | FALSE
PWH4S6QE | Lextar Electronics Corp. | Lextar | 97.AE8O1.414D2(XX) | Linear Replacement Lamp | T8 Four-Foot | Replacement Lamps (plug and play) (UL Type A) |  | standard | FALSE | [10 empty] | August, 25 2016 00:00:00 | Not Yet Verified | Not Yet Verified | FALSE | Updated 11/23/2016 | FFFHAJ | [25 empty] | 4.4 | 1774.4 | 112.74 | 15.74 | 17.84 | 0.95 | 3500 | 84.2 |  |  |  | FALSE | FALSE | FALSE | May, 02 2018 00:00:00 | 4.3 |  | standard |  |  |  |  | November, 02 2018 00:00:00 | FALSE | FALSE | FALSE | [6 empty] | AC | [7 empty] | FALSE
P2J6UZTV | Lextar Electronics Corp. | Lextar | 97.AE8O1.416D5(XX) | Linear Replacement Lamp | T8 Four-Foot | Replacement Lamps (plug and play) (UL Type A) |  | standard | FALSE | [10 empty] | August, 25 2016 00:00:00 | Not Yet Verified | Not Yet Verified | No | Updated 11/23/2016 | FFFHAK | [25 empty] | 5 | 1841.2 | 119.99 | 15.34 | 18.19 | 0.95 | 5000 | 83 |  |  |  | FALSE | FALSE | FALSE | May, 02 2018 00:00:00 | 4.3 |  | standard |  |  |  |  | March, 30 2020 00:00:00 | FALSE | FALSE | FALSE | [6 empty] | AC | [7 empty] | FALSE
PG9Q2E9S | Lextar Electronics Corp. | Lextar | 97.AE8O1.414D3(XX) | Linear Replacement Lamp | T8 Four-Foot | Replacement Lamps (plug and play) (UL Type A) |  | standard | FALSE | [10 empty] | August, 25 2016 00:00:00 | Not Yet Verified | Not Yet Verified | NotYetVerified | Updated 11/23/2016 | FFFHAJ | [25 empty] | 5 | 1804.4 | 117.13 | 15.41 | 17.26 | 0.95 | 4100 | 82.6 |  |  |  | FALSE | FALSE | FALSE | May, 02 2018 00:00:00 | 4.3 |  | standard |  |  |  |  | March, 30 2020 00:00:00 | FALSE | FALSE | FALSE | [6 empty] | AC | [7 empty] | FALSE
PDMQ786V | Lextar Electronics Corp. | Lextar | 97.AE8O1.414D5(XX) | Linear Replacement Lamp | T8 Four-Foot | Replacement Lamps (plug and play) (UL Type A) |  | standard | FALSE | [10 empty] | August, 25 2016 00:00:00 | Not Yet Verified | Not Yet Verified | NotYetVerified | Updated 11/23/2016 | FFFHAJ | [25 empty] | 5 | 1808.3 | 117.38 | 15.4 | 4.73 | 0.95 | 5000 | 83 |  |  |  | FALSE | FALSE | FALSE | May, 02 2018 00:00:00 | 4.3 |  | standard |  |  |  |  | March, 30 2020 00:00:00 | FALSE | FALSE | FALSE | [6 empty] | AC | [7 empty] | FALSE
PEXKQKRB | Anhui Sanan Technology Co., Ltd. | Lightera | T202P4-D-I02-30 (OT822Wk07-1200-D-IFit-30K) | Linear Replacement Lamp | T8 Four-Foot | Replacement Lamps (plug and play) (UL Type A) |  | standard | TRUE |  | 2104.4 | 112.66 | 18.68 | 5.1 | 0.985 | 2941 | 83.1 | 5 | 50000 | August, 24 2016 00:00:00 | Dimmable | Continuous Below 10 | FALSE | Product de-listed on 4/1/2017, re-listed on 4/28/2017 due to allowances requirements change | RRRTHS | [15 empty] | 84.3 |  | 1.22 | 1.3 | [6 empty] | 4.4 | 2200 | 110 | 22 | 20 | 0.9 | 3000 | 80 |  |  |  | TRUE | FALSE | FALSE | May, 02 2018 00:00:00 | 4.3 |  | standard |  |  |  |  | November, 02 2018 00:00:00 | FALSE | FALSE | FALSE | [6 empty] | AC | [7 empty] | FALSE
PK4GZ7WR | HK Syhdee LIGHTING Co., LIMITED. | SYHDEE | SYH-M08-AB1218 (4000K) | Linear Replacement Lamp | T8 Four-Foot | Dual Mode Internal Driver (UL Type A and Type B) |  | standard | FALSE | [10 empty] | August, 22 2016 00:00:00 | Dimmable | Continuous Below 10 | No |  | BBBCWM | [25 empty] | 4.4 | 2488.73 | 112.61 | 22.1 | 13.7 | 0.95 | 4000 | 82 |  |  |  | FALSE | FALSE | FALSE | May, 02 2018 00:00:00 | 4.3 |  | standard |  |  |  |  | November, 02 2018 00:00:00 | FALSE | FALSE | FALSE | [6 empty] | AC | [7 empty] | FALSE
PSY38KX5 | HK Syhdee LIGHTING Co., LIMITED. | SYHDEE | SYH-M08-AB1218 (5000K) | Linear Replacement Lamp | T8 Four-Foot | Dual Mode Internal Driver (UL Type A and Type B) |  | standard | FALSE | [10 empty] | August, 22 2016 00:00:00 | Dimmable | Continuous Below 10 | No |  | BBBCWM | [25 empty] | 5 | 2617.2 | 117.89 | 22.2 | 13.9 | 0.96 | 5000 | 83.1 |  |  |  | FALSE | FALSE | FALSE | May, 02 2018 00:00:00 | 4.3 |  | standard |  |  |  |  | March, 30 2020 00:00:00 | FALSE | FALSE | FALSE | [6 empty] | AC | [7 empty] | FALSE
PM5M448V | Jintec America Inc | fulBrite | JK-T8-4F-18 (4000K) | Linear Replacement Lamp | T8 Four-Foot | Replacement Lamps (plug and play) (UL Type A) |  | standard | FALSE | [10 empty] | August, 22 2016 00:00:00 | Not Dimmable | Not Dimmable | No |  | LLLARM | [25 empty] | 5 | 2204 | 121.23 | 18.18 | 17.68 | 0.91 | 4000 | 82.2 |  |  |  | FALSE | FALSE | FALSE | May, 02 2018 00:00:00 | 4.3 |  | standard |  |  |  |  | March, 30 2020 00:00:00 | FALSE | FALSE | FALSE | [6 empty] | AC | [7 empty] | FALSE
PE2JZE98 | Jintec America Inc | fulBrite | JK-T8-4F-18 (4500K) | Linear Replacement Lamp | T8 Four-Foot | Replacement Lamps (plug and play) (UL Type A) |  | standard | FALSE | [10 empty] | August, 22 2016 00:00:00 | Not Dimmable | Not Dimmable | No |  | LLLARM | [25 empty] | 5 | 2204 | 121.23 | 18.18 | 17.68 | 0.91 | 4500 | 82.2 |  |  |  | FALSE | FALSE | FALSE | May, 02 2018 00:00:00 | 4.3 |  | standard |  |  |  |  | March, 30 2020 00:00:00 | FALSE | FALSE | FALSE | [6 empty] | AC | [7 empty] | FALSE
PM6GJDKV | Jintec America Inc | fulBrite | JK-T8-4F-18 (5000K) | Linear Replacement Lamp | T8 Four-Foot | Replacement Lamps (plug and play) (UL Type A) |  | standard | FALSE | [10 empty] | August, 22 2016 00:00:00 | Not Dimmable | Not Dimmable | No |  | LLLARM | [25 empty] | 5 | 2241 | 123.06 | 18.21 | 17.64 | 0.91 | 5000 | 81.6 |  |  |  | FALSE | FALSE | FALSE | May, 02 2018 00:00:00 | 4.3 |  | standard |  |  |  |  | March, 30 2020 00:00:00 | FALSE | FALSE | FALSE | [6 empty] | AC | [7 empty] | FALSE
PN1UC9UU | Jintec America Inc | fulBrite | JK-T8-4F-18 (2700K) | Linear Replacement Lamp | T8 Four-Foot | Replacement Lamps (plug and play) (UL Type A) |  | standard | TRUE |  | 2189 | 121.01 | 18.09 | 17.68 | 0.9107 | 2805 | 82.2 | 5 | 50000 | August, 22 2016 00:00:00 | Not Dimmable | Not Dimmable | No |  | LLLARM | [15 empty] | 85.3 |  | 1.2 | 1.28 | [6 empty] | 5 | 2204 | 121.23 | 18.18 | 17.68 | 0.91 | 2700 | 82.2 |  |  |  | FALSE | FALSE | FALSE | May, 02 2018 00:00:00 | 4.3 |  | standard |  |  |  |  | March, 30 2020 00:00:00 | FALSE | FALSE | FALSE | [6 empty] | AC | [7 empty] | FALSE
P8ZN6WMZ | HK Syhdee LIGHTING Co., LIMITED. | SYHDEE | SYH-T08-AB1218 (4000K) | Linear Replacement Lamp | T8 Four-Foot | Dual Mode Internal Driver (UL Type A and Type B) |  | standard | FALSE | [10 empty] | August, 22 2016 00:00:00 | Dimmable | Continuous Below 10 | No |  | BBBCWK | [25 empty] | 5 | 2668.22 | 120.73 | 22.1 | 13.7 | 0.95 | 4000 | 82.1 |  |  |  | FALSE | FALSE | FALSE | May, 02 2018 00:00:00 | 4.3 |  | standard |  |  |  |  | March, 30 2020 00:00:00 | FALSE | FALSE | FALSE | [6 empty] | AC | [7 empty] | FALSE
PR4JC6W6 | HK Syhdee LIGHTING Co., LIMITED. | SYHDEE | SYH-T08-AB1218 (5000K) | Linear Replacement Lamp | T8 Four-Foot | Dual Mode Internal Driver (UL Type A and Type B) |  | standard | FALSE | [10 empty] | August, 22 2016 00:00:00 | Dimmable | Continuous Below 10 | No |  | BBBCWK | [25 empty] | 5 | 2716.6 | 122.92 | 22.1 | 13.8 | 0.94 | 5000 | 82.9 |  |  |  | FALSE | FALSE | FALSE | May, 02 2018 00:00:00 | 4.3 |  | standard |  |  |  |  | March, 30 2020 00:00:00 | FALSE | FALSE | FALSE | [6 empty] | AC | [7 empty] | FALSE
PT2282E6 | HK Syhdee LIGHTING Co., LIMITED. | SYHDEE | SYH-M08-AB1218 (3500K) | Linear Replacement Lamp | T8 Four-Foot | Dual Mode Internal Driver (UL Type A and Type B) |  | standard | FALSE | [10 empty] | August, 22 2016 00:00:00 | Dimmable | Continuous Below 10 | No |  | BBBCWM | [25 empty] | 4.4 | 2488.73 | 112.61 | 22.1 | 13.7 | 0.95 | 3500 | 82 |  |  |  | FALSE | FALSE | FALSE | May, 02 2018 00:00:00 | 4.3 |  | standard |  |  |  |  | November, 02 2018 00:00:00 | FALSE | FALSE | FALSE | [6 empty] | AC | [7 empty] | FALSE
PNYDJNAJ | Espen Technology | Espen | L48T8/840/12G-EB-AC | Linear Replacement Lamp | T8 Four-Foot | Replacement Lamps (plug and play) (UL Type A) |  | standard | FALSE | [10 empty] | August, 22 2016 00:00:00 | Not Dimmable | Not Dimmable | No |  | DDDIAX | [25 empty] | 4.4 | 1900 | 112 | 16 | 12.41 | 0.97 | 4000 | 83 |  |  |  | FALSE | FALSE | FALSE | May, 02 2018 00:00:00 | 4.3 |  | standard |  |  |  |  | November, 02 2018 00:00:00 | FALSE | FALSE | FALSE | [6 empty] | AC | [7 empty] | FALSE
PYF6P444 | HK Syhdee LIGHTING Co., LIMITED. | SYHDEE | SYH-M08-AB1220 (4500K) | Linear Replacement Lamp | T8 Four-Foot | Dual Mode Internal Driver (UL Type A and Type B) |  | standard | FALSE | [10 empty] | August, 22 2016 00:00:00 | Dimmable | Continuous Below 10 | No |  | BBBCWL | [25 empty] | 4.4 | 2672.09 | 110.88 | 24.1 | 13.8 | 0.95 | 4500 | 81.9 |  |  |  | FALSE | FALSE | FALSE | May, 02 2018 00:00:00 | 4.3 |  | standard |  |  |  |  | November, 02 2018 00:00:00 | FALSE | FALSE | FALSE | [6 empty] | AC | [7 empty] | FALSE
PZF87GZ3 | HK Syhdee LIGHTING Co., LIMITED. | SYHDEE | SYH-M08-AB1218 (4500K) | Linear Replacement Lamp | T8 Four-Foot | Dual Mode Internal Driver (UL Type A and Type B) |  | standard | FALSE | [10 empty] | August, 22 2016 00:00:00 | Dimmable | Continuous Below 10 | No |  | BBBCWM | [25 empty] | 4.4 | 2488.73 | 112.61 | 22.1 | 13.7 | 0.95 | 4500 | 82 |  |  |  | FALSE | FALSE | FALSE | May, 02 2018 00:00:00 | 4.3 |  | standard |  |  |  |  | November, 02 2018 00:00:00 | FALSE | FALSE | FALSE | [6 empty] | AC | [7 empty] | FALSE
PF7XMW8Z | HK Syhdee LIGHTING Co., LIMITED. | SYHDEE | SYH-M08-AB1220 (3000K) | Linear Replacement Lamp | T8 Four-Foot | Dual Mode Internal Driver (UL Type A and Type B) |  | standard | TRUE |  | 2672.09 | 110.875 | 24.1 | 13.8 | 0.901 | 2937 | 81.9 | 5 | 50000 | August, 22 2016 00:00:00 | Dimmable | Continuous Below 10 | No |  | BBBCWL | [15 empty] | 80.3 |  | 1.18 | 1.22 | [6 empty] | 4.4 | 2672.09 | 110.88 | 24.1 | 13.8 | 0.95 | 3000 | 81.9 |  |  |  | FALSE | FALSE | FALSE | May, 02 2018 00:00:00 | 4.3 |  | standard |  |  |  |  | November, 02 2018 00:00:00 | FALSE | FALSE | FALSE | [6 empty] | AC | [7 empty] | FALSE
P4GH6PZ4 | Espen Technology | Espen | L48T8/850/12G-EB-AC | Linear Replacement Lamp | T8 Four-Foot | Replacement Lamps (plug and play) (UL Type A) |  | standard | FALSE | [10 empty] | August, 22 2016 00:00:00 | Not Dimmable | Not Dimmable | No |  | DDDIAX | [25 empty] | 4.4 | 2000 | 115 | 16 | 12.41 | 0.97 | 5000 | 83 |  |  |  | FALSE | FALSE | FALSE | May, 02 2018 00:00:00 | 4.3 |  | standard |  |  |  |  | November, 02 2018 00:00:00 | FALSE | FALSE | FALSE | [6 empty] | AC | [7 empty] | FALSE
PJYEK3D4 | HK Syhdee LIGHTING Co., LIMITED. | SYHDEE | SYH-T08-AB1218 (3500K) | Linear Replacement Lamp | T8 Four-Foot | Dual Mode Internal Driver (UL Type A and Type B) |  | standard | FALSE | [10 empty] | August, 22 2016 00:00:00 | Dimmable | Continuous Below 10 | No |  | BBBCWK | [25 empty] | 5 | 2668.22 | 120.73 | 22.1 | 13.7 | 0.95 | 3500 | 82.1 |  |  |  | FALSE | FALSE | FALSE | May, 02 2018 00:00:00 | 4.3 |  | standard |  |  |  |  | March, 30 2020 00:00:00 | FALSE | FALSE | FALSE | [6 empty] | AC | [7 empty] | FALSE
PDUDVJ8J | HK Syhdee LIGHTING Co., LIMITED. | SYHDEE | SYH-T08-AB1218 (3000K) | Linear Replacement Lamp | T8 Four-Foot | Dual Mode Internal Driver (UL Type A and Type B) |  | standard | TRUE |  | 2668.22 | 120.734 | 22.1 | 13.7 | 0.903 | 2969 | 82.1 | 5 | 50000 | August, 22 2016 00:00:00 | Dimmable | Continuous Below 10 | No |  | BBBCWK | [15 empty] | 80.3 |  | 1.2 | 1.2 | [6 empty] | 5 | 2668.22 | 120.73 | 22.1 | 13.7 | 0.95 | 3000 | 82.1 |  |  |  | FALSE | FALSE | FALSE | May, 02 2018 00:00:00 | 4.3 |  | standard |  |  |  |  | March, 30 2020 00:00:00 | FALSE | FALSE | FALSE | [6 empty] | AC | [7 empty] | FALSE
P56H6T83 | HK Syhdee LIGHTING Co., LIMITED. | SYHDEE | SYH-M08-AB1220 (5000K) | Linear Replacement Lamp | T8 Four-Foot | Dual Mode Internal Driver (UL Type A and Type B) |  | standard | FALSE | [10 empty] | August, 22 2016 00:00:00 | Dimmable | Continuous Below 10 | No |  | BBBCWL | [25 empty] | 4.4 | 2763.23 | 114.66 | 24.1 | 14.2 | 0.97 | 5000 | 82.8 |  |  |  | FALSE | FALSE | FALSE | May, 02 2018 00:00:00 | 4.3 |  | standard |  |  |  |  | November, 02 2018 00:00:00 | FALSE | FALSE | FALSE | [6 empty] | AC | [7 empty] | FALSE
PESCB3SW | Espen Technology | Espen | L48T8/830/12G-EB-AC | Linear Replacement Lamp | T8 Four-Foot | Replacement Lamps (plug and play) (UL Type A) |  | standard | TRUE |  | 1955 | 119 | 16.43 | 12.41 | 0.9634 | 3056 | 81.3 | 5 | 50000 | August, 22 2016 00:00:00 | Not Dimmable | Not Dimmable | No |  | DDDIAX | [15 empty] | 84 |  | 1.24 | 1.22 | [6 empty] | 4.4 | 1800 | 110 | 16 | 12.41 | 0.97 | 3000 | 83 |  |  |  | FALSE | FALSE | FALSE | May, 02 2018 00:00:00 | 4.3 |  | standard |  |  |  |  | November, 02 2018 00:00:00 | FALSE | FALSE | FALSE | [6 empty] | AC | [7 empty] | FALSE
P21HF97E | Jintec America Inc | fulBrite | JK-T8-4F-18 (3000K) | Linear Replacement Lamp | T8 Four-Foot | Replacement Lamps (plug and play) (UL Type A) |  | standard | FALSE | [10 empty] | August, 22 2016 00:00:00 | Not Dimmable | Not Dimmable | No |  | LLLARM | [25 empty] | 5 | 2204 | 121.23 | 18.18 | 17.68 | 0.91 | 3000 | 82.2 |  |  |  | FALSE | FALSE | FALSE | May, 02 2018 00:00:00 | 4.3 |  | standard |  |  |  |  | March, 30 2020 00:00:00 | FALSE | FALSE | FALSE | [6 empty] | AC | [7 empty] | FALSE
PFZQWRVH | HK Syhdee LIGHTING Co., LIMITED. | SYHDEE | SYH-M08-AB1220 (3500K) | Linear Replacement Lamp | T8 Four-Foot | Dual Mode Internal Driver (UL Type A and Type B) |  | standard | FALSE | [10 empty] | August, 22 2016 00:00:00 | Dimmable | Continuous Below 10 | No |  | BBBCWL | [25 empty] | 4.4 | 2672.09 | 110.88 | 24.1 | 13.8 | 0.95 | 3500 | 81.9 |  |  |  | FALSE | FALSE | FALSE | May, 02 2018 00:00:00 | 4.3 |  | standard |  |  |  |  | November, 02 2018 00:00:00 | FALSE | FALSE | FALSE | [6 empty] | AC | [7 empty] | FALSE
PT5T8UZN | HK Syhdee LIGHTING Co., LIMITED. | SYHDEE | SYH-M08-AB1220 (4000K) | Linear Replacement Lamp | T8 Four-Foot | Dual Mode Internal Driver (UL Type A and Type B) |  | standard | FALSE | [10 empty] | August, 22 2016 00:00:00 | Dimmable | Continuous Below 10 | No |  | BBBCWL | [25 empty] | 4.4 | 2672.09 | 110.88 | 24.1 | 13.8 | 0.95 | 4000 | 81.9 |  |  |  | FALSE | FALSE | FALSE | May, 02 2018 00:00:00 | 4.3 |  | standard |  |  |  |  | November, 02 2018 00:00:00 | FALSE | FALSE | FALSE | [6 empty] | AC | [7 empty] | FALSE
P881EN6T | HK Syhdee LIGHTING Co., LIMITED. | SYHDEE | SYH-M08-AB1218 (3000K) | Linear Replacement Lamp | T8 Four-Foot | Dual Mode Internal Driver (UL Type A and Type B) |  | standard | TRUE |  | 2488.73 | 112.612 | 22.1 | 13.7 | 0.905 | 2967 | 82 | 5 | 50000 | August, 22 2016 00:00:00 | Dimmable | Continuous Below 10 | No |  | BBBCWM | [15 empty] | 80.5 |  | 1.18 | 1.18 | [6 empty] | 4.4 | 2488.73 | 112.61 | 22.1 | 13.7 | 0.95 | 3000 | 82 |  |  |  | FALSE | FALSE | FALSE | May, 02 2018 00:00:00 | 4.3 |  | standard |  |  |  |  | November, 02 2018 00:00:00 | FALSE | FALSE | FALSE | [6 empty] | AC | [7 empty] | FALSE
PUHB2XSN | Espen Technology | Espen | L48T8/835/12G-EB-AC | Linear Replacement Lamp | T8 Four-Foot | Replacement Lamps (plug and play) (UL Type A) |  | standard | FALSE | [10 empty] | August, 22 2016 00:00:00 | Not Dimmable | Not Dimmable | No |  | DDDIAX | [25 empty] | 4.4 | 1800 | 110 | 16 | 12.41 | 0.97 | 3500 | 83 |  |  |  | FALSE | FALSE | FALSE | May, 02 2018 00:00:00 | 4.3 |  | standard |  |  |  |  | November, 02 2018 00:00:00 | FALSE | FALSE | FALSE | [6 empty] | AC | [7 empty] | FALSE
PWFNEQSZ | Espen Technology | Espen | L48T8/845/12G-EB-AC | Linear Replacement Lamp | T8 Four-Foot | Replacement Lamps (plug and play) (UL Type A) |  | standard | FALSE | [10 empty] | August, 22 2016 00:00:00 | Not Dimmable | Not Dimmable | No |  | DDDIAX | [25 empty] | 4.4 | 1900 | 112 | 16 | 12.41 | 0.97 | 4500 | 83 |  |  |  | FALSE | FALSE | FALSE | May, 02 2018 00:00:00 | 4.3 |  | standard |  |  |  |  | November, 02 2018 00:00:00 | FALSE | FALSE | FALSE | [6 empty] | AC | [7 empty] | FALSE
P168Z6DR | HK Syhdee LIGHTING Co., LIMITED. | SYHDEE | SYH-T08-AB1218 (4500K) | Linear Replacement Lamp | T8 Four-Foot | Dual Mode Internal Driver (UL Type A and Type B) |  | standard | FALSE | [10 empty] | August, 22 2016 00:00:00 | Dimmable | Continuous Below 10 | No |  | BBBCWK | [25 empty] | 5 | 2668.22 | 120.73 | 22.1 | 13.7 | 0.95 | 4500 | 82.1 |  |  |  | FALSE | FALSE | FALSE | May, 02 2018 00:00:00 | 4.3 |  | standard |  |  |  |  | March, 30 2020 00:00:00 | FALSE | FALSE | FALSE | [6 empty] | AC | [7 empty] | FALSE
PC3APVFG | Jintec America Inc | fulBrite | JK-T8-4F-18 (3500K) | Linear Replacement Lamp | T8 Four-Foot | Replacement Lamps (plug and play) (UL Type A) |  | standard | FALSE | [10 empty] | August, 22 2016 00:00:00 | Not Dimmable | Not Dimmable | No |  | LLLARM | [25 empty] | 5 | 2204 | 121.23 | 18.18 | 17.68 | 0.91 | 3500 | 82.2 |  |  |  | FALSE | FALSE | FALSE | May, 02 2018 00:00:00 | 4.3 |  | standard |  |  |  |  | March, 30 2020 00:00:00 | FALSE | FALSE | FALSE | [6 empty] | AC | [7 empty] | FALSE
PBFJ5AAG | HK Syhdee LIGHTING Co., LIMITED. | SYHDEE | SYH-M08-AB1215 (4500K) | Linear Replacement Lamp | T8 Four-Foot | Dual Mode Internal Driver (UL Type A and Type B) |  | standard | FALSE | [10 empty] | August, 19 2016 00:00:00 | Dimmable | Continuous Below 10 | No |  | BBBCWF | [25 empty] | 4.4 | 2140.46 | 112.07 | 19.1 | 13.6 | 0.95 | 4500 | 82.1 |  |  |  | FALSE | FALSE | FALSE | May, 02 2018 00:00:00 | 4.3 |  | standard |  |  |  |  | November, 02 2018 00:00:00 | FALSE | FALSE | FALSE | [6 empty] | AC | [7 empty] | FALSE
P5353E3S | HK Syhdee LIGHTING Co., LIMITED. | SYHDEE | SYH-GL08-AB1218 (5000K) | Linear Replacement Lamp | T8 Four-Foot | Dual Mode Internal Driver (UL Type A and Type B) |  | standard | FALSE | [10 empty] | August, 19 2016 00:00:00 | Dimmable | Continuous Below 10 | No |  | BBBCWH | [25 empty] | 4.4 | 2521.3 | 115.66 | 21.8 | 13.8 | 1 | 5000 | 81.4 |  |  |  | FALSE | FALSE | FALSE | May, 02 2018 00:00:00 | 4.3 |  | standard |  |  |  |  | November, 02 2018 00:00:00 | FALSE | FALSE | FALSE | [6 empty] | AC | [7 empty] | FALSE
P7E83TQZ | HK Syhdee LIGHTING Co., LIMITED. | SYHDEE | SYH-M08-AB1215 (3000K) | Linear Replacement Lamp | T8 Four-Foot | Dual Mode Internal Driver (UL Type A and Type B) |  | standard | TRUE |  | 2140.46 | 112.066 | 19.1 | 13.6 | 0.907 | 2983 | 82.1 | 5 | 50000 | August, 19 2016 00:00:00 | Dimmable | Continuous Below 10 | No |  | BBBCWF | [15 empty] | 80.4 |  | 1.16 | 1.2 | [6 empty] | 4.4 | 2140.46 | 112.07 | 19.1 | 13.6 | 0.95 | 3000 | 82.1 |  |  |  | FALSE | FALSE | FALSE | May, 02 2018 00:00:00 | 4.3 |  | standard |  |  |  |  | November, 02 2018 00:00:00 | FALSE | FALSE | FALSE | [6 empty] | AC | [7 empty] | FALSE
P51ATSRB | HK Syhdee LIGHTING Co., LIMITED. | SYHDEE | SYH-M08-AB1215 (5000K) | Linear Replacement Lamp | T8 Four-Foot | Dual Mode Internal Driver (UL Type A and Type B) |  | standard | FALSE | [10 empty] | August, 19 2016 00:00:00 | Dimmable | Continuous Below 10 | No |  | BBBCWF | [25 empty] | 5 | 2238.16 | 117.18 | 19.1 | 13.9 | 0.95 | 5000 | 82.9 |  |  |  | FALSE | FALSE | FALSE | May, 02 2018 00:00:00 | 4.3 |  | standard |  |  |  |  | March, 30 2020 00:00:00 | FALSE | FALSE | FALSE | [6 empty] | AC | [7 empty] | FALSE
P2RWXTJZ | HK Syhdee LIGHTING Co., LIMITED. | SYHDEE | SYH-M08-AB1215 (4000K) | Linear Replacement Lamp | T8 Four-Foot | Dual Mode Internal Driver (UL Type A and Type B) |  | standard | FALSE | [10 empty] | August, 19 2016 00:00:00 | Dimmable | Continuous Below 10 | No |  | BBBCWF | [25 empty] | 4.4 | 2140.46 | 112.07 | 19.1 | 13.6 | 0.95 | 4000 | 82.1 |  |  |  | FALSE | FALSE | FALSE | May, 02 2018 00:00:00 | 4.3 |  | standard |  |  |  |  | November, 02 2018 00:00:00 | FALSE | FALSE | FALSE | [6 empty] | AC | [7 empty] | FALSE
PSK5HTFH | HK Syhdee LIGHTING Co., LIMITED. | SYHDEE | SYH-GL08-AB1218 (4500K) | Linear Replacement Lamp | T8 Four-Foot | Dual Mode Internal Driver (UL Type A and Type B) |  | standard | FALSE | [10 empty] | August, 19 2016 00:00:00 | Dimmable | Continuous Below 10 | No |  | BBBCWH | [25 empty] | 4.4 | 2447.48 | 112.79 | 21.7 | 13.6 | 0.99 | 4500 | 83 |  |  |  | FALSE | FALSE | FALSE | May, 02 2018 00:00:00 | 4.3 |  | standard |  |  |  |  | November, 02 2018 00:00:00 | FALSE | FALSE | FALSE | [6 empty] | AC | [7 empty] | FALSE
PVQ9EU5C | HK Syhdee LIGHTING Co., LIMITED. | SYHDEE | SYH-GL08-AB1220 (3000K) | Linear Replacement Lamp | T8 Four-Foot | Dual Mode Internal Driver (UL Type A and Type B) |  | standard | TRUE |  | 2628.64 | 112.335 | 23.4 | 13.9 | 0.921 | 3016 | 82.9 | 5 | 50000 | August, 19 2016 00:00:00 | Dimmable | Continuous Below 10 | No |  | BBBCWG | [15 empty] | 79.7 |  | 1.18 | 1.22 | [6 empty] | 4.4 | 2628.64 | 112.34 | 23.4 | 13.9 | 1 | 3000 | 82.9 |  |  |  | FALSE | FALSE | FALSE | May, 02 2018 00:00:00 | 4.3 |  | standard |  |  |  |  | November, 02 2018 00:00:00 | FALSE | FALSE | FALSE | [6 empty] | AC | [7 empty] | FALSE
PBFD5JR2 | HK Syhdee LIGHTING Co., LIMITED. | SYHDEE | SYH-GL08-AB1220 (3500K) | Linear Replacement Lamp | T8 Four-Foot | Dual Mode Internal Driver (UL Type A and Type B) |  | standard | FALSE | [10 empty] | August, 19 2016 00:00:00 | Dimmable | Continuous Below 10 | No |  | BBBCWG | [25 empty] | 4.4 | 2628.64 | 112.34 | 23.4 | 13.9 | 1 | 3500 | 82.9 |  |  |  | FALSE | FALSE | FALSE | May, 02 2018 00:00:00 | 4.3 |  | standard |  |  |  |  | November, 02 2018 00:00:00 | FALSE | FALSE | FALSE | [6 empty] | AC | [7 empty] | FALSE
PQDTVMDX | HK Syhdee LIGHTING Co., LIMITED. | SYHDEE | SYH-M08-AB1215 (3500K) | Linear Replacement Lamp | T8 Four-Foot | Dual Mode Internal Driver (UL Type A and Type B) |  | standard | FALSE | [10 empty] | August, 19 2016 00:00:00 | Dimmable | Continuous Below 10 | No |  | BBBCWF | [25 empty] | 4.4 | 2140.46 | 112.07 | 19.1 | 13.6 | 0.95 | 3500 | 82.1 |  |  |  | FALSE | FALSE | FALSE | May, 02 2018 00:00:00 | 4.3 |  | standard |  |  |  |  | November, 02 2018 00:00:00 | FALSE | FALSE | FALSE | [6 empty] | AC | [7 empty] | FALSE
PFXWNAE8 | HK Syhdee LIGHTING Co., LIMITED. | SYHDEE | SYH-GL08-AB1220 (4000K) | Linear Replacement Lamp | T8 Four-Foot | Dual Mode Internal Driver (UL Type A and Type B) |  | standard | FALSE | [10 empty] | August, 19 2016 00:00:00 | Dimmable | Continuous Below 10 | No |  | BBBCWG | [25 empty] | 4.4 | 2628.64 | 112.34 | 23.4 | 13.9 | 1 | 4000 | 82.9 |  |  |  | FALSE | FALSE | FALSE | May, 02 2018 00:00:00 | 4.3 |  | standard |  |  |  |  | November, 02 2018 00:00:00 | FALSE | FALSE | FALSE | [6 empty] | AC | [7 empty] | FALSE
PA4NE9TC | HK Syhdee LIGHTING Co., LIMITED. | SYHDEE | SYH-GL08-AB1218 (4000K) | Linear Replacement Lamp | T8 Four-Foot | Dual Mode Internal Driver (UL Type A and Type B) |  | standard | FALSE | [10 empty] | August, 19 2016 00:00:00 | Dimmable | Continuous Below 10 | No |  | BBBCWH | [25 empty] | 4.4 | 2447.48 | 112.79 | 21.7 | 13.6 | 0.99 | 4000 | 83 |  |  |  | FALSE | FALSE | FALSE | May, 02 2018 00:00:00 | 4.3 |  | standard |  |  |  |  | November, 02 2018 00:00:00 | FALSE | FALSE | FALSE | [6 empty] | AC | [7 empty] | FALSE
PVHZBSRN | HK Syhdee LIGHTING Co., LIMITED. | SYHDEE | SYH-GL08-AB1220 (4500K) | Linear Replacement Lamp | T8 Four-Foot | Dual Mode Internal Driver (UL Type A and Type B) |  | standard | FALSE | [10 empty] | August, 19 2016 00:00:00 | Dimmable | Continuous Below 10 | No |  | BBBCWG | [25 empty] | 4.4 | 2628.64 | 112.34 | 23.4 | 13.9 | 1 | 4500 | 82.9 |  |  |  | FALSE | FALSE | FALSE | May, 02 2018 00:00:00 | 4.3 |  | standard |  |  |  |  | November, 02 2018 00:00:00 | FALSE | FALSE | FALSE | [6 empty] | AC | [7 empty] | FALSE
PV5C8PQ4 | HK Syhdee LIGHTING Co., LIMITED. | SYHDEE | SYH-GL08-AB1218 (3500K) | Linear Replacement Lamp | T8 Four-Foot | Dual Mode Internal Driver (UL Type A and Type B) |  | standard | FALSE | [10 empty] | August, 19 2016 00:00:00 | Dimmable | Continuous Below 10 | No |  | BBBCWH | [25 empty] | 4.4 | 2447.48 | 112.79 | 21.7 | 13.6 | 0.99 | 3500 | 83 |  |  |  | FALSE | FALSE | FALSE | May, 02 2018 00:00:00 | 4.3 |  | standard |  |  |  |  | November, 02 2018 00:00:00 | FALSE | FALSE | FALSE | [6 empty] | AC | [7 empty] | FALSE
P8XUPERW | HK Syhdee LIGHTING Co., LIMITED. | SYHDEE | SYH-GL08-AB1218 (3000K) | Linear Replacement Lamp | T8 Four-Foot | Dual Mode Internal Driver (UL Type A and Type B) |  | standard | TRUE |  | 2447.48 | 112.787 | 21.7 | 13.6 | 0.925 | 3011 | 83 | 5 | 50000 | August, 19 2016 00:00:00 | Dimmable | Continuous Below 10 | No |  | BBBCWH | [15 empty] | 79.8 |  | 1.22 | 1.22 | [6 empty] | 4.4 | 2447.48 | 112.79 | 21.7 | 13.6 | 0.99 | 3000 | 83 |  |  |  | FALSE | FALSE | FALSE | May, 02 2018 00:00:00 | 4.3 |  | standard |  |  |  |  | November, 02 2018 00:00:00 | FALSE | FALSE | FALSE | [6 empty] | AC | [7 empty] | FALSE
PAUJCKGC | HK Syhdee LIGHTING Co., LIMITED. | SYHDEE | SYH-GL08-AB1220 (5000K) | Linear Replacement Lamp | T8 Four-Foot | Dual Mode Internal Driver (UL Type A and Type B) |  | standard | FALSE | [10 empty] | August, 19 2016 00:00:00 | Dimmable | Continuous Below 10 | No |  | BBBCWG | [25 empty] | 5 | 2735.66 | 116.41 | 23.5 | 14.1 | 1 | 5000 | 81.3 |  |  |  | FALSE | FALSE | FALSE | May, 02 2018 00:00:00 | 4.3 |  | standard |  |  |  |  | March, 30 2020 00:00:00 | FALSE | FALSE | FALSE | [6 empty] | AC | [7 empty] | FALSE
P77H8UWM | ABOVE ALL LIGHTING INC. | ABBlighting | T817309-FW12-GL | Linear Replacement Lamp | T8 Four-Foot | Replacement Lamps (plug and play) (UL Type A) |  | standard | TRUE |  | 2261 | 113.8 | 19.86 | 9.43 | 0.9818 | 3073 | 84.5 | 5 | 50000 | August, 18 2016 00:00:00 | Not Dimmable | Not Dimmable | FALSE | Product de-listed on 4/1/2017, re-listed on 4/28/2017 due to allowances requirements change | BBBCVQ | [15 empty] | 83.1 |  | 1.24 | 1.28 | [6 empty] | 4.4 | 2200 | 112 | 19.5 | 20 | 0.9 | 3000 | 82 |  |  |  | TRUE | FALSE | FALSE | May, 02 2018 00:00:00 | 4.3 |  | standard |  |  |  |  | November, 02 2018 00:00:00 | FALSE | FALSE | FALSE | [6 empty] | AC | [7 empty] | FALSE
PR641J3F | HK Syhdee LIGHTING Co., LIMITED. | SYHDEE | SYH-GL08-AB1212 (4000K) | Linear Replacement Lamp | T8 Four-Foot | Dual Mode Internal Driver (UL Type A and Type B) |  | standard | FALSE | [10 empty] | August, 18 2016 00:00:00 | Dimmable | Continuous Below 10 | No |  | BBBCWA | [25 empty] | 4.4 | 1786.26 | 110.26 | 16.2 | 13.9 | 0.99 | 4000 | 83.1 |  |  |  | FALSE | FALSE | FALSE | May, 02 2018 00:00:00 | 4.3 |  | standard |  |  |  |  | November, 02 2018 00:00:00 | FALSE | FALSE | FALSE | [6 empty] | AC | [7 empty] | FALSE
P4T816YJ | HK Syhdee LIGHTING Co., LIMITED. | SYHDEE | SYH-GL08-AB1212 (5000K) | Linear Replacement Lamp | T8 Four-Foot | Dual Mode Internal Driver (UL Type A and Type B) |  | standard | FALSE | [10 empty] | August, 18 2016 00:00:00 | Dimmable | Continuous Below 10 | No |  | BBBCWA | [25 empty] | 4.4 | 1819.16 | 112.99 | 16.1 | 14.1 | 0.99 | 5000 | 81.8 |  |  |  | FALSE | FALSE | FALSE | May, 02 2018 00:00:00 | 4.3 |  | standard |  |  |  |  | November, 02 2018 00:00:00 | FALSE | FALSE | FALSE | [6 empty] | AC | [7 empty] | FALSE
P17WK157 | HK Syhdee LIGHTING Co., LIMITED. | SYHDEE | SYH-T08-AB1212 (4000K) | Linear Replacement Lamp | T8 Four-Foot | Dual Mode Internal Driver (UL Type A and Type B) |  | standard | FALSE | [10 empty] | August, 18 2016 00:00:00 | Dimmable | Continuous Below 10 | No |  | BBBCWC | [25 empty] | 5 | 1930.33 | 119.9 | 16.1 | 13.9 | 0.95 | 4000 | 82 |  |  |  | FALSE | FALSE | FALSE | May, 02 2018 00:00:00 | 4.3 |  | standard |  |  |  |  | March, 30 2020 00:00:00 | FALSE | FALSE | FALSE | [6 empty] | AC | [7 empty] | FALSE
PTWRCPGG | HK Syhdee LIGHTING Co., LIMITED. | SYHDEE | SYH-T08-AB1220 (4000K) | Linear Replacement Lamp | T8 Four-Foot | Dual Mode Internal Driver (UL Type A and Type B) |  | standard | FALSE | [10 empty] | August, 18 2016 00:00:00 | Dimmable | Continuous Below 10 | No |  | BBBCWE | [25 empty] | 5 | 2934.92 | 121.78 | 24.1 | 14.3 | 0.95 | 4000 | 82.2 |  |  |  | FALSE | FALSE | FALSE | May, 02 2018 00:00:00 | 4.3 |  | standard |  |  |  |  | March, 30 2020 00:00:00 | FALSE | FALSE | FALSE | [6 empty] | AC | [7 empty] | FALSE
PZ6ZXZB6 | HK Syhdee LIGHTING Co., LIMITED. | SYHDEE | SYH-T08-AB1212 (5000K) | Linear Replacement Lamp | T8 Four-Foot | Dual Mode Internal Driver (UL Type A and Type B) |  | standard | FALSE | [10 empty] | August, 18 2016 00:00:00 | Dimmable | Continuous Below 10 | No |  | BBBCWC | [25 empty] | 5 | 1964.46 | 122.02 | 16.1 | 14.1 | 0.94 | 5000 | 82.9 |  |  |  | FALSE | FALSE | FALSE | May, 02 2018 00:00:00 | 4.3 |  | standard |  |  |  |  | March, 30 2020 00:00:00 | FALSE | FALSE | FALSE | [6 empty] | AC | [7 empty] | FALSE
PV4EPKNH | Shenzhen Topband Co., Ltd. | TOPBAND | TPDF3T8X4NLA-18WSB(30C) | Linear Replacement Lamp | T8 Four-Foot | Dual Mode Internal Driver (UL Type A and Type B) |  | standard | FALSE | [10 empty] | August, 18 2016 00:00:00 | Not Dimmable | Not Dimmable | No |  | TTTUHH | [25 empty] | 5 | 2466 | 136.39 | 18.08 | 13.19 | 0.9 | 3000 | 82.9 |  |  |  | FALSE | FALSE | FALSE | May, 02 2018 00:00:00 | 4.3 |  | standard |  |  |  |  | March, 30 2020 00:00:00 | FALSE | FALSE | FALSE | [6 empty] | AC | [7 empty] | FALSE
PEWJZG8E | Shenzhen Topband Co., Ltd. | TOPBAND | TPDF3T8X4NLA-12WSB(30C) | Linear Replacement Lamp | T8 Four-Foot | Dual Mode Internal Driver (UL Type A and Type B) |  | standard | FALSE | [10 empty] | August, 18 2016 00:00:00 | Not Dimmable | Not Dimmable | No |  | TTTUHH | [25 empty] | 5 | 1765 | 137.54 | 12.83 | 10.98 | 0.9 | 3000 | 83 |  |  |  | FALSE | FALSE | FALSE | May, 02 2018 00:00:00 | 4.3 |  | standard |  |  |  |  | March, 30 2020 00:00:00 | FALSE | FALSE | FALSE | [6 empty] | AC | [7 empty] | FALSE
PF4891HV | Shenzhen Topband Co., Ltd. | TOPBAND | TPDF3T8X4NLA-18WBB(40C) | Linear Replacement Lamp | T8 Four-Foot | Dual Mode Internal Driver (UL Type A and Type B) |  | standard | FALSE | [10 empty] | August, 18 2016 00:00:00 | Not Dimmable | Not Dimmable | No |  | TTTUHH | [25 empty] | 5 | 2367 | 138.66 | 17.07 | 14.07 | 0.9 | 4000 | 83.2 |  |  |  | FALSE | FALSE | FALSE | May, 02 2018 00:00:00 | 4.3 |  | standard |  |  |  |  | March, 30 2020 00:00:00 | FALSE | FALSE | FALSE | [6 empty] | AC | [7 empty] | FALSE
PNCK6UM6 | Shenzhen Topband Co., Ltd. | TOPBAND | TPDF3T8X4NLA-18WBB(40F) | Linear Replacement Lamp | T8 Four-Foot | Dual Mode Internal Driver (UL Type A and Type B) |  | standard | FALSE | [10 empty] | August, 18 2016 00:00:00 | Not Dimmable | Not Dimmable | No |  | TTTUHH | [25 empty] | 5 | 2122 | 124.17 | 17.09 | 14.19 | 0.9 | 4000 | 83.2 |  |  |  | FALSE | FALSE | FALSE | May, 02 2018 00:00:00 | 4.3 |  | standard |  |  |  |  | March, 30 2020 00:00:00 | FALSE | FALSE | FALSE | [6 empty] | AC | [7 empty] | FALSE
PKWYRBX4 | Shenzhen Topband Co., Ltd. | TOPBAND | TPDF3T8X4NLA-18WSB(40F) | Linear Replacement Lamp | T8 Four-Foot | Dual Mode Internal Driver (UL Type A and Type B) |  | standard | FALSE | [10 empty] | August, 18 2016 00:00:00 | Not Dimmable | Not Dimmable | No |  | TTTUHH | [25 empty] | 5 | 2220 | 122.31 | 18.15 | 13.18 | 0.9 | 4000 | 83.4 |  |  |  | FALSE | FALSE | FALSE | May, 02 2018 00:00:00 | 4.3 |  | standard |  |  |  |  | March, 30 2020 00:00:00 | FALSE | FALSE | FALSE | [6 empty] | AC | [7 empty] | FALSE
PDMPKFK6 | Shenzhen Topband Co., Ltd. | TOPBAND | TPDF3T8X4NLA-12WSB(45C) | Linear Replacement Lamp | T8 Four-Foot | Dual Mode Internal Driver (UL Type A and Type B) |  | standard | FALSE | [10 empty] | August, 18 2016 00:00:00 | Not Dimmable | Not Dimmable | No |  | TTTUHH | [25 empty] | 5 | 1765 | 137.54 | 12.83 | 10.98 | 0.9 | 4500 | 83 |  |  |  | FALSE | FALSE | FALSE | May, 02 2018 00:00:00 | 4.3 |  | standard |  |  |  |  | March, 30 2020 00:00:00 | FALSE | FALSE | FALSE | [6 empty] | AC | [7 empty] | FALSE
PES7GTMB | Shenzhen Topband Co., Ltd. | TOPBAND | TPDF3T8X4NLA-18WBB(45F) | Linear Replacement Lamp | T8 Four-Foot | Dual Mode Internal Driver (UL Type A and Type B) |  | standard | FALSE | [10 empty] | August, 18 2016 00:00:00 | Not Dimmable | Not Dimmable | No |  | TTTUHH | [25 empty] | 5 | 2122 | 124.17 | 17.09 | 14.19 | 0.9 | 4500 | 83.2 |  |  |  | FALSE | FALSE | FALSE | May, 02 2018 00:00:00 | 4.3 |  | standard |  |  |  |  | March, 30 2020 00:00:00 | FALSE | FALSE | FALSE | [6 empty] | AC | [7 empty] | FALSE
PNFAKW27 | Shenzhen Topband Co., Ltd. | TOPBAND | TPDF3T8X4NLA-15WSB(50F) | Linear Replacement Lamp | T8 Four-Foot | Dual Mode Internal Driver (UL Type A and Type B) |  | standard | FALSE | [10 empty] | August, 18 2016 00:00:00 | Not Dimmable | Not Dimmable | No |  | TTTUHH | [25 empty] | 5 | 2034 | 134.15 | 15.16 | 13.47 | 0.9 | 5000 | 84.3 |  |  |  | FALSE | FALSE | FALSE | May, 02 2018 00:00:00 | 4.3 |  | standard |  |  |  |  | March, 30 2020 00:00:00 | FALSE | FALSE | FALSE | [6 empty] | AC | [7 empty] | FALSE
PQT2KMHX | Shenzhen Topband Co., Ltd. | TOPBAND | TPDF3T8X4NLA-18WSB(50F) | Linear Replacement Lamp | T8 Four-Foot | Dual Mode Internal Driver (UL Type A and Type B) |  | standard | FALSE | [10 empty] | August, 18 2016 00:00:00 | Not Dimmable | Not Dimmable | No |  | TTTUHH | [25 empty] | 5 | 2310 | 127.02 | 18.19 | 13.37 | 0.9 | 5000 | 84.4 |  |  |  | FALSE | FALSE | FALSE | May, 02 2018 00:00:00 | 4.3 |  | standard |  |  |  |  | March, 30 2020 00:00:00 | FALSE | FALSE | FALSE | [6 empty] | AC | [7 empty] | FALSE
P76SB221 | HK Syhdee LIGHTING Co., LIMITED. | SYHDEE | SYH-T08-AB1215 (4000K) | Linear Replacement Lamp | T8 Four-Foot | Dual Mode Internal Driver (UL Type A and Type B) |  | standard | FALSE | [10 empty] | August, 18 2016 00:00:00 | Dimmable | Continuous Below 10 | No |  | BBBCWB | [25 empty] | 5 | 2300.04 | 120.42 | 19.1 | 13.4 | 0.95 | 4000 | 82.3 |  |  |  | FALSE | FALSE | FALSE | May, 02 2018 00:00:00 | 4.3 |  | standard |  |  |  |  | March, 30 2020 00:00:00 | FALSE | FALSE | FALSE | [6 empty] | AC | [7 empty] | FALSE
PHESH9YX | Shenzhen Topband Co., Ltd. | TOPBAND | TPDF3T8X4NLA-18WSB(30F) | Linear Replacement Lamp | T8 Four-Foot | Dual Mode Internal Driver (UL Type A and Type B) |  | standard | TRUE |  | 2244 | 121.56 | 18.46 | 13.18 | 0.901 | 2955 | 83.4 | 5 | 50000 | August, 18 2016 00:00:00 | Not Dimmable | Not Dimmable | No |  | TTTUHH | [15 empty] | 89.2 |  | 1.14 | 1.38 | [6 empty] | 5 | 2220 | 122.31 | 18.15 | 13.18 | 0.9 | 3000 | 83.4 |  |  |  | FALSE | FALSE | FALSE | May, 02 2018 00:00:00 | 4.3 |  | standard |  |  |  |  | March, 30 2020 00:00:00 | FALSE | FALSE | FALSE | [6 empty] | AC | [7 empty] | FALSE
PUHJMP43 | Shenzhen Topband Co., Ltd. | TOPBAND | TPDF3T8X4NLA-18WSB(50C) | Linear Replacement Lamp | T8 Four-Foot | Dual Mode Internal Driver (UL Type A and Type B) |  | standard | FALSE | [10 empty] | August, 18 2016 00:00:00 | Not Dimmable | Not Dimmable | No |  | TTTUHH | [25 empty] | 5 | 2554 | 140.56 | 18.17 | 13.18 | 0.9 | 5000 | 84.2 |  |  |  | FALSE | FALSE | FALSE | May, 02 2018 00:00:00 | 4.3 |  | standard |  |  |  |  | March, 30 2020 00:00:00 | FALSE | FALSE | FALSE | [6 empty] | AC | [7 empty] | FALSE
PD3W8YSY | Shenzhen Topband Co., Ltd. | TOPBAND | TPDF3T8X4NLA-18WBB(30C) | Linear Replacement Lamp | T8 Four-Foot | Dual Mode Internal Driver (UL Type A and Type B) |  | standard | FALSE | [10 empty] | August, 18 2016 00:00:00 | Not Dimmable | Not Dimmable | No |  | TTTUHH | [25 empty] | 5 | 2367 | 138.66 | 17.07 | 14.07 | 0.9 | 3000 | 83.2 |  |  |  | FALSE | FALSE | FALSE | May, 02 2018 00:00:00 | 4.3 |  | standard |  |  |  |  | March, 30 2020 00:00:00 | FALSE | FALSE | FALSE | [6 empty] | AC | [7 empty] | FALSE
PWFHMEET | Shenzhen Topband Co., Ltd. | TOPBAND | TPDF3T8X4NLA-12WSB(35C) | Linear Replacement Lamp | T8 Four-Foot | Dual Mode Internal Driver (UL Type A and Type B) |  | standard | FALSE | [10 empty] | August, 18 2016 00:00:00 | Not Dimmable | Not Dimmable | No |  | TTTUHH | [25 empty] | 5 | 1765 | 137.54 | 12.83 | 10.98 | 0.9 | 3500 | 83 |  |  |  | FALSE | FALSE | FALSE | May, 02 2018 00:00:00 | 4.3 |  | standard |  |  |  |  | March, 30 2020 00:00:00 | FALSE | FALSE | FALSE | [6 empty] | AC | [7 empty] | FALSE
P9ERJPKF | Shenzhen Topband Co., Ltd. | TOPBAND | TPDF3T8X4NLA-18WBB(35F) | Linear Replacement Lamp | T8 Four-Foot | Dual Mode Internal Driver (UL Type A and Type B) |  | standard | FALSE | [10 empty] | August, 18 2016 00:00:00 | Not Dimmable | Not Dimmable | No |  | TTTUHH | [25 empty] | 5 | 2122 | 124.17 | 17.09 | 14.19 | 0.9 | 3500 | 83.2 |  |  |  | FALSE | FALSE | FALSE | May, 02 2018 00:00:00 | 4.3 |  | standard |  |  |  |  | March, 30 2020 00:00:00 | FALSE | FALSE | FALSE | [6 empty] | AC | [7 empty] | FALSE
P5X5BT4V | Shenzhen Topband Co., Ltd. | TOPBAND | TPDF3T8X4NLA-15WSB(40F) | Linear Replacement Lamp | T8 Four-Foot | Dual Mode Internal Driver (UL Type A and Type B) |  | standard | FALSE | [10 empty] | August, 18 2016 00:00:00 | Not Dimmable | Not Dimmable | No |  | TTTUHH | [25 empty] | 5 | 1950 | 129.07 | 15.11 | 13.91 | 0.9 | 4000 | 83.5 |  |  |  | FALSE | FALSE | FALSE | May, 02 2018 00:00:00 | 4.3 |  | standard |  |  |  |  | March, 30 2020 00:00:00 | FALSE | FALSE | FALSE | [6 empty] | AC | [7 empty] | FALSE
PS4Y9TU4 | Shenzhen Topband Co., Ltd. | TOPBAND | TPDF3T8X4NLA-15WSB(50C) | Linear Replacement Lamp | T8 Four-Foot | Dual Mode Internal Driver (UL Type A and Type B) |  | standard | FALSE | [10 empty] | August, 18 2016 00:00:00 | Not Dimmable | Not Dimmable | No |  | TTTUHH | [25 empty] | 5 | 2232 | 146.18 | 15.27 | 12.44 | 0.9 | 5000 | 84.2 |  |  |  | FALSE | FALSE | FALSE | May, 02 2018 00:00:00 | 4.3 |  | standard |  |  |  |  | March, 30 2020 00:00:00 | FALSE | FALSE | FALSE | [6 empty] | AC | [7 empty] | FALSE
P5H4PG3B | Allstar Lighting Supplies Inc. | LUXRITE | LR34182 | Linear Replacement Lamp | T8 Four-Foot | Dual Mode Internal Driver (UL Type A and Type B) |  | standard | FALSE | [10 empty] | August, 18 2016 00:00:00 | Not Dimmable | Not Dimmable | FALSE |  | HHHBTV | [25 empty] | 4.4 | 2100 | 112 | 18 | 10.2 | 0.971 | 4000 | 83 |  |  |  | FALSE | FALSE | FALSE | May, 02 2018 00:00:00 | 4.3 |  | standard |  |  |  |  | November, 02 2018 00:00:00 | FALSE | FALSE | FALSE | [6 empty] | AC | [7 empty] | FALSE
P45F5T4K | Allstar Lighting Supplies Inc. | LUXRITE | LR34183 | Linear Replacement Lamp | T8 Four-Foot | Dual Mode Internal Driver (UL Type A and Type B) |  | standard | FALSE | [10 empty] | August, 18 2016 00:00:00 | Not Dimmable | Not Dimmable | FALSE |  | HHHBTV | [25 empty] | 4.4 | 2200 | 115 | 18 | 10.2 | 0.971 | 5000 | 83 |  |  |  | FALSE | FALSE | FALSE | May, 02 2018 00:00:00 | 4.3 |  | standard |  |  |  |  | November, 02 2018 00:00:00 | FALSE | FALSE | FALSE | [6 empty] | AC | [7 empty] | FALSE
PTMBZWQW | HK Syhdee LIGHTING Co., LIMITED. | SYHDEE | SYH-GL08-AB1212 (4500K) | Linear Replacement Lamp | T8 Four-Foot | Dual Mode Internal Driver (UL Type A and Type B) |  | standard | FALSE | [10 empty] | August, 18 2016 00:00:00 | Dimmable | Continuous Below 10 | No |  | BBBCWA | [25 empty] | 4.4 | 1786.26 | 110.26 | 16.2 | 13.9 | 0.99 | 4500 | 83.1 |  |  |  | FALSE | FALSE | FALSE | May, 02 2018 00:00:00 | 4.3 |  | standard |  |  |  |  | November, 02 2018 00:00:00 | FALSE | FALSE | FALSE | [6 empty] | AC | [7 empty] | FALSE
P7E3YKF7 | HK Syhdee LIGHTING Co., LIMITED. | SYHDEE | SYH-GL08-AB1215 (5000K) | Linear Replacement Lamp | T8 Four-Foot | Dual Mode Internal Driver (UL Type A and Type B) |  | standard | FALSE | [10 empty] | August, 18 2016 00:00:00 | Dimmable | Continuous Below 10 | No |  | BBBCVZ | [25 empty] | 4.4 | 2197.19 | 113.26 | 19.4 | 13.7 | 0.99 | 5000 | 81.3 |  |  |  | FALSE | FALSE | FALSE | May, 02 2018 00:00:00 | 4.3 |  | standard |  |  |  |  | November, 02 2018 00:00:00 | FALSE | FALSE | FALSE | [6 empty] | AC | [7 empty] | FALSE
PMBMGENY | Allstar Lighting Supplies Inc. | LUXRITE | LR34181 | Linear Replacement Lamp | T8 Four-Foot | Dual Mode Internal Driver (UL Type A and Type B) |  | standard | FALSE | [10 empty] | August, 18 2016 00:00:00 | Not Dimmable | Not Dimmable | FALSE |  | HHHBTV | [25 empty] | 4.4 | 2000 | 110 | 18 | 10.2 | 0.971 | 3500 | 83 |  |  |  | FALSE | FALSE | FALSE | May, 02 2018 00:00:00 | 4.3 |  | standard |  |  |  |  | November, 02 2018 00:00:00 | FALSE | FALSE | FALSE | [6 empty] | AC | [7 empty] | FALSE
PQFJB8B7 | HK Syhdee LIGHTING Co., LIMITED. | SYHDEE | SYH-GL08-AB1215 (3500K) | Linear Replacement Lamp | T8 Four-Foot | Dual Mode Internal Driver (UL Type A and Type B) |  | standard | FALSE | [10 empty] | August, 18 2016 00:00:00 | Dimmable | Continuous Below 10 | No |  | BBBCVZ | [25 empty] | 4.4 | 2157.53 | 111.21 | 19.4 | 13.5 | 0.99 | 3500 | 83 |  |  |  | FALSE | FALSE | FALSE | May, 02 2018 00:00:00 | 4.3 |  | standard |  |  |  |  | November, 02 2018 00:00:00 | FALSE | FALSE | FALSE | [6 empty] | AC | [7 empty] | FALSE
P5QXKPY9 | HK Syhdee LIGHTING Co., LIMITED. | SYHDEE | SYH-T08-AB1220 (3000K) | Linear Replacement Lamp | T8 Four-Foot | Dual Mode Internal Driver (UL Type A and Type B) |  | standard | TRUE |  | 2934.92 | 121.781 | 24.1 | 14.3 | 0.901 | 2990 | 82.2 | 5 | 50000 | August, 18 2016 00:00:00 | Dimmable | Continuous Below 10 | No |  | BBBCWE | [15 empty] | 80.3 |  | 1.18 | 1.18 | [6 empty] | 5 | 2934.92 | 121.78 | 24.1 | 14.3 | 0.95 | 3000 | 82.2 |  |  |  | FALSE | FALSE | FALSE | May, 02 2018 00:00:00 | 4.3 |  | standard |  |  |  |  | March, 30 2020 00:00:00 | FALSE | FALSE | FALSE | [6 empty] | AC | [7 empty] | FALSE
PYVSDYQ3 | HK Syhdee LIGHTING Co., LIMITED. | SYHDEE | SYH-T08-AB1220 (3500K) | Linear Replacement Lamp | T8 Four-Foot | Dual Mode Internal Driver (UL Type A and Type B) |  | standard | FALSE | [10 empty] | August, 18 2016 00:00:00 | Dimmable | Continuous Below 10 | No |  | BBBCWE | [25 empty] | 5 | 2934.92 | 121.78 | 24.1 | 14.3 | 0.95 | 3500 | 82.2 |  |  |  | FALSE | FALSE | FALSE | May, 02 2018 00:00:00 | 4.3 |  | standard |  |  |  |  | March, 30 2020 00:00:00 | FALSE | FALSE | FALSE | [6 empty] | AC | [7 empty] | FALSE
PCAZ5RFN | HK Syhdee LIGHTING Co., LIMITED. | SYHDEE | SYH-T08-AB1215 (4500K) | Linear Replacement Lamp | T8 Four-Foot | Dual Mode Internal Driver (UL Type A and Type B) |  | standard | FALSE | [10 empty] | August, 18 2016 00:00:00 | Dimmable | Continuous Below 10 | No |  | BBBCWB | [25 empty] | 5 | 2300.04 | 120.42 | 19.1 | 13.4 | 0.95 | 4500 | 82.3 |  |  |  | FALSE | FALSE | FALSE | May, 02 2018 00:00:00 | 4.3 |  | standard |  |  |  |  | March, 30 2020 00:00:00 | FALSE | FALSE | FALSE | [6 empty] | AC | [7 empty] | FALSE
PTC9GM52 | HK Syhdee LIGHTING Co., LIMITED. | SYHDEE | SYH-T08-AB1220 (5000K) | Linear Replacement Lamp | T8 Four-Foot | Dual Mode Internal Driver (UL Type A and Type B) |  | standard | FALSE | [10 empty] | August, 18 2016 00:00:00 | Dimmable | Continuous Below 10 | No |  | BBBCWE | [25 empty] | 5 | 2977.84 | 123.56 | 24.1 | 14.4 | 0.93 | 5000 | 82.6 |  |  |  | FALSE | FALSE | FALSE | May, 02 2018 00:00:00 | 4.3 |  | standard |  |  |  |  | March, 30 2020 00:00:00 | FALSE | FALSE | FALSE | [6 empty] | AC | [7 empty] | FALSE
P7YXJBYG | Shenzhen Topband Co., Ltd. | TOPBAND | TPDF3T8X4NLA-15WSB(30C) | Linear Replacement Lamp | T8 Four-Foot | Dual Mode Internal Driver (UL Type A and Type B) |  | standard | FALSE | [10 empty] | August, 18 2016 00:00:00 | Not Dimmable | Not Dimmable | No |  | TTTUHH | [25 empty] | 5 | 2146 | 141.82 | 15.13 | 12.34 | 0.9 | 3000 | 83.2 |  |  |  | FALSE | FALSE | FALSE | May, 02 2018 00:00:00 | 4.3 |  | standard |  |  |  |  | March, 30 2020 00:00:00 | FALSE | FALSE | FALSE | [6 empty] | AC | [7 empty] | FALSE
P5HD5M7H | Shenzhen Topband Co., Ltd. | TOPBAND | TPDF3T8X4NLA-18WBB(30F) | Linear Replacement Lamp | T8 Four-Foot | Dual Mode Internal Driver (UL Type A and Type B) |  | standard | FALSE | [10 empty] | August, 18 2016 00:00:00 | Not Dimmable | Not Dimmable | No |  | TTTUHH | [25 empty] | 5 | 2122 | 124.17 | 17.09 | 14.19 | 0.9 | 3000 | 83.2 |  |  |  | FALSE | FALSE | FALSE | May, 02 2018 00:00:00 | 4.3 |  | standard |  |  |  |  | March, 30 2020 00:00:00 | FALSE | FALSE | FALSE | [6 empty] | AC | [7 empty] | FALSE
PPF5A3EW | Shenzhen Topband Co., Ltd. | TOPBAND | TPDF3T8X4NLA-15WSB(35C) | Linear Replacement Lamp | T8 Four-Foot | Dual Mode Internal Driver (UL Type A and Type B) |  | standard | FALSE | [10 empty] | August, 18 2016 00:00:00 | Not Dimmable | Not Dimmable | No |  | TTTUHH | [25 empty] | 5 | 2146 | 141.82 | 15.13 | 12.34 | 0.9 | 3500 | 83.2 |  |  |  | FALSE | FALSE | FALSE | May, 02 2018 00:00:00 | 4.3 |  | standard |  |  |  |  | March, 30 2020 00:00:00 | FALSE | FALSE | FALSE | [6 empty] | AC | [7 empty] | FALSE
P4EE3FBR | Shenzhen Topband Co., Ltd. | TOPBAND | TPDF3T8X4NLA-18WSB(35F) | Linear Replacement Lamp | T8 Four-Foot | Dual Mode Internal Driver (UL Type A and Type B) |  | standard | FALSE | [10 empty] | August, 18 2016 00:00:00 | Not Dimmable | Not Dimmable | No |  | TTTUHH | [25 empty] | 5 | 2220 | 122.31 | 18.15 | 13.18 | 0.9 | 3500 | 83.4 |  |  |  | FALSE | FALSE | FALSE | May, 02 2018 00:00:00 | 4.3 |  | standard |  |  |  |  | March, 30 2020 00:00:00 | FALSE | FALSE | FALSE | [6 empty] | AC | [7 empty] | FALSE
P68GRFT1 | Shenzhen Topband Co., Ltd. | TOPBAND | TPDF3T8X4NLA-12WSB(35F) | Linear Replacement Lamp | T8 Four-Foot | Dual Mode Internal Driver (UL Type A and Type B) |  | standard | FALSE | [10 empty] | August, 18 2016 00:00:00 | Not Dimmable | Not Dimmable | No |  | TTTUHH | [25 empty] | 5 | 1579 | 123.05 | 12.81 | 10.76 | 0.9 | 3500 | 83.6 |  |  |  | FALSE | FALSE | FALSE | May, 02 2018 00:00:00 | 4.3 |  | standard |  |  |  |  | March, 30 2020 00:00:00 | FALSE | FALSE | FALSE | [6 empty] | AC | [7 empty] | FALSE
P17EGP4B | Shenzhen Topband Co., Ltd. | TOPBAND | TPDF3T8X4NLA-12WSB(40F) | Linear Replacement Lamp | T8 Four-Foot | Dual Mode Internal Driver (UL Type A and Type B) |  | standard | FALSE | [10 empty] | August, 18 2016 00:00:00 | Not Dimmable | Not Dimmable | No |  | TTTUHH | [25 empty] | 5 | 1579 | 123.05 | 12.81 | 10.76 | 0.9 | 4000 | 83.6 |  |  |  | FALSE | FALSE | FALSE | May, 02 2018 00:00:00 | 4.3 |  | standard |  |  |  |  | March, 30 2020 00:00:00 | FALSE | FALSE | FALSE | [6 empty] | AC | [7 empty] | FALSE
P2FX4WFW | Shenzhen Topband Co., Ltd. | TOPBAND | TPDF3T8X4NLA-18WSB(45C) | Linear Replacement Lamp | T8 Four-Foot | Dual Mode Internal Driver (UL Type A and Type B) |  | standard | FALSE | [10 empty] | August, 18 2016 00:00:00 | Not Dimmable | Not Dimmable | No |  | TTTUHH | [25 empty] | 5 | 2466 | 136.39 | 18.08 | 13.19 | 0.9 | 4500 | 82.9 |  |  |  | FALSE | FALSE | FALSE | May, 02 2018 00:00:00 | 4.3 |  | standard |  |  |  |  | March, 30 2020 00:00:00 | FALSE | FALSE | FALSE | [6 empty] | AC | [7 empty] | FALSE
PYTVZFW8 | Shenzhen Topband Co., Ltd. | TOPBAND | TPDF3T8X4NLA-18WSB(45F) | Linear Replacement Lamp | T8 Four-Foot | Dual Mode Internal Driver (UL Type A and Type B) |  | standard | FALSE | [10 empty] | August, 18 2016 00:00:00 | Not Dimmable | Not Dimmable | No |  | TTTUHH | [25 empty] | 5 | 2220 | 122.31 | 18.15 | 13.18 | 0.9 | 4500 | 83.4 |  |  |  | FALSE | FALSE | FALSE | May, 02 2018 00:00:00 | 4.3 |  | standard |  |  |  |  | March, 30 2020 00:00:00 | FALSE | FALSE | FALSE | [6 empty] | AC | [7 empty] | FALSE
PK5PAXJJ | Shenzhen Topband Co., Ltd. | TOPBAND | TPDF3T8X4NLA-12WSB(45F) | Linear Replacement Lamp | T8 Four-Foot | Dual Mode Internal Driver (UL Type A and Type B) |  | standard | FALSE | [10 empty] | August, 18 2016 00:00:00 | Not Dimmable | Not Dimmable | No |  | TTTUHH | [25 empty] | 5 | 1579 | 123.05 | 12.81 | 10.76 | 0.9 | 4500 | 83.6 |  |  |  | FALSE | FALSE | FALSE | May, 02 2018 00:00:00 | 4.3 |  | standard |  |  |  |  | March, 30 2020 00:00:00 | FALSE | FALSE | FALSE | [6 empty] | AC | [7 empty] | FALSE
PBRP3FAG | Shenzhen Topband Co., Ltd. | TOPBAND | TPDF3T8X4NLA-12WSB(50F) | Linear Replacement Lamp | T8 Four-Foot | Dual Mode Internal Driver (UL Type A and Type B) |  | standard | FALSE | [10 empty] | August, 18 2016 00:00:00 | Not Dimmable | Not Dimmable | No |  | TTTUHH | [25 empty] | 5 | 1606 | 127.13 | 12.63 | 10.43 | 0.9 | 5000 | 83.7 |  |  |  | FALSE | FALSE | FALSE | May, 02 2018 00:00:00 | 4.3 |  | standard |  |  |  |  | March, 30 2020 00:00:00 | FALSE | FALSE | FALSE | [6 empty] | AC | [7 empty] | FALSE
P9RK931Y | HK Syhdee LIGHTING Co., LIMITED. | SYHDEE | SYH-GL08-AB1215 (4000K) | Linear Replacement Lamp | T8 Four-Foot | Dual Mode Internal Driver (UL Type A and Type B) |  | standard | FALSE | [10 empty] | August, 18 2016 00:00:00 | Dimmable | Continuous Below 10 | No |  | BBBCVZ | [25 empty] | 4.4 | 2157.53 | 111.21 | 19.4 | 13.5 | 0.99 | 4000 | 83 |  |  |  | FALSE | FALSE | FALSE | May, 02 2018 00:00:00 | 4.3 |  | standard |  |  |  |  | November, 02 2018 00:00:00 | FALSE | FALSE | FALSE | [6 empty] | AC | [7 empty] | FALSE
P4Y8Y4RP | HK Syhdee LIGHTING Co., LIMITED. | SYHDEE | SYH-GL08-AB1215 (3000K) | Linear Replacement Lamp | T8 Four-Foot | Dual Mode Internal Driver (UL Type A and Type B) |  | standard | TRUE |  | 2157.53 | 111.213 | 19.4 | 13.5 | 0.924 | 3022 | 83 | 5 | 50000 | August, 18 2016 00:00:00 | Dimmable | Continuous Below 10 | No |  | BBBCVZ | [15 empty] | 79.9 |  | 1.2 | 1.22 | [6 empty] | 4.4 | 2157.53 | 111.21 | 19.4 | 13.5 | 0.99 | 3000 | 83 |  |  |  | FALSE | FALSE | FALSE | May, 02 2018 00:00:00 | 4.3 |  | standard |  |  |  |  | November, 02 2018 00:00:00 | FALSE | FALSE | FALSE | [6 empty] | AC | [7 empty] | FALSE
PATF2M1V | HK Syhdee LIGHTING Co., LIMITED. | SYHDEE | SYH-T08-AB1212 (3000K) | Linear Replacement Lamp | T8 Four-Foot | Dual Mode Internal Driver (UL Type A and Type B) |  | standard | TRUE |  | 1930.33 | 119.896 | 16.1 | 13.9 | 0.902 | 2955 | 82 | 5 | 50000 | August, 18 2016 00:00:00 | Dimmable | Continuous Below 10 | No |  | BBBCWC | [15 empty] | 80.5 |  | 1.16 | 1.2 | [6 empty] | 5 | 1930.33 | 119.9 | 16.1 | 13.9 | 0.95 | 3000 | 82 |  |  |  | FALSE | FALSE | FALSE | May, 02 2018 00:00:00 | 4.3 |  | standard |  |  |  |  | March, 30 2020 00:00:00 | FALSE | FALSE | FALSE | [6 empty] | AC | [7 empty] | FALSE
PEM8HUZ7 | HK Syhdee LIGHTING Co., LIMITED. | SYHDEE | SYH-T08-AB1215 (3500K) | Linear Replacement Lamp | T8 Four-Foot | Dual Mode Internal Driver (UL Type A and Type B) |  | standard | FALSE | [10 empty] | August, 18 2016 00:00:00 | Dimmable | Continuous Below 10 | No |  | BBBCWB | [25 empty] | 5 | 2300.04 | 120.42 | 19.1 | 13.4 | 0.95 | 3500 | 82.3 |  |  |  | FALSE | FALSE | FALSE | May, 02 2018 00:00:00 | 4.3 |  | standard |  |  |  |  | March, 30 2020 00:00:00 | FALSE | FALSE | FALSE | [6 empty] | AC | [7 empty] | FALSE
PT1ZYFGQ | HK Syhdee LIGHTING Co., LIMITED. | SYHDEE | SYH-T08-AB1212 (4500K) | Linear Replacement Lamp | T8 Four-Foot | Dual Mode Internal Driver (UL Type A and Type B) |  | standard | FALSE | [10 empty] | August, 18 2016 00:00:00 | Dimmable | Continuous Below 10 | No |  | BBBCWC | [25 empty] | 5 | 1930.33 | 119.9 | 16.1 | 13.9 | 0.95 | 4500 | 82 |  |  |  | FALSE | FALSE | FALSE | May, 02 2018 00:00:00 | 4.3 |  | standard |  |  |  |  | March, 30 2020 00:00:00 | FALSE | FALSE | FALSE | [6 empty] | AC | [7 empty] | FALSE
P1WBU7A5 | HK Syhdee LIGHTING Co., LIMITED. | SYHDEE | SYH-T08-AB1215 (5000K) | Linear Replacement Lamp | T8 Four-Foot | Dual Mode Internal Driver (UL Type A and Type B) |  | standard | FALSE | [10 empty] | August, 18 2016 00:00:00 | Dimmable | Continuous Below 10 | No |  | BBBCWB | [25 empty] | 5 | 2349.17 | 122.99 | 19.1 | 13.8 | 0.96 | 5000 | 82.5 |  |  |  | FALSE | FALSE | FALSE | May, 02 2018 00:00:00 | 4.3 |  | standard |  |  |  |  | March, 30 2020 00:00:00 | FALSE | FALSE | FALSE | [6 empty] | AC | [7 empty] | FALSE
PJT7MF46 | Shenzhen Topband Co., Ltd. | TOPBAND | TPDF3T8X4NLA-15WSB(30F) | Linear Replacement Lamp | T8 Four-Foot | Dual Mode Internal Driver (UL Type A and Type B) |  | standard | FALSE | [10 empty] | August, 18 2016 00:00:00 | Not Dimmable | Not Dimmable | No |  | TTTUHH | [25 empty] | 5 | 1950 | 129.07 | 15.11 | 13.91 | 0.9 | 3000 | 83.5 |  |  |  | FALSE | FALSE | FALSE | May, 02 2018 00:00:00 | 4.3 |  | standard |  |  |  |  | March, 30 2020 00:00:00 | FALSE | FALSE | FALSE | [6 empty] | AC | [7 empty] | FALSE
PTY2CZFA | Shenzhen Topband Co., Ltd. | TOPBAND | TPDF3T8X4NLA-18WSB(35C) | Linear Replacement Lamp | T8 Four-Foot | Dual Mode Internal Driver (UL Type A and Type B) |  | standard | FALSE | [10 empty] | August, 18 2016 00:00:00 | Not Dimmable | Not Dimmable | No |  | TTTUHH | [25 empty] | 5 | 2466 | 136.39 | 18.08 | 13.19 | 0.9 | 3500 | 82.9 |  |  |  | FALSE | FALSE | FALSE | May, 02 2018 00:00:00 | 4.3 |  | standard |  |  |  |  | March, 30 2020 00:00:00 | FALSE | FALSE | FALSE | [6 empty] | AC | [7 empty] | FALSE
PYUA5DX5 | Shenzhen Topband Co., Ltd. | TOPBAND | TPDF3T8X4NLA-15WSB(35F) | Linear Replacement Lamp | T8 Four-Foot | Dual Mode Internal Driver (UL Type A and Type B) |  | standard | FALSE | [10 empty] | August, 18 2016 00:00:00 | Not Dimmable | Not Dimmable | No |  | TTTUHH | [25 empty] | 5 | 1950 | 129.07 | 15.11 | 13.91 | 0.9 | 3500 | 83.5 |  |  |  | FALSE | FALSE | FALSE | May, 02 2018 00:00:00 | 4.3 |  | standard |  |  |  |  | March, 30 2020 00:00:00 | FALSE | FALSE | FALSE | [6 empty] | AC | [7 empty] | FALSE
PYKJGEN7 | Shenzhen Topband Co., Ltd. | TOPBAND | TPDF3T8X4NLA-15WSB(45F) | Linear Replacement Lamp | T8 Four-Foot | Dual Mode Internal Driver (UL Type A and Type B) |  | standard | FALSE | [10 empty] | August, 18 2016 00:00:00 | Not Dimmable | Not Dimmable | No |  | TTTUHH | [25 empty] | 5 | 1950 | 129.07 | 15.11 | 13.91 | 0.9 | 4500 | 83.5 |  |  |  | FALSE | FALSE | FALSE | May, 02 2018 00:00:00 | 4.3 |  | standard |  |  |  |  | March, 30 2020 00:00:00 | FALSE | FALSE | FALSE | [6 empty] | AC | [7 empty] | FALSE
PND27M8T | Shenzhen Topband Co., Ltd. | TOPBAND | TPDF3T8X4NLA-12WSB(50C) | Linear Replacement Lamp | T8 Four-Foot | Dual Mode Internal Driver (UL Type A and Type B) |  | standard | FALSE | [10 empty] | August, 18 2016 00:00:00 | Not Dimmable | Not Dimmable | No |  | TTTUHH | [25 empty] | 5 | 1817 | 142.29 | 12.77 | 11.03 | 0.9 | 5000 | 83 |  |  |  | FALSE | FALSE | FALSE | May, 02 2018 00:00:00 | 4.3 |  | standard |  |  |  |  | March, 30 2020 00:00:00 | FALSE | FALSE | FALSE | [6 empty] | AC | [7 empty] | FALSE
P1Q4H8RA | HK Syhdee LIGHTING Co., LIMITED. | SYHDEE | SYH-GL08-AB1212 (3500K) | Linear Replacement Lamp | T8 Four-Foot | Dual Mode Internal Driver (UL Type A and Type B) |  | standard | FALSE | [10 empty] | August, 18 2016 00:00:00 | Dimmable | Continuous Below 10 | No |  | BBBCWA | [25 empty] | 4.4 | 1786.26 | 110.26 | 16.2 | 13.9 | 0.99 | 3500 | 83.1 |  |  |  | FALSE | FALSE | FALSE | May, 02 2018 00:00:00 | 4.3 |  | standard |  |  |  |  | November, 02 2018 00:00:00 | FALSE | FALSE | FALSE | [6 empty] | AC | [7 empty] | FALSE
PMXCMXXR | HK Syhdee LIGHTING Co., LIMITED. | SYHDEE | SYH-GL08-AB1215 (4500K) | Linear Replacement Lamp | T8 Four-Foot | Dual Mode Internal Driver (UL Type A and Type B) |  | standard | FALSE | [10 empty] | August, 18 2016 00:00:00 | Dimmable | Continuous Below 10 | No |  | BBBCVZ | [25 empty] | 4.4 | 2157.53 | 111.21 | 19.4 | 13.5 | 0.99 | 4500 | 83 |  |  |  | FALSE | FALSE | FALSE | May, 02 2018 00:00:00 | 4.3 |  | standard |  |  |  |  | November, 02 2018 00:00:00 | FALSE | FALSE | FALSE | [6 empty] | AC | [7 empty] | FALSE
PBSNX59M | HK Syhdee LIGHTING Co., LIMITED. | SYHDEE | SYH-GL08-AB1212 (3000K) | Linear Replacement Lamp | T8 Four-Foot | Dual Mode Internal Driver (UL Type A and Type B) |  | standard | TRUE |  | 1786.26 | 110.263 | 16.2 | 13.9 | 0.907 | 2998 | 83.1 | 5 | 50000 | August, 18 2016 00:00:00 | Dimmable | Continuous Below 10 | No |  | BBBCWA | [15 empty] | 80.3 |  | 1.2 | 1.22 | [6 empty] | 4.4 | 1786.26 | 110.26 | 16.2 | 13.9 | 0.99 | 3000 | 83.1 |  |  |  | FALSE | FALSE | FALSE | May, 02 2018 00:00:00 | 4.3 |  | standard |  |  |  |  | November, 02 2018 00:00:00 | FALSE | FALSE | FALSE | [6 empty] | AC | [7 empty] | FALSE
PD63FGZB | Allstar Lighting Supplies Inc. | LUXRITE | LR34180 | Linear Replacement Lamp | T8 Four-Foot | Dual Mode Internal Driver (UL Type A and Type B) |  | standard | TRUE |  | 2402 | 128.3 | 18.72 | 10.2 | 0.9702 | 3035 | 80.6 | 5 | 50000 | August, 18 2016 00:00:00 | Not Dimmable | Not Dimmable | FALSE |  | HHHBTV | [15 empty] | 83.9 |  | 1.26 | 1.26 | [6 empty] | 4.4 | 2000 | 110 | 18 | 10.2 | 0.971 | 3000 | 83 |  |  |  | FALSE | FALSE | FALSE | May, 02 2018 00:00:00 | 4.3 |  | standard |  |  |  |  | November, 02 2018 00:00:00 | FALSE | FALSE | FALSE | [6 empty] | AC | [7 empty] | FALSE
PT645WCJ | HK Syhdee LIGHTING Co., LIMITED. | SYHDEE | SYH-T08-AB1212 (3500K) | Linear Replacement Lamp | T8 Four-Foot | Dual Mode Internal Driver (UL Type A and Type B) |  | standard | FALSE | [10 empty] | August, 18 2016 00:00:00 | Dimmable | Continuous Below 10 | No |  | BBBCWC | [25 empty] | 5 | 1930.33 | 119.9 | 16.1 | 13.9 | 0.95 | 3500 | 82 |  |  |  | FALSE | FALSE | FALSE | May, 02 2018 00:00:00 | 4.3 |  | standard |  |  |  |  | March, 30 2020 00:00:00 | FALSE | FALSE | FALSE | [6 empty] | AC | [7 empty] | FALSE
PW3UPSG4 | HK Syhdee LIGHTING Co., LIMITED. | SYHDEE | SYH-T08-AB1220 (4500K) | Linear Replacement Lamp | T8 Four-Foot | Dual Mode Internal Driver (UL Type A and Type B) |  | standard | FALSE | [10 empty] | August, 18 2016 00:00:00 | Dimmable | Continuous Below 10 | No |  | BBBCWE | [25 empty] | 5 | 2934.92 | 121.78 | 24.1 | 14.3 | 0.95 | 4500 | 82.2 |  |  |  | FALSE | FALSE | FALSE | May, 02 2018 00:00:00 | 4.3 |  | standard |  |  |  |  | March, 30 2020 00:00:00 | FALSE | FALSE | FALSE | [6 empty] | AC | [7 empty] | FALSE
PYGQNXD3 | Shenzhen Topband Co., Ltd. | TOPBAND | TPDF3T8X4NLA-12WSB(30F) | Linear Replacement Lamp | T8 Four-Foot | Dual Mode Internal Driver (UL Type A and Type B) |  | standard | TRUE |  | 1586 | 120.06 | 13.21 | 13.14 | 0.9006 | 2918 | 83.6 | 5 | 50000 | August, 18 2016 00:00:00 | Not Dimmable | Not Dimmable | No |  | TTTUHH | [15 empty] | 89.5 |  | 1.16 | 1.36 | [6 empty] | 5 | 1579 | 123.05 | 12.81 | 10.76 | 0.9 | 3000 | 83.6 |  |  |  | FALSE | FALSE | FALSE | May, 02 2018 00:00:00 | 4.3 |  | standard |  |  |  |  | March, 30 2020 00:00:00 | FALSE | FALSE | FALSE | [6 empty] | AC | [7 empty] | FALSE
P9TQUDNU | HK Syhdee LIGHTING Co., LIMITED. | SYHDEE | SYH-T08-AB1215 (3000K) | Linear Replacement Lamp | T8 Four-Foot | Dual Mode Internal Driver (UL Type A and Type B) |  | standard | TRUE |  | 2300.04 | 120.421 | 19.1 | 13.4 | 0.906 | 3008 | 82.3 | 5 | 50000 | August, 18 2016 00:00:00 | Dimmable | Continuous Below 10 | No |  | BBBCWB | [15 empty] | 80.4 |  | 1.16 | 1.2 | [6 empty] | 5 | 2300.04 | 120.42 | 19.1 | 13.4 | 0.95 | 3000 | 82.3 |  |  |  | FALSE | FALSE | FALSE | May, 02 2018 00:00:00 | 4.3 |  | standard |  |  |  |  | March, 30 2020 00:00:00 | FALSE | FALSE | FALSE | [6 empty] | AC | [7 empty] | FALSE
P2FWBQK3 | ABOVE ALL LIGHTING INC. | ABBlighting | T812309-FW12-GL | Linear Replacement Lamp | T8 Four-Foot | Replacement Lamps (plug and play) (UL Type A) |  | standard | TRUE |  | 1849 | 115.2 | 16.05 | 11.53 | 0.9752 | 3066 | 84.6 | 5 | 50000 | August, 18 2016 00:00:00 | Not Dimmable | Not Dimmable | No | Product de-listed on 4/1/2017, re-listed on 4/28/2017 due to allowances requirements change | BBBCVM | [15 empty] | 83.1 |  | 1.26 | 1.28 | [6 empty] | 5 | 1800 | 116 | 15.5 | 20 | 0.9 | 3000 | 83 |  |  |  | TRUE | FALSE | FALSE | May, 02 2018 00:00:00 | 4.3 |  | standard |  |  |  |  | March, 30 2020 00:00:00 | FALSE | FALSE | FALSE | [6 empty] | AC | [7 empty] | FALSE
PRME169X | Shenzhen Topband Co., Ltd. | TOPBAND | TPDF3T8X4NLA-18WBB(35C) | Linear Replacement Lamp | T8 Four-Foot | Dual Mode Internal Driver (UL Type A and Type B) |  | standard | FALSE | [10 empty] | August, 18 2016 00:00:00 | Not Dimmable | Not Dimmable | No |  | TTTUHH | [25 empty] | 5 | 2367 | 138.66 | 17.07 | 14.07 | 0.9 | 3500 | 83.2 |  |  |  | FALSE | FALSE | FALSE | May, 02 2018 00:00:00 | 4.3 |  | standard |  |  |  |  | March, 30 2020 00:00:00 | FALSE | FALSE | FALSE | [6 empty] | AC | [7 empty] | FALSE
P6JXMW4Z | Shenzhen Topband Co., Ltd. | TOPBAND | TPDF3T8X4NLA-18WSB(40C) | Linear Replacement Lamp | T8 Four-Foot | Dual Mode Internal Driver (UL Type A and Type B) |  | standard | FALSE | [10 empty] | August, 18 2016 00:00:00 | Not Dimmable | Not Dimmable | No |  | TTTUHH | [25 empty] | 5 | 2466 | 136.39 | 18.08 | 13.19 | 0.9 | 4000 | 82.9 |  |  |  | FALSE | FALSE | FALSE | May, 02 2018 00:00:00 | 4.3 |  | standard |  |  |  |  | March, 30 2020 00:00:00 | FALSE | FALSE | FALSE | [6 empty] | AC | [7 empty] | FALSE
P5DC97FR | Shenzhen Topband Co., Ltd. | TOPBAND | TPDF3T8X4NLA-12WSB(40C) | Linear Replacement Lamp | T8 Four-Foot | Dual Mode Internal Driver (UL Type A and Type B) |  | standard | FALSE | [10 empty] | August, 18 2016 00:00:00 | Not Dimmable | Not Dimmable | No |  | TTTUHH | [25 empty] | 5 | 1765 | 137.54 | 12.83 | 10.98 | 0.9 | 4000 | 83 |  |  |  | FALSE | FALSE | FALSE | May, 02 2018 00:00:00 | 4.3 |  | standard |  |  |  |  | March, 30 2020 00:00:00 | FALSE | FALSE | FALSE | [6 empty] | AC | [7 empty] | FALSE
PFW18DSP | Shenzhen Topband Co., Ltd. | TOPBAND | TPDF3T8X4NLA-15WSB(40C) | Linear Replacement Lamp | T8 Four-Foot | Dual Mode Internal Driver (UL Type A and Type B) |  | standard | FALSE | [10 empty] | August, 18 2016 00:00:00 | Not Dimmable | Not Dimmable | No |  | TTTUHH | [25 empty] | 5 | 2146 | 141.82 | 15.13 | 12.34 | 0.9 | 4000 | 83.2 |  |  |  | FALSE | FALSE | FALSE | May, 02 2018 00:00:00 | 4.3 |  | standard |  |  |  |  | March, 30 2020 00:00:00 | FALSE | FALSE | FALSE | [6 empty] | AC | [7 empty] | FALSE
PMAMA5U5 | Shenzhen Topband Co., Ltd. | TOPBAND | TPDF3T8X4NLA-15WSB(45C) | Linear Replacement Lamp | T8 Four-Foot | Dual Mode Internal Driver (UL Type A and Type B) |  | standard | FALSE | [10 empty] | August, 18 2016 00:00:00 | Not Dimmable | Not Dimmable | No |  | TTTUHH | [25 empty] | 5 | 2146 | 141.82 | 15.13 | 12.34 | 0.9 | 4500 | 83.2 |  |  |  | FALSE | FALSE | FALSE | May, 02 2018 00:00:00 | 4.3 |  | standard |  |  |  |  | March, 30 2020 00:00:00 | FALSE | FALSE | FALSE | [6 empty] | AC | [7 empty] | FALSE
PGXDAR9M | Shenzhen Topband Co., Ltd. | TOPBAND | TPDF3T8X4NLA-18WBB(45C) | Linear Replacement Lamp | T8 Four-Foot | Dual Mode Internal Driver (UL Type A and Type B) |  | standard | FALSE | [10 empty] | August, 18 2016 00:00:00 | Not Dimmable | Not Dimmable | No |  | TTTUHH | [25 empty] | 5 | 2367 | 138.66 | 17.07 | 14.07 | 0.9 | 4500 | 83.2 |  |  |  | FALSE | FALSE | FALSE | May, 02 2018 00:00:00 | 4.3 |  | standard |  |  |  |  | March, 30 2020 00:00:00 | FALSE | FALSE | FALSE | [6 empty] | AC | [7 empty] | FALSE
PP9VT571 | Shenzhen Topband Co., Ltd. | TOPBAND | TPDF3T8X4NLA-18WBB(50C) | Linear Replacement Lamp | T8 Four-Foot | Dual Mode Internal Driver (UL Type A and Type B) |  | standard | FALSE | [10 empty] | August, 18 2016 00:00:00 | Not Dimmable | Not Dimmable | No |  | TTTUHH | [25 empty] | 5 | 2464 | 142.91 | 17.24 | 14.12 | 0.9 | 5000 | 84.2 |  |  |  | FALSE | FALSE | FALSE | May, 02 2018 00:00:00 | 4.3 |  | standard |  |  |  |  | March, 30 2020 00:00:00 | FALSE | FALSE | FALSE | [6 empty] | AC | [7 empty] | FALSE
PNVHAB6M | Shenzhen Topband Co., Ltd. | TOPBAND | TPDF3T8X4NLA-18WBB(50F) | Linear Replacement Lamp | T8 Four-Foot | Dual Mode Internal Driver (UL Type A and Type B) |  | standard | FALSE | [10 empty] | August, 18 2016 00:00:00 | Not Dimmable | Not Dimmable | No |  | TTTUHH | [25 empty] | 5 | 2214 | 128.73 | 17.2 | 14.05 | 0.9 | 5000 | 84.3 |  |  |  | FALSE | FALSE | FALSE | May, 02 2018 00:00:00 | 4.3 |  | standard |  |  |  |  | March, 30 2020 00:00:00 | FALSE | FALSE | FALSE | [6 empty] | AC | [7 empty] | FALSE
PS3SZAG3 | Shenzhen Bonld Electronics Co.,LTD | BONLD | BDT84DUA-20WB-DWCF | Linear Replacement Lamp | T8 Four-Foot | Dual Mode Internal Driver (UL Type A and Type B) |  | standard | TRUE |  | 2589.3 | 124.41 | 20.81 | 5.83 | 0.9791 | 2898 | 81.8 | 5 | 50000 | August, 16 2016 00:00:00 | Not Dimmable | Not Dimmable | NotYetVerified | Product updated 9/21/2016 | IIIJII | [15 empty] | 88.9 |  | 1.26 | 1.42 | [6 empty] | 5 | 2600 | 130 | 20 | 20 | 0.9 | 3000 | 80 |  |  |  | FALSE | FALSE | FALSE | May, 02 2018 00:00:00 | 4.3 |  | standard |  |  |  |  | March, 30 2020 00:00:00 | FALSE | FALSE | FALSE | [6 empty] | AC | [7 empty] | FALSE
PUPXA8XJ | Shenzhen Bonld Electronics Co.,LTD | BONLD | BDT84DUA-20WB-DBCF | Linear Replacement Lamp | T8 Four-Foot | Dual Mode Internal Driver (UL Type A and Type B) |  | standard | FALSE | [10 empty] | August, 16 2016 00:00:00 | Not Dimmable | Not Dimmable | NotYetVerified | Product updated 9/21/2016 | IIIJII | [25 empty] | 5 | 2600 | 130 | 20 | 20 | 0.9 | 3500 | 80 |  |  |  | FALSE | FALSE | FALSE | May, 02 2018 00:00:00 | 4.3 |  | standard |  |  |  |  | March, 30 2020 00:00:00 | FALSE | FALSE | FALSE | [6 empty] | AC | [7 empty] | FALSE
PZTGSBDX | Shenzhen Bonld Electronics Co.,LTD | BONLD | BDT84DUA-20WB-DHCF | Linear Replacement Lamp | T8 Four-Foot | Dual Mode Internal Driver (UL Type A and Type B) |  | standard | FALSE | [10 empty] | August, 16 2016 00:00:00 | Not Dimmable | Not Dimmable | NotYetVerified | Product updated 9/21/2016 | IIIJII | [25 empty] | 5 | 2600 | 130 | 20 | 20 | 0.9 | 4500 | 80 |  |  |  | FALSE | FALSE | FALSE | May, 02 2018 00:00:00 | 4.3 |  | standard |  |  |  |  | March, 30 2020 00:00:00 | FALSE | FALSE | FALSE | [6 empty] | AC | [7 empty] | FALSE
PFXR11WN | Shenzhen Bonld Electronics Co.,LTD | BONLD | BDT84DUA-20WB-DDCF | Linear Replacement Lamp | T8 Four-Foot | Dual Mode Internal Driver (UL Type A and Type B) |  | standard | FALSE | [10 empty] | August, 16 2016 00:00:00 | Not Dimmable | Not Dimmable | NotYetVerified | Product updated 9/21/2016 | IIIJII | [25 empty] | 5 | 2600 | 130 | 20 | 20 | 0.9 | 5000 | 80 |  |  |  | FALSE | FALSE | FALSE | May, 02 2018 00:00:00 | 4.3 |  | standard |  |  |  |  | March, 30 2020 00:00:00 | FALSE | FALSE | FALSE | [6 empty] | AC | [7 empty] | FALSE
PEZZJ9PJ | Shenzhen Bonld Electronics Co.,LTD | BONLD | BDT84DUA-20WB-DNCF | Linear Replacement Lamp | T8 Four-Foot | Dual Mode Internal Driver (UL Type A and Type B) |  | standard | FALSE | [10 empty] | August, 16 2016 00:00:00 | Not Dimmable | Not Dimmable | NotYetVerified | Product updated 9/21/2016 | IIIJII | [25 empty] | 5 | 2600 | 130 | 20 | 20 | 0.9 | 4000 | 80 |  |  |  | FALSE | FALSE | FALSE | May, 02 2018 00:00:00 | 4.3 |  | standard |  |  |  |  | March, 30 2020 00:00:00 | FALSE | FALSE | FALSE | [6 empty] | AC | [7 empty] | FALSE
P1QJGUEV | Shenzhen Kingplus Lighting CO.LTD | NA | KP-T81212NM-YY(4000K) | Linear Replacement Lamp | T8 Four-Foot | Replacement Lamps (plug and play) (UL Type A) |  | Standard | TRUE |  | 2250 | 163.91 | 13.73 | 18.13 | 0.9208 | 3892 | 80.2 | 5 | 50000 | August, 15 2016 00:00:00 | Not Dimmable | Not Dimmable | No | Updated on 3/27/2017 | QQQSWS | [15 empty] | 85 |  | 1.2 | 1.28 | [6 empty] | 5 | 2262 | 164.86 | 13.72 | 18.13 | 0.92 | 4000 | 80.2 |  |  |  | FALSE | FALSE | FALSE | May, 02 2018 00:00:00 | 4.3 |  | Standard |  |  |  |  | April, 21 2020 00:00:00 | FALSE | FALSE | FALSE | [6 empty] | AC | [7 empty] | FALSE
PE4KFCUT | Shenzhen Kingplus Lighting CO.LTD | NA | KP-T81212NM-YY(5000K) | Linear Replacement Lamp | T8 Four-Foot | Replacement Lamps (plug and play) (UL Type A) |  | Standard | FALSE | [10 empty] | August, 15 2016 00:00:00 | Not Dimmable | Not Dimmable | No | Updated on 3/27/2017 | QQQSWS | [25 empty] | 5 | 2327 | 166.84 | 13.95 | 18.49 | 0.91 | 5000 | 80.4 |  |  |  | FALSE | FALSE | FALSE | May, 02 2018 00:00:00 | 4.3 |  | Standard |  |  |  |  | April, 21 2020 00:00:00 | FALSE | FALSE | FALSE | [6 empty] | AC | [7 empty] | FALSE
PYTSYW6E | Shenzhen Kingplus Lighting CO.LTD | Shenzhen Kingplus Lighting CO.LTD | KP-T81212NM-YY(2700K) | Linear Replacement Lamp | T8 Four-Foot | Replacement Lamps (plug and play) (UL Type A) |  | standard | TRUE |  | 1661 | 120.01 | 13.84 | 12.77 | 0.9065 | 2765 | 82.5 | 5 | 50000 | August, 15 2016 00:00:00 | Not Dimmable | Not Dimmable | No |  | QQQSWS | [15 empty] | 85.5 |  | 1.2 | 1.32 | [6 empty] | 5 | 1663 | 121.74 | 13.66 | 12.77 | 0.91 | 2700 | 82.5 |  |  |  | FALSE | FALSE | FALSE | May, 02 2018 00:00:00 | 4.3 |  | standard |  |  |  |  | March, 30 2020 00:00:00 | FALSE | FALSE | FALSE | [6 empty] | AC | [7 empty] | FALSE
PP3UWEPH | Shenzhen Kingplus Lighting CO.LTD | NA | KP-T81215NM-YY(4500K) | Linear Replacement Lamp | T8 Four-Foot | Replacement Lamps (plug and play) (UL Type A) |  | Standard | FALSE | [10 empty] | August, 15 2016 00:00:00 | Not Dimmable | Not Dimmable | No | Updated on 3/27/2017 | QQQSWR | [25 empty] | 5 | 2220 | 144.06 | 15.41 | 17.59 | 0.96 | 4500 | 80.1 |  |  |  | FALSE | FALSE | FALSE | May, 02 2018 00:00:00 | 4.3 |  | Standard |  |  |  |  | April, 21 2020 00:00:00 | FALSE | FALSE | FALSE | [6 empty] | AC | [7 empty] | FALSE
PE1127W7 | Shenzhen Kingplus Lighting CO.LTD | Shenzhen Kingplus Lighting CO.LTD | KP-T81212NM-YY(3000K) | Linear Replacement Lamp | T8 Four-Foot | Replacement Lamps (plug and play) (UL Type A) |  | standard | FALSE | [10 empty] | August, 15 2016 00:00:00 | Not Dimmable | Not Dimmable | No |  | QQQSWS | [25 empty] | 5 | 1663 | 121.74 | 13.66 | 12.77 | 0.91 | 3000 | 82.5 |  |  |  | FALSE | FALSE | FALSE | May, 02 2018 00:00:00 | 4.3 |  | standard |  |  |  |  | March, 30 2020 00:00:00 | FALSE | FALSE | FALSE | [6 empty] | AC | [7 empty] | FALSE
PBGCZYZ6 | Shenzhen Kingplus Lighting CO.LTD | Shenzhen Kingplus Lighting CO.LTD | KP-T81212NM-YY(3500K) | Linear Replacement Lamp | T8 Four-Foot | Replacement Lamps (plug and play) (UL Type A) |  | standard | FALSE | [10 empty] | August, 15 2016 00:00:00 | Not Dimmable | Not Dimmable | No |  | QQQSWS | [25 empty] | 5 | 1663 | 121.74 | 13.66 | 12.77 | 0.91 | 3500 | 82.5 |  |  |  | FALSE | FALSE | FALSE | May, 02 2018 00:00:00 | 4.3 |  | standard |  |  |  |  | March, 30 2020 00:00:00 | FALSE | FALSE | FALSE | [6 empty] | AC | [7 empty] | FALSE
PT8TDMV6 | Shenzhen Kingplus Lighting CO.LTD | NA | KP-T81215NM-YY(4000K) | Linear Replacement Lamp | T8 Four-Foot | Replacement Lamps (plug and play) (UL Type A) |  | Standard | TRUE |  | 2172 | 142.91 | 15.2 | 18.7 | 0.953 | 3913 | 80.1 | 5 | 50000 | August, 15 2016 00:00:00 | Not Dimmable | Not Dimmable | No | Updated on 3/27/2017 | QQQSWR | [15 empty] | 85 |  | 1.2 | 1.3 | [6 empty] | 5 | 2172 | 142.91 | 15.2 | 17.59 | 0.96 | 4000 | 80.1 |  |  |  | FALSE | FALSE | FALSE | May, 02 2018 00:00:00 | 4.3 |  | Standard |  |  |  |  | April, 21 2020 00:00:00 | FALSE | FALSE | FALSE | [6 empty] | AC | [7 empty] | FALSE
PZG2H4KN | Shenzhen Kingplus Lighting CO.LTD | NA | KP-T81212NM-YY(4500K) | Linear Replacement Lamp | T8 Four-Foot | Replacement Lamps (plug and play) (UL Type A) |  | Standard | FALSE | [10 empty] | August, 15 2016 00:00:00 | Not Dimmable | Not Dimmable | No | Updated on 3/27/2017 | QQQSWS | [25 empty] | 5 | 2295 | 165.8 | 13.84 | 18.13 | 0.92 | 4500 | 80.2 |  |  |  | FALSE | FALSE | FALSE | May, 02 2018 00:00:00 | 4.3 |  | Standard |  |  |  |  | April, 21 2020 00:00:00 | FALSE | FALSE | FALSE | [6 empty] | AC | [7 empty] | FALSE
P9X3FBK5 | Shenzhen Kingplus Lighting CO.LTD | NA | KP-T81215NM-YY(5000K) | Linear Replacement Lamp | T8 Four-Foot | Replacement Lamps (plug and play) (UL Type A) |  | Standard | FALSE | [10 empty] | August, 15 2016 00:00:00 | Not Dimmable | Not Dimmable | No | Updated on 3/27/2017 | QQQSWR | [25 empty] | 5 | 2268 | 145.17 | 15.62 | 18.73 | 0.95 | 5000 | 80.2 |  |  |  | FALSE | FALSE | FALSE | May, 02 2018 00:00:00 | 4.3 |  | Standard |  |  |  |  | April, 21 2020 00:00:00 | FALSE | FALSE | FALSE | [6 empty] | AC | [7 empty] | FALSE
PAMHZQ1J | Vastino LED Lighting(Shenzhen)Co.,Ltd | Vastino | YRT8-1812130-005 | Linear Replacement Lamp | T8 Four-Foot | Replacement Lamps (plug and play) (UL Type A) |  | standard | TRUE |  | 2036.9 | 107.32 | 19.89 | 7 | 0.983 | 2958 | 81.4 | 5 | 50000 | August, 12 2016 00:00:00 | Not Dimmable | Not Dimmable | FALSE | Product de-listed on 4/1/2017 re-listed on 4/1/2017 due to update. | XXXALV | [15 empty] | 84.7 |  | 1.28 | 1.22 | [6 empty] | 4.4 | 2036.9 | 107.32 | 19.89 | 7 | 0.98 | 3000 | 80 |  |  |  | FALSE | FALSE | FALSE | May, 02 2018 00:00:00 | 4.3 |  | standard |  |  |  |  | November, 02 2018 00:00:00 | FALSE | FALSE | FALSE | [6 empty] | AC | [7 empty] | FALSE
PQFZEBG5 | Megalight Inc. | Megalight | LT801940ID | Linear Replacement Lamp | T8 Four-Foot | Replacement Lamps (plug and play) (UL Type A) |  | standard | TRUE |  | 1990.3 | 116.09 | 17.15 | 7.5 | 0.98 | 4010 | 84.6 | 5 | 50000 | August, 09 2016 00:00:00 | Not Dimmable | Not Dimmable | FALSE |  | FFFGYT | [15 empty] | 84.4 |  | 1.3 | 1.22 | [6 empty] | 4.4 | 1990.3 | 116.09 | 17.15 | 8 | 0.98 | 4000 | 80 |  |  |  | FALSE | FALSE | FALSE | May, 02 2018 00:00:00 | 4.3 |  | standard |  |  |  |  | November, 02 2018 00:00:00 | FALSE | FALSE | FALSE | [6 empty] | AC | [7 empty] | FALSE
PCX7E4ZC | Shenzhen Kingplus Lighting CO.LTD | NA | KP-T812NM-YY(4500K) | Linear Replacement Lamp | T8 Four-Foot | Replacement Lamps (plug and play) (UL Type A) |  | Standard | FALSE | [10 empty] | August, 05 2016 00:00:00 | Not Dimmable | Not Dimmable | No |  | LLLAPT | [25 empty] | 5 | 2204 | 121.23 | 18.18 | 17.68 | 0.91 | 4500 | 82.2 |  |  |  | FALSE | FALSE | FALSE | May, 02 2018 00:00:00 | 4.3 |  | Standard |  |  |  |  | April, 21 2020 00:00:00 | FALSE | FALSE | FALSE | [6 empty] | AC | [7 empty] | FALSE
PYEQ9JW4 | Shenzhen Kingplus Lighting CO.LTD | NA | KP-T812NM-YY(4000K) | Linear Replacement Lamp | T8 Four-Foot | Replacement Lamps (plug and play) (UL Type A) |  | Standard | FALSE | [10 empty] | August, 05 2016 00:00:00 | Not Dimmable | Not Dimmable | No |  | LLLAPT | [25 empty] | 5 | 2204 | 121.23 | 18.18 | 17.68 | 0.91 | 4000 | 82.2 |  |  |  | FALSE | FALSE | FALSE | May, 02 2018 00:00:00 | 4.3 |  | Standard |  |  |  |  | April, 21 2020 00:00:00 | FALSE | FALSE | FALSE | [6 empty] | AC | [7 empty] | FALSE
PNQMJU74 | Shenzhen Kingplus Lighting CO.LTD | NA | KP-T812NM-YY(5000K) | Linear Replacement Lamp | T8 Four-Foot | Replacement Lamps (plug and play) (UL Type A) |  | Standard | FALSE | [10 empty] | August, 05 2016 00:00:00 | Not Dimmable | Not Dimmable | No |  | LLLAPT | [25 empty] | 5 | 2241 | 123.06 | 18.21 | 17.64 | 0.91 | 5000 | 81.6 |  |  |  | FALSE | FALSE | FALSE | May, 02 2018 00:00:00 | 4.3 |  | Standard |  |  |  |  | April, 21 2020 00:00:00 | FALSE | FALSE | FALSE | [6 empty] | AC | [7 empty] | FALSE
PQF3FYWA | Shenzhen Kingplus Lighting CO.LTD |  | KP-T812NM-YY(2700K) | Linear Replacement Lamp | T8 Four-Foot | Replacement Lamps (plug and play) (UL Type A) |  | Standard | TRUE |  | 2189 | 121.01 | 18.09 | 17.68 | 0.9107 | 2805 | 82.2 | 5 | 50000 | August, 05 2016 00:00:00 | Not Dimmable | Not Dimmable | No |  | LLLAPT | [15 empty] | 85.3 |  | 1.2 | 1.28 | [6 empty] | 5 | 2204 | 121.23 | 18.18 | 17.68 | 0.91 | 2700 | 82.2 |  |  |  | FALSE | FALSE | FALSE | May, 02 2018 00:00:00 | 4.3 |  | Standard |  |  |  |  | April, 21 2020 00:00:00 | FALSE | FALSE | FALSE | [6 empty] | AC | [7 empty] | FALSE
PWWY2ATS | James Trading Company Limited | JAMES | ZY-T8-12W1200 BIXX BALLAST COMPATIBLE LED TUBE (5000K Frosted) | Linear Replacement Lamp | T8 Four-Foot | Dual Mode Internal Driver (UL Type A and Type B) |  | standard | FALSE | [10 empty] | August, 05 2016 00:00:00 | Not Dimmable | Not Dimmable | No |  | KKKZEP | [25 empty] | 5 | 1800 | 150 | 12 | 20 | 0.9 | 5000 | 85 |  |  |  | FALSE | FALSE | FALSE | May, 02 2018 00:00:00 | 4.3 |  | standard |  |  |  |  | March, 30 2020 00:00:00 | FALSE | FALSE | FALSE | [6 empty] | AC | [7 empty] | FALSE
PFEQHW9D | Shenzhen Kingplus Lighting CO.LTD | NA | KP-T812NM-YY(3000K) | Linear Replacement Lamp | T8 Four-Foot | Replacement Lamps (plug and play) (UL Type A) |  | Standard | FALSE | [10 empty] | August, 05 2016 00:00:00 | Not Dimmable | Not Dimmable | No |  | LLLAPT | [25 empty] | 5 | 2204 | 121.23 | 18.18 | 17.68 | 0.91 | 3000 | 82.2 |  |  |  | FALSE | FALSE | FALSE | May, 02 2018 00:00:00 | 4.3 |  | Standard |  |  |  |  | April, 21 2020 00:00:00 | FALSE | FALSE | FALSE | [6 empty] | AC | [7 empty] | FALSE
P2A9ST3Z | Shenzhen Kingplus Lighting CO.LTD | NA | KP-T812NM-YY(3500K) | Linear Replacement Lamp | T8 Four-Foot | Replacement Lamps (plug and play) (UL Type A) |  | Standard | FALSE | [10 empty] | August, 05 2016 00:00:00 | Not Dimmable | Not Dimmable | No |  | LLLAPT | [25 empty] | 5 | 2204 | 121.23 | 18.18 | 17.68 | 0.91 | 3500 | 82.2 |  |  |  | FALSE | FALSE | FALSE | May, 02 2018 00:00:00 | 4.3 |  | Standard |  |  |  |  | April, 21 2020 00:00:00 | FALSE | FALSE | FALSE | [6 empty] | AC | [7 empty] | FALSE
PFD9SKD8 | James Trading Company Limited | JAMES | ZY-T8-12W1200 BIXX BALLAST COMPATIBLE LED TUBE (3000K Frosted) | Linear Replacement Lamp | T8 Four-Foot | Dual Mode Internal Driver (UL Type A and Type B) |  | standard | TRUE |  | 1705 | 141.11 | 12.21 | 14.28 | 0.9019 | 3002 | 83.1 | 5 | 50000 | August, 05 2016 00:00:00 | Not Dimmable | Not Dimmable | No |  | KKKZEP | [15 empty] | 88.5 |  | 1.37 | 1.16 | [6 empty] | 5 | 1700 | 142 | 12 | 20 | 0.9 | 3000 | 85 |  |  |  | FALSE | FALSE | FALSE | May, 02 2018 00:00:00 | 4.3 |  | standard |  |  |  |  | March, 30 2020 00:00:00 | FALSE | FALSE | FALSE | [6 empty] | AC | [7 empty] | FALSE
PXRCBTH2 | James Trading Company Limited | JAMES | ZY-T8-12W1200 BIXX BALLAST COMPATIBLE LED TUBE (3500K Frosted) | Linear Replacement Lamp | T8 Four-Foot | Dual Mode Internal Driver (UL Type A and Type B) |  | standard | FALSE | [10 empty] | August, 05 2016 00:00:00 | Not Dimmable | Not Dimmable | No |  | KKKZEP | [25 empty] | 5 | 1700 | 142 | 12 | 20 | 0.9 | 3500 | 85 |  |  |  | FALSE | FALSE | FALSE | May, 02 2018 00:00:00 | 4.3 |  | standard |  |  |  |  | March, 30 2020 00:00:00 | FALSE | FALSE | FALSE | [6 empty] | AC | [7 empty] | FALSE
P3CNR7FJ | James Trading Company Limited | JAMES | ZY-T8-12W1200 BIXX BALLAST COMPATIBLE LED TUBE (4000K Frosted) | Linear Replacement Lamp | T8 Four-Foot | Dual Mode Internal Driver (UL Type A and Type B) |  | standard | FALSE | [10 empty] | August, 05 2016 00:00:00 | Not Dimmable | Not Dimmable | No |  | KKKZEP | [25 empty] | 5 | 1800 | 150 | 12 | 20 | 0.9 | 4000 | 85 |  |  |  | FALSE | FALSE | FALSE | May, 02 2018 00:00:00 | 4.3 |  | standard |  |  |  |  | March, 30 2020 00:00:00 | FALSE | FALSE | FALSE | [6 empty] | AC | [7 empty] | FALSE
PX893KEF | James Trading Company Limited | JAMES | ZY-T8-12W1200 BIXX BALLAST COMPATIBLE LED TUBE (4500K Frosted) | Linear Replacement Lamp | T8 Four-Foot | Dual Mode Internal Driver (UL Type A and Type B) |  | standard | FALSE | [10 empty] | August, 05 2016 00:00:00 | Not Dimmable | Not Dimmable | No |  | KKKZEP | [25 empty] | 5 | 1800 | 150 | 12 | 20 | 0.9 | 4500 | 85 |  |  |  | FALSE | FALSE | FALSE | May, 02 2018 00:00:00 | 4.3 |  | standard |  |  |  |  | March, 30 2020 00:00:00 | FALSE | FALSE | FALSE | [6 empty] | AC | [7 empty] | FALSE
PFPQJVBB | Renesola Zhejiang Ltd | ReneSola | RT8012AU0107 | Linear Replacement Lamp | T8 Four-Foot | Replacement Lamps (plug and play) (UL Type A) |  | standard | FALSE | [10 empty] | August, 04 2016 00:00:00 | Not Yet Verified | Not Yet Verified | No | Updated on 8/18/2016 | PPPREE | [25 empty] | 5 | 1900 | 126.66 | 15 | 15 | 0.9 | 4500 | 81 |  |  |  | FALSE | FALSE | FALSE | May, 02 2018 00:00:00 | 4.3 |  | standard |  |  |  |  | March, 30 2020 00:00:00 | FALSE | FALSE | FALSE | [6 empty] | AC | [7 empty] | FALSE
P2658YJX | Renesola Zhejiang Ltd | ReneSola | RT8012AU0101 | Linear Replacement Lamp | T8 Four-Foot | Replacement Lamps (plug and play) (UL Type A) |  | standard | TRUE |  | 1735.38 | 114.926 | 15.1 | 17.4 | 0.958 | 2906 | 82 | 5 | 50000 | August, 04 2016 00:00:00 | Not Yet Verified | Not Yet Verified | No | Updated on 1/10/2017 | PPPREE | [15 empty] | 79.2 |  | 1.18 | 1.26 | [6 empty] | 5 | 1735.3 | 114.9 | 15 | 17.4 | 0.96 | 2906 | 82 |  |  |  | FALSE | FALSE | FALSE | May, 02 2018 00:00:00 | 4.3 |  | standard |  |  |  |  | March, 30 2020 00:00:00 | FALSE | FALSE | FALSE | [6 empty] | AC | [7 empty] | FALSE
PSUPUN8V | Renesola Zhejiang Ltd | ReneSola | RT8012AU0106 | Linear Replacement Lamp | T8 Four-Foot | Replacement Lamps (plug and play) (UL Type A) |  | standard | FALSE | [10 empty] | August, 04 2016 00:00:00 | Not Yet Verified | Not Yet Verified | No | Updated on 8/18/2016 | PPPREE | [25 empty] | 5 | 1750 | 116.66 | 15 | 15 | 0.9 | 3500 | 81 |  |  |  | FALSE | FALSE | FALSE | May, 02 2018 00:00:00 | 4.3 |  | standard |  |  |  |  | March, 30 2020 00:00:00 | FALSE | FALSE | FALSE | [6 empty] | AC | [7 empty] | FALSE
PKZT7CYC | Renesola Zhejiang Ltd | ReneSola | RT8012AU0103 | Linear Replacement Lamp | T8 Four-Foot | Replacement Lamps (plug and play) (UL Type A) |  | standard | FALSE | [10 empty] | August, 04 2016 00:00:00 | Not Yet Verified | Not Yet Verified | No | Updated on 1/10/2017 | PPPREE | [25 empty] | 5 | 1786.6 | 117.5 | 15 | 17.7 | 0.95 | 4885 | 82.3 |  |  |  | FALSE | FALSE | FALSE | May, 02 2018 00:00:00 | 4.3 |  | standard |  |  |  |  | March, 30 2020 00:00:00 | FALSE | FALSE | FALSE | [6 empty] | AC | [7 empty] | FALSE
PV692H5P | Renesola Zhejiang Ltd | ReneSola | RT8012AU0102 | Linear Replacement Lamp | T8 Four-Foot | Replacement Lamps (plug and play) (UL Type A) |  | standard | FALSE | [10 empty] | August, 04 2016 00:00:00 | Not Yet Verified | Not Yet Verified | FALSE | Updated on 1/10/2017 | PPPREE | [25 empty] | 4.4 | 1735.3 | 114.9 | 15 | 17.4 | 0.96 | 4000 | 82 |  |  |  | FALSE | FALSE | FALSE | May, 02 2018 00:00:00 | 4.3 |  | standard |  |  |  |  | November, 02 2018 00:00:00 | FALSE | FALSE | FALSE | [6 empty] | AC | [7 empty] | FALSE
P6VA7VP4 | Torshare Ltd | TORSHARE | T8-18W-120-GTB(4500K) | Linear Replacement Lamp | T8 Four-Foot | Dual Mode Internal Driver (UL Type A and Type B) |  | standard | FALSE | [10 empty] | August, 03 2016 00:00:00 | Not Dimmable | Not Dimmable | FALSE |  | FFFGYG | [25 empty] | 4.4 | 2017 | 115.72 | 17.43 | 22.07 | 0.9 | 4500 | 81.2 |  |  |  | FALSE | FALSE | FALSE | May, 02 2018 00:00:00 | 4.3 |  | standard |  |  |  |  | November, 02 2018 00:00:00 | FALSE | FALSE | FALSE | [6 empty] | AC | [7 empty] | FALSE
PTMKQ53W | Torshare Ltd | TORSHARE | T8-18W-120-GTB(3000K) | Linear Replacement Lamp | T8 Four-Foot | Dual Mode Internal Driver (UL Type A and Type B) |  | standard | TRUE |  | 2017 | 115.72 | 17.43 | 22.07 | 0.9005 | 2949 | 81.2 | 5 | 50000 | August, 03 2016 00:00:00 | Not Dimmable | Not Dimmable | NO |  | FFFGYG | [15 empty] | 84.8 |  | 1.26 | 1.34 | [6 empty] | 5 | 2017 | 115.72 | 17.43 | 22.07 | 0.9 | 3000 | 81.2 |  |  |  | FALSE | FALSE | FALSE | May, 02 2018 00:00:00 | 4.3 |  | standard |  |  |  |  | March, 30 2020 00:00:00 | FALSE | FALSE | FALSE | [6 empty] | AC | [7 empty] | FALSE
PCVEJUBZ | Torshare Ltd | TORSHARE | T8-18W-120-GTB(3500K) | Linear Replacement Lamp | T8 Four-Foot | Dual Mode Internal Driver (UL Type A and Type B) |  | standard | FALSE | [10 empty] | August, 03 2016 00:00:00 | Not Dimmable | Not Dimmable | FALSE |  | FFFGYG | [25 empty] | 4.4 | 2017 | 115.72 | 17.43 | 22.07 | 0.9 | 3500 | 81.2 |  |  |  | FALSE | FALSE | FALSE | May, 02 2018 00:00:00 | 4.3 |  | standard |  |  |  |  | November, 02 2018 00:00:00 | FALSE | FALSE | FALSE | [6 empty] | AC | [7 empty] | FALSE
PEAPJUCQ | Torshare Ltd | TORSHARE | T8-18W-120-GTB(4000K) | Linear Replacement Lamp | T8 Four-Foot | Dual Mode Internal Driver (UL Type A and Type B) |  | standard | FALSE | [10 empty] | August, 03 2016 00:00:00 | Not Dimmable | Not Dimmable | FALSE |  | FFFGYG | [25 empty] | 4.4 | 2017 | 115.72 | 17.43 | 22.07 | 0.9 | 4000 | 81.2 |  |  |  | FALSE | FALSE | FALSE | May, 02 2018 00:00:00 | 4.3 |  | standard |  |  |  |  | November, 02 2018 00:00:00 | FALSE | FALSE | FALSE | [6 empty] | AC | [7 empty] | FALSE
PJYDMWN3 | Torshare Ltd | TORSHARE | T8-18W-120-GTB(5000K) | Linear Replacement Lamp | T8 Four-Foot | Dual Mode Internal Driver (UL Type A and Type B) |  | standard | FALSE | [10 empty] | August, 03 2016 00:00:00 | Not Dimmable | Not Dimmable | No |  | FFFGYG | [25 empty] | 5 | 2186 | 125.85 | 17.37 | 22.59 | 0.9 | 5000 | 80.6 |  |  |  | FALSE | FALSE | FALSE | May, 02 2018 00:00:00 | 4.3 |  | standard |  |  |  |  | March, 30 2020 00:00:00 | FALSE | FALSE | FALSE | [6 empty] | AC | [7 empty] | FALSE
P5DWDUT4 | Rocket Lite Inc. | Rocket Lite | RLI-T818WDF(3000K) | Linear Replacement Lamp | T8 Four-Foot | Replacement Lamps (plug and play) (UL Type A) |  | standard | TRUE |  | 2283 | 122.68 | 18.61 | 14.57 | 0.9355 | 2923 | 81 | 5 | 50000 | July, 28 2016 00:00:00 | Not Dimmable | Not Dimmable | No |  | HHHBQE | [15 empty] | 84.3 |  | 1.2 | 1.28 | [6 empty] | 5 | 2283 | 122.68 | 18.61 | 14.57 | 0.9355 | 3000 | 81 |  |  |  | FALSE | FALSE | FALSE | May, 02 2018 00:00:00 | 4.3 |  | standard |  |  |  |  | March, 30 2020 00:00:00 | FALSE | FALSE | FALSE | [6 empty] | AC | [7 empty] | FALSE
PSYP3CD3 | Rocket Lite Inc. | Rocket Lite | RLI-T818WDF(3500K) | Linear Replacement Lamp | T8 Four-Foot | Replacement Lamps (plug and play) (UL Type A) |  | standard | FALSE | [10 empty] | July, 28 2016 00:00:00 | Not Dimmable | Not Dimmable | No |  | HHHBQE | [25 empty] | 5 | 2302 | 123.7 | 18.61 | 14.57 | 0.9355 | 3500 | 81 |  |  |  | FALSE | FALSE | FALSE | May, 02 2018 00:00:00 | 4.3 |  | standard |  |  |  |  | March, 30 2020 00:00:00 | FALSE | FALSE | FALSE | [6 empty] | AC | [7 empty] | FALSE
PJS6EDTZ | Rocket Lite Inc. | Rocket Lite | RLI-T818WDF(4000K) | Linear Replacement Lamp | T8 Four-Foot | Replacement Lamps (plug and play) (UL Type A) |  | standard | FALSE | [10 empty] | July, 28 2016 00:00:00 | Not Dimmable | Not Dimmable | No |  | HHHBQE | [25 empty] | 5 | 2320 | 124.7 | 18.61 | 14.57 | 0.9355 | 4000 | 81 |  |  |  | FALSE | FALSE | FALSE | May, 02 2018 00:00:00 | 4.3 |  | standard |  |  |  |  | March, 30 2020 00:00:00 | FALSE | FALSE | FALSE | [6 empty] | AC | [7 empty] | FALSE
PUHSV72K | Rocket Lite Inc. | Rocket Lite | RLI-T818WDF(4500K) | Linear Replacement Lamp | T8 Four-Foot | Replacement Lamps (plug and play) (UL Type A) |  | standard | FALSE | [10 empty] | July, 28 2016 00:00:00 | Not Dimmable | Not Dimmable | No |  | HHHBQE | [25 empty] | 5 | 2339 | 125.69 | 18.61 | 14.57 | 0.9355 | 4500 | 81 |  |  |  | FALSE | FALSE | FALSE | May, 02 2018 00:00:00 | 4.3 |  | standard |  |  |  |  | March, 30 2020 00:00:00 | FALSE | FALSE | FALSE | [6 empty] | AC | [7 empty] | FALSE
P2VAM7NV | Rocket Lite Inc. | Rocket Lite | RLI-T818WDF(5000K) | Linear Replacement Lamp | T8 Four-Foot | Replacement Lamps (plug and play) (UL Type A) |  | standard | FALSE | [10 empty] | July, 28 2016 00:00:00 | Not Dimmable | Not Dimmable | No |  | HHHBQE | [25 empty] | 5 | 2357 | 126.72 | 18.6 | 14.65 | 0.9319 | 5000 | 83 |  |  |  | FALSE | FALSE | FALSE | May, 02 2018 00:00:00 | 4.3 |  | standard |  |  |  |  | March, 30 2020 00:00:00 | FALSE | FALSE | FALSE | [6 empty] | AC | [7 empty] | FALSE
PJ362W6Z | Euri Lighting | Euri lighting | ET8-1150-2 | Linear Replacement Lamp | T8 Four-Foot | Replacement Lamps (plug and play) (UL Type A) |  | standard | FALSE | [10 empty] | July, 26 2016 00:00:00 | Not Dimmable | Not Dimmable | FALSE | Updated 7/19/2017 | LLLAPC | [25 empty] | 4.4 | 2200 | 115 | 19 | 7.3 | 0.9 | 5000 | 80 |  |  |  | FALSE | FALSE | FALSE | May, 02 2018 00:00:00 | 4.3 |  | standard |  |  |  |  | November, 02 2018 00:00:00 | FALSE | FALSE | FALSE | [6 empty] | AC | [7 empty] | FALSE
P3KDYPE8 | Xiamen Bymea Lighting Co., Ltd | BYMEA | T08J02-45H1 | Linear Replacement Lamp | T8 Four-Foot | Replacement Lamps (plug and play) (UL Type A) |  | standard | FALSE | [10 empty] | July, 26 2016 00:00:00 | Not Dimmable | Not Dimmable | No |  | IIIJGU | [25 empty] | 5 | 2200 | 122 | 18 | 7 | 0.9 | 4500 | 80 |  |  |  | FALSE | FALSE | FALSE | May, 02 2018 00:00:00 | 4.3 |  | standard |  |  |  |  | March, 30 2020 00:00:00 | FALSE | FALSE | FALSE | [6 empty] | AC | [7 empty] | FALSE
PTDRQNFK | Xiamen Bymea Lighting Co., Ltd | BYMEA | T08J02-30H1 | Linear Replacement Lamp | T8 Four-Foot | Replacement Lamps (plug and play) (UL Type A) |  | standard | TRUE |  | 2267.8 | 118.93 | 19.07 | 6.71 | 0.9773 | 2931 | 82.3 | 5 | 50000 | July, 26 2016 00:00:00 | Not Dimmable | Not Dimmable | No |  | IIIJGU | [15 empty] | 89.9 |  | 1.3 | 1.4 | [6 empty] | 5 | 2200 | 122 | 18 | 7 | 0.9 | 3000 | 80 |  |  |  | FALSE | FALSE | FALSE | May, 02 2018 00:00:00 | 4.3 |  | standard |  |  |  |  | March, 30 2020 00:00:00 | FALSE | FALSE | FALSE | [6 empty] | AC | [7 empty] | FALSE
PH3F8FMV | Euri Lighting | Euri lighting | ET8-1140-2 | Linear Replacement Lamp | T8 Four-Foot | Replacement Lamps (plug and play) (UL Type A) |  | standard | TRUE |  | 2450.3 | 124 | 19.76 | 7.28 | 0.9941 | 4177 | 83.2 | 5 | 50000 | July, 26 2016 00:00:00 | Not Dimmable | Not Dimmable | FALSE | Updated 7/19/2017 | LLLAPC | [15 empty] | 84.2 |  | 1.26 | 1.34 | [6 empty] | 4.4 | 2200 | 115 | 19 | 7.28 | 0.9 | 4000 | 80 |  |  |  | FALSE | FALSE | FALSE | May, 02 2018 00:00:00 | 4.3 |  | standard |  |  |  |  | November, 02 2018 00:00:00 | FALSE | FALSE | FALSE | [6 empty] | AC | [7 empty] | FALSE
PNHQG33S | Xiamen Bymea Lighting Co., Ltd | BYMEA | T08J02-35H1 | Linear Replacement Lamp | T8 Four-Foot | Replacement Lamps (plug and play) (UL Type A) |  | standard | FALSE | [10 empty] | July, 26 2016 00:00:00 | Not Dimmable | Not Dimmable | No |  | IIIJGU | [25 empty] | 5 | 2200 | 122 | 18 | 7 | 0.9 | 3500 | 80 |  |  |  | FALSE | FALSE | FALSE | May, 02 2018 00:00:00 | 4.3 |  | standard |  |  |  |  | March, 30 2020 00:00:00 | FALSE | FALSE | FALSE | [6 empty] | AC | [7 empty] | FALSE
PPDKW69T | Xiamen Bymea Lighting Co., Ltd | BYMEA | T08J02-40H1 | Linear Replacement Lamp | T8 Four-Foot | Replacement Lamps (plug and play) (UL Type A) |  | standard | FALSE | [10 empty] | July, 26 2016 00:00:00 | Not Dimmable | Not Dimmable | No |  | IIIJGU | [25 empty] | 5 | 2200 | 122 | 18 | 7 | 0.9 | 4000 | 80 |  |  |  | FALSE | FALSE | FALSE | May, 02 2018 00:00:00 | 4.3 |  | standard |  |  |  |  | March, 30 2020 00:00:00 | FALSE | FALSE | FALSE | [6 empty] | AC | [7 empty] | FALSE
PAPCA2GP | Xiamen Bymea Lighting Co., Ltd | BYMEA | T08J02-50H1 | Linear Replacement Lamp | T8 Four-Foot | Replacement Lamps (plug and play) (UL Type A) |  | standard | FALSE | [10 empty] | July, 26 2016 00:00:00 | Not Dimmable | Not Dimmable | No |  | IIIJGU | [25 empty] | 5 | 2300 | 128 | 18 | 7 | 0.9 | 5000 | 80 |  |  |  | FALSE | FALSE | FALSE | May, 02 2018 00:00:00 | 4.3 |  | standard |  |  |  |  | March, 30 2020 00:00:00 | FALSE | FALSE | FALSE | [6 empty] | AC | [7 empty] | FALSE
P7YUYE2E | NEUTEX ADVANCED ENERGY GROUP | NEUTEX ADVANCED ENERGY GROUP INC | T816C4T40F | Linear Replacement Lamp | T8 Four-Foot | Replacement Lamps (plug and play) (UL Type A) |  | standard | FALSE | [10 empty] | July, 25 2016 00:00:00 | Not Dimmable | Not Dimmable | No |  | SSSBKS | [25 empty] | 5 | 2234 | 116.66 | 19.15 | 10.62 | 0.9745 | 4000 | 85.2 |  |  |  | FALSE | FALSE | FALSE | May, 02 2018 00:00:00 | 4.3 |  | standard |  |  |  |  | March, 30 2020 00:00:00 | FALSE | FALSE | FALSE | [6 empty] | AC | [7 empty] | FALSE
PN55N9TA | NEUTEX ADVANCED ENERGY GROUP | NEUTEX ADVANCED ENERGY GROUP INC | T820C4T45C | Linear Replacement Lamp | T8 Four-Foot | Replacement Lamps (plug and play) (UL Type A) |  | standard | FALSE | [10 empty] | July, 25 2016 00:00:00 | Not Dimmable | Not Dimmable | No |  | SSSBKT | [25 empty] | 5 | 2911 | 134.96 | 21.57 | 5.97 | 0.9133 | 4500 | 84.5 |  |  |  | FALSE | FALSE | FALSE | May, 02 2018 00:00:00 | 4.3 |  | standard |  |  |  |  | March, 30 2020 00:00:00 | FALSE | FALSE | FALSE | [6 empty] | AC | [7 empty] | FALSE
PYM8Q3TG | NEUTEX ADVANCED ENERGY GROUP | NEUTEX ADVANCED ENERGY GROUP INC | T812C4T45C | Linear Replacement Lamp | T8 Four-Foot | Replacement Lamps (plug and play) (UL Type A) |  | standard | FALSE | [10 empty] | July, 25 2016 00:00:00 | Not Dimmable | Not Dimmable | No |  | SSSBKP | [25 empty] | 5 | 2053 | 137.42 | 14.94 | 9.08 | 0.9068 | 4500 | 85.1 |  |  |  | FALSE | FALSE | FALSE | May, 02 2018 00:00:00 | 4.3 |  | standard |  |  |  |  | March, 30 2020 00:00:00 | FALSE | FALSE | FALSE | [6 empty] | AC | [7 empty] | FALSE
PD18G18V | NEUTEX ADVANCED ENERGY GROUP | NEUTEX ADVANCED ENERGY GROUP INC | T812C4T45F | Linear Replacement Lamp | T8 Four-Foot | Replacement Lamps (plug and play) (UL Type A) |  | standard | FALSE | [10 empty] | July, 25 2016 00:00:00 | Not Dimmable | Not Dimmable | No |  | SSSBKQ | [25 empty] | 5 | 1912 | 123.66 | 14.86 | 9.35 | 0.9073 | 4500 | 85.2 |  |  |  | FALSE | FALSE | FALSE | May, 02 2018 00:00:00 | 4.3 |  | standard |  |  |  |  | March, 30 2020 00:00:00 | FALSE | FALSE | FALSE | [6 empty] | AC | [7 empty] | FALSE
PS6RWFSY | NEUTEX ADVANCED ENERGY GROUP | NEUTEX ADVANCED ENERGY GROUP INC | T812C4S50F | Linear Replacement Lamp | T8 Four-Foot | Replacement Lamps (plug and play) (UL Type A) |  | standard | FALSE | [10 empty] | July, 25 2016 00:00:00 | Not Dimmable | Not Dimmable | No |  | SSSBKQ | [25 empty] | 5 | 1987 | 133.62 | 14.87 | 9.31 | 0.9055 | 5000 | 83.8 |  |  |  | FALSE | FALSE | FALSE | May, 02 2018 00:00:00 | 4.3 |  | standard |  |  |  |  | March, 30 2020 00:00:00 | FALSE | FALSE | FALSE | [6 empty] | AC | [7 empty] | FALSE
PK8UKKC4 | NEUTEX ADVANCED ENERGY GROUP | NEUTEX ADVANCED ENERGY GROUP INC | T820C4V30F | Linear Replacement Lamp | T8 Four-Foot | Replacement Lamps (plug and play) (UL Type A) |  | standard | TRUE |  | 2511 | 115.93 | 21.66 | 6.15 | 0.9149 | 2908 | 82.3 | 5 | 50000 | July, 25 2016 00:00:00 | Not Dimmable | Not Dimmable | No |  | SSSBKU | [15 empty] | 90 |  | 1.16 | 1.42 | [6 empty] | 5 | 2511 | 115.93 | 21.66 | 6.15 | 0.9149 | 3000 | 82.3 |  |  |  | FALSE | FALSE | FALSE | May, 02 2018 00:00:00 | 4.3 |  | standard |  |  |  |  | March, 30 2020 00:00:00 | FALSE | FALSE | FALSE | [6 empty] | AC | [7 empty] | FALSE
PQ596ECM | NEUTEX ADVANCED ENERGY GROUP | NEUTEX ADVANCED ENERGY GROUP INC | T812C4T40F | Linear Replacement Lamp | T8 Four-Foot | Replacement Lamps (plug and play) (UL Type A) |  | standard | FALSE | [10 empty] | July, 25 2016 00:00:00 | Not Dimmable | Not Dimmable | No |  | SSSBKQ | [25 empty] | 5 | 1836 | 123.64 | 14.85 | 9.35 | 0.9073 | 4000 | 85.2 |  |  |  | FALSE | FALSE | FALSE | May, 02 2018 00:00:00 | 4.3 |  | standard |  |  |  |  | March, 30 2020 00:00:00 | FALSE | FALSE | FALSE | [6 empty] | AC | [7 empty] | FALSE
PMXVW9T7 | NEUTEX ADVANCED ENERGY GROUP | NEUTEX ADVANCED ENERGY GROUP INC | T816C4T45F | Linear Replacement Lamp | T8 Four-Foot | Replacement Lamps (plug and play) (UL Type A) |  | standard | FALSE | [10 empty] | July, 25 2016 00:00:00 | Not Dimmable | Not Dimmable | No |  | SSSBKS | [25 empty] | 5 | 2251 | 117.73 | 19.12 | 10.62 | 0.9745 | 4500 | 85.2 |  |  |  | FALSE | FALSE | FALSE | May, 02 2018 00:00:00 | 4.3 |  | standard |  |  |  |  | March, 30 2020 00:00:00 | FALSE | FALSE | FALSE | [6 empty] | AC | [7 empty] | FALSE
PCQC5CK6 | NEUTEX ADVANCED ENERGY GROUP | NEUTEX ADVANCED ENERGY GROUP INC | T820C4S50C | Linear Replacement Lamp | T8 Four-Foot | Replacement Lamps (plug and play) (UL Type A) |  | standard | FALSE | [10 empty] | July, 25 2016 00:00:00 | Not Dimmable | Not Dimmable | No |  | SSSBKT | [25 empty] | 5 | 2937 | 135.85 | 21.62 | 6.12 | 0.9117 | 5000 | 84 |  |  |  | FALSE | FALSE | FALSE | May, 02 2018 00:00:00 | 4.3 |  | standard |  |  |  |  | March, 30 2020 00:00:00 | FALSE | FALSE | FALSE | [6 empty] | AC | [7 empty] | FALSE
P12W4S9H | NEUTEX ADVANCED ENERGY GROUP | NEUTEX ADVANCED ENERGY GROUP INC | T816C4S50C | Linear Replacement Lamp | T8 Four-Foot | Replacement Lamps (plug and play) (UL Type A) |  | standard | FALSE | [10 empty] | July, 25 2016 00:00:00 | Not Dimmable | Not Dimmable | No |  | SSSBKR | [25 empty] | 5 | 2481 | 133.89 | 18.53 | 10.89 | 0.9729 | 5000 | 84 |  |  |  | FALSE | FALSE | FALSE | May, 02 2018 00:00:00 | 4.3 |  | standard |  |  |  |  | March, 30 2020 00:00:00 | FALSE | FALSE | FALSE | [6 empty] | AC | [7 empty] | FALSE
PECZTYCR | National State Industries Limited | NASPIL | FT8E/1.2/2000/840LED | Linear Replacement Lamp | T8 Four-Foot | Replacement Lamps (plug and play) (UL Type A) |  | standard | TRUE |  | 1990.3 | 116.09 | 17.15 | 7.5 | 0.98 | 4010 | 84.6 | 5 | 50000 | July, 25 2016 00:00:00 | Not Dimmable | Not Dimmable | FALSE |  | FFFGWH | [15 empty] | 84.4 |  | 1.3 | 1.22 | [6 empty] | 4.4 | 1990.3 | 116.09 | 17.15 | 8 | 0.98 | 4000 | 80 |  |  |  | FALSE | FALSE | FALSE | May, 02 2018 00:00:00 | 4.3 |  | standard |  |  |  |  | November, 02 2018 00:00:00 | FALSE | FALSE | FALSE | [6 empty] | AC | [7 empty] | FALSE
PY49R6D6 | NEUTEX ADVANCED ENERGY GROUP | NEUTEX ADVANCED ENERGY GROUP INC | T820C4V35F | Linear Replacement Lamp | T8 Four-Foot | Replacement Lamps (plug and play) (UL Type A) |  | standard | FALSE | [10 empty] | July, 25 2016 00:00:00 | Not Dimmable | Not Dimmable | No |  | SSSBKU | [25 empty] | 5 | 2545 | 117.34 | 21.69 | 6.15 | 0.9149 | 3500 | 82.3 |  |  |  | FALSE | FALSE | FALSE | May, 02 2018 00:00:00 | 4.3 |  | standard |  |  |  |  | March, 30 2020 00:00:00 | FALSE | FALSE | FALSE | [6 empty] | AC | [7 empty] | FALSE
PND6D3ZE | NEUTEX ADVANCED ENERGY GROUP | NEUTEX ADVANCED ENERGY GROUP INC | T812C4V35C | Linear Replacement Lamp | T8 Four-Foot | Replacement Lamps (plug and play) (UL Type A) |  | standard | FALSE | [10 empty] | July, 25 2016 00:00:00 | Not Dimmable | Not Dimmable | No |  | SSSBKP | [25 empty] | 5 | 2000 | 134.59 | 14.86 | 9.11 | 0.9072 | 3500 | 82.6 |  |  |  | FALSE | FALSE | FALSE | May, 02 2018 00:00:00 | 4.3 |  | standard |  |  |  |  | March, 30 2020 00:00:00 | FALSE | FALSE | FALSE | [6 empty] | AC | [7 empty] | FALSE
PV42MBPX | NEUTEX ADVANCED ENERGY GROUP | NEUTEX ADVANCED ENERGY GROUP INC | T820C4T40F | Linear Replacement Lamp | T8 Four-Foot | Replacement Lamps (plug and play) (UL Type A) |  | standard | FALSE | [10 empty] | July, 25 2016 00:00:00 | Not Dimmable | Not Dimmable | No |  | SSSBKU | [25 empty] | 5 | 2579 | 118.74 | 21.72 | 5.87 | 0.911 | 4000 | 84.4 |  |  |  | FALSE | FALSE | FALSE | May, 02 2018 00:00:00 | 4.3 |  | standard |  |  |  |  | March, 30 2020 00:00:00 | FALSE | FALSE | FALSE | [6 empty] | AC | [7 empty] | FALSE
PDBEMHCA | NEUTEX ADVANCED ENERGY GROUP | NEUTEX ADVANCED ENERGY GROUP INC | T820C4T40C | Linear Replacement Lamp | T8 Four-Foot | Replacement Lamps (plug and play) (UL Type A) |  | standard | FALSE | [10 empty] | July, 25 2016 00:00:00 | Not Dimmable | Not Dimmable | No |  | SSSBKT | [25 empty] | 5 | 2885 | 134.12 | 21.51 | 5.97 | 0.9133 | 4000 | 84.5 |  |  |  | FALSE | FALSE | FALSE | May, 02 2018 00:00:00 | 4.3 |  | standard |  |  |  |  | March, 30 2020 00:00:00 | FALSE | FALSE | FALSE | [6 empty] | AC | [7 empty] | FALSE
PCGN6B1N | NEUTEX ADVANCED ENERGY GROUP | NEUTEX ADVANCED ENERGY GROUP INC | T816C4T45C | Linear Replacement Lamp | T8 Four-Foot | Replacement Lamps (plug and play) (UL Type A) |  | standard | FALSE | [10 empty] | July, 25 2016 00:00:00 | Not Dimmable | Not Dimmable | No |  | SSSBKR | [25 empty] | 5 | 2451 | 132.13 | 18.55 | 11.06 | 0.9715 | 4500 | 85.1 |  |  |  | FALSE | FALSE | FALSE | May, 02 2018 00:00:00 | 4.3 |  | standard |  |  |  |  | March, 30 2020 00:00:00 | FALSE | FALSE | FALSE | [6 empty] | AC | [7 empty] | FALSE
P3W9YGUY | NEUTEX ADVANCED ENERGY GROUP | NEUTEX ADVANCED ENERGY GROUP INC | T812C4S50C | Linear Replacement Lamp | T8 Four-Foot | Replacement Lamps (plug and play) (UL Type A) |  | standard | FALSE | [10 empty] | July, 25 2016 00:00:00 | Not Dimmable | Not Dimmable | No |  | SSSBKP | [25 empty] | 5 | 2077 | 138.74 | 14.97 | 9.48 | 0.9051 | 5000 | 83.6 |  |  |  | FALSE | FALSE | FALSE | May, 02 2018 00:00:00 | 4.3 |  | standard |  |  |  |  | March, 30 2020 00:00:00 | FALSE | FALSE | FALSE | [6 empty] | AC | [7 empty] | FALSE
P9X9DVEQ | NEUTEX ADVANCED ENERGY GROUP | NEUTEX ADVANCED ENERGY GROUP INC | T816C4S50F | Linear Replacement Lamp | T8 Four-Foot | Replacement Lamps (plug and play) (UL Type A) |  | standard | FALSE | [10 empty] | July, 25 2016 00:00:00 | Not Dimmable | Not Dimmable | No |  | SSSBKS | [25 empty] | 5 | 2268 | 118.87 | 19.08 | 10.95 | 0.9744 | 5000 | 84.2 |  |  |  | FALSE | FALSE | FALSE | May, 02 2018 00:00:00 | 4.3 |  | standard |  |  |  |  | March, 30 2020 00:00:00 | FALSE | FALSE | FALSE | [6 empty] | AC | [7 empty] | FALSE
PA3EUXAM | NEUTEX ADVANCED ENERGY GROUP | NEUTEX ADVANCED ENERGY GROUP INC | T812C4V30F | Linear Replacement Lamp | T8 Four-Foot | Replacement Lamps (plug and play) (UL Type A) |  | standard | TRUE |  | 1771 | 119.74 | 14.76 | 9.08 | 0.9047 | 2885 | 82.6 | 5 |  | July, 25 2016 00:00:00 | Not Dimmable | Not Dimmable | No |  | SSSBKQ | [15 empty] | 89.9 |  | 1.16 | 1.36 | [6 empty] | 5 | 1778 | 120.46 | 14.76 | 9.08 | 0.9047 | 3000 | 82.6 |  |  |  | FALSE | FALSE | FALSE | May, 02 2018 00:00:00 | 4.3 |  | standard |  |  |  |  | March, 30 2020 00:00:00 | FALSE | FALSE | FALSE | [6 empty] | AC | [7 empty] | FALSE
PARZNAJF | NEUTEX ADVANCED ENERGY GROUP | NEUTEX ADVANCED ENERGY GROUP INC | T812C4V30C | Linear Replacement Lamp | T8 Four-Foot | Replacement Lamps (plug and play) (UL Type A) |  | standard | TRUE |  | 1968 | 132.53 | 14.82 | 9.11 | 0.9072 | 2871 | 82.6 | 5 |  | July, 25 2016 00:00:00 | Not Dimmable | Not Dimmable | No |  | SSSBKP | [15 empty] | 92 |  | 1.2 | 1.44 | [6 empty] | 5 | 1972 | 133.06 | 14.82 | 9.11 | 0.9072 | 3000 | 82.6 |  |  |  | FALSE | FALSE | FALSE | May, 02 2018 00:00:00 | 4.3 |  | standard |  |  |  |  | March, 30 2020 00:00:00 | FALSE | FALSE | FALSE | [6 empty] | AC | [7 empty] | FALSE
PN9QSMSR | NEUTEX ADVANCED ENERGY GROUP | NEUTEX ADVANCED ENERGY GROUP INC | T816C4V30F | Linear Replacement Lamp | T8 Four-Foot | Replacement Lamps (plug and play) (UL Type A) |  | standard | TRUE |  | 2209 | 114.69 | 19.26 | 10.58 | 0.9751 | 2897 | 82.7 | 5 | 50000 | July, 25 2016 00:00:00 | Not Dimmable | Not Dimmable | No |  | SSSBKS | [15 empty] | 90 |  | 1.16 | 1.4 | [6 empty] | 5 | 2209 | 114.69 | 19.26 | 10.58 | 0.9751 | 3000 | 82.7 |  |  |  | FALSE | FALSE | FALSE | May, 02 2018 00:00:00 | 4.3 |  | standard |  |  |  |  | March, 30 2020 00:00:00 | FALSE | FALSE | FALSE | [6 empty] | AC | [7 empty] | FALSE
PS81XTW4 | NEUTEX ADVANCED ENERGY GROUP | NEUTEX ADVANCED ENERGY GROUP INC | T820C4V35C | Linear Replacement Lamp | T8 Four-Foot | Replacement Lamps (plug and play) (UL Type A) |  | standard | FALSE | [10 empty] | July, 25 2016 00:00:00 | Not Dimmable | Not Dimmable | No |  | SSSBKT | [25 empty] | 5 | 2860 | 132.71 | 21.55 | 6.08 | 0.9126 | 3500 | 82.4 |  |  |  | FALSE | FALSE | FALSE | May, 02 2018 00:00:00 | 4.3 |  | standard |  |  |  |  | March, 30 2020 00:00:00 | FALSE | FALSE | FALSE | [6 empty] | AC | [7 empty] | FALSE
P4XGG98X | NEUTEX ADVANCED ENERGY GROUP | NEUTEX ADVANCED ENERGY GROUP INC | T812C4V35F | Linear Replacement Lamp | T8 Four-Foot | Replacement Lamps (plug and play) (UL Type A) |  | standard | FALSE | [10 empty] | July, 25 2016 00:00:00 | Not Dimmable | Not Dimmable | No |  | SSSBKQ | [25 empty] | 5 | 1807 | 122.01 | 14.81 | 9.08 | 0.9047 | 3500 | 82.6 |  |  |  | FALSE | FALSE | FALSE | May, 02 2018 00:00:00 | 4.3 |  | standard |  |  |  |  | March, 30 2020 00:00:00 | FALSE | FALSE | FALSE | [6 empty] | AC | [7 empty] | FALSE
PY1H3VUN | NEUTEX ADVANCED ENERGY GROUP | NEUTEX ADVANCED ENERGY GROUP INC | T816C4V35C | Linear Replacement Lamp | T8 Four-Foot | Replacement Lamps (plug and play) (UL Type A) |  | standard | FALSE | [10 empty] | July, 25 2016 00:00:00 | Not Dimmable | Not Dimmable | No |  | SSSBKR | [25 empty] | 5 | 2395 | 128.83 | 18.59 | 10.69 | 0.9739 | 3500 | 82.6 |  |  |  | FALSE | FALSE | FALSE | May, 02 2018 00:00:00 | 4.3 |  | standard |  |  |  |  | March, 30 2020 00:00:00 | FALSE | FALSE | FALSE | [6 empty] | AC | [7 empty] | FALSE
P292CSM6 | NEUTEX ADVANCED ENERGY GROUP | NEUTEX ADVANCED ENERGY GROUP INC | T816C4T40C | Linear Replacement Lamp | T8 Four-Foot | Replacement Lamps (plug and play) (UL Type A) |  | standard | FALSE | [10 empty] | July, 25 2016 00:00:00 | Not Dimmable | Not Dimmable | No |  | SSSBKR | [25 empty] | 5 | 2421 | 130.37 | 18.57 | 11.06 | 0.9715 | 4000 | 85.1 |  |  |  | FALSE | FALSE | FALSE | May, 02 2018 00:00:00 | 4.3 |  | standard |  |  |  |  | March, 30 2020 00:00:00 | FALSE | FALSE | FALSE | [6 empty] | AC | [7 empty] | FALSE
PTZ358CQ | NEUTEX ADVANCED ENERGY GROUP | NEUTEX ADVANCED ENERGY GROUP INC | T820C4T45F | Linear Replacement Lamp | T8 Four-Foot | Replacement Lamps (plug and play) (UL Type A) |  | standard | FALSE | [10 empty] | July, 25 2016 00:00:00 | Not Dimmable | Not Dimmable | No |  | SSSBKU | [25 empty] | 5 | 2605 | 119.66 | 21.77 | 5.87 | 0.911 | 4500 | 84.4 |  |  |  | FALSE | FALSE | FALSE | May, 02 2018 00:00:00 | 4.3 |  | standard |  |  |  |  | March, 30 2020 00:00:00 | FALSE | FALSE | FALSE | [6 empty] | AC | [7 empty] | FALSE
P9ZPFQH1 | NEUTEX ADVANCED ENERGY GROUP | NEUTEX ADVANCED ENERGY GROUP INC | T816C4V35F | Linear Replacement Lamp | T8 Four-Foot | Replacement Lamps (plug and play) (UL Type A) |  | standard | FALSE | [10 empty] | July, 25 2016 00:00:00 | Not Dimmable | Not Dimmable | FALSE |  | SSSBKS | [25 empty] | 4.4 | 2221 | 115.62 | 19.21 | 10.58 | 0.9751 | 3500 | 82.7 |  |  |  | FALSE | FALSE | FALSE | May, 02 2018 00:00:00 | 4.3 |  | standard |  |  |  |  | November, 02 2018 00:00:00 | FALSE | FALSE | FALSE | [6 empty] | AC | [7 empty] | FALSE
PYAXUDYB | NEUTEX ADVANCED ENERGY GROUP | NEUTEX ADVANCED ENERGY GROUP INC | T812C4T40C | Linear Replacement Lamp | T8 Four-Foot | Replacement Lamps (plug and play) (UL Type A) |  | standard | FALSE | [10 empty] | July, 25 2016 00:00:00 | Not Dimmable | Not Dimmable | No |  | SSSBKP | [25 empty] | 5 | 2028 | 136.02 | 14.91 | 9.08 | 0.9068 | 4000 | 85.1 |  |  |  | FALSE | FALSE | FALSE | May, 02 2018 00:00:00 | 4.3 |  | standard |  |  |  |  | March, 30 2020 00:00:00 | FALSE | FALSE | FALSE | [6 empty] | AC | [7 empty] | FALSE
PUY2QK73 | NEUTEX ADVANCED ENERGY GROUP | NEUTEX ADVANCED ENERGY GROUP INC | T820C4S50F | Linear Replacement Lamp | T8 Four-Foot | Replacement Lamps (plug and play) (UL Type A) |  | standard | FALSE | [10 empty] | July, 25 2016 00:00:00 | Not Dimmable | Not Dimmable | No |  | SSSBKU | [25 empty] | 5 | 2631 | 120.63 | 21.81 | 6.39 | 0.9093 | 5000 | 84 |  |  |  | FALSE | FALSE | FALSE | May, 02 2018 00:00:00 | 4.3 |  | standard |  |  |  |  | March, 30 2020 00:00:00 | FALSE | FALSE | FALSE | [6 empty] | AC | [7 empty] | FALSE
PANVE4RC | NEUTEX ADVANCED ENERGY GROUP | NEUTEX ADVANCED ENERGY GROUP INC | T820C4V30C | Linear Replacement Lamp | T8 Four-Foot | Replacement Lamps (plug and play) (UL Type A) |  | standard | TRUE |  | 2834 | 131.33 | 21.58 | 6.08 | 0.9126 | 2893 | 82.4 | 5 | 50000 | July, 25 2016 00:00:00 | Not Dimmable | Not Dimmable | No |  | SSSBKT | [15 empty] | 91.3 |  | 1.22 | 1.4 | [6 empty] | 5 | 2834 | 131.33 | 21.58 | 6.08 | 0.9126 | 3000 | 82.4 |  |  |  | FALSE | FALSE | FALSE | May, 02 2018 00:00:00 | 4.3 |  | standard |  |  |  |  | March, 30 2020 00:00:00 | FALSE | FALSE | FALSE | [6 empty] | AC | [7 empty] | FALSE
PGT9RX15 | NEUTEX ADVANCED ENERGY GROUP | NEUTEX ADVANCED ENERGY GROUP INC | T816C4V30C | Linear Replacement Lamp | T8 Four-Foot | Replacement Lamps (plug and play) (UL Type A) |  | standard | TRUE |  | 2368 | 127.24 | 18.61 | 10.69 | 0.9739 | 2886 | 82.6 | 5 | 50000 | July, 25 2016 00:00:00 | Not Dimmable | Not Dimmable | No |  | SSSBKR | [15 empty] | 91.7 |  | 1.22 | 1.4 | [6 empty] | 5 | 2368 | 127.24 | 18.61 | 10.69 | 0.9739 | 3000 | 82.6 |  |  |  | FALSE | FALSE | FALSE | May, 02 2018 00:00:00 | 4.3 |  | standard |  |  |  |  | March, 30 2020 00:00:00 | FALSE | FALSE | FALSE | [6 empty] | AC | [7 empty] | FALSE
PNTPUJBV | CH Lighting Technology Co.,Ltd. | CH | CH1128-48-15W 835-9 | Linear Replacement Lamp | T8 Four-Foot | Replacement Lamps (plug and play) (UL Type A) |  | standard | FALSE | [10 empty] | July, 20 2016 00:00:00 | Dimmable | Continuous Below 10 | No | Product updated on 04/12/2018 | SSSBHQ | [25 empty] | 4.4 | 2000 | 110 | 18 | 11.26 | 0.99 | 3500 | 83 |  |  | 4 | FALSE | FALSE | FALSE | May, 02 2018 00:00:00 | 4.3 |  | standard |  |  |  |  | November, 02 2018 00:00:00 | FALSE | FALSE | FALSE | [6 empty] | AC | [7 empty] | FALSE
PS28FPHX | CH Lighting Technology Co.,Ltd. | CH | CH1128-48-13W 835-9 | Linear Replacement Lamp | T8 Four-Foot | Replacement Lamps (plug and play) (UL Type A) |  | standard | FALSE | [10 empty] | July, 20 2016 00:00:00 | Dimmable | Continuous Below 10 | No | Product updated on 04/12/2018 | SSSBHP | [25 empty] | 4.4 | 1800 | 110 | 16 | 12.41 | 0.97 | 3500 | 83 |  |  | 4 | FALSE | FALSE | FALSE | May, 02 2018 00:00:00 | 4.3 |  | standard |  |  |  |  | November, 02 2018 00:00:00 | FALSE | FALSE | FALSE | [6 empty] | AC | [7 empty] | FALSE
PBYS6H5F | CH Lighting Technology Co.,Ltd. | CH | CH1128-48-15W 840-9 | Linear Replacement Lamp | T8 Four-Foot | Replacement Lamps (plug and play) (UL Type A) |  | standard | FALSE | [10 empty] | July, 20 2016 00:00:00 | Dimmable | Continuous Below 10 | No | Product updated on 04/12/2018 | SSSBHQ | [25 empty] | 4.4 | 2100 | 112 | 18 | 11.26 | 0.99 | 4000 | 83 |  |  | 4 | FALSE | FALSE | FALSE | May, 02 2018 00:00:00 | 4.3 |  | standard |  |  |  |  | November, 02 2018 00:00:00 | FALSE | FALSE | FALSE | [6 empty] | AC | [7 empty] | FALSE
PGF7WZUN | CH Lighting Technology Co.,Ltd. | CH | CH1128-48-13W 840-9 | Linear Replacement Lamp | T8 Four-Foot | Replacement Lamps (plug and play) (UL Type A) |  | standard | FALSE | [10 empty] | July, 20 2016 00:00:00 | Dimmable | Continuous Below 10 | No | Product updated on 04/12/2018 | SSSBHP | [25 empty] | 4.4 | 1900 | 112 | 16 | 12.41 | 0.97 | 4000 | 83 |  |  | 4 | FALSE | FALSE | FALSE | May, 02 2018 00:00:00 | 4.3 |  | standard |  |  |  |  | November, 02 2018 00:00:00 | FALSE | FALSE | FALSE | [6 empty] | AC | [7 empty] | FALSE
PZQJ4ZRB | CH Lighting Technology Co.,Ltd. | CH | CH1128-48-15W 845-9 | Linear Replacement Lamp | T8 Four-Foot | Replacement Lamps (plug and play) (UL Type A) |  | standard | FALSE | [10 empty] | July, 20 2016 00:00:00 | Dimmable | Continuous Below 10 | No | Product updated on 04/12/2018 | SSSBHQ | [25 empty] | 4.4 | 2100 | 112 | 18 | 11.26 | 0.99 | 4500 | 83 |  |  | 4 | FALSE | FALSE | FALSE | May, 02 2018 00:00:00 | 4.3 |  | standard |  |  |  |  | November, 02 2018 00:00:00 | FALSE | FALSE | FALSE | [6 empty] | AC | [7 empty] | FALSE
P9ETV7HK | CH Lighting Technology Co.,Ltd. | CH | CH1157-48-13W 830-9 | Linear Replacement Lamp | T8 Four-Foot | Dual Mode Internal Driver (UL Type A and Type B) |  | standard | TRUE |  | 2042 | 128.7 | 15.87 | 12.43 | 0.9607 | 3025 | 81 | 5 | 50000 | July, 20 2016 00:00:00 | Not Dimmable | Not Dimmable | No |  | SSSBHN | [15 empty] | 84.7 |  | 1.28 | 1.26 | [6 empty] | 4.4 | 1800 | 110 | 16 | 12.43 | 0.961 | 3000 | 83 |  |  |  | FALSE | FALSE | FALSE | May, 02 2018 00:00:00 | 4.3 |  | standard |  |  |  |  | November, 02 2018 00:00:00 | FALSE | FALSE | FALSE | [6 empty] | AC | [7 empty] | FALSE
PT4593G2 | CH Lighting Technology Co.,Ltd. | CH | CH1128-48-13W 830-9 | Linear Replacement Lamp | T8 Four-Foot | Replacement Lamps (plug and play) (UL Type A) |  | standard | TRUE |  | 1955 | 119 | 16.43 | 12.41 | 0.9634 | 3056 | 81.3 | 5 | 50000 | July, 20 2016 00:00:00 | Dimmable | Continuous Below 10 | No | Product updated on 04/12/2018 | SSSBHP | [15 empty] | 84 |  | 1.24 | 1.22 | [6 empty] | 4.4 | 1800 | 110 | 16 | 12.41 | 0.97 | 3000 | 83 |  |  | 4 | FALSE | FALSE | FALSE | May, 02 2018 00:00:00 | 4.3 |  | standard |  |  |  |  | November, 02 2018 00:00:00 | FALSE | FALSE | FALSE | [6 empty] | AC | [7 empty] | FALSE
PW19S3YV | Torshare Ltd | TORSHARE | T8-18W-120-JHC(3500K) | Linear Replacement Lamp | T8 Four-Foot | Dual Mode Internal Driver (UL Type A and Type B) |  | standard | FALSE | [10 empty] | July, 20 2016 00:00:00 | Not Dimmable | Not Dimmable | NotYetVerified |  | BBBCSU | [25 empty] | 5 | 2126 | 117.39 | 18.11 | 14.83 | 0.91 | 3500 | 83.7 |  |  |  | FALSE | FALSE | FALSE | May, 02 2018 00:00:00 | 4.3 |  | standard |  |  |  |  | March, 30 2020 00:00:00 | FALSE | FALSE | FALSE | [6 empty] | AC | [7 empty] | FALSE
PD3MPV6J | Torshare Ltd | TORSHARE | T8-18W-120-JHC(3000K) | Linear Replacement Lamp | T8 Four-Foot | Dual Mode Internal Driver (UL Type A and Type B) |  | standard | TRUE |  | 2126 | 117.39 | 18.11 | 14.83 | 0.9194 | 2974 | 84.4 | 5 | 50000 | July, 20 2016 00:00:00 | Not Dimmable | Not Dimmable | NotYetVerified |  | BBBCSU | [15 empty] | 88.3 |  | 1.18 | 1.48 | [6 empty] | 5 | 2126 | 117.39 | 18.11 | 14.83 | 0.91 | 3000 | 83.7 |  |  |  | FALSE | FALSE | FALSE | May, 02 2018 00:00:00 | 4.3 |  | standard |  |  |  |  | March, 30 2020 00:00:00 | FALSE | FALSE | FALSE | [6 empty] | AC | [7 empty] | FALSE
PMAP6XJP | CH Lighting Technology Co.,Ltd. | CH | CH1157-48-15W 835-9 | Linear Replacement Lamp | T8 Four-Foot | Dual Mode Internal Driver (UL Type A and Type B) |  | standard | FALSE | [10 empty] | July, 20 2016 00:00:00 | Not Dimmable | Not Dimmable | No |  | SSSBHO | [25 empty] | 4.4 | 2000 | 110 | 18 | 10.2 | 0.971 | 3500 | 83 |  |  |  | FALSE | FALSE | FALSE | May, 02 2018 00:00:00 | 4.3 |  | standard |  |  |  |  | November, 02 2018 00:00:00 | FALSE | FALSE | FALSE | [6 empty] | AC | [7 empty] | FALSE
P5ERCM2E | CH Lighting Technology Co.,Ltd. | CH | CH1157-48-15W 840-9 | Linear Replacement Lamp | T8 Four-Foot | Dual Mode Internal Driver (UL Type A and Type B) |  | standard | FALSE | [10 empty] | July, 20 2016 00:00:00 | Not Dimmable | Not Dimmable | No |  | SSSBHO | [25 empty] | 4.4 | 2100 | 112 | 18 | 10.2 | 0.971 | 4000 | 83 |  |  |  | FALSE | FALSE | FALSE | May, 02 2018 00:00:00 | 4.3 |  | standard |  |  |  |  | November, 02 2018 00:00:00 | FALSE | FALSE | FALSE | [6 empty] | AC | [7 empty] | FALSE
PDSVAXRG | CH Lighting Technology Co.,Ltd. | CH | CH1157-48-15W 850-9 | Linear Replacement Lamp | T8 Four-Foot | Dual Mode Internal Driver (UL Type A and Type B) |  | standard | FALSE | [10 empty] | July, 20 2016 00:00:00 | Not Dimmable | Not Dimmable | No |  | SSSBHO | [25 empty] | 4.4 | 2200 | 115 | 18 | 10.2 | 0.971 | 5000 | 83 |  |  |  | FALSE | FALSE | FALSE | May, 02 2018 00:00:00 | 4.3 |  | standard |  |  |  |  | November, 02 2018 00:00:00 | FALSE | FALSE | FALSE | [6 empty] | AC | [7 empty] | FALSE
PQDAUVYU | CH Lighting Technology Co.,Ltd. | CH | CH1128-48-13W 850-9 | Linear Replacement Lamp | T8 Four-Foot | Replacement Lamps (plug and play) (UL Type A) |  | standard | FALSE | [10 empty] | July, 20 2016 00:00:00 | Dimmable | Continuous Below 10 | No | Product updated on 04/12/2018 | SSSBHP | [25 empty] | 4.4 | 2000 | 115 | 16 | 12.41 | 0.97 | 5000 | 83 |  |  | 4 | FALSE | FALSE | FALSE | May, 02 2018 00:00:00 | 4.3 |  | standard |  |  |  |  | November, 02 2018 00:00:00 | FALSE | FALSE | FALSE | [6 empty] | AC | [7 empty] | FALSE
P7PU65PV | Torshare Ltd | TORSHARE | T8-18W-120-JHC(4000K) | Linear Replacement Lamp | T8 Four-Foot | Dual Mode Internal Driver (UL Type A and Type B) |  | standard | FALSE | [10 empty] | July, 20 2016 00:00:00 | Not Dimmable | Not Dimmable | NotYetVerified |  | BBBCSU | [25 empty] | 5 | 2126 | 117.39 | 18.11 | 14.83 | 0.91 | 4000 | 83.7 |  |  |  | FALSE | FALSE | FALSE | May, 02 2018 00:00:00 | 4.3 |  | standard |  |  |  |  | March, 30 2020 00:00:00 | FALSE | FALSE | FALSE | [6 empty] | AC | [7 empty] | FALSE
PYE48C6J | Torshare Ltd | TORSHARE | T8-18W-120-JHC(4500K) | Linear Replacement Lamp | T8 Four-Foot | Dual Mode Internal Driver (UL Type A and Type B) |  | standard | FALSE | [10 empty] | July, 20 2016 00:00:00 | Not Dimmable | Not Dimmable | NotYetVerified |  | BBBCSU | [25 empty] | 5 | 2126 | 117.39 | 18.11 | 14.83 | 0.91 | 4500 | 83.7 |  |  |  | FALSE | FALSE | FALSE | May, 02 2018 00:00:00 | 4.3 |  | standard |  |  |  |  | March, 30 2020 00:00:00 | FALSE | FALSE | FALSE | [6 empty] | AC | [7 empty] | FALSE
PW9CE6NC | CH Lighting Technology Co.,Ltd. | CH | CH1157-48-13W 850-9 | Linear Replacement Lamp | T8 Four-Foot | Dual Mode Internal Driver (UL Type A and Type B) |  | standard | FALSE | [10 empty] | July, 20 2016 00:00:00 | Not Dimmable | Not Dimmable | No |  | SSSBHN | [25 empty] | 4.4 | 2000 | 115 | 16 | 12.43 | 0.961 | 5000 | 83 |  |  |  | FALSE | FALSE | FALSE | May, 02 2018 00:00:00 | 4.3 |  | standard |  |  |  |  | November, 02 2018 00:00:00 | FALSE | FALSE | FALSE | [6 empty] | AC | [7 empty] | FALSE
P4FK1Q4J | CH Lighting Technology Co.,Ltd. | CH | CH1128-48-15W 830-9 | Linear Replacement Lamp | T8 Four-Foot | Replacement Lamps (plug and play) (UL Type A) |  | standard | TRUE |  | 2058 | 117.4 | 17.54 | 11.26 | 0.9669 | 3052 | 81.2 | 5 | 50000 | July, 20 2016 00:00:00 | Dimmable | Continuous Below 10 | No | Product updated on 04/12/2018 | SSSBHQ | [15 empty] | 83.8 |  | 1.26 | 1.24 | [6 empty] | 4.4 | 2000 | 110 | 18 | 11.26 | 0.99 | 3000 | 83 |  |  | 4 | FALSE | FALSE | FALSE | May, 02 2018 00:00:00 | 4.3 |  | standard |  |  |  |  | November, 02 2018 00:00:00 | FALSE | FALSE | FALSE | [6 empty] | AC | [7 empty] | FALSE
PPXR3J87 | CH Lighting Technology Co.,Ltd. | CH | CH1157-48-15W 830-9 | Linear Replacement Lamp | T8 Four-Foot | Dual Mode Internal Driver (UL Type A and Type B) |  | standard | TRUE |  | 2402 | 128.3 | 18.72 | 10.2 | 0.9702 | 3035 | 80.6 | 5 | 50000 | July, 20 2016 00:00:00 | Not Dimmable | Not Dimmable | No |  | SSSBHO | [15 empty] | 83.9 |  | 1.26 | 1.26 | [6 empty] | 4.4 | 2000 | 110 | 18 | 10.2 | 0.971 | 3000 | 83 |  |  |  | FALSE | FALSE | FALSE | May, 02 2018 00:00:00 | 4.3 |  | standard |  |  |  |  | November, 02 2018 00:00:00 | FALSE | FALSE | FALSE | [6 empty] | AC | [7 empty] | FALSE
P6GYG29Z | Torshare Ltd | TORSHARE | T8-18W-120-JHC(5000K) | Linear Replacement Lamp | T8 Four-Foot | Dual Mode Internal Driver (UL Type A and Type B) |  | standard | FALSE | [10 empty] | July, 20 2016 00:00:00 | Not Dimmable | Not Dimmable | NotYetVerified |  | BBBCSU | [25 empty] | 5 | 2287 | 127.34 | 17.96 | 14.95 | 0.91 | 5000 | 86 |  |  |  | FALSE | FALSE | FALSE | May, 02 2018 00:00:00 | 4.3 |  | standard |  |  |  |  | March, 30 2020 00:00:00 | FALSE | FALSE | FALSE | [6 empty] | AC | [7 empty] | FALSE
PUMCU39M | CH Lighting Technology Co.,Ltd. | CH | CH1157-48-13W 835-9 | Linear Replacement Lamp | T8 Four-Foot | Dual Mode Internal Driver (UL Type A and Type B) |  | standard | FALSE | [10 empty] | July, 20 2016 00:00:00 | Not Dimmable | Not Dimmable | No |  | SSSBHN | [25 empty] | 4.4 | 1800 | 110 | 16 | 12.43 | 0.961 | 3500 | 83 |  |  |  | FALSE | FALSE | FALSE | May, 02 2018 00:00:00 | 4.3 |  | standard |  |  |  |  | November, 02 2018 00:00:00 | FALSE | FALSE | FALSE | [6 empty] | AC | [7 empty] | FALSE
P8WH6SPB | CH Lighting Technology Co.,Ltd. | CH | CH1157-48-13W 840-9 | Linear Replacement Lamp | T8 Four-Foot | Dual Mode Internal Driver (UL Type A and Type B) |  | standard | FALSE | [10 empty] | July, 20 2016 00:00:00 | Not Dimmable | Not Dimmable | No |  | SSSBHN | [25 empty] | 4.4 | 1900 | 112 | 16 | 12.43 | 0.961 | 4000 | 83 |  |  |  | FALSE | FALSE | FALSE | May, 02 2018 00:00:00 | 4.3 |  | standard |  |  |  |  | November, 02 2018 00:00:00 | FALSE | FALSE | FALSE | [6 empty] | AC | [7 empty] | FALSE
PZ4GGFME | CH Lighting Technology Co.,Ltd. | CH | CH1157-48-15W 845-9 | Linear Replacement Lamp | T8 Four-Foot | Dual Mode Internal Driver (UL Type A and Type B) |  | standard | FALSE | [10 empty] | July, 20 2016 00:00:00 | Not Dimmable | Not Dimmable | No |  | SSSBHO | [25 empty] | 4.4 | 2100 | 112 | 18 | 10.2 | 0.971 | 4500 | 83 |  |  |  | FALSE | FALSE | FALSE | May, 02 2018 00:00:00 | 4.3 |  | standard |  |  |  |  | November, 02 2018 00:00:00 | FALSE | FALSE | FALSE | [6 empty] | AC | [7 empty] | FALSE
PNDRZ9TK | CH Lighting Technology Co.,Ltd. | CH | CH1128-48-13W 845-9 | Linear Replacement Lamp | T8 Four-Foot | Replacement Lamps (plug and play) (UL Type A) |  | standard | FALSE | [10 empty] | July, 20 2016 00:00:00 | Dimmable | Continuous Below 10 | No | Product updated on 04/12/2018 | SSSBHP | [25 empty] | 4.4 | 1900 | 112 | 16 | 12.41 | 0.97 | 4500 | 83 |  |  | 4 | FALSE | FALSE | FALSE | May, 02 2018 00:00:00 | 4.3 |  | standard |  |  |  |  | November, 02 2018 00:00:00 | FALSE | FALSE | FALSE | [6 empty] | AC | [7 empty] | FALSE
PN26EE8N | CH Lighting Technology Co.,Ltd. | CH | CH1157-48-13W 845-9 | Linear Replacement Lamp | T8 Four-Foot | Dual Mode Internal Driver (UL Type A and Type B) |  | standard | FALSE | [10 empty] | July, 20 2016 00:00:00 | Not Dimmable | Not Dimmable | No |  | SSSBHN | [25 empty] | 4.4 | 1900 | 112 | 16 | 12.43 | 0.961 | 4500 | 83 |  |  |  | FALSE | FALSE | FALSE | May, 02 2018 00:00:00 | 4.3 |  | standard |  |  |  |  | November, 02 2018 00:00:00 | FALSE | FALSE | FALSE | [6 empty] | AC | [7 empty] | FALSE
PY8X3UCP | CH Lighting Technology Co.,Ltd. | CH | CH1128-48-15W 850-9 | Linear Replacement Lamp | T8 Four-Foot | Replacement Lamps (plug and play) (UL Type A) |  | standard | FALSE | [10 empty] | July, 20 2016 00:00:00 | Dimmable | Continuous Below 10 | No | Product updated on 04/12/2018 | SSSBHQ | [25 empty] | 4.4 | 2200 | 115 | 18 | 11.26 | 0.99 | 5000 | 83 |  |  | 4 | FALSE | FALSE | FALSE | May, 02 2018 00:00:00 | 4.3 |  | standard |  |  |  |  | November, 02 2018 00:00:00 | FALSE | FALSE | FALSE | [6 empty] | AC | [7 empty] | FALSE
PA489J6P | ELB Electronics, Inc. | ELB | LEDT8E-48-14-830-G-FHF | Linear Replacement Lamp | T8 Four-Foot | Replacement Lamps (plug and play) (UL Type A) |  | standard | TRUE |  | 1720 | 122.02 | 14.1 | 9.29 | 0.9612 | 3093 | 82.2 | 5 | 50000 | July, 18 2016 00:00:00 | Not Dimmable | Not Dimmable | NO |  | SSSBIA | [15 empty] | 81 |  | 1.36 | 1.34 | [6 empty] | 5 | 1700 | 120 | 14 | 20 | 0.99 | 3000 | 80 |  |  |  | FALSE | FALSE | FALSE | May, 02 2018 00:00:00 | 4.3 |  | standard |  |  |  |  | March, 30 2020 00:00:00 | FALSE | FALSE | FALSE | [6 empty] | AC | [7 empty] | FALSE
P2VEKKUD | LEDVANCE, LLC (formerly OSRAM SYLVANIA, INC) | Sylvania | LED15T8/L48/DIM/830/SUB/G6 | Linear Replacement Lamp | T8 Four-Foot | Replacement Lamps (plug and play) (UL Type A) |  | standard | TRUE |  | 2235 | 125.5 | 17.82 | 8.68 | 0.972 | 3096 | 82.8 | 5 | 50000 | July, 18 2016 00:00:00 | Dimmable | Continuous Below 10 | No | Product updated on 10/21/2016 | HHHBOW | [15 empty] | 82.5 |  | 1.3 | 1.34 | [6 empty] | 5 | 2200 | 122 | 18 | 8.68 | 1 | 3000 | 82 |  |  |  | FALSE | FALSE | FALSE | May, 02 2018 00:00:00 | 4.3 |  | standard |  |  |  |  | March, 30 2020 00:00:00 | FALSE | FALSE | FALSE | [6 empty] | AC | [7 empty] | FALSE
PRH4XU9R | ELB Electronics, Inc. | ELB | LEDT8E-48-14-840-G-FHF | Linear Replacement Lamp | T8 Four-Foot | Replacement Lamps (plug and play) (UL Type A) |  | standard | FALSE | [10 empty] | July, 18 2016 00:00:00 | Not Dimmable | Not Dimmable | No |  | SSSBIA | [25 empty] | 5 | 1700 | 120 | 14 | 20 | 0.99 | 4000 | 80 |  |  |  | FALSE | FALSE | FALSE | May, 02 2018 00:00:00 | 4.3 |  | standard |  |  |  |  | March, 30 2020 00:00:00 | FALSE | FALSE | FALSE | [6 empty] | AC | [7 empty] | FALSE
P78F8W2S | LEDVANCE, LLC (formerly OSRAM SYLVANIA, INC) | Sylvania | LED15T8/L48/DIM/835/SUB/G6 | Linear Replacement Lamp | T8 Four-Foot | Replacement Lamps (plug and play) (UL Type A) |  | standard | FALSE | [10 empty] | July, 18 2016 00:00:00 | Dimmable | Continuous Below 10 | No | Product updated on 10/21/2016 | HHHBOW | [25 empty] | 5 | 2200 | 122 | 18 | 8.68 | 1 | 3500 | 82 |  |  |  | FALSE | FALSE | FALSE | May, 02 2018 00:00:00 | 4.3 |  | standard |  |  |  |  | March, 30 2020 00:00:00 | FALSE | FALSE | FALSE | [6 empty] | AC | [7 empty] | FALSE
PEHBD59M | ELB Electronics, Inc. | ELB | LEDT8E-48-14-835-G-FHF | Linear Replacement Lamp | T8 Four-Foot | Replacement Lamps (plug and play) (UL Type A) |  | standard | FALSE | [10 empty] | July, 18 2016 00:00:00 | Not Dimmable | Not Dimmable | No |  | SSSBIA | [25 empty] | 5 | 1700 | 120 | 14 | 20 | 0.99 | 3500 | 80 |  |  |  | FALSE | FALSE | FALSE | May, 02 2018 00:00:00 | 4.3 |  | standard |  |  |  |  | March, 30 2020 00:00:00 | FALSE | FALSE | FALSE | [6 empty] | AC | [7 empty] | FALSE
P58TZ53R | ELB Electronics, Inc. | ELB | LEDT8E-48-14-850-G-FHF | Linear Replacement Lamp | T8 Four-Foot | Replacement Lamps (plug and play) (UL Type A) |  | standard | FALSE | [10 empty] | July, 18 2016 00:00:00 | Not Dimmable | Not Dimmable | No |  | SSSBIA | [25 empty] | 5 | 1700 | 120 | 14 | 20 | 0.99 | 5000 | 80 |  |  |  | FALSE | FALSE | FALSE | May, 02 2018 00:00:00 | 4.3 |  | standard |  |  |  |  | March, 30 2020 00:00:00 | FALSE | FALSE | FALSE | [6 empty] | AC | [7 empty] | FALSE
P1JU3NYC | LEDVANCE, LLC (formerly OSRAM SYLVANIA, INC) | Sylvania | LED15T8/L48/DIM/841/SUB/G6 | Linear Replacement Lamp | T8 Four-Foot | Replacement Lamps (plug and play) (UL Type A) |  | standard | FALSE | [10 empty] | July, 18 2016 00:00:00 | Dimmable | Continuous Below 10 | No | Product updated on 10/21/2016 | HHHBOW | [25 empty] | 5 | 2200 | 122 | 18 | 8.68 | 1 | 4000 | 82 |  |  |  | FALSE | FALSE | FALSE | May, 02 2018 00:00:00 | 4.3 |  | standard |  |  |  |  | March, 30 2020 00:00:00 | FALSE | FALSE | FALSE | [6 empty] | AC | [7 empty] | FALSE
PTF51MU1 | LEDVANCE, LLC (formerly OSRAM SYLVANIA, INC) | Sylvania | LED15T8/L48/DIM/850/SUB/G6 | Linear Replacement Lamp | T8 Four-Foot | Replacement Lamps (plug and play) (UL Type A) |  | standard | FALSE | [10 empty] | July, 18 2016 00:00:00 | Dimmable | Continuous Below 10 | No | Product updated on 10/21/2016 | HHHBOW | [25 empty] | 5 | 2200 | 122 | 18 | 8.68 | 1 | 5000 | 82 |  |  |  | FALSE | FALSE | FALSE | May, 02 2018 00:00:00 | 4.3 |  | standard |  |  |  |  | March, 30 2020 00:00:00 | FALSE | FALSE | FALSE | [6 empty] | AC | [7 empty] | FALSE
PTBDMB5T | Shenzhen Top Technology Co.,Ltd | TOOPER | TOP-T8-14W12 MCC(4500K) [120-277 V ONLY] | Linear Replacement Lamp | T8 Four-Foot | Replacement Lamps (plug and play) (UL Type A) |  | standard | FALSE | [10 empty] | July, 14 2016 00:00:00 | Not Dimmable | Not Dimmable | No |  | NNNNVB | [25 empty] | 5 | 1897.77 | 130.252 | 14.57 | 18.89 | 0.974 | 4500 | 82.6 |  |  |  | FALSE | FALSE | FALSE | May, 02 2018 00:00:00 | 4.3 |  | standard |  |  |  |  | March, 30 2020 00:00:00 | FALSE | FALSE | FALSE | [6 empty] | AC | [7 empty] | FALSE
PY8PG1RY | Shenzhen Top Technology Co.,Ltd | TOOPER | TOP-T8-11.5W12 MCC(4500K) [120-277 V ONLY] | Linear Replacement Lamp | T8 Four-Foot | Replacement Lamps (plug and play) (UL Type A) |  | standard | FALSE | [10 empty] | July, 14 2016 00:00:00 | Not Dimmable | Not Dimmable | No |  | NNNNVA | [25 empty] | 5 | 1612.89 | 129.862 | 12.42 | 18.15 | 0.973 | 4500 | 82.6 |  |  |  | FALSE | FALSE | FALSE | May, 02 2018 00:00:00 | 4.3 |  | standard |  |  |  |  | March, 30 2020 00:00:00 | FALSE | FALSE | FALSE | [6 empty] | AC | [7 empty] | FALSE
P9ZXGCH6 | Shenzhen Top Technology Co.,Ltd | TOOPER | TOP-T8-20W12 MCC(3500K) [120-277 V ONLY] | Linear Replacement Lamp | T8 Four-Foot | Replacement Lamps (plug and play) (UL Type A) |  | standard | FALSE | [10 empty] | July, 14 2016 00:00:00 | Not Dimmable | Not Dimmable | No |  | NNNNVD | [25 empty] | 5 | 2633.85 | 127.362 | 20.68 | 18.12 | 0.936 | 3500 | 81.4 |  |  |  | FALSE | FALSE | FALSE | May, 02 2018 00:00:00 | 4.3 |  | standard |  |  |  |  | March, 30 2020 00:00:00 | FALSE | FALSE | FALSE | [6 empty] | AC | [7 empty] | FALSE
PQR73376 | Shenzhen Top Technology Co.,Ltd | TOOPER | TOP-T8-16W12 TCC(3500K) [120-277 V ONLY] | Linear Replacement Lamp | T8 Four-Foot | Replacement Lamps (plug and play) (UL Type A) |  | standard | FALSE | [10 empty] | July, 14 2016 00:00:00 | Not Dimmable | Not Dimmable | No |  | NNNNVC | [25 empty] | 5 | 2375.83 | 142.265 | 16.7 | 17.19 | 0.974 | 3500 | 81.6 |  |  |  | FALSE | FALSE | FALSE | May, 02 2018 00:00:00 | 4.3 |  | standard |  |  |  |  | March, 30 2020 00:00:00 | FALSE | FALSE | FALSE | [6 empty] | AC | [7 empty] | FALSE
P3CRUK4W | Shenzhen Top Technology Co.,Ltd | TOOPER | TOP-T8-16W12 TCC(4500K) [120-277 V ONLY] | Linear Replacement Lamp | T8 Four-Foot | Replacement Lamps (plug and play) (UL Type A) |  | standard | FALSE | [10 empty] | July, 14 2016 00:00:00 | Not Dimmable | Not Dimmable | No |  | NNNNVC | [25 empty] | 5 | 2457.26 | 146.527 | 16.77 | 16.84 | 0.973 | 4500 | 83 |  |  |  | FALSE | FALSE | FALSE | May, 02 2018 00:00:00 | 4.3 |  | standard |  |  |  |  | March, 30 2020 00:00:00 | FALSE | FALSE | FALSE | [6 empty] | AC | [7 empty] | FALSE
PATH9Q3D | Shenzhen Top Technology Co.,Ltd | TOOPER | TOP-T8-20W12 MCC(4500K) [120-277 V ONLY] | Linear Replacement Lamp | T8 Four-Foot | Replacement Lamps (plug and play) (UL Type A) |  | standard | FALSE | [10 empty] | July, 14 2016 00:00:00 | Not Dimmable | Not Dimmable | No |  | NNNNVD | [25 empty] | 5 | 2729.37 | 131.663 | 20.73 | 17.98 | 0.935 | 4500 | 83.2 |  |  |  | FALSE | FALSE | FALSE | May, 02 2018 00:00:00 | 4.3 |  | standard |  |  |  |  | March, 30 2020 00:00:00 | FALSE | FALSE | FALSE | [6 empty] | AC | [7 empty] | FALSE
PX9R97Q6 | Shenzhen Top Technology Co.,Ltd | TOOPER | TOP-T8-11.5W12 MCC(3500K) [120-277 V ONLY] | Linear Replacement Lamp | T8 Four-Foot | Replacement Lamps (plug and play) (UL Type A) |  | standard | FALSE | [10 empty] | July, 14 2016 00:00:00 | Not Dimmable | Not Dimmable | No |  | NNNNVA | [25 empty] | 5 | 1549.7 | 125.279 | 12.37 | 18.31 | 0.973 | 3500 | 81.3 |  |  |  | FALSE | FALSE | FALSE | May, 02 2018 00:00:00 | 4.3 |  | standard |  |  |  |  | March, 30 2020 00:00:00 | FALSE | FALSE | FALSE | [6 empty] | AC | [7 empty] | FALSE
PP14N6B9 | Shenzhen Top Technology Co.,Ltd | TOOPER | TOP-T8-14W12 MCC(3500K) [120-277 V ONLY] | Linear Replacement Lamp | T8 Four-Foot | Replacement Lamps (plug and play) (UL Type A) |  | standard | FALSE | [10 empty] | July, 14 2016 00:00:00 | Not Dimmable | Not Dimmable | No |  | NNNNVB | [25 empty] | 5 | 1853.6 | 126.181 | 14.69 | 19.14 | 0.971 | 3500 | 81.3 |  |  |  | FALSE | FALSE | FALSE | May, 02 2018 00:00:00 | 4.3 |  | standard |  |  |  |  | March, 30 2020 00:00:00 | FALSE | FALSE | FALSE | [6 empty] | AC | [7 empty] | FALSE
PCVZCDN5 | Xiamen Superlite Lighting Co., Ltd. | XMSUPERLITE | T8P-16A4A | Linear Replacement Lamp | T8 Four-Foot | Replacement Lamps (plug and play) (UL Type A) |  | standard | TRUE |  | 1968 | 108.66 | 18.11 | 11.2 | 0.973 | 4046 | 81.9 | 5 | 50000 | July, 12 2016 00:00:00 | Not Dimmable | Not Dimmable | FALSE |  | SSSBJR | [15 empty] | 82.1 |  | 1.3 | 1.3 | [6 empty] | 4.4 | 1800 | 112.5 | 16 | 20 | 0.99 | 4100 | 80 |  |  |  | FALSE | FALSE | FALSE | May, 02 2018 00:00:00 | 4.3 |  | standard |  |  |  |  | November, 02 2018 00:00:00 | FALSE | FALSE | FALSE | [6 empty] | AC | [7 empty] | FALSE
PNCVTDW8 | Xiamen Superlite Lighting Co., Ltd. | XMSUPERLITE | T8P-16A5A | Linear Replacement Lamp | T8 Four-Foot | Replacement Lamps (plug and play) (UL Type A) |  | standard | FALSE | [10 empty] | July, 12 2016 00:00:00 | Not Dimmable | Not Dimmable | FALSE |  | SSSBJR | [25 empty] | 4.4 | 1800 | 112.5 | 16 | 20 | 0.99 | 5000 | 80 |  |  |  | FALSE | FALSE | FALSE | May, 02 2018 00:00:00 | 4.3 |  | standard |  |  |  |  | November, 02 2018 00:00:00 | FALSE | FALSE | FALSE | [6 empty] | AC | [7 empty] | FALSE
PPMK2SX2 | Xiamen Superlite Lighting Co., Ltd. | XMSUPERLITE | T8P-18A5B | Linear Replacement Lamp | T8 Four-Foot | Replacement Lamps (plug and play) (UL Type A) |  | standard | FALSE | [10 empty] | July, 12 2016 00:00:00 | Not Dimmable | Not Dimmable | No |  | SSSBJS | [25 empty] | 5 | 2200 | 122 | 18 | 20 | 0.99 | 5000 | 80 |  |  |  | FALSE | FALSE | FALSE | May, 02 2018 00:00:00 | 4.3 |  | standard |  |  |  |  | March, 30 2020 00:00:00 | FALSE | FALSE | FALSE | [6 empty] | AC | [7 empty] | FALSE
PP5EZC34 | Xiamen Superlite Lighting Co., Ltd. | XMSUPERLITE | T8P-18A4B | Linear Replacement Lamp | T8 Four-Foot | Replacement Lamps (plug and play) (UL Type A) |  | standard | TRUE |  | 2503.1 | 126.2 | 19.84 | 11.6 | 0.971 | 4031 | 80.7 | 5 | 50000 | July, 12 2016 00:00:00 | Not Dimmable | Not Dimmable | No |  | SSSBJS | [15 empty] | 82.2 |  | 1.26 | 1.3 | [6 empty] | 5 | 2200 | 122 | 18 | 20 | 0.99 | 4100 | 80 |  |  |  | FALSE | FALSE | FALSE | May, 02 2018 00:00:00 | 4.3 |  | standard |  |  |  |  | March, 30 2020 00:00:00 | FALSE | FALSE | FALSE | [6 empty] | AC | [7 empty] | FALSE
PA9UV2KP | Xiamen Superlite Lighting Co., Ltd. | XMSUPERLITE | T8P-20A4A | Linear Replacement Lamp | T8 Four-Foot | Replacement Lamps (plug and play) (UL Type A) |  | standard | TRUE |  | 2528.2 | 117.92 | 22.23 | 13.2 | 0.971 | 3974 | 84.1 | 5 | 50000 | July, 12 2016 00:00:00 | Not Dimmable | Not Dimmable | No |  | SSSBJT | [15 empty] | 82.2 |  | 1.28 | 1.3 | [6 empty] | 5 | 2400 | 120 | 20 | 20 | 0.99 | 4100 | 80 |  |  |  | FALSE | FALSE | FALSE | May, 02 2018 00:00:00 | 4.3 |  | standard |  |  |  |  | March, 30 2020 00:00:00 | FALSE | FALSE | FALSE | [6 empty] | AC | [7 empty] | FALSE
P41J9752 | Xiamen Superlite Lighting Co., Ltd. | XMSUPERLITE | T8P-20A5A | Linear Replacement Lamp | T8 Four-Foot | Replacement Lamps (plug and play) (UL Type A) |  | standard | FALSE | [10 empty] | July, 12 2016 00:00:00 | Not Dimmable | Not Dimmable | No |  | SSSBJT | [25 empty] | 5 | 2400 | 120 | 20 | 20 | 0.99 | 5000 | 80 |  |  |  | FALSE | FALSE | FALSE | May, 02 2018 00:00:00 | 4.3 |  | standard |  |  |  |  | March, 30 2020 00:00:00 | FALSE | FALSE | FALSE | [6 empty] | AC | [7 empty] | FALSE
PNUE9UPV | US Lighting Group | US Lighting Group | FEB-UV12-45-F | Linear Replacement Lamp | T8 Four-Foot | Replacement Lamps (plug and play) (UL Type A) |  | standard | FALSE | [10 empty] | July, 08 2016 00:00:00 | Not Dimmable | Not Dimmable | No |  | TTTUFL | [25 empty] | 5 | 1600 | 133.33 | 12 | 4.9 | 0.999 | 4500 | 81 |  |  |  | FALSE | FALSE | FALSE | May, 02 2018 00:00:00 | 4.3 |  | standard |  |  |  |  | March, 30 2020 00:00:00 | FALSE | FALSE | FALSE | [6 empty] | AC | [7 empty] | FALSE
PB891YJU | iGlo, LLC | IGLO | GL18WT8JZNH5000KUDX1.2MC | Linear Replacement Lamp | T8 Four-Foot | Replacement Lamps (plug and play) (UL Type A) |  | standard | FALSE | [10 empty] | July, 08 2016 00:00:00 | Not Dimmable | Not Dimmable | No |  | FFFGUW | [25 empty] | 5 | 2505 | 134.22 | 18.66 | 13.64 | 0.9112 | 5000 | 82.8 |  |  |  | FALSE | FALSE | FALSE | May, 02 2018 00:00:00 | 4.3 |  | standard |  |  |  |  | March, 30 2020 00:00:00 | FALSE | FALSE | FALSE | [6 empty] | AC | [7 empty] | FALSE
PHUURFYM | iGlo, LLC | IGLO | GL22WT8FZNH5000KUDX1.2MX | Linear Replacement Lamp | T8 Four-Foot | Replacement Lamps (plug and play) (UL Type A) |  | standard | FALSE | [10 empty] | July, 08 2016 00:00:00 | Not Dimmable | Not Dimmable | No |  | FFFGUY | [25 empty] | 5 | 3444 | 138.42 | 24.88 | 14.82 | 0.901 | 5000 | 83 |  |  |  | FALSE | FALSE | FALSE | May, 02 2018 00:00:00 | 4.3 |  | standard |  |  |  |  | March, 30 2020 00:00:00 | FALSE | FALSE | FALSE | [6 empty] | AC | [7 empty] | FALSE
PXJHHB82 | iGlo, LLC | IGLO | GL22WT8FZNH3000KUDX1.2MX | Linear Replacement Lamp | T8 Four-Foot | Replacement Lamps (plug and play) (UL Type A) |  | standard | TRUE |  | 3234 | 132.49 | 24.41 | 14.77 | 0.9014 | 3022 | 82.8 | 5 | 50000 | July, 08 2016 00:00:00 | Not Dimmable | Not Dimmable | No |  | FFFGUY | [15 empty] | 91.4 |  | 1.2 | 1.32 | [6 empty] | 5 | 3243 | 132.49 | 24.41 | 14.77 | 0.901 | 3000 | 82.8 |  |  |  | FALSE | FALSE | FALSE | May, 02 2018 00:00:00 | 4.3 |  | standard |  |  |  |  | March, 30 2020 00:00:00 | FALSE | FALSE | FALSE | [6 empty] | AC | [7 empty] | FALSE
P9S46D8B | iGlo, LLC | IGLO | GL18WT8JZNH3000KUDX1.2MC | Linear Replacement Lamp | T8 Four-Foot | Replacement Lamps (plug and play) (UL Type A) |  | standard | TRUE |  | 2465 | 131.53 | 18.74 | 13.64 | 0.9058 | 2960 | 81.5 | 5 | 50000 | July, 08 2016 00:00:00 | Not Dimmable | Not Dimmable | No |  | FFFGUW | [15 empty] | 91.5 |  | 1.37 | 1.18 | [6 empty] | 5 | 2465 | 131.53 | 18.74 | 13.64 | 0.9058 | 3000 | 81.5 |  |  |  | FALSE | FALSE | FALSE | May, 02 2018 00:00:00 | 4.3 |  | standard |  |  |  |  | March, 30 2020 00:00:00 | FALSE | FALSE | FALSE | [6 empty] | AC | [7 empty] | FALSE
PFHKMX2N | iGlo, LLC | IGLO | GL18WT8JZNH3000KUDX1.2MF | Linear Replacement Lamp | T8 Four-Foot | Replacement Lamps (plug and play) (UL Type A) |  | standard | TRUE |  | 2098 | 114.33 | 18.35 | 13.23 | 0.9103 | 2958 | 81.7 | 5 | 50000 | July, 08 2016 00:00:00 | Not Dimmable | Not Dimmable | No | Product de-listed on 4/1/2017, re-listed on 4/28/2017 due to allowances requirements change | FFFGUX | [15 empty] | 88.9 |  | 1.4 | 1.15 | [6 empty] | 5 | 2098 | 114.33 | 18.35 | 13.23 | 0.9103 | 3000 | 81.7 |  |  |  | TRUE | FALSE | FALSE | May, 02 2018 00:00:00 | 4.3 |  | standard |  |  |  |  | March, 30 2020 00:00:00 | FALSE | FALSE | FALSE | [6 empty] | AC | [7 empty] | FALSE
PETA1FQ8 | US Lighting Group | US Lighting Group | FEB-UV12-27-F | Linear Replacement Lamp | T8 Four-Foot | Replacement Lamps (plug and play) (UL Type A) |  | standard | TRUE |  | 1543 | 111.65 | 13.82 | 6.5 | 0.973 | 2848 | 81.4 | 5 | 50000 | July, 08 2016 00:00:00 | Not Dimmable | Not Dimmable | No |  | TTTUFL | [15 empty] | 84.2 |  | 1.2 | 1.8 | [6 empty] | 5 | 1543 | 111.65 | 13.82 | 4.9 | 0.999 | 2848 | 81 |  |  |  | FALSE | FALSE | FALSE | May, 02 2018 00:00:00 | 4.3 |  | standard |  |  |  |  | March, 30 2020 00:00:00 | FALSE | FALSE | FALSE | [6 empty] | AC | [7 empty] | FALSE
PQRM1553 | US Lighting Group | US Lighting Group | FEB-UV18-30-F | Linear Replacement Lamp | T8 Four-Foot | Replacement Lamps (plug and play) (UL Type A) |  | standard | TRUE |  | 2350.86 | 124.45 | 18.89 | 17.7 | 0.911 | 2934 | 83.6 | 5 | 50000 | July, 08 2016 00:00:00 | Not Dimmable | Not Dimmable | No | Product de-listed on 4/1/2017, re-listed on 6/12/2017 due to update | TTTUFN | [15 empty] | 84 |  | 1.22 | 1.28 | [6 empty] | 5 | 2350.8 | 124.4 | 18.8 | 17.7 | 0.91 | 2934 | 83.6 |  |  |  | FALSE | FALSE | FALSE | May, 02 2018 00:00:00 | 4.3 |  | standard |  |  |  |  | March, 30 2020 00:00:00 | FALSE | FALSE | FALSE | [6 empty] | AC | [7 empty] | FALSE
PDCVQQVC | US Lighting Group | US Lighting Group | FEB-UV12-50-F | Linear Replacement Lamp | T8 Four-Foot | Replacement Lamps (plug and play) (UL Type A) |  | standard | FALSE | [10 empty] | July, 08 2016 00:00:00 | Not Dimmable | Not Dimmable | No |  | TTTUFL | [25 empty] | 5 | 1600 | 133.33 | 12 | 4.9 | 0.999 | 5000 | 81 |  |  |  | FALSE | FALSE | FALSE | May, 02 2018 00:00:00 | 4.3 |  | standard |  |  |  |  | March, 30 2020 00:00:00 | FALSE | FALSE | FALSE | [6 empty] | AC | [7 empty] | FALSE
PUBY9JXV | US Lighting Group | US Lighting Group | FEB-UV12-35-F | Linear Replacement Lamp | T8 Four-Foot | Replacement Lamps (plug and play) (UL Type A) |  | standard | FALSE | [10 empty] | July, 08 2016 00:00:00 | Not Dimmable | Not Dimmable | No |  | TTTUFL | [25 empty] | 5 | 1600 | 133.33 | 12 | 4.9 | 0.999 | 3500 | 81 |  |  |  | FALSE | FALSE | FALSE | May, 02 2018 00:00:00 | 4.3 |  | standard |  |  |  |  | March, 30 2020 00:00:00 | FALSE | FALSE | FALSE | [6 empty] | AC | [7 empty] | FALSE
PX9GMC3V | iGlo, LLC | IGLO | GL18WT8JZNH4100KUDX1.2MC | Linear Replacement Lamp | T8 Four-Foot | Replacement Lamps (plug and play) (UL Type A) |  | standard | FALSE | [10 empty] | July, 08 2016 00:00:00 | Not Dimmable | Not Dimmable | No |  | FFFGUW | [25 empty] | 5 | 2485 | 132.88 | 18.7 | 13.64 | 0.9058 | 4000 | 81.5 |  |  |  | FALSE | FALSE | FALSE | May, 02 2018 00:00:00 | 4.3 |  | standard |  |  |  |  | March, 30 2020 00:00:00 | FALSE | FALSE | FALSE | [6 empty] | AC | [7 empty] | FALSE
PCU9HJ7T | iGlo, LLC | IGLO | GL18WT8DZNH4100KUDX1.2MP | Linear Replacement Lamp | T8 Four-Foot | Replacement Lamps (plug and play) (UL Type A) |  | standard | FALSE | [10 empty] | July, 08 2016 00:00:00 | Not Dimmable | Not Dimmable | No |  | FFFGUZ | [25 empty] | 5 | 2252 | 123.57 | 18.22 | 14.05 | 0.903 | 4000 | 82.6 |  |  |  | FALSE | FALSE | FALSE | May, 02 2018 00:00:00 | 4.3 |  | standard |  |  |  |  | March, 30 2020 00:00:00 | FALSE | FALSE | FALSE | [6 empty] | AC | [7 empty] | FALSE
P25MFCVQ | Nectar Partners | NextLUX | NLT08-4048-85ED | Linear Replacement Lamp | T8 Four-Foot | Replacement Lamps (plug and play) (UL Type A) |  | standard | TRUE |  | 3362 | 107.4 | 31.3 | 13.2 | 0.954 | 4040 | 83.4 | 5 | 50000 | July, 08 2016 00:00:00 | Dimmable | Continuous Below 10 | NotYetVerified | Product de-listed on 4/1/2017, re-listed on 5/1/2017 due to update. | BBBCRS | [15 empty] | 86.4 |  | 1.22 | 1.5 | [6 empty] | 4.4 | 1898 | 127.6 | 14.9 | 13.2 | 0.9 | 4040 | 83 |  |  |  | FALSE | FALSE | FALSE | May, 02 2018 00:00:00 | 4.3 |  | standard |  |  |  |  | November, 02 2018 00:00:00 | FALSE | FALSE | FALSE | [6 empty] | AC | [7 empty] | FALSE
P9HJDGZE | Nectar Partners | NextLUX | NLT08-5048-85ED | Linear Replacement Lamp | T8 Four-Foot | Replacement Lamps (plug and play) (UL Type A) |  | standard | FALSE | [10 empty] | July, 08 2016 00:00:00 | Dimmable | Continuous Below 10 | NotYetVerified | Product de-listed on 4/1/2017, re-listed on 5/1/2017 due to update. | BBBCRS | [25 empty] | 5 | 1905 | 128.2 | 14.9 | 13.3 | 0.9 | 5201 | 84 |  |  |  | FALSE | FALSE | FALSE | May, 02 2018 00:00:00 | 4.3 |  | standard |  |  |  |  | March, 30 2020 00:00:00 | FALSE | FALSE | FALSE | [6 empty] | AC | [7 empty] | FALSE
PTMCTE3A | US Lighting Group | US Lighting Group | FEB-UV18-45-F | Linear Replacement Lamp | T8 Four-Foot | Replacement Lamps (plug and play) (UL Type A) |  | standard | FALSE | [10 empty] | July, 08 2016 00:00:00 | Not Dimmable | Not Dimmable | No | Product de-listed on 4/1/2017, re-listed on 6/12/2017 due to update | TTTUFN | [25 empty] | 5 | 2350.8 | 124.4 | 18.8 | 17.7 | 0.91 | 4500 | 83.6 |  |  |  | FALSE | FALSE | FALSE | May, 02 2018 00:00:00 | 4.3 |  | standard |  |  |  |  | March, 30 2020 00:00:00 | FALSE | FALSE | FALSE | [6 empty] | AC | [7 empty] | FALSE
PRGCEZ4W | US Lighting Group | US Lighting Group | FEB-UV18-50-F | Linear Replacement Lamp | T8 Four-Foot | Replacement Lamps (plug and play) (UL Type A) |  | standard | FALSE | [10 empty] | July, 08 2016 00:00:00 | Not Dimmable | Not Dimmable | No | Product de-listed on 4/1/2017, re-listed on 6/12/2017 due to update | TTTUFN | [25 empty] | 5 | 2499 | 130.7 | 19.1 | 18.1 | 0.92 | 4964 | 85 |  |  |  | FALSE | FALSE | FALSE | May, 02 2018 00:00:00 | 4.3 |  | standard |  |  |  |  | March, 30 2020 00:00:00 | FALSE | FALSE | FALSE | [6 empty] | AC | [7 empty] | FALSE
PHKF3YP3 | iGlo, LLC | IGLO | GL22WT8FZNH4100KUDX1.2MX | Linear Replacement Lamp | T8 Four-Foot | Replacement Lamps (plug and play) (UL Type A) |  | standard | FALSE | [10 empty] | July, 08 2016 00:00:00 | Not Dimmable | Not Dimmable | No |  | FFFGUY | [25 empty] | 5 | 3344 | 135.67 | 24.65 | 14.77 | 0.901 | 4000 | 82.8 |  |  |  | FALSE | FALSE | FALSE | May, 02 2018 00:00:00 | 4.3 |  | standard |  |  |  |  | March, 30 2020 00:00:00 | FALSE | FALSE | FALSE | [6 empty] | AC | [7 empty] | FALSE
P9BCV4VD | iGlo, LLC | IGLO | GL18WT8DZNH5000KUDX1.2MP | Linear Replacement Lamp | T8 Four-Foot | Replacement Lamps (plug and play) (UL Type A) |  | standard | FALSE | [10 empty] | July, 08 2016 00:00:00 | Not Dimmable | Not Dimmable | No |  | FFFGUZ | [25 empty] | 5 | 2281 | 125.33 | 18.2 | 14.56 | 0.902 | 5000 | 82.3 |  |  |  | FALSE | FALSE | FALSE | May, 02 2018 00:00:00 | 4.3 |  | standard |  |  |  |  | March, 30 2020 00:00:00 | FALSE | FALSE | FALSE | [6 empty] | AC | [7 empty] | FALSE
PVAYKB8K | iGlo, LLC | IGLO | GL18WT8DZNH3000KUDX1.2MP | Linear Replacement Lamp | T8 Four-Foot | Replacement Lamps (plug and play) (UL Type A) |  | standard | TRUE |  | 2222 | 121.82 | 18.24 | 14.05 | 0.9026 | 3011 | 82.6 | 5 | 50000 | July, 08 2016 00:00:00 | Not Dimmable | Not Dimmable | No |  | FFFGUZ | [15 empty] | 84.5 |  | 1.22 | 1.36 | [6 empty] | 5 | 2222 | 121.81 | 18.24 | 14.05 | 0.903 | 3000 | 82.6 |  |  |  | FALSE | FALSE | FALSE | May, 02 2018 00:00:00 | 4.3 |  | standard |  |  |  |  | March, 30 2020 00:00:00 | FALSE | FALSE | FALSE | [6 empty] | AC | [7 empty] | FALSE
P9689EXG | NOVO Solutions Group | NOVO | NSG-T8-18W-3500K | Linear Replacement Lamp | T8 Four-Foot | Replacement Lamps (plug and play) (UL Type A) |  | standard | TRUE |  | 2207 | 116.43 | 18.96 | 10.4 | 0.989 | 3431 | 82 | 5 | 50000 | July, 07 2016 00:00:00 | Not Dimmable | Not Dimmable | FALSE |  | IIIIYQ | [15 empty] | 85.4 |  | 1.26 | 1.24 | [6 empty] | 4.4 | 2200 | 116 | 18 | 10.4 | 0.988 | 3500 | 80 |  |  |  | FALSE | FALSE | FALSE | May, 02 2018 00:00:00 | 4.3 |  | standard |  |  |  |  | November, 02 2018 00:00:00 | FALSE | FALSE | FALSE | [6 empty] | AC | [7 empty] | FALSE
PEXHG3FM | NOVO Solutions Group | NOVO | NSG-T8-18W-5000K | Linear Replacement Lamp | T8 Four-Foot | Replacement Lamps (plug and play) (UL Type A) |  | standard | FALSE | [10 empty] | July, 07 2016 00:00:00 | Not Dimmable | Not Dimmable | FALSE |  | IIIIYQ | [25 empty] | 4.4 | 2300 | 116 | 18 | 10.4 | 0.988 | 5000 | 80 |  |  |  | FALSE | FALSE | FALSE | May, 02 2018 00:00:00 | 4.3 |  | standard |  |  |  |  | November, 02 2018 00:00:00 | FALSE | FALSE | FALSE | [6 empty] | AC | [7 empty] | FALSE
P9NMK432 | NOVO Solutions Group | NOVO | NSG-T8-18W-4000K | Linear Replacement Lamp | T8 Four-Foot | Replacement Lamps (plug and play) (UL Type A) |  | standard | FALSE | [10 empty] | July, 07 2016 00:00:00 | Not Dimmable | Not Dimmable | FALSE |  | IIIIYQ | [25 empty] | 4.4 | 2200 | 116 | 18 | 10.4 | 0.988 | 4000 | 80 |  |  |  | FALSE | FALSE | FALSE | May, 02 2018 00:00:00 | 4.3 |  | standard |  |  |  |  | November, 02 2018 00:00:00 | FALSE | FALSE | FALSE | [6 empty] | AC | [7 empty] | FALSE
PJGD6T2S | Abaco Lighting | ABACO | L32T8-14-8-BC-A-3000K | Linear Replacement Lamp | T8 Four-Foot | Replacement Lamps (plug and play) (UL Type A) |  | standard | TRUE |  | 1884.5 | 112.9 | 16.69 | 10.51 | 0.958 | 3016 | 82.8 | 5 | 50000 | July, 01 2016 00:00:00 | Not Dimmable | Not Dimmable | FALSE |  | TTTUEY | [15 empty] | 84.1 |  | 1.3 | 1.32 | [6 empty] | 4.4 | 1850 | 115 | 16.5 | 15 | 0.98 | 3000 | 80 |  |  |  | FALSE | FALSE | FALSE | May, 02 2018 00:00:00 | 4.3 |  | standard |  |  |  |  | November, 02 2018 00:00:00 | FALSE | FALSE | FALSE | [6 empty] | AC | [7 empty] | FALSE
PDYGDSB2 | Abaco Lighting | ABACO | L32T8-14-8-BC-A-3500K | Linear Replacement Lamp | T8 Four-Foot | Replacement Lamps (plug and play) (UL Type A) |  | standard | FALSE | [10 empty] | July, 01 2016 00:00:00 | Not Dimmable | Not Dimmable | FALSE |  | TTTUEY | [25 empty] | 4.4 | 1850 | 115 | 16.5 | 15 | 0.98 | 3500 | 80 |  |  |  | FALSE | FALSE | FALSE | May, 02 2018 00:00:00 | 4.3 |  | standard |  |  |  |  | November, 02 2018 00:00:00 | FALSE | FALSE | FALSE | [6 empty] | AC | [7 empty] | FALSE
PBH923R5 | Abaco Lighting | ABACO | L32T8-14-8-BC-A-5000K | Linear Replacement Lamp | T8 Four-Foot | Replacement Lamps (plug and play) (UL Type A) |  | standard | FALSE | [10 empty] | July, 01 2016 00:00:00 | Not Dimmable | Not Dimmable | No |  | TTTUEY | [25 empty] | 5 | 2000 | 120 | 16.5 | 15 | 0.98 | 5000 | 80 |  |  |  | FALSE | FALSE | FALSE | May, 02 2018 00:00:00 | 4.3 |  | standard |  |  |  |  | March, 30 2020 00:00:00 | FALSE | FALSE | FALSE | [6 empty] | AC | [7 empty] | FALSE
PGSSMPWD | Abaco Lighting | ABACO | L32T8-14-8-BC-A-4000K | Linear Replacement Lamp | T8 Four-Foot | Replacement Lamps (plug and play) (UL Type A) |  | standard | FALSE | [10 empty] | July, 01 2016 00:00:00 | Not Dimmable | Not Dimmable | No |  | TTTUEY | [25 empty] | 5 | 2000 | 120 | 16.5 | 15 | 0.98 | 4000 | 80 |  |  |  | FALSE | FALSE | FALSE | May, 02 2018 00:00:00 | 4.3 |  | standard |  |  |  |  | March, 30 2020 00:00:00 | FALSE | FALSE | FALSE | [6 empty] | AC | [7 empty] | FALSE
P3CYCYM6 | ALPHA GREEN ENERGY GMBH | CVMORE | UTUBE84FEBC18W.4000K | Linear Replacement Lamp | T8 Four-Foot | Replacement Lamps (plug and play) (UL Type A) |  | standard | FALSE | [10 empty] | June, 30 2016 00:00:00 | Not Dimmable | Not Dimmable | No |  | FFFGSY | [25 empty] | 5 | 2320 | 124.7 | 18.61 | 14.57 | 0.9355 | 4000 | 81 |  |  |  | FALSE | FALSE | FALSE | May, 02 2018 00:00:00 | 4.3 |  | standard |  |  |  |  | March, 30 2020 00:00:00 | FALSE | FALSE | FALSE | [6 empty] | AC | [7 empty] | FALSE
PE2XK9H6 | ALPHA GREEN ENERGY GMBH | CVMORE | UTUBE84FEBC18W.4500K | Linear Replacement Lamp | T8 Four-Foot | Replacement Lamps (plug and play) (UL Type A) |  | standard | FALSE | [10 empty] | June, 30 2016 00:00:00 | Not Dimmable | Not Dimmable | No |  | FFFGSY | [25 empty] | 5 | 2339 | 125.69 | 18.61 | 14.57 | 0.9355 | 4500 | 81 |  |  |  | FALSE | FALSE | FALSE | May, 02 2018 00:00:00 | 4.3 |  | standard |  |  |  |  | March, 30 2020 00:00:00 | FALSE | FALSE | FALSE | [6 empty] | AC | [7 empty] | FALSE
PU1JV5Y5 | ALPHA GREEN ENERGY GMBH | CVMORE | UTUBE84FEBC18W.3500K | Linear Replacement Lamp | T8 Four-Foot | Replacement Lamps (plug and play) (UL Type A) |  | standard | FALSE | [10 empty] | June, 30 2016 00:00:00 | Not Dimmable | Not Dimmable | No |  | FFFGSY | [25 empty] | 5 | 2302 | 123.7 | 18.61 | 14.57 | 0.9355 | 3500 | 81 |  |  |  | FALSE | FALSE | FALSE | May, 02 2018 00:00:00 | 4.3 |  | standard |  |  |  |  | March, 30 2020 00:00:00 | FALSE | FALSE | FALSE | [6 empty] | AC | [7 empty] | FALSE
PFF4MRFK | ALPHA GREEN ENERGY GMBH | CVMORE | UTUBE84FEBC18W.3000K | Linear Replacement Lamp | T8 Four-Foot | Replacement Lamps (plug and play) (UL Type A) |  | standard | TRUE |  | 2283 | 122.68 | 18.61 | 14.57 | 0.9355 | 2923 | 81 | 5 | 50000 | June, 30 2016 00:00:00 | Not Dimmable | Not Dimmable | No |  | FFFGSY | [15 empty] | 84.3 |  | 1.2 | 1.28 | [6 empty] | 5 | 2283 | 122.68 | 18.61 | 14.57 | 0.9355 | 3000 | 81 |  |  |  | FALSE | FALSE | FALSE | May, 02 2018 00:00:00 | 4.3 |  | standard |  |  |  |  | March, 30 2020 00:00:00 | FALSE | FALSE | FALSE | [6 empty] | AC | [7 empty] | FALSE
PDJYMBM4 | ALPHA GREEN ENERGY GMBH | CVMORE | UTUBE84FEBC18W.5000K | Linear Replacement Lamp | T8 Four-Foot | Replacement Lamps (plug and play) (UL Type A) |  | standard | FALSE | [10 empty] | June, 30 2016 00:00:00 | Not Dimmable | Not Dimmable | No |  | FFFGSY | [25 empty] | 5 | 2357 | 126.72 | 18.6 | 14.65 | 0.9319 | 5000 | 83 |  |  |  | FALSE | FALSE | FALSE | May, 02 2018 00:00:00 | 4.3 |  | standard |  |  |  |  | March, 30 2020 00:00:00 | FALSE | FALSE | FALSE | [6 empty] | AC | [7 empty] | FALSE
PPYBAD94 | JIAXING SUPER LIGHTING ELECTRIC APPLIANCE CO.,LTD | Super | T8L-IDDM13-2200-4ft-ABA-2x | Linear Replacement Lamp | T8 Four-Foot | Replacement Lamps (plug and play) (UL Type A) |  | standard | TRUE |  | 2235 | 125.5 | 17.82 | 8.68 | 0.972 | 3096 | 82.8 | 5 | 50000 | June, 29 2016 00:00:00 | Dimmable | Continuous Below 10 | No | Product updated 08/25/2016 | RRRTBK | [15 empty] | 82.5 |  | 1.3 | 1.34 | [6 empty] | 5 | 2200 | 122 | 18 | 8.68 | 1 | 3000 | 82 |  |  |  | FALSE | FALSE | FALSE | May, 02 2018 00:00:00 | 4.3 |  | standard |  |  |  |  | March, 30 2020 00:00:00 | FALSE | FALSE | FALSE | [6 empty] | AC | [7 empty] | FALSE
P8T3PWDT | JIAXING SUPER LIGHTING ELECTRIC APPLIANCE CO.,LTD | Super | T8L-IDDM13-2200-4ft-EBA-2x | Linear Replacement Lamp | T8 Four-Foot | Replacement Lamps (plug and play) (UL Type A) |  | standard | FALSE | [10 empty] | June, 29 2016 00:00:00 | Dimmable | Continuous Below 10 | No | Product updated 08/25/2016 | RRRTBK | [25 empty] | 5 | 2200 | 122 | 18 | 8.68 | 1 | 5000 | 82 |  |  |  | FALSE | FALSE | FALSE | May, 02 2018 00:00:00 | 4.3 |  | standard |  |  |  |  | March, 30 2020 00:00:00 | FALSE | FALSE | FALSE | [6 empty] | AC | [7 empty] | FALSE
PZW838M4 | JIAXING SUPER LIGHTING ELECTRIC APPLIANCE CO.,LTD | Super | T8L-IDDM13-2200-4ft-CBA-2x | Linear Replacement Lamp | T8 Four-Foot | Replacement Lamps (plug and play) (UL Type A) |  | standard | FALSE | [10 empty] | June, 29 2016 00:00:00 | Dimmable | Continuous Below 10 | No | Product updated 08/25/2016 | RRRTBK | [25 empty] | 5 | 2200 | 122 | 18 | 8.68 | 1 | 4000 | 82 |  |  |  | FALSE | FALSE | FALSE | May, 02 2018 00:00:00 | 4.3 |  | standard |  |  |  |  | March, 30 2020 00:00:00 | FALSE | FALSE | FALSE | [6 empty] | AC | [7 empty] | FALSE
PBX7RU9Z | JIAXING SUPER LIGHTING ELECTRIC APPLIANCE CO.,LTD | Super | T8L-IDDM13-2200-4ft-BBA-2x | Linear Replacement Lamp | T8 Four-Foot | Replacement Lamps (plug and play) (UL Type A) |  | standard | FALSE | [10 empty] | June, 29 2016 00:00:00 | Dimmable | Continuous Below 10 | No | Product updated 08/25/2016 | RRRTBK | [25 empty] | 5 | 2200 | 122 | 18 | 8.68 | 1 | 3500 | 82 |  |  |  | FALSE | FALSE | FALSE | May, 02 2018 00:00:00 | 4.3 |  | standard |  |  |  |  | March, 30 2020 00:00:00 | FALSE | FALSE | FALSE | [6 empty] | AC | [7 empty] | FALSE
PTT3QE9V | JIAXING SUPER LIGHTING ELECTRIC APPLIANCE CO.,LTD | Super | T8L-IDDM13-2200-4ft-DBA-2x | Linear Replacement Lamp | T8 Four-Foot | Replacement Lamps (plug and play) (UL Type A) |  | standard | FALSE | [10 empty] | June, 29 2016 00:00:00 | Dimmable | Continuous Below 10 | No | Product updated 08/25/2016 | RRRTBK | [25 empty] | 5 | 2200 | 122 | 18 | 8.68 | 1 | 4500 | 82 |  |  |  | FALSE | FALSE | FALSE | May, 02 2018 00:00:00 | 4.3 |  | standard |  |  |  |  | March, 30 2020 00:00:00 | FALSE | FALSE | FALSE | [6 empty] | AC | [7 empty] | FALSE
PYCCADSG | SmartRay Inc. | SmartRay | SRT8AB16W30K | Linear Replacement Lamp | T8 Four-Foot | Dual Mode Internal Driver (UL Type A and Type B) |  | standard | TRUE |  | 2296 | 132.11 | 17.38 | 14.95 | 0.9341 | 2934 | 82.4 | 5 | 50000 | June, 28 2016 00:00:00 | Not Dimmable | Not Dimmable | No |  | IIIIXL | [15 empty] | 85.5 |  | 1.2 | 1.26 | [6 empty] | 5 | 2296 | 132.11 | 16 | 14.95 | 0.9341 | 3000 | 82.4 |  |  |  | FALSE | FALSE | FALSE | May, 02 2018 00:00:00 | 4.3 |  | standard |  |  |  |  | March, 30 2020 00:00:00 | FALSE | FALSE | FALSE | [6 empty] | AC | [7 empty] | FALSE
PA27NU42 | Topaz Lighting Corp. | Topaz | L4T8E/830/12/F-79 | Linear Replacement Lamp | T8 Four-Foot | Replacement Lamps (plug and play) (UL Type A) |  | standard | TRUE |  | 1761.52 | 117.06 | 15.048 | 7.83 | 0.9605 | 2982 | 81.7 | 5 | 50000 | June, 28 2016 00:00:00 | Not Dimmable | Not Dimmable | No |  | MMMOTA | [15 empty] | 90.8 |  | 1.3 | 1.42 | [6 empty] | 5 | 1600 | 117.06 | 12 | 7.83 | 0.996 | 3000 | 82 |  |  |  | FALSE | FALSE | FALSE | May, 02 2018 00:00:00 | 4.3 |  | standard |  |  |  |  | March, 30 2020 00:00:00 | FALSE | FALSE | FALSE | [6 empty] | AC | [7 empty] | FALSE
PQ16BBRM | SmartRay Inc. | SmartRay | SRT8AB16W40K | Linear Replacement Lamp | T8 Four-Foot | Dual Mode Internal Driver (UL Type A and Type B) |  | standard | FALSE | [10 empty] | June, 28 2016 00:00:00 | Not Dimmable | Not Dimmable | No |  | IIIIXL | [25 empty] | 5 | 2334 | 133.6 | 16 | 14.95 | 0.9341 | 4000 | 82.4 |  |  |  | FALSE | FALSE | FALSE | May, 02 2018 00:00:00 | 4.3 |  | standard |  |  |  |  | March, 30 2020 00:00:00 | FALSE | FALSE | FALSE | [6 empty] | AC | [7 empty] | FALSE
PZX7YWVR | SmartRay Inc. | SmartRay | SRT8AB16W50K | Linear Replacement Lamp | T8 Four-Foot | Dual Mode Internal Driver (UL Type A and Type B) |  | standard | FALSE | [10 empty] | June, 28 2016 00:00:00 | Not Dimmable | Not Dimmable | No |  | IIIIXL | [25 empty] | 5 | 2354 | 134.05 | 16 | 14.49 | 0.9326 | 5000 | 83 |  |  |  | FALSE | FALSE | FALSE | May, 02 2018 00:00:00 | 4.3 |  | standard |  |  |  |  | March, 30 2020 00:00:00 | FALSE | FALSE | FALSE | [6 empty] | AC | [7 empty] | FALSE
PBX4J57A | Topaz Lighting Corp. | Topaz | L4T8E/840/12/F-79 | Linear Replacement Lamp | T8 Four-Foot | Replacement Lamps (plug and play) (UL Type A) |  | standard | FALSE | [10 empty] | June, 28 2016 00:00:00 | Not Dimmable | Not Dimmable | No |  | MMMOTA | [25 empty] | 5 | 1600 | 119.413 | 12 | 7.83 | 0.996 | 4000 | 82 |  |  |  | FALSE | FALSE | FALSE | May, 02 2018 00:00:00 | 4.3 |  | standard |  |  |  |  | March, 30 2020 00:00:00 | FALSE | FALSE | FALSE | [6 empty] | AC | [7 empty] | FALSE
PAW4U2SY | Topaz Lighting Corp. | Topaz | L4T8E/850/12/F-79 | Linear Replacement Lamp | T8 Four-Foot | Replacement Lamps (plug and play) (UL Type A) |  | standard | FALSE | [10 empty] | June, 28 2016 00:00:00 | Not Dimmable | Not Dimmable | No |  | MMMOTA | [25 empty] | 5 | 1600 | 119.413 | 12 | 7.83 | 0.996 | 5000 | 82 |  |  |  | FALSE | FALSE | FALSE | May, 02 2018 00:00:00 | 4.3 |  | standard |  |  |  |  | March, 30 2020 00:00:00 | FALSE | FALSE | FALSE | [6 empty] | AC | [7 empty] | FALSE
PT73GEV8 | SmartRay Inc. | SmartRay | SRT8AB14W30K | Linear Replacement Lamp | T8 Four-Foot | Dual Mode Internal Driver (UL Type A and Type B) |  | standard | TRUE |  | 2082 | 131.36 | 15.85 | 14.96 | 0.9226 | 2930 | 82.3 | 5 | 50000 | June, 28 2016 00:00:00 | Not Dimmable | Not Dimmable | No | Product de-listed on 4/1/2017, re-listed on 4/28/2017 due to allowances requirements change | IIIIXM | [15 empty] | 85.4 |  | 1.2 | 1.24 | [6 empty] | 5 | 2082 | 131.36 | 14 | 15.02 | 0.933 | 3000 | 82.3 |  |  |  | TRUE | FALSE | FALSE | May, 02 2018 00:00:00 | 4.3 |  | standard |  |  |  |  | March, 30 2020 00:00:00 | FALSE | FALSE | FALSE | [6 empty] | AC | [7 empty] | FALSE
PAQMRN7W | Topaz Lighting Corp. | Topaz | L4T8E/835/12/F-79 | Linear Replacement Lamp | T8 Four-Foot | Replacement Lamps (plug and play) (UL Type A) |  | standard | FALSE | [10 empty] | June, 28 2016 00:00:00 | Not Dimmable | Not Dimmable | No |  | MMMOTA | [25 empty] | 5 | 1600 | 117.06 | 12 | 7.83 | 0.996 | 3500 | 82 |  |  |  | FALSE | FALSE | FALSE | May, 02 2018 00:00:00 | 4.3 |  | standard |  |  |  |  | March, 30 2020 00:00:00 | FALSE | FALSE | FALSE | [6 empty] | AC | [7 empty] | FALSE
PDWFM8XS | TGL Inc. | TGL Lighting | PREM-12W-4FT-410K | Linear Replacement Lamp | T8 Four-Foot | Replacement Lamps (plug and play) (UL Type A) |  | standard | TRUE |  | 1773.09 | 153 | 11.63 | 11 | 0.94 | 4077 | 85 | 5 | 50000 | June, 27 2016 00:00:00 | Not Dimmable | Not Dimmable | No |  | UUUASK | [15 empty] | 89.6 |  | 1.18 | 1.38 | [6 empty] | 5 | 1773.09 | 153 | 11.63 | 11 | 0.94 | 4077 | 85 |  |  |  | FALSE | FALSE | FALSE | May, 02 2018 00:00:00 | 4.3 |  | standard |  |  |  |  | March, 30 2020 00:00:00 | FALSE | FALSE | FALSE | [6 empty] | AC | [7 empty] | FALSE
P63JH3DB | FY Lighting Co., Ltd | Fen Yong | FY-T8-4FTC(35K120CRXA) | Linear Replacement Lamp | T8 Four-Foot | Replacement Lamps (plug and play) (UL Type A) |  | standard | FALSE | [10 empty] | June, 27 2016 00:00:00 | Dimmable | Continuous Below 10 | No |  | LLLAMN | [25 empty] | 5 | 2760 | 136.23 | 20.26 | 10.92 | 0.9435 | 3500 | 81.9 |  |  |  | FALSE | FALSE | FALSE | May, 02 2018 00:00:00 | 4.3 |  | standard |  |  |  |  | March, 30 2020 00:00:00 | FALSE | FALSE | FALSE | [6 empty] | AC | [7 empty] | FALSE
P7JTTF8W | FY Lighting Co., Ltd | Fen Yong | FY-T8-4FTF(30K120CRXA) | Linear Replacement Lamp | T8 Four-Foot | Replacement Lamps (plug and play) (UL Type A) |  | standard | TRUE |  | 2428 | 119.55 | 20.31 | 10.87 | 0.9439 | 2975 | 82.4 | 5 | 50000 | June, 27 2016 00:00:00 | Dimmable | Continuous Below 10 | No |  | LLLAMM | [15 empty] | 89.7 |  | 1.16 | 1.34 | [6 empty] | 5 | 2432 | 120.04 | 20.26 | 10.87 | 0.9439 | 3000 | 82.4 |  |  |  | FALSE | FALSE | FALSE | May, 02 2018 00:00:00 | 4.3 |  | standard |  |  |  |  | March, 30 2020 00:00:00 | FALSE | FALSE | FALSE | [6 empty] | AC | [7 empty] | FALSE
PCUZHXPD | TGL Inc. | TGL Lighting | PREM-12W-4FT-500K | Linear Replacement Lamp | T8 Four-Foot | Replacement Lamps (plug and play) (UL Type A) |  | standard | FALSE | [10 empty] | June, 27 2016 00:00:00 | Not Dimmable | Not Dimmable | No |  | UUUASK | [25 empty] | 5 | 1784.79 | 154 | 11.56 | 11 | 0.94 | 5070 | 84 |  |  |  | FALSE | FALSE | FALSE | May, 02 2018 00:00:00 | 4.3 |  | standard |  |  |  |  | March, 30 2020 00:00:00 | FALSE | FALSE | FALSE | [6 empty] | AC | [7 empty] | FALSE
P16J8AEP | FY Lighting Co., Ltd | Fen Yong | FY-T8-4FTF(45K120CRXA) | Linear Replacement Lamp | T8 Four-Foot | Replacement Lamps (plug and play) (UL Type A) |  | standard | FALSE | [10 empty] | June, 27 2016 00:00:00 | Dimmable | Continuous Below 10 | No |  | LLLAMM | [25 empty] | 5 | 2603 | 128.35 | 20.26 | 10.87 | 0.9439 | 4500 | 82.4 |  |  |  | FALSE | FALSE | FALSE | May, 02 2018 00:00:00 | 4.3 |  | standard |  |  |  |  | March, 30 2020 00:00:00 | FALSE | FALSE | FALSE | [6 empty] | AC | [7 empty] | FALSE
PFRHDKG3 | DH Lighting (Shenzhen) Co., Ltd | DHLighting | DH-TU-12W-F5120 | Linear Replacement Lamp | T8 Four-Foot | Replacement Lamps (plug and play) (UL Type A) |  | standard | FALSE | [10 empty] | June, 27 2016 00:00:00 | Not Dimmable | Not Dimmable | No |  | RRRTAW | [25 empty] | 5 | 1647 | 125.25 | 13.15 | 9.75 | 0.94 | 5000 | 81.4 |  |  |  | FALSE | FALSE | FALSE | May, 02 2018 00:00:00 | 4.3 |  | standard |  |  |  |  | March, 30 2020 00:00:00 | FALSE | FALSE | FALSE | [6 empty] | AC | [7 empty] | FALSE
PHW2CNAE | FY Lighting Co., Ltd | Fen Yong | FY-T8-4FTF(35K120CRXA) | Linear Replacement Lamp | T8 Four-Foot | Replacement Lamps (plug and play) (UL Type A) |  | standard | FALSE | [10 empty] | June, 27 2016 00:00:00 | Dimmable | Continuous Below 10 | No |  | LLLAMM | [25 empty] | 5 | 2489 | 122.73 | 20.26 | 10.87 | 0.9439 | 3500 | 82.4 |  |  |  | FALSE | FALSE | FALSE | May, 02 2018 00:00:00 | 4.3 |  | standard |  |  |  |  | March, 30 2020 00:00:00 | FALSE | FALSE | FALSE | [6 empty] | AC | [7 empty] | FALSE
PJH8GP6N | FY Lighting Co., Ltd | Fen Yong | FY-T8-4FTF(40K120CRXA) | Linear Replacement Lamp | T8 Four-Foot | Replacement Lamps (plug and play) (UL Type A) |  | standard | FALSE | [10 empty] | June, 27 2016 00:00:00 | Dimmable | Continuous Below 10 | No |  | LLLAMM | [25 empty] | 5 | 2546 | 125.54 | 20.26 | 10.87 | 0.9439 | 4000 | 82.4 |  |  |  | FALSE | FALSE | FALSE | May, 02 2018 00:00:00 | 4.3 |  | standard |  |  |  |  | March, 30 2020 00:00:00 | FALSE | FALSE | FALSE | [6 empty] | AC | [7 empty] | FALSE
P3NPZ3HV | DH Lighting (Shenzhen) Co., Ltd | DHLighting | DH-TU-12W-F3120 | Linear Replacement Lamp | T8 Four-Foot | Replacement Lamps (plug and play) (UL Type A) |  | standard | TRUE |  | 1617 | 123.34 | 13.11 | 9.89 | 0.9379 | 3105 | 81.8 | 5 | 50000 | June, 27 2016 00:00:00 | Not Dimmable | Not Dimmable | No |  | RRRTAW | [15 empty] | 88.9 |  | 1.16 | 1.42 | [6 empty] | 5 | 1617 | 123.34 | 13.11 | 9.89 | 0.94 | 3000 | 81.8 |  |  |  | FALSE | FALSE | FALSE | May, 02 2018 00:00:00 | 4.3 |  | standard |  |  |  |  | March, 30 2020 00:00:00 | FALSE | FALSE | FALSE | [6 empty] | AC | [7 empty] | FALSE
P55PZQM3 | FY Lighting Co., Ltd | Fen Yong | FY-T8-4FTC(30K120CRXA) | Linear Replacement Lamp | T8 Four-Foot | Replacement Lamps (plug and play) (UL Type A) |  | standard | TRUE |  | 2695 | 132.76 | 20.3 | 10.92 | 0.9435 | 2972 | 81.9 | 5 | 500000 | June, 27 2016 00:00:00 | Dimmable | Continuous Below 10 | No |  | LLLAMN | [15 empty] | 91.4 |  | 1.2 | 1.34 | [6 empty] | 5 | 2698 | 133.3 | 20.24 | 10.92 | 0.9435 | 3000 | 81.9 |  |  |  | FALSE | FALSE | FALSE | May, 02 2018 00:00:00 | 4.3 |  | standard |  |  |  |  | March, 30 2020 00:00:00 | FALSE | FALSE | FALSE | [6 empty] | AC | [7 empty] | FALSE
PCU94537 | DH Lighting (Shenzhen) Co., Ltd | DHLighting | DH-TU-12W-F35120 | Linear Replacement Lamp | T8 Four-Foot | Replacement Lamps (plug and play) (UL Type A) |  | standard | FALSE | [10 empty] | June, 27 2016 00:00:00 | Not Dimmable | Not Dimmable | No |  | RRRTAW | [25 empty] | 5 | 1625 | 123.72 | 13.13 | 9.89 | 0.94 | 3500 | 81.8 |  |  |  | FALSE | FALSE | FALSE | May, 02 2018 00:00:00 | 4.3 |  | standard |  |  |  |  | March, 30 2020 00:00:00 | FALSE | FALSE | FALSE | [6 empty] | AC | [7 empty] | FALSE
PYWH5B9X | DH Lighting (Shenzhen) Co., Ltd | DHLighting | DH-TU-12W-F4120 | Linear Replacement Lamp | T8 Four-Foot | Replacement Lamps (plug and play) (UL Type A) |  | standard | FALSE | [10 empty] | June, 27 2016 00:00:00 | Not Dimmable | Not Dimmable | No |  | RRRTAW | [25 empty] | 5 | 1632 | 124.3 | 13.13 | 9.89 | 0.94 | 4000 | 81.8 |  |  |  | FALSE | FALSE | FALSE | May, 02 2018 00:00:00 | 4.3 |  | standard |  |  |  |  | March, 30 2020 00:00:00 | FALSE | FALSE | FALSE | [6 empty] | AC | [7 empty] | FALSE
PSQ9FJ9R | DH Lighting (Shenzhen) Co., Ltd | DHLighting | DH-TU-12W-F45120 | Linear Replacement Lamp | T8 Four-Foot | Replacement Lamps (plug and play) (UL Type A) |  | standard | FALSE | [10 empty] | June, 27 2016 00:00:00 | Not Dimmable | Not Dimmable | No |  | RRRTAW | [25 empty] | 5 | 1640 | 124.87 | 13.13 | 9.89 | 0.94 | 4500 | 81.8 |  |  |  | FALSE | FALSE | FALSE | May, 02 2018 00:00:00 | 4.3 |  | standard |  |  |  |  | March, 30 2020 00:00:00 | FALSE | FALSE | FALSE | [6 empty] | AC | [7 empty] | FALSE
P1RQ4G71 | FY Lighting Co., Ltd | Fen Yong | FY-T8-4FTC(40K120CRXA) | Linear Replacement Lamp | T8 Four-Foot | Replacement Lamps (plug and play) (UL Type A) |  | standard | FALSE | [10 empty] | June, 27 2016 00:00:00 | Dimmable | Continuous Below 10 | No |  | LLLAMN | [25 empty] | 5 | 2822 | 139.29 | 20.26 | 10.92 | 0.9435 | 4000 | 81.9 |  |  |  | FALSE | FALSE | FALSE | May, 02 2018 00:00:00 | 4.3 |  | standard |  |  |  |  | March, 30 2020 00:00:00 | FALSE | FALSE | FALSE | [6 empty] | AC | [7 empty] | FALSE
P5BGFTWU | FY Lighting Co., Ltd | Fen Yong | FY-T8-4FTC(45K120CRXA) | Linear Replacement Lamp | T8 Four-Foot | Replacement Lamps (plug and play) (UL Type A) |  | standard | FALSE | [10 empty] | June, 27 2016 00:00:00 | Dimmable | Continuous Below 10 | No |  | LLLAMN | [25 empty] | 5 | 2884 | 142.35 | 20.26 | 10.92 | 0.9435 | 4500 | 81.9 |  |  |  | FALSE | FALSE | FALSE | May, 02 2018 00:00:00 | 4.3 |  | standard |  |  |  |  | March, 30 2020 00:00:00 | FALSE | FALSE | FALSE | [6 empty] | AC | [7 empty] | FALSE
P392GMYW | FY Lighting Co., Ltd | Fen Yong | FY-T8-4FTC(50K120CRXA) | Linear Replacement Lamp | T8 Four-Foot | Replacement Lamps (plug and play) (UL Type A) |  | standard | FALSE | [10 empty] | June, 27 2016 00:00:00 | Dimmable | Continuous Below 10 | No |  | LLLAMN | [25 empty] | 5 | 2947 | 145.32 | 20.28 | 10.83 | 0.9438 | 5000 | 81.5 |  |  |  | FALSE | FALSE | FALSE | May, 02 2018 00:00:00 | 4.3 |  | standard |  |  |  |  | March, 30 2020 00:00:00 | FALSE | FALSE | FALSE | [6 empty] | AC | [7 empty] | FALSE
PSKJ1VUB | FY Lighting Co., Ltd | Fen Yong | FY-T8-4FTF(50K120CRXA) | Linear Replacement Lamp | T8 Four-Foot | Replacement Lamps (plug and play) (UL Type A) |  | standard | FALSE | [10 empty] | June, 27 2016 00:00:00 | Dimmable | Continuous Below 10 | No |  | LLLAMM | [25 empty] | 5 | 2658 | 130.94 | 20.3 | 10.78 | 0.9435 | 5000 | 82.2 |  |  |  | FALSE | FALSE | FALSE | May, 02 2018 00:00:00 | 4.3 |  | standard |  |  |  |  | March, 30 2020 00:00:00 | FALSE | FALSE | FALSE | [6 empty] | AC | [7 empty] | FALSE
P3EEDCTJ | Goodlite Products Inc | GOODLITE PRODUCTS | G-83404 | Linear Replacement Lamp | T8 Four-Foot | Replacement Lamps (plug and play) (UL Type A) |  | standard | FALSE | [10 empty] | June, 24 2016 00:00:00 | Not Dimmable | Not Dimmable | No | Updated on 4/24/2017 | SSSBHG | [25 empty] | 5 | 2200 | 122 | 18 | 11.48 | 0.97 | 5000 | 82.7 |  |  |  | FALSE | FALSE | FALSE | May, 02 2018 00:00:00 | 4.3 |  | standard |  |  |  |  | March, 30 2020 00:00:00 | FALSE | FALSE | FALSE | [6 empty] | AC | [7 empty] | FALSE
PH563U3B | Davidson Industry, LLC | DAVIDSON | eNOVOT8/XLUB/12K(5000K) | Linear Replacement Lamp | T8 Four-Foot | Dual Mode Internal Driver (UL Type A and Type B) |  | standard | FALSE | [10 empty] | June, 24 2016 00:00:00 | Not Dimmable | Not Dimmable | NotYetVerified | Product updated on 9/6/16 | UUUASD | [25 empty] | 5 | 1892 | 148.63 | 12.73 | 16.09 | 0.9137 | 5000 | 82.1 |  |  |  | FALSE | FALSE | FALSE | May, 02 2018 00:00:00 | 4.3 |  | standard |  |  |  |  | March, 30 2020 00:00:00 | FALSE | FALSE | FALSE | [6 empty] | AC | [7 empty] | FALSE
PWZF7EZA | wei's international trading corp | weis-led | WT4F18W3KF | Linear Replacement Lamp | T8 Four-Foot | Dual Mode Internal Driver (UL Type A and Type B) |  | standard | TRUE |  | 2502 | 136.59 | 18.32 | 20.67 | 0.9039 | 2985 | 81.8 | 5 | 50000 | June, 24 2016 00:00:00 | Not Dimmable | Not Dimmable | NO | Updated on 12/12/2017 | JJJLNV | [15 empty] | 89.1 |  | 1.14 | 1.4 | [6 empty] | 5 | 2502 | 136.59 | 18.32 | 20.48 | 0.9045 | 3000 | 81.8 |  |  |  | FALSE | FALSE | FALSE | May, 02 2018 00:00:00 | 4.3 |  | standard |  |  |  |  | March, 30 2020 00:00:00 | FALSE | FALSE | FALSE | [6 empty] | AC | [7 empty] | FALSE
PHQK5BDG | Davidson Industry, LLC | DAVIDSON | eNOVOT8/XLUB/12K(3000K) | Linear Replacement Lamp | T8 Four-Foot | Dual Mode Internal Driver (UL Type A and Type B) |  | standard | TRUE |  | 1782 | 141.09 | 12.63 | 16.59 | 0.9132 | 3098 | 84 | 5 | 50000 | June, 24 2016 00:00:00 | Not Dimmable | Not Dimmable | NotYetVerified | Product updated on 9/6/16 | UUUASD | [15 empty] | 85.5 |  | 1.36 | 1.26 | [6 empty] | 5 | 1782 | 141.09 | 12.63 | 16.59 | 0.9132 | 3000 | 83.6 |  |  |  | FALSE | FALSE | FALSE | May, 02 2018 00:00:00 | 4.3 |  | standard |  |  |  |  | March, 30 2020 00:00:00 | FALSE | FALSE | FALSE | [6 empty] | AC | [7 empty] | FALSE
PXTUPPC7 | Davidson Industry, LLC | DAVIDSON | eNOVOT8/XLUB/12K(4500K) | Linear Replacement Lamp | T8 Four-Foot | Dual Mode Internal Driver (UL Type A and Type B) |  | standard | FALSE | [10 empty] | June, 24 2016 00:00:00 | Not Dimmable | Not Dimmable | NotYetVerified | Product updated on 9/6/16 | UUUASD | [25 empty] | 5 | 1782 | 141.09 | 12.63 | 16.59 | 0.9132 | 4500 | 83.6 |  |  |  | FALSE | FALSE | FALSE | May, 02 2018 00:00:00 | 4.3 |  | standard |  |  |  |  | March, 30 2020 00:00:00 | FALSE | FALSE | FALSE | [6 empty] | AC | [7 empty] | FALSE
PGAKGDMB | wei's international trading corp | weis-led | WT4F18W4KF | Linear Replacement Lamp | T8 Four-Foot | Dual Mode Internal Driver (UL Type A and Type B) |  | standard | FALSE | [10 empty] | June, 24 2016 00:00:00 | Not Dimmable | Not Dimmable | NO | Updated on 12/12/2017 | JJJLNV | [25 empty] | 5 | 2541 | 137.95 | 18.42 | 20.48 | 0.9045 | 4000 | 81.8 |  |  |  | FALSE | FALSE | FALSE | May, 02 2018 00:00:00 | 4.3 |  | standard |  |  |  |  | March, 30 2020 00:00:00 | FALSE | FALSE | FALSE | [6 empty] | AC | [7 empty] | FALSE
PV8FRKN3 | wei's international trading corp | weis-led | WT4F18W5KF | Linear Replacement Lamp | T8 Four-Foot | Dual Mode Internal Driver (UL Type A and Type B) |  | standard | FALSE | [10 empty] | June, 24 2016 00:00:00 | Not Dimmable | Not Dimmable | NO | Updated on 12/12/2017 | JJJLNV | [25 empty] | 5 | 2580 | 139.37 | 18.51 | 21.98 | 0.8951 | 5000 | 82.3 |  |  |  | FALSE | FALSE | FALSE | May, 02 2018 00:00:00 | 4.3 |  | standard |  |  |  |  | March, 30 2020 00:00:00 | FALSE | FALSE | FALSE | [6 empty] | AC | [7 empty] | FALSE
PDTK8232 | Goodlite Products Inc | GOODLITE PRODUCTS | G-83403 | Linear Replacement Lamp | T8 Four-Foot | Replacement Lamps (plug and play) (UL Type A) |  | standard | TRUE |  | 2324 | 116.73 | 19.91 | 11.29 | 0.9769 | 4082 | 82.8 | 5 | 50000 | June, 24 2016 00:00:00 | Not Dimmable | Not Dimmable | FALSE | Updated on 4/24/2017 | SSSBHG | [15 empty] | 85 |  | 1.22 | 1.3 | [6 empty] | 4.4 | 2100 | 116 | 18 | 11.29 | 0.98 | 4000 | 82.8 |  |  |  | FALSE | FALSE | FALSE | May, 02 2018 00:00:00 | 4.3 |  | standard |  |  |  |  | November, 02 2018 00:00:00 | FALSE | FALSE | FALSE | [6 empty] | AC | [7 empty] | FALSE
P9NKBM1C | Davidson Industry, LLC | DAVIDSON | eNOVOT8/XLUB/12K(4000K) | Linear Replacement Lamp | T8 Four-Foot | Dual Mode Internal Driver (UL Type A and Type B) |  | standard | FALSE | [10 empty] | June, 24 2016 00:00:00 | Not Dimmable | Not Dimmable | NotYetVerified | Product updated on 9/6/16 | UUUASD | [25 empty] | 5 | 1782 | 141.09 | 12.63 | 16.59 | 0.9132 | 4000 | 83.6 |  |  |  | FALSE | FALSE | FALSE | May, 02 2018 00:00:00 | 4.3 |  | standard |  |  |  |  | March, 30 2020 00:00:00 | FALSE | FALSE | FALSE | [6 empty] | AC | [7 empty] | FALSE
P8FHCU7C | Davidson Industry, LLC | DAVIDSON | eNOVOT8/XLUB/12K(3500K) | Linear Replacement Lamp | T8 Four-Foot | Dual Mode Internal Driver (UL Type A and Type B) |  | standard | FALSE | [10 empty] | June, 24 2016 00:00:00 | Not Dimmable | Not Dimmable | NotYetVerified | Product updated on 9/6/16 | UUUASD | [25 empty] | 5 | 1782 | 141.09 | 12.63 | 16.59 | 0.9132 | 3500 | 83.6 |  |  |  | FALSE | FALSE | FALSE | May, 02 2018 00:00:00 | 4.3 |  | standard |  |  |  |  | March, 30 2020 00:00:00 | FALSE | FALSE | FALSE | [6 empty] | AC | [7 empty] | FALSE
PSA2CGX8 | ESL Vision | ESL VISION | ESL-T8PBC-15W-F135 | Linear Replacement Lamp | T8 Four-Foot | Dual Mode Internal Driver (UL Type A and Type B) |  | standard | TRUE |  | 1727 | 113.62 | 15.2 | 19.41 | 0.9011 | 3403 | 85 | 5 | 50000 | June, 22 2016 00:00:00 | Not Dimmable | Not Dimmable | FALSE | Product de-listed on 4/1/2017 re-listed on 4/11/2017 due to update | PPPRCA | [15 empty] | 88.8 |  | 1.16 | 1.38 | [6 empty] | 4.4 | 1728 | 117.15 | 14.75 | 15.93 | 0.9 | 3500 | 85 |  |  |  | FALSE | FALSE | FALSE | May, 02 2018 00:00:00 | 4.3 |  | standard |  |  |  |  | November, 02 2018 00:00:00 | FALSE | FALSE | FALSE | [6 empty] | AC | [7 empty] | FALSE
PAYJE6AE | Holt Energy Design | Holt Energy | HEDLEDT84BC18C30K | Linear Replacement Lamp | T8 Four-Foot | Replacement Lamps (plug and play) (UL Type A) |  | standard | TRUE |  | 1998 | 118.29 | 16.89 | 9.58 | 0.9656 | 2954 | 81.7 | 5 | 50000 | June, 22 2016 00:00:00 | Not Dimmable | Not Dimmable | NotYetVerified | Internal driver; compatible with existing fluorescent ballast | MMMOSD | [15 empty] | 91.2 |  | 1.34 | 1.32 | [6 empty] | 5 | 1998 | 118.29 | 16.89 | 9.58 | 0.9656 | 3000 | 81.7 |  |  |  | FALSE | FALSE | FALSE | May, 02 2018 00:00:00 | 4.3 |  | standard |  |  |  |  | March, 30 2020 00:00:00 | FALSE | FALSE | FALSE | [6 empty] | AC | [7 empty] | FALSE
PX8CW72T | ESL Vision | ESL Vision | ESL-T8PBC-15W-F150 | Linear Replacement Lamp | T8 Four-Foot | Dual Mode Internal Driver (UL Type A and Type B) |  | standard | FALSE | [10 empty] | June, 22 2016 00:00:00 | Not Dimmable | Not Dimmable | No | Product de-listed on 4/1/2017 re-listed on 4/11/2017 due to update | PPPRCA | [25 empty] | 5 | 1802 | 121.51 | 14.83 | 15.88 | 0.9 | 5000 | 84.3 |  |  |  | FALSE | FALSE | FALSE | May, 02 2018 00:00:00 | 4.3 |  | standard |  |  |  |  | March, 30 2020 00:00:00 | FALSE | FALSE | FALSE | [6 empty] | AC | [7 empty] | FALSE
PPBB55KM | Holt Energy Design | Holt Energy | HEDLEDT84BC18C45K | Linear Replacement Lamp | T8 Four-Foot | Replacement Lamps (plug and play) (UL Type A) |  | standard | FALSE | [10 empty] | June, 22 2016 00:00:00 | Not Dimmable | Not Dimmable | NotYetVerified | Internal driver; compatible with existing fluorescent ballast | MMMOSD | [25 empty] | 5 | 1998 | 118.29 | 16.89 | 9.58 | 0.9656 | 4500 | 81.7 |  |  |  | FALSE | FALSE | FALSE | May, 02 2018 00:00:00 | 4.3 |  | standard |  |  |  |  | March, 30 2020 00:00:00 | FALSE | FALSE | FALSE | [6 empty] | AC | [7 empty] | FALSE
PZPJQQQD | Holt Energy Design | Holt Energy | HEDLEDT84BC18C40K | Linear Replacement Lamp | T8 Four-Foot | Replacement Lamps (plug and play) (UL Type A) |  | standard | FALSE | [10 empty] | June, 22 2016 00:00:00 | Not Dimmable | Not Dimmable | NotYetVerified | Internal driver; compatible with existing fluorescent ballast | MMMOSD | [25 empty] | 5 | 1998 | 118.29 | 16.89 | 9.58 | 0.9656 | 4000 | 81.7 |  |  |  | FALSE | FALSE | FALSE | May, 02 2018 00:00:00 | 4.3 |  | standard |  |  |  |  | March, 30 2020 00:00:00 | FALSE | FALSE | FALSE | [6 empty] | AC | [7 empty] | FALSE
PSR9YMYF | ESL Vision | ESL Vision | ESL-T8PBC-15W-F140 | Linear Replacement Lamp | T8 Four-Foot | Dual Mode Internal Driver (UL Type A and Type B) |  | standard | FALSE | [10 empty] | June, 22 2016 00:00:00 | Not Dimmable | Not Dimmable | No | Product de-listed on 4/1/2017 re-listed on 4/11/2017 due to update | PPPRCA | [25 empty] | 5 | 1765 | 119.34 | 14.79 | 15.93 | 0.9 | 4000 | 85 |  |  |  | FALSE | FALSE | FALSE | May, 02 2018 00:00:00 | 4.3 |  | standard |  |  |  |  | March, 30 2020 00:00:00 | FALSE | FALSE | FALSE | [6 empty] | AC | [7 empty] | FALSE
P89VXWN6 | Holt Energy Design | Holt Energy | HEDLEDT84BC18C50K | Linear Replacement Lamp | T8 Four-Foot | Replacement Lamps (plug and play) (UL Type A) |  | standard | FALSE | [10 empty] | June, 22 2016 00:00:00 | Not Dimmable | Not Dimmable | NotYetVerified | Internal driver; compatible with existing fluorescent ballast | MMMOSD | [25 empty] | 5 | 2094 | 121.67 | 17.21 | 9.36 | 0.9422 | 5000 | 81.5 |  |  |  | FALSE | FALSE | FALSE | May, 02 2018 00:00:00 | 4.3 |  | standard |  |  |  |  | March, 30 2020 00:00:00 | FALSE | FALSE | FALSE | [6 empty] | AC | [7 empty] | FALSE
PM361YR6 | Holt Energy Design | Holt Energy | HEDLEDT84BC18C35K | Linear Replacement Lamp | T8 Four-Foot | Replacement Lamps (plug and play) (UL Type A) |  | standard | FALSE | [10 empty] | June, 22 2016 00:00:00 | Not Dimmable | Not Dimmable | NotYetVerified | Internal driver; compatible with existing fluorescent ballast | MMMOSD | [25 empty] | 5 | 1998 | 118.29 | 16.89 | 9.58 | 0.9656 | 3500 | 81.7 |  |  |  | FALSE | FALSE | FALSE | May, 02 2018 00:00:00 | 4.3 |  | standard |  |  |  |  | March, 30 2020 00:00:00 | FALSE | FALSE | FALSE | [6 empty] | AC | [7 empty] | FALSE
P17FN47H | Shenzhen Top Technology Co.,Ltd | TOOPER | TOP-T8-11.5W12 MCC(4000K) [120-277 V ONLY] | Linear Replacement Lamp | T8 Four-Foot | Replacement Lamps (plug and play) (UL Type A) |  | standard | FALSE | [10 empty] | June, 21 2016 00:00:00 | Not Dimmable | Not Dimmable | No |  | NNNNVA | [25 empty] | 5 | 1612.89 | 129.86 | 12.42 | 18.15 | 0.973 | 4000 | 82.6 |  |  |  | FALSE | FALSE | FALSE | May, 02 2018 00:00:00 | 4.3 |  | standard |  |  |  |  | March, 30 2020 00:00:00 | FALSE | FALSE | FALSE | [6 empty] | AC | [7 empty] | FALSE
P6BED76S | Shenzhen Top Technology Co.,Ltd | TOOPER | TOP-T8-14W12 MCC(4000K) [120-277 V ONLY] | Linear Replacement Lamp | T8 Four-Foot | Replacement Lamps (plug and play) (UL Type A) |  | standard | FALSE | [10 empty] | June, 21 2016 00:00:00 | Not Dimmable | Not Dimmable | No |  | NNNNVB | [25 empty] | 5 | 1897.77 | 130.25 | 14.57 | 18.89 | 0.974 | 4000 | 82.6 |  |  |  | FALSE | FALSE | FALSE | May, 02 2018 00:00:00 | 4.3 |  | standard |  |  |  |  | March, 30 2020 00:00:00 | FALSE | FALSE | FALSE | [6 empty] | AC | [7 empty] | FALSE
P6BJ6B2P | Shenzhen Top Technology Co.,Ltd | TOOPER | TOP-T8-20W12 MCC(3000K) [120-277 V ONLY] | Linear Replacement Lamp | T8 Four-Foot | Replacement Lamps (plug and play) (UL Type A) |  | standard | TRUE |  | 2633.85 | 127.362 | 20.68 | 18.12 | 0.912 | 2959 | 81.4 | 5 | 50000 | June, 21 2016 00:00:00 | Not Dimmable | Not Dimmable | No |  | NNNNVD | [15 empty] | 79.3 |  | 1.14 | 1.2 | [6 empty] | 5 | 2633.85 | 127.36 | 20.68 | 18.12 | 0.936 | 3000 | 81.4 |  |  |  | FALSE | FALSE | FALSE | May, 02 2018 00:00:00 | 4.3 |  | standard |  |  |  |  | March, 30 2020 00:00:00 | FALSE | FALSE | FALSE | [6 empty] | AC | [7 empty] | FALSE
PA6NUGMG | Shenzhen Top Technology Co.,Ltd | TOOPER | TOP-T8-16W12 TCC(3000K) [120-277 V ONLY] | Linear Replacement Lamp | T8 Four-Foot | Replacement Lamps (plug and play) (UL Type A) |  | standard | TRUE |  | 2375.83 | 142.265 | 16.7 | 17.19 | 0.925 | 2929 | 81.6 | 5 | 50000 | June, 21 2016 00:00:00 | Not Dimmable | Not Dimmable | No |  | NNNNVC | [15 empty] | 79.7 |  | 1.14 | 1.2 | [6 empty] | 5 | 2375.83 | 142.27 | 16.7 | 17.19 | 0.974 | 3000 | 81.6 |  |  |  | FALSE | FALSE | FALSE | May, 02 2018 00:00:00 | 4.3 |  | standard |  |  |  |  | March, 30 2020 00:00:00 | FALSE | FALSE | FALSE | [6 empty] | AC | [7 empty] | FALSE
PMYM7B38 | Greenwind Lighting International (HK) Co., Limited | Greenwind | GW-T8PA07-1218ST(5000K) | Linear Replacement Lamp | T8 Four-Foot | Replacement Lamps (plug and play) (UL Type A) |  | standard | FALSE | [10 empty] | June, 21 2016 00:00:00 | Not Dimmable | Not Dimmable | No |  | UUUASB | [25 empty] | 5 | 2357 | 126.72 | 18.6 | 14.65 | 0.9319 | 5000 | 83 |  |  |  | FALSE | FALSE | FALSE | May, 02 2018 00:00:00 | 4.3 |  | standard |  |  |  |  | March, 30 2020 00:00:00 | FALSE | FALSE | FALSE | [6 empty] | AC | [7 empty] | FALSE
PM3HJYEF | Shenzhen Top Technology Co.,Ltd | TOOPER | TOP-T8-16W12 TCC(4000K) [120-277 V ONLY] | Linear Replacement Lamp | T8 Four-Foot | Replacement Lamps (plug and play) (UL Type A) |  | standard | FALSE | [10 empty] | June, 21 2016 00:00:00 | Not Dimmable | Not Dimmable | No |  | NNNNVC | [25 empty] | 5 | 2457.26 | 146.53 | 16.77 | 16.84 | 0.973 | 4000 | 83 |  |  |  | FALSE | FALSE | FALSE | May, 02 2018 00:00:00 | 4.3 |  | standard |  |  |  |  | March, 30 2020 00:00:00 | FALSE | FALSE | FALSE | [6 empty] | AC | [7 empty] | FALSE
PVYQ2UGY | Shenzhen Top Technology Co.,Ltd | TOOPER | TOP-T8-20W12 MCC(4000K) [120-277 V ONLY] | Linear Replacement Lamp | T8 Four-Foot | Replacement Lamps (plug and play) (UL Type A) |  | standard | FALSE | [10 empty] | June, 21 2016 00:00:00 | Not Dimmable | Not Dimmable | No |  | NNNNVD | [25 empty] | 5 | 2729.37 | 131.66 | 20.73 | 17.98 | 0.935 | 4000 | 83.2 |  |  |  | FALSE | FALSE | FALSE | May, 02 2018 00:00:00 | 4.3 |  | standard |  |  |  |  | March, 30 2020 00:00:00 | FALSE | FALSE | FALSE | [6 empty] | AC | [7 empty] | FALSE
P6G8STN5 | Shenzhen Top Technology Co.,Ltd | TOOPER | TOP-T8-16W12 TCC(5000K) [120-277 V ONLY] | Linear Replacement Lamp | T8 Four-Foot | Replacement Lamps (plug and play) (UL Type A) |  | standard | FALSE | [10 empty] | June, 21 2016 00:00:00 | Not Dimmable | Not Dimmable | No |  | NNNNVC | [25 empty] | 5 | 2544.73 | 152.56 | 16.68 | 16.58 | 0.974 | 5000 | 81.6 |  |  |  | FALSE | FALSE | FALSE | May, 02 2018 00:00:00 | 4.3 |  | standard |  |  |  |  | March, 30 2020 00:00:00 | FALSE | FALSE | FALSE | [6 empty] | AC | [7 empty] | FALSE
PZJB7XYH | Shenzhen Top Technology Co.,Ltd | TOOPER | TOP-T8-14W12 MCC(5000K) [120-277 V ONLY] | Linear Replacement Lamp | T8 Four-Foot | Replacement Lamps (plug and play) (UL Type A) |  | standard | FALSE | [10 empty] | June, 21 2016 00:00:00 | Not Dimmable | Not Dimmable | No |  | NNNNVB | [25 empty] | 5 | 1961.93 | 135.1 | 14.63 | 18.64 | 0.974 | 5000 | 81.7 |  |  |  | FALSE | FALSE | FALSE | May, 02 2018 00:00:00 | 4.3 |  | standard |  |  |  |  | March, 30 2020 00:00:00 | FALSE | FALSE | FALSE | [6 empty] | AC | [7 empty] | FALSE
PYU4ZV9Q | Shenzhen Top Technology Co.,Ltd | TOOPER | TOP-T8-14W12 MCC(3000K) [120-277 V ONLY] | Linear Replacement Lamp | T8 Four-Foot | Replacement Lamps (plug and play) (UL Type A) |  | standard | TRUE |  | 1853.6 | 126.181 | 14.69 | 19.14 | 0.942 | 2964 | 81.3 | 5 | 50000 | June, 21 2016 00:00:00 | Not Dimmable | Not Dimmable | No |  | NNNNVB | [15 empty] | 79.1 |  | 1.14 | 1.22 | [6 empty] | 5 | 1853.6 | 126.18 | 14.69 | 19.14 | 0.971 | 3000 | 81.3 |  |  |  | FALSE | FALSE | FALSE | May, 02 2018 00:00:00 | 4.3 |  | standard |  |  |  |  | March, 30 2020 00:00:00 | FALSE | FALSE | FALSE | [6 empty] | AC | [7 empty] | FALSE
PJ5NHY5B | SHANGHAI EPES LIGHTING CO.,LTD. | Plutoled | L48T8-830-12P-G2-EB | Linear Replacement Lamp | T8 Four-Foot | Replacement Lamps (plug and play) (UL Type A) |  | standard | TRUE |  | 1583 | 109.32 | 14.48 | 11.02 | 0.901 | 3175 | 85.2 | 5 | 50000 | June, 21 2016 00:00:00 | Not Dimmable | Not Dimmable | FALSE | Product de-listed on 4/1/2017, re-listed on 4/28/2017 due to allowances requirements change | IIIIUE | [15 empty] | 84 |  | 1.32 | 1.32 | [6 empty] | 4.4 | 1600 | 106 | 14.5 | 11.02 | 0.983 | 3000 | 84 |  |  |  | TRUE | FALSE | FALSE | May, 02 2018 00:00:00 | 4.3 |  | standard |  |  |  |  | November, 02 2018 00:00:00 | FALSE | FALSE | FALSE | [6 empty] | AC | [7 empty] | FALSE
PYKZV1FD | Greenwind Lighting International (HK) Co., Limited | Greenwind | GW-T8PA07-1218ST(4000K) | Linear Replacement Lamp | T8 Four-Foot | Replacement Lamps (plug and play) (UL Type A) |  | standard | FALSE | [10 empty] | June, 21 2016 00:00:00 | Not Dimmable | Not Dimmable | No |  | UUUASB | [25 empty] | 5 | 2320 | 124.7 | 18.61 | 14.57 | 0.9355 | 4000 | 81 |  |  |  | FALSE | FALSE | FALSE | May, 02 2018 00:00:00 | 4.3 |  | standard |  |  |  |  | March, 30 2020 00:00:00 | FALSE | FALSE | FALSE | [6 empty] | AC | [7 empty] | FALSE
PCS8PKFQ | Greenwind Lighting International (HK) Co., Limited | Greenwind | GW-T8PA07-1218ST(4500K) | Linear Replacement Lamp | T8 Four-Foot | Replacement Lamps (plug and play) (UL Type A) |  | standard | FALSE | [10 empty] | June, 21 2016 00:00:00 | Not Dimmable | Not Dimmable | No |  | UUUASB | [25 empty] | 5 | 2339 | 125.69 | 18.61 | 14.57 | 0.9355 | 4500 | 81 |  |  |  | FALSE | FALSE | FALSE | May, 02 2018 00:00:00 | 4.3 |  | standard |  |  |  |  | March, 30 2020 00:00:00 | FALSE | FALSE | FALSE | [6 empty] | AC | [7 empty] | FALSE
PC51NPHQ | Shenzhen Top Technology Co.,Ltd | TOOPER | TOP-T8-11.5W12 MCC(5000K) [120-277 V ONLY] | Linear Replacement Lamp | T8 Four-Foot | Replacement Lamps (plug and play) (UL Type A) |  | standard | FALSE | [10 empty] | June, 21 2016 00:00:00 | Not Dimmable | Not Dimmable | No |  | NNNNVA | [25 empty] | 5 | 1667.06 | 134.77 | 12.37 | 18.02 | 0.973 | 5000 | 84.5 |  |  |  | FALSE | FALSE | FALSE | May, 02 2018 00:00:00 | 4.3 |  | standard |  |  |  |  | March, 30 2020 00:00:00 | FALSE | FALSE | FALSE | [6 empty] | AC | [7 empty] | FALSE
PJ74H2K4 | Shenzhen Top Technology Co.,Ltd | TOOPER | TOP-T8-25W12 MCC(3000K) [120-277 V ONLY] | Linear Replacement Lamp | T8 Four-Foot | Replacement Lamps (plug and play) (UL Type A) |  | standard | TRUE |  | 3249.96 | 125.821 | 25.83 | 16.23 | 0.905 | 2934 | 81.4 | 5 | 50000 | June, 21 2016 00:00:00 | Not Dimmable | Not Dimmable | No | Product de-listed on 4/1/2017, re-listed on 4/28/2017 due to allowances requirements change | NNNNVE | [15 empty] | 79 |  | 1.14 | 1.22 | [6 empty] | 5 | 3249.96 | 125.82 | 25.83 | 16.23 | 0.916 | 3000 | 81.4 |  |  |  | TRUE | FALSE | FALSE | May, 02 2018 00:00:00 | 4.3 |  | standard |  |  |  |  | March, 30 2020 00:00:00 | FALSE | FALSE | FALSE | [6 empty] | AC | [7 empty] | FALSE
P5QBXCS3 | Shenzhen Top Technology Co.,Ltd | TOOPER | TOP-T8-11.5W12 MCC(3000K) [120-277 V ONLY] | Linear Replacement Lamp | T8 Four-Foot | Replacement Lamps (plug and play) (UL Type A) |  | standard | TRUE |  | 1549.7 | 125.279 | 12.37 | 18.31 | 0.925 | 2952 | 81.3 | 5 | 50000 | June, 21 2016 00:00:00 | Not Dimmable | Not Dimmable | No |  | NNNNVA | [15 empty] | 79.4 |  | 1.14 | 1.22 | [6 empty] | 5 | 1549.7 | 125.28 | 12.37 | 18.31 | 0.973 | 3000 | 81.3 |  |  |  | FALSE | FALSE | FALSE | May, 02 2018 00:00:00 | 4.3 |  | standard |  |  |  |  | March, 30 2020 00:00:00 | FALSE | FALSE | FALSE | [6 empty] | AC | [7 empty] | FALSE
P7CKN54N | Greenwind Lighting International (HK) Co., Limited | Greenwind | GW-T8PA07-1218ST(3000K) | Linear Replacement Lamp | T8 Four-Foot | Replacement Lamps (plug and play) (UL Type A) |  | standard | TRUE |  | 2283 | 122.68 | 18.61 | 14.57 | 0.9355 | 2923 | 81 | 5 | 50000 | June, 21 2016 00:00:00 | Not Dimmable | Not Dimmable | No |  | UUUASB | [15 empty] | 84.3 |  | 1.2 | 1.28 | [6 empty] | 5 | 2283 | 122.68 | 18.61 | 14.57 | 0.9355 | 3000 | 81 |  |  |  | FALSE | FALSE | FALSE | May, 02 2018 00:00:00 | 4.3 |  | standard |  |  |  |  | March, 30 2020 00:00:00 | FALSE | FALSE | FALSE | [6 empty] | AC | [7 empty] | FALSE
PRCKKW3J | Greenwind Lighting International (HK) Co., Limited | Greenwind | GW-T8PA07-1218ST(3500K) | Linear Replacement Lamp | T8 Four-Foot | Replacement Lamps (plug and play) (UL Type A) |  | standard | FALSE | [10 empty] | June, 21 2016 00:00:00 | Not Dimmable | Not Dimmable | No |  | UUUASB | [25 empty] | 5 | 2302 | 123.7 | 18.61 | 14.57 | 0.9355 | 3500 | 81 |  |  |  | FALSE | FALSE | FALSE | May, 02 2018 00:00:00 | 4.3 |  | standard |  |  |  |  | March, 30 2020 00:00:00 | FALSE | FALSE | FALSE | [6 empty] | AC | [7 empty] | FALSE
PXSENYGU | Shenzhen Top Technology Co.,Ltd | TOOPER | TOP-T8-20W12 MCC(5000K) [120-277 V ONLY] | Linear Replacement Lamp | T8 Four-Foot | Replacement Lamps (plug and play) (UL Type A) |  | standard | FALSE | [10 empty] | June, 21 2016 00:00:00 | Not Dimmable | Not Dimmable | No |  | NNNNVD | [25 empty] | 5 | 2794.64 | 135.27 | 20.66 | 17.83 | 0.936 | 5000 | 81.6 |  |  |  | FALSE | FALSE | FALSE | May, 02 2018 00:00:00 | 4.3 |  | standard |  |  |  |  | March, 30 2020 00:00:00 | FALSE | FALSE | FALSE | [6 empty] | AC | [7 empty] | FALSE
PRGGZJM1 | O'Ryan Industries, Inc. | ILumeStar | IL25WBCT550 | Linear Replacement Lamp | T8 Four-Foot | Replacement Lamps (plug and play) (UL Type A) |  | standard | FALSE | [10 empty] | June, 20 2016 00:00:00 | Dimmable | Continuous Below 10 | No | Updated on 5/25/2017 | LLLAMB | [25 empty] | 5 | 3500 | 125 | 28 | 20 | 0.9 | 5000 | 82 |  |  |  | FALSE | FALSE | FALSE | May, 02 2018 00:00:00 | 4.3 |  | standard |  |  |  |  | March, 30 2020 00:00:00 | FALSE | FALSE | FALSE | [6 empty] | AC | [7 empty] | FALSE
P7QCMX6T | O'Ryan Industries, Inc. | ILumeStar | IL25WBCT535 | Linear Replacement Lamp | T8 Four-Foot | Replacement Lamps (plug and play) (UL Type A) |  | standard | FALSE | [10 empty] | June, 20 2016 00:00:00 | Dimmable | Continuous Below 10 | FALSE | Updated on 5/25/2017 | LLLAMB | [25 empty] | 4.4 | 3200 | 114 | 28 | 20 | 0.9 | 3500 | 82 |  |  |  | FALSE | FALSE | FALSE | May, 02 2018 00:00:00 | 4.3 |  | standard |  |  |  |  | November, 02 2018 00:00:00 | FALSE | FALSE | FALSE | [6 empty] | AC | [7 empty] | FALSE
P1QCB4G3 | O'Ryan Industries, Inc. | ILumeStar | IL25WBCT530 | Linear Replacement Lamp | T8 Four-Foot | Replacement Lamps (plug and play) (UL Type A) |  | standard | TRUE |  | 3346 | 128.49 | 26.04 | 10.7 | 0.964 | 3117 | 82.7 | 5 | 50000 | June, 20 2016 00:00:00 | Dimmable | Continuous Below 10 | No | Updated on 5/25/2017 | LLLAMB | [15 empty] | 86.4 |  | 1.22 | 1.48 | [6 empty] | 5 | 3200 | 114 | 28 | 20 | 0.9 | 3000 | 82 |  |  |  | FALSE | FALSE | FALSE | May, 02 2018 00:00:00 | 4.3 |  | standard |  |  |  |  | March, 30 2020 00:00:00 | FALSE | FALSE | FALSE | [6 empty] | AC | [7 empty] | FALSE
PPNF7A7P | O'Ryan Industries, Inc. | ILumeStar | IL25WBCT540 | Linear Replacement Lamp | T8 Four-Foot | Replacement Lamps (plug and play) (UL Type A) |  | standard | FALSE | [10 empty] | June, 20 2016 00:00:00 | Dimmable | Continuous Below 10 | No | Updated on 5/25/2017 | LLLAMB | [25 empty] | 5 | 3500 | 125 | 28 | 20 | 0.9 | 4000 | 82 |  |  |  | FALSE | FALSE | FALSE | May, 02 2018 00:00:00 | 4.3 |  | standard |  |  |  |  | March, 30 2020 00:00:00 | FALSE | FALSE | FALSE | [6 empty] | AC | [7 empty] | FALSE
PS6HMYM8 | O'Ryan Industries, Inc. | ILumeStar | IL25WBCT545 | Linear Replacement Lamp | T8 Four-Foot | Replacement Lamps (plug and play) (UL Type A) |  | standard | FALSE | [10 empty] | June, 20 2016 00:00:00 | Dimmable | Continuous Below 10 | No | Updated on 5/25/2017 | LLLAMB | [25 empty] | 5 | 3500 | 125 | 28 | 20 | 0.9 | 4500 | 82 |  |  |  | FALSE | FALSE | FALSE | May, 02 2018 00:00:00 | 4.3 |  | standard |  |  |  |  | March, 30 2020 00:00:00 | FALSE | FALSE | FALSE | [6 empty] | AC | [7 empty] | FALSE
PWP1QFY7 | Longhorn Intelligent Tech Co., Ltd | Longhorn | LH-L8N245Q01 | Linear Replacement Lamp | T8 Four-Foot | Replacement Lamps (plug and play) (UL Type A) |  | standard | FALSE | [10 empty] | June, 14 2016 00:00:00 | Not Dimmable | Not Dimmable | No |  | BBBCNI | [25 empty] | 5 | 3333 | 117.96 | 28.25 | 16.11 | 0.9381 | 4000 | 83.3 |  |  |  | FALSE | FALSE | FALSE | May, 02 2018 00:00:00 | 4.3 |  | standard |  |  |  |  | March, 30 2020 00:00:00 | FALSE | FALSE | FALSE | [6 empty] | AC | [7 empty] | FALSE
PT4XDJ3D | Longhorn Intelligent Tech Co., Ltd | Longhorn | LH-L8R245Q01 | Linear Replacement Lamp | T8 Four-Foot | Replacement Lamps (plug and play) (UL Type A) |  | standard | FALSE | [10 empty] | June, 14 2016 00:00:00 | Not Dimmable | Not Dimmable | No |  | BBBCNI | [25 empty] | 5 | 3457 | 121.68 | 28.41 | 16.28 | 0.9309 | 5000 | 83.9 |  |  |  | FALSE | FALSE | FALSE | May, 02 2018 00:00:00 | 4.3 |  | standard |  |  |  |  | March, 30 2020 00:00:00 | FALSE | FALSE | FALSE | [6 empty] | AC | [7 empty] | FALSE
PSRX2NQK | Longhorn Intelligent Tech Co., Ltd | Longhorn | LH-L8V245Q01 | Linear Replacement Lamp | T8 Four-Foot | Replacement Lamps (plug and play) (UL Type A) |  | standard | TRUE |  | 3208 | 114.2 | 28.09 | 16.11 | 0.9381 | 3098 | 83.3 | 5 | 50000 | June, 14 2016 00:00:00 | Not Dimmable | Not Dimmable | No |  | BBBCNI | [15 empty] | 85.4 |  | 1.22 | 1.22 | [6 empty] | 5 | 3208 | 114.2 | 28.09 | 16.11 | 0.9381 | 3000 | 83.3 |  |  |  | FALSE | FALSE | FALSE | May, 02 2018 00:00:00 | 4.3 |  | standard |  |  |  |  | March, 30 2020 00:00:00 | FALSE | FALSE | FALSE | [6 empty] | AC | [7 empty] | FALSE
P339A948 | Longhorn Intelligent Tech Co., Ltd | Longhorn | LH-L8U245Q01 | Linear Replacement Lamp | T8 Four-Foot | Replacement Lamps (plug and play) (UL Type A) |  | standard | FALSE | [10 empty] | June, 14 2016 00:00:00 | Not Dimmable | Not Dimmable | FALSE |  | BBBCNI | [25 empty] | 4.4 | 3270 | 115.76 | 28.25 | 16.11 | 0.9381 | 3500 | 83.3 |  |  |  | FALSE | FALSE | FALSE | May, 02 2018 00:00:00 | 4.3 |  | standard |  |  |  |  | November, 02 2018 00:00:00 | FALSE | FALSE | FALSE | [6 empty] | AC | [7 empty] | FALSE
PEQTRCZ9 | Global Lighting Organization | GLO | GLO-LT43F-12(4000K) | Linear Replacement Lamp | T8 Four-Foot | Replacement Lamps (plug and play) (UL Type A) |  | standard | FALSE | [10 empty] | June, 13 2016 00:00:00 | Not Dimmable | Not Dimmable | FALSE |  | FFFGPY | [25 empty] | 4.4 | 1593 | 115.02 | 13.85 | 10.93 | 0.905 | 4000 | 81.9 |  |  |  | FALSE | FALSE | FALSE | May, 02 2018 00:00:00 | 4.3 |  | standard |  |  |  |  | November, 02 2018 00:00:00 | FALSE | FALSE | FALSE | [6 empty] | AC | [7 empty] | FALSE
PB7F9T32 | Global Lighting Organization | GLO | GLO-LT43C-18(3000K) | Linear Replacement Lamp | T8 Four-Foot | Replacement Lamps (plug and play) (UL Type A) |  | standard | TRUE |  | 2110 | 123.61 | 17.07 | 8.96 | 0.9673 | 3002 | 82.1 | 5 | 50000 | June, 13 2016 00:00:00 | Not Dimmable | Not Dimmable | NO |  | FFFGPX | [15 empty] | 91.3 |  | 1.34 | 1.44 | [6 empty] | 5 | 2110 | 123.61 | 17.07 | 8.96 | 0.967 | 3000 | 82.1 |  |  |  | FALSE | FALSE | FALSE | May, 02 2018 00:00:00 | 4.3 |  | standard |  |  |  |  | March, 30 2020 00:00:00 | FALSE | FALSE | FALSE | [6 empty] | AC | [7 empty] | FALSE
P9M5F5YH | Global Lighting Organization | GLO | GLO-LT43C-18(3500K) | Linear Replacement Lamp | T8 Four-Foot | Replacement Lamps (plug and play) (UL Type A) |  | standard | FALSE | [10 empty] | June, 13 2016 00:00:00 | Not Dimmable | Not Dimmable | No |  | FFFGPX | [25 empty] | 5 | 2110 | 123.61 | 17.07 | 8.96 | 0.967 | 3500 | 82.1 |  |  |  | FALSE | FALSE | FALSE | May, 02 2018 00:00:00 | 4.3 |  | standard |  |  |  |  | March, 30 2020 00:00:00 | FALSE | FALSE | FALSE | [6 empty] | AC | [7 empty] | FALSE
P6DWF7XA | Global Lighting Organization | GLO | GLO-LT43F-12(4500K) | Linear Replacement Lamp | T8 Four-Foot | Replacement Lamps (plug and play) (UL Type A) |  | standard | FALSE | [10 empty] | June, 13 2016 00:00:00 | Not Dimmable | Not Dimmable | FALSE |  | FFFGPY | [25 empty] | 4.4 | 1593 | 115.02 | 13.85 | 10.93 | 0.905 | 4500 | 81.9 |  |  |  | FALSE | FALSE | FALSE | May, 02 2018 00:00:00 | 4.3 |  | standard |  |  |  |  | November, 02 2018 00:00:00 | FALSE | FALSE | FALSE | [6 empty] | AC | [7 empty] | FALSE
PUTHYRMG | Global Lighting Organization | GLO | GLO-LT43F-12(3500K) | Linear Replacement Lamp | T8 Four-Foot | Replacement Lamps (plug and play) (UL Type A) |  | standard | FALSE | [10 empty] | June, 13 2016 00:00:00 | Not Dimmable | Not Dimmable | FALSE |  | FFFGPY | [25 empty] | 4.4 | 1593 | 115.02 | 13.85 | 10.93 | 0.905 | 3500 | 81.9 |  |  |  | FALSE | FALSE | FALSE | May, 02 2018 00:00:00 | 4.3 |  | standard |  |  |  |  | November, 02 2018 00:00:00 | FALSE | FALSE | FALSE | [6 empty] | AC | [7 empty] | FALSE
PW7BX7RQ | Global Lighting Organization | GLO | GLO-LT43F-12(3000K) | Linear Replacement Lamp | T8 Four-Foot | Replacement Lamps (plug and play) (UL Type A) |  | standard | TRUE |  | 1595 | 114.58 | 13.92 | 10.93 | 0.9047 | 2957 | 81.9 | 5 | 50000 | June, 13 2016 00:00:00 | Not Dimmable | Not Dimmable | No |  | FFFGPY | [15 empty] | 88.5 |  | 1.26 | 1.34 | [6 empty] | 5 | 1593 | 115.02 | 13.85 | 10.93 | 0.905 | 3000 | 81.9 |  |  |  | FALSE | FALSE | FALSE | May, 02 2018 00:00:00 | 4.3 |  | standard |  |  |  |  | March, 30 2020 00:00:00 | FALSE | FALSE | FALSE | [6 empty] | AC | [7 empty] | FALSE
P77S6HV1 | Global Lighting Organization | GLO | GLO-LT43C-18(4000K) | Linear Replacement Lamp | T8 Four-Foot | Replacement Lamps (plug and play) (UL Type A) |  | standard | FALSE | [10 empty] | June, 13 2016 00:00:00 | Not Dimmable | Not Dimmable | No |  | FFFGPX | [25 empty] | 5 | 2110 | 123.61 | 17.07 | 8.96 | 0.967 | 4000 | 82.1 |  |  |  | FALSE | FALSE | FALSE | May, 02 2018 00:00:00 | 4.3 |  | standard |  |  |  |  | March, 30 2020 00:00:00 | FALSE | FALSE | FALSE | [6 empty] | AC | [7 empty] | FALSE
PPS52NNH | Global Lighting Organization | GLO | GLO-LT43C-18(4500K) | Linear Replacement Lamp | T8 Four-Foot | Replacement Lamps (plug and play) (UL Type A) |  | standard | FALSE | [10 empty] | June, 13 2016 00:00:00 | Not Dimmable | Not Dimmable | No |  | FFFGPX | [25 empty] | 5 | 2110 | 123.61 | 17.07 | 8.96 | 0.967 | 4500 | 82.1 |  |  |  | FALSE | FALSE | FALSE | May, 02 2018 00:00:00 | 4.3 |  | standard |  |  |  |  | March, 30 2020 00:00:00 | FALSE | FALSE | FALSE | [6 empty] | AC | [7 empty] | FALSE
PTJEF9UX | Global Lighting Organization | GLO | GLO-LT43C-18(5000K) | Linear Replacement Lamp | T8 Four-Foot | Replacement Lamps (plug and play) (UL Type A) |  | standard | FALSE | [10 empty] | June, 13 2016 00:00:00 | Not Dimmable | Not Dimmable | No |  | FFFGPX | [25 empty] | 5 | 2247 | 130.64 | 17.2 | 8.62 | 0.965 | 5000 | 82.4 |  |  |  | FALSE | FALSE | FALSE | May, 02 2018 00:00:00 | 4.3 |  | standard |  |  |  |  | March, 30 2020 00:00:00 | FALSE | FALSE | FALSE | [6 empty] | AC | [7 empty] | FALSE
PJ8TRWFF | Global Lighting Organization | GLO | GLO-LT43F-12(5000K) | Linear Replacement Lamp | T8 Four-Foot | Replacement Lamps (plug and play) (UL Type A) |  | standard | FALSE | [10 empty] | June, 13 2016 00:00:00 | Not Dimmable | Not Dimmable | No |  | FFFGPY | [25 empty] | 5 | 1656 | 118.97 | 13.92 | 10.87 | 0.905 | 5000 | 82.8 |  |  |  | FALSE | FALSE | FALSE | May, 02 2018 00:00:00 | 4.3 |  | standard |  |  |  |  | March, 30 2020 00:00:00 | FALSE | FALSE | FALSE | [6 empty] | AC | [7 empty] | FALSE
PRDT5Q73 | MFG UNIVERSE CORPORATION | Digilite | ZY-T8-15W1200 BIXX BALLAST COMPATIBLE LED TUBE [2700K Frosted] | Linear Replacement Lamp | T8 Four-Foot | Dual Mode Internal Driver (UL Type A and Type B) |  | standard | TRUE |  | 1929 | 109 | 17.7 | 17.9 | 0.9557 | 2655 | 81.6 | 5 | 50000 | June, 10 2016 00:00:00 | Not Yet Verified | Not Yet Verified | NotYetVerified | Lastx represents either s for single-end power input or T for double-end inputs; Product de-listed on 4/1/2017, re-listed on 4/28/2017 due to allowances requirements change | KKKYZX | [15 empty] | 84.9 |  | 1.25 | 1.4 | [6 empty] | 4.4 | 2040 | 120 | 17.7 | 20 | 0.9 | 2700 | 83 |  |  |  | FALSE | TRUE | FALSE | May, 02 2018 00:00:00 | 4.3 |  | standard |  |  |  |  | November, 02 2018 00:00:00 | FALSE | FALSE | FALSE | [6 empty] | AC | [7 empty] | FALSE
PHCHR8FR | MFG UNIVERSE CORPORATION | Digilite | BT816W4FT(FROSTED LENS)(4000K) | Linear Replacement Lamp | T8 Four-Foot | Replacement Lamps (plug and play) (UL Type A) |  | standard | FALSE | [10 empty] | June, 10 2016 00:00:00 | Not Dimmable | Not Dimmable | NotYetVerified | Nominal wattage 16W | KKKZAM | [25 empty] | 5 | 2072 | 121.31 | 17.08 | 20 | 0.9 | 4000 | 81.8 |  |  |  | FALSE | FALSE | FALSE | May, 02 2018 00:00:00 | 4.3 |  | standard |  |  |  |  | March, 30 2020 00:00:00 | FALSE | FALSE | FALSE | [6 empty] | AC | [7 empty] | FALSE
PZU2XWTZ | MFG UNIVERSE CORPORATION | Digilite | ZY-T8-15W1200 BIXX BALLAST COMPATIBLE LED TUBE [2700K Clear] | Linear Replacement Lamp | T8 Four-Foot | Dual Mode Internal Driver (UL Type A and Type B) |  | standard | FALSE | [10 empty] | June, 10 2016 00:00:00 | Not Yet Verified | Not Yet Verified | NotYetVerified | Lastx represents either s for single-end power input or T for double-end inputs; Product de-listed on 4/1/2017, re-listed on 4/28/2017 due to allowances requirements change | KKKYZX | [25 empty] | 5 | 2040 | 120 | 17.7 | 20 | 0.9 | 2700 | 83 |  |  |  | FALSE | TRUE | FALSE | May, 02 2018 00:00:00 | 4.3 |  | standard |  |  |  |  | March, 30 2020 00:00:00 | FALSE | FALSE | FALSE | [6 empty] | AC | [7 empty] | FALSE
PSRZMXS2 | MFG UNIVERSE CORPORATION | Digilite | BT814W4FT(FROSTED LENS)(3500K) | Linear Replacement Lamp | T8 Four-Foot | Replacement Lamps (plug and play) (UL Type A) |  | standard | FALSE | [10 empty] | June, 10 2016 00:00:00 | Not Dimmable | Not Dimmable | NotYetVerified | Nominal wattage 14W | KKKZAL | [25 empty] | 5 | 1949 | 121.58 | 16.03 | 20 | 0.9 | 3500 | 81.8 |  |  |  | FALSE | FALSE | FALSE | May, 02 2018 00:00:00 | 4.3 |  | standard |  |  |  |  | March, 30 2020 00:00:00 | FALSE | FALSE | FALSE | [6 empty] | AC | [7 empty] | FALSE
PVRBM149 | MFG UNIVERSE CORPORATION | Digilite | BT814W4FT(FROSTED LENS)(4500K) | Linear Replacement Lamp | T8 Four-Foot | Replacement Lamps (plug and play) (UL Type A) |  | standard | FALSE | [10 empty] | June, 10 2016 00:00:00 | Not Dimmable | Not Dimmable | NotYetVerified | Nominal wattage 14W | KKKZAL | [25 empty] | 5 | 1949 | 121.58 | 16.03 | 20 | 0.9 | 4500 | 81.8 |  |  |  | FALSE | FALSE | FALSE | May, 02 2018 00:00:00 | 4.3 |  | standard |  |  |  |  | March, 30 2020 00:00:00 | FALSE | FALSE | FALSE | [6 empty] | AC | [7 empty] | FALSE
PRZ684X4 | MFG UNIVERSE CORPORATION | Digilite | ZY-T8-13W1200 BIXX Ballast Compatible (4000K Clear) | Linear Replacement Lamp | T8 Four-Foot | Dual Mode Internal Driver (UL Type A and Type B) |  | standard | TRUE |  | 1930 | 135.06 | 14.3 | 14.92 | 0.9034 | 3996 | 82.7 | 5 | 50000 | June, 10 2016 00:00:00 | Not Dimmable | Not Dimmable | NotYetVerified | Lastx represents either s for single-end power input or T for double-end inputs | KKKZAE | [15 empty] | 85.3 |  | 1.3 | 1.23 | [6 empty] | 5 | 1930 | 135 | 14.3 | 20 | 0.9 | 4000 | 83 |  |  |  | FALSE | FALSE | FALSE | May, 02 2018 00:00:00 | 4.3 |  | standard |  |  |  |  | March, 30 2020 00:00:00 | FALSE | FALSE | FALSE | [6 empty] | AC | [7 empty] | FALSE
PE56UPHW | MFG UNIVERSE CORPORATION | Digilite | BT812W4FT(FROSTED LENS)(3000K) | Linear Replacement Lamp | T8 Four-Foot | Replacement Lamps (plug and play) (UL Type A) |  | standard | TRUE |  | 1715 | 120.86 | 14.19 | 8.3 | 0.9055 | 2909 | 81.8 | 5 | 50000 | June, 10 2016 00:00:00 | Not Dimmable | Not Dimmable | NotYetVerified | Nominal wattage 12W | KKKZAK | [15 empty] | 84.5 |  | 1.33 | 1.23 | [6 empty] | 5 | 1715 | 120.86 | 14.19 | 20 | 0.9 | 3000 | 81.8 |  |  |  | FALSE | FALSE | FALSE | May, 02 2018 00:00:00 | 4.3 |  | standard |  |  |  |  | March, 30 2020 00:00:00 | FALSE | FALSE | FALSE | [6 empty] | AC | [7 empty] | FALSE
PSCNWFTB | MFG UNIVERSE CORPORATION | Digilite | BT814W4FT(FROSTED LENS)(3000K) | Linear Replacement Lamp | T8 Four-Foot | Replacement Lamps (plug and play) (UL Type A) |  | standard | TRUE |  | 1949 | 121.58 | 16.03 | 9.2 | 0.9128 | 2931 | 82 | 5 | 50000 | June, 10 2016 00:00:00 | Not Dimmable | Not Dimmable | NotYetVerified | Nominal wattage 14W | KKKZAL | [15 empty] | 84.6 |  | 1.38 | 1.22 | [6 empty] | 5 | 1949 | 121.58 | 16.03 | 20 | 0.9 | 3000 | 81.8 |  |  |  | FALSE | FALSE | FALSE | May, 02 2018 00:00:00 | 4.3 |  | standard |  |  |  |  | March, 30 2020 00:00:00 | FALSE | FALSE | FALSE | [6 empty] | AC | [7 empty] | FALSE
P5BSV6Q4 | MFG UNIVERSE CORPORATION | Digilite | BT812W4FT(FROSTED LENS)(5000K) | Linear Replacement Lamp | T8 Four-Foot | Replacement Lamps (plug and play) (UL Type A) |  | standard | FALSE | [10 empty] | June, 10 2016 00:00:00 | Not Dimmable | Not Dimmable | NotYetVerified | Nominal wattage 12W | KKKZAK | [25 empty] | 5 | 1856 | 129.52 | 14.33 | 20 | 0.9 | 5000 | 80.7 |  |  |  | FALSE | FALSE | FALSE | May, 02 2018 00:00:00 | 4.3 |  | standard |  |  |  |  | March, 30 2020 00:00:00 | FALSE | FALSE | FALSE | [6 empty] | AC | [7 empty] | FALSE
PNR9M6AR | MFG UNIVERSE CORPORATION | Digilite | BT816W4FT(FROSTED LENS)(5000K) | Linear Replacement Lamp | T8 Four-Foot | Replacement Lamps (plug and play) (UL Type A) |  | standard | FALSE | [10 empty] | June, 10 2016 00:00:00 | Not Dimmable | Not Dimmable | NotYetVerified | Nominal wattage 16W | KKKZAM | [25 empty] | 5 | 2250 | 131.43 | 17.12 | 20 | 0.9 | 5000 | 80.7 |  |  |  | FALSE | FALSE | FALSE | May, 02 2018 00:00:00 | 4.3 |  | standard |  |  |  |  | March, 30 2020 00:00:00 | FALSE | FALSE | FALSE | [6 empty] | AC | [7 empty] | FALSE
P2CBH3C3 | MFG UNIVERSE CORPORATION | Digilite | ZY-T8-13W1200 BIXX Ballast Compatible (5000K Clear) | Linear Replacement Lamp | T8 Four-Foot | Dual Mode Internal Driver (UL Type A and Type B) |  | standard | FALSE | [10 empty] | June, 10 2016 00:00:00 | Not Dimmable | Not Dimmable | NotYetVerified | Lastx represents either s for single-end power input or T for double-end inputs | KKKZAE | [25 empty] | 5 | 1930 | 135 | 14.3 | 20 | 0.9 | 5000 | 83 |  |  |  | FALSE | FALSE | FALSE | May, 02 2018 00:00:00 | 4.3 |  | standard |  |  |  |  | March, 30 2020 00:00:00 | FALSE | FALSE | FALSE | [6 empty] | AC | [7 empty] | FALSE
PW58VKC4 | MFG UNIVERSE CORPORATION | Digilite | ZY-T8-15W1200 BIXX BALLAST COMPATIBLE LED TUBE [3000K Frosted] | Linear Replacement Lamp | T8 Four-Foot | Dual Mode Internal Driver (UL Type A and Type B) |  | standard | FALSE | [10 empty] | June, 10 2016 00:00:00 | Not Yet Verified | Not Yet Verified | NotYetVerified | Lastx represents either s for single-end power input or T for double-end inputs; Product de-listed on 4/1/2017, re-listed on 4/28/2017 due to allowances requirements change | KKKYZX | [25 empty] | 5 | 2040 | 120 | 17.7 | 20 | 0.9 | 3000 | 83 |  |  |  | TRUE | FALSE | FALSE | May, 02 2018 00:00:00 | 4.3 |  | standard |  |  |  |  | March, 30 2020 00:00:00 | FALSE | FALSE | FALSE | [6 empty] | AC | [7 empty] | FALSE
PAVA6V2N | MFG UNIVERSE CORPORATION | Digilite | BT812W4FT(FROSTED LENS)(3500K) | Linear Replacement Lamp | T8 Four-Foot | Replacement Lamps (plug and play) (UL Type A) |  | standard | FALSE | [10 empty] | June, 10 2016 00:00:00 | Not Dimmable | Not Dimmable | NotYetVerified | Nominal wattage 12W | KKKZAK | [25 empty] | 5 | 1715 | 120.86 | 14.19 | 20 | 0.9 | 3500 | 81.8 |  |  |  | FALSE | FALSE | FALSE | May, 02 2018 00:00:00 | 4.3 |  | standard |  |  |  |  | March, 30 2020 00:00:00 | FALSE | FALSE | FALSE | [6 empty] | AC | [7 empty] | FALSE
PX69BEJK | MFG UNIVERSE CORPORATION | Digilite | BT816W4FT(FROSTED LENS)(3500K) | Linear Replacement Lamp | T8 Four-Foot | Replacement Lamps (plug and play) (UL Type A) |  | standard | FALSE | [10 empty] | June, 10 2016 00:00:00 | Not Dimmable | Not Dimmable | NotYetVerified | Nominal wattage 16W | KKKZAM | [25 empty] | 5 | 2072 | 121.31 | 17.08 | 20 | 0.9 | 3500 | 81.8 |  |  |  | FALSE | FALSE | FALSE | May, 02 2018 00:00:00 | 4.3 |  | standard |  |  |  |  | March, 30 2020 00:00:00 | FALSE | FALSE | FALSE | [6 empty] | AC | [7 empty] | FALSE
PN4JP1V5 | MFG UNIVERSE CORPORATION | Digilite | BT814W4FT(FROSTED LENS)(4000K) | Linear Replacement Lamp | T8 Four-Foot | Replacement Lamps (plug and play) (UL Type A) |  | standard | FALSE | [10 empty] | June, 10 2016 00:00:00 | Not Dimmable | Not Dimmable | NotYetVerified | Nominal wattage 14W | KKKZAL | [25 empty] | 5 | 1949 | 121.58 | 16.03 | 20 | 0.9 | 4000 | 81.8 |  |  |  | FALSE | FALSE | FALSE | May, 02 2018 00:00:00 | 4.3 |  | standard |  |  |  |  | March, 30 2020 00:00:00 | FALSE | FALSE | FALSE | [6 empty] | AC | [7 empty] | FALSE
PD8U58PD | MFG UNIVERSE CORPORATION | Digilite | BT816W4FT(FROSTED LENS)(4500K) | Linear Replacement Lamp | T8 Four-Foot | Replacement Lamps (plug and play) (UL Type A) |  | standard | FALSE | [10 empty] | June, 10 2016 00:00:00 | Not Dimmable | Not Dimmable | NotYetVerified | Nominal wattage 16W | KKKZAM | [25 empty] | 5 | 2072 | 121.31 | 17.08 | 20 | 0.9 | 4500 | 81.8 |  |  |  | FALSE | FALSE | FALSE | May, 02 2018 00:00:00 | 4.3 |  | standard |  |  |  |  | March, 30 2020 00:00:00 | FALSE | FALSE | FALSE | [6 empty] | AC | [7 empty] | FALSE
PKEM5T9H | MFG UNIVERSE CORPORATION | Digilite | BT816W4FT(FROSTED LENS)(3000K) | Linear Replacement Lamp | T8 Four-Foot | Replacement Lamps (plug and play) (UL Type A) |  | standard | TRUE |  | 2072 | 121.1 | 17.08 | 12.9 | 0.9081 | 2932 | 82.2 | 5 | 50000 | June, 10 2016 00:00:00 | Not Dimmable | Not Dimmable | NotYetVerified | Nominal wattage 16W | KKKZAM | [15 empty] | 84.5 |  | 1.25 | 1.21 | [6 empty] | 5 | 2072 | 121.31 | 17.08 | 20 | 0.9 | 3000 | 81.8 |  |  |  | FALSE | FALSE | FALSE | May, 02 2018 00:00:00 | 4.3 |  | standard |  |  |  |  | March, 30 2020 00:00:00 | FALSE | FALSE | FALSE | [6 empty] | AC | [7 empty] | FALSE
P8DVKZWA | MFG UNIVERSE CORPORATION | Digilite | BT814W4FT(FROSTED LENS)(5000K) | Linear Replacement Lamp | T8 Four-Foot | Replacement Lamps (plug and play) (UL Type A) |  | standard | FALSE | [10 empty] | June, 10 2016 00:00:00 | Not Dimmable | Not Dimmable | NotYetVerified | Nominal wattage 14W | KKKZAL | [25 empty] | 5 | 2103 | 130.46 | 16.12 | 20 | 0.9 | 5000 | 80.7 |  |  |  | FALSE | FALSE | FALSE | May, 02 2018 00:00:00 | 4.3 |  | standard |  |  |  |  | March, 30 2020 00:00:00 | FALSE | FALSE | FALSE | [6 empty] | AC | [7 empty] | FALSE
PFSBJATB | MFG UNIVERSE CORPORATION | Digilite | BT812W4FT(FROSTED LENS)(4000K) | Linear Replacement Lamp | T8 Four-Foot | Replacement Lamps (plug and play) (UL Type A) |  | standard | FALSE | [10 empty] | June, 10 2016 00:00:00 | Not Dimmable | Not Dimmable | NotYetVerified | Nominal wattage 12W | KKKZAK | [25 empty] | 5 | 1715 | 120.86 | 14.19 | 20 | 0.9 | 4000 | 81.8 |  |  |  | FALSE | FALSE | FALSE | May, 02 2018 00:00:00 | 4.3 |  | standard |  |  |  |  | March, 30 2020 00:00:00 | FALSE | FALSE | FALSE | [6 empty] | AC | [7 empty] | FALSE
PZ2DDMQF | MFG UNIVERSE CORPORATION | Digilite | ZY-T8-15W1200 BIXX BALLAST COMPATIBLE LED TUBE [3000K Clear] | Linear Replacement Lamp | T8 Four-Foot | Dual Mode Internal Driver (UL Type A and Type B) |  | standard | FALSE | [10 empty] | June, 10 2016 00:00:00 | Not Yet Verified | Not Yet Verified | NotYetVerified | Lastx represents either s for single-end power input or T for double-end inputs; Product de-listed on 4/1/2017, re-listed on 4/28/2017 due to allowances requirements change | KKKYZX | [25 empty] | 5 | 2040 | 120 | 17.7 | 20 | 0.9 | 3000 | 83 |  |  |  | TRUE | FALSE | FALSE | May, 02 2018 00:00:00 | 4.3 |  | standard |  |  |  |  | March, 30 2020 00:00:00 | FALSE | FALSE | FALSE | [6 empty] | AC | [7 empty] | FALSE
PHNS7BBA | MFG UNIVERSE CORPORATION | Digilite | BT812W4FT(FROSTED LENS)(4500K) | Linear Replacement Lamp | T8 Four-Foot | Replacement Lamps (plug and play) (UL Type A) |  | standard | FALSE | [10 empty] | June, 10 2016 00:00:00 | Not Dimmable | Not Dimmable | NotYetVerified | Nominal wattage 12W | KKKZAK | [25 empty] | 5 | 1715 | 120.86 | 14.19 | 20 | 0.9 | 4500 | 81.8 |  |  |  | FALSE | FALSE | FALSE | May, 02 2018 00:00:00 | 4.3 |  | standard |  |  |  |  | March, 30 2020 00:00:00 | FALSE | FALSE | FALSE | [6 empty] | AC | [7 empty] | FALSE
PCAZ6W2X | MAVERICK ENERGY SOLUTIONS INTERNATIONAL | MAVERICK ENERGY SOLUTIONS INTERNATIONAL | MES-T8PB18M/50 | Linear Replacement Lamp | T8 Four-Foot | Replacement Lamps (plug and play) (UL Type A) |  | standard | FALSE | [10 empty] | June, 09 2016 00:00:00 | Not Dimmable | Not Dimmable | No |  | BBBCMI | [25 empty] | 5 | 2281 | 125.33 | 18.2 | 14.56 | 0.902 | 5000 | 82.3 |  |  |  | FALSE | FALSE | FALSE | May, 02 2018 00:00:00 | 4.3 |  | standard |  |  |  |  | March, 30 2020 00:00:00 | FALSE | FALSE | FALSE | [6 empty] | AC | [7 empty] | FALSE
PGFM9MP4 | NUR Manufacturing LLC | NUR Manufacturing | T8-SMT-4FT-3000K-FRS-HO | Linear Replacement Lamp | T8 Four-Foot | Replacement Lamps (plug and play) (UL Type A) |  | standard | TRUE |  | 2236 | 117.13 | 19.09 | 14.96 | 0.9014 | 2959 | 81.1 | 5 | 50000 | June, 09 2016 00:00:00 | Not Dimmable | Not Dimmable | No |  | SSSBFK | [15 empty] | 86.2 |  | 1.24 | 1.28 | [6 empty] | 5 | 2236 | 117.13 | 19.09 | 14.96 | 0.9014 | 3000 | 81.1 |  |  |  | FALSE | FALSE | FALSE | May, 02 2018 00:00:00 | 4.3 |  | standard |  |  |  |  | March, 30 2020 00:00:00 | FALSE | FALSE | FALSE | [6 empty] | AC | [7 empty] | FALSE
PASSA1RX | MAVERICK ENERGY SOLUTIONS INTERNATIONAL | MAVERICK ENERGY SOLUTIONS INTERNATIONAL | MES-T8AM22S/50 | Linear Replacement Lamp | T8 Four-Foot | Replacement Lamps (plug and play) (UL Type A) |  | standard | FALSE | [10 empty] | June, 09 2016 00:00:00 | Not Dimmable | Not Dimmable | No |  | BBBCML | [25 empty] | 5 | 3444 | 138.42 | 24.88 | 14.82 | 0.901 | 5000 | 83 |  |  |  | FALSE | FALSE | FALSE | May, 02 2018 00:00:00 | 4.3 |  | standard |  |  |  |  | March, 30 2020 00:00:00 | FALSE | FALSE | FALSE | [6 empty] | AC | [7 empty] | FALSE
PGDMYKW4 | MAVERICK ENERGY SOLUTIONS INTERNATIONAL | MAVERICK ENERGY SOLUTIONS INTERNATIONAL | MES-T8AM22S/30 | Linear Replacement Lamp | T8 Four-Foot | Replacement Lamps (plug and play) (UL Type A) |  | standard | TRUE |  | 3234 | 132.49 | 24.41 | 14.77 | 0.9014 | 3022 | 82.8 | 5 | 50000 | June, 09 2016 00:00:00 | Not Dimmable | Not Dimmable | No |  | BBBCML | [15 empty] | 91.4 |  | 1.2 | 1.32 | [6 empty] | 5 | 3243 | 132.49 | 24.41 | 14.77 | 0.901 | 3000 | 82.8 |  |  |  | FALSE | FALSE | FALSE | May, 02 2018 00:00:00 | 4.3 |  | standard |  |  |  |  | March, 30 2020 00:00:00 | FALSE | FALSE | FALSE | [6 empty] | AC | [7 empty] | FALSE
PDQNHN4C | MAVERICK ENERGY SOLUTIONS INTERNATIONAL | MAVERICK ENERGY SOLUTIONS INTERNATIONAL | MES-T8PB18M/30 | Linear Replacement Lamp | T8 Four-Foot | Replacement Lamps (plug and play) (UL Type A) |  | standard | TRUE |  | 2222 | 121.82 | 18.24 | 14.05 | 0.9026 | 3011 | 82.6 | 5 | 50000 | June, 09 2016 00:00:00 | Not Dimmable | Not Dimmable | No |  | BBBCMI | [15 empty] | 84.5 |  | 1.22 | 1.36 | [6 empty] | 5 | 2222 | 121.81 | 18.24 | 14.05 | 0.903 | 3000 | 82.6 |  |  |  | FALSE | FALSE | FALSE | May, 02 2018 00:00:00 | 4.3 |  | standard |  |  |  |  | March, 30 2020 00:00:00 | FALSE | FALSE | FALSE | [6 empty] | AC | [7 empty] | FALSE
PZDK2CP5 | MAVERICK ENERGY SOLUTIONS INTERNATIONAL | MAVERICK ENERGY SOLUTIONS INTERNATIONAL | MES-T8AM18M/30 | Linear Replacement Lamp | T8 Four-Foot | Replacement Lamps (plug and play) (UL Type A) |  | standard | TRUE |  | 2098 | 114.33 | 18.35 | 13.23 | 0.9103 | 2958 | 81.7 | 5 | 50000 | June, 09 2016 00:00:00 | Not Dimmable | Not Dimmable | No | Product de-listed on 4/1/2017, re-listed on 4/28/2017 due to allowances requirements change | BBBCMJ | [15 empty] | 88.9 |  | 1.4 | 1.15 | [6 empty] | 5 | 2098 | 114.33 | 18.35 | 13.23 | 0.9103 | 3000 | 81.7 |  |  |  | TRUE | FALSE | FALSE | May, 02 2018 00:00:00 | 4.3 |  | standard |  |  |  |  | March, 30 2020 00:00:00 | FALSE | FALSE | FALSE | [6 empty] | AC | [7 empty] | FALSE
PZA5E562 | Kumho Electric | earthcare | FLT8-32W/12W IU 410 | Linear Replacement Lamp | T8 Four-Foot | Replacement Lamps (plug and play) (UL Type A) |  | standard | TRUE |  | 1773.09 | 153 | 11.63 | 11 | 0.94 | 4077 | 85 | 5 | 50000 | June, 09 2016 00:00:00 | Not Dimmable | Not Dimmable | No |  | UUUAQN | [15 empty] | 89.6 |  | 1.18 | 1.38 | [6 empty] | 5 | 1773.09 | 153 | 11.63 | 11 | 0.94 | 4077 | 85 |  |  |  | FALSE | FALSE | FALSE | May, 02 2018 00:00:00 | 4.3 |  | standard |  |  |  |  | March, 30 2020 00:00:00 | FALSE | FALSE | FALSE | [6 empty] | AC | [7 empty] | FALSE
PDEPMD3H | Kumho Electric | earthcare | FLT8-32W/12W IU 500 | Linear Replacement Lamp | T8 Four-Foot | Replacement Lamps (plug and play) (UL Type A) |  | standard | FALSE | [10 empty] | June, 09 2016 00:00:00 | Not Dimmable | Not Dimmable | No |  | UUUAQN | [25 empty] | 5 | 1784.79 | 154 | 11.56 | 11 | 0.94 | 5070 | 84 |  |  |  | FALSE | FALSE | FALSE | May, 02 2018 00:00:00 | 4.3 |  | standard |  |  |  |  | March, 30 2020 00:00:00 | FALSE | FALSE | FALSE | [6 empty] | AC | [7 empty] | FALSE
PTPNKD8A | NUR Manufacturing LLC | NUR Manufacturing | T8-SMT-4FT-4000K-FRS-HO | Linear Replacement Lamp | T8 Four-Foot | Replacement Lamps (plug and play) (UL Type A) |  | standard | FALSE | [10 empty] | June, 09 2016 00:00:00 | Not Dimmable | Not Dimmable | No |  | SSSBFK | [25 empty] | 5 | 2284 | 119.58 | 19.1 | 14.96 | 0.9014 | 4000 | 81.1 |  |  |  | FALSE | FALSE | FALSE | May, 02 2018 00:00:00 | 4.3 |  | standard |  |  |  |  | March, 30 2020 00:00:00 | FALSE | FALSE | FALSE | [6 empty] | AC | [7 empty] | FALSE
PWKEQRAK | NUR Manufacturing LLC | NUR Manufacturing | T8-SMT-4FT-5000K-FRS-HO | Linear Replacement Lamp | T8 Four-Foot | Replacement Lamps (plug and play) (UL Type A) |  | standard | FALSE | [10 empty] | June, 09 2016 00:00:00 | Not Dimmable | Not Dimmable | No |  | SSSBFK | [25 empty] | 5 | 2332 | 122.03 | 19.11 | 14.14 | 0.902 | 5000 | 83.4 |  |  |  | FALSE | FALSE | FALSE | May, 02 2018 00:00:00 | 4.3 |  | standard |  |  |  |  | March, 30 2020 00:00:00 | FALSE | FALSE | FALSE | [6 empty] | AC | [7 empty] | FALSE
PP843SWK | MAVERICK ENERGY SOLUTIONS INTERNATIONAL | MAVERICK ENERGY SOLUTIONS INTERNATIONAL | MES-T8AM18S/30 | Linear Replacement Lamp | T8 Four-Foot | Replacement Lamps (plug and play) (UL Type A) |  | standard | TRUE |  | 2465 | 131.53 | 18.74 | 13.64 | 0.9058 | 2960 | 81.5 | 5 | 50000 | June, 09 2016 00:00:00 | Not Dimmable | Not Dimmable | No |  | BBBCMK | [15 empty] | 91.5 |  | 1.37 | 1.18 | [6 empty] | 5 | 2465 | 131.53 | 18.74 | 13.64 | 0.9058 | 3000 | 81.5 |  |  |  | FALSE | FALSE | FALSE | May, 02 2018 00:00:00 | 4.3 |  | standard |  |  |  |  | March, 30 2020 00:00:00 | FALSE | FALSE | FALSE | [6 empty] | AC | [7 empty] | FALSE
PHMSPAVD | MAVERICK ENERGY SOLUTIONS INTERNATIONAL | MAVERICK ENERGY SOLUTIONS INTERNATIONAL | MES-T8AM18S/50 | Linear Replacement Lamp | T8 Four-Foot | Replacement Lamps (plug and play) (UL Type A) |  | standard | FALSE | [10 empty] | June, 09 2016 00:00:00 | Not Dimmable | Not Dimmable | No |  | BBBCMK | [25 empty] | 5 | 2505 | 134.22 | 18.66 | 13.64 | 0.9112 | 5000 | 82.8 |  |  |  | FALSE | FALSE | FALSE | May, 02 2018 00:00:00 | 4.3 |  | standard |  |  |  |  | March, 30 2020 00:00:00 | FALSE | FALSE | FALSE | [6 empty] | AC | [7 empty] | FALSE
PBFEVTGX | LED Trail | LED Trail | 1242(3500K) | Linear Replacement Lamp | T8 Four-Foot | Dual Mode Internal Driver (UL Type A and Type B) |  | standard | FALSE | [10 empty] | June, 08 2016 00:00:00 | Not Dimmable | Not Dimmable | NotYetVerified |  | IIIISG | [25 empty] | 5 | 1782 | 141.09 | 12.63 | 16.59 | 0.9132 | 3500 | 83.6 |  |  |  | FALSE | FALSE | FALSE | May, 02 2018 00:00:00 | 4.3 |  | standard |  |  |  |  | March, 30 2020 00:00:00 | FALSE | FALSE | FALSE | [6 empty] | AC | [7 empty] | FALSE
PN4QKXB7 | NUR Manufacturing LLC | NUR Manufacturing | T8-SMT-4FT-5000K-CLR-HO | Linear Replacement Lamp | T8 Four-Foot | Dual Mode Internal Driver (UL Type A and Type B) |  | standard | FALSE | [10 empty] | June, 08 2016 00:00:00 | Not Dimmable | Not Dimmable | No |  | SSSBFJ | [25 empty] | 5 | 2632 | 135.24 | 19.46 | 12.56 | 0.9252 | 5000 | 82.5 |  |  |  | FALSE | FALSE | FALSE | May, 02 2018 00:00:00 | 4.3 |  | standard |  |  |  |  | March, 30 2020 00:00:00 | FALSE | FALSE | FALSE | [6 empty] | AC | [7 empty] | FALSE
PR5XA89P | NUR Manufacturing LLC | NUR Manufacturing | T8-SMT-4FT-3000K-CLR-HO | Linear Replacement Lamp | T8 Four-Foot | Dual Mode Internal Driver (UL Type A and Type B) |  | standard | TRUE |  | 2518 | 130.53 | 19.29 | 12.44 | 0.9265 | 2993 | 82.6 | 5 | 50000 | June, 08 2016 00:00:00 | Not Dimmable | Not Dimmable | No |  | SSSBFJ | [15 empty] | 91.4 |  | 1.2 | 1.36 | [6 empty] | 5 | 2540 | 131.06 | 19.38 | 12.6 | 0.9148 | 3000 | 82.6 |  |  |  | FALSE | FALSE | FALSE | May, 02 2018 00:00:00 | 4.3 |  | standard |  |  |  |  | March, 30 2020 00:00:00 | FALSE | FALSE | FALSE | [6 empty] | AC | [7 empty] | FALSE
PDZBC8WS | LED Trail | LED Trail | 1240(3500K) | Linear Replacement Lamp | T8 Four-Foot | Dual Mode Internal Driver (UL Type A and Type B) |  | standard | FALSE | [10 empty] | June, 08 2016 00:00:00 | Not Dimmable | Not Dimmable | NotYetVerified | Updated 5/2/2017 | IIIISH | [25 empty] | 4.4 | 2119 | 110.59 | 19.16 | 17.82 | 0.91 | 3500 | 82.8 |  |  |  | FALSE | FALSE | FALSE | May, 02 2018 00:00:00 | 4.3 |  | standard |  |  |  |  | November, 02 2018 00:00:00 | FALSE | FALSE | FALSE | [6 empty] | AC | [7 empty] | FALSE
P8QD8WJ2 | LED Trail | LED Trail | 1242(4000K) | Linear Replacement Lamp | T8 Four-Foot | Dual Mode Internal Driver (UL Type A and Type B) |  | standard | FALSE | [10 empty] | June, 08 2016 00:00:00 | Not Dimmable | Not Dimmable | NotYetVerified |  | IIIISG | [25 empty] | 5 | 1782 | 141.09 | 12.63 | 16.59 | 0.9132 | 4000 | 83.6 |  |  |  | FALSE | FALSE | FALSE | May, 02 2018 00:00:00 | 4.3 |  | standard |  |  |  |  | March, 30 2020 00:00:00 | FALSE | FALSE | FALSE | [6 empty] | AC | [7 empty] | FALSE
PZ4PADSS | LED Trail | LED Trail | 1242(5000K) | Linear Replacement Lamp | T8 Four-Foot | Dual Mode Internal Driver (UL Type A and Type B) |  | standard | FALSE | [10 empty] | June, 08 2016 00:00:00 | Not Dimmable | Not Dimmable | NotYetVerified |  | IIIISG | [25 empty] | 5 | 1892 | 148.63 | 12.73 | 16.09 | 0.9137 | 5000 | 82.1 |  |  |  | FALSE | FALSE | FALSE | May, 02 2018 00:00:00 | 4.3 |  | standard |  |  |  |  | March, 30 2020 00:00:00 | FALSE | FALSE | FALSE | [6 empty] | AC | [7 empty] | FALSE
P3ZFKC1U | LED Trail | LED Trail | 1240(4000K) | Linear Replacement Lamp | T8 Four-Foot | Dual Mode Internal Driver (UL Type A and Type B) |  | standard | FALSE | [10 empty] | June, 08 2016 00:00:00 | Not Dimmable | Not Dimmable | NotYetVerified | Updated 5/2/2017 | IIIISH | [25 empty] | 4.4 | 2119 | 110.59 | 19.16 | 17.82 | 0.91 | 4000 | 82.8 |  |  |  | FALSE | FALSE | FALSE | May, 02 2018 00:00:00 | 4.3 |  | standard |  |  |  |  | November, 02 2018 00:00:00 | FALSE | FALSE | FALSE | [6 empty] | AC | [7 empty] | FALSE
PSYDMMP3 | LED Trail | LED Trail | 1240(5000K) | Linear Replacement Lamp | T8 Four-Foot | Dual Mode Internal Driver (UL Type A and Type B) |  | standard | FALSE | [10 empty] | June, 08 2016 00:00:00 | Not Dimmable | Not Dimmable | NotYetVerified | Updated 5/2/2017 | IIIISH | [25 empty] | 4.4 | 2198 | 113.47 | 19.37 | 18.67 | 0.9 | 5000 | 81 |  |  |  | FALSE | FALSE | FALSE | May, 02 2018 00:00:00 | 4.3 |  | standard |  |  |  |  | November, 02 2018 00:00:00 | FALSE | FALSE | FALSE | [6 empty] | AC | [7 empty] | FALSE
P8SVXMWS | LED Trail | LED Trail | 1240(3000K) | Linear Replacement Lamp | T8 Four-Foot | Dual Mode Internal Driver (UL Type A and Type B) |  | standard | TRUE |  | 2119 | 110.59 | 19.16 | 17.82 | 0.9052 | 2953 | 82.8 | 5 | 50000 | June, 08 2016 00:00:00 | Not Dimmable | Not Dimmable | NotYetVerified | Updated 5/2/2017 | IIIISH | [15 empty] | 91.2 |  | 1.2 | 1.42 | [6 empty] | 4.4 | 2119 | 110.59 | 19.16 | 17.82 | 0.91 | 3000 | 82.8 |  |  |  | FALSE | FALSE | FALSE | May, 02 2018 00:00:00 | 4.3 |  | standard |  |  |  |  | November, 02 2018 00:00:00 | FALSE | FALSE | FALSE | [6 empty] | AC | [7 empty] | FALSE
PZDPKP6V | NUR Manufacturing LLC | NUR Manufacturing | T8-SMT-4FT-4000K-CLR-HO | Linear Replacement Lamp | T8 Four-Foot | Dual Mode Internal Driver (UL Type A and Type B) |  | standard | FALSE | [10 empty] | June, 08 2016 00:00:00 | Not Dimmable | Not Dimmable | No |  | SSSBFJ | [25 empty] | 5 | 2586 | 133.16 | 19.42 | 12.6 | 0.9148 | 4000 | 82.6 |  |  |  | FALSE | FALSE | FALSE | May, 02 2018 00:00:00 | 4.3 |  | standard |  |  |  |  | March, 30 2020 00:00:00 | FALSE | FALSE | FALSE | [6 empty] | AC | [7 empty] | FALSE
PSYHPH16 | LED Trail | LED Trail | 1242(3000K) | Linear Replacement Lamp | T8 Four-Foot | Dual Mode Internal Driver (UL Type A and Type B) |  | standard | TRUE |  | 1782 | 141.09 | 12.63 | 16.59 | 0.9132 | 3098 | 84 | 5 | 50000 | June, 08 2016 00:00:00 | Not Dimmable | Not Dimmable | NotYetVerified |  | IIIISG | [15 empty] | 85.5 |  | 1.36 | 1.26 | [6 empty] | 5 | 1782 | 141.09 | 12.63 | 16.59 | 0.9132 | 3000 | 83.6 |  |  |  | FALSE | FALSE | FALSE | May, 02 2018 00:00:00 | 4.3 |  | standard |  |  |  |  | March, 30 2020 00:00:00 | FALSE | FALSE | FALSE | [6 empty] | AC | [7 empty] | FALSE
PFFZK5Q8 | Metrosphere Light Corp. | METROSPHERE | MET-SUBC -4/12/150/3/FR | Linear Replacement Lamp | T8 Four-Foot | Replacement Lamps (plug and play) (UL Type A) |  | standard | TRUE |  | 1849 | 115.2 | 16.05 | 11.53 | 0.9752 | 3066 | 84.6 | 5 | 50000 | June, 07 2016 00:00:00 | Not Dimmable | Not Dimmable | No | Product de-listed on 4/1/2017, re-listed on 4/28/2017 due to allowances requirements change | TTTUDD | [15 empty] | 83.1 |  | 1.26 | 1.28 | [6 empty] | 5 | 1800 | 116 | 15.5 | 20 | 0.9 | 3000 | 83 |  |  |  | TRUE | FALSE | FALSE | May, 02 2018 00:00:00 | 4.3 |  | standard |  |  |  |  | March, 30 2020 00:00:00 | FALSE | FALSE | FALSE | [6 empty] | AC | [7 empty] | FALSE
PZESXD4E | Aleddra Inc. | ALEDDRA | LLT-4-T8-15W-DBA-D-40K | Linear Replacement Lamp | T8 Four-Foot | Dual Mode Internal Driver (UL Type A and Type B) |  | standard | FALSE | [10 empty] | May, 27 2016 00:00:00 | Not Dimmable | Not Dimmable | No | Product updated on 10/6/2016 | IIIJOU | [25 empty] | 5 | 2352 | 134.4 | 17.5 | 7.86 | 0.99 | 4169 | 81.2 |  |  |  | FALSE | FALSE | FALSE | May, 02 2018 00:00:00 | 4.3 |  | standard |  |  |  |  | March, 30 2020 00:00:00 | FALSE | FALSE | FALSE | [6 empty] | AC | [7 empty] | FALSE
PC8XKTJN | Aleddra Inc. | ALEDDRA | LLT-4-T8-15W-DBA-D-50K | Linear Replacement Lamp | T8 Four-Foot | Dual Mode Internal Driver (UL Type A and Type B) |  | standard | FALSE | [10 empty] | May, 27 2016 00:00:00 | Not Dimmable | Not Dimmable | No | Product updated on 10/6/2016 | IIIJOU | [25 empty] | 5 | 2457 | 139.6 | 17.6 | 7.86 | 0.99 | 5266 | 82.6 |  |  |  | FALSE | FALSE | FALSE | May, 02 2018 00:00:00 | 4.3 |  | standard |  |  |  |  | March, 30 2020 00:00:00 | FALSE | FALSE | FALSE | [6 empty] | AC | [7 empty] | FALSE
PZPM81EN | Aleddra Inc. | ALEDDRA | LLT-4-T8-15W-DBA-D-30K | Linear Replacement Lamp | T8 Four-Foot | Dual Mode Internal Driver (UL Type A and Type B) |  | standard | TRUE |  | 2262.73 | 127.8 | 17.7 | 7.863 | 0.985 | 2994 | 81.6 | 5 | 50000 | May, 27 2016 00:00:00 | Not Dimmable | Not Dimmable | No | Product updated on 10/6/2016 | IIIJOU | [15 empty] | 84.3 |  | 1.2 | 1.18 | [6 empty] | 5 | 2262 | 127.8 | 17.7 | 7.86 | 0.99 | 2994 | 81.6 |  |  |  | FALSE | FALSE | FALSE | May, 02 2018 00:00:00 | 4.3 |  | standard |  |  |  |  | March, 30 2020 00:00:00 | FALSE | FALSE | FALSE | [6 empty] | AC | [7 empty] | FALSE
P2SV7HUS | Aleddra Inc. | ALEDDRA | LLT-4-T8-15W-DBA-D-35K | Linear Replacement Lamp | T8 Four-Foot | Dual Mode Internal Driver (UL Type A and Type B) |  | standard | FALSE | [10 empty] | May, 27 2016 00:00:00 | Not Dimmable | Not Dimmable | No | Product updated on 10/6/2016 | IIIJOU | [25 empty] | 5 | 2286 | 130.6 | 17.5 | 7.86 | 0.99 | 3571 | 82 |  |  |  | FALSE | FALSE | FALSE | May, 02 2018 00:00:00 | 4.3 |  | standard |  |  |  |  | March, 30 2020 00:00:00 | FALSE | FALSE | FALSE | [6 empty] | AC | [7 empty] | FALSE
P1Q8VJB6 | Light Blue USA | Light Blue USA | T84-830-12W-G2-EB | Linear Replacement Lamp | T8 Four-Foot | Replacement Lamps (plug and play) (UL Type A) |  | standard | TRUE |  | 1583 | 109.32 | 14.48 | 11.02 | 0.901 | 3175 | 85.2 | 5 | 50000 | May, 26 2016 00:00:00 | Not Dimmable | Not Dimmable | FALSE | Product de-listed on 4/1/2017, re-listed on 4/28/2017 due to allowances requirements change | FFFGOE | [15 empty] | 84 |  | 1.32 | 1.32 | [6 empty] | 4.4 | 1600 | 106 | 14.5 | 11.02 | 0.983 | 3000 | 84 |  |  |  | TRUE | FALSE | FALSE | May, 02 2018 00:00:00 | 4.3 |  | standard |  |  |  |  | November, 02 2018 00:00:00 | FALSE | FALSE | FALSE | [6 empty] | AC | [7 empty] | FALSE
PYWUGTA9 | Overseas Direct Sales Co.,Ltd | Inspire-LED | IL-N4T8DF-18W(4500K) | Linear Replacement Lamp | T8 Four-Foot | Replacement Lamps (plug and play) (UL Type A) |  | standard | FALSE | [10 empty] | May, 26 2016 00:00:00 | Not Dimmable | Not Dimmable | No |  | SSSBCY | [25 empty] | 5 | 2339 | 125.69 | 18.61 | 14.57 | 0.9355 | 4500 | 81 |  |  |  | FALSE | FALSE | FALSE | May, 02 2018 00:00:00 | 4.3 |  | standard |  |  |  |  | March, 30 2020 00:00:00 | FALSE | FALSE | FALSE | [6 empty] | AC | [7 empty] | FALSE
PZG5BBRC | Overseas Direct Sales Co.,Ltd | Inspire-LED | IL-N4T8DF-18W(3000K) | Linear Replacement Lamp | T8 Four-Foot | Replacement Lamps (plug and play) (UL Type A) |  | standard | TRUE |  | 2283 | 122.68 | 18.61 | 14.57 | 0.9355 | 2923 | 81 | 5 | 50000 | May, 26 2016 00:00:00 | Not Dimmable | Not Dimmable | No |  | SSSBCY | [15 empty] | 84.3 |  | 1.2 | 1.28 | [6 empty] | 5 | 2283 | 122.68 | 18.61 | 14.57 | 0.9355 | 3000 | 81 |  |  |  | FALSE | FALSE | FALSE | May, 02 2018 00:00:00 | 4.3 |  | standard |  |  |  |  | March, 30 2020 00:00:00 | FALSE | FALSE | FALSE | [6 empty] | AC | [7 empty] | FALSE
PJWX64QA | Overseas Direct Sales Co.,Ltd | Inspire-LED | IL-N4T8DF-18W(3500K) | Linear Replacement Lamp | T8 Four-Foot | Replacement Lamps (plug and play) (UL Type A) |  | standard | FALSE | [10 empty] | May, 26 2016 00:00:00 | Not Dimmable | Not Dimmable | No |  | SSSBCY | [25 empty] | 5 | 2302 | 123.7 | 18.61 | 14.57 | 0.9355 | 3500 | 81 |  |  |  | FALSE | FALSE | FALSE | May, 02 2018 00:00:00 | 4.3 |  | standard |  |  |  |  | March, 30 2020 00:00:00 | FALSE | FALSE | FALSE | [6 empty] | AC | [7 empty] | FALSE
PJKTPCNJ | Overseas Direct Sales Co.,Ltd | Inspire-LED | IL-N4T8DF-18W(4000K) | Linear Replacement Lamp | T8 Four-Foot | Replacement Lamps (plug and play) (UL Type A) |  | standard | FALSE | [10 empty] | May, 26 2016 00:00:00 | Not Dimmable | Not Dimmable | No |  | SSSBCY | [25 empty] | 5 | 2320 | 124.7 | 18.61 | 14.57 | 0.9355 | 4000 | 81 |  |  |  | FALSE | FALSE | FALSE | May, 02 2018 00:00:00 | 4.3 |  | standard |  |  |  |  | March, 30 2020 00:00:00 | FALSE | FALSE | FALSE | [6 empty] | AC | [7 empty] | FALSE
PTNX5M9E | Overseas Direct Sales Co.,Ltd | Inspire-LED | IL-N4T8DF-18W(5000K) | Linear Replacement Lamp | T8 Four-Foot | Replacement Lamps (plug and play) (UL Type A) |  | standard | FALSE | [10 empty] | May, 26 2016 00:00:00 | Not Dimmable | Not Dimmable | No |  | SSSBCY | [25 empty] | 5 | 2357 | 126.72 | 18.6 | 14.65 | 0.9319 | 5000 | 83 |  |  |  | FALSE | FALSE | FALSE | May, 02 2018 00:00:00 | 4.3 |  | standard |  |  |  |  | March, 30 2020 00:00:00 | FALSE | FALSE | FALSE | [6 empty] | AC | [7 empty] | FALSE
P2TP9161 | GreenTek Energy Systems | GreenTEK | GT-T8-20W1200 BIXX BALLAST COMPATIBLE LED TUBE (4000K CLEAR LENS) | Linear Replacement Lamp | T8 Four-Foot | Dual Mode Internal Driver (UL Type A and Type B) |  | standard | FALSE | [10 empty] | May, 25 2016 00:00:00 | Not Dimmable | Not Dimmable | NotYetVerified | Lastx represents either s for single-end power input or T for double-end inputs. Updated on 3/15/17. | MMMOJY | [25 empty] | 5 | 2807 | 140.6 | 19.97 | 20 | 0.9 | 4000 | 83 |  |  |  | FALSE | FALSE | FALSE | May, 02 2018 00:00:00 | 4.3 |  | standard |  |  |  |  | March, 30 2020 00:00:00 | FALSE | FALSE | FALSE | [6 empty] | AC | [7 empty] | FALSE
P1EGJ6VM | GreenTek Energy Systems | GreenTEK | GT-T8-20W1200 BIXX BALLAST COMPATIBLE LED TUBE (3000K CLEAR LENS) | Linear Replacement Lamp | T8 Four-Foot | Dual Mode Internal Driver (UL Type A and Type B) |  | standard | TRUE |  | 2807 | 140.6 | 19.97 | 6.92 | 0.9734 | 3079 | 83.5 | 5 | 50000 | May, 25 2016 00:00:00 | Not Dimmable | Not Dimmable | NotYetVerified | Lastx represents either s for single-end power input or T for double-end inputs. Updated on 3/15/17. | MMMOJY | [15 empty] | 91.7 |  | 1.2 | 1.4 | [6 empty] | 5 | 2807 | 140.6 | 19.97 | 20 | 0.9 | 3000 | 83 |  |  |  | FALSE | FALSE | FALSE | May, 02 2018 00:00:00 | 4.3 |  | standard |  |  |  |  | March, 30 2020 00:00:00 | FALSE | FALSE | FALSE | [6 empty] | AC | [7 empty] | FALSE
P4SR7ZNY | GreenTek Energy Systems | GreenTEK | GT-T8-20W1200 BIXX BALLAST COMPATIBLE LED TUBE (5000K CLEAR LENS) | Linear Replacement Lamp | T8 Four-Foot | Dual Mode Internal Driver (UL Type A and Type B) |  | standard | FALSE | [10 empty] | May, 25 2016 00:00:00 | Not Dimmable | Not Dimmable | NotYetVerified | Lastx represents either s for single-end power input or T for double-end inputs. Updated on 3/15/17. | MMMOJY | [25 empty] | 5 | 2807 | 140.6 | 19.97 | 20 | 0.9 | 5000 | 83 |  |  |  | FALSE | FALSE | FALSE | May, 02 2018 00:00:00 | 4.3 |  | standard |  |  |  |  | March, 30 2020 00:00:00 | FALSE | FALSE | FALSE | [6 empty] | AC | [7 empty] | FALSE
PXG27DEP | GreenTek Energy Systems | GreenTEK | GT-T8-20W1200 BIXX BALLAST COMPATIBLE LED TUBE (4000K FROSTED LENS) | Linear Replacement Lamp | T8 Four-Foot | Dual Mode Internal Driver (UL Type A and Type B) |  | standard | FALSE | [10 empty] | May, 25 2016 00:00:00 | Not Dimmable | Not Dimmable | NotYetVerified | Lastx represents either s for single-end power input or T for double-end inputs. Updated on 3/15/17. | MMMOJX | [25 empty] | 5 | 2697 | 134.35 | 20.08 | 20 | 0.9 | 4000 | 83 |  |  |  | FALSE | FALSE | FALSE | May, 02 2018 00:00:00 | 4.3 |  | standard |  |  |  |  | March, 30 2020 00:00:00 | FALSE | FALSE | FALSE | [6 empty] | AC | [7 empty] | FALSE
PF9HPCY6 | GreenTek Energy Systems | GreenTEK | GT-T8-20W1200 BIXX BALLAST COMPATIBLE LED TUBE (3000K FROSTED LENS) | Linear Replacement Lamp | T8 Four-Foot | Dual Mode Internal Driver (UL Type A and Type B) |  | standard | TRUE |  | 2697 | 134.35 | 20.08 | 6.38 | 0.9693 | 3017 | 82.2 | 5 | 50000 | May, 25 2016 00:00:00 | Not Dimmable | Not Dimmable | NotYetVerified | Lastx represents either s for single-end power input or T for double-end inputs. Updated on 3/15/17. | MMMOJX | [15 empty] | 90.3 |  | 1.16 | 1.36 | [6 empty] | 5 | 2697 | 134.35 | 20.08 | 20 | 0.9 | 3000 | 83 |  |  |  | FALSE | FALSE | FALSE | May, 02 2018 00:00:00 | 4.3 |  | standard |  |  |  |  | March, 30 2020 00:00:00 | FALSE | FALSE | FALSE | [6 empty] | AC | [7 empty] | FALSE
PXRD7QNS | Green Ray LED International, LLC | GREEN RAY | GR-T8G-417WI-30F-BC-NWRV2 | Linear Replacement Lamp | T8 Four-Foot | Replacement Lamps (plug and play) (UL Type A) |  | standard | TRUE |  | 2261 | 113.8 | 19.86 | 9.43 | 0.9818 | 3073 | 84.5 | 5 | 50000 | May, 25 2016 00:00:00 | Not Dimmable | Not Dimmable | FALSE | Product de-listed on 4/1/2017, re-listed on 4/28/2017 due to allowances requirements change | FFFGMW | [15 empty] | 83.1 |  | 1.24 | 1.28 | [6 empty] | 4.4 | 2200 | 112 | 19.5 | 20 | 0.9 | 3000 | 82 |  |  |  | TRUE | FALSE | FALSE | May, 02 2018 00:00:00 | 4.3 |  | standard |  |  |  |  | November, 02 2018 00:00:00 | FALSE | FALSE | FALSE | [6 empty] | AC | [7 empty] | FALSE
PJ8J8F5C | GreenTek Energy Systems | GreenTEK | GT-T8-20W1200 BIXX BALLAST COMPATIBLE LED TUBE (5000K FROSTED LENS) | Linear Replacement Lamp | T8 Four-Foot | Dual Mode Internal Driver (UL Type A and Type B) |  | standard | FALSE | [10 empty] | May, 25 2016 00:00:00 | Not Dimmable | Not Dimmable | NotYetVerified | Lastx represents either s for single-end power input or T for double-end inputs. Updated on 3/15/17. | MMMOJX | [25 empty] | 5 | 2697 | 134.35 | 20.08 | 20 | 0.9 | 5000 | 83 |  |  |  | FALSE | FALSE | FALSE | May, 02 2018 00:00:00 | 4.3 |  | standard |  |  |  |  | March, 30 2020 00:00:00 | FALSE | FALSE | FALSE | [6 empty] | AC | [7 empty] | FALSE
PARZJVXB | Sunritek Semiconductor Lighting Co., Ltd | Sunritek | ST-A12-12W(3000K) | Linear Replacement Lamp | T8 Four-Foot | Replacement Lamps (plug and play) (UL Type A) |  | standard | FALSE | [10 empty] | May, 24 2016 00:00:00 | Not Yet Verified | Not Yet Verified | No | Product updated 8/1/2016 | IIIIQE | [25 empty] | 5 | 1600 | 133.33 | 12 | 4.9 | 0.999 | 3000 | 81 |  |  |  | FALSE | FALSE | FALSE | May, 02 2018 00:00:00 | 4.3 |  | standard |  |  |  |  | March, 30 2020 00:00:00 | FALSE | FALSE | FALSE | [6 empty] | AC | [7 empty] | FALSE
P5XUUN9G | Sunritek Semiconductor Lighting Co., Ltd | Sunritek | ST-H12-12W(4500K) | Linear Replacement Lamp | T8 Four-Foot | Replacement Lamps (plug and play) (UL Type A) |  | standard | FALSE | [10 empty] | May, 24 2016 00:00:00 | Not Yet Verified | Not Yet Verified | No | Product updated 8/1/2016 | IIIIQE | [25 empty] | 5 | 1600 | 133.33 | 12 | 4.9 | 0.999 | 4500 | 81 |  |  |  | FALSE | FALSE | FALSE | May, 02 2018 00:00:00 | 4.3 |  | standard |  |  |  |  | March, 30 2020 00:00:00 | FALSE | FALSE | FALSE | [6 empty] | AC | [7 empty] | FALSE
PG9TNMG9 | Sunritek Semiconductor Lighting Co., Ltd | Sunritek | ST-H12-15W(2700K) | Linear Replacement Lamp | T8 Four-Foot | Replacement Lamps (plug and play) (UL Type A) |  | standard | TRUE |  | 1543 | 111.65 | 13.82 | 6.5 | 0.973 | 2848 | 81.4 | 5 | 50000 | May, 24 2016 00:00:00 | Not Yet Verified | Not Yet Verified | No | Product updated 8/1/2016 | IIIIQE | [15 empty] | 84.2 |  | 1.2 | 1.8 | [6 empty] | 5 | 1543 | 111.65 | 13.82 | 4.9 | 0.999 | 2848 | 81 |  |  |  | FALSE | FALSE | FALSE | May, 02 2018 00:00:00 | 4.3 |  | standard |  |  |  |  | March, 30 2020 00:00:00 | FALSE | FALSE | FALSE | [6 empty] | AC | [7 empty] | FALSE
PNDZGB7A | Sunritek Semiconductor Lighting Co., Ltd | Sunritek | ST-H12-12W(3000K) | Linear Replacement Lamp | T8 Four-Foot | Replacement Lamps (plug and play) (UL Type A) |  | standard | FALSE | [10 empty] | May, 24 2016 00:00:00 | Not Yet Verified | Not Yet Verified | No | Product updated 8/1/2016 | IIIIQE | [25 empty] | 5 | 1600 | 133.33 | 12 | 4.9 | 0.999 | 3000 | 81 |  |  |  | FALSE | FALSE | FALSE | May, 02 2018 00:00:00 | 4.3 |  | standard |  |  |  |  | March, 30 2020 00:00:00 | FALSE | FALSE | FALSE | [6 empty] | AC | [7 empty] | FALSE
PVEYEDF4 | Sunritek Semiconductor Lighting Co., Ltd | Sunritek | ST-H12-12W(4000K) | Linear Replacement Lamp | T8 Four-Foot | Replacement Lamps (plug and play) (UL Type A) |  | standard | FALSE | [10 empty] | May, 24 2016 00:00:00 | Not Yet Verified | Not Yet Verified | No | Product updated 8/1/2016 | IIIIQE | [25 empty] | 5 | 1600 | 133.33 | 12 | 4.9 | 0.999 | 4000 | 81 |  |  |  | FALSE | FALSE | FALSE | May, 02 2018 00:00:00 | 4.3 |  | standard |  |  |  |  | March, 30 2020 00:00:00 | FALSE | FALSE | FALSE | [6 empty] | AC | [7 empty] | FALSE
PBVUK6MM | Sunritek Semiconductor Lighting Co., Ltd | Sunritek | ST-H12-12W(3500K) | Linear Replacement Lamp | T8 Four-Foot | Replacement Lamps (plug and play) (UL Type A) |  | standard | FALSE | [10 empty] | May, 24 2016 00:00:00 | Not Yet Verified | Not Yet Verified | No | Product updated 8/1/2016 | IIIIQE | [25 empty] | 5 | 1600 | 133.33 | 12 | 4.9 | 0.999 | 3500 | 81 |  |  |  | FALSE | FALSE | FALSE | May, 02 2018 00:00:00 | 4.3 |  | standard |  |  |  |  | March, 30 2020 00:00:00 | FALSE | FALSE | FALSE | [6 empty] | AC | [7 empty] | FALSE
PNMXAE5U | Sunritek Semiconductor Lighting Co., Ltd | Sunritek | ST-A12-12W(3500K) | Linear Replacement Lamp | T8 Four-Foot | Replacement Lamps (plug and play) (UL Type A) |  | standard | FALSE | [10 empty] | May, 24 2016 00:00:00 | Not Yet Verified | Not Yet Verified | No | Product updated 8/1/2016 | IIIIQE | [25 empty] | 5 | 1600 | 133.33 | 12 | 4.9 | 0.999 | 3500 | 81 |  |  |  | FALSE | FALSE | FALSE | May, 02 2018 00:00:00 | 4.3 |  | standard |  |  |  |  | March, 30 2020 00:00:00 | FALSE | FALSE | FALSE | [6 empty] | AC | [7 empty] | FALSE
PPHFW8H3 | Sunritek Semiconductor Lighting Co., Ltd | Sunritek | ST-A12-12W(4000K) | Linear Replacement Lamp | T8 Four-Foot | Replacement Lamps (plug and play) (UL Type A) |  | standard | FALSE | [10 empty] | May, 24 2016 00:00:00 | Not Yet Verified | Not Yet Verified | No | Product updated 8/1/2016 | IIIIQE | [25 empty] | 5 | 1600 | 133.33 | 12 | 4.9 | 0.999 | 4000 | 81 |  |  |  | FALSE | FALSE | FALSE | May, 02 2018 00:00:00 | 4.3 |  | standard |  |  |  |  | March, 30 2020 00:00:00 | FALSE | FALSE | FALSE | [6 empty] | AC | [7 empty] | FALSE
PY5UVRT5 | Sunritek Semiconductor Lighting Co., Ltd | Sunritek | ST-A12-12W(4500K) | Linear Replacement Lamp | T8 Four-Foot | Replacement Lamps (plug and play) (UL Type A) |  | standard | FALSE | [10 empty] | May, 24 2016 00:00:00 | Not Yet Verified | Not Yet Verified | No | Product updated 8/1/2016 | IIIIQE | [25 empty] | 5 | 1600 | 133.33 | 12 | 4.9 | 0.999 | 4500 | 81 |  |  |  | FALSE | FALSE | FALSE | May, 02 2018 00:00:00 | 4.3 |  | standard |  |  |  |  | March, 30 2020 00:00:00 | FALSE | FALSE | FALSE | [6 empty] | AC | [7 empty] | FALSE
PJYHXB4K | Sunritek Semiconductor Lighting Co., Ltd | Sunritek | ST-H12-12W(5000K) | Linear Replacement Lamp | T8 Four-Foot | Replacement Lamps (plug and play) (UL Type A) |  | standard | FALSE | [10 empty] | May, 24 2016 00:00:00 | Not Yet Verified | Not Yet Verified | No | Product updated 8/1/2016 | IIIIQE | [25 empty] | 5 | 1600 | 133.33 | 12 | 4.9 | 0.999 | 5000 | 81 |  |  |  | FALSE | FALSE | FALSE | May, 02 2018 00:00:00 | 4.3 |  | standard |  |  |  |  | March, 30 2020 00:00:00 | FALSE | FALSE | FALSE | [6 empty] | AC | [7 empty] | FALSE
PUS9RWSU | Sunritek Semiconductor Lighting Co., Ltd | Sunritek | ST-A12-12W(5000K) | Linear Replacement Lamp | T8 Four-Foot | Replacement Lamps (plug and play) (UL Type A) |  | standard | FALSE | [10 empty] | May, 24 2016 00:00:00 | Not Yet Verified | Not Yet Verified | No | Product updated 8/1/2016 | IIIIQE | [25 empty] | 5 | 1600 | 133.33 | 12 | 4.9 | 0.999 | 5000 | 81 |  |  |  | FALSE | FALSE | FALSE | May, 02 2018 00:00:00 | 4.3 |  | standard |  |  |  |  | March, 30 2020 00:00:00 | FALSE | FALSE | FALSE | [6 empty] | AC | [7 empty] | FALSE
PQJ1FJEE | Sunritek Semiconductor Lighting Co., Ltd | Sunritek | ST-A12-15W(2700K) | Linear Replacement Lamp | T8 Four-Foot | Replacement Lamps (plug and play) (UL Type A) |  | standard | TRUE |  | 1543 | 111.65 | 13.82 | 6.5 | 0.973 | 2848 | 81.4 | 5 | 50000 | May, 24 2016 00:00:00 | Not Yet Verified | Not Yet Verified | No | Product updated 8/1/2016 | IIIIQE | [15 empty] | 84.2 |  | 1.2 | 1.8 | [6 empty] | 5 | 1543 | 111.65 | 13.82 | 4.9 | 0.999 | 2848 | 81 |  |  |  | FALSE | FALSE | FALSE | May, 02 2018 00:00:00 | 4.3 |  | standard |  |  |  |  | March, 30 2020 00:00:00 | FALSE | FALSE | FALSE | [6 empty] | AC | [7 empty] | FALSE
PJHNQUQ1 | Ledtronics Inc. | Ledtronics | LED48T8BR-DLC-13W-XPW-101WC | Linear Replacement Lamp | T8 Four-Foot | Dual Mode Internal Driver (UL Type A and Type B) |  | standard | FALSE | [10 empty] | May, 20 2016 00:00:00 | Not Dimmable | Not Dimmable | NotYetVerified | Lastx represents either s for single-end power input or T for double-end inputs | KKKYYH | [25 empty] | 5 | 1930 | 135 | 14.3 | 20 | 0.9 | 5000 | 83 |  |  |  | FALSE | FALSE | FALSE | May, 02 2018 00:00:00 | 4.3 |  | standard |  |  |  |  | March, 30 2020 00:00:00 | FALSE | FALSE | FALSE | [6 empty] | AC | [7 empty] | FALSE
PYS3YYQW | Ledtronics Inc. | Ledtronics | LED48T8BR-DLC-13W-XWW-101WC | Linear Replacement Lamp | T8 Four-Foot | Dual Mode Internal Driver (UL Type A and Type B) |  | standard | TRUE |  | 1930 | 135.06 | 14.3 | 14.92 | 0.9034 | 3996 | 82.7 | 5 | 50000 | May, 20 2016 00:00:00 | Not Dimmable | Not Dimmable | NotYetVerified | Lastx represents either s for single-end power input or T for double-end inputs | KKKYYH | [15 empty] | 85.3 |  | 1.3 | 1.23 | [6 empty] | 5 | 1930 | 135 | 14.3 | 20 | 0.9 | 4000 | 83 |  |  |  | FALSE | FALSE | FALSE | May, 02 2018 00:00:00 | 4.3 |  | standard |  |  |  |  | March, 30 2020 00:00:00 | FALSE | FALSE | FALSE | [6 empty] | AC | [7 empty] | FALSE
P8CYX11Q | LucidLED | LucidLED Inc. | 4T8JA15WBC (2700K Frosted) | Linear Replacement Lamp | T8 Four-Foot | Dual Mode Internal Driver (UL Type A and Type B) |  | standard | TRUE |  | 1929 | 109 | 17.7 | 17.9 | 0.9557 | 2655 | 81.6 | 5 | 50000 | May, 19 2016 00:00:00 | Not Yet Verified | Not Yet Verified | NotYetVerified | Lastx represents either s for single-end power input or T for double-end inputs; Product de-listed on 4/1/2017, re-listed on 4/28/2017 due to allowances requirements change | SSSBBY | [15 empty] | 84.9 |  | 1.25 | 1.4 | [6 empty] | 4.4 | 2040 | 120 | 17.7 | 20 | 0.9 | 2700 | 83 |  |  |  | FALSE | TRUE | FALSE | May, 02 2018 00:00:00 | 4.3 |  | standard |  |  |  |  | November, 02 2018 00:00:00 | FALSE | FALSE | FALSE | [6 empty] | AC | [7 empty] | FALSE
PF3S92CT | LucidLED | LucidLED Inc. | 4T8JA15WBC (3000K Frosted) | Linear Replacement Lamp | T8 Four-Foot | Dual Mode Internal Driver (UL Type A and Type B) |  | standard | FALSE | [10 empty] | May, 19 2016 00:00:00 | Not Yet Verified | Not Yet Verified | NotYetVerified | Lastx represents either s for single-end power input or T for double-end inputs; Product de-listed on 4/1/2017, re-listed on 4/28/2017 due to allowances requirements change | SSSBBY | [25 empty] | 5 | 2040 | 120 | 17.7 | 20 | 0.9 | 3000 | 83 |  |  |  | TRUE | FALSE | FALSE | May, 02 2018 00:00:00 | 4.3 |  | standard |  |  |  |  | March, 30 2020 00:00:00 | FALSE | FALSE | FALSE | [6 empty] | AC | [7 empty] | FALSE
PJXPV18N | Elemedia Tech of America | Elemedia | ABL-T8-SL412W30-IFND | Linear Replacement Lamp | T8 Four-Foot | Replacement Lamps (plug and play) (UL Type A) |  | standard | TRUE |  | 1849 | 115.2 | 16.05 | 11.53 | 0.9752 | 3066 | 84.6 | 5 | 50000 | May, 19 2016 00:00:00 | Not Dimmable | Not Dimmable | No | Product de-listed on 4/1/2017, re-listed on 4/28/2017 due to allowances requirements change | IIIIPL | [15 empty] | 83.1 |  | 1.26 | 1.28 | [6 empty] | 5 | 1800 | 116 | 15.5 | 20 | 0.9 | 3000 | 83 |  |  |  | TRUE | FALSE | FALSE | May, 02 2018 00:00:00 | 4.3 |  | standard |  |  |  |  | March, 30 2020 00:00:00 | FALSE | FALSE | FALSE | [6 empty] | AC | [7 empty] | FALSE
PAK7QRAT | LED LEADER INC. | LED LEADER | L4GC-12T8LEDMVBF40 | Linear Replacement Lamp | T8 Four-Foot | Replacement Lamps (plug and play) (UL Type A) |  | standard | FALSE | [10 empty] | May, 18 2016 00:00:00 | Not Dimmable | Not Dimmable | No |  | BBBCLU | [25 empty] | 5 | 1809 | 123.91 | 14.6 | 14.69 | 0.9037 | 4000 | 83 |  |  |  | FALSE | FALSE | FALSE | May, 02 2018 00:00:00 | 4.3 |  | standard |  |  |  |  | March, 30 2020 00:00:00 | FALSE | FALSE | FALSE | [6 empty] | AC | [7 empty] | FALSE
PMFDV25C | LED LEADER INC. | LED LEADER | L4GC-12T8LEDMVBF35 | Linear Replacement Lamp | T8 Four-Foot | Replacement Lamps (plug and play) (UL Type A) |  | standard | FALSE | [10 empty] | May, 18 2016 00:00:00 | Not Dimmable | Not Dimmable | No |  | BBBCLU | [25 empty] | 5 | 1782 | 122.11 | 14.6 | 14.69 | 0.9037 | 3500 | 83 |  |  |  | FALSE | FALSE | FALSE | May, 02 2018 00:00:00 | 4.3 |  | standard |  |  |  |  | March, 30 2020 00:00:00 | FALSE | FALSE | FALSE | [6 empty] | AC | [7 empty] | FALSE
PST71PYH | LED LEADER INC. | LED LEADER | L4GC-12T8LEDMVBF45 | Linear Replacement Lamp | T8 Four-Foot | Replacement Lamps (plug and play) (UL Type A) |  | standard | FALSE | [10 empty] | May, 18 2016 00:00:00 | Not Dimmable | Not Dimmable | No |  | BBBCLU | [25 empty] | 5 | 1835 | 125.71 | 14.6 | 14.69 | 0.9037 | 4500 | 83 |  |  |  | FALSE | FALSE | FALSE | May, 02 2018 00:00:00 | 4.3 |  | standard |  |  |  |  | March, 30 2020 00:00:00 | FALSE | FALSE | FALSE | [6 empty] | AC | [7 empty] | FALSE
P22V8RM6 | LED LEADER INC. | LED LEADER | L4GC-12T8LEDMVBF50 | Linear Replacement Lamp | T8 Four-Foot | Replacement Lamps (plug and play) (UL Type A) |  | standard | FALSE | [10 empty] | May, 18 2016 00:00:00 | Not Dimmable | Not Dimmable | No |  | BBBCLU | [25 empty] | 5 | 1861 | 127.38 | 14.61 | 14.72 | 0.9015 | 5000 | 82 |  |  |  | FALSE | FALSE | FALSE | May, 02 2018 00:00:00 | 4.3 |  | standard |  |  |  |  | March, 30 2020 00:00:00 | FALSE | FALSE | FALSE | [6 empty] | AC | [7 empty] | FALSE
PCZ6FHRR | LED LEADER INC. | LED LEADER | L4GC-12T8LEDMVBF30 | Linear Replacement Lamp | T8 Four-Foot | Replacement Lamps (plug and play) (UL Type A) |  | standard | TRUE |  | 1745 | 118.79 | 14.69 | 14.69 | 0.9037 | 2943 | 83 | 5 | 50000 | May, 18 2016 00:00:00 | Not Dimmable | Not Dimmable | No |  | BBBCLU | [15 empty] | 85.2 |  | 1.22 | 1.3 | [6 empty] | 5 | 1756 | 120.44 | 14.58 | 14.69 | 0.9037 | 3000 | 83 |  |  |  | FALSE | FALSE | FALSE | May, 02 2018 00:00:00 | 4.3 |  | standard |  |  |  |  | March, 30 2020 00:00:00 | FALSE | FALSE | FALSE | [6 empty] | AC | [7 empty] | FALSE
PK32JP2N | LedZed International Inc | LedZed International | LZ-T8-20W12 TCC(4500K) | Linear Replacement Lamp | T8 Four-Foot | Replacement Lamps (plug and play) (UL Type A) |  | standard | FALSE | [10 empty] | May, 13 2016 00:00:00 | Not Dimmable | Not Dimmable | No |  | MMMOHP | [25 empty] | 5 | 3029.1 | 143.22 | 21.15 | 17.86 | 0.9539 | 4500 | 82.1 |  |  |  | FALSE | FALSE | FALSE | May, 02 2018 00:00:00 | 4.3 |  | standard |  |  |  |  | March, 30 2020 00:00:00 | FALSE | FALSE | FALSE | [6 empty] | AC | [7 empty] | FALSE
P134DMVV | LedZed International Inc | LedZed International | LZ-T8-16W12 MCC(5000K) | Linear Replacement Lamp | T8 Four-Foot | Replacement Lamps (plug and play) (UL Type A) |  | standard | FALSE | [10 empty] | May, 13 2016 00:00:00 | Not Dimmable | Not Dimmable | No |  | MMMOHQ | [25 empty] | 5 | 2456.89 | 145.94 | 16.835 | 16.54 | 0.9738 | 5000 | 80.9 |  |  |  | FALSE | FALSE | FALSE | May, 02 2018 00:00:00 | 4.3 |  | standard |  |  |  |  | March, 30 2020 00:00:00 | FALSE | FALSE | FALSE | [6 empty] | AC | [7 empty] | FALSE
PJR19FUF | LedZed International Inc | LedZed International | LZ-T8-20W12 TCC(5000K) | Linear Replacement Lamp | T8 Four-Foot | Replacement Lamps (plug and play) (UL Type A) |  | standard | FALSE | [10 empty] | May, 13 2016 00:00:00 | Not Dimmable | Not Dimmable | No |  | MMMOHP | [25 empty] | 5 | 3117.43 | 148.56 | 20.985 | 17.63 | 0.9536 | 5000 | 81 |  |  |  | FALSE | FALSE | FALSE | May, 02 2018 00:00:00 | 4.3 |  | standard |  |  |  |  | March, 30 2020 00:00:00 | FALSE | FALSE | FALSE | [6 empty] | AC | [7 empty] | FALSE
PVD3UFAF | LedZed International Inc | LedZed International | LZ-T8-11.5W12 TCC(3000K) | Linear Replacement Lamp | T8 Four-Foot | Replacement Lamps (plug and play) (UL Type A) |  | standard | TRUE |  | 1616.3 | 139.7 | 11.57 | 18.33 | 0.924 | 2912 | 81.6 | 5 | 50000 | May, 13 2016 00:00:00 | Not Dimmable | Not Dimmable | No |  | MMMOHM | [15 empty] | 85.3 |  | 1.22 | 1.18 | [6 empty] | 5 | 1616.3 | 139.697 | 11.57 | 18.33 | 0.9726 | 3000 | 81.6 |  |  |  | FALSE | FALSE | FALSE | May, 02 2018 00:00:00 | 4.3 |  | standard |  |  |  |  | March, 30 2020 00:00:00 | FALSE | FALSE | FALSE | [6 empty] | AC | [7 empty] | FALSE
PS25SNH5 | LedZed International Inc | LedZed International | LZ-T8-25W12 TCC(3500K) | Linear Replacement Lamp | T8 Four-Foot | Replacement Lamps (plug and play) (UL Type A) |  | standard | FALSE | [10 empty] | May, 13 2016 00:00:00 | Not Dimmable | Not Dimmable | No |  | MMMOHN | [25 empty] | 5 | 3616.06 | 137.18 | 26.36 | 16.25 | 0.9522 | 3500 | 80.7 |  |  |  | FALSE | FALSE | FALSE | May, 02 2018 00:00:00 | 4.3 |  | standard |  |  |  |  | March, 30 2020 00:00:00 | FALSE | FALSE | FALSE | [6 empty] | AC | [7 empty] | FALSE
PYX86E9P | LedZed International Inc | LedZed International | LZ-T8-14W12 TCC(3500K) | Linear Replacement Lamp | T8 Four-Foot | Replacement Lamps (plug and play) (UL Type A) |  | standard | FALSE | [10 empty] | May, 13 2016 00:00:00 | Not Dimmable | Not Dimmable | No |  | MMMOHO | [25 empty] | 5 | 2002.4 | 139.1 | 14.395 | 19.15 | 0.9749 | 3500 | 81.4 |  |  |  | FALSE | FALSE | FALSE | May, 02 2018 00:00:00 | 4.3 |  | standard |  |  |  |  | March, 30 2020 00:00:00 | FALSE | FALSE | FALSE | [6 empty] | AC | [7 empty] | FALSE
PSCEB966 | LedZed International Inc | LedZed International | LZ-T8-11.5W12 TCC(4000K) | Linear Replacement Lamp | T8 Four-Foot | Replacement Lamps (plug and play) (UL Type A) |  | standard | FALSE | [10 empty] | May, 13 2016 00:00:00 | Not Dimmable | Not Dimmable | No |  | MMMOHM | [25 empty] | 5 | 1671.93 | 146.02 | 11.45 | 18.16 | 0.9739 | 4000 | 82.6 |  |  |  | FALSE | FALSE | FALSE | May, 02 2018 00:00:00 | 4.3 |  | standard |  |  |  |  | March, 30 2020 00:00:00 | FALSE | FALSE | FALSE | [6 empty] | AC | [7 empty] | FALSE
PUVMMNA7 | LedZed International Inc | LedZed International | LZ-T8-25W12 TCC(4500K) | Linear Replacement Lamp | T8 Four-Foot | Replacement Lamps (plug and play) (UL Type A) |  | standard | FALSE | [10 empty] | May, 13 2016 00:00:00 | Not Dimmable | Not Dimmable | No |  | MMMOHN | [25 empty] | 5 | 3796.58 | 143.86 | 26.39 | 16.04 | 0.9524 | 4500 | 81.9 |  |  |  | FALSE | FALSE | FALSE | May, 02 2018 00:00:00 | 4.3 |  | standard |  |  |  |  | March, 30 2020 00:00:00 | FALSE | FALSE | FALSE | [6 empty] | AC | [7 empty] | FALSE
PW4EKBT1 | LedZed International Inc | LedZed International | LZ-T8-25W12 TCC(5000K) | Linear Replacement Lamp | T8 Four-Foot | Replacement Lamps (plug and play) (UL Type A) |  | standard | FALSE | [10 empty] | May, 13 2016 00:00:00 | Not Dimmable | Not Dimmable | No |  | MMMOHN | [25 empty] | 5 | 3963.22 | 150.29 | 26.37 | 15.85 | 0.9519 | 5000 | 80.8 |  |  |  | FALSE | FALSE | FALSE | May, 02 2018 00:00:00 | 4.3 |  | standard |  |  |  |  | March, 30 2020 00:00:00 | FALSE | FALSE | FALSE | [6 empty] | AC | [7 empty] | FALSE
PT41W698 | LedZed International Inc | LedZed International | LZ-T8-14W12 TCC(5000K) | Linear Replacement Lamp | T8 Four-Foot | Replacement Lamps (plug and play) (UL Type A) |  | standard | FALSE | [10 empty] | May, 13 2016 00:00:00 | Not Dimmable | Not Dimmable | No |  | MMMOHO | [25 empty] | 5 | 2257.46 | 155.53 | 14.515 | 18.62 | 0.9742 | 5000 | 81.3 |  |  |  | FALSE | FALSE | FALSE | May, 02 2018 00:00:00 | 4.3 |  | standard |  |  |  |  | March, 30 2020 00:00:00 | FALSE | FALSE | FALSE | [6 empty] | AC | [7 empty] | FALSE
PRUWTPCC | LedZed International Inc | LedZed International | LZ-T8-25W12 TCC(3000K) | Linear Replacement Lamp | T8 Four-Foot | Replacement Lamps (plug and play) (UL Type A) |  | standard | TRUE |  | 3616.07 | 137.18 | 26.36 | 16.25 | 0.907 | 2919 | 80.7 | 5 | 50000 | May, 13 2016 00:00:00 | Not Dimmable | Not Dimmable | No |  | MMMOHN | [15 empty] | 85.2 |  | 1.24 | 1.18 | [6 empty] | 5 | 3616.06 | 137.18 | 26.36 | 16.25 | 0.9522 | 3000 | 80.7 |  |  |  | FALSE | FALSE | FALSE | May, 02 2018 00:00:00 | 4.3 |  | standard |  |  |  |  | March, 30 2020 00:00:00 | FALSE | FALSE | FALSE | [6 empty] | AC | [7 empty] | FALSE
PMTUFR4Y | LedZed International Inc | LedZed International | LZ-T8-20W12 TCC(3000K) | Linear Replacement Lamp | T8 Four-Foot | Replacement Lamps (plug and play) (UL Type A) |  | standard | TRUE |  | 2812.22 | 135.62 | 20.735 | 18.13 | 0.911 | 2981 | 81.1 | 5 | 50000 | May, 13 2016 00:00:00 | Not Dimmable | Not Dimmable | No |  | MMMOHP | [15 empty] | 85.2 |  | 1.22 | 1.22 | [6 empty] | 5 | 2812.22 | 135.63 | 20.735 | 18.13 | 0.953 | 3000 | 81.1 |  |  |  | FALSE | FALSE | FALSE | May, 02 2018 00:00:00 | 4.3 |  | standard |  |  |  |  | March, 30 2020 00:00:00 | FALSE | FALSE | FALSE | [6 empty] | AC | [7 empty] | FALSE
PBETNFP1 | LedZed International Inc | LedZed International | LZ-T8-25W12 TCC(4000K) | Linear Replacement Lamp | T8 Four-Foot | Replacement Lamps (plug and play) (UL Type A) |  | standard | FALSE | [10 empty] | May, 13 2016 00:00:00 | Not Dimmable | Not Dimmable | No |  | MMMOHN | [25 empty] | 5 | 3796.58 | 143.86 | 26.39 | 16.04 | 0.9524 | 4000 | 81.9 |  |  |  | FALSE | FALSE | FALSE | May, 02 2018 00:00:00 | 4.3 |  | standard |  |  |  |  | March, 30 2020 00:00:00 | FALSE | FALSE | FALSE | [6 empty] | AC | [7 empty] | FALSE
P5R5HC7U | LedZed International Inc | LedZed International | LZ-T8-20W12 TCC(4000K) | Linear Replacement Lamp | T8 Four-Foot | Replacement Lamps (plug and play) (UL Type A) |  | standard | FALSE | [10 empty] | May, 13 2016 00:00:00 | Not Dimmable | Not Dimmable | No |  | MMMOHP | [25 empty] | 5 | 3029.1 | 143.22 | 21.15 | 17.86 | 0.9539 | 4000 | 82.1 |  |  |  | FALSE | FALSE | FALSE | May, 02 2018 00:00:00 | 4.3 |  | standard |  |  |  |  | March, 30 2020 00:00:00 | FALSE | FALSE | FALSE | [6 empty] | AC | [7 empty] | FALSE
PKF32KAP | LedZed International Inc | LedZed International | LZ-T8-16W12 MCC(4000K) | Linear Replacement Lamp | T8 Four-Foot | Replacement Lamps (plug and play) (UL Type A) |  | standard | FALSE | [10 empty] | May, 13 2016 00:00:00 | Not Dimmable | Not Dimmable | No |  | MMMOHQ | [25 empty] | 5 | 2377.15 | 142.17 | 16.72 | 16.82 | 0.9738 | 4000 | 82.2 |  |  |  | FALSE | FALSE | FALSE | May, 02 2018 00:00:00 | 4.3 |  | standard |  |  |  |  | March, 30 2020 00:00:00 | FALSE | FALSE | FALSE | [6 empty] | AC | [7 empty] | FALSE
P22AA4GU | LedZed International Inc | LedZed International | LZ-T8-14W12 TCC(4000K) | Linear Replacement Lamp | T8 Four-Foot | Replacement Lamps (plug and play) (UL Type A) |  | standard | FALSE | [10 empty] | May, 13 2016 00:00:00 | Not Dimmable | Not Dimmable | No |  | MMMOHO | [25 empty] | 5 | 2136.12 | 146.51 | 14.58 | 18.86 | 0.9744 | 4000 | 82.4 |  |  |  | FALSE | FALSE | FALSE | May, 02 2018 00:00:00 | 4.3 |  | standard |  |  |  |  | March, 30 2020 00:00:00 | FALSE | FALSE | FALSE | [6 empty] | AC | [7 empty] | FALSE
PMFQQEK7 | LedZed International Inc | LedZed International | LZ-T8-16W12 MCC(3000K) | Linear Replacement Lamp | T8 Four-Foot | Replacement Lamps (plug and play) (UL Type A) |  | standard | TRUE |  | 2212.59 | 133.58 | 16.56 | 16.82 | 0.928 | 2917 | 81.7 | 5 | 50000 | May, 13 2016 00:00:00 | Not Dimmable | Not Dimmable | No |  | MMMOHQ | [15 empty] | 85.3 |  | 1.22 | 1.18 | [6 empty] | 5 | 2212.16 | 133.58 | 16.56 | 17.09 | 0.9741 | 3000 | 81.7 |  |  |  | FALSE | FALSE | FALSE | May, 02 2018 00:00:00 | 4.3 |  | standard |  |  |  |  | March, 30 2020 00:00:00 | FALSE | FALSE | FALSE | [6 empty] | AC | [7 empty] | FALSE
PGY5MEKX | LedZed International Inc | LedZed International | LZ-T8-11.5W12 TCC(3500K) | Linear Replacement Lamp | T8 Four-Foot | Replacement Lamps (plug and play) (UL Type A) |  | standard | FALSE | [10 empty] | May, 13 2016 00:00:00 | Not Dimmable | Not Dimmable | No |  | MMMOHM | [25 empty] | 5 | 1616.3 | 139.697 | 11.57 | 18.33 | 0.9726 | 3500 | 81.6 |  |  |  | FALSE | FALSE | FALSE | May, 02 2018 00:00:00 | 4.3 |  | standard |  |  |  |  | March, 30 2020 00:00:00 | FALSE | FALSE | FALSE | [6 empty] | AC | [7 empty] | FALSE
PADH6PP9 | LedZed International Inc | LedZed International | LZ-T8-16W12 MCC(3500K) | Linear Replacement Lamp | T8 Four-Foot | Replacement Lamps (plug and play) (UL Type A) |  | standard | FALSE | [10 empty] | May, 13 2016 00:00:00 | Not Dimmable | Not Dimmable | No |  | MMMOHQ | [25 empty] | 5 | 2212.16 | 133.58 | 16.56 | 17.09 | 0.9741 | 3500 | 81.7 |  |  |  | FALSE | FALSE | FALSE | May, 02 2018 00:00:00 | 4.3 |  | standard |  |  |  |  | March, 30 2020 00:00:00 | FALSE | FALSE | FALSE | [6 empty] | AC | [7 empty] | FALSE
P5FW1HB5 | LedZed International Inc | LedZed International | LZ-T8-16W12 MCC(4500K) | Linear Replacement Lamp | T8 Four-Foot | Replacement Lamps (plug and play) (UL Type A) |  | standard | FALSE | [10 empty] | May, 13 2016 00:00:00 | Not Dimmable | Not Dimmable | No |  | MMMOHQ | [25 empty] | 5 | 2377.15 | 142.17 | 16.72 | 16.82 | 0.9738 | 4500 | 82.2 |  |  |  | FALSE | FALSE | FALSE | May, 02 2018 00:00:00 | 4.3 |  | standard |  |  |  |  | March, 30 2020 00:00:00 | FALSE | FALSE | FALSE | [6 empty] | AC | [7 empty] | FALSE
PNDKUMBJ | LedZed International Inc | LedZed International | LZ-T8-11.5W12 TCC(4500K) | Linear Replacement Lamp | T8 Four-Foot | Replacement Lamps (plug and play) (UL Type A) |  | standard | FALSE | [10 empty] | May, 13 2016 00:00:00 | Not Dimmable | Not Dimmable | No |  | MMMOHM | [25 empty] | 5 | 1671.93 | 146.02 | 11.45 | 18.16 | 0.9739 | 4500 | 82.6 |  |  |  | FALSE | FALSE | FALSE | May, 02 2018 00:00:00 | 4.3 |  | standard |  |  |  |  | March, 30 2020 00:00:00 | FALSE | FALSE | FALSE | [6 empty] | AC | [7 empty] | FALSE
PS22NMTD | LedZed International Inc | LedZed International | LZ-T8-20W12 TCC(3500K) | Linear Replacement Lamp | T8 Four-Foot | Replacement Lamps (plug and play) (UL Type A) |  | standard | FALSE | [10 empty] | May, 13 2016 00:00:00 | Not Dimmable | Not Dimmable | No |  | MMMOHP | [25 empty] | 5 | 2812.22 | 135.63 | 20.735 | 18.13 | 0.953 | 3500 | 81.1 |  |  |  | FALSE | FALSE | FALSE | May, 02 2018 00:00:00 | 4.3 |  | standard |  |  |  |  | March, 30 2020 00:00:00 | FALSE | FALSE | FALSE | [6 empty] | AC | [7 empty] | FALSE
P36PXEF8 | LedZed International Inc | LedZed International | LZ-T8-14W12 TCC(4500K) | Linear Replacement Lamp | T8 Four-Foot | Replacement Lamps (plug and play) (UL Type A) |  | standard | FALSE | [10 empty] | May, 13 2016 00:00:00 | Not Dimmable | Not Dimmable | No |  | MMMOHO | [25 empty] | 5 | 2136.12 | 146.51 | 14.58 | 18.86 | 0.9744 | 4500 | 82.4 |  |  |  | FALSE | FALSE | FALSE | May, 02 2018 00:00:00 | 4.3 |  | standard |  |  |  |  | March, 30 2020 00:00:00 | FALSE | FALSE | FALSE | [6 empty] | AC | [7 empty] | FALSE
PYXBYYX7 | LedZed International Inc | LedZed International | LZ-T8-11.5W12 TCC(5000K) | Linear Replacement Lamp | T8 Four-Foot | Replacement Lamps (plug and play) (UL Type A) |  | standard | FALSE | [10 empty] | May, 13 2016 00:00:00 | Not Dimmable | Not Dimmable | No |  | MMMOHM | [25 empty] | 5 | 1773.06 | 155.87 | 11.375 | 18.01 | 0.9742 | 5000 | 81.7 |  |  |  | FALSE | FALSE | FALSE | May, 02 2018 00:00:00 | 4.3 |  | standard |  |  |  |  | March, 30 2020 00:00:00 | FALSE | FALSE | FALSE | [6 empty] | AC | [7 empty] | FALSE
PEH32GUC | LedZed International Inc | LedZed International | LZ-T8-14W12 TCC(3000K) | Linear Replacement Lamp | T8 Four-Foot | Replacement Lamps (plug and play) (UL Type A) |  | standard | TRUE |  | 2002.4 | 139.1 | 14.4 | 19.15 | 0.941 | 2929 | 81.4 | 5 | 50000 | May, 13 2016 00:00:00 | Not Dimmable | Not Dimmable | No |  | MMMOHO | [15 empty] | 85.3 |  | 1.22 | 1.18 | [6 empty] | 5 | 2002.4 | 139.1 | 14.395 | 19.15 | 0.9749 | 3000 | 81.4 |  |  |  | FALSE | FALSE | FALSE | May, 02 2018 00:00:00 | 4.3 |  | standard |  |  |  |  | March, 30 2020 00:00:00 | FALSE | FALSE | FALSE | [6 empty] | AC | [7 empty] | FALSE
P69G9TYE | SHENZHEN ZENITH TECHNOLOGY CO.,LTD | ZENITH | ZS-T8D1218R02 (3500K) | Linear Replacement Lamp | T8 Four-Foot | Replacement Lamps (plug and play) (UL Type A) |  | standard | FALSE | [10 empty] | May, 11 2016 00:00:00 | Not Dimmable | Not Dimmable | No |  | OOOAEK | [25 empty] | 5 | 2237 | 122.76 | 18.22 | 14.05 | 0.903 | 3500 | 82.6 |  |  |  | FALSE | FALSE | FALSE | May, 02 2018 00:00:00 | 4.3 |  | standard |  |  |  |  | March, 30 2020 00:00:00 | FALSE | FALSE | FALSE | [6 empty] | AC | [7 empty] | FALSE
PMXU4FMF | SHENZHEN ZENITH TECHNOLOGY CO.,LTD | ZENITH | ZS-T8F1222T02 (4000K) | Linear Replacement Lamp | T8 Four-Foot | Replacement Lamps (plug and play) (UL Type A) |  | standard | FALSE | [10 empty] | May, 11 2016 00:00:00 | Not Dimmable | Not Dimmable | No |  | OOOAEH | [25 empty] | 5 | 3344 | 135.67 | 24.65 | 14.77 | 0.901 | 4000 | 82.8 |  |  |  | FALSE | FALSE | FALSE | May, 02 2018 00:00:00 | 4.3 |  | standard |  |  |  |  | March, 30 2020 00:00:00 | FALSE | FALSE | FALSE | [6 empty] | AC | [7 empty] | FALSE
PUFUKEBN | ARKSMART INC | ARK SAPRT | ARK/UD/18K(3500K) | Linear Replacement Lamp | T8 Four-Foot | Replacement Lamps (plug and play) (UL Type A) |  | standard | FALSE | [10 empty] | May, 11 2016 00:00:00 | Not Dimmable | Not Dimmable | No |  | RRRSWK | [25 empty] | 5 | 2260 | 118.32 | 19.1 | 14.96 | 0.9014 | 3500 | 81.1 |  |  |  | FALSE | FALSE | FALSE | May, 02 2018 00:00:00 | 4.3 |  | standard |  |  |  |  | March, 30 2020 00:00:00 | FALSE | FALSE | FALSE | [6 empty] | AC | [7 empty] | FALSE
PF7SXZU3 | ARKSMART INC | ARK SAPRT | ARK/UD/18K(4500K) | Linear Replacement Lamp | T8 Four-Foot | Replacement Lamps (plug and play) (UL Type A) |  | standard | FALSE | [10 empty] | May, 11 2016 00:00:00 | Not Dimmable | Not Dimmable | No |  | RRRSWK | [25 empty] | 5 | 2308 | 120.84 | 19.1 | 14.96 | 0.9014 | 4500 | 81.1 |  |  |  | FALSE | FALSE | FALSE | May, 02 2018 00:00:00 | 4.3 |  | standard |  |  |  |  | March, 30 2020 00:00:00 | FALSE | FALSE | FALSE | [6 empty] | AC | [7 empty] | FALSE
PPGDEATG | ARKSMART INC | ARK SAPRT | ARK/UD/18K(5000K) | Linear Replacement Lamp | T8 Four-Foot | Replacement Lamps (plug and play) (UL Type A) |  | standard | FALSE | [10 empty] | May, 11 2016 00:00:00 | Not Dimmable | Not Dimmable | No |  | RRRSWK | [25 empty] | 5 | 2332 | 122.03 | 19.11 | 14.14 | 0.902 | 5000 | 83.4 |  |  |  | FALSE | FALSE | FALSE | May, 02 2018 00:00:00 | 4.3 |  | standard |  |  |  |  | March, 30 2020 00:00:00 | FALSE | FALSE | FALSE | [6 empty] | AC | [7 empty] | FALSE
PGFTENUW | SHENZHEN ZENITH TECHNOLOGY CO.,LTD | ZENITH | ZS-T8F1222T02 (3500K) | Linear Replacement Lamp | T8 Four-Foot | Replacement Lamps (plug and play) (UL Type A) |  | standard | FALSE | [10 empty] | May, 11 2016 00:00:00 | Not Dimmable | Not Dimmable | No |  | OOOAEH | [25 empty] | 5 | 3293 | 133.63 | 24.65 | 14.77 | 0.901 | 3500 | 82.8 |  |  |  | FALSE | FALSE | FALSE | May, 02 2018 00:00:00 | 4.3 |  | standard |  |  |  |  | March, 30 2020 00:00:00 | FALSE | FALSE | FALSE | [6 empty] | AC | [7 empty] | FALSE
PPPBY3HA | SHENZHEN ZENITH TECHNOLOGY CO.,LTD | ZENITH | ZS-T8D1218R02 (4500K) | Linear Replacement Lamp | T8 Four-Foot | Replacement Lamps (plug and play) (UL Type A) |  | standard | FALSE | [10 empty] | May, 11 2016 00:00:00 | Not Dimmable | Not Dimmable | No |  | OOOAEK | [25 empty] | 5 | 2266 | 124.38 | 18.22 | 14.05 | 0.903 | 4500 | 82.6 |  |  |  | FALSE | FALSE | FALSE | May, 02 2018 00:00:00 | 4.3 |  | standard |  |  |  |  | March, 30 2020 00:00:00 | FALSE | FALSE | FALSE | [6 empty] | AC | [7 empty] | FALSE
PN4TMV43 | SHENZHEN ZENITH TECHNOLOGY CO.,LTD | ZENITH | ZS-T8D1218R02 (3000K) | Linear Replacement Lamp | T8 Four-Foot | Replacement Lamps (plug and play) (UL Type A) |  | standard | TRUE |  | 2222 | 121.82 | 18.24 | 14.05 | 0.9026 | 3011 | 82.6 | 5 | 50000 | May, 11 2016 00:00:00 | Not Dimmable | Not Dimmable | No |  | OOOAEK | [15 empty] | 84.5 |  | 1.22 | 1.36 | [6 empty] | 5 | 2222 | 121.81 | 18.24 | 14.05 | 0.903 | 3000 | 82.6 |  |  |  | FALSE | FALSE | FALSE | May, 02 2018 00:00:00 | 4.3 |  | standard |  |  |  |  | March, 30 2020 00:00:00 | FALSE | FALSE | FALSE | [6 empty] | AC | [7 empty] | FALSE
P1R5Z4CW | EarthTronics Inc. | EARTHTRONICS | LT815840 | Linear Replacement Lamp | T8 Four-Foot | Replacement Lamps (plug and play) (UL Type A) |  | standard | FALSE | [10 empty] | May, 11 2016 00:00:00 | Not Dimmable | Not Dimmable | No |  | FFFGGH | [25 empty] | 5 | 2200 | 122 | 18 | 20 | 0.9 | 4000 | 82 |  |  |  | FALSE | FALSE | FALSE | May, 02 2018 00:00:00 | 4.3 |  | standard |  |  |  |  | March, 30 2020 00:00:00 | FALSE | FALSE | FALSE | [6 empty] | AC | [7 empty] | FALSE
P1S2U2XJ | EarthTronics Inc. | EARTHTRONICS | LT815850 | Linear Replacement Lamp | T8 Four-Foot | Replacement Lamps (plug and play) (UL Type A) |  | standard | FALSE | [10 empty] | May, 11 2016 00:00:00 | Not Dimmable | Not Dimmable | No |  | FFFGGH | [25 empty] | 5 | 2200 | 122 | 18 | 20 | 0.9 | 5000 | 82 |  |  |  | FALSE | FALSE | FALSE | May, 02 2018 00:00:00 | 4.3 |  | standard |  |  |  |  | March, 30 2020 00:00:00 | FALSE | FALSE | FALSE | [6 empty] | AC | [7 empty] | FALSE
PWMEDHS4 | SHENZHEN ZENITH TECHNOLOGY CO.,LTD | ZENITH | ZS-T8F1218R02 (3500K) | Linear Replacement Lamp | T8 Four-Foot | Replacement Lamps (plug and play) (UL Type A) |  | standard | FALSE | [10 empty] | May, 11 2016 00:00:00 | Not Dimmable | Not Dimmable | No |  | OOOAEJ | [25 empty] | 5 | 2202 | 119.49 | 18.43 | 15.72 | 0.902 | 3500 | 83.1 |  |  |  | FALSE | FALSE | FALSE | May, 02 2018 00:00:00 | 4.3 |  | standard |  |  |  |  | March, 30 2020 00:00:00 | FALSE | FALSE | FALSE | [6 empty] | AC | [7 empty] | FALSE
P56MJF7D | SHENZHEN ZENITH TECHNOLOGY CO.,LTD | ZENITH | ZS-T8F1218R02 (4500K) | Linear Replacement Lamp | T8 Four-Foot | Replacement Lamps (plug and play) (UL Type A) |  | standard | FALSE | [10 empty] | May, 11 2016 00:00:00 | Not Dimmable | Not Dimmable | No |  | OOOAEJ | [25 empty] | 5 | 2231 | 121.04 | 18.43 | 15.72 | 0.902 | 4500 | 83.1 |  |  |  | FALSE | FALSE | FALSE | May, 02 2018 00:00:00 | 4.3 |  | standard |  |  |  |  | March, 30 2020 00:00:00 | FALSE | FALSE | FALSE | [6 empty] | AC | [7 empty] | FALSE
PHK3S1EW | SHENZHEN ZENITH TECHNOLOGY CO.,LTD | ZENITH | ZS-T8D1218R02 (5000K) | Linear Replacement Lamp | T8 Four-Foot | Replacement Lamps (plug and play) (UL Type A) |  | standard | FALSE | [10 empty] | May, 11 2016 00:00:00 | Not Dimmable | Not Dimmable | No |  | OOOAEK | [25 empty] | 5 | 2281 | 125.33 | 18.2 | 14.56 | 0.902 | 5000 | 82.3 |  |  |  | FALSE | FALSE | FALSE | May, 02 2018 00:00:00 | 4.3 |  | standard |  |  |  |  | March, 30 2020 00:00:00 | FALSE | FALSE | FALSE | [6 empty] | AC | [7 empty] | FALSE
PDVQKB35 | SHENZHEN ZENITH TECHNOLOGY CO.,LTD | ZENITH | ZS-T8F1222T02 (5000K) | Linear Replacement Lamp | T8 Four-Foot | Replacement Lamps (plug and play) (UL Type A) |  | standard | FALSE | [10 empty] | May, 11 2016 00:00:00 | Not Dimmable | Not Dimmable | No |  | OOOAEH | [25 empty] | 5 | 3444 | 138.42 | 24.88 | 14.82 | 0.901 | 5000 | 83 |  |  |  | FALSE | FALSE | FALSE | May, 02 2018 00:00:00 | 4.3 |  | standard |  |  |  |  | March, 30 2020 00:00:00 | FALSE | FALSE | FALSE | [6 empty] | AC | [7 empty] | FALSE
PB7JH8QV | ARKSMART INC | ARK SAPRT | ARK/UD/18K(3000K) | Linear Replacement Lamp | T8 Four-Foot | Replacement Lamps (plug and play) (UL Type A) |  | standard | TRUE |  | 2236 | 117.13 | 19.09 | 14.96 | 0.9014 | 2959 | 81.1 | 5 | 50000 | May, 11 2016 00:00:00 | Not Dimmable | Not Dimmable | No |  | RRRSWK | [15 empty] | 86.2 |  | 1.24 | 1.28 | [6 empty] | 5 | 2236 | 117.13 | 19.09 | 14.96 | 0.9014 | 3000 | 81.1 |  |  |  | FALSE | FALSE | FALSE | May, 02 2018 00:00:00 | 4.3 |  | standard |  |  |  |  | March, 30 2020 00:00:00 | FALSE | FALSE | FALSE | [6 empty] | AC | [7 empty] | FALSE
PSVZVVUD | EarthTronics Inc. | EARTHTRONICS | LT815830C | Linear Replacement Lamp | T8 Four-Foot | Replacement Lamps (plug and play) (UL Type A) |  | standard | TRUE |  | 2224 | 116.3 | 19.12 | 9.82 | 0.9808 | 3063 | 84.7 | 5 | 50000 | May, 11 2016 00:00:00 | Not Dimmable | Not Dimmable | No | Product de-listed on 4/1/2017, re-listed on 4/28/2017 due to allowances requirements change | FFFGGI | [15 empty] | 82.8 |  | 1.26 | 1.32 | [6 empty] | 5 | 2200 | 122 | 18 | 9.82 | 0.9808 | 3000 | 82 |  |  |  | TRUE | FALSE | FALSE | May, 02 2018 00:00:00 | 4.3 |  | standard |  |  |  |  | March, 30 2020 00:00:00 | FALSE | FALSE | FALSE | [6 empty] | AC | [7 empty] | FALSE
P8B1KGWK | SHENZHEN ZENITH TECHNOLOGY CO.,LTD | ZENITH | ZS-T8F1218R02 (4000K) | Linear Replacement Lamp | T8 Four-Foot | Replacement Lamps (plug and play) (UL Type A) |  | standard | FALSE | [10 empty] | May, 11 2016 00:00:00 | Not Dimmable | Not Dimmable | No |  | OOOAEJ | [25 empty] | 5 | 2217 | 120.27 | 18.43 | 15.72 | 0.902 | 4000 | 83.1 |  |  |  | FALSE | FALSE | FALSE | May, 02 2018 00:00:00 | 4.3 |  | standard |  |  |  |  | March, 30 2020 00:00:00 | FALSE | FALSE | FALSE | [6 empty] | AC | [7 empty] | FALSE
PQHEMG9S | SHENZHEN ZENITH TECHNOLOGY CO.,LTD | ZENITH | ZS-T8F1222T02 (4500K) | Linear Replacement Lamp | T8 Four-Foot | Replacement Lamps (plug and play) (UL Type A) |  | standard | FALSE | [10 empty] | May, 11 2016 00:00:00 | Not Dimmable | Not Dimmable | No |  | OOOAEH | [25 empty] | 5 | 3394 | 137.71 | 24.65 | 14.77 | 0.901 | 4500 | 82.8 |  |  |  | FALSE | FALSE | FALSE | May, 02 2018 00:00:00 | 4.3 |  | standard |  |  |  |  | March, 30 2020 00:00:00 | FALSE | FALSE | FALSE | [6 empty] | AC | [7 empty] | FALSE
PYJZK41M | SHENZHEN ZENITH TECHNOLOGY CO.,LTD | ZENITH | ZS-T8F1218R02 (3000K) | Linear Replacement Lamp | T8 Four-Foot | Replacement Lamps (plug and play) (UL Type A) |  | standard | TRUE |  | 2160 | 118.11 | 18.29 | 15.72 | 0.9021 | 3021 | 83.1 | 5 | 50000 | May, 11 2016 00:00:00 | Not Dimmable | Not Dimmable | No |  | OOOAEJ | [15 empty] | 88.8 |  | 1.16 | 1.36 | [6 empty] | 5 | 2188 | 118.46 | 18.47 | 15.72 | 0.902 | 3000 | 83.1 |  |  |  | FALSE | FALSE | FALSE | May, 02 2018 00:00:00 | 4.3 |  | standard |  |  |  |  | March, 30 2020 00:00:00 | FALSE | FALSE | FALSE | [6 empty] | AC | [7 empty] | FALSE
PUZA5FU3 | SHENZHEN ZENITH TECHNOLOGY CO.,LTD | ZENITH | ZS-T8D1218R02 (4000K) | Linear Replacement Lamp | T8 Four-Foot | Replacement Lamps (plug and play) (UL Type A) |  | standard | FALSE | [10 empty] | May, 11 2016 00:00:00 | Not Dimmable | Not Dimmable | No |  | OOOAEK | [25 empty] | 5 | 2252 | 123.57 | 18.22 | 14.05 | 0.903 | 4000 | 82.6 |  |  |  | FALSE | FALSE | FALSE | May, 02 2018 00:00:00 | 4.3 |  | standard |  |  |  |  | March, 30 2020 00:00:00 | FALSE | FALSE | FALSE | [6 empty] | AC | [7 empty] | FALSE
PVD5M11Y | SHENZHEN ZENITH TECHNOLOGY CO.,LTD | ZENITH | ZS-T8F1218R02 (5000K) | Linear Replacement Lamp | T8 Four-Foot | Replacement Lamps (plug and play) (UL Type A) |  | standard | FALSE | [10 empty] | May, 11 2016 00:00:00 | Not Dimmable | Not Dimmable | No |  | OOOAEJ | [25 empty] | 5 | 2245 | 122.08 | 18.39 | 15.62 | 0.902 | 5000 | 83.1 |  |  |  | FALSE | FALSE | FALSE | May, 02 2018 00:00:00 | 4.3 |  | standard |  |  |  |  | March, 30 2020 00:00:00 | FALSE | FALSE | FALSE | [6 empty] | AC | [7 empty] | FALSE
P1DAXSFP | SHENZHEN ZENITH TECHNOLOGY CO.,LTD | ZENITH | ZS-T8F1222T02 (3000K) | Linear Replacement Lamp | T8 Four-Foot | Replacement Lamps (plug and play) (UL Type A) |  | standard | TRUE |  | 3234 | 132.49 | 24.41 | 14.77 | 0.9014 | 3022 | 82.8 | 5 | 50000 | May, 11 2016 00:00:00 | Not Dimmable | Not Dimmable | No |  | OOOAEH | [15 empty] | 91.4 |  | 1.2 | 1.32 | [6 empty] | 5 | 3243 | 132.49 | 24.41 | 14.77 | 0.901 | 3000 | 82.8 |  |  |  | FALSE | FALSE | FALSE | May, 02 2018 00:00:00 | 4.3 |  | standard |  |  |  |  | March, 30 2020 00:00:00 | FALSE | FALSE | FALSE | [6 empty] | AC | [7 empty] | FALSE
PFMNGJR4 | EarthTronics Inc. | EARTHTRONICS | LT815830 | Linear Replacement Lamp | T8 Four-Foot | Replacement Lamps (plug and play) (UL Type A) |  | standard | TRUE |  | 2258 | 118.3 | 19.08 | 9.74 | 0.9807 | 3063 | 84.6 | 5 | 50000 | May, 11 2016 00:00:00 | Not Dimmable | Not Dimmable | No |  | FFFGGH | [15 empty] | 83.1 |  | 1.26 | 1.28 | [6 empty] | 5 | 2200 | 122 | 18 | 20 | 0.9 | 3000 | 82 |  |  |  | FALSE | FALSE | FALSE | May, 02 2018 00:00:00 | 4.3 |  | standard |  |  |  |  | March, 30 2020 00:00:00 | FALSE | FALSE | FALSE | [6 empty] | AC | [7 empty] | FALSE
PU1M3PB4 | EarthTronics Inc. | EARTHTRONICS | LT815835 | Linear Replacement Lamp | T8 Four-Foot | Replacement Lamps (plug and play) (UL Type A) |  | standard | FALSE | [10 empty] | May, 11 2016 00:00:00 | Not Dimmable | Not Dimmable | No |  | FFFGGH | [25 empty] | 5 | 2200 | 122 | 18 | 20 | 0.9 | 3500 | 82 |  |  |  | FALSE | FALSE | FALSE | May, 02 2018 00:00:00 | 4.3 |  | standard |  |  |  |  | March, 30 2020 00:00:00 | FALSE | FALSE | FALSE | [6 empty] | AC | [7 empty] | FALSE
PJQ25BS6 | ARKSMART INC | ARK SAPRT | ARK/UD/18K(4000K) | Linear Replacement Lamp | T8 Four-Foot | Replacement Lamps (plug and play) (UL Type A) |  | standard | FALSE | [10 empty] | May, 11 2016 00:00:00 | Not Dimmable | Not Dimmable | No |  | RRRSWK | [25 empty] | 5 | 2284 | 119.58 | 19.1 | 14.96 | 0.9014 | 4000 | 81.1 |  |  |  | FALSE | FALSE | FALSE | May, 02 2018 00:00:00 | 4.3 |  | standard |  |  |  |  | March, 30 2020 00:00:00 | FALSE | FALSE | FALSE | [6 empty] | AC | [7 empty] | FALSE
P71B6KMH | Verimex Universal Corp. | Verimex | VX-T8-15W1200 BIXX BALLAST COMPATIBLE LED TUBE(2700K FROSTED) | Linear Replacement Lamp | T8 Four-Foot | Dual Mode Internal Driver (UL Type A and Type B) |  | standard | TRUE |  | 1929 | 109 | 17.7 | 17.9 | 0.9557 | 2655 | 81.6 | 5 | 50000 | May, 10 2016 00:00:00 | Not Yet Verified | Not Yet Verified | NotYetVerified | Lastx represents either s for single-end power input or T for double-end inputs; Product de-listed on 4/1/2017, re-listed on 4/28/2017 due to allowances requirements change | SSSBBB | [15 empty] | 84.9 |  | 1.25 | 1.4 | [6 empty] | 4.4 | 2040 | 120 | 17.7 | 20 | 0.9 | 2700 | 83 |  |  |  | FALSE | TRUE | FALSE | May, 02 2018 00:00:00 | 4.3 |  | standard |  |  |  |  | November, 02 2018 00:00:00 | FALSE | FALSE | FALSE | [6 empty] | AC | [7 empty] | FALSE
PQFPBWVH | ARKSMART INC | ARK SMART | ARK/UB/14K(3500K) | Linear Replacement Lamp | T8 Four-Foot | Dual Mode Internal Driver (UL Type A and Type B) |  | standard | FALSE | [10 empty] | May, 10 2016 00:00:00 | Not Dimmable | Not Dimmable | No |  | NNNNTG | [25 empty] | 5 | 1804 | 124.41 | 14.5 | 9.44 | 0.909 | 3500 | 81.3 |  |  |  | FALSE | FALSE | FALSE | May, 02 2018 00:00:00 | 4.3 |  | standard |  |  |  |  | March, 30 2020 00:00:00 | FALSE | FALSE | FALSE | [6 empty] | AC | [7 empty] | FALSE
P1S3BZ5C | ARKSMART INC | ARK SMART | ARK/UB/14K(5000K) | Linear Replacement Lamp | T8 Four-Foot | Dual Mode Internal Driver (UL Type A and Type B) |  | standard | FALSE | [10 empty] | May, 10 2016 00:00:00 | Not Dimmable | Not Dimmable | No |  | NNNNTG | [25 empty] | 5 | 1831 | 126.54 | 14.47 | 9.58 | 0.907 | 5000 | 83.8 |  |  |  | FALSE | FALSE | FALSE | May, 02 2018 00:00:00 | 4.3 |  | standard |  |  |  |  | March, 30 2020 00:00:00 | FALSE | FALSE | FALSE | [6 empty] | AC | [7 empty] | FALSE
PGUN3UGS | Hyperikon, Inc. | Hyperikon | HyperBC-4C-35 | Linear Replacement Lamp | T8 Four-Foot | Replacement Lamps (plug and play) (UL Type A) |  | standard | FALSE | [10 empty] | May, 10 2016 00:00:00 | Not Dimmable | Not Dimmable | No |  | BBBCKI | [25 empty] | 5 | 2110 | 123.61 | 17.07 | 8.96 | 0.9673 | 3500 | 82.1 |  |  |  | FALSE | FALSE | FALSE | May, 02 2018 00:00:00 | 4.3 |  | standard |  |  |  |  | March, 30 2020 00:00:00 | FALSE | FALSE | FALSE | [6 empty] | AC | [7 empty] | FALSE
PMWS657S | Hyperikon, Inc. | Hyperikon | HyperBC-4C-50 | Linear Replacement Lamp | T8 Four-Foot | Replacement Lamps (plug and play) (UL Type A) |  | standard | FALSE | [10 empty] | May, 10 2016 00:00:00 | Not Dimmable | Not Dimmable | No |  | BBBCKI | [25 empty] | 5 | 2247 | 130.64 | 17.2 | 8.62 | 0.9651 | 5000 | 82.4 |  |  |  | FALSE | FALSE | FALSE | May, 02 2018 00:00:00 | 4.3 |  | standard |  |  |  |  | March, 30 2020 00:00:00 | FALSE | FALSE | FALSE | [6 empty] | AC | [7 empty] | FALSE
P2AP8GWH | Eiko Global, LLC | EiKO | LED18T8F/48/830-GZDR | Linear Replacement Lamp | T8 Four-Foot | Replacement Lamps (plug and play) (UL Type A) |  | standard | TRUE |  | 1849 | 115.2 | 16.05 | 11.53 | 0.9752 | 3066 | 84.6 | 5 | 50000 | May, 10 2016 00:00:00 | Not Dimmable | Not Dimmable | No | Product de-listed on 4/1/2017, re-listed on 4/28/2017 due to allowances requirements change | FFFGFQ | [15 empty] | 83.1 |  | 1.26 | 1.28 | [6 empty] | 5 | 1800 | 116 | 15.5 | 20 | 0.9 | 3000 | 83 |  |  |  | TRUE | FALSE | FALSE | May, 02 2018 00:00:00 | 4.3 |  | standard |  |  |  |  | March, 30 2020 00:00:00 | FALSE | FALSE | FALSE | [6 empty] | AC | [7 empty] | FALSE
PPKSWCJR | ARKSMART INC | ARK SMART | ARK/UB/14K(4500K) | Linear Replacement Lamp | T8 Four-Foot | Dual Mode Internal Driver (UL Type A and Type B) |  | standard | FALSE | [10 empty] | May, 10 2016 00:00:00 | Not Dimmable | Not Dimmable | No |  | NNNNTG | [25 empty] | 5 | 1822 | 125.66 | 14.5 | 9.44 | 0.909 | 4500 | 81.3 |  |  |  | FALSE | FALSE | FALSE | May, 02 2018 00:00:00 | 4.3 |  | standard |  |  |  |  | March, 30 2020 00:00:00 | FALSE | FALSE | FALSE | [6 empty] | AC | [7 empty] | FALSE
PCK5PPBS | ARKSMART INC | ARK SMART | ARK/UB/14K(3000K) | Linear Replacement Lamp | T8 Four-Foot | Dual Mode Internal Driver (UL Type A and Type B) |  | standard | TRUE |  | 1795 | 123.54 | 14.53 | 9.44 | 0.9085 | 2942 | 81.3 | 5 | 50000 | May, 10 2016 00:00:00 | Not Dimmable | Not Dimmable | NO |  | NNNNTG | [15 empty] | 86.3 |  | 1.22 | 1.24 | [6 empty] | 5 | 1795 | 123.54 | 14.53 | 9.44 | 0.909 | 3000 | 81.3 |  |  |  | FALSE | FALSE | FALSE | May, 02 2018 00:00:00 | 4.3 |  | standard |  |  |  |  | March, 30 2020 00:00:00 | FALSE | FALSE | FALSE | [6 empty] | AC | [7 empty] | FALSE
PZMH1BB9 | Hyperikon, Inc. | Hyperikon | HyperBC-4C-40 | Linear Replacement Lamp | T8 Four-Foot | Replacement Lamps (plug and play) (UL Type A) |  | standard | FALSE | [10 empty] | May, 10 2016 00:00:00 | Not Dimmable | Not Dimmable | No |  | BBBCKI | [25 empty] | 5 | 2110 | 123.61 | 17.07 | 8.96 | 0.9673 | 4000 | 82.1 |  |  |  | FALSE | FALSE | FALSE | May, 02 2018 00:00:00 | 4.3 |  | standard |  |  |  |  | March, 30 2020 00:00:00 | FALSE | FALSE | FALSE | [6 empty] | AC | [7 empty] | FALSE
PX4SG19X | ARKSMART INC | ARK SMART | ARK/UB/14K(4000K) | Linear Replacement Lamp | T8 Four-Foot | Dual Mode Internal Driver (UL Type A and Type B) |  | standard | FALSE | [10 empty] | May, 10 2016 00:00:00 | Not Dimmable | Not Dimmable | No |  | NNNNTG | [25 empty] | 5 | 1813 | 125.03 | 14.5 | 9.44 | 0.909 | 4000 | 81.3 |  |  |  | FALSE | FALSE | FALSE | May, 02 2018 00:00:00 | 4.3 |  | standard |  |  |  |  | March, 30 2020 00:00:00 | FALSE | FALSE | FALSE | [6 empty] | AC | [7 empty] | FALSE
PCR4UQ4J | Hyperikon, Inc. | Hyperikon | HyperBC-4C-45 | Linear Replacement Lamp | T8 Four-Foot | Replacement Lamps (plug and play) (UL Type A) |  | standard | FALSE | [10 empty] | May, 10 2016 00:00:00 | Not Dimmable | Not Dimmable | No |  | BBBCKI | [25 empty] | 5 | 2110 | 123.61 | 17.07 | 8.96 | 0.9673 | 4500 | 82.1 |  |  |  | FALSE | FALSE | FALSE | May, 02 2018 00:00:00 | 4.3 |  | standard |  |  |  |  | March, 30 2020 00:00:00 | FALSE | FALSE | FALSE | [6 empty] | AC | [7 empty] | FALSE
PXJXN6FG | Hyperikon, Inc. | Hyperikon | HyperBC-4C-30 | Linear Replacement Lamp | T8 Four-Foot | Replacement Lamps (plug and play) (UL Type A) |  | standard | TRUE |  | 2110 | 123.61 | 17.07 | 8.96 | 0.9673 | 3002 | 82.1 | 5 | 50000 | May, 10 2016 00:00:00 | Not Dimmable | Not Dimmable | No |  | BBBCKI | [15 empty] | 91.3 |  | 1.34 | 1.44 | [6 empty] | 5 | 2110 | 123.61 | 17.07 | 8.96 | 0.9673 | 3000 | 82.1 |  |  |  | FALSE | FALSE | FALSE | May, 02 2018 00:00:00 | 4.3 |  | standard |  |  |  |  | March, 30 2020 00:00:00 | FALSE | FALSE | FALSE | [6 empty] | AC | [7 empty] | FALSE
PGG65JHT | ARKSMART INC | ARK SMART | ARK/UA/14K(5000K) | Linear Replacement Lamp | T8 Four-Foot | Replacement Lamps (plug and play) (UL Type A) |  | standard | FALSE | [10 empty] | May, 09 2016 00:00:00 | Not Dimmable | Not Dimmable | No |  | TTTUBN | [25 empty] | 5 | 1861 | 127.38 | 14.61 | 14.72 | 0.9015 | 5000 | 82 |  |  |  | FALSE | FALSE | FALSE | May, 02 2018 00:00:00 | 4.3 |  | standard |  |  |  |  | March, 30 2020 00:00:00 | FALSE | FALSE | FALSE | [6 empty] | AC | [7 empty] | FALSE
PBY4VM8S | GE Current, a Daintree company | GE Lighting | LED12ET8/G/4/850 | Linear Replacement Lamp | T8 Four-Foot | Replacement Lamps (plug and play) (UL Type A) |  | standard | TRUE |  | 1953.6 | 129.8 | 15.1 | 11.16 | 0.961 | 5104 | 81.9 | 5 | 50000 | May, 09 2016 00:00:00 | Dimmable | Continuous Below 10 | No | Updated on 3/2/2017 | XXXAHN | [15 empty] | 84.8 |  | 1.28 | 1.32 | [6 empty] | 5 | 1850 | 123.3 | 15 | 20 | 0.9 | 5000 | 80 |  |  |  | FALSE | FALSE | FALSE | May, 02 2018 00:00:00 | 4.3 |  | standard |  |  |  |  | March, 30 2020 00:00:00 | FALSE | FALSE | FALSE | [6 empty] | AC | [7 empty] | FALSE
PZQFBNJ4 | GE Current, a Daintree company | GE Lighting | LED15ET8/4/850 | Linear Replacement Lamp | T8 Four-Foot | Replacement Lamps (plug and play) (UL Type A) |  | standard | FALSE | [10 empty] | May, 09 2016 00:00:00 | Dimmable | Continuous Below 10 | No | Internal Driver; operates off fluorescent ballast; Updated on 3/2/2017 | JJJKRE | [25 empty] | 5 | 2350 | 130.6 | 18 | 20 | 0.9 | 5000 | 80 |  |  |  | FALSE | FALSE | FALSE | May, 02 2018 00:00:00 | 4.3 |  | standard |  |  |  |  | March, 30 2020 00:00:00 | FALSE | FALSE | FALSE | [6 empty] | AC | [7 empty] | FALSE
PQ71JT15 | ARKSMART INC | ARK SMART | ARK/UA/14K(3500K) | Linear Replacement Lamp | T8 Four-Foot | Replacement Lamps (plug and play) (UL Type A) |  | standard | FALSE | [10 empty] | May, 09 2016 00:00:00 | Not Dimmable | Not Dimmable | No |  | TTTUBN | [25 empty] | 5 | 1782 | 122.11 | 14.6 | 14.69 | 0.9037 | 3500 | 83 |  |  |  | FALSE | FALSE | FALSE | May, 02 2018 00:00:00 | 4.3 |  | standard |  |  |  |  | March, 30 2020 00:00:00 | FALSE | FALSE | FALSE | [6 empty] | AC | [7 empty] | FALSE
PH6P8E83 | GE Current, a Daintree company | GE Lighting | LED15ET8/4/835 | Linear Replacement Lamp | T8 Four-Foot | Replacement Lamps (plug and play) (UL Type A) |  | standard | FALSE | [10 empty] | May, 09 2016 00:00:00 | Dimmable | Continuous Below 10 | No | Internal Driver; operates off fluorescent ballast; Updated on 3/2/2017 | JJJKRE | [25 empty] | 5 | 2250 | 125 | 18 | 20 | 0.9 | 3500 | 80 |  |  |  | FALSE | FALSE | FALSE | May, 02 2018 00:00:00 | 4.3 |  | standard |  |  |  |  | March, 30 2020 00:00:00 | FALSE | FALSE | FALSE | [6 empty] | AC | [7 empty] | FALSE
P2ZK8GJJ | GE Current, a Daintree company | GE Lighting | LED12ET8/G/4/840 | Linear Replacement Lamp | T8 Four-Foot | Replacement Lamps (plug and play) (UL Type A) |  | standard | FALSE | [10 empty] | May, 09 2016 00:00:00 | Dimmable | Continuous Below 10 | No | Updated on 3/2/2017 | XXXAHN | [25 empty] | 5 | 1750 | 116.7 | 15 | 20 | 0.9 | 4000 | 80 |  |  |  | FALSE | FALSE | FALSE | May, 02 2018 00:00:00 | 4.3 |  | standard |  |  |  |  | March, 30 2020 00:00:00 | FALSE | FALSE | FALSE | [6 empty] | AC | [7 empty] | FALSE
PFW1EH3U | GE Current, a Daintree company | GE Lighting | LED12ET8/4/830 | Linear Replacement Lamp | T8 Four-Foot | Replacement Lamps (plug and play) (UL Type A) |  | standard | TRUE |  | 1797.9 | 119.4 | 15.15 | 11.23 | 0.961 | 3017 | 83.4 | 5 | 50000 | May, 09 2016 00:00:00 | Dimmable | Continuous Below 10 | No | Internal Driver; operates off fluorescent ballast; Updated on 3/2/2017 | JJJKRE | [15 empty] | 84.8 |  | 1.28 | 1.34 | [6 empty] | 5 | 1750 | 116.7 | 15 | 20 | 0.9 | 3000 | 80 |  |  |  | FALSE | FALSE | FALSE | May, 02 2018 00:00:00 | 4.3 |  | standard |  |  |  |  | March, 30 2020 00:00:00 | FALSE | FALSE | FALSE | [6 empty] | AC | [7 empty] | FALSE
PRUVBQF6 | GE Current, a Daintree company | GE Lighting | LED12ET8/G/4/835 | Linear Replacement Lamp | T8 Four-Foot | Replacement Lamps (plug and play) (UL Type A) |  | standard | FALSE | [10 empty] | May, 09 2016 00:00:00 | Dimmable | Continuous Below 10 | No | Updated on 3/2/2017 | XXXAHN | [25 empty] | 5 | 1750 | 116.7 | 15 | 20 | 0.9 | 3500 | 80 |  |  |  | FALSE | FALSE | FALSE | May, 02 2018 00:00:00 | 4.3 |  | standard |  |  |  |  | March, 30 2020 00:00:00 | FALSE | FALSE | FALSE | [6 empty] | AC | [7 empty] | FALSE
PHNQXA9C | ARKSMART INC | ARK SMART | ARK/UA/14K(4000K) | Linear Replacement Lamp | T8 Four-Foot | Replacement Lamps (plug and play) (UL Type A) |  | standard | FALSE | [10 empty] | May, 09 2016 00:00:00 | Not Dimmable | Not Dimmable | No |  | TTTUBN | [25 empty] | 5 | 1809 | 123.91 | 14.6 | 14.69 | 0.9037 | 4000 | 83 |  |  |  | FALSE | FALSE | FALSE | May, 02 2018 00:00:00 | 4.3 |  | standard |  |  |  |  | March, 30 2020 00:00:00 | FALSE | FALSE | FALSE | [6 empty] | AC | [7 empty] | FALSE
P6PC7AMM | GE Current, a Daintree company | GE Lighting | LED15ET8/4/830 | Linear Replacement Lamp | T8 Four-Foot | Replacement Lamps (plug and play) (UL Type A) |  | standard | FALSE | [10 empty] | May, 09 2016 00:00:00 | Dimmable | Continuous Below 10 | No | Internal Driver; operates off fluorescent ballast; Updated on 3/2/2017 | JJJKRE | [25 empty] | 5 | 2150 | 119.4 | 18 | 20 | 0.9 | 3000 | 80 |  |  |  | FALSE | FALSE | FALSE | May, 02 2018 00:00:00 | 4.3 |  | standard |  |  |  |  | March, 30 2020 00:00:00 | FALSE | FALSE | FALSE | [6 empty] | AC | [7 empty] | FALSE
PPPSVB9F | GE Current, a Daintree company | GE Lighting | LED12ET8/4/850 | Linear Replacement Lamp | T8 Four-Foot | Replacement Lamps (plug and play) (UL Type A) |  | standard | TRUE |  | 2019 | 134.2 | 15.1 | 11.14 | 0.961 | 5090 | 82.8 | 5 | 50000 | May, 09 2016 00:00:00 | Dimmable | Continuous Below 10 | No | Internal Driver; operates off fluorescent ballast; Updated on 3/2/2017 | JJJKRE | [15 empty] | 84.8 |  | 1.28 | 1.34 | [6 empty] | 5 | 1900 | 126.7 | 15 | 20 | 0.9 | 5000 | 80 |  |  |  | FALSE | FALSE | FALSE | May, 02 2018 00:00:00 | 4.3 |  | standard |  |  |  |  | March, 30 2020 00:00:00 | FALSE | FALSE | FALSE | [6 empty] | AC | [7 empty] | FALSE
PQDG95SK | ARKSMART INC | ARK SMART | ARK/UA/14K(4500K) | Linear Replacement Lamp | T8 Four-Foot | Replacement Lamps (plug and play) (UL Type A) |  | standard | FALSE | [10 empty] | May, 09 2016 00:00:00 | Not Dimmable | Not Dimmable | No |  | TTTUBN | [25 empty] | 5 | 1835 | 125.71 | 14.6 | 14.69 | 0.9037 | 4500 | 83 |  |  |  | FALSE | FALSE | FALSE | May, 02 2018 00:00:00 | 4.3 |  | standard |  |  |  |  | March, 30 2020 00:00:00 | FALSE | FALSE | FALSE | [6 empty] | AC | [7 empty] | FALSE
P96TD28E | ARKSMART INC | ARK SMART | ARK/UA/14K(3000K) | Linear Replacement Lamp | T8 Four-Foot | Replacement Lamps (plug and play) (UL Type A) |  | standard | TRUE |  | 1745 | 118.79 | 14.69 | 14.69 | 0.9037 | 2943 | 83 | 5 | 50000 | May, 09 2016 00:00:00 | Not Dimmable | Not Dimmable | No |  | TTTUBN | [15 empty] | 85.2 |  | 1.22 | 1.3 | [6 empty] | 5 | 1756 | 120.44 | 14.58 | 14.69 | 0.9037 | 3000 | 83 |  |  |  | FALSE | FALSE | FALSE | May, 02 2018 00:00:00 | 4.3 |  | standard |  |  |  |  | March, 30 2020 00:00:00 | FALSE | FALSE | FALSE | [6 empty] | AC | [7 empty] | FALSE
PFSDP4UT | GE Current, a Daintree company | GE Lighting | LED12ET8/4/835 | Linear Replacement Lamp | T8 Four-Foot | Replacement Lamps (plug and play) (UL Type A) |  | standard | FALSE | [10 empty] | May, 09 2016 00:00:00 | Dimmable | Continuous Below 10 | No | Internal Driver; operates off fluorescent ballast; Updated on 3/2/2017 | JJJKRE | [25 empty] | 5 | 1800 | 120 | 15 | 20 | 0.9 | 3500 | 80 |  |  |  | FALSE | FALSE | FALSE | May, 02 2018 00:00:00 | 4.3 |  | standard |  |  |  |  | March, 30 2020 00:00:00 | FALSE | FALSE | FALSE | [6 empty] | AC | [7 empty] | FALSE
P36ABMSM | GE Current, a Daintree company | GE Lighting | LED12ET8/4/840 | Linear Replacement Lamp | T8 Four-Foot | Replacement Lamps (plug and play) (UL Type A) |  | standard | FALSE | [10 empty] | May, 09 2016 00:00:00 | Dimmable | Continuous Below 10 | No | Internal Driver; operates off fluorescent ballast; Updated on 3/2/2017 | JJJKRE | [25 empty] | 5 | 1800 | 120 | 15 | 20 | 0.9 | 4000 | 80 |  |  |  | FALSE | FALSE | FALSE | May, 02 2018 00:00:00 | 4.3 |  | standard |  |  |  |  | March, 30 2020 00:00:00 | FALSE | FALSE | FALSE | [6 empty] | AC | [7 empty] | FALSE
PZJRC27S | GE Current, a Daintree company | GE Lighting | LED15ET8/4/840 | Linear Replacement Lamp | T8 Four-Foot | Replacement Lamps (plug and play) (UL Type A) |  | standard | FALSE | [10 empty] | May, 09 2016 00:00:00 | Dimmable | Continuous Below 10 | No | Internal Driver; operates off fluorescent ballast; Updated on 3/2/2017 | JJJKRE | [25 empty] | 5 | 2250 | 125 | 18 | 20 | 0.9 | 4000 | 80 |  |  |  | FALSE | FALSE | FALSE | May, 02 2018 00:00:00 | 4.3 |  | standard |  |  |  |  | March, 30 2020 00:00:00 | FALSE | FALSE | FALSE | [6 empty] | AC | [7 empty] | FALSE
P54QKRGJ | GE Current, a Daintree company | GE Lighting | LED12ET8/G/4/830 | Linear Replacement Lamp | T8 Four-Foot | Replacement Lamps (plug and play) (UL Type A) |  | standard | TRUE |  | 1809.4 | 119.82 | 15.1 | 11.15 | 0.961 | 3143 | 82.1 | 5 | 50000 | May, 09 2016 00:00:00 | Dimmable | Continuous Below 10 | No | Updated on 3/2/2017 | XXXAHN | [15 empty] | 84.8 |  | 1.28 | 1.32 | [6 empty] | 5 | 1700 | 113.3 | 15 | 20 | 0.9 | 3000 | 80 |  |  |  | FALSE | FALSE | FALSE | May, 02 2018 00:00:00 | 4.3 |  | standard |  |  |  |  | March, 30 2020 00:00:00 | FALSE | FALSE | FALSE | [6 empty] | AC | [7 empty] | FALSE
PDWX9FCH | Litecorr | Litecorr | LG-4FT8-15W50-BC | Linear Replacement Lamp | T8 Four-Foot | Replacement Lamps (plug and play) (UL Type A) |  | standard | FALSE | [10 empty] | May, 06 2016 00:00:00 | Not Dimmable | Not Dimmable | No | Product de-listed on 04/01/2017, re-listed on 06/09/2017 due to update | IIIINF | [25 empty] | 5 | 2021.33 | 123.03 | 16.43 | 18.4 | 0.92 | 5082 | 84.3 |  |  |  | FALSE | FALSE | FALSE | May, 02 2018 00:00:00 | 4.3 |  | standard |  |  |  |  | March, 30 2020 00:00:00 | FALSE | FALSE | FALSE | [6 empty] | AC | [7 empty] | FALSE
P6QZ1HWE | Litecorr | Litecorr | LG-4FT8-15W30-BC | Linear Replacement Lamp | T8 Four-Foot | Replacement Lamps (plug and play) (UL Type A) |  | standard | TRUE |  | 1979.1 | 120.677 | 16.4 | 17.8 | 0.917 | 3045 | 83.1 | 5 | 50000 | May, 06 2016 00:00:00 | Not Dimmable | Not Dimmable | No | Product de-listed on 04/01/2017, re-listed on 06/09/2017 due to update | IIIINF | [15 empty] | 79.8 |  | 1.12 | 1.06 | [6 empty] | 5 | 1979.1 | 120.68 | 16.4 | 17.8 | 0.92 | 3045 | 83.1 |  |  |  | FALSE | FALSE | FALSE | May, 02 2018 00:00:00 | 4.3 |  | standard |  |  |  |  | March, 30 2020 00:00:00 | FALSE | FALSE | FALSE | [6 empty] | AC | [7 empty] | FALSE
PJHJP8T5 | Litecorr | Litecorr | LG-4FT8-15W40-BC | Linear Replacement Lamp | T8 Four-Foot | Replacement Lamps (plug and play) (UL Type A) |  | standard | FALSE | [10 empty] | May, 06 2016 00:00:00 | Not Dimmable | Not Dimmable | No | Product de-listed on 04/01/2017, re-listed on 06/09/2017 due to update | IIIINF | [25 empty] | 5 | 1979.1 | 120.68 | 16.4 | 17.8 | 0.92 | 4000 | 83.1 |  |  |  | FALSE | FALSE | FALSE | May, 02 2018 00:00:00 | 4.3 |  | standard |  |  |  |  | March, 30 2020 00:00:00 | FALSE | FALSE | FALSE | [6 empty] | AC | [7 empty] | FALSE
PQ71M884 | Aleddra Inc. | ALEDDRA | LLT-4-T8-15W-DBA-C-50K | Linear Replacement Lamp | T8 Four-Foot | Dual Mode Internal Driver (UL Type A and Type B) |  | standard | FALSE | [10 empty] | May, 04 2016 00:00:00 | Not Dimmable | Not Dimmable | No | Product updated on 10/6/2016 | IIIJOU | [25 empty] | 5 | 2503 | 144.7 | 17.3 | 7.86 | 0.99 | 5284 | 82.7 |  |  |  | FALSE | FALSE | FALSE | May, 02 2018 00:00:00 | 4.3 |  | standard |  |  |  |  | March, 30 2020 00:00:00 | FALSE | FALSE | FALSE | [6 empty] | AC | [7 empty] | FALSE
PSHSZX9Q | Aleddra Inc. | ALEDDRA | LLT-4-T8-15W-DBA-C-40K | Linear Replacement Lamp | T8 Four-Foot | Dual Mode Internal Driver (UL Type A and Type B) |  | standard | FALSE | [10 empty] | May, 04 2016 00:00:00 | Not Dimmable | Not Dimmable | No | Product updated on 10/6/2016 | IIIJOU | [25 empty] | 5 | 2451 | 140.9 | 17.4 | 7.86 | 0.99 | 4152 | 81.1 |  |  |  | FALSE | FALSE | FALSE | May, 02 2018 00:00:00 | 4.3 |  | standard |  |  |  |  | March, 30 2020 00:00:00 | FALSE | FALSE | FALSE | [6 empty] | AC | [7 empty] | FALSE
P21XAEZY | Aleddra Inc. | ALEDDRA | LLT-4-T8-15W-DBA-C-30K | Linear Replacement Lamp | T8 Four-Foot | Dual Mode Internal Driver (UL Type A and Type B) |  | standard | FALSE | [10 empty] | May, 04 2016 00:00:00 | Not Dimmable | Not Dimmable | No | Product updated on 10/6/2016 | IIIJOU | [25 empty] | 5 | 2301 | 131.5 | 17.5 | 7.86 | 0.99 | 3005 | 81.8 |  |  |  | FALSE | FALSE | FALSE | May, 02 2018 00:00:00 | 4.3 |  | standard |  |  |  |  | March, 30 2020 00:00:00 | FALSE | FALSE | FALSE | [6 empty] | AC | [7 empty] | FALSE
PHM46P26 | Aleddra Inc. | ALEDDRA | LLT-4-T8-15W-DBA-C-35K | Linear Replacement Lamp | T8 Four-Foot | Dual Mode Internal Driver (UL Type A and Type B) |  | standard | FALSE | [10 empty] | May, 04 2016 00:00:00 | Not Dimmable | Not Dimmable | No | Product updated on 10/6/2016 | IIIJOU | [25 empty] | 5 | 2368 | 136.1 | 17.4 | 7.86 | 0.99 | 3557 | 81.9 |  |  |  | FALSE | FALSE | FALSE | May, 02 2018 00:00:00 | 4.3 |  | standard |  |  |  |  | March, 30 2020 00:00:00 | FALSE | FALSE | FALSE | [6 empty] | AC | [7 empty] | FALSE
PEYW7NQ7 | Enpac Industries Inc, DBA VM5 Lighting Solutions | VM5LightingSolutions | VL4-T8-30K-1800-DR | Linear Replacement Lamp | T8 Four-Foot | Replacement Lamps (plug and play) (UL Type A) |  | standard | TRUE |  | 1849 | 115.2 | 16.05 | 11.53 | 0.9752 | 3066 | 84.6 | 5 | 50000 | April, 29 2016 00:00:00 | Not Dimmable | Not Dimmable | No | Product de-listed on 4/1/2017, re-listed on 4/28/2017 due to allowances requirements change | LLLAFF | [15 empty] | 83.1 |  | 1.26 | 1.28 | [6 empty] | 5 | 1800 | 116 | 15.5 | 20 | 0.9 | 3000 | 83 |  |  |  | TRUE | FALSE | FALSE | May, 02 2018 00:00:00 | 4.3 |  | standard |  |  |  |  | March, 30 2020 00:00:00 | FALSE | FALSE | FALSE | [6 empty] | AC | [7 empty] | FALSE
P9RHKGYJ | Enpac Industries Inc, DBA VM5 Lighting Solutions | VM5??Lighting??Solutions | VL4-T8-50K-2200-DR | Linear Replacement Lamp | T8 Four-Foot | Replacement Lamps (plug and play) (UL Type A) |  | standard | FALSE | [10 empty] | April, 29 2016 00:00:00 | Not Dimmable | Not Dimmable | No |  | LLLAFG | [25 empty] | 5 | 2200 | 122 | 18 | 20 | 0.9 | 5000 | 82 |  |  |  | FALSE | FALSE | FALSE | May, 02 2018 00:00:00 | 4.3 |  | standard |  |  |  |  | March, 30 2020 00:00:00 | FALSE | FALSE | FALSE | [6 empty] | AC | [7 empty] | FALSE
PWTH7MQF | Enpac Industries Inc, DBA VM5 Lighting Solutions | VM5LightingSolutions | VL4-T8-35K-2200-DR | Linear Replacement Lamp | T8 Four-Foot | Replacement Lamps (plug and play) (UL Type A) |  | standard | FALSE | [10 empty] | April, 29 2016 00:00:00 | Not Dimmable | Not Dimmable | No |  | LLLAFG | [25 empty] | 5 | 2200 | 122 | 18 | 20 | 0.9 | 3500 | 82 |  |  |  | FALSE | FALSE | FALSE | May, 02 2018 00:00:00 | 4.3 |  | standard |  |  |  |  | March, 30 2020 00:00:00 | FALSE | FALSE | FALSE | [6 empty] | AC | [7 empty] | FALSE
P512RU8U | Enpac Industries Inc, DBA VM5 Lighting Solutions | VM5??Lighting??Solutions | VL4-T8-40K-2200-DR | Linear Replacement Lamp | T8 Four-Foot | Replacement Lamps (plug and play) (UL Type A) |  | standard | FALSE | [10 empty] | April, 29 2016 00:00:00 | Not Dimmable | Not Dimmable | No |  | LLLAFG | [25 empty] | 5 | 2200 | 122 | 18 | 20 | 0.9 | 4000 | 82 |  |  |  | FALSE | FALSE | FALSE | May, 02 2018 00:00:00 | 4.3 |  | standard |  |  |  |  | March, 30 2020 00:00:00 | FALSE | FALSE | FALSE | [6 empty] | AC | [7 empty] | FALSE
PBEXBS7C | Enpac Industries Inc, DBA VM5 Lighting Solutions | VM5??Lighting??Solutions | VL4-T8-30K-2200-DR | Linear Replacement Lamp | T8 Four-Foot | Replacement Lamps (plug and play) (UL Type A) |  | standard | TRUE |  | 2258 | 118.3 | 19.08 | 9.74 | 0.9807 | 3063 | 84.6 | 5 | 50000 | April, 29 2016 00:00:00 | Not Dimmable | Not Dimmable | No |  | LLLAFG | [15 empty] | 83.1 |  | 1.26 | 1.28 | [6 empty] | 5 | 2200 | 122 | 18 | 20 | 0.9 | 3000 | 82 |  |  |  | FALSE | FALSE | FALSE | May, 02 2018 00:00:00 | 4.3 |  | standard |  |  |  |  | March, 30 2020 00:00:00 | FALSE | FALSE | FALSE | [6 empty] | AC | [7 empty] | FALSE
PQ1N5AZX | Metro LED | Metro LED | ML-T8-20W1200 BALLAST COMPATIBLE LED TUBE(3500K FROSTED) | Linear Replacement Lamp | T8 Four-Foot | Dual Mode Internal Driver (UL Type A and Type B) |  | standard | FALSE | [10 empty] | April, 28 2016 00:00:00 | Not Dimmable | Not Dimmable | NotYetVerified | Updated on 4/4/2017 de-listed on 4/1/2017 re-listed on 4/4/2017 | SSSAZT | [25 empty] | 5 | 2697 | 134.35 | 20.08 | 20 | 0.9 | 3500 | 83 |  |  |  | FALSE | FALSE | FALSE | May, 02 2018 00:00:00 | 4.3 |  | standard |  |  |  |  | March, 30 2020 00:00:00 | FALSE | FALSE | FALSE | [6 empty] | AC | [7 empty] | FALSE
PZJAV2AU | Metro LED | Metro LED | ML-T8-20W1200 BALLAST COMPATIBLE LED TUBE(4000K FROSTED) | Linear Replacement Lamp | T8 Four-Foot | Dual Mode Internal Driver (UL Type A and Type B) |  | standard | FALSE | [10 empty] | April, 28 2016 00:00:00 | Not Dimmable | Not Dimmable | NotYetVerified | Updated on 4/4/2017 de-listed on 4/1/2017 re-listed on 4/4/2017 | SSSAZT | [25 empty] | 5 | 2697 | 134.35 | 20.08 | 20 | 0.9 | 4000 | 83 |  |  |  | FALSE | FALSE | FALSE | May, 02 2018 00:00:00 | 4.3 |  | standard |  |  |  |  | March, 30 2020 00:00:00 | FALSE | FALSE | FALSE | [6 empty] | AC | [7 empty] | FALSE
PRQQJ43Z | Metro LED | Metro LED | ML-T8-20W1200 BALLAST COMPATIBLE LED TUBE(5000K CLEAR) | Linear Replacement Lamp | T8 Four-Foot | Dual Mode Internal Driver (UL Type A and Type B) |  | standard | FALSE | [10 empty] | April, 28 2016 00:00:00 | Not Dimmable | Not Dimmable | NotYetVerified | Updated on 4/4/2017 de-listed on 4/1/2017 re-listed on 4/4/2017 | SSSAZT | [25 empty] | 5 | 2807 | 140.6 | 19.97 | 20 | 0.9 | 5000 | 83 |  |  |  | FALSE | FALSE | FALSE | May, 02 2018 00:00:00 | 4.3 |  | standard |  |  |  |  | March, 30 2020 00:00:00 | FALSE | FALSE | FALSE | [6 empty] | AC | [7 empty] | FALSE
PAUFB5GP | Metro LED | Metro LED | ML-T8-20W1200 BALLAST COMPATIBLE LED TUBE(4000K CLEAR) | Linear Replacement Lamp | T8 Four-Foot | Dual Mode Internal Driver (UL Type A and Type B) |  | standard | FALSE | [10 empty] | April, 28 2016 00:00:00 | Not Dimmable | Not Dimmable | NotYetVerified | Updated on 4/4/2017 de-listed on 4/1/2017 re-listed on 4/4/2017 | SSSAZT | [25 empty] | 5 | 2807 | 140.6 | 19.97 | 20 | 0.9 | 4000 | 83 |  |  |  | FALSE | FALSE | FALSE | May, 02 2018 00:00:00 | 4.3 |  | standard |  |  |  |  | March, 30 2020 00:00:00 | FALSE | FALSE | FALSE | [6 empty] | AC | [7 empty] | FALSE
P2B53N1K | Metro LED | Metro LED | ML-T8-20W1200 BALLAST COMPATIBLE LED TUBE(5000K FROSTED) | Linear Replacement Lamp | T8 Four-Foot | Dual Mode Internal Driver (UL Type A and Type B) |  | standard | FALSE | [10 empty] | April, 28 2016 00:00:00 | Not Dimmable | Not Dimmable | NotYetVerified | Updated on 4/4/2017 de-listed on 4/1/2017 re-listed on 4/4/2017 | SSSAZT | [25 empty] | 5 | 2697 | 134.35 | 20.08 | 20 | 0.9 | 5000 | 83 |  |  |  | FALSE | FALSE | FALSE | May, 02 2018 00:00:00 | 4.3 |  | standard |  |  |  |  | March, 30 2020 00:00:00 | FALSE | FALSE | FALSE | [6 empty] | AC | [7 empty] | FALSE
PRGF3MVA | Metro LED | Metro LED | ML-T8-20W1200 BALLAST COMPATIBLE LED TUBE(3000K FROSTED) | Linear Replacement Lamp | T8 Four-Foot | Dual Mode Internal Driver (UL Type A and Type B) |  | standard | TRUE |  | 2697 | 134.35 | 20.08 | 6.38 | 0.9693 | 3017 | 82.2 | 5 | 50000 | April, 28 2016 00:00:00 | Not Dimmable | Not Dimmable | NotYetVerified | Updated on 4/4/2017 de-listed on 4/1/2017 re-listed on 4/4/2017 | SSSAZT | [15 empty] | 90.3 |  | 1.16 | 1.36 | [6 empty] | 5 | 2697 | 134.35 | 20.08 | 20 | 0.9 | 3000 | 83 |  |  |  | FALSE | FALSE | FALSE | May, 02 2018 00:00:00 | 4.3 |  | standard |  |  |  |  | March, 30 2020 00:00:00 | FALSE | FALSE | FALSE | [6 empty] | AC | [7 empty] | FALSE
PU8XDZ25 | Metro LED | Metro LED | ML-T8-20W1200 BALLAST COMPATIBLE LED TUBE(3000K CLEAR) | Linear Replacement Lamp | T8 Four-Foot | Dual Mode Internal Driver (UL Type A and Type B) |  | standard | TRUE |  | 2807 | 140.6 | 19.97 | 6.92 | 0.9734 | 3079 | 83.5 | 5 | 50000 | April, 28 2016 00:00:00 | Not Dimmable | Not Dimmable | NotYetVerified | Updated on 4/4/2017 de-listed on 4/1/2017 re-listed on 4/4/2017 | SSSAZT | [15 empty] | 91.7 |  | 1.2 | 1.4 | [6 empty] | 5 | 2807 | 140.6 | 19.97 | 20 | 0.9 | 3000 | 83 |  |  |  | FALSE | FALSE | FALSE | May, 02 2018 00:00:00 | 4.3 |  | standard |  |  |  |  | March, 30 2020 00:00:00 | FALSE | FALSE | FALSE | [6 empty] | AC | [7 empty] | FALSE
P3JJ75XX | Metro LED | Metro LED | ML-T8-20W1200 BALLAST COMPATIBLE LED TUBE(3500K CLEAR) | Linear Replacement Lamp | T8 Four-Foot | Dual Mode Internal Driver (UL Type A and Type B) |  | standard | FALSE | [10 empty] | April, 28 2016 00:00:00 | Not Dimmable | Not Dimmable | NotYetVerified | Updated on 4/4/2017 de-listed on 4/1/2017 re-listed on 4/4/2017 | SSSAZT | [25 empty] | 5 | 2807 | 140.6 | 19.97 | 20 | 0.9 | 3500 | 83 |  |  |  | FALSE | FALSE | FALSE | May, 02 2018 00:00:00 | 4.3 |  | standard |  |  |  |  | March, 30 2020 00:00:00 | FALSE | FALSE | FALSE | [6 empty] | AC | [7 empty] | FALSE
PYZ1241H | GLOBAL TECH LED | SWITCHIT | GTL-T8-48-LO-GR-C | Linear Replacement Lamp | T8 Four-Foot | Replacement Lamps (plug and play) (UL Type A) |  | standard | TRUE |  | 1572 | 114.9 | 13.685 | 8.65 | 0.96 | 5030 | 83.9 | 10 | 50000 | April, 27 2016 00:00:00 | Not Dimmable | Not Dimmable | FALSE |  | TTTUBC | [15 empty] | 91.8 |  | 1.42 | 1.22 | [6 empty] | 4.4 | 1572 | 114.9 | 13.685 | 8.65 | 0.96 | 5030 | 83.9 |  |  |  | FALSE | FALSE | FALSE | May, 02 2018 00:00:00 | 4.3 |  | standard |  |  |  |  | November, 02 2018 00:00:00 | FALSE | FALSE | FALSE | [6 empty] | AC | [7 empty] | FALSE
PVGUWZCZ | Above Lights | Above Lights | ABL-UNV-EXXLFB | Linear Replacement Lamp | T8 Four-Foot | Replacement Lamps (plug and play) (UL Type A) |  | standard | TRUE |  | 1715 | 120.86 | 14.19 | 8.3 | 0.9055 | 2909 | 81.8 | 5 | 50000 | April, 22 2016 00:00:00 | Not Dimmable | Not Dimmable | NotYetVerified | Nominal wattage 12W; Product de-listed on 4/1/2017, re-listed on 4/28/2017 due to allowances requirements change | WWWAKP | [15 empty] | 84.5 |  | 1.33 | 1.23 | [6 empty] | 5 | 1715 | 120.86 | 14.19 | 20 | 0.9 | 3000 | 81.8 |  |  |  | TRUE | FALSE | FALSE | May, 02 2018 00:00:00 | 4.3 |  | standard |  |  |  |  | March, 30 2020 00:00:00 | FALSE | FALSE | FALSE | [6 empty] | AC | [7 empty] | FALSE
PT5PMZP8 | Above Lights | Above Lights | ABL-UNV-EXXLHB | Linear Replacement Lamp | T8 Four-Foot | Replacement Lamps (plug and play) (UL Type A) |  | standard | TRUE |  | 2072 | 121.1 | 17.08 | 12.9 | 0.9081 | 2932 | 82.2 | 5 | 50000 | April, 22 2016 00:00:00 | Not Dimmable | Not Dimmable | NotYetVerified | Nominal wattage 16W; Product de-listed on 4/1/2017, re-listed on 4/28/2017 due to allowances requirements change | WWWAKR | [15 empty] | 84.5 |  | 1.25 | 1.21 | [6 empty] | 5 | 2072 | 121.31 | 17.08 | 20 | 0.9 | 3000 | 81.8 |  |  |  | TRUE | FALSE | FALSE | May, 02 2018 00:00:00 | 4.3 |  | standard |  |  |  |  | March, 30 2020 00:00:00 | FALSE | FALSE | FALSE | [6 empty] | AC | [7 empty] | FALSE
P7VTE6UC | LUMA America Corp. | LUMA | LED14T8-48-850-A | Linear Replacement Lamp | T8 Four-Foot | Replacement Lamps (plug and play) (UL Type A) |  | standard | FALSE | [10 empty] | April, 21 2016 00:00:00 | Not Dimmable | Not Dimmable | NO |  | SSSAYH | [25 empty] | 5 | 2000 | 120 | 16.5 | 15 | 0.98 | 5000 | 80 |  |  |  | FALSE | FALSE | FALSE | May, 02 2018 00:00:00 | 4.3 |  | standard |  |  |  |  | March, 30 2020 00:00:00 | FALSE | FALSE | FALSE | [6 empty] | AC | [7 empty] | FALSE
PWQMRYAW | LUMA America Corp. | LUMA | LED14T8-48-830-A | Linear Replacement Lamp | T8 Four-Foot | Replacement Lamps (plug and play) (UL Type A) |  | standard | TRUE |  | 1884.5 | 112.9 | 16.69 | 10.51 | 0.958 | 3016 | 82.8 | 5 | 50000 | April, 21 2016 00:00:00 | Not Dimmable | Not Dimmable | FALSE |  | SSSAYH | [15 empty] | 84.1 |  | 1.3 | 1.32 | [6 empty] | 4.4 | 1850 | 115 | 16.5 | 15 | 0.98 | 3000 | 80 |  |  |  | FALSE | FALSE | FALSE | May, 02 2018 00:00:00 | 4.3 |  | standard |  |  |  |  | November, 02 2018 00:00:00 | FALSE | FALSE | FALSE | [6 empty] | AC | [7 empty] | FALSE
PQ2UVGJ5 | LUMA America Corp. | LUMA | LED14T8-48-835-A | Linear Replacement Lamp | T8 Four-Foot | Replacement Lamps (plug and play) (UL Type A) |  | standard | FALSE | [10 empty] | April, 21 2016 00:00:00 | Not Dimmable | Not Dimmable | FALSE |  | SSSAYH | [25 empty] | 4.4 | 1850 | 115 | 16.5 | 15 | 0.98 | 3500 | 80 |  |  |  | FALSE | FALSE | FALSE | May, 02 2018 00:00:00 | 4.3 |  | standard |  |  |  |  | November, 02 2018 00:00:00 | FALSE | FALSE | FALSE | [6 empty] | AC | [7 empty] | FALSE
P3YRAAHH | LUMA America Corp. | LUMA | LED14T8-48-840-A | Linear Replacement Lamp | T8 Four-Foot | Replacement Lamps (plug and play) (UL Type A) |  | standard | FALSE | [10 empty] | April, 21 2016 00:00:00 | Not Dimmable | Not Dimmable | No |  | SSSAYH | [25 empty] | 5 | 2000 | 120 | 16.5 | 15 | 0.98 | 4000 | 80 |  |  |  | FALSE | FALSE | FALSE | May, 02 2018 00:00:00 | 4.3 |  | standard |  |  |  |  | March, 30 2020 00:00:00 | FALSE | FALSE | FALSE | [6 empty] | AC | [7 empty] | FALSE
PM9VZNXJ | Universal Lighting Technologies | Everline | T8LDR4F12/830A | Linear Replacement Lamp | T8 Four-Foot | Replacement Lamps (plug and play) (UL Type A) |  | standard | TRUE |  | 1849 | 115.2 | 16.05 | 11.53 | 0.9752 | 3066 | 84.6 | 5 | 50000 | April, 20 2016 00:00:00 | Not Dimmable | Not Dimmable | No | Product de-listed on 4/1/2017, re-listed on 4/28/2017 due to allowances requirements change | SSSAYN | [15 empty] | 83.1 |  | 1.26 | 1.28 | [6 empty] | 5 | 1800 | 116 | 15.5 | 20 | 0.9 | 3000 | 83 |  |  |  | TRUE | FALSE | FALSE | May, 02 2018 00:00:00 | 4.3 |  | standard |  |  |  |  | March, 30 2020 00:00:00 | FALSE | FALSE | FALSE | [6 empty] | AC | [7 empty] | FALSE
PH59GMYT | Universal Lighting Technologies | Everline | T8LDR4F15/830A | Linear Replacement Lamp | T8 Four-Foot | Replacement Lamps (plug and play) (UL Type A) |  | standard | TRUE |  | 2258 | 118.3 | 19.08 | 9.74 | 0.9807 | 3063 | 84.6 | 5 | 50000 | April, 20 2016 00:00:00 | Not Dimmable | Not Dimmable | No |  | SSSAYP | [15 empty] | 83.1 |  | 1.26 | 1.28 | [6 empty] | 5 | 2200 | 122 | 18 | 20 | 0.9 | 3000 | 82 |  |  |  | FALSE | FALSE | FALSE | May, 02 2018 00:00:00 | 4.3 |  | standard |  |  |  |  | March, 30 2020 00:00:00 | FALSE | FALSE | FALSE | [6 empty] | AC | [7 empty] | FALSE
PJE4A237 | Universal Lighting Technologies | Everline | T8LDR4F15/850A | Linear Replacement Lamp | T8 Four-Foot | Replacement Lamps (plug and play) (UL Type A) |  | standard | FALSE | [10 empty] | April, 20 2016 00:00:00 | Not Dimmable | Not Dimmable | No |  | SSSAYP | [25 empty] | 5 | 2200 | 122 | 18 | 20 | 0.9 | 5000 | 82 |  |  |  | FALSE | FALSE | FALSE | May, 02 2018 00:00:00 | 4.3 |  | standard |  |  |  |  | March, 30 2020 00:00:00 | FALSE | FALSE | FALSE | [6 empty] | AC | [7 empty] | FALSE
PU91FFH3 | Universal Lighting Technologies | Everline | T8LDR4F15/835A | Linear Replacement Lamp | T8 Four-Foot | Replacement Lamps (plug and play) (UL Type A) |  | standard | FALSE | [10 empty] | April, 20 2016 00:00:00 | Not Dimmable | Not Dimmable | No |  | SSSAYP | [25 empty] | 5 | 2200 | 122 | 18 | 20 | 0.9 | 3500 | 82 |  |  |  | FALSE | FALSE | FALSE | May, 02 2018 00:00:00 | 4.3 |  | standard |  |  |  |  | March, 30 2020 00:00:00 | FALSE | FALSE | FALSE | [6 empty] | AC | [7 empty] | FALSE
PXNM8VPV | Universal Lighting Technologies | Everline | T8LDR4F15/840A | Linear Replacement Lamp | T8 Four-Foot | Replacement Lamps (plug and play) (UL Type A) |  | standard | FALSE | [10 empty] | April, 20 2016 00:00:00 | Not Dimmable | Not Dimmable | No |  | SSSAYP | [25 empty] | 5 | 2200 | 122 | 18 | 20 | 0.9 | 4000 | 82 |  |  |  | FALSE | FALSE | FALSE | May, 02 2018 00:00:00 | 4.3 |  | standard |  |  |  |  | March, 30 2020 00:00:00 | FALSE | FALSE | FALSE | [6 empty] | AC | [7 empty] | FALSE
PWEYE7DC | Signify North America Corporation | Philips | 9290011586A | Linear Replacement Lamp | T8 Four-Foot | Replacement Lamps (plug and play) (UL Type A) |  | Standard | FALSE | [10 empty] | April, 19 2016 00:00:00 | Not Dimmable | Not Dimmable | No | Updated on 03/26/2020 | BBBCHU | [25 empty] | 5 | 2000 | 121.2 | 16.5 | 20 | 0.9 | 3500 | 82 |  |  |  | FALSE | FALSE | FALSE | May, 02 2018 00:00:00 | 4.3 |  | Standard |  |  |  |  | March, 26 2020 00:00:00 | FALSE | FALSE | FALSE | [6 empty] | AC | [7 empty] | FALSE
PJV8C973 | Signify North America Corporation | Philips | 9290011585A | Linear Replacement Lamp | T8 Four-Foot | Replacement Lamps (plug and play) (UL Type A) |  | Standard | TRUE |  | 1865 | 119.5 | 15.61 | 9.24 | 0.9647 | 3057 | 83.6 | 5 | 50000 | April, 19 2016 00:00:00 | Not Dimmable | Not Dimmable | No | Updated on 03/26/2020 | BBBCHU | [15 empty] | 82.7 |  | 1.28 | 1.32 | [6 empty] | 5 | 2000 | 121.2 | 16.5 | 20 | 0.9 | 3000 | 82 |  |  |  | FALSE | FALSE | FALSE | May, 02 2018 00:00:00 | 4.3 |  | Standard |  |  |  |  | March, 26 2020 00:00:00 | FALSE | FALSE | FALSE | [6 empty] | AC | [7 empty] | FALSE
P4QPFWX2 | Signify North America Corporation | Philips | 9290011588A | Linear Replacement Lamp | T8 Four-Foot | Replacement Lamps (plug and play) (UL Type A) |  | standard | FALSE | [10 empty] | April, 19 2016 00:00:00 | Not Dimmable | Not Dimmable | No |  | BBBCHU | [25 empty] | 5 | 2100 | 116.667 | 18 | 8 | 0.9 | 5000 | 82 |  |  |  | FALSE | FALSE | FALSE | May, 02 2018 00:00:00 | 4.3 |  | standard |  |  |  |  | March, 30 2020 00:00:00 | FALSE | FALSE | FALSE | [6 empty] | AC | [7 empty] | FALSE
P7JWYJRM | Signify North America Corporation | Philips | 9290011587A | Linear Replacement Lamp | T8 Four-Foot | Replacement Lamps (plug and play) (UL Type A) |  | standard | FALSE | [10 empty] | April, 19 2016 00:00:00 | Not Dimmable | Not Dimmable | No |  | BBBCHU | [25 empty] | 5 | 2100 | 116.667 | 18 | 8 | 0.9 | 4000 | 82 |  |  |  | FALSE | FALSE | FALSE | May, 02 2018 00:00:00 | 4.3 |  | standard |  |  |  |  | March, 30 2020 00:00:00 | FALSE | FALSE | FALSE | [6 empty] | AC | [7 empty] | FALSE
P9S3GX2V | Shenzhen Homi Lighting Co.,Ltd | HOMI | HMFL-T8-15W 1200 BIX(FTS)(4000K) | Linear Replacement Lamp | T8 Four-Foot | Replacement Lamps (plug and play) (UL Type A) |  | standard | FALSE | [10 empty] | April, 18 2016 00:00:00 | Not Dimmable | Not Dimmable | FALSE |  | LLLADQ | [25 empty] | 4.4 | 1734.14 | 111.736 | 15.52 | 16.74 | 0.991 | 4000 | 82 |  |  |  | FALSE | FALSE | FALSE | May, 02 2018 00:00:00 | 4.3 |  | standard |  |  |  |  | November, 02 2018 00:00:00 | FALSE | FALSE | FALSE | [6 empty] | AC | [7 empty] | FALSE
P889XF7P | KONKA GREEN LIGHTING CO.,LTD | Konka | KK-T8-4DW-16-5AAD | Linear Replacement Lamp | T8 Four-Foot | Replacement Lamps (plug and play) (UL Type A) |  | standard | FALSE | [10 empty] | April, 18 2016 00:00:00 | Not Dimmable | Not Dimmable | No |  | RRRSUR | [25 empty] | 5 | 2210 | 134 | 16.5 | 18 | 0.9 | 4000 | 80 |  |  |  | FALSE | FALSE | FALSE | May, 02 2018 00:00:00 | 4.3 |  | standard |  |  |  |  | March, 30 2020 00:00:00 | FALSE | FALSE | FALSE | [6 empty] | AC | [7 empty] | FALSE
PD182D6R | KONKA GREEN LIGHTING CO.,LTD | Konka | KK-T8-4EW-14-5AAD | Linear Replacement Lamp | T8 Four-Foot | Replacement Lamps (plug and play) (UL Type A) |  | standard | FALSE | [10 empty] | April, 18 2016 00:00:00 | Not Dimmable | Not Dimmable | No |  | RRRSUP | [25 empty] | 5 | 1941 | 133.86 | 14.5 | 18 | 0.9 | 5000 | 80 |  |  |  | FALSE | FALSE | FALSE | May, 02 2018 00:00:00 | 4.3 |  | standard |  |  |  |  | March, 30 2020 00:00:00 | FALSE | FALSE | FALSE | [6 empty] | AC | [7 empty] | FALSE
P9UQ2BGE | KONKA GREEN LIGHTING CO.,LTD | Konka | KK-T8-4DW-16-5C6D | Linear Replacement Lamp | T8 Four-Foot | Replacement Lamps (plug and play) (UL Type A) |  | standard | FALSE | [10 empty] | April, 18 2016 00:00:00 | Not Dimmable | Not Dimmable | No |  | RRRSUS | [25 empty] | 5 | 2210 | 134 | 16.5 | 18 | 0.9 | 4000 | 80 |  |  |  | FALSE | FALSE | FALSE | May, 02 2018 00:00:00 | 4.3 |  | standard |  |  |  |  | March, 30 2020 00:00:00 | FALSE | FALSE | FALSE | [6 empty] | AC | [7 empty] | FALSE
P319JKZ1 | KONKA GREEN LIGHTING CO.,LTD | Konka | KK-T8-4EW-16-5C6D | Linear Replacement Lamp | T8 Four-Foot | Replacement Lamps (plug and play) (UL Type A) |  | standard | FALSE | [10 empty] | April, 18 2016 00:00:00 | Not Dimmable | Not Dimmable | No |  | RRRSUS | [25 empty] | 5 | 2274 | 137.81 | 16.5 | 18 | 0.9 | 5000 | 80 |  |  |  | FALSE | FALSE | FALSE | May, 02 2018 00:00:00 | 4.3 |  | standard |  |  |  |  | March, 30 2020 00:00:00 | FALSE | FALSE | FALSE | [6 empty] | AC | [7 empty] | FALSE
PWDMH77Y | KONKA GREEN LIGHTING CO.,LTD | Konka | KK-T8-4WW-14-5C6D | Linear Replacement Lamp | T8 Four-Foot | Replacement Lamps (plug and play) (UL Type A) |  | standard | TRUE |  | 1752.73 | 116.85 | 15 | 21.47 | 0.894 | 3009 | 84.2 | 5 | 50000 | April, 18 2016 00:00:00 | Not Dimmable | Not Dimmable | No | Product de-listed on 4/1/2017, re-listed on 4/28/2017 due to allowances requirements change | RRRSUQ | [15 empty] | 83.9 |  | 1.2 | 1.3 | [6 empty] | 5 | 1753 | 120.9 | 14.5 | 18 | 0.9 | 3000 | 80 |  |  |  | TRUE | FALSE | FALSE | May, 02 2018 00:00:00 | 4.3 |  | standard |  |  |  |  | March, 30 2020 00:00:00 | FALSE | FALSE | FALSE | [6 empty] | AC | [7 empty] | FALSE
PC9ZS67Z | KONKA GREEN LIGHTING CO.,LTD | Konka | KK-T8-4EW-16-5AAD | Linear Replacement Lamp | T8 Four-Foot | Replacement Lamps (plug and play) (UL Type A) |  | standard | FALSE | [10 empty] | April, 18 2016 00:00:00 | Not Dimmable | Not Dimmable | No |  | RRRSUR | [25 empty] | 5 | 2274 | 137.81 | 16.5 | 18 | 0.9 | 5000 | 80 |  |  |  | FALSE | FALSE | FALSE | May, 02 2018 00:00:00 | 4.3 |  | standard |  |  |  |  | March, 30 2020 00:00:00 | FALSE | FALSE | FALSE | [6 empty] | AC | [7 empty] | FALSE
PB79KWZP | KONKA GREEN LIGHTING CO.,LTD | Konka | KK-T8-4WW-16-5C6D | Linear Replacement Lamp | T8 Four-Foot | Replacement Lamps (plug and play) (UL Type A) |  | standard | TRUE |  | 2096.76 | 124.07 | 16.9 | 21.1 | 0.906 | 2950 | 83.8 | 5 | 50000 | April, 18 2016 00:00:00 | Not Dimmable | Not Dimmable | No |  | RRRSUS | [15 empty] | 83.9 |  | 1.2 | 1.3 | [6 empty] | 5 | 2056 | 124.6 | 16.5 | 18 | 0.9 | 3000 | 80 |  |  |  | FALSE | FALSE | FALSE | May, 02 2018 00:00:00 | 4.3 |  | standard |  |  |  |  | March, 30 2020 00:00:00 | FALSE | FALSE | FALSE | [6 empty] | AC | [7 empty] | FALSE
P1212Q2M | Shenzhen Homi Lighting Co.,Ltd | HOMI | HMFL-T8-15W 1200 BIX(FTS)(3000K) | Linear Replacement Lamp | T8 Four-Foot | Replacement Lamps (plug and play) (UL Type A) |  | standard | TRUE |  | 1686.3 | 110 | 15.32 | 17.35 | 0.918 | 2973 | 82 | 5 | 50000 | April, 18 2016 00:00:00 | Not Dimmable | Not Dimmable | FALSE |  | LLLADQ | [15 empty] | 83.8 |  | 1.18 | 1.24 | [6 empty] | 4.4 | 1686.36 | 110.076 | 15.32 | 17.35 | 0.994 | 3000 | 82 |  |  |  | FALSE | FALSE | FALSE | May, 02 2018 00:00:00 | 4.3 |  | standard |  |  |  |  | November, 02 2018 00:00:00 | FALSE | FALSE | FALSE | [6 empty] | AC | [7 empty] | FALSE
PHB13RSR | KONKA GREEN LIGHTING CO.,LTD | Konka | KK-T8-4WW-16-5AAD | Linear Replacement Lamp | T8 Four-Foot | Replacement Lamps (plug and play) (UL Type A) |  | standard | TRUE |  | 2072.6 | 121.07 | 17.12 | 24.32 | 0.907 | 2970 | 84.2 | 5 | 50000 | April, 18 2016 00:00:00 | Not Dimmable | Not Dimmable | No |  | RRRSUR | [15 empty] | 83.9 |  | 1.2 | 1.3 | [6 empty] | 5 | 2056 | 124.6 | 16.5 | 18 | 0.9 | 3000 | 80 |  |  |  | FALSE | FALSE | FALSE | May, 02 2018 00:00:00 | 4.3 |  | standard |  |  |  |  | March, 30 2020 00:00:00 | FALSE | FALSE | FALSE | [6 empty] | AC | [7 empty] | FALSE
PB5EY8HH | Shenzhen Homi Lighting Co.,Ltd | HOMI | HMFL-T8-15W 1200 BIX(FTS)(5000K) | Linear Replacement Lamp | T8 Four-Foot | Replacement Lamps (plug and play) (UL Type A) |  | standard | FALSE | [10 empty] | April, 18 2016 00:00:00 | Not Dimmable | Not Dimmable | FALSE |  | LLLADQ | [25 empty] | 4.4 | 1759.8 | 112.591 | 15.63 | 15.14 | 0.992 | 5000 | 83 |  |  |  | FALSE | FALSE | FALSE | May, 02 2018 00:00:00 | 4.3 |  | standard |  |  |  |  | November, 02 2018 00:00:00 | FALSE | FALSE | FALSE | [6 empty] | AC | [7 empty] | FALSE
PQMDKYUZ | Shenzhen Homi Lighting Co.,Ltd | HOMI | HMFL-T8-15W 1200 BIX(FTS)(3500K) | Linear Replacement Lamp | T8 Four-Foot | Replacement Lamps (plug and play) (UL Type A) |  | standard | FALSE | [10 empty] | April, 18 2016 00:00:00 | Not Dimmable | Not Dimmable | FALSE |  | LLLADQ | [25 empty] | 4.4 | 1717.96 | 111.267 | 15.44 | 17.02 | 0.993 | 3500 | 82 |  |  |  | FALSE | FALSE | FALSE | May, 02 2018 00:00:00 | 4.3 |  | standard |  |  |  |  | November, 02 2018 00:00:00 | FALSE | FALSE | FALSE | [6 empty] | AC | [7 empty] | FALSE
PPDBDSXS | Shenzhen Homi Lighting Co.,Ltd | HOMI | HMFL-T8-15W 1200 BIX(FTS)(4500K) | Linear Replacement Lamp | T8 Four-Foot | Replacement Lamps (plug and play) (UL Type A) |  | standard | FALSE | [10 empty] | April, 18 2016 00:00:00 | Not Dimmable | Not Dimmable | FALSE |  | LLLADQ | [25 empty] | 4.4 | 1749.24 | 112.203 | 15.59 | 16.22 | 0.992 | 4500 | 82 |  |  |  | FALSE | FALSE | FALSE | May, 02 2018 00:00:00 | 4.3 |  | standard |  |  |  |  | November, 02 2018 00:00:00 | FALSE | FALSE | FALSE | [6 empty] | AC | [7 empty] | FALSE
PW1Q1GJC | KONKA GREEN LIGHTING CO.,LTD | Konka | KK-T8-4DW-14-5AAD | Linear Replacement Lamp | T8 Four-Foot | Replacement Lamps (plug and play) (UL Type A) |  | standard | FALSE | [10 empty] | April, 18 2016 00:00:00 | Not Dimmable | Not Dimmable | No |  | RRRSUP | [25 empty] | 5 | 1797 | 123.93 | 14.5 | 18 | 0.9 | 4000 | 80 |  |  |  | FALSE | FALSE | FALSE | May, 02 2018 00:00:00 | 4.3 |  | standard |  |  |  |  | March, 30 2020 00:00:00 | FALSE | FALSE | FALSE | [6 empty] | AC | [7 empty] | FALSE
PW3QQUQA | KONKA GREEN LIGHTING CO.,LTD | Konka | KK-T8-4WW-14-5AAD | Linear Replacement Lamp | T8 Four-Foot | Replacement Lamps (plug and play) (UL Type A) |  | standard | TRUE |  | 1711.17 | 114.84 | 14.9 | 21.88 | 0.891 | 3022 | 84.2 | 5 | 50000 | April, 18 2016 00:00:00 | Not Dimmable | Not Dimmable | No |  | RRRSUP | [15 empty] | 83.9 |  | 1.2 | 1.3 | [6 empty] | 5 | 1753 | 120.9 | 14.5 | 18 | 0.9 | 3000 | 80 |  |  |  | FALSE | FALSE | FALSE | May, 02 2018 00:00:00 | 4.3 |  | standard |  |  |  |  | March, 30 2020 00:00:00 | FALSE | FALSE | FALSE | [6 empty] | AC | [7 empty] | FALSE
PJ17DBEM | Plusrite USA | NaturaLED | LED18T8/FR22/840/IF | Linear Replacement Lamp | T8 Four-Foot | Replacement Lamps (plug and play) (UL Type A) |  | standard | FALSE | [10 empty] | April, 15 2016 00:00:00 | Not Dimmable | Not Dimmable | No |  | IIIIJY | [25 empty] | 5 | 2200 | 122 | 18 | 20 | 0.9 | 4000 | 82 |  |  |  | FALSE | FALSE | FALSE | May, 02 2018 00:00:00 | 4.3 |  | standard |  |  |  |  | March, 30 2020 00:00:00 | FALSE | FALSE | FALSE | [6 empty] | AC | [7 empty] | FALSE
P28JWH48 | Plusrite USA | NaturaLED | LED18T8/FR22/845/IF | Linear Replacement Lamp | T8 Four-Foot | Replacement Lamps (plug and play) (UL Type A) |  | standard | FALSE | [10 empty] | April, 15 2016 00:00:00 | Not Dimmable | Not Dimmable | No |  | IIIIJY | [25 empty] | 5 | 2200 | 122 | 18 | 20 | 0.9 | 4500 | 82 |  |  |  | FALSE | FALSE | FALSE | May, 02 2018 00:00:00 | 4.3 |  | standard |  |  |  |  | March, 30 2020 00:00:00 | FALSE | FALSE | FALSE | [6 empty] | AC | [7 empty] | FALSE
PK9SQZDC | Plusrite USA | NaturaLED | LED18T8/FR22/835/IF | Linear Replacement Lamp | T8 Four-Foot | Replacement Lamps (plug and play) (UL Type A) |  | standard | FALSE | [10 empty] | April, 15 2016 00:00:00 | Not Dimmable | Not Dimmable | No |  | IIIIJY | [25 empty] | 5 | 2200 | 122 | 18 | 20 | 0.9 | 3500 | 82 |  |  |  | FALSE | FALSE | FALSE | May, 02 2018 00:00:00 | 4.3 |  | standard |  |  |  |  | March, 30 2020 00:00:00 | FALSE | FALSE | FALSE | [6 empty] | AC | [7 empty] | FALSE
PC9B1Y51 | Plusrite USA | NaturaLED | LED18T8/FR22/850/IF | Linear Replacement Lamp | T8 Four-Foot | Replacement Lamps (plug and play) (UL Type A) |  | standard | FALSE | [10 empty] | April, 15 2016 00:00:00 | Not Dimmable | Not Dimmable | No |  | IIIIJY | [25 empty] | 5 | 2200 | 122 | 18 | 20 | 0.9 | 5000 | 82 |  |  |  | FALSE | FALSE | FALSE | May, 02 2018 00:00:00 | 4.3 |  | standard |  |  |  |  | March, 30 2020 00:00:00 | FALSE | FALSE | FALSE | [6 empty] | AC | [7 empty] | FALSE
PANTQGTE | Plusrite USA | NaturaLED | LED15.5T8/FR18/830/IF | Linear Replacement Lamp | T8 Four-Foot | Replacement Lamps (plug and play) (UL Type A) |  | standard | TRUE |  | 1849 | 115.2 | 16.05 | 11.53 | 0.9752 | 3066 | 84.6 | 5 | 50000 | April, 15 2016 00:00:00 | Not Dimmable | Not Dimmable | No | Product de-listed on 4/1/2017, re-listed on 4/28/2017 due to allowances requirements change | IIIIJX | [15 empty] | 83.1 |  | 1.26 | 1.28 | [6 empty] | 5 | 1800 | 116 | 15.5 | 20 | 0.9 | 3000 | 83 |  |  |  | TRUE | FALSE | FALSE | May, 02 2018 00:00:00 | 4.3 |  | standard |  |  |  |  | March, 30 2020 00:00:00 | FALSE | FALSE | FALSE | [6 empty] | AC | [7 empty] | FALSE
PBHAX8ES | Plusrite USA | NaturaLED | LED18T8/FR22/830/IF | Linear Replacement Lamp | T8 Four-Foot | Replacement Lamps (plug and play) (UL Type A) |  | standard | TRUE |  | 2258 | 118.3 | 19.08 | 9.74 | 0.9807 | 3063 | 84.6 | 5 | 50000 | April, 15 2016 00:00:00 | Not Dimmable | Not Dimmable | No |  | IIIIJY | [15 empty] | 83.1 |  | 1.26 | 1.28 | [6 empty] | 5 | 2200 | 122 | 18 | 20 | 0.9 | 3000 | 82 |  |  |  | FALSE | FALSE | FALSE | May, 02 2018 00:00:00 | 4.3 |  | standard |  |  |  |  | March, 30 2020 00:00:00 | FALSE | FALSE | FALSE | [6 empty] | AC | [7 empty] | FALSE
PEQF9SAZ | Green Lighting LED | Green Lighting LED | USHC-T8-4FT-12W-BCB-ZY (CLEAR LENS) (4000K) | Linear Replacement Lamp | T8 Four-Foot | Replacement Lamps (plug and play) (UL Type A) |  | standard | FALSE | [10 empty] | April, 14 2016 00:00:00 | Not Dimmable | Not Dimmable | NotYetVerified | Nominal wattage 12w | KKKYWD | [25 empty] | 5 | 1947.4 | 137.33 | 14.18 | 10.6 | 0.9063 | 4000 | 81.6 |  |  |  | FALSE | FALSE | FALSE | May, 02 2018 00:00:00 | 4.3 |  | standard |  |  |  |  | March, 30 2020 00:00:00 | FALSE | FALSE | FALSE | [6 empty] | AC | [7 empty] | FALSE
P61BX9CT | Green Lighting LED | Green Lighting LED | USHC-T8-4FT-12W-BCB-ZY (CLEAR LENS) (3000K) | Linear Replacement Lamp | T8 Four-Foot | Replacement Lamps (plug and play) (UL Type A) |  | standard | TRUE |  | 1947.4 | 137.33 | 14.18 | 10.54 | 0.9062 | 2940 | 81.7 | 5 | 50000 | April, 14 2016 00:00:00 | Not Dimmable | Not Dimmable | NotYetVerified | Nominal wattage 12w | KKKYWD | [15 empty] | 85.3 |  | 1.3 | 1.23 | [6 empty] | 5 | 1947.4 | 137.33 | 14.18 | 10.6 | 0.9063 | 3000 | 81.6 |  |  |  | FALSE | FALSE | FALSE | May, 02 2018 00:00:00 | 4.3 |  | standard |  |  |  |  | March, 30 2020 00:00:00 | FALSE | FALSE | FALSE | [6 empty] | AC | [7 empty] | FALSE
PZS4WRW5 | Radiant Lighting Inc. | RADIANT LIGHTING INC. | RL-BT816W4FT(FROSTED LENS)(4000K) | Linear Replacement Lamp | T8 Four-Foot | Replacement Lamps (plug and play) (UL Type A) |  | standard | FALSE | [10 empty] | April, 14 2016 00:00:00 | Not Dimmable | Not Dimmable | NotYetVerified | Peoducts updated on 4/25/2017 | KKKYWN | [25 empty] | 5 | 2112 | 130.77 | 16.15 | 20 | 0.9 | 4000 | 81.8 |  |  |  | FALSE | FALSE | FALSE | May, 02 2018 00:00:00 | 4.3 |  | standard |  |  |  |  | March, 30 2020 00:00:00 | FALSE | FALSE | FALSE | [6 empty] | AC | [7 empty] | FALSE
PW8HFXKY | Green Lighting LED | Green Lighting LED | USHC-T8-4FT-16W-BCB-ZY (FROSTED LENS) (3000K) | Linear Replacement Lamp | T8 Four-Foot | Replacement Lamps (plug and play) (UL Type A) |  | standard | TRUE |  | 2072 | 121.1 | 17.08 | 12.9 | 0.9081 | 2932 | 82.2 | 5 | 50000 | April, 14 2016 00:00:00 | Not Dimmable | Not Dimmable | NotYetVerified | Nominal wattage 16W; Product de-listed on 4/1/2017, re-listed on 4/28/2017 due to allowances requirements change | KKKYWI | [15 empty] | 84.5 |  | 1.25 | 1.21 | [6 empty] | 5 | 2072 | 121.31 | 17.08 | 20 | 0.9 | 3000 | 81.8 |  |  |  | TRUE | FALSE | FALSE | May, 02 2018 00:00:00 | 4.3 |  | standard |  |  |  |  | March, 30 2020 00:00:00 | FALSE | FALSE | FALSE | [6 empty] | AC | [7 empty] | FALSE
PWF6DH6A | Radiant Lighting Inc. | RADIANT LIGHTING INC. | RL-BT812W4FT(FROSTED LENS) (5000K) | Linear Replacement Lamp | T8 Four-Foot | Replacement Lamps (plug and play) (UL Type A) |  | standard | FALSE | [10 empty] | April, 14 2016 00:00:00 | Not Dimmable | Not Dimmable | NotYetVerified | Peoducts updated on 4/25/2017 | KKKYWO | [25 empty] | 5 | 1769 | 132.51 | 13.35 | 20 | 0.9 | 5000 | 80.7 |  |  |  | FALSE | FALSE | FALSE | May, 02 2018 00:00:00 | 4.3 |  | standard |  |  |  |  | March, 30 2020 00:00:00 | FALSE | FALSE | FALSE | [6 empty] | AC | [7 empty] | FALSE
PBE3M3SR | Radiant Lighting Inc. | RADIANT LIGHTING INC. | RL-T8-15W1200 BIXX BALLAST COMPATIBLE LED TUBE [3500K Frosted] | Linear Replacement Lamp | T8 Four-Foot | Dual Mode Internal Driver (UL Type A and Type B) |  | standard | FALSE | [10 empty] | April, 14 2016 00:00:00 | Not Yet Verified | Not Yet Verified | NotYetVerified | Peoducts updated on 4/25/2017 | KKKYXE | [25 empty] | 5 | 2172 | 133 | 16.3 | 20 | 0.9 | 3500 | 83 |  |  |  | FALSE | FALSE | FALSE | May, 02 2018 00:00:00 | 4.3 |  | standard |  |  |  |  | March, 30 2020 00:00:00 | FALSE | FALSE | FALSE | [6 empty] | AC | [7 empty] | FALSE
PQC3E8MR | Radiant Lighting Inc. | RADIANT LIGHTING INC. | RL-BT812W4FT(FROSTED LENS) (4500K) | Linear Replacement Lamp | T8 Four-Foot | Replacement Lamps (plug and play) (UL Type A) |  | standard | FALSE | [10 empty] | April, 14 2016 00:00:00 | Not Dimmable | Not Dimmable | NotYetVerified | Peoducts updated on 4/25/2017 | KKKYWN | [25 empty] | 5 | 1769 | 132.51 | 13.35 | 20 | 0.9 | 4500 | 81.8 |  |  |  | FALSE | FALSE | FALSE | May, 02 2018 00:00:00 | 4.3 |  | standard |  |  |  |  | March, 30 2020 00:00:00 | FALSE | FALSE | FALSE | [6 empty] | AC | [7 empty] | FALSE
P25UKT8U | Green Lighting LED | Green Lighting LED | USHC-T8-4FT-14W-BCB-ZY (CLEAR LENS) (5000K) | Linear Replacement Lamp | T8 Four-Foot | Replacement Lamps (plug and play) (UL Type A) |  | standard | FALSE | [10 empty] | April, 14 2016 00:00:00 | Not Dimmable | Not Dimmable | NotYetVerified | Nominal wattage 14w | KKKYWF | [25 empty] | 5 | 2304 | 140.92 | 16.35 | 12.07 | 0.9043 | 5000 | 81.1 |  |  |  | FALSE | FALSE | FALSE | May, 02 2018 00:00:00 | 4.3 |  | standard |  |  |  |  | March, 30 2020 00:00:00 | FALSE | FALSE | FALSE | [6 empty] | AC | [7 empty] | FALSE
PU96KA9S | Radiant Lighting Inc. | RADIANT LIGHTING INC. | RL-BT812W4FT(FROSTED LENS) (3000K) | Linear Replacement Lamp | T8 Four-Foot | Replacement Lamps (plug and play) (UL Type A) |  | standard | TRUE |  | 1769 | 132.51 | 13.35 | 10 | 0.9021 | 2953 | 80.4 | 5 | 50000 | April, 14 2016 00:00:00 | Not Dimmable | Not Dimmable | NotYetVerified | Peoducts updated on 4/25/2017 | KKKYWN | [15 empty] | 84.5 |  | 1.33 | 1.23 | [6 empty] | 5 | 1769 | 132.51 | 13.35 | 20 | 0.9 | 3000 | 81.8 |  |  |  | FALSE | FALSE | FALSE | May, 02 2018 00:00:00 | 4.3 |  | standard |  |  |  |  | March, 30 2020 00:00:00 | FALSE | FALSE | FALSE | [6 empty] | AC | [7 empty] | FALSE
P6ND2YYE | Radiant Lighting Inc. | RADIANT LIGHTING INC. | RL-BT816W4FT(FROSTED LENS)(3000K) | Linear Replacement Lamp | T8 Four-Foot | Replacement Lamps (plug and play) (UL Type A) |  | standard | TRUE |  | 2112 | 130.77 | 16.15 | 7.36 | 0.9551 | 2982 | 81.2 | 5 | 50000 | April, 14 2016 00:00:00 | Not Dimmable | Not Dimmable | NotYetVerified | Peoducts updated on 4/25/2017 | KKKYWP | [15 empty] | 84.5 |  | 1.25 | 1.21 | [6 empty] | 5 | 2112 | 130.77 | 16.15 | 20 | 0.9 | 3000 | 81.8 |  |  |  | FALSE | FALSE | FALSE | May, 02 2018 00:00:00 | 4.3 |  | standard |  |  |  |  | March, 30 2020 00:00:00 | FALSE | FALSE | FALSE | [6 empty] | AC | [7 empty] | FALSE
PUDAF61W | Radiant Lighting Inc. | RADIANT LIGHTING INC. | RL-BT812W4FT(FROSTED LENS) (3500K) | Linear Replacement Lamp | T8 Four-Foot | Replacement Lamps (plug and play) (UL Type A) |  | standard | FALSE | [10 empty] | April, 14 2016 00:00:00 | Not Dimmable | Not Dimmable | NotYetVerified | Peoducts updated on 4/25/2017 | KKKYWN | [25 empty] | 5 | 1769 | 132.51 | 13.35 | 20 | 0.9 | 3500 | 81.8 |  |  |  | FALSE | FALSE | FALSE | May, 02 2018 00:00:00 | 4.3 |  | standard |  |  |  |  | March, 30 2020 00:00:00 | FALSE | FALSE | FALSE | [6 empty] | AC | [7 empty] | FALSE